## ERG
Ergon Approved Products List |  |  |  |  | Form 2020 06/06/2023
The Ergon Energy Approved Product List provides details of approved materials and current known suppliers of these items used in the Ergon Energy Network. Those purchasing materials for the electrical network owned and operated by Ergon Energy may purchase these approved products from any supplier of the respective approved products on the list. Suppliers who wish to have an item approved for use that is not currently on the approved products list may either: a) Submit an offer for the supply of the respective item to Ergon Energy during the next available tender process, or b) Make a written application to Ergon Energy's single point of contact - Email: EQL_Product_Evaluation@energyq.com.au detailing the existing Stock Code against which the item is to be considered. On receipt of the application Ergon Energy will return to the Supplier for completion the Technical Specifications against which the offered equipment will be assessed with the timeline to assess the product(s). Charges apply for this service and a written quote will be provided with the Technical Specification. NOTE 1) Suppliers should note that the Approved Materials Supplier listing for any item is only valid for the duration of the current Ergon Energy purchase contract for any particular stock code item. This will typically be a maximum of 3 years, and may be much less. This is to ensure that all products meet Ergon Energy's changing specifications and changes in technology and industry standards. NOTE 2) When purchasing Plant Items such as transformers, RMU's, CT's, VT's, Switchgear etc, from Suppliers, the Contractors must email tech.enquiries@ergon.com.au requesting a Plant No. and advise Supplier Name, Stock Code and Item type, e.g. transformer. The Plant No. must be placed on the item as detailed in the email advice.
STOCK_CODE | ITEM_NAME | DESCRIPTION | MNEMONIC | MNEMONIC_DESCRIPTION | PART_NO | CLASSIFICATION
000003453 | SWITCH,AIR BREAK | 36kV, 800A, 200kV BIL, 3Ph, Vertibreak, Disconnector c/w Manual Up/Down Operating Handle, Downroad Galv Mild Steel Pipe 25NB, w/out Aux Switches & | AEMAUST | AEM AUSTRALIA PTY LTD | PR36 | Active
000000243 | CAPACITOR ASSEMBLY | Type CHD500B, 21.3uF, Capacitor Can, ABB | ABBAUST | ABB AUSTRALIA PTY LTD | CHD500B | Phasing
000104176 | FUSE LINK,EXPULSION | 30A, 69kV, Type PE | PWRHDIST | POWERHOUSE DISTRIBUTION | PH-PE69030 | Active
000113013 | INSULATION HOOD | Shroud c/w Screws, suit CF1 Circuit Breaker | IDEALELE | IDEAL ELECTRICAL SUPPLIERS | CFS1 | Active
000177642 | BUSHING,SLEEVE | Inline, suit 10-35mm2 HV Cable | TECONN | TE CONNECTIVITY LTD | RSRB-4022 | Active
000177642 | BUSHING,SLEEVE | Inline, suit 10-35mm2 HV Cable | GILBERT | GILBERT LODGE AUSTRALIA PTY LTD | RAYRSRB4022 | Active
000326271 | HAND CLEANER | Glad Hands, 750ml Cartridge (Office)(P9) | MINEHAN | MINEHAN AGENCIES PTY LTD | 16-01-1086 | Active
000367963 | HERBICIDE,GLYPHOSATE | 360g to Litre, 5L Container (Roundup or Equiv) | BLKWOODJ | J BLACKWOOD & SONS LIMITED | 00461822 | Active
000491669 | WIRE,NONELECTRICAL | Tie Wire, 2.64mm, Cu Annealed, Max 10kg Coil, 21m/kg, JTS 03-03-01 (scm) | MIDLAND | MIDLAND METALS OVERSEAS PTE LTD | MMO-2.64 TIE ANN.CU. | Active
000491669 | WIRE,NONELECTRICAL | Tie Wire, 2.64mm, Cu Annealed, Max 10kg Coil, 21m/kg, JTS 03-03-01 (scm) | DULHUNTY | DULHUNTY POWER (AUST) PTY LTD | TW-C-264-25 | Active
001713431 | STAYROD | Eye Bolt, M24 x 350mm, Galv, 45Deg, CA Dwg 22-A4-482 | MULLINGS | MULLINGS FASTENERS | 02758325 | Active
002400677 | ROD,ANCHOR | Screw, Swamp 1.5" sq, Section x 7', Galv, for Swamp SS Guy Anchor | TEN | THE ENERGY NETWORK (AUST) PTY LTD | D6625U | Active
002401744 | CLAMP,ELEC CONDUCTOR,STRAIN | Compression Deadend, suit 30/7/2.50 ACSR Grape c/w Eye Tail, Jumper Lug & Bolts Hex Die A/F St 16.0mm, Al 28.5mm (scm) | PLP | PREFORMED LINE PRODUCTS (AUST) | CDE-175-1-A | Active
002403732 | POLENAIL | Power Beam, Mini, Type PB 96130, Post Support, for Pole Reinstatement, Dwg PC16/306/3 (P5) | HUNTENG | HUNT ENGINEERING & STAFF | PB96/30 | Active
002403733 | POLENAIL | Power Beam, Large, Type 21, Post Support, for Pole Reinstatement, Dwg PC16/306/1B (P5) | HUNTENG | HUNT ENGINEERING & STAFF | PC16/3061/1B | Active
002403736 | POLENAIL | Power Beam, Micro, Type MK111, Post Support, for Pole Reinstatement, for Telstra Work | HUNTENG | HUNT ENGINEERING & STAFF | MICROBEAM | Active
002405310 | MARKER,AIRCRAFT WARNING | 300mm Dia, Yellow c/w Mounting Preforms, suit Conductor Dia of 10.0-12.99mm, 3/2.75 SC/AC & Mars (P2) | PLP | PREFORMED LINE PRODUCTS (AUST) | AWSY300 | Active
002405659 | INTERRUPTER | Load Break Interrupter, suit Mounting to ABB Unitised Air Break Switches | ABBAUST | ABB AUSTRALIA PTY LTD | 7291200 | Active
002406038 | HAND CLEANER | Grease Grabber, 750ml, Disposable Cartridge (P9) | AUSTCHEM | AUSTRALIAN CHEMICALS PTY LTD | ACMDEBSUPREGAPLUS | Active
002406982 | NUT,PLAIN,HEX | M5, Nickel Plated Brass, Thin (P100) (scm) | THEBLTPL | THE BOLT PLACE | 2406982 | Active
002418002 | TERMINATION,PREFORMED | Preformed Helical, FT, Short Spans, ADSS 12 Optical Fibre Cable, 13.0-13.7mm Dia c/w Clevis Thimble Extension Link Helical Termination | PLP | PREFORMED LINE PRODUCTS (AUST) | ADSSTS-130-SG | Active
002429082 | INSULATOR,TEST | Digital Insulator Tester, 0 - 40kV c/w 2 x Probes & Hard Case | SPECFORC | SPECIALISED FORCE PTY LTD | E1669001 | Active
002432292 | NUMERAL,SIGN | (5) Pressed Al, 40mm W, 22mm H, Black on Yellow, EE Dwg 995129-01 (scm) | SUMMIT | SUMMIT GROUP | SF17PE4105 | Active
002432318 | NUMERAL,SIGN | (7) Pressed Al, 40mm W, 22mm H, Black on Yellow, EE Dwg 995129-01 (scm) | SUMMIT | SUMMIT GROUP | SF17PE4107 | Active
002434264 | SECTIONALISER | Load Break, 33kV, 400A, Horizontal Mount, Enclosed, SF6 Insulated, Remote Controllable c/w Ctrl Cub, Insulated Cable Droppers, Aux Voltage Transformer | SCHNEIDR | SCHNEIDER PTY LTD (MANUFACTURER) | RL2-LBS-SF6-38-12-170 | Active
002458222 | BUSHING,SLEEVE | Elbow Boot, suit 11kV, XLPE Cable 240-400mm2 & 11kV FBX RMU, suit Bushing 46-70mm Dia, 3M TP-500 or Equiv (3 per Set) (scm) | 3MAUST | 3M AUSTRALIA PTY LTD | TP-500 (SET OF 3) | Active
000560984 | INSULATOR,STRAIN | 11kV, 95kV BIL, Polymer, 70kN, Tongue & Clevis, c/w 16mm Round Pin, ETS 10-02-01, Item 1 (scm) | FLOWLINE | FLOWLINE INDUSTRIES PTY LTD | EH4015001 | Active
000177658 | JOINT,ELECTRICAL CABLE,UNDERGROUND | Shrink Inline Bushing Sleeve 50-95mm2 Cable | GILBERT | GILBERT LODGE AUSTRALIA PTY LTD | RAYRSRB4024 | Active
002406082 | JOINT,ELECTRICAL CABLE,UNDERGROUND | 11kV, 3 Core, 240/300mm2 Cu PLYSWS, Inline Heatshrink c/w 2 x Mechanical Earth Kit | GILBERT | GILBERT LODGE AUSTRALIA PTY LTD | RAYEFSJ11D, RAYEFSJL3 | Active
002409209 | WASHER,FLAT | Square, M16, 75 x 75 x 6mm, Galv, EE Dwg ES000627-01 EE Dwg 907224-09 | ISM | ISM MANUFACTURING PTY LTD | ERGON-907224-09-16 | Active
000000249 | BUSHING ASSEMBLY,HV | Model GOB 380/1250, 132kV, ABB | ABBAUST | ABB AUSTRALIA PTY LTD | 040-0346P01 | Phasing
000000255 | BUSHING ASSEMBLY,HV | 33kV, 2650A, Grey | ABBAUST | ABB AUSTRALIA PTY LTD | 040-2203P13 | Active
000000256 | BUSHING ASSEMBLY,HV | HD2, 22kV, 2000A, Grey, CF | ABBAUST | ABB AUSTRALIA PTY LTD | 040-2202P12 | Active
000000263 | BUSHING ASSEMBLY,HV | HD2, 22kV, 2650A, Grey, WTC | ABBAUST | ABB AUSTRALIA PTY LTD | 040-2205P11 | Active
002405098 | TERMINAL,LUG | Compression, Cu, 120mm2, M16 Bolt Hole, Hex Die A/F 16.5mm (P25) | TYCOELEC | TYCO ELECTRONICS | H1383/25 | Active
002427342 | TERMINAL,LUG | Stalk Compression, Cu, 127mm2, 15.7mm Stalk, Hex Die A/F 17.3mm (scm) | TYCOELEC | TYCO ELECTRONICS | CS1-127-15.7 | Active
002427342 | TERMINAL,LUG | Stalk Compression, Cu, 127mm2, 15.7mm Stalk, Hex Die A/F 17.3mm (scm) | CABAC | CABAC (MANUFACTURER) | CS127LS-15.7T | Active
000477305 | SPLICE,CONDUCTOR | Preformed, FT, 7/4.50 AAC, Colour Code Green (P10) | PLP | PREFORMED LINE PRODUCTS (AUST) | AFS-135 | Active
002080233 | SPLICE,CONDUCTOR | Preformed, FT, 3/4/.1327 ACSR Snipe, Imp, Colour Code Yellow (P25) | PLP | PREFORMED LINE PRODUCTS (AUST) | AFS-101-AW | Active
002080233 | SPLICE,CONDUCTOR | Preformed, FT, 3/4/.1327 ACSR Snipe, Imp, Colour Code Yellow (P25) | TYCOELEC | TYCO ELECTRONICS | FTS1011 | Active
000003378 | RECLOSER,AUTO | N38kV,16kA-630A Cable, Ultra ADVC Cubical c/w FlexVue HMI, FTIM Connection Cable, Top Auxiliary Tray & 12 AH Batteries, Instantaneous Power, Voltage | NULEC | NU-LEC INDUSTRIES PTY LTD | 8800163100: N38KV-16KVA | Active
000104353 | RECLOSER,AUTO | 22kV c/w Ctrl Cub, 3 Ph, 630A 12.5kA Cap SF6/Vacuum to suit ext 240v supply in Substations 7m Ctrl Cable 185mm2 XLPE Pwr cable DNP 3.0 Protocol Combined Data | NULEC | NU-LEC INDUSTRIES PTY LTD | N27-ACR-SF6-27-12-150 | Active
000104354 | RECLOSER,AUTO | 33kV c/w Ctrl Cub, 3 Ph, 630A,12.5kA Cap SF6/Vacuum to suit ext 240V supply in Substations 7m Ctrl Cable 185mm2 XLPE Pwr Cable DNP 3.0 Protocol Combined Data | NULEC | NU-LEC INDUSTRIES PTY LTD | N38-ACR-SF6-38-12-170-C | Active
002405161 | GUARD | Cable, Glass Reinforced Polymer, Non Conductive, 100mm x 100mm x 1m Lg | HYLEC | HYLEC ENERGY SOLUTIONS | EPG10101 | Active
002430585 | FLAG,SIGNAL | Peg Clip, Warning for Polarity Test In Progress, 450 x 50mm, Warning Symbol & Text on Front, Warning Bars on Back c/w 300mm Line attaching Peg & Warning Flag, | ARTCRAFT | ARTCRAFT PTY LTD (QLD) | EQL190613 C0010018 | Active
000104288 | TERMINATION KIT,ELECTRICAL CABLE | Indoor, 11kV, 185mm2 Al, Triplex XLPE Cable, for 11kV Magnefix MD Series RMU & SFU c/w Cold Shrink Cable Term Kit, Solvent Wipes, Holec 502.0043 Connection | TECONN | TE CONNECTIVITY LTD | IXSU-FERG12 | Phasing
000104491 | TERMINATION KIT,ELECTRICAL CABLE | Indoor, 11kV, 185mm2 Al, Triplex XLPE Cable, Insect Protected, for 11kV Magnefix MD Series Switchgear c/w Cold Shrink Cable Term Kit, Holec | TECONN | TE CONNECTIVITY LTD | IXSU-FERG12 | Phasing
000104492 | TERMINATION KIT,ELECTRICAL CABLE | Indoor, 11kV, 185mm2 Al, Triplex XLPE Cable, Insect Protected, for 11kV ABB SD Series RMU c/w Cold Shrink Cable Term Kit, Bushing Insulation, Crimp Cable | TECONN | TE CONNECTIVITY LTD | IXSU-FERG13 | Phasing
000156574 | TERMINATION KIT,ELECTRICAL CABLE | Indoor, for 22kV, 3 Core, 35mm2, Cable Termination, suit IIN1636259 | GILBERT | GILBERT LODGE AUSTRALIA PTY LTD | RAYEPKT24B3XIH2 | Active
002433027 | TERMINATION KIT,ELECTRICAL CABLE | Underground, LV, 120mm2 Stranded, Al, 1 Core, XLPE, 35mm Reduced Cu Neutral Screen, PVC Sheath, Nylon Jacket c/w Compression Lugs (Cu-Al) (scm) | GILBERT | GILBERT LODGE AUSTRALIA PTY LTD | ERG120/35-TERM | Active
002434132 | TERMINATION KIT,ELECTRICAL CABLE | Outdoor, 0.6/1kV, 50mm2, 4 Core XLPE Cable, NJ, Insect Protected c/w Heat Shrink, 4-Way Glove, 4 x Tubing, Red White & Blue Colour Coding, | PLP | PREFORMED LINE PRODUCTS (AUST) | CPA-SEH4-U-001-050 | Active
002434132 | TERMINATION KIT,ELECTRICAL CABLE | Outdoor, 0.6/1kV, 50mm2, 4 Core XLPE Cable, NJ, Insect Protected c/w Heat Shrink, 4-Way Glove, 4 x Tubing, Red White & Blue Colour Coding, | TECONN | TE CONNECTIVITY LTD | EPKT-ERG6 | Active
002435980 | TERMINATION KIT,ELECTRICAL CABLE | Outdoor, 36kV, 630mm2, Cu, 1 Core, XLPE Cable, Lead Sheath Custom, 3 Ph Kit, Silicon Termination c/w Termination Kit, Filling Compound & Instructions, | GILBERT | GILBERT LODGE AUSTRALIA PTY LTD | RAYOXSU-F6151 | Active
002435980 | TERMINATION KIT,ELECTRICAL CABLE | Outdoor, 36kV, 630mm2, Cu, 1 Core, XLPE Cable, Lead Sheath Custom, 3 Ph Kit, Silicon Termination c/w Termination Kit, Filling Compound & Instructions, | RAYCHEM | RAYCHEM (AUSTRALIA) PTY LTD | OXSU-F6151 | Active
002434850 | ANTENNA | Stud Mount Unity Gain Coax Dipole, Flexible Whip, 860-930MHz, 2m RG174 FME Connector c/w Mounting Bracket Kit, EE Dwg SR000401R127-EEACT | RFIND | RF INDUSTRIES PTY LTD | CD1170-F-VA1 | Active
000104147 | CABLE,POWER,ELECTRICAL | Aerial, 0.6/1kV, 4 x 10mm2 (7/1.35) HD Cu ABC, HDPE Insulated, 250m Wood Drum, JTS 03-03-02 | MIDLAND | MIDLAND METALS OVERSEAS PTE LTD | MMO-LVABC 4X10 CU HDPE | Active
000104147 | CABLE,POWER,ELECTRICAL | Aerial, 0.6/1kV, 4 x 10mm2 (7/1.35) HD Cu ABC, HDPE Insulated, 250m Wood Drum, JTS 03-03-02 | OLEX | OLEX AUSTRALIA PTY LTD | XDZT13SB004AAAA | Active
000104149 | CABLE,POWER,ELECTRICAL | U/Ground, 6.35/11kV, 3C, 300mm2 Al, Stranded Compacted, XLPE Insulated/HD Cu Wire/Helical Screen Individual Phases/ PVC Inner Sheath Orange/HDPE Outer | MIDLAND | MIDLAND METALS OVERSEAS PTE LTD | 3C, 300MM2, AL, 6.35/11KV | Active
000104149 | CABLE,POWER,ELECTRICAL | U/Ground, 6.35/11kV, 3C, 300mm2 Al, Stranded Compacted, XLPE Insulated/HD Cu Wire/Helical Screen Individual Phases/ PVC Inner Sheath Orange/HDPE Outer | OLEX | OLEX AUSTRALIA PTY LTD | XJNA27AA003CXAA | Active
000104592 | CABLE,POWER,ELECTRICAL | Aerial, 0.6/1kV, 2 x 25mm2 Al ABC, HDPE Insulated (LVABC), 250m Wood Drum, JTS 03-03-02 | MIDLAND | MIDLAND METALS OVERSEAS PTE LTD | MMO-LVABC 2X25 AL HDPE | Active
001420036 | CABLE,POWER,ELECTRICAL | Aerial, 0.6/1kV, 2 x 95mm2 Al ABC, XLPE Insulated (LVABC), 500m Steel Drum, JTS 03-03-02 (scm) | MIDLAND | MIDLAND METALS OVERSEAS PTE LTD | MMO-LVABC 2X95 AL X | Active
001420036 | CABLE,POWER,ELECTRICAL | Aerial, 0.6/1kV, 2 x 95mm2 Al ABC, XLPE Insulated (LVABC), 500m Steel Drum, JTS 03-03-02 (scm) | OLEX | OLEX AUSTRALIA PTY LTD | XDAB22AA002AAAA | Active
001542765 | CABLE,POWER,ELECTRICAL | 0.6/1kV, 1C x 2.5mm2 (7/0.67) Cu/PVC (V-90) Sheath, Grey, 100m Plastic Spool, JTS 03-01-08 | MIDLAND | MIDLAND METALS OVERSEAS PTE LTD | MMO-1X2.5 CU PVC GRY | Active
001542765 | CABLE,POWER,ELECTRICAL | 0.6/1kV, 1C x 2.5mm2 (7/0.67) Cu/PVC (V-90) Sheath, Grey, 100m Plastic Spool, JTS 03-01-08 | OLEX | OLEX AUSTRALIA PTY LTD | BAAP07AA001AAGY | Active
001543109 | CABLE,POWER,ELECTRICAL | Bldg Wire, 0.6/1kV, 1C, 35mm2 Cu, XLPE Sheath, Black (19/1.53) (250m Drum) | OLEX | OLEX AUSTRALIA PTY LTD | XDCC18SB001AACX | Active
001634155 | CABLE,POWER,ELECTRICAL | U/Ground, 0.6/1kV, 4C x 240mm2 Al, Stranded Sector, XLPE Insulated/PVC Sheath, Metre Marked, 600m Wood Drum, ETS 04-01-04 | MIDLAND | MIDLAND METALS OVERSEAS PTE LTD | MMO-LV 4X240AP | Active
001634155 | CABLE,POWER,ELECTRICAL | U/Ground, 0.6/1kV, 4C x 240mm2 Al, Stranded Sector, XLPE Insulated/PVC Sheath, Metre Marked, 600m Wood Drum, ETS 04-01-04 | OLEX | OLEX AUSTRALIA PTY LTD | XDDG37AA004CXAA | Active
001634155 | CABLE,POWER,ELECTRICAL | U/Ground, 0.6/1kV, 4C x 240mm2 Al, Stranded Sector, XLPE Insulated/PVC Sheath, Metre Marked, 600m Wood Drum, ETS 04-01-04 | NAN | NAN ELECTRICAL CABLE AUSTRALIA PTY LTD | 4CX240MLVXBEX | Active
001636253 | CABLE,POWER,ELECTRICAL | U/Ground, 6.35/11kV, 3C, 240mm2 Al, XLPE Insulated/HD Screen/HDPE/PVC Sheath Metre Marked | OLEX | OLEX AUSTRALIA PTY LTD | XJNA26RP003CXAA | Active
002400272 | CABLE,POWER,ELECTRICAL | U/Ground, 0.6/1kV, 4C x 240mm2 Al/XLPE Insulated/Nylon Jacket/PVC Sheath, 500m Wood Drum, ETS 04-01-04 | MIDLAND | MIDLAND METALS OVERSEAS PTE LTD | MMO-LV 4X240AXNJP | Active
002400272 | CABLE,POWER,ELECTRICAL | U/Ground, 0.6/1kV, 4C x 240mm2 Al/XLPE Insulated/Nylon Jacket/PVC Sheath, 500m Wood Drum, ETS 04-01-04 | OLEX | OLEX AUSTRALIA PTY LTD | XDDG37ME004CXAA | Active
002401205 | CABLE,POWER,ELECTRICAL | Bldg Wire SDI, 0.6/1kV, 2C+Earth, 16mm2 Cu, PVC Sheath, White (7/1.70) Flat (MOQ 500m) | OLEX | OLEX AUSTRALIA PTY LTD | CNCP15AA002WVAA | Active
002401423 | CABLE,POWER,ELECTRICAL | 0.6/1kV, 1C, 25mm2 Cu, PVC Insulated V75, Black (19/1.35) Metre Marked (100m Drum) (MOQ 100m) | OLEX | OLEX AUSTRALIA PTY LTD | BAAC17AA001AABK | Active
002406943 | CABLE,POWER,ELECTRICAL | U/Ground, 0.6/1kV, 2C x 16mm2 (7/1.70) Cu/PVC Insulated/Neutral Screen/PVC Sheath/Nylon Jacket, 250m Wood Drum, ETS 03-01-05 | MIDLAND | MIDLAND METALS OVERSEAS PTE LTD | MMO-1KV 2X16CPCUNSP | Active
002406943 | CABLE,POWER,ELECTRICAL | U/Ground, 0.6/1kV, 2C x 16mm2 (7/1.70) Cu/PVC Insulated/Neutral Screen/PVC Sheath/Nylon Jacket, 250m Wood Drum, ETS 03-01-05 | OLEX | OLEX AUSTRALIA PTY LTD | BAGP15SB001CXRD | Active
002410371 | CABLE,POWER,ELECTRICAL | U/Ground, 0.6/1kV, 4C x 50mm2 Cu/XLPE Insulated/PVC Sheath/Nylon Jacket/ Sacrifical PVC Sheath, 250m Wood Drum, ETS 04-01-04 (scm) | MIDLAND | MIDLAND METALS OVERSEAS PTE LTD | MMO-LV 4X50CXNJP | Active
002422178 | CABLE,POWER,ELECTRICAL | 0.6/1kV, 2C, 4mm2 Cu, PVC Insulated/ PVC Sheath, Black (7/0.85) Flat (100m Roll) | OLEX | OLEX AUSTRALIA PTY LTD | DACP09FR002CXAA | Active
002425882 | CABLE,POWER,ELECTRICAL | 0.6/1kV, 1C x 150mm2 (37/2.25) Cu/PVC (V-90) Insulated, Green/Yellow, Metre Marked, 250m Wood Drum, JTS 03-01-08 | OLEX | OLEX AUSTRALIA PTY LTD | BAAP24SB001AAHN | Active
002425882 | CABLE,POWER,ELECTRICAL | 0.6/1kV, 1C x 150mm2 (37/2.25) Cu/PVC (V-90) Insulated, Green/Yellow, Metre Marked, 250m Wood Drum, JTS 03-01-08 | MIDLAND | MIDLAND METALS OVERSEAS PTE LTD | MMO-1X150 CU PVC G/Y | Active
C2429942 | CABLE,POWER,ELECTRICAL | C2L, U/G, 6.35/11kV TR-Triplex, 35mm2 Al TR-XLPE Insulated/40/0.85mm Cu Wire Screen/HDPE Sheath/PVC Waterblock Tape, ETS 04-01-05 (scm) | OLEX | OLEX AUSTRALIA PTY LTD | XJNA18TD003KTAA | Active
C2429975 | CABLE,POWER,ELECTRICAL | C2L, U/G, 6.35/11kV, Triplex, 1Cx185mm2 Al/TR-XLPE Insulated/(48/1.35) CWS/HDPE/ PVC WBT/Insect Protected/Nylon Jacket, Steel Drum, ETS 04-01-11 (scm) | MIDLAND | MIDLAND METALS OVERSEAS PTE LTD | MMO11KV3X1X185ATRXWCWSWPNJM | Active
C2429975 | CABLE,POWER,ELECTRICAL | C2L, U/G, 6.35/11kV, Triplex, 1Cx185mm2 Al/TR-XLPE Insulated/(48/1.35) CWS/HDPE/ PVC WBT/Insect Protected/Nylon Jacket, Steel Drum, ETS 04-01-11 (scm) | OLEX | OLEX AUSTRALIA PTY LTD | XJNA25THT03LWAA | Active
C2433811 | CABLE,POWER,ELECTRICAL | C2L, U/G, 6.35/11kV, Triplex, 1Cx400mm2 Al/TR-XLPE Insulated/WBT/CWS 13.1kA 1Sec /MDPE, Wood Drum, ETS 04-01-11 (scm) | MIDLAND | MIDLAND METALS OVERSEAS PTE LTD | MMO-11KV 3X1X400ATRXWBTCWSWBTM | Active
C2433811 | CABLE,POWER,ELECTRICAL | C2L, U/G, 6.35/11kV, Triplex, 1Cx400mm2 Al/TR-XLPE Insulated/WBT/CWS 13.1kA 1Sec /MDPE, Wood Drum, ETS 04-01-11 (scm) | OLEX | OLEX AUSTRALIA PTY LTD | XJZA28TDWT3LWAA | Active
000104765 | CABLE,FIBRE OPTIC | Aerial, ADSS, Short Span, Dry Core, 12 Fibres, SMOF (4000m Drum) | OLEX | OLEX AUSTRALIA PTY LTD | FIB12SMADSSSHORTSPAN | Active
000104765 | CABLE,FIBRE OPTIC | Aerial, ADSS, Short Span, Dry Core, 12 Fibres, SMOF (4000m Drum) | CORNCBLE | CORNING CABLE SYSTEMS | ADSS 150M SPAN CABLE | Active
002454759 | CABLE,FIBRE OPTIC | U/Ground, Dry Core, 24 Fibres, SMOF, OTP to OPGW, PE Sheath Wrapped Core, Nylon Jacket, Grey Outer Cover, Termite Protection, Rodent Resistant, AS/CA S008 | CORNCBLE | CORNING CABLE SYSTEMS | G24SAUPGN | Active
000104475 | BEND,ELECTRICAL CONDUIT | 125mm, 90 Deg, 1000mm Rad, UPVC, LD, Socket to Socket, Orange Elec, AS/NZS 2053.2 (scm) | MMELEC | MM ELECTRICAL MERCHANDISING | CNXCONX125LD1000R90 | Active
002406996 | BEND,ELECTRICAL CONDUIT | 40mm, 90 Deg, 300mm Rad, UPVC, HD, Socket to Socket, Orange Elec, Dwg 875254-01 (scm) | VINIDEX | VINIDEX PTY LTD | 60608 | Active
002438802 | BEND,ELECTRICAL CONDUIT | 150mm, 15 Deg, 1830mm Rad, HD, Orange | MMELEC | MM ELECTRICAL MERCHANDISING | PIP150HDCON1830R15B | Active
000030070 | CLAMP,ELECTRICAL | Tee, Bolted Run Compression Tee/Tap, 19/3.75 AAC/AAAC to 19/3.75 AAC/AAAC, Hex Die 30.0A/F | PLP | PREFORMED LINE PRODUCTS (AUST) | BRCT-188-188-1 | Active
002419695 | HOSE,NONMETALLIC | Hydraulic, Aux HP, Thermoplastic Single Line Non-conductive 10,000psi Restrictor 10ft Lg (3.048m) c/w Coupler, Male Half HP, 3/8 NPT F/M Thread, Parker | LEGEND | LEGEND POWER SYSTEMS | 2022N-04V15-10K-3M | Active
000104514 | CRIMPING TOOL,HYDRAULIC | Remote Crimp Head, 12 Tonne, Operate from Hydraulic Intensifier, 10000psi Crimp Pressure | LEGEND | LEGEND POWER SYSTEMS | RCH131 | Active
001845527 | THERMOMETER,SELF-INDICATING | Liquid in Glass, -20 to 50C, Hanging hole for suspending from conductor | RSPRO | RS PRO COMPONENTS PTY LTD | 304-7175 | Active
002402976 | HOLDER,CUTTING TOOL | Adaptor, Tooth Holder, Earth Auger, suits Earth Auger Drillig Bits, RH Type | DTHPROD | DTH PRODUCTS PTY LTD | S900438 | Active
002406871 | DRILL,PORTABLE | Drilling Machine Capacity 13mm Steel, 36mm Wood, No Load Speed 600 RPM, 750W, Reversable | MAKITA | MAKITA INDUSTRIAL POWER TOOLS | DS4011 | Active
002425932 | WRENCH,SPANNER | Voltage Link, for use with CT Test Block | EUGAQUIP | EUGAQUIP ENGINEERING | TB-NDRI | Active
002427433 | MAT,LANDING | Soil, HD Vinyl c/w Webbing Reinforcing & Lifting Loops, Manual Handling Only, for Soil Containment on Footpaths During Minor Excavations around Treated Poles, | TEN | THE ENERGY NETWORK (AUST) PTY LTD | TENM711 | Active
002433993 | ELECTRODE | S/Steel, 3xGround Earth Stakes, 350mm Lg Screw one end, 80mm T (or Angle) Top c/w Hole for 4mm Plug other end (for use in Earth Resistant Tester Kit IIN2433902) | PTE | PACIFIC TEST EQUIPMENT PTY LTD | PTE-018X3 | Active
002434413 | POLE,LINE CONSTRUCTION,METAL | Replacement Head Section, Al, 1 Ph, 300mm W to attach Stays & Line Insulator to suit 9.0m, 127mm Dia Temporary Pole, EE Dwg 958107-01 | ULLRICH | ULLRICH ALUMINIUM PTY LTD | ERGONHEADSECTION | Active
002417418 | SLING | Endless, 1200mm Lg, AS1353.1:1997, Synthetic-Webbing Sling or BS EN566:1997 | HGHTDYNM | HEIGHT DYNAMICS | 3502X1.2 | Active
002417434 | PLATE,METAL | Roof Plate, S/Steel, Min of 400mm Lg, Multiple Holes for screwing to roof, for Restraint Anchorage, One Clip in point for Karabiner, AS/NZS 1891.3 | HGHTDYNM | HEIGHT DYNAMICS | BRETETHER500 | Active
002422921 | SAFETY DEVICE | Mobile Fall Arrester, for Rope c/w 20cm Energy Absorber with Integrated Lanyard, PETZL ASAP & ASAP'SORBER or equivalent, to AS/NZS 1891.3 or EN353.2 | HGHTDYNM | HEIGHT DYNAMICS | A060,B71,20 | Active
002439891 | WINCH,PERSONNEL RESCUE | Resue Pulley System, Mini Haul Trak Kit, Compact, for Tower Rescue | AEGISAFE | AEGIS SAFETY PTY LTD | HSVKIT MINI HAUL | Active
002439974 | LABEL | INDUSTRIAL, Maximum Load 140kg, FED 9.4, for Branach Ladder | BLKWOODJ | J BLACKWOOD & SONS LIMITED | 01641613 | Active
001836102 | GLOVE,WELDER'S | Gauntlet Welders, Leather 400mm, use in Bat Removal Kit | BLKWOODJ | J BLACKWOOD & SONS LIMITED | 01873544 | Active
002425247 | BAT REMOVAL KIT | c/w 1 x "BAT REMOVAL KIT" Label, 1 x 16" HD Tong, 1 x Full Face Shield & Visor, 1 x 500ml Bottle Eye Wash Saline Solution, 1 x 500ml Betadine, 1 x Soap | PRALSAFE | PROTECTOR ALSAFE | BAT REMOVAL KIT COMPLETE | Active
002401927 | LAMP,SODIUM | HP, 150W, Diffuse Elliptical Vapour, E40 Cap, Operates on 150W HP Sodium Control Gear w/o Ignitor, EQTS 05-03-01 (scm) | EYELIGHT | EYE LIGHTING AUSTRALIA PTY LTD | 120575 | Active
002439693 | LAMP,SODIUM | HP, 250W, Hard Glass Exterior, Reflector E40 Cap, Operates on 250W HP Sodium Control Gear, for Watchman Floodlight, EQTS 05-03-01 (scm) | EYELIGHT | EYE LIGHTING AUSTRALIA PTY LTD | 120105 | Active
000104390 | LOUVRE,LIGHT | Anti-Glare, Replacement Diffuser c/w Front & Rear Shields, for Sylvania Roads Luminaries 400W HPS Only, Road Visor SCO HI-TMP Spare Glare (scm) | SYLVANIA | SYLVANIA SCHREDER | PR00004 | Active
001420500 | WIRE,ELECTRICAL | Conductor Aerial, AAAC/1120, 7/3.00mm, FLUORINE, Fully Greased, 3100m Wood Drum JTS 03-03-01 | OLEX | OLEX AUSTRALIA PTY LTD | FLUORINE | Active
001420500 | WIRE,ELECTRICAL | Conductor Aerial, AAAC/1120, 7/3.00mm, FLUORINE, Fully Greased, 3100m Wood Drum JTS 03-03-01 | MIDLAND | MIDLAND METALS OVERSEAS PTE LTD | MMO-FLUORINE | Active
002400231 | WIRE,ELECTRICAL | Conductor Aerial, AAAC/1120, 7/3.75mm, HELIUM, Fully Greased, 1900m Wood Drum, JTS 03-03-01 | OLEX | OLEX AUSTRALIA PTY LTD | HELIUM | Active
002400231 | WIRE,ELECTRICAL | Conductor Aerial, AAAC/1120, 7/3.75mm, HELIUM, Fully Greased, 1900m Wood Drum, JTS 03-03-01 | MIDLAND | MIDLAND METALS OVERSEAS PTE LTD | MMO-HELIUM | Active
002401161 | WIRE,ELECTRICAL | Conductor Aerial, AAC, 7/4.50, MERCURY, ETS 03-03-01 | MIDLAND | MIDLAND METALS OVERSEAS PTE LTD | MMO-MERCURY | Active
002401161 | WIRE,ELECTRICAL | Conductor Aerial, AAC, 7/4.50, MERCURY, ETS 03-03-01 | OLEX | OLEX AUSTRALIA PTY LTD | MERCURY | Active
002433332 | LAMP,METAL HALIDE | 250W, Hard Glass Exterior, Reflector E40 Cap, Operates on 250W Mercury Vapour Control Gear, for Watchman Floodlight, EQTS 05-03-01 (scm) | EYELIGHT | EYE LIGHTING AUSTRALIA PTY LTD | 116485 | Active
002435428 | COMPUTER,DATA TRANSFER | Switch 2921, w/3 GE, 4 EHWIC, 3 DSP, 1 SM, 256MB CF, 512MB DRAM, IPB | CISCO | CISCO SYSTEMS INC (MANUFACTURER) | CISCO2921/K9 | Active
002435477 | COMPUTER,DATA TRANSFER | Integrated Service Router, ADSL Security | CISCO | CISCO SYSTEMS INC (MANUFACTURER) | CISCO877-5 | Active
002435576 | CARD,COMPUTER | ADSL High Speed Interface Card, 1 Port, ADSLoPOTS HWIC | CISCO | CISCO SYSTEMS INC (MANUFACTURER) | HWIC-1ADSL= | Active
000003364 | INDICATOR,DIGITAL DISPLAY | Integra 1630 Meter, 100-240V L-L 3Ph, 57.7-139V L-N 3Ph Input, 5A CT Operated 3Ph, 45-66Hz Aux, 12-48V DC Output, 1 Modbus, DIN 96mm Panel Mount, Low | CROMPTON | CROMPTON INSTRUMENTS (AUST) P/L | INT-1630-L-5-L-010 | Active
000000290 | CAPACITOR ASSEMBLY | Type CHD490B, 3.3uF, 117kVAr, 10.75kV, 50Hz, 1 Ph, Capacitor Can, Insulation 50/150, Fluid Type M/DBT, AS 2987, ABB, YOM 1997 | ABBAUST | ABB AUSTRALIA PTY LTD | CHD490B | Active
000425909 | FUSE,CARTRIDGE | 415V AC, HRC Cartridge JP Type, 200A, 2 Hole Bolt-in Slotted Centre Tags, 82mm Fixing Centres Wedge Type Carrier | FUSECO | FUSECO POWER SOLUTIONS PTY LTD | JPU200 | Active
001011517 | FUSE,CARTRIDGE | 660V AC, HRC Cartridge TIA Type, 10 Amp, 2 Hole Bolt in Offset Tags, 73mm Fixing Centres | FUSECO | FUSECO POWER SOLUTIONS PTY LTD | TIA10 | Active
002403164 | FUSE,CARTRIDGE | 500V AC, HRC DIN Type, 100A, Size 2, ETS 12-02-01 Group E (scm) | FUSECO | FUSECO POWER SOLUTIONS PTY LTD | NH2F-100 | Active
002404922 | FUSE,CARTRIDGE | 12kV, Full Range, RMU DIN Type, Air Insulated, 25A, Barrel 292mm Lg, 50.8mm Dia, End Caps 34mm Lg, 45mm Dia c/w Striker Pin to DIN Standard 43625, | FUSECO | FUSECO POWER SOLUTIONS PTY LTD | 3000403/25 | Active
002406251 | FUSE,CARTRIDGE | 660V AC, HRC Cartridge TIA Type, 32A, 2 Hole Bolt in Offset Tags 73mm Fixing Centres | FUSECO | FUSECO POWER SOLUTIONS PTY LTD | TIA32 | Active
002425676 | SOCKET | Ring, 60mm, suit N4400LCK Torque Wrench, Bestool Kanon part 4400RCK55 Ring | SPECFORC | SPECIALISED FORCE PTY LTD | 4400RCK55 RING | Active
000104605 | FUSE LINK,EXPULSION | 12A, Class K (scm) | NGKSTANG | NGK STANGER PTY LTD | ZXC705-12BK37 | Active
000104699 | RECLOSER,AUTO | Hydraulic, 11/12.7/19.1kV, SWER, 5A Coil, 10A Trip 2A2B Sequence, ETS 06-07-01 (scm) | COOPER | COOPER ELECTRICAL AUSTRALIA PTY LTD | KE05B22 | Active
000104702 | RECLOSER,AUTO | Hydraulic, 11/12.7/19.1kV, SWER, 10A Coil, 20A Trip 2A2C Sequence, ETS 06-07-01 (scm) | COOPER | COOPER ELECTRICAL AUSTRALIA PTY LTD | KE10C22 | Active
002416519 | BRACE,CROSSARM | Compression, RH, 75 x 75 x 5 x 2586 Lg, Galv Steel, Stamp with "IIN2416519", EE Dwg ES000774-01 (scm) | ISM | ISM MANUFACTURING PTY LTD | ERGENE-905202-02-01 | Active
002416527 | BRACE,CROSSARM | Compression, LH, 75 x 75 x 5 x 2586 Lg, Galv Steel, Stamp with "IIN2416527", EE Dwg ES000774-01 (scm) | ISM | ISM MANUFACTURING PTY LTD | ERGENE-905202-02-02 | Active
001703441 | BOLT,MACHINE | M12 x 240mm, Hex, Galv c/w Galv Hex Nut, Aust Std (P50) | THEBLTPL | THE BOLT PLACE | 1703441 | Active
002406979 | WASHER,FLAT | Round, M6, 12.5 x 1.2mm, S/Steel Gde 316 (P100) | GLBFAST | GLOBAL FASTENERS (QLD) PTY LTD | WFRS6M06125T12 | Active
002406979 | WASHER,FLAT | Round, M6, 12.5 x 1.2mm, S/Steel Gde 316 (P100) | THEBLTPL | THE BOLT PLACE | 2406979 | Active
002406979 | WASHER,FLAT | Round, M6, 12.5 x 1.2mm, S/Steel Gde 316 (P100) | HOBSON | HOBSON ENGINEERING CO PTY LTD | WR16PM06 | Active
002401190 | CABLE,POWER,ELECTRICAL | 0.6/1kV, 1C x 50mm2 (19/1.78) Annealed Cu/XLPE (X-90UV) Insulated, Black, Metre Marked, 250m Wood Drum, JTS 03-01-08 | MIDLAND | MIDLAND METALS OVERSEAS PTE LTD | MMO-1X50 CU X BLK | Active
002401190 | CABLE,POWER,ELECTRICAL | 0.6/1kV, 1C x 50mm2 (19/1.78) Annealed Cu/XLPE (X-90UV) Insulated, Black, Metre Marked, 250m Wood Drum, JTS 03-01-08 | OLEX | OLEX AUSTRALIA PTY LTD | XDCC19SB001AACX | Active
000136059 | CONNECTOR ELBOW | 400A, to suit 22kV 35mm2 Al 3C XLPE Cable, Elastimold K400LRG-FG-35km-12-1 (Single Elbow Kit Only) Transformer & RMU Terminations | AUSTMOLD | AUSTRALMOLD PTY LTD | K400LR/G1535KM121 | Active
002433308 | FIXTURE,LIGHTING | Watchman, Security Light, E40/45, Lamp Holder, Al Body Guard (scm) | EYELIGHT | EYE LIGHTING AUSTRALIA PTY LTD | 250960 | Active
002433308 | FIXTURE,LIGHTING | Watchman, Security Light, E40/45, Lamp Holder, Al Body Guard (scm) | EYELIGHT | EYE LIGHTING AUSTRALIA PTY LTD | 250960-WATCHMAN UNIT 250-400W | Active
000003021 | CIRCUIT BREAKER | 145kV, 3150A, 40kA/3sec, 110V DC Control 110V DC Motor, L3 Pollution, ETS 2009/0092/T Item 3, Alstom GL312 F1/4031 | ALSTOM | ALSTOM GRID AUSTRALIA LIMITED | CB145-OD-LT-L3-110VDCC-110VDCM | Phasing
000003416 | CIRCUIT BREAKER | MCB, 240V AC, 16A, 10kA, 1 Pole, C-Curve, DIN-T10 | TERASAKI | TERASAKI ELECTRICAL CO LTD | DTCB10116C | Active
000003420 | CIRCUIT BREAKER | MCB, 240/415V AC, 20A, 10kA, 3 Pole, C-Curve, DIN-T10 | TERASAKI | TERASAKI ELECTRICAL CO LTD | DTCB10320C | Active
000406327 | CIRCUIT BREAKER | 250V, 63A, 1 Ph, c/w Neutral Link, Pole Mounted Outdoor, PS4/006/OMDE/85 Rev B | MMELEC | MM ELECTRICAL MERCHANDISING | HEISPB1N63C | Active
002427466 | CIRCUIT BREAKER | LV 1600A, 3 Ph, to suit Mounting on Webber LV Frame in both 11kV & 22kV 1000kVA Padmount c/w Busbar Subassembly, ETS EPS0112 (scm) | WEBER | WEBER SOUTH PACIFIC PTY LTD | V-RF1600-ERG01 | Active
002404145 | FUSE,CARTRIDGE | 6.3A, 24kV, Powder Filled c/w Thermal Overload Release | ORMAUST | ORMAZABAL AUSTRALIA P/L | 67240.0069 | Active
002406139 | INSULATION SLEEVING,ELECTRICAL | Heat Shrink Tubing, 50/16mm, 150mm Lg, Medium Wall, Coated Internally c/w Sealant (scm) | TECONN | TE CONNECTIVITY LTD | MWTM-50/16-150/S(S50) | Active
002406139 | INSULATION SLEEVING,ELECTRICAL | Heat Shrink Tubing, 50/16mm, 150mm Lg, Medium Wall, Coated Internally c/w Sealant (scm) | GILBERT | GILBERT LODGE AUSTRALIA PTY LTD | RAYMWTM50/16-150 | Active
002404313 | INSULATION SLEEVING,ELECTRICAL | Heat Shrink Tubing, 160/50mm, Medium Wall, Lined, Standard | TECONN | TE CONNECTIVITY LTD | MWTM-160/50-1200/S(S5) | Active
002404313 | INSULATION SLEEVING,ELECTRICAL | Heat Shrink Tubing, 160/50mm, Medium Wall, Lined, Standard | GILBERT | GILBERT LODGE AUSTRALIA PTY LTD | RAYMWTM160/50 | Active
001865698 | BEND,ELECTRICAL CONDUIT | 32mm, 90 Deg, 304mm Rad, UPVC, HD, Socket to Socket, Orange Elec, AS/NZS 2053.2, Dwg 22-A4-514 (for R/hampton use) | HAYMANS | HAYMANS ELECTRICAL | 32HDCON305R90B | Active
002404139 | FUSE,CARTRIDGE | 24kV, Full Range, RMU DIN Type, Air Insulated, 40A, Barrel 442mm Lg, 50.8mm Dia, End Caps 33mm Lg, 45mm Dia c/w Striker Pin to DIN Standard 43625, | FUSECO | FUSECO POWER SOLUTIONS PTY LTD | 3001403/40 | Active
002406252 | FUSE,CARTRIDGE | 500V AC, HRC DIN Type, 250A, Size 2, ETS 12-02-01 Group E (scm) | FUSECO | FUSECO POWER SOLUTIONS PTY LTD | NH2F-250 | Active
002429884 | TERMINATION KIT,ELECTRICAL CABLE | Outdoor, 22kV, 35mm2 Al, Triplex TR-XLPE Cable (1C wound 3 in hand), Insect Protected c/w Cold Shrink Cable Term Kit, Solvent Wipes, Cable Core & Screen | TECONN | TE CONNECTIVITY LTD | CSTO-ERG54 | Active
002427912 | CABLE BOX ASSEMBLY | LV, Air Cable Box, suit 22kV, 1500kVA Groundmount Transformer c/w Busbar, Flexible Connections, Bolts & Nuts, ETS 02-03-02 Item 6 | WILSON | WILSON TRANSFORMER CO. PTY LTD | 876-0647-11-AA | Active
002433316 | GUARD,LAMP | Stone Shield, suit Watchman Luminaire (scm) | EYELIGHT | EYE LIGHTING AUSTRALIA PTY LTD | 100080-HS-O GUARD(GHS3) | Active
000104490 | TERMINAL,LUG | Compression, Cu, M12 Bolt Hole, Hex Die A/F 12.7mm, 37/.064, Special Imperial, Utilux H1432 or Cabac CAl80-12 only suitable item (P50) (scm) | TYCOELEC | TYCO ELECTRONICS | H1432/50 | Active
000610071 | FUSE LINK SOLID | Expulsion, 100A, Min 6mm2 c/w Screw On Button Head for 12, 24 & 36kV EDOs, TS 06-03-01 (scm) | NGKSTANG | NGK STANGER PTY LTD | 72693 | Active
000610071 | FUSE LINK SOLID | Expulsion, 100A, Min 6mm2 c/w Screw On Button Head for 12, 24 & 36kV EDOs, TS 06-03-01 (scm) | ABBAUST | ABB AUSTRALIA PTY LTD | 72311351 | Active
000610071 | FUSE LINK SOLID | Expulsion, 100A, Min 6mm2 c/w Screw On Button Head for 12, 24 & 36kV EDOs, TS 06-03-01 (scm) | ABBAUST | ABB AUSTRALIA PTY LTD | 7502544 | Active
000408877 | FUSE,CARTRIDGE | 250V AC, HRC Cartridge OK Type, 45A, 35 x 16.7mm Dia | FUSECO | FUSECO POWER SOLUTIONS PTY LTD | LK45 | Active
000104804 | BRAID,WIRE | Cu, 448/0.25mm, 25 x 300mm, Soft Drawn, Electrical Grounding, for Earthing ABS | ECO | ENERGY CORRECTION OPTIONS | ECO556710 | Active
002451623 | TEMPLATE,DRAFTING | Ripple Control Relay Drilling Template, for Mounting Holes & Wiring Entry, 3mm Min Material Size, Clear Polycarbonate | NTHPLAST | NORTHERN PLASTIC SUPPLIES & FABRICATION | RELAY-TEM | Active
002404274 | TAPE,INSULATION,ELECTRICAL | Scotch, No 24 | 3MAUST | 3M AUSTRALIA PTY LTD | MMM24 | Active
001762602 | SETSCREW | M8 x 40mm, Hex, S/Steel Gde 316 c/w Hex Nut S/Steel Gde 304, Aust Std (P100) | THEBLTPL | THE BOLT PLACE | 1762602 | Active
001762608 | SETSCREW | M10 x 25mm, Hex, S/Steel Gde 316 c/w S/Steel Gde 304 Hex Nut, Aust Std (P100) (scm) | HOBSON | HOBSON ENGINEERING CO PTY LTD | XEKBS16XCM100025 | Active
001762608 | SETSCREW | M10 x 25mm, Hex, S/Steel Gde 316 c/w S/Steel Gde 304 Hex Nut, Aust Std (P100) (scm) | GLBFAST | GLOBAL FASTENERS (QLD) PTY LTD | SHXS6M100025SO | Active
001727678 | SETSCREW | M12 x 40mm, Hex, S/Steel Gde 316 c/w S/Steel Gde 304 Hex Nut, Aust Std (P100) (scm) | HOBSON | HOBSON ENGINEERING CO PTY LTD | XEKBS16XCM120040 | Active
001727678 | SETSCREW | M12 x 40mm, Hex, S/Steel Gde 316 c/w S/Steel Gde 304 Hex Nut, Aust Std (P100) (scm) | GLBFAST | GLOBAL FASTENERS (QLD) PTY LTD | SHXS6M120040SO | Active
002404272 | SOLVENT | Cable Preparation Fluid, D-Limonene, 500ml | NTHCHEM | NORTHERN CHEMICALS PTY LTD | 1150 | Active
002404272 | SOLVENT | Cable Preparation Fluid, D-Limonene, 500ml | NTHCHEM | NORTHERN CHEMICALS PTY LTD | DL500 | Active
002406142 | INSULATION SLEEVING,ELECTRICAL | Heat Shrink Tubing, 51/16mm, 225mm Lg (scm) | TECONN | TE CONNECTIVITY LTD | WCSM-51/16-225/S(C400) | Active
002406142 | INSULATION SLEEVING,ELECTRICAL | Heat Shrink Tubing, 51/16mm, 225mm Lg (scm) | GILBERT | GILBERT LODGE AUSTRALIA PTY LTD | RAYWCSM56/16-225 | Active
000184891 | INSULATION SLEEVING,ELECTRICAL | Heat Shrink Tubing, 25/8mm, 250mm Lg, Medium Wall c/w Sealant (scm) | TECONN | TE CONNECTIVITY LTD | MWTM-25/8-300/S(S50) | Active
000184891 | INSULATION SLEEVING,ELECTRICAL | Heat Shrink Tubing, 25/8mm, 250mm Lg, Medium Wall c/w Sealant (scm) | PLP | PREFORMED LINE PRODUCTS (AUST) | CPA-SRH2-034-007-250 | Active
000184891 | INSULATION SLEEVING,ELECTRICAL | Heat Shrink Tubing, 25/8mm, 250mm Lg, Medium Wall c/w Sealant (scm) | GILBERT | GILBERT LODGE AUSTRALIA PTY LTD | RAYMWTM25/8-250 | Active
002402147 | HAND CLEANER | Pumice, Waterless, 500ml Squeeze Tube (P12) | BLKWOODJ | J BLACKWOOD & SONS LIMITED | BLA04928768 | Active
000104246 | DIFFUSER,LIGHT | Acrylic, to suit Sylvania "Roadster" Normal Streetlight (Major Road) 100, 150 & 250 Watt, Cat No PR 00000 (P10) | SYLVANIA | SYLVANIA SCHREDER | PR00000 PACK10 | Active
002407072 | WASTE DISPOSAL,HAZMAT | Asbestos Bag, Medium, 1100 x 700mm, 0.2mm Polyethylene, marked with Asbestos Hazard Warnings | ALLENS | ALLENS INDUSTRIAL PRODUCTS | PPASBMED-BOX | Active
000104482 | BEND,ELECTRICAL CONDUIT | 80mm, 90 Deg, 750mm Rad, UPVC, LD, Socket to Socket, Orange Elec, AS/NZS 2053.2 (scm) | MMELEC | MM ELECTRICAL MERCHANDISING | FABL759080 | Active
000104482 | BEND,ELECTRICAL CONDUIT | 80mm, 90 Deg, 750mm Rad, UPVC, LD, Socket to Socket, Orange Elec, AS/NZS 2053.2 (scm) | HAYMANS | HAYMANS ELECTRICAL | FABL759080 | Active
002443497 | PANEL,PATCH,COMMS | 19" Recess, 2RU x DB9 x 16-Way | BBNS | BLACK BOX NETWORK SERVICES | 12120-01 | Active
000030080 | CONNECTOR ASSEMBLY,ELECTRICAL | Compression Expansion Termination, suit 125mm Busbar | ADAPTAUS | ADAPT AUSTRALIA PTY LTD | PLKM2904D125E1 | Active
000104489 | LINK,COMPRESSION | Cu, 37/.064, Hex Die A/F 13.0mm (Special Imperial) (Utilux H1465 only suitable item) (P25) (scm) | TYCOELEC | TYCO ELECTRONICS | H1465/25 | Active
000003383 | RECLOSER,AUTO | N15kV,12.5kA-630A Cable, Ultra ADVC Cubical c/w FlexVue HMI, FTIM Connection Cable, Top Auxiliary Tray & 12 AH Batteries, Instantaneous Power, Voltage | SCHNEIDR | SCHNEIDER PTY LTD (MANUFACTURER) | N15-ACR-SF6-15-12-110 | Active
002404394 | LUBRICANT,CABLE PULLING | 200L Drum | JAMESHRD | JAMES HARDIE AUSTRALIA PTY LTD | HARDIJOIN200LT | Active
000104424 | BASE,CONCRETE PRECAST | 850kg, additional for Uniculvert in poor soil conditions (scm) | TRI UGRD | TRI UNDERGROUND AUSTRALIA PTY LTD | UNIBASE | Active
000104424 | BASE,CONCRETE PRECAST | 850kg, additional for Uniculvert in poor soil conditions (scm) | BUNDCNCT | BUNDABERG CONCRETE CASTERS | 928 | Active
001780616 | WASHER,FLAT | Square, M24, 75 x 75 x 6mm, Galv, EE Dwg ES000627-01 (P50) (scm) | THEBLTPL | THE BOLT PLACE | 1780616 | Active
001780616 | WASHER,FLAT | Square, M24, 75 x 75 x 6mm, Galv, EE Dwg ES000627-01 (P50) (scm) | MULLINGS | MULLINGS FASTENERS | 00340289 | Active
002402158 | THINNER,PAINT PRODUCTS | Lacquer, General Purpose Automotive & Industrial, 4L (P4) | BLKWOODJ | J BLACKWOOD & SONS LIMITED | 00701437 | Active
001855522 | NAIL PLATE | Shunt, No 5, 89 x 159mm c/w 27mm Hole, Galv, Dwg 10-1-14/1 (P100) (scm) | MNAIL | MULTINAIL AUSTRALIA PTY LTD | LNSP88160 | Active
002438232 | FIXTURE,LIGHTING | 35W Metal Halide Luminaire, 34mm Spigot c/w Integral Control Gear, PE Cell, Lamp & Power Factor Correction, Minor Roads, EQTS 05-01-01 (scm) | GERARD | GERARD LIGHTING GROUP | JS25BD02L | Phasing
002434694 | RAIL,BARRICADE | Pedestrian, Retractable Barrier Bar, 1.2 to 2m Retractable/Extendable Bar Black/Yellow, fit over Standard Cone or "T" Top Bollard | ALLENS | ALLENS INDUSTRIAL PRODUCTS | A0105 | Active
002434694 | RAIL,BARRICADE | Pedestrian, Retractable Barrier Bar, 1.2 to 2m Retractable/Extendable Bar Black/Yellow, fit over Standard Cone or "T" Top Bollard | BARRIER | BARRIER SECURITY PRODUCTS | RCB2 | Active
002434694 | RAIL,BARRICADE | Pedestrian, Retractable Barrier Bar, 1.2 to 2m Retractable/Extendable Bar Black/Yellow, fit over Standard Cone or "T" Top Bollard | JAYBRO | JAYBRO CIVIL & SAFETY PRODUCTS | 16-RBBAR | Active
002400618 | FUSE,CARTRIDGE | 12kV, HRC RMU Oil Immersed Type, 45A, suits Andelect SDAF3 & L&C GF3 Fuse Switches Barrel 254mm Lg, 68mm Dia, End Caps 40mm Lg 63.5mm Dia with Striker Pin | IPDGROUP | IPD GROUP LIMITED | 120OEFMA25 | Active
002400618 | FUSE,CARTRIDGE | 12kV, HRC RMU Oil Immersed Type, 45A, suits Andelect SDAF3 & L&C GF3 Fuse Switches Barrel 254mm Lg, 68mm Dia, End Caps 40mm Lg 63.5mm Dia with Striker Pin | FUSECO | FUSECO POWER SOLUTIONS PTY LTD | 3014436/45 | Active
000030038 | CONNECTOR ASSEMBLY,ELECTRICAL | Compression Splice Component, suit 100mm Busbar | ADAPTAUS | ADAPT AUSTRALIA PTY LTD | PLKM1000D100 | Active
000156653 | JOINT,ELECTRICAL CABLE,UNDERGROUND | 11kV, 240mm2, 3 Core XLPE Cable Inline Joint For IIN1636253, c/w Solvent Wipes, Kit Heatshrink For Inline Joint | GILBERT | GILBERT LODGE AUSTRALIA PTY LTD | RAYMXSU3341 | Active
002434215 | TERMINATION KIT,ELECTRICAL CABLE | Indoor, 11kV, 400mm2 Al, Triplex TR-XLPE Cable, for 11kV ABB SafeLink RMU (3 per set) c/w Cold Shrink Cable Term Kit, 185-400mm Bi-metal Mechanical Cable | TECONN | TE CONNECTIVITY LTD | IXSU-FERG14 | Phasing
002406988 | TERMINATION KIT,ELECTRICAL CABLE | Indoor, 11kV, 185mm2 Al, Triplex XLPE Cable, for 11kV ABB SD Series RMU c/w Cold Shrink Cable Term Kit, Bushing Insulation, Crimp Cable Core & Screen | TECONN | TE CONNECTIVITY LTD | IXSU-FERG13 | Phasing
002435923 | CONNECTOR ELBOW | Indoor, Set of 3, 630A, Bolted, suit 11kV, 400mm2, 1 Core XLPE Cable, 185-400mm Mechanical Connectors, CENELEC EN 50180/50181 Interface C Bushings for | TECONN | TE CONNECTIVITY LTD | RSTI-5856-AU02 | Active
002435923 | CONNECTOR ELBOW | Indoor, Set of 3, 630A, Bolted, suit 11kV, 400mm2, 1 Core XLPE Cable, 185-400mm Mechanical Connectors, CENELEC EN 50180/50181 Interface C Bushings for | TECONN | TE CONNECTIVITY LTD | RSTI-ERG47 | Active
000104285 | TERMINATION KIT,ELECTRICAL CABLE | Outdoor, 22kV, 185mm2 Al, Triplex XLPE Cable (1C wound 3 in hand) c/w Cold Shrink Cable Term Kit, Solvent Wipes, Cable Core Lugs, Screen Lug, | TECONN | TE CONNECTIVITY LTD | CSTO-ERG55 | Active
002404310 | INSULATION SLEEVING,ELECTRICAL | Heat Shrink Tubing, 35/12mm, 1.2m Lg, Medium Wall c/w Sealant | TECONN | TE CONNECTIVITY LTD | MWTM-35/12-1200/S(S10) | Active
002404310 | INSULATION SLEEVING,ELECTRICAL | Heat Shrink Tubing, 35/12mm, 1.2m Lg, Medium Wall c/w Sealant | GILBERT | GILBERT LODGE AUSTRALIA PTY LTD | RAYMWTM35/12 | Active
002407344 | STRAP,WEBBING | Equaliser Strap, Rated to 8000kg, Polyester Webbing, Vehicle Recovery | TJM | TJM 4X4 MEGASTORE | 867RECEQT8T | Active
002432409 | TERMINAL,LUG | Compression Jumper, Al, Undrilled, Hex Die A/F 47.5mm, Straight Offset, suit Sulphur Conductor, AS2395 | MMELEC | MM ELECTRICAL MERCHANDISING | LA3375SO5U | Active
002432409 | TERMINAL,LUG | Compression Jumper, Al, Undrilled, Hex Die A/F 47.5mm, Straight Offset, suit Sulphur Conductor, AS2395 | PLP | PREFORMED LINE PRODUCTS (AUST) | CTAW-338-FB516-0000 | Active
000030034 | CONNECTOR ASSEMBLY,ELECTRICAL | Compression Palm, 2 Hole, 50mm Centre, suit 100mm Busbar | ADAPTAUS | ADAPT AUSTRALIA PTY LTD | PLKM1855D100 | Active
000030054 | CLAMP,ELEC CONDUCTOR,STRAIN | Compression Deadend, Outer Sleeve Die Size 40A/F, suit Oxygen 19/4.75 AAAC | PLP | PREFORMED LINE PRODUCTS (AUST) | CDEAAAC-238-1 | Active
000030380 | TERMINAL,LUG | Compression, 4 x Holes, 50mm Centre, 15 Deg L Offset, Selenium 61/3.25 AAAC | PLP | PREFORMED LINE PRODUCTS (AUST) | CTAW-293-FD512-0015L | Active
002403818 | TOWEL,PAPER | Roll, Scott 4419, 140m (8 x Ctn) | SHERRIFF | SHERRIFF ELECTRICAL P/L (WHOLESALERS) | SCOTTS 44199 | Active
002422384 | WASTE DISPOSAL,HAZMAT | 240L Bin for Asbestos Waste, Lockable, Labelled 'CAUTION ASBESTOS WASTE BIN - ASBESTOS WASTE ONLY', Decal Size 200 W x 300mm H on front of Bin | ALLENS | ALLENS INDUSTRIAL PRODUCTS | WB240YLOCK | Active
002433209 | HOLDER,FACESHIELD | MSA Dielectric Visor Holder, use with MSA v-Gard Advance Type II (Hi-Temp) Safety Helmet, MSA Arc Flash Visor & Chin Guard | PRALSAFE | PROTECTOR ALSAFE | 0168 3484 | Active
002400702 | LATCH SET,MORTISE | Night Cylinder Chrome Plated #201 to NORQEB Master Series MK-A w/o Keys (Don't supply keys until further notice) | ASSA | ASSA ABLOY AUSTRALIA PTY LTD | 201CYLSC5MK | Active
002400703 | LATCH SET,MORTISE | Deadlock, Chrome Plated, to NORQEB Master Series MK-A, with Keys | ASSA | ASSA ABLOY AUSTRALIA PTY LTD | 213CPAO6MK | Active
000105028 | DRILL,CENTRE | 1-3/4" Hex Drive, Extra Long Type, suit Post Hole Digger; comes with 2 x nuts and bolts. | NDE | NATIONAL DRILLING EQUIPMENT | AUGD621XLH | Active
002402330 | CIRCUIT BREAKER | LV, 2 x 80A Weatherproof Enclosure, Pole Mounting | MMELEC | MM ELECTRICAL MERCHANDISING | SPB280C1 | Active
002402160 | TAPE,ADHESIVE | Masking Tape, 36mm W x 50m Lg Rolls | 3MAUST | 3M AUSTRALIA PTY LTD | MMM2308 | Active
002438968 | TERMINAL,LUG | Compression Jumper, Al, Undrilled No.4, Hex Dia A/F 28.5mm, Straight Offset, suit Neon/Pluto Conductor, AS2395 | MMELEC | MM ELECTRICAL MERCHANDISING | CLA1875SO4U | Active
002438968 | TERMINAL,LUG | Compression Jumper, Al, Undrilled No.4, Hex Dia A/F 28.5mm, Straight Offset, suit Neon/Pluto Conductor, AS2395 | PLP | PREFORMED LINE PRODUCTS (AUST) | CTA-188-11210 | Active
000105043 | TERMINAL,LUG | Compression, Cu, 400mm2, M12 Bolt Hole, Hex Die A/F 28.1mm, Solder Sealed, Utilux 40T Tool (scm) | CABAC | CABAC (MANUFACTURER) | CAL400LB-12 | Active
002400960 | JOINT,ELECTRICAL CABLE,UNDERGROUND | LV, Chamber Cable Terminal Joint Through Epoxy Filled 2 Conductor 4mm2 N.S | INTERENG | INTERTECH ENGINEERING PTY LTD | 92-NBA-0 | Active
002436509 | BOLT,MACHINE | M16 x 550mm, Hex, Galv, Gde 8.8 c/w Galv Hex Nut | HOBSON | HOBSON ENGINEERING CO PTY LTD | KBHK0GCM160550 | Active
002434884 | WASTE DISPOSAL,HAZMAT | Asbestos Filter Cloth, Tritex, suit Numatic HZQ 200 & HZQ 190, H Class Vacuum Cleaner | ALLENS | ALLENS INDUSTRIAL PRODUCTS | 604165 | Active
002400667 | SHACKLE | Type D,10mm Body, 12mm Pin, Galv Steel | BLKWOODJ | J BLACKWOOD & SONS LIMITED | 04971300 | Active
000446426 | LETTER,SIGN | (P), Pressed Al, Plain, Dwg 22-A4-200 Rev B | METALTI | METAL-TECH INDUSTRIES (TRADE POLISHERS) | LETTER P | Active
000621016 | FUSE,CARTRIDGE | 12kV, Full Range, 80A, Barrel 292mm Lg, 76.2mm Dia, End Caps 34mm Lg, 45mm Dia c/w Striker Pin to DIN Standard 43625 Fuse, ETS 12-01-02 (scm) | COOPER | COOPER ELECTRICAL AUSTRALIA PTY LTD | 12FXLSJ80 | Active
000621016 | FUSE,CARTRIDGE | 12kV, Full Range, 80A, Barrel 292mm Lg, 76.2mm Dia, End Caps 34mm Lg, 45mm Dia c/w Striker Pin to DIN Standard 43625 Fuse, ETS 12-01-02 (scm) | FUSECO | FUSECO POWER SOLUTIONS PTY LTD | 3002003/80 | Active
002404273 | PAPER,ABRASIVE | Emery Tape, P220 Grit | BLKWOODJ | J BLACKWOOD & SONS LIMITED | EMEAECR24050GP | Active
002434744 | CLAMP,TREFOIL | Cast Al, suit Cable 54.0 - 56.0mm Dia c/w Clamping Bolts, to suit M10 Fixing Bolt Cabus # 5456NI (scm) | INTERENG | INTERTECH ENGINEERING PTY LTD | CABUS 5456 | Active
002439966 | LABEL | INDUSTRIAL, Maximum Load 150kg, FED 8.8, for Branach Ladder | BLKWOODJ | J BLACKWOOD & SONS LIMITED | 01641596 | Active
002425007 | CONNECTOR ASSEMBLY,ELECTRICAL | 'TS' Tags, for Connecting Parallel Cables to Weber LV Switch Fuse Units, Set of 3 | WEBER | WEBER SOUTH PACIFIC PTY LTD | V-TS | Active
002439925 | TERMINAL,LUG | Al, 4 Hole, Straight Offset, 60mm Centre 29.3 Dia, 027-697-RD/C, suit Sulphur 61/3.75 AAAC | PLP | PREFORMED LINE PRODUCTS (AUST) | CTAW-338-FD620-0000 | Active
002403016 | POLE,PUBLIC LIGHTING,METAL | Major Road, 7.0m, Slip Base Mounted, Galv, EQTS 05-02-01, Dwg 05-02-03 (scm) | IUPOLE | INTERNATIONAL UTILITY POLES PTY LTD | EX-13215 | Active
002403016 | POLE,PUBLIC LIGHTING,METAL | Major Road, 7.0m, Slip Base Mounted, Galv, EQTS 05-02-01, Dwg 05-02-03 (scm) | INGAL | INGAL EPS | I13215-86 | Active
002403016 | POLE,PUBLIC LIGHTING,METAL | Major Road, 7.0m, Slip Base Mounted, Galv, EQTS 05-02-01, Dwg 05-02-03 (scm) | GMPOLES | GM POLES PTY LTD | SBM-07-S | Active
002405807 | LAMP,SODIUM | 50W, HP Diffuse Elliptical, Internal Igniter, EQTS 05-03-01 (scm) | PHILIPS | PHILIPS AUSTRALIA PTY LTD | 928150808828 | Active
002402967 | WASHER,FLAT | Rectangular, M45, 100 x 66 x 5mm, Galv, Pole Reinstatement, SW Dwg PC16/306/3 (P50) | HUNTENG | HUNT ENGINEERING & STAFF | PC16/306/3 | Active
002432326 | NUMERAL,SIGN | (8) Pressed Al, 40mm W, 22mm H, Black on Yellow, EE Dwg 995129-01 (scm) | SUMMIT | SUMMIT GROUP | SF17PE4108 | Active
000452337 | NUMERAL,SIGN | (7) Pressed Al, Plain, Dwg 22-A4-200 Rev B | PWRENG | POWER ENGINEERS PTY LTD | NUMERAL 7 | Active
000446345 | LETTER,SIGN | (H), Pressed Al, Plain, Dwg 22-A4-200 Rev B | METALTI | METAL-TECH INDUSTRIES (TRADE POLISHERS) | LETTER H | Active
000446497 | LETTER,SIGN | (X), Pressed Al, Plain, Dwg 22-A4-200 Rev B | METALTI | METAL-TECH INDUSTRIES (TRADE POLISHERS) | LETTER X | Active
001712939 | BOLT,EYE | M20 x 150mm, Galv c/w Galv Hex Nut, Dwg 01-02-02 (P20) (scm) | GREGSF | GREG SEWELL FORGINGS PTY LTD | 1712939 | Active
002403614 | CLEVIS,PIN | Galv, Forged Steel, Hex, 57mm Lg c/w S/Steel Humpback Split Pins, used to Reduce Radio Interference, ETS 01-01-01, Dwg 01-08-01 | GREGSF | GREG SEWELL FORGINGS PTY LTD | 2403614 | Active
001860216 | PAPER,TOILET | Roll 5741, 2 Ply, 400 Sheet (P48) | BLKWOODJ | J BLACKWOOD & SONS LIMITED | 01465798 | Active
001851502 | HAT,SUN | Protection, Size S, Aussiemate Grey, Unbranded | MTCASTLE | MOUNTCASTLE PTY LTD | 40009004OS | Active
000030060 | TERMINAL,LUG | AS5, Al, 4 Hole, 50mm Centre, 90 Deg Palm Angle Offset, Oxygen 19/4.75 AAAC | PLP | PREFORMED LINE PRODUCTS (AUST) | CTA-238-75211 | Active
000104318 | TERMINATION KIT,ELECTRICAL CABLE | Indoor, 11kV, 240mm2 Cu, Triplex XLPE Cable, Insect Protected, Connect to Magnefix MD Series Switchgear c/w Cold Shrink Cable Term Kit, Crimp Cable | TECONN | TE CONNECTIVITY LTD | IXSU-FERG12 | Phasing
002434728 | TERMINATION KIT,ELECTRICAL CABLE | Outdoor, 33kV, suit Terminating 19/33kV XLPE Insulated 630mm Cu, 1 Core Cable, Porcelain, incl Stalk Lug, Term Kit & Filling Compound, to incl Instructions | INTERENG | INTERTECH ENGINEERING PTY LTD | CABUS 7190B | Active
000154534 | JOINT,ELECTRICAL CABLE,UNDERGROUND | X 240mm Straight Through Al XLPE Cable Cat # M6 | GILBERT | GILBERT LODGE AUSTRALIA PTY LTD | RAYM6LV | Active
002400118 | WASHER,LOCK | M16, Galv (P100) | THEBLTPL | THE BOLT PLACE | 2400118 | Active
002406263 | FUSE,CARTRIDGE | 12kV, HRC RMU Oil Immersed Type, 40A, suit Andelect SDAF3 & L&C GF3 Fuse Switches, Barrel 254mm Lg, 68mm Dia, End Caps 40mm Lg, 63.5mm Dia c/w Striker Pin | COOPER | COOPER ELECTRICAL AUSTRALIA PTY LTD | 12OEFMA40 | Active
002406256 | FUSE,CARTRIDGE | 415V AC, HRC Cartridge TFP Type, 160A, 2 Hole Bolt in Offset Tags 94mm Fixing Centres | FUSECO | FUSECO POWER SOLUTIONS PTY LTD | TFP160 | Active
001011126 | FUSE,CARTRIDGE | 415V AC, HRC Cartridge NS Type, 4A, Clip-in Offset Staggered Tags, 62mm Lg, ETS 12-02-01 Group D (MOQ10) (scm) | FUSECO | FUSECO POWER SOLUTIONS PTY LTD | NS4 | Active
002404926 | FUSE,CARTRIDGE | 12kV, Full Range, RMU DIN Type, Air Insulated, 50A, Barrel 292mm Lg, 76.2mm Dia, End Caps 34mm Lg, 45mm Dia c/w Striker Pin to DIN Standard 43625, | FUSECO | FUSECO POWER SOLUTIONS PTY LTD | 3001203/50 | Active
002404921 | FUSE,CARTRIDGE | 12kV, HRC RMU Oil Immersed Type, 16A, suit Andelect SDAF3 & L&C GF3 Fuse Switches, Barrel 254mm Lg, 68mm Dia, End Caps 40mm Lg, 63.5mm Dia c/w Striker Pin | COOPER | COOPER ELECTRICAL AUSTRALIA PTY LTD | 12OEFMA16 | Active
000104730 | FUSE,CARTRIDGE | 500V AC, HRC Cartridge 10G Type, 4A, 38 x 10.3mm Dia, Modular, ETS 12-02-01 Group A (scm) | FUSECO | FUSECO POWER SOLUTIONS PTY LTD | 420004 | Active
001140924 | LAMP,INCANDESCENT | Metalarc, 400W, Coated, suit Sylvania 1150430 Watchman Security Light (P6) | SYLVANIA | SYLVANIA SCHREDER | 645060P | Active
001150426 | FIXTURE,LIGHTING | 400W HP Sodium Luminaire, Sylvania Briteline Floodlight, Watchman Lighting Service | SYLVANIA | SYLVANIA SCHREDER | 0116X44100 | Phasing
002403422 | PIN,COTTER,SPLIT | Type A, Split Humpback, S/Steel, for 16 to 20mm Pins or Bolts, Type HP/A, to AS1154.2 (P50) | GREGSF | GREG SEWELL FORGINGS PTY LTD | 2403422 | Active
000403281 | BASE,CONCRETE PRECAST | 650mm Dia, CA Dwg 22-A4-7 (P10) (scm) | BUNDCNCT | BUNDABERG CONCRETE CASTERS | 926 | Active
000104677 | OUTREACH ARM | Major Road, 1.5m Single, Galv, for use with 3 & 4 Way Head Frame, Dwg 860256-02 (scm) | GMPOLES | GM POLES PTY LTD | SPID-OR-1.5 | Active
000104677 | OUTREACH ARM | Major Road, 1.5m Single, Galv, for use with 3 & 4 Way Head Frame, Dwg 860256-02 (scm) | INGAL | INGAL EPS | GEX0104677 | Active
000104677 | OUTREACH ARM | Major Road, 1.5m Single, Galv, for use with 3 & 4 Way Head Frame, Dwg 860256-02 (scm) | IUPOLE | INTERNATIONAL UTILITY POLES PTY LTD | EG-104677 | Active
002432334 | LETTER,SIGN | (A), Pressed Al, 40mm Wide, 22mm High, Black on Yellow, Ergon Dwg 995129-01 (scm) | SUMMIT | SUMMIT GROUP | SF17PE420A | Active
002406598 | CONCRETE,PREMIX | 20kg Bag (60 Bags per Pallet) (scm) SUPPLY ON ONE WAY PALLETS ONLY | CEMENTAU | CEMENT AUSTRALIA PTY LTD | 14975 | Active
002406598 | CONCRETE,PREMIX | 20kg Bag (60 Bags per Pallet) (scm) SUPPLY ON ONE WAY PALLETS ONLY | FINCHSHW | FINCH'S HARDWARE PTY LTD | 76021005 | Active
002406598 | CONCRETE,PREMIX | 20kg Bag (60 Bags per Pallet) (scm) SUPPLY ON ONE WAY PALLETS ONLY | RVRSANDS | RIVER SANDS PTY LTD | CONCRETEPREMIX | Active
000003878 | SWITCHBOARD,POWER | 33kV WSA, 1600A, Bus & Bus Section CB, 2 x 1600A Transformer Bays, 4 x 1250A Feeders, Dwg KM-1023989-03-0A | SCHNEIDR | SCHNEIDER PTY LTD (MANUFACTURER) | WSA | Active
000621032 | FUSE,CARTRIDGE | 12kV, HRC RMU Oil Immersed Type, 50A, Barrel 254mm Lg, 68mm Dia, End Caps 40mm Lg, 63.5mm Dia c/w Striker Pin (P3) (scm) | COOPER | COOPER ELECTRICAL AUSTRALIA PTY LTD | 12OEFMA50 | Active
000446418 | LETTER,SIGN | (N), Pressed Al, Plain, Dwg 22-A4-200 Rev B | METALTI | METAL-TECH INDUSTRIES (TRADE POLISHERS) | LETTER N | Active
000446272 | LETTER,SIGN | (C), Pressed Al, Plain, Dwg 22-A4-200 Rev B (P100) | METALTI | METAL-TECH INDUSTRIES (TRADE POLISHERS) | LETTER C ALUMINIUM | Active
000156760 | INSULATION SLEEVING,ELEC,SPEC | Cold Shrink Kit, Barrier Boot MB65, suit 35mm2 XLPE 3 Core 11kV Cable, 95mm2/185mm2/240mm2 11kV Conductor, ABB/Andelec SDAF RMU Term | INTERENG | INTERTECH ENGINEERING PTY LTD | MB65 | Active
002433290 | CONTROL BOX,LIGHTING FIXTURE | Watchman/Pedestrian Lighting Metal Halide/HP Sodium Vapour, 400W, 250V, Incl Choke, Ignitor, Capacitor, Blocking Inductor, NEMA PE Base & Terminal Block, | PJMARTIN | PETER J MARTIN SALES PTY LTD | HS400D430P | Active
002401918 | PHOTOELECTRIC CELL | Blank Shorting Unit Plug, suit NEMA Base for Standard Photo-Electric Outdoor Lighting Control, EQTS 05-05-01 (scm) | TECONN | TE CONNECTIVITY LTD | ALR-MC-10ANSI | Active
001138096 | FIXTURE,LIGHTING | 50W Mercury Vapour Nostalgia Type 1 Luminaire, Bottle Green c/w Integral Control Gear, PE Cell, Diffuse Lamp & Power Factor Correction, JTS 05-01-01, | SYLVANIA | SYLVANIA SCHREDER | LB10BD20L | Phasing
002405832 | LAMP,SODIUM | 70W, HP Diffuse Elliptical, E27 Cap, External Ignitor, EQTS 05-03-01 (scm) | PHILIPS | PHILIPS AUSTRALIA PTY LTD | 928486700091 | Active
000104601 | INSULATOR,STATION POST | 33kV, 200kV BIL, Porcelain, 475mm H, 950mm Creepage, Lvl 3 Pollution, Type C8-200, JBP 10365 | GRAPHSOL | GRAPH SOLUTIONS PTY LTD | 347370L2 | Active
002401215 | BRACKET,INSULATOR | Pole Mount, SA30 | AUSTPG | AUST PROFESSIONAL GALVANIZING | DWG A41242 | Active
002400023 | BOLT,MACHINE | M16 x 500mm, Hex, Galv c/w Galv Hex Nut, Aust Std (P20) | GREGSF | GREG SEWELL FORGINGS PTY LTD | 2400023 | Active
002436517 | BOLT,MACHINE | M16 x 600mm, Hex, Galv, Gde 8.8 c/w Galv Hex Nut | HOBSON | HOBSON ENGINEERING CO PTY LTD | KBHK0GCM160600 | Active
002403463 | SHACKLE | Bow, Galv Steel, 160kN c/w Clevis Bolt, Nut & Hump Split Pin, AS 1154.2 Ref 160/S (Bag of 20) | GREGSF | GREG SEWELL FORGINGS PTY LTD | 2403463 | Active
001705533 | BOLT,MACHINE | M24 x 500mm, Hex, Galv c/w Galv Hex Nut, Aust Std (P5) (scm) | GREGSF | GREG SEWELL FORGINGS PTY LTD | 1705533 | Active
000105022 | TAPE,IDENTIFICATION,U/G CABLE | Fibre Optic Warning Tape, Detectable Tape, White PE with Black Print, DANGER - BURIED FIBRE OPTIC CABLES BELOW & S/Steel trace wire (250m roll) | MSSFIBRE | MSS FIBRE SYSTEMS | MSS-FOCTAPE-D250 | Active
000104356 | PILLOW,ABSORBENT,HAZMAT | Spill Containment, 450 x 450 x 75mm (P20) | ABSORBES | ABSORB ENVIRONMENTAL SOLUTIONS | AESAC45 | Active
000482201 | TUBING,PLASTIC,SPIRAL WRAP | Spiral Binding Wrap, 12-20mm Dia, 25m Coils, Black (scm) | LEGEND | LEGEND POWER SYSTEMS | SB12BK | Active
000482201 | TUBING,PLASTIC,SPIRAL WRAP | Spiral Binding Wrap, 12-20mm Dia, 25m Coils, Black (scm) | CABLEACC | CABLE ACCESSORIES (AUST) | SB12BK | Active
000482201 | TUBING,PLASTIC,SPIRAL WRAP | Spiral Binding Wrap, 12-20mm Dia, 25m Coils, Black (scm) | LEGENDCS | LEGEND CORPORATE SERVICES (MANUFACTURE) | SB12BK | Active
000105440 | CRIMPING TOOL,HYDRAULIC | Hand Operated, 5 Tonne, Cabac HT51 | LEGENDCS | LEGEND CORPORATE SERVICES (MANUFACTURE) | HT51 | Active
002439016 | CLAMP,ELECTRICAL | Parallel Groove, Al, 31.5 - 33.8 Dia, suit Sulphur/Sulphur 61/3.75 AAAC | PLP | PREFORMED LINE PRODUCTS (AUST) | APG-315-338-1 | Active
000367962 | HERBICIDE,GLYPHOSATE | 360g to Litre, 1L Container (Roundup or Equiv) | BLKWOODJ | J BLACKWOOD & SONS LIMITED | 03254726 | Active
002403136 | ANTISEIZE COMPOUND | Kopr-Kote, Cu Impregnated Grease, 500g Can | CALTEX | CALTEX AUSTRALIA PETROLEUM PTY LTD | 1089456 | Active
002403140 | HAND CLEANER | Gel/Cream, HD Deb 4000, Suprega Plus, 4L Cartridge Refill (P4) | MINEHAN | MINEHAN AGENCIES PTY LTD | 03-01-5000 | Active
002418218 | WASTE DISPOSAL,HAZMAT | Drilling Dust Extraction Vacuum Tool, Nozzle 32mm, used for Drilling Asbestos Products | ALLENS | ALLENS INDUSTRIAL PRODUCTS | 107402478 | Active
002439933 | TERMINAL,LUG | Al, 4 Hole, Straight Offset, 60mm Centre 23.8 Dia, 027-697-RD/H, suit Oxygen 19/4.75 AAAC | PLP | PREFORMED LINE PRODUCTS (AUST) | CTAW-238-FD620-0000 | Active
002401289 | CLAMP,ELEC CONDUCTOR,STRAIN | Compression Deadend c/w Eye Tail, Jumper Lug & Bolts, Hex Die A/F St 17.0mm, Al 34.5mm, suit Lemon 30/7/3.00 ACSR (scm) | PLP | PREFORMED LINE PRODUCTS (AUST) | CDE-210-1 | Active
000030071 | CLAMP,ELECTRICAL | Tee, Bolted Run Compression Tee, suit Oxygen/Oxygen 19/4.75 AAAC | PLP | PREFORMED LINE PRODUCTS (AUST) | BRCT-238-238-1 | Active
002400088 | SETSCREW | M12 x 50mm, Hex, S/Steel Gde 316 c/w Hex Nut S/Steel Gde 304, Aust Std (P100) | HOBSON | HOBSON ENGINEERING CO PTY LTD | XEKBS16XCM120050 | Active
002402960 | SETSCREW | M16 x 50mm, Hex, Flat Point, S/Steel Gde 316 c/w Hex Nut S/Steel Gde 304, Aust Std (P25) | THEBLTPL | THE BOLT PLACE | 2402960 | Active
002437903 | TERMINAL,LUG | Tinned Cu, 120mm2, 1 x M13 Bolt Hole, Long Barrel, Dwg EESS-10031-04 | CABAC | CABAC (MANUFACTURER) | CAL120LB-12 | Active
000621148 | FUSE,CARTRIDGE | 500V AC, HRC DIN Type, 63A, Size 00, ETS 12-02-01 Group E (P3) (scm) | FUSECO | FUSECO POWER SOLUTIONS PTY LTD | NH000F-63 | Active
000620137 | FUSE LINK,EXPULSION | 80A, Class K, TS 06-03-01 (scm) | NGKSTANG | NGK STANGER PTY LTD | ZXC705-80BK37 | Active
000620137 | FUSE LINK,EXPULSION | 80A, Class K, TS 06-03-01 (scm) | ABBAUST | ABB AUSTRALIA PTY LTD | 7501665 | Active
001727672 | BOLT,MACHINE | M12 x 55mm, Hex, S/Steel Gde 316 c/w Hex Nut S/Steel Gde 304, Aust Std (P25) | HOBSON | HOBSON ENGINEERING CO PTY LTD | BH16PCM120055 + NH04PCM12 | Active
001727672 | BOLT,MACHINE | M12 x 55mm, Hex, S/Steel Gde 316 c/w Hex Nut S/Steel Gde 304, Aust Std (P25) | GLBFAST | GLOBAL FASTENERS (QLD) PTY LTD | BHXS6M120055BO | Active
002424174 | INSULATOR,LINE POST | 132kV Sediver 34 Shed Composite Horizontal 2 Hole Dropped Tongue, 425kV LF Flashover, 835kV Critical Impulse Flashover, Ref NPSN30XH034S0R0 | TYCOELEC | TYCO ELECTRONICS | NPSN-30XH-034-S0R0 | Active
002422129 | CROSSARM,COMPOSITE | Fibre, Predrilled, 3000 x 100 x 100mm, 11kV, Rural, Intermediate, EE Dwg 921992-09 (scm) | WAGNERS | WAGNERS CFT MANUFACTURING | EC006-00040 | Active
000010003 | BOLT SET | Assembled, S/Steel, M12 x 35mm c/w Nuts, 2 x M12 Flat Washers, 1 x M12 Spring Washer, suit Emperor EPER55-62 Cable Cleat | VISCOUNT | VISCOUNT ROTATIONAL MOULDINGS | UG2011 | Active
001150078 | FIXTURE,LIGHTING | 80W Mercury Vapour Luminaire, 34mm Spigot c/w Integral Control Gear, PE Cell, Diffuse Lamp & Power Factor Correction, Minor Roads, EQTS 05-01-01 | GERARD | GERARD LIGHTING GROUP | JS11BD01L | Phasing
001703379 | BOLT,MACHINE | M12 x 150mm, Hex, Galv c/w Galv Hex Nut, Aust Std (P75) (scm) | THEBLTPL | THE BOLT PLACE | 1703379 | Active
002400853 | INSULATOR,STRAIN | Shackle Type SH.11, 11kV, 22kN, ETS/Dwg 10-01-01, Item 5 | MACLEAN | MACLEAN POWER SYSTEMS | SH11 | Active
000552043 | INSULATOR,STRAIN | Stay Type GY4, 222kN, ETS 10-01-01, Item 23 (scm) | TECONN | TE CONNECTIVITY LTD | MG-GY4-PG | Active
000435076 | BOLT,HOOK | M20 x 300mm, Galv, Dwg 01-18-03, Aust Std (P5) (scm) | TYCOELEC | TYCO ELECTRONICS | IBH20300 | Active
002403341 | LAMP,SODIUM | 100W, HP Clear Tube Vapour, E40 Cap, External Ignitor, EQTS 05-03-01 (scm) | PHILIPS | PHILIPS AUSTRALIA PTY LTD | 928150219230 | Active
002403341 | LAMP,SODIUM | 100W, HP Clear Tube Vapour, E40 Cap, External Ignitor, EQTS 05-03-01 (scm) | SYLVANIA | SYLVANIA SCHREDER | 673148 | Active
001757894 | SCREW,COACH | M12 x 100mm, Galv, Aust Std (P200) (scm) | BOLTMAST | BOLTMASTERS | GMHS100G | Active
001757894 | SCREW,COACH | M12 x 100mm, Galv, Aust Std (P200) (scm) | GREGSF | GREG SEWELL FORGINGS PTY LTD | 1757894 | Active
002439834 | PLUG | Panel, Dome, 22mm Dia x 3.2mm Plate, Nylon, Black, to suit CB Control Panel (P100) | HEYCO | HEYCO PRODUCTS INC (MANUFACTURER) | NPA2703 | Active
002439842 | PLUG | Panel, Dome, 14.3mm Dia x 3.2mm Plate, Nylon, Black, suit Fuse/Link Panel (P100) | MMELEC | MM ELECTRICAL MERCHANDISING | NPA 2653 | Active
000104306 | WIRE,NONELECTRICAL | Tie Wire, 2.03mm, S/Steel Annealed, Max 10kg Coil, 40m/kg, JTS 03-03-01 (scm) | MIDLAND | MIDLAND METALS OVERSEAS PTE LTD | MMO-2.03 TIE ANN.SS. | Active
000104306 | WIRE,NONELECTRICAL | Tie Wire, 2.03mm, S/Steel Annealed, Max 10kg Coil, 40m/kg, JTS 03-03-01 (scm) | DULHUNTY | DULHUNTY POWER (AUST) PTY LTD | TW-SS-203-20 | Active
001837611 | CLEANING COMPOUND,OPTICAL LENS | Paper Tissue, 250 x 116 x 175mm, Interleaved, suit Cleaning Station SACS30, Protector SACT30 | PRALSAFE | PROTECTOR ALSAFE | 05177748 | Active
001837611 | CLEANING COMPOUND,OPTICAL LENS | Paper Tissue, 250 x 116 x 175mm, Interleaved, suit Cleaning Station SACS30, Protector SACT30 | PRALSAFE | PROTECTOR ALSAFE | UV1003 | Active
001837611 | CLEANING COMPOUND,OPTICAL LENS | Paper Tissue, 250 x 116 x 175mm, Interleaved, suit Cleaning Station SACS30, Protector SACT30 | PRALSAFE | PROTECTOR ALSAFE | SACT34 | Active
001837611 | CLEANING COMPOUND,OPTICAL LENS | Paper Tissue, 250 x 116 x 175mm, Interleaved, suit Cleaning Station SACS30, Protector SACT30 | PRALSAFE | PROTECTOR ALSAFE | 4438061 | Active
002459659 | REPORTER,FAULT LOCATING | RTCM Solar Site Smart Reporter, Smart Receiver DNP3/3.0, Smart 6A PMU, GSM/3G Low Profile Antenna c/w Lockable Enclosure, IP66, 300 x 400 x 200mm | MVTECH | MV TECHNOLOGY SOLUTIONS P/L | 28-3120-003 | Active
000000250 | BUSHING ASSEMBLY,HV | Model GOB 550/800, 132/110kV, ABB | ABBAUST | ABB AUSTRALIA PTY LTD | 040-0737P01 | Active
000000254 | BUSHING ASSEMBLY,HV | Model GOB 650/1250, 132kV, ABB | ABBAUST | ABB AUSTRALIA PTY LTD | 040-1212P01 | Active
000000259 | BUSHING ASSEMBLY,HV | HD4, 33kV, 2000A, Grey | ABBAUST | ABB AUSTRALIA PTY LTD | 040-2204P12 | Active
C2400272 | CABLE,POWER,ELECTRICAL | C2L, U/G, 0.6/1kV, 4C x 240mm2 Al/XLPE Insulated/Nylon Jacket/PVC Sheath, Wood Drum, ETS 04-01-04 | MIDLAND | MIDLAND METALS OVERSEAS PTE LTD | MMO-LV 4X240AXNJP | Active
C2400272 | CABLE,POWER,ELECTRICAL | C2L, U/G, 0.6/1kV, 4C x 240mm2 Al/XLPE Insulated/Nylon Jacket/PVC Sheath, Wood Drum, ETS 04-01-04 | OLEX | OLEX AUSTRALIA PTY LTD | XDDG37ME004CXAA | Active
C2400273 | CABLE,POWER,ELECTRICAL | C2L, U/G, 0.6/1kV, 4C, 16mm2 Cu, XLPE Insulated/PVC Sheath/Nylon Jacket/ Sacrifical PVC Sheath, ETS 04-01-04(scm) | OLEX | OLEX AUSTRALIA PTY LTD | LDZP15SB004CXEM | Active
002429231 | HAT,SUN | Bucket Style, Size XS, Grey, Unbranded | MITCHELL | MITCHELL'S CAP CO | 34970-XS | Active
002429231 | HAT,SUN | Bucket Style, Size XS, Grey, Unbranded | MTCASTLE | MOUNTCASTLE PTY LTD | 30027100XS | Active
002405806 | LAMP,SODIUM | HP, 250W, Clear Tube, E40 Cap, Operates on 250W HP Sodium Control Gear w/o Igniter, EQTS 05-03-01 (scm) | EYELIGHT | EYE LIGHTING AUSTRALIA PTY LTD | 120520 | Active
000104472 | BOLT,EYE | Service with Neutral Bonding Tab, Dwg 875225-01 | GREGSF | GREG SEWELL FORGINGS PTY LTD | 104472 | Active
002418028 | WIRE,ELECTRICAL | Conductor Aerial, AAAC/1120, 61/3.75mm, SULPHUR, Fully Greased, 1800m Wood Drum, JTS 03-03-01 | MIDLAND | MIDLAND METALS OVERSEAS PTE LTD | MMO-SULPHUR | Active
002418028 | WIRE,ELECTRICAL | Conductor Aerial, AAAC/1120, 61/3.75mm, SULPHUR, Fully Greased, 1800m Wood Drum, JTS 03-03-01 | OLEX | OLEX AUSTRALIA PTY LTD | SULPHUR | Active
000408745 | FUSE,CARTRIDGE | 250V AC, HRC Cartridge SK Type, 10A, 29 x 12.7mm Dia (MOQ10) | FUSECO | FUSECO POWER SOLUTIONS PTY LTD | MD10 | Active
002404303 | INSULATION SLEEVING,ELECTRICAL | Heat Shrink Tubing, 25/8mm, Medium Wall, Adhesive Lined | TECONN | TE CONNECTIVITY LTD | MWTM-25/8-1200/S(S10) | Active
002404303 | INSULATION SLEEVING,ELECTRICAL | Heat Shrink Tubing, 25/8mm, Medium Wall, Adhesive Lined | LEGEND | LEGEND POWER SYSTEMS | SMDW34/9TK-300 | Active
002404303 | INSULATION SLEEVING,ELECTRICAL | Heat Shrink Tubing, 25/8mm, Medium Wall, Adhesive Lined | GILBERT | GILBERT LODGE AUSTRALIA PTY LTD | RAYMWTM25/8 | Active
000030028 | CONNECTOR ASSEMBLY,ELECTRICAL | Compression A Frame, 30 Deg, suit 125mm Busbar | ADAPTAUS | ADAPT AUSTRALIA PTY LTD | PLKM1600D0812 | Active
002404304 | INSULATION SLEEVING,ELECTRICAL | Heat Shrink Tubing, 51/19mm, Medium Wall, Adhesive Lined | GILBERT | GILBERT LODGE AUSTRALIA PTY LTD | RAYMWTM50/16 | Active
002404304 | INSULATION SLEEVING,ELECTRICAL | Heat Shrink Tubing, 51/19mm, Medium Wall, Adhesive Lined | TECONN | TE CONNECTIVITY LTD | MWTM-50/16-1200/S(S10) | Active
002407339 | BLOCK,TACKLE | Snatch Block, Rating to 10000kg, Vehicle Recovery | TJM | TJM 4X4 MEGASTORE | 867RECSBLOCK10T | Active
002402156 | PAINT,FLUORESCENT | Spot Marking, Iridescent Red, 350g Spraypak Can (P12) | BLKWOODJ | J BLACKWOOD & SONS LIMITED | 00836434 | Active
001141598 | LAMP,SODIUM | 150W, HP Clear Tube Vapour, E40 Cap, External Ignitor, EQTS 05-03-01 (scm) | PHILIPS | PHILIPS AUSTRALIA PTY LTD | 928487100096 | Active
002400810 | PIN,COTTER,SPLIT | S/Steel, M5 x 40mm | COVENTRY | COVENTRY FASTENERS QLD | 5X40MG304CP | Active
002441350 | HANDLING KIT,ASBESTOS | c/w 1 x A-Frame Sign 'ASBESTOS WORK IN PROGRESS', Disposable Vinyl Gloves Box of 100, Respirator P2 Dust, Mist & Fume Disposable c/w Valve (P10), | ALLENS | ALLENS INDUSTRIAL PRODUCTS | KITBAG | Active
000452264 | NUMERAL,SIGN | (2) Pressed Al, Plain, Dwg 22-A4-200 Rev B | PWRENG | POWER ENGINEERS PTY LTD | NUMERAL 2 | Active
000408907 | FUSE,CARTRIDGE | 250V AC, HRC Cartridge XK Type, 60A, 76.2 x 20.6mm Dia, ETS 12-02-01 Group A (scm) | FUSECO | FUSECO POWER SOLUTIONS PTY LTD | 2076F-63 | Active
002433282 | CONTROL BOX,LIGHTING FIXTURE | Watchman/Pedestrian Lighting Metal Halide/HP Sodium Vapour, 250W, 250V, Incl Choke, Ignitor, Capacitor, Blocking Inductor, NEMA PE Base & Terminal Block, | PJMARTIN | PETER J MARTIN SALES PTY LTD | HS250D430P | Active
002400060 | BOLT,EYE | M20 x 800mm, Galv c/w Galv Hex Nut, Dwg 01-02-02 (P5) (scm) | GREGSF | GREG SEWELL FORGINGS PTY LTD | 2400060 | Active
001777542 | WASHER,FLAT | Round, M12, Galv, QESI Dwg 01-04-02 (P200) (scm) | THEBLTPL | THE BOLT PLACE | 1777542 | Active
001141602 | LAMP,SODIUM | 250W, HP Diffuse Elliptical, E40 Cap, External Ignitor, EQTS 05-03-01 (scm) | PHILIPS | PHILIPS AUSTRALIA PTY LTD | 928486900091 | Active
001184026 | PHOTOELECTRIC CELL | Switch, NEMA Base, 1800VA High Rating, for use up to 700W, Major Roads, EQTS 05-05-01 (scm) | LEGEND | LEGEND POWER SYSTEMS | HNS910-NEMA | Active
001184026 | PHOTOELECTRIC CELL | Switch, NEMA Base, 1800VA High Rating, for use up to 700W, Major Roads, EQTS 05-05-01 (scm) | TECONN | TE CONNECTIVITY LTD | ALR-SST-PV-IES-UL | Active
002400662 | BOLT,EYE | M16 x 250mm, Galv c/w Galv Hex Nut, Dwg 01-02-01 (P15) (scm) | GREGSF | GREG SEWELL FORGINGS PTY LTD | 2400662 | Active
000140908 | FUSE,CARTRIDGE | 500V AC, HRC DIN Type Size 2, 400A, ETS 12-02-01 Group E (scm) | FUSECO | FUSECO POWER SOLUTIONS PTY LTD | NH2F-400 | Active
000000291 | CAPACITOR ASSEMBLY | Type CHD800B, 26.4uF, Capacitor Can, ABB | ABBAUST | ABB AUSTRALIA PTY LTD | CHD800B | Active
000000244 | CAPACITOR ASSEMBLY | Type CHD800B, 26.1uF, Capacitor Can, ABB | ABBAUST | ABB AUSTRALIA PTY LTD | CHD800B | Phasing
000104771 | PLUG,RUBBER | Type Mini Beam, suit Power Beam | AMALPENG | AMALGAMATED PLASTIC ENGINEERING | MINIRUBBERPLUG | Active
002454510 | INDICATOR,FAULT LOCATING | Regular Navigator, Local Indicator, 95 x 155mm, LED Display, 46kV/50Hz Max Operating, 25kA rms/1sec, Cable Mount | HRSTMNN | HORSTMANN GMBH (MANUFACTURER) | 41-2004-331 | Active
000155638 | TERMINATION KIT,ELECTRICAL CABLE | Outdoor, for 11/11kV, 3 Core, 16-25mm2, Screened, Paper Lead Cable, 800mm Lg | GILBERT | GILBERT LODGE AUSTRALIA PTY LTD | RAYEPKT17A3MOH3 | Active
000030058 | TERMINAL,LUG | AS, Al, 4 Hole, 50mm Centre, 60 Deg Palm Angle Offset, suit Twin 200mm Centre, Sulphur 61/3.75 AAAC | PLP | PREFORMED LINE PRODUCTS (AUST) | CTAT-338-200-60-P5 | Active
002406250 | FUSE,CARTRIDGE | 415V AC, HRC Cartridge VK Type, 20A, 57 x 22.2mm Dia, ETS 12-02-01 Group A (MOQ10) (scm) | FUSECO | FUSECO POWER SOLUTIONS PTY LTD | 2258F-20 | Active
002442283 | CONNECTOR ASSEMBLY,ELECTRICAL | 'TS' Tags, for Connecting Parallel Cables to Schneider LV Switch Fuse Units, Set of 3 | SCHNEIDR | SCHNEIDER PTY LTD (MANUFACTURER) | EZERG16 | Active
000030039 | CONNECTOR ASSEMBLY,ELECTRICAL | Compression Splice, suit 125mm Busbar | ADAPTAUS | ADAPT AUSTRALIA PTY LTD | PLKM1000D125 | Active
000030056 | CLAMP,ELEC CONDUCTOR,STRAIN | Compression Deadend, Double Palm 180 Deg Apart, AS5, 4 Holes, 50mm Centre, Outer Sleeve Die Size 47.5A/F, Deadend Eye, suit Sulphur 61/3.75 AAAC/1120 c/w | PLP | PREFORMED LINE PRODUCTS (AUST) | CDEAAAC-338-2P5 | Active
002433373 | LOUVRE,LIGHT | Anti-Glare, Pedestrian Crossing Floodlight Attachment, Wide Beam, 400W HP Sodium, JTS 05-01-01, JBP 2010/0444/T (scm) | SYLVANIA | SYLVANIA SCHREDER | XR00003 | Active
000156600 | TERMINATION KIT,ELECTRICAL CABLE | Outdoor, 0.6/1kV, 240mm2, 4 Core, XLPE, Kit c/w Colour Codings | GILBERT | GILBERT LODGE AUSTRALIA PTY LTD | RAYCTK240CEB1 | Active
002436269 | BOLT,MACHINE | M20 x 60mm, Hex, Galv c/w Galv Hex Nut, Tower | HOBSON | HOBSON ENGINEERING CO PTY LTD | KBH46GCM200060 | Active
002406299 | INSULATOR,STATION POST | 66kV, 350kV BIL, Porcelain, 762mm H & 127mm PCD c/w 16mm Threads | TYCOELEC | TYCO ELECTRONICS | ER5011-000 | Active
002406299 | INSULATOR,STATION POST | 66kV, 350kV BIL, Porcelain, 762mm H & 127mm PCD c/w 16mm Threads | TYCOELEC | TYCO ELECTRONICS | SP-C8-350-1765PG | Active
002439032 | CLAMP,ELECTRICAL | Parallel Groove, Al, 9.0 - 19.0 Dia, suit Neon/Neon 19/3.75 AAAC | PLP | PREFORMED LINE PRODUCTS (AUST) | D-LTD75-1 | Active
000104361 | BAG,PLASTIC | Pallet Bag, Clear, 1245 x 1195 x 1850mm, 100um, Roll (25 bags per roll) | ABSORBES | ABSORB ENVIRONMENTAL SOLUTIONS | AES_P_BAG | Active
000408915 | FUSE,CARTRIDGE | 250V AC, HRC Cartridge XK Type, 80A, 76.2 x 20.6mm Dia, ETS 12-02-01 Group A (scm) | FUSECO | FUSECO POWER SOLUTIONS PTY LTD | 2076F-80 | Active
000408939 | FUSE,CARTRIDGE | 415V AC, HRC Cartridge VK Type, 100A, 57 x 22.2mm Dia, ETS 12-02-01 Group A (scm) | FUSECO | FUSECO POWER SOLUTIONS PTY LTD | 2258F-100 | Active
000141246 | FUSE LINK SOLID | Electrical, 415V AC, 630A, to replace DIN Type Fuse Links Size 2 & 3 | FUSECO | FUSECO POWER SOLUTIONS PTY LTD | NH2-NL | Active
002400034 | ROD,CONTINUOUS THREAD | M20, 3m Lg, Galv | COVENTRY | COVENTRY FASTENERS QLD | 20X3MGTR | Active
002432284 | NUMERAL,SIGN | (4) Pressed Al, 40mm W, 22mm H, Black on Yellow, EE Dwg 995129-01 (scm) | SUMMIT | SUMMIT GROUP | SF17PE4104 | Active
002437051 | BRACKET,RAISER | Antenna Mounting Pole, Hockey Stick, J Mount | RFIND | RF INDUSTRIES PTY LTD | HS48 | Active
002450930 | NUMERAL,SIGN | (0) Numeral Size 25.4mm, Black on Yellow Reflective, Pressure Sensitive Marker 3M (Sht 70) (scm) | ALMETEK | ALMETEK INDUSTRIES INC | PS1.0 (0) | Active
000000262 | BUSHING ASSEMBLY,HV | HD2, 22kV, 2650A | ABBAUST | ABB AUSTRALIA PTY LTD | 040-2202P13 | Active
002438984 | TERMINAL,LUG | Compression Jumper, Al, Undrilled, 40mm Palm, Hex Dia A/F 23.8mm, Straight Offset, suit Oxygen Conductor, AS2395 | PLP | PREFORMED LINE PRODUCTS (AUST) | CTA-238-11210 | Active
002424984 | CABLE,POWER,ELECTRICAL | U/Ground, 19.1/33kV, 1C x 300mm2 Al/ TR-XLPE Insulated/CWS/WBT/LLDPE/HDPE Sheath/Insect Protected, 500m Wood Drum, ETS 04-02-04 (scm) | MIDLAND | MIDLAND METALS OVERSEAS PTE LTD | MMO33KV1X300ATRXWCWSWLLNJM | Active
002424984 | CABLE,POWER,ELECTRICAL | U/Ground, 19.1/33kV, 1C x 300mm2 Al/ TR-XLPE Insulated/CWS/WBT/LLDPE/HDPE Sheath/Insect Protected, 500m Wood Drum, ETS 04-02-04 (scm) | OLEX | OLEX AUSTRALIA PTY LTD | XNYA27SBT01CXAA | Active
002407342 | STRAP,WEBBING | Snatch Strap, Rated to 8000kg, High Tenacity Nylon Webbing, Vehicle Recovery labelled as per the requirements of Consumer Goods (Motor Vehicle Recovery | TJM | TJM 4X4 MEGASTORE | 867TJMRECS8T | Active
002407342 | STRAP,WEBBING | Snatch Strap, Rated to 8000kg, High Tenacity Nylon Webbing, Vehicle Recovery labelled as per the requirements of Consumer Goods (Motor Vehicle Recovery | TJM | TJM 4X4 MEGASTORE | 867RECS8T | Active
002405825 | LAMP,SODIUM | HP, 400W, Clear Tube, E40 Cap, Operates on 400W HP Sodium Control Gear w/o Igniter, EQTS 05-03-01 (scm) | EYELIGHT | EYE LIGHTING AUSTRALIA PTY LTD | 120525 | Active
002438869 | COUPLING,ELECTRICAL CONDUIT | 150mm, HD, PVC, Orange | CLIPSAL | CLIPSAL (BY SCHNEIDER ELECTRIC) | CLI 242P150 | Active
002405798 | LAMP,METAL HALIDE | 400W, Clear Tube, E40 Cap, External Ignitor, Operates on 400W HPS Control Gear, EQTS 05-03-01 (scm) | PHILIPS | PHILIPS AUSTRALIA PTY LTD | 928481600096 | Active
000184880 | INSULATION SLEEVING,ELECTRICAL | Heat Shrink Tubing, 9.5/4.8mm, 1.2m Lg, Black, Thin Wall | TECONN | TE CONNECTIVITY LTD | HS-BK-10/5 | Active
000184880 | INSULATION SLEEVING,ELECTRICAL | Heat Shrink Tubing, 9.5/4.8mm, 1.2m Lg, Black, Thin Wall | LEGEND | LEGEND POWER SYSTEMS | XLP10BK/4FT | Active
000184880 | INSULATION SLEEVING,ELECTRICAL | Heat Shrink Tubing, 9.5/4.8mm, 1.2m Lg, Black, Thin Wall | LEGEND | LEGEND POWER SYSTEMS | SMDW12/3TK | Active
000184880 | INSULATION SLEEVING,ELECTRICAL | Heat Shrink Tubing, 9.5/4.8mm, 1.2m Lg, Black, Thin Wall | GILBERT | GILBERT LODGE AUSTRALIA PTY LTD | RAYHS10BK | Active
002435519 | CARD,COMPUTER | Voice/WAN Interface Card, 2 Port, 2nd Generation Multiflex Trunk, T1 & E1 | CISCO | CISCO SYSTEMS INC (MANUFACTURER) | VWIC2-2MFT-T1/E1= | Active
002403720 | OUTREACH HEADFRAME | Major Road, High Mast, 2 Way, Galv Steel, EQTS 05-02-01, Dwg 05-02-06 (scm) | INGAL | INGAL EPS | GEX13940 | Active
002403720 | OUTREACH HEADFRAME | Major Road, High Mast, 2 Way, Galv Steel, EQTS 05-02-01, Dwg 05-02-06 (scm) | GMPOLES | GM POLES PTY LTD | SL HM 2W | Active
002403720 | OUTREACH HEADFRAME | Major Road, High Mast, 2 Way, Galv Steel, EQTS 05-02-01, Dwg 05-02-06 (scm) | IUPOLE | INTERNATIONAL UTILITY POLES PTY LTD | EX-13940 | Active
000456081 | PIN,INSULATOR | M20, C/150/7 x 200mm, ETS 01-01-01 Typical Dwg 01-06-02 (P10) (scm) | GREGSF | GREG SEWELL FORGINGS PTY LTD | 456081 | Active
002400190 | BOLT,MACHINE | M10 x 75mm, Hex, Galv c/w Galv Hex Nut, Aust Std (P50) | THEBLTPL | THE BOLT PLACE | 2400190 | Active
001762670 | SETSCREW | M14 x 70mm, Hex, S/Steel Gde 316 c/w Hex Nut S/Steel Gde 304, Aust Std (P100) | HOBSON | HOBSON ENGINEERING CO PTY LTD | BS16PCM140070 + NH04PCM14 | Active
002456572 | CROSSARM,COMPOSITE | 2500 x 125 x 125mm, Intermediate c/w Disc Insulator Top Arm, for Maintenance Constructions, EE Dwg 6-2-3009-1 & EE Dwg 1047766-03 (scm) | WAGNERS | WAGNERS CFT MANUFACTURING | EC006-00106 | Active
000105019 | CABLE,POWER,ELECTRICAL | U/Ground, 38/66/72.5kV, 1C, 630mm2 Cu, XLPE Insulated/Insect Protected, CWS Rating 25kA, 1Sec, Incorporating Optic Fibre | OLEX | OLEX AUSTRALIA PTY LTD | XPZP32FT001BKAA | Active
000030033 | CONNECTOR ASSEMBLY,ELECTRICAL | Compression Palm & Splice, suit 50mm Busbar | ADAPTAUS | ADAPT AUSTRALIA PTY LTD | PLKM1875D050 | Active
000104279 | STAND,SWITCHGEAR | HV, for 22kV Padmount Substation, suit F&G Type GA-C RMU, 2 Switch 1 Fuse, Dwg 875272 Sheet 2/Ref 1 (scm) | POLLARDS | POLLARDS GALVANIZING PTY LTD | 87527202 | Active
000030030 | CONNECTOR ASSEMBLY,ELECTRICAL | Compression c/w 90 Deg Palm, suit 125mm Busbar | ADAPTAUS | ADAPT AUSTRALIA PTY LTD | PLKM1150D125P67 | Active
002425262 | SHEARS,PRUNING,HAND | Long Handle Cutter, Cut & Hold Secateur 630mm Lg, Conductive Tool, PVC Sleeving on Cutter Shaft c/w Warning Label, Black Text on Yellow B/Ground, "WARNING | OZRAM | OZRAM HYDRAULIC SERVICES TOWNSVILLE | BAT-KGP130-MOD | Active
002400669 | THIMBLE,ROPE | Galv, suit 10mm Dia Rope, Dwg 01-14-01 (P50) | GREGSF | GREG SEWELL FORGINGS PTY LTD | 2400669 | Active
002439982 | LABEL | WARNING, ON CONSTRUCTION SITES DO NOT USE LADDER EXTENDED BEYOND 7.5M FOR NON-ELECTRICAL WORK, OR 9.2M FOR ELECTRICAL WORK, for Branach & Bailey | BLKWOODJ | J BLACKWOOD & SONS LIMITED | B0460B4333 | Active
002401721 | PAD,SCOURING | Industrial, 230 x 150mm | BLKWOODJ | J BLACKWOOD & SONS LIMITED | BLA03445244 | Active
002406262 | FUSE,CARTRIDGE | 12kV, HRC RMU Oil Immersed Type 20A, suit Andelect SDAF3 & L&C GF3 Fuse Switches, Barrel 254mm Lg, 68mm Dia, End Caps 40mm Lg, 63.5mm Dia c/w | COOPER | COOPER ELECTRICAL AUSTRALIA PTY LTD | 12OEFMA20 | Active
001749271 | NUT,PLAIN,HEX | M20, Galv, Aust Std (P100) | HOBSON | HOBSON ENGINEERING CO PTY LTD | NH08GCM20 | Active
001851504 | HAT,SUN | Protection, Size M, Aussiemate Grey, Unbranded | MTCASTLE | MOUNTCASTLE PTY LTD | 40009004OM | Active
002406037 | HAND CLEANER | Mechanics, Orange Pump Soap, 5L (P4) | AUSTCHEM | AUSTRALIAN CHEMICALS PTY LTD | ACMDEBSUPREGAPLUS | Active
000030045 | CONNECTOR ASSEMBLY,ELECTRICAL | Splice Component, suit 50mm Busbar | ADAPTAUS | ADAPT AUSTRALIA PTY LTD | PLKM100D050 | Active
000560003 | INSULATOR,PIN | 7kN, LV, Type LP.LV, Pattern 'B' Thread, ETS 10-01-01, Item 1 (scm) | TECONN | TE CONNECTIVITY LTD | MP-LVLP-PG | Active
002404444 | STAYLOG | 1.5m Concrete, Dwg 868619-01 (P12) (scm) | BUNDCNCT | BUNDABERG CONCRETE CASTERS | 940 | Active
002452548 | PROTECTOR,SPLICE,FIBRE OPTIC | Heatshrink, 60 x 3mm | OPTICAL | OPTICAL FIBRE SYSTEMS PTY LTD | OFS-SPL-SUM-60 | Active
002437895 | TERMINAL,LUG | Tinned Cu, 240mm2, 2 x M13 Bolt Holes, 50mm Centres, Long Barrel, Long Palm, Dwg EESS-10031-04 | CABAC | CABAC (MANUFACTURER) | CAL240LPB1250 | Active
002400067 | BOLT,EYE | M20 x 750mm, Galv c/w Galv Hex Nut, Dwg 01-01-01 (P5) | GREGSF | GREG SEWELL FORGINGS PTY LTD | 2400067 | Active
002402820 | CABLE,POWER,ELECTRICAL | 0.6/1kV, 1C, 1mm2 Cu, PVC Insulated Red (32/0.20) Flexible (100m Drum) | OLEX | OLEX AUSTRALIA PTY LTD | BAAR03A1001AARD | Active
001865676 | BEND,ELECTRICAL CONDUIT | 50mm, 90 Deg, 304mm Rad, UPVC, HD, Socket to Socket, Orange Elec, AS/NZS 2053.2 | HAYMANS | HAYMANS ELECTRICAL | FABH309050 | Active
001865676 | BEND,ELECTRICAL CONDUIT | 50mm, 90 Deg, 304mm Rad, UPVC, HD, Socket to Socket, Orange Elec, AS/NZS 2053.2 | MMELEC | MM ELECTRICAL MERCHANDISING | FABH309050 | Active
002438075 | BEAM,HOISTING | Spreader Bar, Cable Drum Stand Loading 1.5T c/w 2x Chains with Lifting Hooks, Chain Shortener, Adjustable Lifting Point | REDMOND | REDMOND GARY AUSTRALIA PTY LTD | 0701-994-0005 | Active
002400368 | GLOVES,CHEMICAL PROTECTIVE | Cotton & Nitrile Half Gauntlet | BLKWOODJ | J BLACKWOOD & SONS LIMITED | 04038564 | Active
001175078 | STARTER,FLUORESCENT LAMP | Switches, 18W/20W, EQTS 05-03-01 (scm) | PHILIPS | PHILIPS AUSTRALIA PTY LTD | 928390710103 | Active
002433357 | LAMP,METAL HALIDE | 150W, Clear Tube, E40 Cap, External Ignitor, Operates on 150W HPS Control Gear, EQTS 05-03-01 (scm) | PHILIPS | PHILIPS AUSTRALIA PTY LTD | 928082219231 | Active
001150414 | FIXTURE,LIGHTING | 250W HP Sodium Luminaire, Sylvania Briteline Floodlight, Watchman Lighting Service | SYLVANIA | SYLVANIA SCHREDER | 0115 | Phasing
000003412 | CIRCUIT BREAKER | MCB RCD, 415V AC, 32A, 30mA, 3 P+N, 12 Lg x 12 W x 12cm H, Clip-On, EE Dwg 948063-08 | TERASAKI | TERASAKI ELECTRICAL CO LTD | DSRCM32303PN | Active
002400028 | BOLT,MACHINE | M20 x 800mm, Hex, Galv c/w Galv Hex Nut, Aust Std (P5) (scm) | GREGSF | GREG SEWELL FORGINGS PTY LTD | 2400028 | Active
002400191 | BOLT,MACHINE | M12 x 60mm, Hex, Galv c/w Galv Hex Nut, Aust Std (P150) | THEBLTPL | THE BOLT PLACE | 2400191 | Active
000456103 | CLIP | Security, 'W', 16mm, Phosphor Bronze, suit Ball & Socket Disc Insulators, AS1154 Ref 16 | PLP | PREFORMED LINE PRODUCTS (AUST) | SEC-16 | Active
001702925 | BOLT,MACHINE | M10 x 80mm, Hex, Galv c/w Galv Hex Nut, Aust Std (P50) | THEBLTPL | THE BOLT PLACE | 1702925 | Active
002400152 | SCREW,COACH | M16 x 80mm Galv, Aust Std (P100) (scm) | GREGSF | GREG SEWELL FORGINGS PTY LTD | 2400152 | Active
001860259 | TOWEL,PAPER | Hand Towel, Multifold Scott 13207, Interleaved (P16) | BLKWOODJ | J BLACKWOOD & SONS LIMITED | 00516451 | Active
002443240 | TERMINAL,LUG | Type SBC26L Palm, Split Bolt Connector, EE Dwg 907471-01 | CABAC | CABAC (MANUFACTURER) | SBC26L | Active
002441368 | TERMINAL,LUG | Tinned Cu, Sealed, 630mm2, Undrilled, Long Barrel, Long Palm, suit EIT63011Cu Termination Kit | CABAC | CABAC (MANUFACTURER) | CAL630LBP | Active
002453975 | FUSE LINK,ENCLOSED ELEMENT | 10A, Standard Blade, Red (P10) | ASHDOWN | ASHDOWN-INGRAM (NOW CALLED NAPA) | TDR05003 | Active
002453975 | FUSE LINK,ENCLOSED ELEMENT | 10A, Standard Blade, Red (P10) | MMELEC | MM ELECTRICAL MERCHANDISING | WF10 | Active
002406718 | CLEANING COMPOUND | Rubber Washing Cleaner, Neutral Lime, 20L Container | MINEHAN | MINEHAN AGENCIES PTY LTD | 16-02-1530 | Active
002400568 | FUSE LINK,EXPULSION | 25A, Class K, TS 06-03-01 (scm) | NGKSTANG | NGK STANGER PTY LTD | ZXC705-25BK37 | Active
002425429 | TERMINAL,LUG | Compression, Al, Undrilled No.5 Palm, Straight Offset Barrel, suit Neon 19/3.75 AAAC (set of 3) AS2395 | MMELEC | MM ELECTRICAL MERCHANDISING | LA1875SO5U | Active
002427359 | TERMINATION KIT,ELECTRICAL CABLE | Indoor, LV, 4mm2 - 16mm2 Cu, Neutral Screened PVC Insulated, NJ, Insect Protected, PVC Sheathed Cable, Crimp Connectors, ETS14-02-01 (scm) | PLP | PREFORMED LINE PRODUCTS (AUST) | CPA-SEH4-001-010-025 | Active
002427359 | TERMINATION KIT,ELECTRICAL CABLE | Indoor, LV, 4mm2 - 16mm2 Cu, Neutral Screened PVC Insulated, NJ, Insect Protected, PVC Sheathed Cable, Crimp Connectors, ETS14-02-01 (scm) | LEGEND | LEGEND POWER SYSTEMS | H1ERGST01 | Active
002427359 | TERMINATION KIT,ELECTRICAL CABLE | Indoor, LV, 4mm2 - 16mm2 Cu, Neutral Screened PVC Insulated, NJ, Insect Protected, PVC Sheathed Cable, Crimp Connectors, ETS14-02-01 (scm) | TECONN | TE CONNECTIVITY LTD | EPKT-ERG4 | Active
002407341 | STRAP,WEBBING | Extension Strap, Towing Strap, Rated to 8000kg, Polyester Webbing, Vehicle Recovery | TJM | TJM 4X4 MEGASTORE | 8615-SWS75 | Active
002422939 | RATCHET | Tie Down Strap, with 2m Lg, Min 250kg SWL, AS/NZS 4380 | HGHTDYNM | HEIGHT DYNAMICS | 20004A40-2 | Active
002430213 | SHOE,SAFETY,LADDER | White Rubber End Caps, Foot Kit, 2 Per Set for Branach Fibreglass Extension Ladder | BLKWOODJ | J BLACKWOOD & SONS LIMITED | 08587999 | Active
002450955 | NUMERAL,SIGN | (2) Numeral Size 25.4mm, Black on Yellow Reflective, Pressure Sensitive Marker 3M (Sht 70) (scm) | ALMETEK | ALMETEK INDUSTRIES INC | PS1.0 (2) | Active
002432367 | LETTER,SIGN | (D), Pressed Al, 40mm Wide, 22mm High, Black on Yellow, Ergon Dwg 995129-01 (scm) | SUMMIT | SUMMIT GROUP | SF17PE420D | Active
002432375 | LETTER,SIGN | (E), Pressed Al, 40mm Wide, 22mm High, Black on Yellow, Ergon Dwg 995129-01 (scm) | SUMMIT | SUMMIT GROUP | SF17PE420E | Active
002432359 | LETTER,SIGN | (C), Pressed Al, 40mm Wide, 22mm High, Black on Yellow, Ergon Dwg 995129-01 (scm) | SUMMIT | SUMMIT GROUP | SF17PE420C | Active
002439685 | POLE,LINE CONSTRUCTION,CONCRETE | 22.0m, C6T90 c/w Corrosion Inhibitor, Dwg 905348-03, ETS 07-03-01(2) | ROCLA | ROCLA PTY LTD | 905348-03 | Active
002433530 | STAND,CABLE DRUM | 1.5T, suit Max 1600mm Dia & 950mm W, Disc Brake, Spindle c/w Sliding Locating Cones, Optional Power Rotator Available, Multiples able to be Linked, ETS RSE11 | REDMOND | REDMOND GARY AUSTRALIA PTY LTD | 0701-020000-00000 | Active
002425890 | WIRE,ELECTRICAL | Conductor Aerial, HDBCC, 19/3.00mm, 250m Wood Drum, JTS 03-03-01 | MIDLAND | MIDLAND METALS OVERSEAS PTE LTD | MMO-HDBCC 19/3.00 | Active
002425890 | WIRE,ELECTRICAL | Conductor Aerial, HDBCC, 19/3.00mm, 250m Wood Drum, JTS 03-03-01 | OLEX | OLEX AUSTRALIA PTY LTD | ACUT45SB001AAAA | Active
002435469 | COMPUTER,DATA TRANSFER | Expansion Module, IE 3000, 8 10/100 | CISCO | CISCO SYSTEMS INC (MANUFACTURER) | IEM-3000-8TM= | Active
002454692 | KEYBOARD | Logitech MK710, Wireless Desktop Bundle c/w Mouse | DATA3 | DATA#3 LIMITED | 920-002510 | Phasing
002427623 | CLEANING COMPOUND | Polywater, Rubber Goods Cleaner, Liquid, 1 US Gallon | ADAPTAUS | ADAPT AUSTRALIA PTY LTD | RBG-128 | Active
002408862 | BRACE,CROSSARM | Compression, RH, 75 x 75 x 6 x 1863 Lg, Galv Steel, Stamp with "IIN2408862", EE Dwg ES000742-01 | ISM | ISM MANUFACTURING PTY LTD | ERGON-908948-02-01 | Active
000003601 | MOTOR-GENERATOR | Standby, 240V, 1Ph, 62A, 1500rpm, Class H, 15kVA/12kW, 200 x 95 x 158cm, 900kg, Fuel Capacity 500L, for use at Ergon Sites | JUBILEE | JUBILEE ENERGY PTY LTD | JEG1-15KSR | Active
000431054 | GRIP,WIRE ROPE | 8mm, Wire Rope, AS2076-1977 | BLKWOODJ | J BLACKWOOD & SONS LIMITED | 01010604 | Active
002458693 | METER,WATTHOUR | Prog Id 9137, Mk7A, 2 Element, 1Ph, 2 Wire, 240V, 10-100A, Class 1, Load Profile, 100A Disconnect Switch, BC, External Comms Capable for SAM3 Modem, | EDMI | EDMI PTY LTD | 7A11-A344-29-F211-7L02-6011 | Active
000000302 | TRANSFORMER,VOLTAGE | 132kV, 240V, 25kVA, VF 1.5/30sec | KONCAR | KONCAR - ELECTRICAL INDUSTRY INC | VPU-145 | Phasing
002453397 | TERMINAL,LUG | Shearhead & Insulation Kit, suit 11/22kV, 120mm2 CCT Conductor (scm) | INTERENG | INTERTECH ENGINEERING PTY LTD | ECCTT-11-22-120 | Active
002451383 | CABLE,POWER,ELECTRICAL | 0.6/1kV, 4C+E, 35mm2 + 10mm2 E (18/1.7) Cu, X-90 Insulated/HFS-110-TP Bedded/DBT /HFS-110-TP Sheath/Nylon/HFS-110-TP Sheath, UV Stabilised, EESS-10733-01, | OLEX | OLEX AUSTRALIA PTY LTD | PDYC18SB004OMEM | Active
002451433 | CABLE,POWER,ELECTRICAL | Flexible, 0.6/1kV, 1C, 35mm2 Cu, X-HF-110 Insulated/HFS-110-TP Sheath (7.8/1176) EESS-10733-01, ETS 2012/0294/T | OLEX | OLEX AUSTRALIA PTY LTD | BZHX04AA001CXNA | Active
002443828 | ARRESTER,SAFELINK OVER TRAVEL | Retrofit Kit, for ABB Switchgear (scm) | ABBAUST | ABB AUSTRALIA PTY LTD | 1YJA100001H003 | Active
002401126 | WIRE,ELECTRICAL | Conductor Aerial, AAAC/1120, 19/3.75mm, NEON, Fully Greased, 1200m Wood Drum, JTS 03-03-01 | OLEX | OLEX AUSTRALIA PTY LTD | NEON | Active
002401126 | WIRE,ELECTRICAL | Conductor Aerial, AAAC/1120, 19/3.75mm, NEON, Fully Greased, 1200m Wood Drum, JTS 03-03-01 | MIDLAND | MIDLAND METALS OVERSEAS PTE LTD | MMO-NEON | Active
002403903 | COUPLING,ELECTRICAL CONDUIT | PVC, 32mm LD, Electrical Orange, Socket x Socket, AS/NZS 2053.2 | HAYMANS | HAYMANS ELECTRICAL | 32HDCONCUP | Active
000000292 | CAPACITOR ASSEMBLY | Type CHD820B, 26.48uF, 529kVAr, 8.08kV, 50Hz, 1 Ph, Capacitor Can, Internal Fuse | ABBAUST | ABB AUSTRALIA PTY LTD | CHD820B | Phasing
000000295 | CAPACITOR ASSEMBLY | Type CHD640B, 27.2uF, 396kVAr, 6920V, 50Hz, 1 Ph, Capacitor Can, Insualtion Level 28/95, Fluid Type F810, AS2897, YOM 2008 | ABBAUST | ABB AUSTRALIA PTY LTD | CHD640B | Phasing
000000298 | CAPACITOR ASSEMBLY | Type ELKA102, 300uF, 235.62kVAr, 500V, 500Hz, 1 Ph, Capacitor Can, Insualtion Level 6/25, Fluid Type F810, IEC 60871, YOM 2006 | ABBAUST | ABB AUSTRALIA PTY LTD | HVC6184 | Phasing
002400637 | FUSE,CARTRIDGE | 415V AC, HRC Cartridge JP Type, 250A, 2 Hole Bolt-in Slotted Centre Tags, 82mm Fixing Centres Wedge Type Carrier | FUSECO | FUSECO POWER SOLUTIONS PTY LTD | JPU250 | Active
002457059 | CABLE,POWER,ELECTRICAL | U/Ground, 76/132kV, 1C, 1200mm2 Milliken Stranded Compacted WB Al/XLPE/WBT/CWS/ WBT/Al PE/MDPE c/w Graphite Coating, 600m Drum | OLEX | OLEX AUSTRALIA PTY LTD | 5699.326992.99.4245 | Active
001138103 | FIXTURE,LIGHTING | 80W Mercury Vapour Nostalgia Type 1 Luminaire, Black c/w Integral Control Gear, PE Cell, Diffuse Lamp & Power Factor Correction, EQTS 05-01-01 (scm) | GERARD | GERARD LIGHTING GROUP | LB11BD21L | Phasing
002400026 | BOLT,MACHINE | M20 x 280mm, Hex, Galv c/w Galv Hex Nut, Aust Std (P15) (scm) | GREGSF | GREG SEWELL FORGINGS PTY LTD | 2400026 | Active
002404189 | PIN,INSULATOR | M20, C/250/7 x 135mm, ETS 01-01-01 Typical Dwg 01-06-02 (P10) | GREGSF | GREG SEWELL FORGINGS PTY LTD | 2404189 | Active
002456044 | TEMPLATE,DRAFTING | U1300 Drilling Template, for Mounting Holes & Wiring Entry, 3mm Min Material Size, Clear Polycarbonate | NTHPLAST | NORTHERN PLASTIC SUPPLIES & FABRICATION | U1300-TEM | Active
002403276 | FIXTURE,LIGHTING | 80W Mercury Vapour Aeroscreen Luminaire, 34mm Spigot c/w Integral Control Gear, PE Cell, Diffuse Lamp & Power Factor Correction, Minor Roads, EQTS 05-01-01 | GERARD | GERARD LIGHTING GROUP | JA11BD01L | Phasing
002451904 | ANTENNA | HPX, High Performance Parabolic Shielded Dual-polarized, Microwave Antenna, Grey, 2.4m/8ft, 6.425-7.125GHz, PDR70, Std White Radome c/w Flash, Std Pack, | COMMSINC | COMMSCOPE INC | HPX8-65-D1A - ANDREW | Active
002442564 | TERMINAL,LUG | Busbar to Palm, Tinned Cu, 39.7 OD, 102 x 105 x 15mm Thk, 4 x M14 Bolt Holes, 50mm Centres, 173mm Lg c/w 2 x 50 x M12 S/Steel Bolts | PLP | PREFORMED LINE PRODUCTS (AUST) | CS42C | Active
002401748 | TERMINATION,PREFORMED | FT, Neutral Screened Service Fitting for PVC Cu, 7/1.70, 3 & 4 Core, Colour Code Blue (P20) | ADAPTAUS | ADAPT AUSTRALIA PTY LTD | GSGNC070 | Active
002401748 | TERMINATION,PREFORMED | FT, Neutral Screened Service Fitting for PVC Cu, 7/1.70, 3 & 4 Core, Colour Code Blue (P20) | TYCOELEC | TYCO ELECTRONICS | DIS1900N | Active
002454114 | SPEAKER-MICROPHONE | P25, Standard Mobile Speaker Mic & X-Ponder Package c/w Alternate Colour Front Spk Mic Cover & Logo | PACWIRE | PACIFIC WIRELESS | X10DR-EX2+XCA-T15+MISC-PART | Active
002403620 | FUSE,CARTRIDGE | 12kV, HRC RMU Oil Immersed Type, 31.5A, suit Andelect SDAF3 & L&C GF3 Fuse Switches, Barrel 254mm Lg, 68mm Dia, End Caps 40mm Lg, 63.5mm Dia c/w Striker Pin | COOPER | COOPER ELECTRICAL AUSTRALIA PTY LTD | 12OEFMA31.5 | Active
001757673 | SCREW,COACH | M10 x 100mm, Galv B, Aust Std (P100) (scm) | BOLTMAST | BOLTMASTERS | FMHS100G | Active
001757673 | SCREW,COACH | M10 x 100mm, Galv B, Aust Std (P100) (scm) | GREGSF | GREG SEWELL FORGINGS PTY LTD | 1757673 | Active
002450997 | NUMERAL,SIGN | (6 & 9) Numeral Size 25.4mm, Black on Yellow Reflective, Pressure Sensitive Marker 3M (Sht 70) (scm) | ALMETEK | ALMETEK INDUSTRIES INC | PS1.0 (6 & 9) | Active
002403275 | FIXTURE,LIGHTING | 50W Mercury Vapour Aeroscreen Luminaire, 34mm Spigot c/w Integral Control Gear, PE Cell, Diffuse Lamp & Power Factor Correction, Minor Roads, JTS 05-01-01, | SYLVANIA | SYLVANIA SCHREDER | JA10BD01L | Phasing
002403145 | HOLDER,PHOTOELECTRIC CELL | D2 Socket Base, Plug-in Electronic Component, for Low Rating PE Cell for Minor Road Lanterns, EQTS 05-05-01 (scm) | LEGEND | LEGEND POWER SYSTEMS | HNS-D2BASE | Active
001704367 | BOLT,MACHINE | M20 x 50mm, Hex, Galv c/w Galv Hex Nut, CA Dwg 22-A4-168 Rev B, Aust Std (P50) (scm) | GREGSF | GREG SEWELL FORGINGS PTY LTD | 1704367 | Active
002440220 | CONNECTOR,BUSBAR | End, Busbar to Conductor, Cu, 19.1mm OD Tube Run, 35-95mm2 Conductor Range | PLP | PREFORMED LINE PRODUCTS (AUST) | E15 | Active
002455764 | BUSHING ASSEMBLY,HV | Model WJ61-343, 66kV, S/N-919BH73, Bushing Id # 25, SW Spares | ABBAUST | ABB AUSTRALIA PTY LTD | BUSHING ID NUMBER 25 | Active
002442127 | TERMINAL,LUG | Busbar to Palm, Tinned Cu, 30.2 OD, 102 x 108 x 19mm Thk, 4 x M14 Bolt Holes, 50mm Centres, 178mm Lg c/w 2 x 50 x M12 S/Steel Bolts | PLP | PREFORMED LINE PRODUCTS (AUST) | DCS28C | Active
002401068 | SPLICE,CONDUCTOR | Sleeve Compression, 240 to 300mm Al, Hex Jointing c/w Internal Barrier | INTERENG | INTERTECH ENGINEERING PTY LTD | ALKR300/240 | Active
002455004 | BREATHER | Omni-tuff, 0.8kg Capacity, Desiccant Silica Gel, 3/4" BSP Connection c/w Oil Bath & e-Gel (Orange Unspent, Green Spent) | SMSOMNI | SMS OMNI-TUFF GROUP PTY LTD | 09-YDB2 | Active
002441376 | TERMINATION KIT,ELECTRICAL CABLE | Indoor, 11kV, 630mm2 c/w 3 x 630mm Cu Lugs, 9 x 70mm2 Cu Lugs, 3 x Metal Glands A2-06, 1 x Prep Kit CC-2 & 3 x Terminations 7645-T-110 | INTERENG | INTERTECH ENGINEERING PTY LTD | EIT63011CU | Active
002447795 | CABLE,POWER,ELECTRICAL | Parallel Twin Flexible, 0.6/1kV, 2C, 1.5mm2 Cu, NBR Elasomer Insulated/PVC Sheath, Red/Blue, UV Stabilised, Flame Retardant | CMI ELEC | CMI ELECTRICAL PRODUCTS | TW01.5RD/BE | Active
002451391 | CABLE,POWER,ELECTRICAL | 0.6/1kV, 4C+E, 70mm2 + 25mm2 E (18/2.35) Cu, X-90 Insulated/HFS-110-TP Bedded/DBT /HFS-110-TP Sheath/Nylon/HFS-110-TP Sheath, UV Stabilised, EESS-10733-01, | OLEX | OLEX AUSTRALIA PTY LTD | PDYC20SB004OMEM | Active
002443448 | CABLE,FIBRE OPTIC | U/Ground/External Single Tube, 12 Core Loose Tube, MMOF 62.5/125um, Bending Radius 196mm Under Full Load, c/w Nylon Oversheath for Termite Protection, may | BELDEN | BELDEN INC (MANUFACTURER) | OFS-LT12-MM62 | Active
000003756 | INTERFACE UNIT,DATA TRANSFER | Interface Board, TCP/IP with SNMP, suit RTP all Battery Charger Voltages, Tech Spec EESS-10735-01-0B | LEGEND | LEGEND POWER SYSTEMS | RPS-COMMSWEBCSU-RTP | Active
002452472 | INSTALLATION,COMPUTER SOFTWARE | Software Application Installation Services, Supplier to add additional software to a PC when built | DATA3 | DATA#3 LIMITED | INSTALL SOFTWARE | Active
001762580 | SETSCREW | M6 x 12mm, Hex, S/Steel Gde 316 c/w Hex Nut S/Steel Gde 304, Aust Std (P100) | HOBSON | HOBSON ENGINEERING CO PTY LTD | BS16PCM060012 + NH04PCM06 | Active
000003725 | CIRCUIT BREAKER | 72.5kV Dead Tank, 2500A, 25kA/3sec, 32V DC Aux, 240V AC Spring Motor Charge, L4 Pollution c/w 5A CT's 4 x Bushing Protection CT & 1 x Bushing Metering CT, | ALSTOM | ALSTOM GRID AUSTRALIA LIMITED | DT72.5F1 - 32VDC 5A (ITEM4D) | Active
000003727 | CIRCUIT BREAKER | 72.5kV Live Tank, 2000A, 31.5kA/3sec, 110V DC Aux & Spring Motor Charge, L4 Pollution c/w No.5 Al Terminals 1250A Outdoor, JBP 10142 Group K Item 2, | ALSTOM | ALSTOM GRID AUSTRALIA LIMITED | F14031P | Active
002403702 | SAFETY,BARRICADE MESH | Orange/Yellow UV Stabilsed HDPE 900mm H, 50m Lg | ARTCRAFT | ARTCRAFT PTY LTD (QLD) | OM004 | Active
002403702 | SAFETY,BARRICADE MESH | Orange/Yellow UV Stabilsed HDPE 900mm H, 50m Lg | JAYBRO | JAYBRO CIVIL & SAFETY PRODUCTS | 18BMFA | Active
002403543 | TERMINAL,LUG | Compression, Al, 120mm2, M12 Bolt Hole, Die Size Nest 14 & Indent 16, Solid 4 Core Sector Cable, ETS 01-09-23 (P1) (scm) | TYCOELEC | TYCO ELECTRONICS | H8889X03/1 | Active
002443273 | PANEL,PATCH,COMMS | 19" Recess, 2RU x DB25 x 16-Way | BBNS | BLACK BOX NETWORK SERVICES | 12122-02 | Active
000003890 | PULLER,MECHANICAL | Pull Rod, suit 33/66kV CB, Type HLC 1250/1600 | ABBAUST | ABB AUSTRALIA PTY LTD | 2184973-A | Active
002451631 | TEMPLATE,DRAFTING | Isolation Links Drilling Template, for Mounting Holes & Wiring Entry, 3mm Min Material Size, Clear Polycarbonate | NTHPLAST | NORTHERN PLASTIC SUPPLIES & FABRICATION | ISOL.LINK-TEM | Active
000621208 | FUSE,CARTRIDGE | 500V AC, HRC DIN Type, 630A, Size 3, ETS 12-02-01 Group E (scm) | FUSECO | FUSECO POWER SOLUTIONS PTY LTD | NH3F-630 | Active
002406850 | TRIP RESISTOR | KFE Recl 140A | COOPER | COOPER ELECTRICAL AUSTRALIA PTY LTD | KRK597F140 | Active
002454783 | TERMINAL,LUG | Shearhead & Insulation Kit, suit 11kV, 180mm2 CCT Conductor (scm) | INTERENG | INTERTECH ENGINEERING PTY LTD | ECCTT-11-180 | Active
000023150 | BACKING BOARD,METER | Type 'X' Meter Panel, 200 x 250 x 6mm, Insulation Panel, for Network Meter Installation & Replacement | INSULECT | INSULECT AUSTRALIA PTY LTD | 613060 200 X 250 X 6MM | Active
002405139 | JOINT,ELECTRICAL CABLE,UNDERGROUND | 11kV, Transition Module for 240mm 3 Core PLYSW 185mm 3 Core 11kV XLPE Screened Cable | GILBERT | GILBERT LODGE AUSTRALIA PTY LTD | RAYEFSJT9, RAYEFSJL3 | Active
002455921 | GREASE,SPECIAL PURPOSE | Rocol Silicone Lubricant Spray, CAS RN, 250g Aerosol | BLKWOODJ | J BLACKWOOD & SONS LIMITED | 00477604 | Active
002455921 | GREASE,SPECIAL PURPOSE | Rocol Silicone Lubricant Spray, CAS RN, 250g Aerosol | ITWPF | ITW POLYMERS & FLUIDS | SL 250GM | Active
002455913 | GREASE,SPECIAL PURPOSE | Spheerol EPL 2, Oil Base, Grease, Dark Brown, Tube | CASTROL | CASTROL AUSTRALIA PTY LTD | 451356-AU13 | Active
002416345 | WASHER,FLAT | Round, M12, 25mm OD, 1.6mm Thk, S/Steel Gde 316, Aust Std | GLBFAST | GLOBAL FASTENERS (QLD) PTY LTD | WFRS6M12240T15 | Active
002443323 | SCREW ASSEMBLY,PANEL | Long D Socket Screw c/w Nuts, Flat & Spring Washers, suit DB Connector (P10) | SOLEX | SOLEX TECHNOLOGY GROUP | DD01506 | Active
002440329 | LINK,COMPRESSION | Bi-Metal, Reducing, 630mm2 Al to 400mm2 Cu, Utilux | TYCOELEC | TYCO ELECTRONICS | UTIBKX400-630/1 | Active
002454528 | SECTIONALISER | Electronic Fault Break, Fusesaver, 24kV, 32A Current, Fuse Rating to 16A, 1kA rms Breaking Current, 2.5kA Peak Making Current, Clamp to Line Deadend, requires | SIEMENS | SIEMENS LTD | 106053551 | Phasing
002441079 | TERMINAL,LUG | Compression, Al, 630mm2, Undrilled, Hex Die 40.4A/F, Utilux | TYCOELEC | TYCO ELECTRONICS | H15174/1 | Active
002440071 | CLAMP,ELECTRICAL | Tee, Bolted Run Compression Tee/Tap, suit 19/4.75 AAC/ACCC to 19/3.75 AAC, Hex Die 28.5A/F | PLP | PREFORMED LINE PRODUCTS (AUST) | BRCT | Active
002440139 | CLAMP,ELECTRICAL | Parallel, Type AUP, 11.3 to 18.8, Run & Tap, for Al only | PLP | PREFORMED LINE PRODUCTS (AUST) | AUP75 | Active
002440444 | SPACER,STRAIGHT | Substation Parallel Spacer Double, Conductor 24.0mm, 50mm Centre Spacing | PLP | PREFORMED LINE PRODUCTS (AUST) | SPSD-240-050 | Active
001420508 | WIRE,ELECTRICAL | Conductor Aerial, AAAC/1120, 7/4.75mm, IODINE, Fully Greased, 1800m Wood Drum, JTS 03-03-01 (scm) | MIDLAND | MIDLAND METALS OVERSEAS PTE LTD | MMO-IODINE | Active
001420508 | WIRE,ELECTRICAL | Conductor Aerial, AAAC/1120, 7/4.75mm, IODINE, Fully Greased, 1800m Wood Drum, JTS 03-03-01 (scm) | OLEX | OLEX AUSTRALIA PTY LTD | IODINE | Active
002455079 | SILICA GEL | Omni-tuff, Indicating Gel, Orange, 12.5kg Bucket, e-Gel used in Desiccant Breather (MOQ 10) | SMSOMNI | SMS OMNI-TUFF GROUP PTY LTD | 09-SEG125 | Active
002448140 | BRACKET,INSULATOR | Post Support, Galv Steel, 150 x 75 PFC, EE Dwg 1020748-03 Item 35 Mark H | ISM | ISM MANUFACTURING PTY LTD | 1020748-03-35 | Active
002442275 | CAPACITOR ASSEMBLY | Type CHD770B, 14.5 to 15.5uf Range, 504kVAr, 50Hz, 1 Ph, 10480V, YOM 2000 | ABBAUST | ABB AUSTRALIA PTY LTD | CHD770B | Active
001703859 | BOLT,MACHINE | M16 x 80mm, Hex, Galv c/w Galv Hex Nut, Aust Std (P50) | GREGSF | GREG SEWELL FORGINGS PTY LTD | 1703859 | Active
000003721 | CIRCUIT BREAKER | 72.5kV Dead Tank, 2500A, 25kA/3sec, 48V DC Aux, 240V AC Spring Motor Charge, L4 Pollution c/w 5A CT's 4 x Bushing Protection CT & 1 x Bushing Metering CT, | ALSTOM | ALSTOM GRID AUSTRALIA LIMITED | DT72.5F1 - 48VDC 5A (ITEM3D) | Active
002449403 | CIRCUIT BREAKER | LV 1200/1600A, 3Ph, suit Mounting on Schneider LV Frame in 22kV, 1000kVA Padmount c/w Busbar Subassembly (scm) | SCHNEIDR | SCHNEIDER PTY LTD (MANUFACTURER) | EZERG13 | Active
002443539 | GUARD,LAMP | Stone Shield, Sylvania Suburban Series, suit Minor Road Luminaire (scm) | SYLVANIA | SYLVANIA SCHREDER | JS00005 | Active
001762652 | SETSCREW | M12 x 35mm, Hex, S/Steel Gde 316 c/w S/Steel Gde 304 Hex Nut, Aust Std (P100) (scm) | HOBSON | HOBSON ENGINEERING CO PTY LTD | XEKBS16XCM120035 | Active
000030366 | TERMINAL,LUG | AS6, Bi-Metal, Undrilled, Straight Offset, Oxygen 19/4.75 AAAC | PLP | PREFORMED LINE PRODUCTS (AUST) | CTAW-238-FB616-0000 | Active
002440410 | INDICATOR,FAULT LOCATING | SIGMA F+E 3, Short Circuit & Earth Fault Indicator, 96 x 48 x 96mm, LED Display, Manual/Automatic/Remote Reset & Test, Cable or Bushing Mount CT's, IP40 (scm) | HRSTMNN | HORSTMANN GMBH (MANUFACTURER) | V37-5113-001-001 | Active
000030061 | TERMINAL,LUG | AS5, Al, 4 Hole, 50mm Centre, 90 Deg Palm Angle Offset, Neon 19/3.75 AAAC | PLP | PREFORMED LINE PRODUCTS (AUST) | CTA-188-75212 | Active
002444008 | CROSSARM,COMPOSITE | Fibre, Predrilled, 3500 Lg & 2520mm Lg, 66kV, Wishbone 0-7 Deg, Dwg 1039069-01 (scm) | WAGNERS | WAGNERS CFT MANUFACTURING | EC006-00088, 00089 | Active
000000195 | TRANSFORMER,VOLTAGE | 33kVA, 110/110V, 3 Ph, 200VA/100VA/Phase Class 0.5M1P/3R-6P, YNyn0-open Delta, Cat B, Vf 1.9/30 Sec, IL36/70/200kV, Outdoor, Hot Dip Galv Tank, Routine Test | CIRCLECT | CIRCLE-C TRANSFORMERS | 65B/33/13012 | Phasing
002455772 | BUSHING ASSEMBLY,HV | 33kV, 1000A, S/N-501/19, Bushing Id # 26, SW Spares | ABBAUST | ABB AUSTRALIA PTY LTD | BUSHING ID NUMBER 26 | Active
002454999 | BREATHER | Omni-tuff, 0.4kg Capacity, Desiccant Silica Gel, 3/4" BSP Connection c/w Oil Bath & e-Gel (Orange Unspent, Green Spent) | SMSOMNI | SMS OMNI-TUFF GROUP PTY LTD | 09-YDB1 | Active
000452256 | NUMERAL,SIGN | (1) Pressed Al, Plain, Dwg 22-A4-200 Rev B | PWRENG | POWER ENGINEERS PTY LTD | NUMERAL 1, ALUMINIUM | Active
002444081 | CROSSARM,COMPOSITE | Fibre, Predrilled, 2400 x 100 x 100mm, 22/33kV, Intermediate, Double Circuit, EE Dwg 924043-07 (scm) | WAGNERS | WAGNERS CFT MANUFACTURING | EC006-00087 | Active
001749330 | NUT,PLAIN,HEX | M12, S/Steel Gde 304, Aust Std (P100) (scm) | HOBSON | HOBSON ENGINEERING CO PTY LTD | NH04PCM12 | Active
001749330 | NUT,PLAIN,HEX | M12, S/Steel Gde 304, Aust Std (P100) (scm) | AUSTAIN | AUSTAIN FASTENERS PTY LTD | D05912000 | Active
002404870 | STUD,PLAIN | Line Post Insulator, M24 x 99mm, c/w Washer & Nut, Morlynn P/N Y10886 (P25) | TYCOELEC | TYCO ELECTRONICS | M10886-105 | Active
002443281 | PANEL,PATCH,COMMS | 19" Recess, 3RU x DB25 x 32-Way, 100mm | BBNS | BLACK BOX NETWORK SERVICES | 12122-03 | Active
002443455 | CABLE,FIBRE OPTIC | U/Ground/External Single Tube, 6 Core Loose Tube, MMOF 62.5/125um, Bending Radius 196mm Under Full Load, c/w Nylon Oversheath for Termite Protection, may | BELDEN | BELDEN INC (MANUFACTURER) | OFS-LT06-MM62 | Active
000030384 | TERMINAL,LUG | Compression 45 Deg, 4 x Holes, 50mm Centre, 30 Deg L Offset, Sulphur 61/3.75 AAAC | PLP | PREFORMED LINE PRODUCTS (AUST) | CTAW-338-FD516-4530L | Active
000030390 | CLAMP,ELEC CONDUCTOR,STRAIN | Compression Deadend, 2 Inline Palm, 180 Deg Apart, 4 Holes 50mm Centre, Outer Sleeve Die Size 30A/F, suit Neon 19/3.75 AAAC | PLP | PREFORMED LINE PRODUCTS (AUST) | CDEAAAC-188-2P5 | Active
000030079 | TERMINAL,LUG | AS8, Al, 4 Hole, 50mm Centre, 0 Deg Bend Angle, Twin 160mm Spacing, Sulphur 61/3.75 AAAC | PLP | PREFORMED LINE PRODUCTS (AUST) | CTAT-338-160-AS8-0 | Active
001421016 | WIRE,ELECTRICAL | Conductor Aerial, ACSR/GZ, 3/4/2.50mm, RAISIN, Fully Greased, 2400m Steel Drum, JTS 03-03-01 (scm) | MIDLAND | MIDLAND METALS OVERSEAS PTE LTD | MMO-RAISIN | Active
001421016 | WIRE,ELECTRICAL | Conductor Aerial, ACSR/GZ, 3/4/2.50mm, RAISIN, Fully Greased, 2400m Steel Drum, JTS 03-03-01 (scm) | OLEX | OLEX AUSTRALIA PTY LTD | RAISIN | Active
000003760 | SENSOR,AMBIENT TEMPERATURE | AD592, Assembled on 10m Lead, suit RTP all Battery Charger Voltages, Tech Spec EESS-10735-01-0B | LEGEND | LEGEND POWER SYSTEMS | RPS-RT10000TEMP-RTP | Active
002451987 | FUSE,CARTRIDGE | 11kV, HRC Current Limiting, 6A, 20kA Fault Rating, Powder Filled, ETS 12-01-04 (scm) | COOPER | COOPER ELECTRICAL AUSTRALIA PTY LTD | FAK44W6 | Active
002452019 | FUSE,CARTRIDGE | 11kV, HRC Current Limiting, 18A, 20kA Fault Rating, Powder Filled, ETS 12-01-04 (scm) | COOPER | COOPER ELECTRICAL AUSTRALIA PTY LTD | FAK44W18 | Active
000104696 | RECLOSER,AUTO | Hydraulic, 11/12.7/19.1kV, SWER, 25A Coil, 50A Trip 1A3B Sequence, ETS 06-07-01 (scm) | COOPER | COOPER ELECTRICAL AUSTRALIA PTY LTD | KE25B13 | Active
002454270 | RECLOSER,AUTO | Sectionaliser, Load Break Switch, 22kV, 3 Ph, 400A, 12.5kA Cap, Vacuum Interrupting, O/door Pole Mount c/w Ctrl Cub, Insulated Cable Droppers, Aux VT | NOJA | NOJA POWER SWITCHGEAR PTY LTD | OSM27-RC10 | Active
002454239 | RECLOSER,AUTO | 11kV, for Substation use, 3 Ph, 630A, 12.5kA/3 Sec, Vacuum Breaking, suit 240V External Supply c/w Ctrl Cub, 7m Ctrl Cable, 240mm2 XLPE Power Cable, DNP 3.0 | NOJA | NOJA POWER SWITCHGEAR PTY LTD | OSM15-RC1-SMF | Active
002400745 | STRAP | Shackle Insulator Type 3, 350 x 40 x 6mm Galv Steel, Cranked, Dwg 10/32 | EZYSTRUT | EZYSTRUT CABLE & PIPE SUPPORTS | E2400745 | Active
002404320 | STRAPPING | Critchley Betastrip, 4 x 2m W, 2m Lg, Black 0408 | HAYMANS | HAYMANS ELECTRICAL | CRI0408 | Active
001714369 | STAYROD | Eye Bolt, M24 x 2400mm, Galv, 45Deg, Bend for Concrete Foundation, Dwg 878405-01, AS3679-250 AS1554 Part 1 (P10) (scm) | GREGSF | GREG SEWELL FORGINGS PTY LTD | 1714369 | Active
000030374 | TERMINAL,LUG | Compression, 4 x Holes, 50mm Centre, 45 Deg Offset, Selenium 61/3.25 AAAC | PLP | PREFORMED LINE PRODUCTS (AUST) | CTA-293-45111 | Active
002459220 | CUTTING FLUID | Met-Kool, Aerosol Chemical Cutting Fluid Coolant & Lubricant for Tooling Operations | CHEMSRCH | CHEMSEARCH | 9035 | Active
002400150 | SCREW,COACH | M10 x 80mm, Galv, Aust Std (P100) | GREGSF | GREG SEWELL FORGINGS PTY LTD | 2400150 | Active
000003418 | CIRCUIT BREAKER | MCB, 240/415V AC, 6A, 10kA, 3 Pole, C-Curve, DIN-T10 | TERASAKI | TERASAKI ELECTRICAL CO LTD | DTCB10306C | Active
002452183 | ACTUATOR | Mid Pole Mount, 4m Lg, for Load Break Switch, AK Power (scm) | AKPOWER | AK POWER SOLUTIONS PTY LTD | 80916 | Active
002442507 | CLAMP,ELECTRICAL | Parallel Groove, Al, 16.30 - 33.80 Dia, 3 x Galv Bolts M16 x 90mm c/w M16 Nut S/Steel M16 Spring & Flat Washers, suit Conductor Range 19/3.25 to 61/3.75 | PLP | PREFORMED LINE PRODUCTS (AUST) | APG-315-315-2 | Active
002442507 | CLAMP,ELECTRICAL | Parallel Groove, Al, 16.30 - 33.80 Dia, 3 x Galv Bolts M16 x 90mm c/w M16 Nut S/Steel M16 Spring & Flat Washers, suit Conductor Range 19/3.25 to 61/3.75 | BRITECH | BRI-TECH PTY LTD | PGCA126 | Active
000104358 | BOOM,SPILL CONTAINMENT,HAZMAT | Absorb Sock, 3m x 75mm, Bio-Active Organic (P10) | ABSORBES | ABSORB ENVIRONMENTAL SOLUTIONS | AES300 | Active
002405992 | POLYURETHANE COATING | Ivy Spray, Red, 300g Aerosol Can, Urethane Sealcoat | CRC | CRC INDUSTRIES AUSTRALIA PTY LTD | 2044 | Active
002405992 | POLYURETHANE COATING | Ivy Spray, Red, 300g Aerosol Can, Urethane Sealcoat | BLKWOODJ | J BLACKWOOD & SONS LIMITED | 03967603 | Active
001727698 | BOLT,MACHINE | M10 x 50mm, Hex, S/Steel Gde 316 c/w Hex Nut S/Steel Gde 304, Aust Std (P100) | THEBLTPL | THE BOLT PLACE | 1727698 | Active
002400519 | CIRCUIT BREAKER | 440V AC, 10A, 6kA DIN Rail Mount | HAYMANS | HAYMANS ELECTRICAL | HAGNT110C | Active
002444016 | CROSSARM,COMPOSITE | Fibre, Predrilled, 3500 Lg & 1920mm Lg, 66kV, Wishbone 7-25 Deg, Dwg 1039069-02 (scm) | WAGNERS | WAGNERS CFT MANUFACTURING | EC006-00090, 00091 | Active
002400670 | THIMBLE,ROPE | Galv, suit 12mm Dia Rope, Dwg 01-14-01 (P50) | GREGSF | GREG SEWELL FORGINGS PTY LTD | 2400670 | Active
002453637 | BRACKET,ELECTRICAL CONNECTOR | Antenna Bracket, 3.0mm, S/Steel, Right Angle, Bull Bar Mount | GME | GME INNOVATIVE ELECTRONICS | MB024SS | Active
002400077 | SCREW,MACHINE | Metal Thread, 3/16" x 2", Brass, Cheese HD, Slotted (P200) | THEBLTPL | THE BOLT PLACE | 2400077 | Active
002405276 | TERMINAL,LUG | Compression, Bi-Metal, 150mm2, ABC Preinsulated | SICAME | SICAME AUSTRALIA PTY LTD | CPTAU150A | Active
002451862 | ANTENNA | HPX, High Performance Parabolic Shielded Dual-polarized, Microwave Antenna, Grey, 1.2m/4ft, 10.700-11.700GHz, CPR90G, Enhanced White Radome c/w Flash, | COMMSINC | COMMSCOPE INC | HPX4-107 - ANDREW | Active
001420068 | CABLE,POWER,ELECTRICAL | Aerial, 0.6/1kV, 2 x 6mm2 (7/1.04) HD Cu ABC, XLPE Insulated, 400m Wood Drum, JTS 03-03-02 (scm) | MIDLAND | MIDLAND METALS OVERSEAS PTE LTD | MMO-LVABC 2X6 CU X | Active
001420068 | CABLE,POWER,ELECTRICAL | Aerial, 0.6/1kV, 2 x 6mm2 (7/1.04) HD Cu ABC, XLPE Insulated, 400m Wood Drum, JTS 03-03-02 (scm) | OLEX | OLEX AUSTRALIA PTY LTD | XDAT11SB002AACX | Active
002401168 | CABLE,POWER,ELECTRICAL | Aerial, 0.6/1kV, 2 x 50mm2 Al ABC, XLPE Insulated (LVABC), 500m Steel Drum, JTS 03-03-02 (scm) | OLEX | OLEX AUSTRALIA PTY LTD | XDAB19AA002AAAA | Active
002401168 | CABLE,POWER,ELECTRICAL | Aerial, 0.6/1kV, 2 x 50mm2 Al ABC, XLPE Insulated (LVABC), 500m Steel Drum, JTS 03-03-02 (scm) | MIDLAND | MIDLAND METALS OVERSEAS PTE LTD | MMO-LVABC 2X50 AL X | Active
002447803 | CABLE,POWER,ELECTRICAL | Parallel Twin Flexible, 0.6/1kV, 2C, 2.5mm2 Cu, NBR Elasomer Insulated/PVC Sheath, Red/Blue, UV Stabilised, Flame Retardant | CMI ELEC | CMI ELECTRICAL PRODUCTS | TW02.5RD/BE | Active
002451417 | CABLE,POWER,ELECTRICAL | 0.6/1kV, 4C+E, 400mm2 + 120mm2 E (61/2.88) Cu, X-90 Insulated/HFS-110-TP Bedded/DBT/HFS-110-TP Sheath/Nylon/ HFS-110-TP Sheath, UV Stabilised, | OLEX | OLEX AUSTRALIA PTY LTD | PDYP28SB004OMEM | Active
000030076 | CLAMP,ELECTRICAL | Tee, Bolted Run Palm Tap, AS5, 4 Hole 50mm Centre, suit Neon 19/3.75 AAAC | PLP | PREFORMED LINE PRODUCTS (AUST) | BRPT-135-195-P5 | Active
002459493 | BLADE,CUTTER,CABLE,HAND OPERATED | Replacement, Moving Blade, 160 x 95mm, Hardened Steel, suit REC-Y33M(BB) Izumi Battery Operated Cable Cutter | SPECFORC | SPECIALISED FORCE PTY LTD | Y33-08 | Active
002459501 | BLADE,CUTTER,CABLE,HAND OPERATED | Replacement, Fixed Blade, 130 x 52mm, Hardened Steel, suit REC-Y33M(BB) Izumi Battery Operated Cable Cutter | SPECFORC | SPECIALISED FORCE PTY LTD | Y33-03 | Active
000446256 | LETTER,SIGN | (A), Pressed Al, Plain, Dwg 22-A4-200 Rev B (P100) | METALTI | METAL-TECH INDUSTRIES (TRADE POLISHERS) | LETTER A ALUMINIUM | Active
000104697 | RECLOSER,AUTO | Hydraulic, 11/12.7/19.1kV, SWER, 15A Coil, 30A Trip 2A2C Sequence, ETS 06-07-01 (scm) | COOPER | COOPER ELECTRICAL AUSTRALIA PTY LTD | KE15C22 | Active
001138100 | FIXTURE,LIGHTING | 50W Mercury Vapour Nostalgia Type 1 Luminaire, Black c/w Integral Control Gear, PE Cell, Diffuse Lamp & Power Factor Correction, JTS 05-01-01, | SYLVANIA | SYLVANIA SCHREDER | LB10BD21L | Phasing
002404149 | FUSE,CARTRIDGE | 24kV, Liquid Filled, 10A, Size 1, (P42) (MOQ 42) | FUSECO | FUSECO POWER SOLUTIONS PTY LTD | 23L1F10E | Phasing
002404149 | FUSE,CARTRIDGE | 24kV, Liquid Filled, 10A, Size 1, (P42) (MOQ 42) | PWRHDIST | POWERHOUSE DISTRIBUTION | 23L1F10E | Phasing
002404138 | FUSE,CARTRIDGE | 24kV, Full Range, RMU DIN Type, Air Insulated, 63A, Barrel 442mm Lg, 50.8mm Dia, End Caps 33mm Lg, 45mm Dia, with Striker Pin to DIN Standard 43625 | FUSECO | FUSECO POWER SOLUTIONS PTY LTD | 3001413/63 | Active
000104287 | TERMINAL,LUG | 11/22kV Cable Pole Termination Surge Arrester Connection, suit M12 Cable Connection, Dwg 875265 (scm) | TYCOELEC | TYCO ELECTRONICS | SACT-M12 | Active
000030381 | TERMINAL,LUG | Compression, 4 x Holes, 50mm Centre, 30 Deg Offset, Selenium 61/3.25 AAAC | PLP | PREFORMED LINE PRODUCTS (AUST) | CTAW-293-FD512-3000 | Active
000408931 | FUSE,CARTRIDGE | 415V AC, HRC Cartridge VK Type, 80A, 57 x 22.2mm Dia, ETS 12-02-01 Group A (scm) | FUSECO | FUSECO POWER SOLUTIONS PTY LTD | 2258F-80 | Active
002451920 | ANTENNA | VHLPX, ValuLine High Performance Low Profile, Dual-polarized, Microwave Antenna, Grey, 1.2m/4ft, 7.125-8.500GHz, PDR84, Polymer Grey Radome w/out Flash, | COMMSINC | COMMSCOPE INC | VHLPX4-7W-4GR - ANDREW | Active
002442812 | INTERFACE UNIT,COMMS | DM750, 50V PSU, Singlemode Fibre Optic Interface, G703 Digital | DEWAR | DEWAR ELECTRONICS PTY LTD | M750-P1-FS | Active
002443158 | INTERFACE UNIT,COMMS | SEL2894, 4.5-5.5V DC, 300 to 19,000bps, Elec Connector Male DB-9, EIA-232 Std Interface to Optical Connector 2 ST, IEEE C37.94 Std Interface | SEL | SCHWEITZER ENGINEERING LAB PTY LTD | 2894MXX | Active
002403484 | SOLDER,LEAD-TIN ALLOY | 40/60, 5 Resin Cores, 1.6mm Dia, Lower Melting Point, 500g Reels | BLKWOODJ | J BLACKWOOD & SONS LIMITED | 04462806 | Active
002403484 | SOLDER,LEAD-TIN ALLOY | 40/60, 5 Resin Cores, 1.6mm Dia, Lower Melting Point, 500g Reels | CNWELEC | CNW ELECTRICAL PTY LTD | 04462806 | Active
002403484 | SOLDER,LEAD-TIN ALLOY | 40/60, 5 Resin Cores, 1.6mm Dia, Lower Melting Point, 500g Reels | MMELEC | MM ELECTRICAL MERCHANDISING | 04462806 | Active
002442978 | INTERFACE UNIT,COMMS | SEL2505, 48/125V PS, 48V I/O Singlemode Mirrored Bits, Remote I/O Module, Panel Mount | SEL | SCHWEITZER ENGINEERING LAB PTY LTD | 2505332XX | Active
002442895 | INTERFACE UNIT,COMMS | SEL2800, Fibre Optic Transceiver, V-Pin Plastic Fibre | SEL | SCHWEITZER ENGINEERING LAB PTY LTD | 2800M | Active
002456119 | CROSSARM,COMPOSITE | Fibre, Predrilled, 4200 x 125 x 125mm, Strain, EE Dwg 1024322-06 | WAGNERS | WAGNERS CFT MANUFACTURING | ERB008540 | Active
002404892 | FUSE,CARTRIDGE | 660V AC, HRC Cartridge OTC Type, 80A, 2 Hole Bolt in Centre Tags, 111mm Fixing Centres | FUSECO | FUSECO POWER SOLUTIONS PTY LTD | OTC80 | Active
002458396 | METER,WATTHOUR | Prog Id 82287, Mk10D, 3 Element, 3Ph, 4 Wire, 240V, 10-100A, Class 1, Bottom Connect, Multi Tariff Business, Undercover Comms Capable, | EDMI | EDMI PTY LTD | 1D11-1B-112-27-G11-201012-2N | Active
001714486 | STAYROD | M24 x 2700mm, Galv, ETS 01-01-01 Dwg 01-03-02 (P10) (scm) | GREGSF | GREG SEWELL FORGINGS PTY LTD | 1714486 | Active
002454866 | MAGNET,PERMANENT | Test & Reset Magnet, 30 x 110mm, Sun Fitting for Link Stick use, for Horstmann Navigator, Smart & Regular Versions | HRSTMNN | HORSTMANN GMBH (MANUFACTURER) | 49-6001-002-S | Active
002440188 | CLAMP,ELECTRICAL | Double Conductor, Bolted Run Palm Tap, Range 19.6 - 24.0 Run, 90Deg Palm, 2 x M16 Holes, 70mm Centre | PLP | PREFORMED LINE PRODUCTS (AUST) | DCRPT-210-AS7 | Active
001542919 | CABLE,POWER,ELECTRICAL | 0.6/1kV, 1C x 6mm2 (7/1.04) Cu/PVC (V-90) Sheath, Green/Yellow, 100m Plastic Spool, JTS 03-01-08 | MIDLAND | MIDLAND METALS OVERSEAS PTE LTD | MMO-1X6 CU PVC G/Y | Active
001542919 | CABLE,POWER,ELECTRICAL | 0.6/1kV, 1C x 6mm2 (7/1.04) Cu/PVC (V-90) Sheath, Green/Yellow, 100m Plastic Spool, JTS 03-01-08 | OLEX | OLEX AUSTRALIA PTY LTD | BAAP11A1001AAHN | Active
002401192 | CABLE,POWER,ELECTRICAL | SDI, 0.6/1kV, 1C, 6mm2 Cu, PVC Insulated/PVC Sheath, Black (7/1.04) (500m Drum) (MOQ 500m) | OLEX | OLEX AUSTRALIA PTY LTD | AABP11A5001WTBK | Active
002401200 | CABLE,POWER,ELECTRICAL | 0.6/1kV, 1C, 16mm2 Cu, PVC Insulated/ PVC Sheath, Red (7/1.70) (500m Drum) | OLEX | OLEX AUSTRALIA PTY LTD | AABP15A5001WVRD | Active
002451375 | CABLE,POWER,ELECTRICAL | 0.6/1kV, 4C+E, 25mm2 + 6mm2 E (18/1.47) Cu, X-90 Insulated/HFS-110-TP Bedded/DBT /HFS-110-TP Sheath/Nylon/HFS-110-TP Sheath, UV Stabilised, EESS-10733-01, | OLEX | OLEX AUSTRALIA PTY LTD | PDYC17SB004OMEM | Active
000104324 | BEND,ELECTRICAL CONDUIT | 125mm, 15 Deg, 1830mm Rad, UPVC, LD, Orange Elec, AS/NZS 2053.2 | MMELEC | MM ELECTRICAL MERCHANDISING | FABL1815125 | Active
000104324 | BEND,ELECTRICAL CONDUIT | 125mm, 15 Deg, 1830mm Rad, UPVC, LD, Orange Elec, AS/NZS 2053.2 | HAYMANS | HAYMANS ELECTRICAL | FABL1815125 | Active
002400401 | BEND,ELECTRICAL CONDUIT | 100mm, 30 Deg, 1830mm Rad, UPVC, LD, Orange Elec, AS/NZS 2053.2 (scm) | HAYMANS | HAYMANS ELECTRICAL | 100LDELE1830R30B | Active
002438711 | BEND,ELECTRICAL CONDUIT | 150mm, 45 Deg, 635mm Rad, HD, Orange | MMELEC | MM ELECTRICAL MERCHANDISING | PIP150HDCON635R45B | Active
002449361 | TEST SET,VOLTAGE INJECTION | IES Testing, Variable Output, 200-260V, 20A Max Current Sink, IP54 Cat III 300V | THEWMCCA | TMAC THEW & MCCANN GROUP | TM00-244 | Active
002406248 | FUSE,CARTRIDGE | 500V AC, HRC Cartridge 10G Type, 2A, 38 x 10.3mm Dia, Modular, ETS 12-02-01 Group A (scm) | FUSECO | FUSECO POWER SOLUTIONS PTY LTD | 420002 | Active
002403721 | OUTREACH HEADFRAME | Major Road, High Mast, 3 Way, Galv Steel, EQTS 05-02-01, Dwg 05-02-06 (scm) | IUPOLE | INTERNATIONAL UTILITY POLES PTY LTD | EX-5390 | Active
002403721 | OUTREACH HEADFRAME | Major Road, High Mast, 3 Way, Galv Steel, EQTS 05-02-01, Dwg 05-02-06 (scm) | INGAL | INGAL EPS | GEX05389 | Active
002403721 | OUTREACH HEADFRAME | Major Road, High Mast, 3 Way, Galv Steel, EQTS 05-02-01, Dwg 05-02-06 (scm) | GMPOLES | GM POLES PTY LTD | SL HM 3W | Active
001704065 | BOLT,MACHINE | M16 x 350mm, Hex, Galv c/w Galv Hex Nut, Aust Std (P25) (scm) | GREGSF | GREG SEWELL FORGINGS PTY LTD | 1704065 | Active
001704545 | BOLT,MACHINE | M20 x 260mm, Hex, Galv c/w Galv Hex Nut, Aust Std (P15) (scm) | GREGSF | GREG SEWELL FORGINGS PTY LTD | 1704545 | Active
002402942 | BOLT,MACHINE | M20 x 250mm, Hex, Galv c/w Galv Hex Nut, Aust Std (P15) | GREGSF | GREG SEWELL FORGINGS PTY LTD | 2402942 | Active
002406977 | BOLT,MACHINE | M6 x 65mm, Hex, S/Steel Gde 316 c/w Hex Nut S/Steel Gde 304, Aust Std (P50) | THEBLTPL | THE BOLT PLACE | 2406977 | Active
002442580 | BAG,PLASTIC | Pallet Bag, Black, 1245 x 1195 x 1850mm, 100um, Roll | SEDLAGCY | SEDL AGENCIES PTY LTD | PACPLAB35BK | Active
002403844 | CYLINDER,LOCK | 201 Night Latch, to suit D2 Style, Keys Not Required | ASSA | ASSA ABLOY AUSTRALIA PTY LTD | 201CYLCP5KA | Active
000104675 | BEND,ELECTRICAL CONDUIT | 80mm, 90 Deg, 1000mm Rad, UPVC, LD, Socket to Socket, Orange Elec, AS/NZS 2053.2 (scm) | HAYMANS | HAYMANS ELECTRICAL | 80LDELE1000R90B | Active
002400049 | BOLT,EYE | M16 x 450mm, Galv c/w Galv Hex Nut, Dwg 01-02-01 (P10) | GREGSF | GREG SEWELL FORGINGS PTY LTD | 2400049 | Active
002400625 | FUSE,CARTRIDGE | 12kV, HRC RMU Oil Immersed Type, 90A, suits Andelect SDAF3 & L&C GF3 Fuse Switches, Barrel 359mm Lg, 68mm Dia, End Caps 40mm Lg, 63.5mm Dia c/w | COOPER | COOPER ELECTRICAL AUSTRALIA PTY LTD | 12OHGMA90 | Active
002400063 | BOLT,EYE | M16 x 300mm, Galv, Open c/w Galv Hex Nut, Aust Std (P5) | GREGSF | GREG SEWELL FORGINGS PTY LTD | 2400063 | Active
002460004 | METER,WATTHOUR | Prog Id 21027, U1310, 1 Element, 1Ph, 2 Wire, 10-100A, Class 1, Load Profile, 100A Disconnect Switch, BC, External Comms Capable, ETS 2008/6145/T Item 1B | LANDIS | LANDIS GYR (AUST) PTY LTD | U1310DNN2NBN001EE | Active
000030375 | CLAMP,ELECTRICAL | Tee, Bolted Run Palm Tap, 2 x Hole, 50mm Centre, Selenium 61/3.25 AAAC | PLP | PREFORMED LINE PRODUCTS (AUST) | BRPT-293-P1 | Active
000620621 | FUSE,CARTRIDGE | 12kV, Full Range, 16A, Barrel 292mm Lg, 50.8mm Dia, End Caps 34mm Lg, 45mm Dia, with Striker Pin to DIN Standard 43625 Fuse | DELTA | DELTA POWER AUSTRALIA PTY LTD | 67220.0169 | Active
001011185 | FUSE,CARTRIDGE | 415V AC, HRC Cartridge TCP Type, 100A, 2 Hole Bolt in Offset Tags, 94mm Fixing Centres | IPDGROUP | IPD GROUP LIMITED | TCP100L | Active
002400128 | BOLT,MACHINE | M16 x 600mm, Hex, Galv c/w Galv Hex Nut, Aust Std (P15) | GREGSF | GREG SEWELL FORGINGS PTY LTD | 2400128 | Active
000104451 | TERMINATION PANEL FIBRE OPTIC | Panel Wall Mounted IP Rated Suitable for Termination of up to 60 Fibres To Ergon EPS0069 | OPTICAL | OPTICAL FIBRE SYSTEMS PTY LTD | OFS-800-IP-HG + TERM KIT | Active
002444040 | ADAPTOR,UNIVERSAL | Terminal Screw, 16mm Thread to 12mm Lug, for ABB Safelink Term, suit FBX Unit (scm) | GILBERT | GILBERT LODGE AUSTRALIA PTY LTD | RAYEXRM1366 | Active
002444040 | ADAPTOR,UNIVERSAL | Terminal Screw, 16mm Thread to 12mm Lug, for ABB Safelink Term, suit FBX Unit (scm) | RAYCHEM | RAYCHEM (AUSTRALIA) PTY LTD | EXRM-1366 | Active
001727649 | BOLT,MACHINE | M16 x 50mm, Hex, S/Steel Gde 316 c/w S/Steel Gde 304 Hex Nut, Aust Std (P100) (scm) | GREGSF | GREG SEWELL FORGINGS PTY LTD | 1727649 | Active
002447886 | ANTENNA | High-Band, VHF Omni-directional Dipole Array, 8dBi Nom Gain, 136-174MHz, 6.3m Lg, 31kg | RFIND | RF INDUSTRIES PTY LTD | BA80-41P | Active
002442804 | TERMINAL,TELEPROTECTION | DM1200, 90-320V DC PSU, VF Analogue Tone Processor | DEWAR | DEWAR ELECTRONICS PTY LTD | DM1200 A23-P1-1T-R1 90-320VDC | Active
000104497 | GASKET | 40 x 3 x 250mm Lg, Neoprene (scm) | ASSOGASK | ASSOCIATED GASKETS PTY | NA03 | Active
002457208 | FUSEHOLDER,BASE & CARRIER | 30A, In-Line Splashproof Fuse Holder, for Mini Style Blade Fuse | ASHDOWN | ASHDOWN-INGRAM (NOW CALLED NAPA) | ACX1712 | Active
002457208 | FUSEHOLDER,BASE & CARRIER | 30A, In-Line Splashproof Fuse Holder, for Mini Style Blade Fuse | ASHDOWN | ASHDOWN-INGRAM (NOW CALLED NAPA) | TDR05211 | Active
002457208 | FUSEHOLDER,BASE & CARRIER | 30A, In-Line Splashproof Fuse Holder, for Mini Style Blade Fuse | MMELEC | MM ELECTRICAL MERCHANDISING | WFH2 | Active
002442911 | INTERFACE UNIT,COMMS | SEL2829, Fibre Optic Transceiver, ST SM Fibre | SEL | SCHWEITZER ENGINEERING LAB PTY LTD | 2829MX0 | Active
002454056 | INSULATION SLEEVING,ELECTRICAL | Heat Shrink Tubing, 10/3mm, 1.2m Lg, Black, Hot Melt Glue Lined | MMELEC | MM ELECTRICAL MERCHANDISING | L&CHSMDW12-3/4FT | Active
002454056 | INSULATION SLEEVING,ELECTRICAL | Heat Shrink Tubing, 10/3mm, 1.2m Lg, Black, Hot Melt Glue Lined | RAYCHEM | RAYCHEM (AUSTRALIA) PTY LTD | WTM10/3 | Active
002400109 | WASHER,SHEAR | 2mm Thk, 350 PCD, Galv Steel, for use with SBM Pole, EQTS 05-02-01, Dwg 05-02-04 (scm) | INGAL | INGAL EPS | I00618 | Active
002402940 | BOLT,MACHINE | M16 x 250mm, Hex, Galv c/w Galv Hex Nut, Aust Std (P30) | GREGSF | GREG SEWELL FORGINGS PTY LTD | 2402940 | Active
002403460 | SHACKLE | Bow, Galv Steel, High Grade S, 8mm, 0.75 Tonne WLL, 10mm Dia Pin W/Eye & Collar, High Load | GREGSF | GREG SEWELL FORGINGS PTY LTD | 2403460 | Active
001703271 | BOLT,MACHINE | M12 x 65mm, Hex, Galv c/w Galv Hex Nut, Aust Std (P150) | THEBLTPL | THE BOLT PLACE | 1703271 | Active
001703255 | BOLT,MACHINE | M12 x 40mm, Hex, Galv c/w Galv Hex Nut, Aust Std (P200) (scm) | THEBLTPL | THE BOLT PLACE | 1703255 | Active
002437119 | CLAMP,ANTENNA | UNV Series, Galv, Universal Right Angle Antenna Clamp | RFIND | RF INDUSTRIES PTY LTD | UNV | Active
002403168 | FUSE,CARTRIDGE | 500V AC, HRC DIN Type, 125A, Size 2, ETS 12-02-01 Group E (scm) | FUSECO | FUSECO POWER SOLUTIONS PTY LTD | NH2F-125 | Active
002404896 | FUSE,CARTRIDGE | 660V AC, HRC Cartridge OTTM Type, 630A, 4 Hole Bolt in Centre, Tags 133/184mm Fixing Centres | FUSECO | FUSECO POWER SOLUTIONS PTY LTD | OTTM630 | Active
002457612 | CAPACITOR ASSEMBLY | Type CHD 167kVAr, 6.98kV, 50Hz, Single Bushing | ABBAUST | ABB AUSTRALIA PTY LTD | CHD167 | Active
000003805 | CONTROL,TRANSMITTER | FQD7, 400kVA, Indoor Cabinet 120cm W x 200cm H x 60cm D c/w 1 Output, Interference Coil/Filter, Solid Front Door, suit Landis & Gyr Loose Coupled | LANDIS | LANDIS GYR (AUST) PTY LTD | FQD7.4 | Active
002402134 | WAX,WATER EMULSION,SOLVENT BARRIER | Optimax Topcoat, Floor, Liquid Type, Easy Maintenance Sealer, 5L Bottle | MINEHAN | MINEHAN AGENCIES PTY LTD | 16-02-10854 | Active
002403845 | WIRE,NONELECTRICAL | Tie Wire, 4.00mm, Al Annealed, Max 10kg Coil, 29m/kg, JTS 03-03-01 (scm) | MIDLAND | MIDLAND METALS OVERSEAS PTE LTD | MMO-4 TIE ANN.AL. | Active
002403845 | WIRE,NONELECTRICAL | Tie Wire, 4.00mm, Al Annealed, Max 10kg Coil, 29m/kg, JTS 03-03-01 (scm) | DULHUNTY | DULHUNTY POWER (AUST) PTY LTD | TW-A-403-10 | Active
002455566 | BUSHING ASSEMBLY,HV | Model Spez73, 66kV, 400A, S/N-66D50573L, Bushing Id # 1, SW Spares | ABBAUST | ABB AUSTRALIA PTY LTD | BUSHING ID NUMBER 1 | Active
002455681 | BUSHING ASSEMBLY,HV | Model Spez73, 66kV, 400A, S/N-66D50577, Bushing Id # 15, SW Spares | ABBAUST | ABB AUSTRALIA PTY LTD | BUSHING ID NUMBER 15 | Active
002455756 | BUSHING ASSEMBLY,HV | Model WJ61-373, 66kV, S/N-917BH73, Bushing Id # 24, SW Spares | ABBAUST | ABB AUSTRALIA PTY LTD | BUSHING ID NUMBER 24 | Active
002456309 | CABLE,POWER,ELECTRICAL | Conductor, 19/33kV, 1C, 150mm2 Tinned Annealed Cu, Multiple Strand/ Semiconductive Conductor Screen/ EPR Insulation/Strippolex Insulation | OLEX | OLEX AUSTRALIA PTY LTD | RHGR66AA001 | Active
002405074 | INSULATION SLEEVING,ELECTRICAL | Heat Shrink Tubing, 35/12mm, 30m Roll, Uncoated | TECONN | TE CONNECTIVITY LTD | MWTM-35/12-A/U-4(S30) | Active
002405074 | INSULATION SLEEVING,ELECTRICAL | Heat Shrink Tubing, 35/12mm, 30m Roll, Uncoated | GILBERT | GILBERT LODGE AUSTRALIA PTY LTD | RAYMWTM35/12-A/U | Active
000003857 | FUSE,CARTRIDGE | 350A, 690V, NH-Fuse Insert FQD5, suit Transmitter Control, ETS 2011/0363/T 12i-FQD | LANDIS | LANDIS GYR (AUST) PTY LTD | 6000.000.00223 | Active
002404314 | INSULATION SLEEVING,ELECTRICAL | Heat Shrink Tubing, 140/42mm, Medium Wall, Lined, Standard | TECONN | TE CONNECTIVITY LTD | MWTM-140/42-1500/S(S5) | Active
002404314 | INSULATION SLEEVING,ELECTRICAL | Heat Shrink Tubing, 140/42mm, Medium Wall, Lined, Standard | GILBERT | GILBERT LODGE AUSTRALIA PTY LTD | RAYMWTM140/42-1500 | Active
001138095 | DIFFUSER,LIGHT | Acrylic, to suit Nostalgia Streetlight Part No. L00000 (P10) | SYLVANIA | SYLVANIA SCHREDER | L00000 PACK10 | Active
000104772 | PLUG,RUBBER | Type Micro Beam, suit Power Beam | AMALPENG | AMALGAMATED PLASTIC ENGINEERING | MICRORUBBERPLUG | Active
002405324 | ENHANCEMENT COMPOUND,EARTH | Premixed Backfill Mixture, for Enhancing Electrical Earthing Composition, approx 50% Bentonite + 50% Gypsum (+/- 10%) 20kg Bags (ONE WAY PALLETS ONLY) | PLP | PREFORMED LINE PRODUCTS (AUST) | D-EARTH5050 | Active
001762595 | SETSCREW | M8 x 25mm, Hex, S/Steel Gde 316 c/w S/Steel Gde 304 Hex Nut, Aust Std (P100) | HOBSON | HOBSON ENGINEERING CO PTY LTD | XEKBS16XCM080025 | Active
001762595 | SETSCREW | M8 x 25mm, Hex, S/Steel Gde 316 c/w S/Steel Gde 304 Hex Nut, Aust Std (P100) | GLBFAST | GLOBAL FASTENERS (QLD) PTY LTD | SHXS6M080025SO | Active
000104389 | LOUVRE,LIGHT | Anti-Glare, Replacement Diffuser c/w Front & Rear Shields, for Sylvania Roads Luminaries 250W HPS Max Power, Road Visor SCO Spare Glare (P10) | SYLVANIA | SYLVANIA SCHREDER | PR00003 | Active
001141637 | LAMP,SODIUM | 400W, HP Diffuse Elliptical, E40 Cap, External Ignitor, JTS 05-01-01, JBP 2010/0444/T (P12) | SYLVANIA | SYLVANIA SCHREDER | 672050 | Active
002452191 | ACTUATOR | Mid Pole Mount, 6m Lg, for Load Break Switch, AK Power (scm) | AKPOWER | AK POWER SOLUTIONS PTY LTD | 80917 | Active
002453629 | BRACKET,ELECTRICAL CONNECTOR | Antenna Bracket, 2.5mm, S/Steel, Truck Mirrors & Roof Racks Mount c/w Cable Slot | GME | GME INNOVATIVE ELECTRONICS | MB411SS | Active
000104196 | INSULATOR,LINE POST | 22kV (11kV Trident) 150kV BIL, Porcelain Horizontal Clamp Top c/w M20 Stud, ETS 10-01-01, Item 10 (scm) | GRAPHSOL | GRAPH SOLUTIONS PTY LTD | 28429A | Active
000124015 | FUSE,CARTRIDGE | 415V AC, HRC Cartridge VK Type, 60A, 57 x 22.2mm Dia, ETS 12-02-01 Group A (scm) | FUSECO | FUSECO POWER SOLUTIONS PTY LTD | 2258F-63 | Active
000003802 | CONTROL,TRANSMITTER | FQD4, 100kVA, Indoor Cabinet 80cm W x 200cm H x 60cm D c/w 1 Output, Interference Coil/Filter, Solid Front Door, suit Landis & Gyr Loose Coupled | LANDIS | LANDIS GYR (AUST) PTY LTD | FQD4.4 | Active
002420990 | RESISTOR | SCADA, RTU50, SCD5200, SCD6000, Analogue Inputs 100 Ohm | SCHNEIDR | SCHNEIDER PTY LTD (MANUFACTURER) | SY-1018541 | Active
002455533 | CABLE,RADIO FREQUENCY | LD Foam Coaxial Cable, Nom 1/2", 50 Ohm, 1 - 8800MHz, Cu-Clad Al Wire/PE Foam/ Corrugated Cu/PE Jacket, Black | COMMSINC | COMMSCOPE INC | LDF4-50A | Active
002455822 | BUSHING ASSEMBLY,HV | Model Spez36, 33kV, 1000A, S/N-68D52642, Bushing Id # 31, SW Spares | ABBAUST | ABB AUSTRALIA PTY LTD | BUSHING ID NUMBER 31 | Active
000104637 | POLE,LINE CONSTRUCTION,METAL | 9.0m, Al, Temporary Pole, 1 Ph, EE Dwg 958107-01 | ULLRICH | ULLRICH ALUMINIUM PTY LTD | FB03610 | Active
000003888 | TERMINAL BOARD | 125V DC, 250A (set of 2), EESS-10735-01-0B, 00000015 Item 62 | WEBER | WEBER SOUTH PACIFIC PTY LTD | VC110020-M101 | Active
002404365 | CUTTING COMPOUND,PASTE | Assembly Paste (F & G) | DELTA | DELTA POWER AUSTRALIA PTY LTD | 2152723 | Active
002459212 | WATER-DISPLACING COMPOUND | NC-123 Extra, Electrical & Electronic Components Cleaner, Lubricant, Displaces & Repels Moisture | CHEMSRCH | CHEMSEARCH | 5050 | Active
002459196 | SILICONE COMPOUND | Molykote 111, Silicone Oil, Lubricant & Sealant, Water Resistant, White Translucent | DOWCORN | DOW CORNING CORPORATION | 1889834 | Active
000003831 | RECEIVER | ROCB Signal Supervision Unit, 105V, 50Hz, suit Landis & Gyr AFLC Controller, ETS 2011/0363/T 11e | LANDIS | LANDIS GYR (AUST) PTY LTD | 167.575.20105 | Active
002456069 | CONTROL,INTERFACE | RS232/FOI Comms Module, for CL6B Controller c/w DB9 DTE Connector & ST Fibre Connectors | COOPER | COOPER ELECTRICAL AUSTRALIA PTY LTD | 57A64264800B | Active
002407011 | INSULATION SLEEVING,ELECTRICAL | Heat Shrink Tubing, 75/25mm, 220mm, Unlin, EPS0067 (P3) (scm) | TECONN | TE CONNECTIVITY LTD | LVIT-75/25-A/U-4(S30) | Active
002407011 | INSULATION SLEEVING,ELECTRICAL | Heat Shrink Tubing, 75/25mm, 220mm, Unlin, EPS0067 (P3) (scm) | GILBERT | GILBERT LODGE AUSTRALIA PTY LTD | RAYLVIT75/25-220/3 | Active
001032226 | FUSE PANEL ASSEMBLY | Kit c/w 3 x 32A 415V AC Fuse Holders, 3 x 6A HRC Fuses, Mtd on Insulated Panel 150 x 100 x 10mm c/w Sealing Studs & Perspex Cover | FLOWLINE | FLOWLINE INDUSTRIES PTY LTD | E1062 | Active
002456580 | CROSSARM,COMPOSITE | 3200 x 125 x 125mm, Intermediate, for Maintenance Constructions, EE Dwg 6-2-3009-5 & Dwg 1047766-04 (scm) | WAGNERS | WAGNERS CFT MANUFACTURING | EC006-00103 | Active
002456531 | CROSSARM,COMPOSITE | 3300 x 125 x 125mm, Rural Delta Arm, for Maintenance Constructions, EE Dwg 6-2-3004-1 & EE Dwg 1047766-01 (scm) | WAGNERS | WAGNERS CFT MANUFACTURING | EC006-00104 | Active
002403211 | CORD,FIBROUS | Sashcord # 10, Braided, Cotton, 8mm Dia, 200m Rolls | BULLIVAN | BULLIVANTS PTY LTD | 110562 | Active
002404231 | INDICATOR | Permanent Volt Indicator, Elastimold, Cat # PVI-1A | AUSTMOLD | AUSTRALMOLD PTY LTD | PVI1A | Active
002405164 | INSULATION SLEEVING,ELEC,SPEC | Cold Shrink Kit, Barrier Boot | INTERENG | INTERTECH ENGINEERING PTY LTD | 92-EE717-1 | Active
002440261 | CONNECTOR,BUSBAR | Tube, Circular to Flat Busbar, Cu, 28.6mm OD Tube, 54 x 64mm Flat Bolt M10 S/Steel | PLP | PREFORMED LINE PRODUCTS (AUST) | D-TF47B | Active
000003907 | MODULE,ELECTRONIC | MMLG02, Test Block, Vertically Mounted Test Module w/out DC Isolation on Removal of Cover, use with MBCZ Busbar Schemes c/w Size 2 Flush Mounted Case | CSEUNI | CSE UNISERVE PTY LTD | MMLG02R1AB0001E | Active
002406980 | SCREW,MACHINE | Metal Thread, M5 x 40mm, Nickel Plated Brass, Cheese HD, Slotted (P200) (scm) | THEBLTPL | THE BOLT PLACE | 2406980 | Active
002404357 | ADHESIVE | Araldite, Atkins, 35ml | COVENTRY | COVENTRY FASTENERS QLD | S208 | Active
000184895 | INSULATION SLEEVING,ELECTRICAL | Heat Shrink Tubing, 16/5mm, 180mm Lg, Medium Wall, Mastic Sealant | TECONN | TE CONNECTIVITY LTD | MWTM-16/5-180/S(S50) | Active
000184895 | INSULATION SLEEVING,ELECTRICAL | Heat Shrink Tubing, 16/5mm, 180mm Lg, Medium Wall, Mastic Sealant | PLP | PREFORMED LINE PRODUCTS (AUST) | CPA-SRH2-022-006-180 | Active
000184895 | INSULATION SLEEVING,ELECTRICAL | Heat Shrink Tubing, 16/5mm, 180mm Lg, Medium Wall, Mastic Sealant | GILBERT | GILBERT LODGE AUSTRALIA PTY LTD | RAYMWTM16/5-180 | Active
002402162 | TAPE,EMBOSSING | 38mm x 75m Roll | SIGNET | SIGNET PTY LTD | 50948 | Active
002458347 | CLEVIS,PIN | S/Steel Gde 304, Round, M12 x 65mm c/w R-Clip, 3 x 68mm, S/Steel Gde 304, suit IIN414079 | SICAME | SICAME AUSTRALIA PTY LTD | PIN-RCLIP | Active
002404316 | INSULATION SLEEVING,ELECTRICAL | Heat Shrink Tubing, 56/17mm, 1.2m Long, Unlined | TECONN | TE CONNECTIVITY LTD | MWTM-50/16-1200/S(S10) | Active
002404316 | INSULATION SLEEVING,ELECTRICAL | Heat Shrink Tubing, 56/17mm, 1.2m Long, Unlined | CABLEACC | CABLE ACCESSORIES (AUST) | SMDW56/17U | Active
002456689 | CONTROL,ANTENNA | RealTilt, Electronic Tilt Adjuster, RTA, ETS 2011/0259/T | NSN | NOKIA SOLUTION NETWORK AUST PTY LTD | 469759A | Active
000168004 | COVER,ELECTRICITY SUPPLY PILLAR | URD, Tall, 550 H x 230 W x 295mm D, Green Polyethylene, Dwg 04-03-02 (P63) (scm) | LEGEND | LEGEND POWER SYSTEMS | PBL-G-V | Active
000168004 | COVER,ELECTRICITY SUPPLY PILLAR | URD, Tall, 550 H x 230 W x 295mm D, Green Polyethylene, Dwg 04-03-02 (P63) (scm) | FLOWLINE | FLOWLINE INDUSTRIES PTY LTD | ES1002 | Active
002454007 | FUSE LINK,ENCLOSED ELEMENT | 3A, Mini-Blade, Violet/Purple (P10) | ASHDOWN | ASHDOWN-INGRAM (NOW CALLED NAPA) | TDR05019 | Active
002454007 | FUSE LINK,ENCLOSED ELEMENT | 3A, Mini-Blade, Violet/Purple (P10) | ASHDOWN | ASHDOWN-INGRAM (NOW CALLED NAPA) | ACX1650BL | Active
002456481 | FIXTURE,LIGHTING | 22W LED, Aeroscreen Luminaire 34mm Spigot c/w Integral Control Gear, PE Cell, Lamp & Power Factor Correction, Minor Roads, ETS 05-01-02 (scm) | GERARD | GERARD LIGHTING GROUP | JLA99BD11L22 | Phasing
000482872 | SOCKET THIMBLE | Galv, 70kN, Dwg 01-14-04 Issue A (P12) (scm) | MACLEAN | MACLEAN POWER SYSTEMS | SOCT-70 | Active
002457646 | HANGER,CABLE | SnapStack Hanger, for LDF4-50 Cable, suits 19mm Mounting Hole (P10) | COMMSINC | COMMSCOPE INC | SSH-12 | Active
002404930 | FUSE LINK,EXPULSION | 16A, Class T, TS 06-03-01 (scm) | NGKSTANG | NGK STANGER PTY LTD | ZXT705-16BT37 | Active
002455137 | DUNNAGE | Crane Foot, 610 x 540 x 95mm, Orange Plastic c/w Dual Handle, Rated to 16 Tonne RWC, 11.4kg | GOUGHPLS | GOUGH PLASTICS | FMAM400.1005 | Active
000003875 | CAPACITOR ASSEMBLY | Outdoor, Capacitor Can, 350kVAr, suit Tight & Loose Coupled AFLC Coupling Cell site specific capacitance & voltage rating (not transferable, see nameplate) | LANDIS | LANDIS GYR (AUST) PTY LTD | 164.826.00001 350KVAR | Active
000003877 | TRANSFORMER,AUDIO FREQUENCY | Outdoor, Isolating, T12/kVA/f/II (kV/kVA/Hz/case) 12kV, 3Ph, Case Size II 1130 H x 650 W x 420 D, suit Landis & Gyr Tight Coupled AFLC Coupling Cell, | LANDIS | LANDIS GYR (AUST) PTY LTD | 170.201.12002 | Active
002455608 | BUSHING ASSEMBLY,HV | Model GOB 325/800A, 66kV, S/N-78299, Bushing Id # 7, SW Spares | ABBAUST | ABB AUSTRALIA PTY LTD | BUSHING ID NUMBER 7 | Active
002406990 | TERMINATION KIT,ELECTRICAL CABLE | Outdoor, 11kV, 185mm2 Al, Triplex XLPE Cable c/w Cold Shrink Cable Term Kit, Solvent Wipes, Crimp Cable Core Lugs & Crimp Cable Screen Lugs, EPS0029 | TECONN | TE CONNECTIVITY LTD | OXSU-FERG16 | Phasing
002438828 | BEND,ELECTRICAL CONDUIT | 150mm, 30 Deg, 1830mm Rad, HD, Orange | MMELEC | MM ELECTRICAL MERCHANDISING | PIP150HDCON1830R30B | Active
001421067 | WIRE,ELECTRICAL | Conductor Aerial, ACSR/GZ, 6/4.75+7/1.60mm, CHERRY, Fully Greased, 2200m Steel Drum, JTS 03-03-01 | OLEX | OLEX AUSTRALIA PTY LTD | CHERRY | Active
001421067 | WIRE,ELECTRICAL | Conductor Aerial, ACSR/GZ, 6/4.75+7/1.60mm, CHERRY, Fully Greased, 2200m Steel Drum, JTS 03-03-01 | MIDLAND | MIDLAND METALS OVERSEAS PTE LTD | MMO-CHERRY | Active
002401124 | WIRE,ELECTRICAL | Conductor Aerial, AAC, 19/3.25, NEPTUNE, ETS 03-03-01 | MIDLAND | MIDLAND METALS OVERSEAS PTE LTD | NEPTUNE | Active
002401124 | WIRE,ELECTRICAL | Conductor Aerial, AAC, 19/3.25, NEPTUNE, ETS 03-03-01 | OLEX | OLEX AUSTRALIA PTY LTD | NEPTUNE | Active
002422715 | WIRE,ELECTRICAL | Conductor Aerial, ACSR/AC, 30/7/2.50mm, CRICKET, Fully Greased, 7000m Steel Drum JTS 03-03-01 | OLEX | OLEX AUSTRALIA PTY LTD | CRICKET WG | Active
002422715 | WIRE,ELECTRICAL | Conductor Aerial, ACSR/AC, 30/7/2.50mm, CRICKET, Fully Greased, 7000m Steel Drum JTS 03-03-01 | MIDLAND | MIDLAND METALS OVERSEAS PTE LTD | MMO-CRICKET | Active
002435485 | COMPUTER,DATA TRANSFER | Voice/Fax DSP Module, High-Density Packet, 64-Channel Packet | CISCO | CISCO SYSTEMS INC (MANUFACTURER) | PVDM2-64= | Active
002406243 | FUSEHOLDER,BASE & CARRIER | 440V AC, 32A, Back Wired to 2 Studs, Standard Black, suit NS Fuse Links (P5) | IPDGROUP | IPD GROUP LIMITED | SC32P | Phasing
002403719 | OUTREACH HEADFRAME | Major Road, High Mast, 1 Way, Galv Steel, EQTS 05-02-01, Dwg 05-02-06 (scm) | INGAL | INGAL EPS | GEX16823-86 | Active
002403719 | OUTREACH HEADFRAME | Major Road, High Mast, 1 Way, Galv Steel, EQTS 05-02-01, Dwg 05-02-06 (scm) | GMPOLES | GM POLES PTY LTD | SL HM 1W | Active
001150075 | FIXTURE,LIGHTING | 50W Mercury Vapour Luminaire, 34mm Spigot c/w Integral Control Gear, PE Cell, Diffuse Lamp & Power Factor Correction, Minor Roads, JTS 05-01-01, | SYLVANIA | SYLVANIA SCHREDER | JS10BD01L | Phasing
002403775 | GLOVES,MEN'S | Protective, Heavy Duty Pigskin & Cotton | PRALSAFE | PROTECTOR ALSAFE | 04333885 | Phasing
002438125 | LAMP,METAL HALIDE | 100W Ceramic Arc, Clear Tube, E40 Cap, Operates on 100W HP Sodium Control Gear, EQTS 05-03-01 (scm) | LSS | LIGHT SOURCE SOLUTIONS | S77399 | Active
000104280 | STAND,SWITCHGEAR | HV, for 22kV Padmount Substation, suit F&G Type GA-C RMU, 2 Switch 2 Fuse & 3 Switch 1 Fuse, Dwg 875272 Sheet 1/Ref 2 (scm) | POLLARDS | POLLARDS GALVANIZING PTY LTD | 87527201 | Active
000621110 | FUSE,CARTRIDGE | 11kV, HRC Current Limiting, 25A, 20kA Fault Rating, Powder Filled, ETS 12-01-04 (scm) | COOPER | COOPER ELECTRICAL AUSTRALIA PTY LTD | FAK44W25 | Active
002455863 | FUSE LINK,EXPULSION | 10/30A, Class K, JTS 06-03-01 (scm) | NGKSTANG | NGK STANGER PTY LTD | ZXC705-1030BK37 | Active
002455731 | BUSHING ASSEMBLY,HV | Model GOB 380, 66kV, 800A, S/N-245666, Bushing Id # 20, SW Spares | ABBAUST | ABB AUSTRALIA PTY LTD | BUSHING ID NUMBER 20 | Active
002455749 | BUSHING ASSEMBLY,HV | Model Spez123, 110kV, 1600A, S/N-70D52389, Bushing Id # 23, SW Spares | ABBAUST | ABB AUSTRALIA PTY LTD | BUSHING ID NUMBER 23 | Active
002456036 | CLAMP,SUPPORT,ELEC CONDUCTOR | Cushion Grip Support Assy, Range 22.4 to 30.4mm, for use with Clamp Top Post Insulator | PLP | PREFORMED LINE PRODUCTS (AUST) | CGS-2102 | Active
002458636 | GREASE,SPECIAL PURPOSE | Prysmian EPDM, compatiable Cable Assy Grease, 9g Sachet, Dwg Assy 605 (scm) | INTERENG | INTERTECH ENGINEERING PTY LTD | EPDM GREASE | Active
002458214 | ADAPTOR,UNIVERSAL | Double Threaded Brass Stud, 63mm Lg, M16 to M12 c/w 2 x M12 S/Steel Hex Nut, 1 x M12 S/Steel Belleville Washer (scm) | MMELEC | MM ELECTRICAL MERCHANDISING | I3S-63BDT-ROK | Active
002458214 | ADAPTOR,UNIVERSAL | Double Threaded Brass Stud, 63mm Lg, M16 to M12 c/w 2 x M12 S/Steel Hex Nut, 1 x M12 S/Steel Belleville Washer (scm) | SCHNEIDR | SCHNEIDER PTY LTD (MANUFACTURER) | A048085 | Active
000003913 | CAPACITOR ASSEMBLY | Outdoor, Capacitor Can, 250kVAr, suit Tight & Loose Coupled AFLC Coupling Cell site specific capacitance & voltage rating (not transferable, see nameplate) | LANDIS | LANDIS GYR (AUST) PTY LTD | 164.826.00001 250KVAR | Active
002440279 | CONNECTOR,BUSBAR | Tube, Circular to Flat Busbar, Cu, 30.0mm OD Tube, 54 x 70mm Flat Bolt M10 S/Steel | PLP | PREFORMED LINE PRODUCTS (AUST) | D-TF49B | Active
002460996 | BRACKET,ELECTRICAL CONNECTOR | Antenna Bracket, 63mm, S/Steel, Black Power Coated, Bull Bar Wrap Mount | RFIND | RF INDUSTRIES PTY LTD | BBWM-63-B | Active
000560992 | INSULATOR,STRAIN | 22kV, 150kV BIL, Polymer, 70kN, Tongue & Clevis, c/w 16mm Round Pin, ETS 10-02-01 Item 3 (scm) | BRITECH | BRI-TECH PTY LTD | 401028-0215 | Active
000000251 | BUSHING ASSEMBLY,HV | Model GOB 325/800, 66kV, 295ml Stem, Grey, ABB | ABBAUST | ABB AUSTRALIA PTY LTD | 040-1203P01 | Active
002406991 | TERMINATION KIT,ELECTRICAL CABLE | Outdoor, 0.6/1kV, 16mm2, 4 Core XLPE Cable, Insect Protected c/w 4-Way Glove, 4 x Tubing, Red White & Blue Colour Coding, 4 x 16mm2 Cu Crimp Links, | PLP | PREFORMED LINE PRODUCTS (AUST) | CPA-SEH4-U-001-016 | Active
002406991 | TERMINATION KIT,ELECTRICAL CABLE | Outdoor, 0.6/1kV, 16mm2, 4 Core XLPE Cable, Insect Protected c/w 4-Way Glove, 4 x Tubing, Red White & Blue Colour Coding, 4 x 16mm2 Cu Crimp Links, | TECONN | TE CONNECTIVITY LTD | EPKT-ERG5 | Active
002451359 | CABLE,POWER,ELECTRICAL | 0.6/1kV, 4C+E, 6mm2 + 2.5mm2 E (7/1.04) Cu, X-90 Insulated/HFS-110-TP Bedded/DBT /HFS-110-TP Sheath/Nylon/HFS-110-TP Sheath, UV Stabilised, EESS-10733-01, | OLEX | OLEX AUSTRALIA PTY LTD | PDYP11SB004OMEM | Active
002438786 | BEND,ELECTRICAL CONDUIT | 150mm, 90 Deg, 1000mm Rad, HD, Orange | MMELEC | MM ELECTRICAL MERCHANDISING | PIP150HDCON1000R90B | Active
000446469 | LETTER,SIGN | (T), Pressed Al, Plain, Dwg 22-A4-200 Rev B | METALTI | METAL-TECH INDUSTRIES (TRADE POLISHERS) | LETTER T | Active
000003428 | CIRCUIT BREAKER | MCB iC60H, 20A, 2 Pole, 415V AC 15kA C-Curve, 125V DC 15kA, 36 x 85 x 79mm, 35mm DIN Rail Mount | SCHNEIDR | SCHNEIDER PTY LTD (MANUFACTURER) | A9F54220 | Active
002459675 | SOLAR CELL PANEL ASSEMBLY | SW-M60W FLY 5M, 60W, 12V, Solar Panel Module c/w MVTSTP020 Bracket S/Steel & MVTCNPV-40M Angle, for RTCM Solar Site Smart Reporter (scm) | HRSTMNN | HORSTMANN GMBH (MANUFACTURER) | MVTSOLARPANELKIT | Active
002436145 | CRIMPING TOOL,HYDRAULIC | Remote Crimp, 23 Tonne, Operate from HB-10 Type Hydraulic Intensifier, 10000psi Crimp Pressure c/w Canvas Carry Bag | LEGEND | LEGEND POWER SYSTEMS | MSS-RH23 | Active
002405114 | TERMINATION KIT,ELECTRICAL CABLE | Indoor, for 11kV, 3 Core, 240mm2, Al, XLPE Insulated Cu Wire Screened Cable c/w 3 x 240mm Al Sealed Compression Lugs & 1 x 95mm Tinned Cu Compression Lug | TECONN | TE CONNECTIVITY LTD | IXSU-FERG196A | Active
002439750 | CROSSARM,COMPOSITE | Fibre, 3300mm Lg Nom, 125 x 125mm, 11kV Strain/Termination, Drilled, Dwg 1030985-01 (scm) | WAGNERS | WAGNERS CFT MANUFACTURING | EC006-00086 | Active
002456564 | CROSSARM,COMPOSITE | 2900 x 125 x 125mm, Delta c/w Line Post Insulator Arm, for Maintenance Constructions, EE Dwg 6-2-3008-1 & EE Dwg 1047766-02 (scm) | WAGNERS | WAGNERS CFT MANUFACTURING | EC006-00101 | Active
002435915 | CONNECTOR ELBOW | Set of 3, 630A, Bolted, suit 11kV 1 Core 185-300mm2 XLPE Cable, Shear Bolt Connectors, for Areva HV Switchgear (scm) | TECONN | TE CONNECTIVITY LTD | RSTI-5855-AU02 | Active
002435915 | CONNECTOR ELBOW | Set of 3, 630A, Bolted, suit 11kV 1 Core 185-300mm2 XLPE Cable, Shear Bolt Connectors, for Areva HV Switchgear (scm) | TECONN | TE CONNECTIVITY LTD | RSTI-ERG45 | Active
001727680 | BOLT,MACHINE | M12 x 60mm, Hex, S/Steel Gde 316 c/w Hex Nut S/Steel Gde 304, Aust Std (P25) | THEBLTPL | THE BOLT PLACE | 1727680 | Active
002459279 | CONNECTOR ASSEMBLY,ELECTRICAL | Fusesaver, Line Clamp with Right Angle Parking Bar, for the Connection of SWER Reactors | SIEMENS | SIEMENS LTD | 3AD8434-1CA00-0AA1+3AX1350-5E | Active
002459287 | SECTIONALISER | Fusesaver Low Range, 27kV, 40A Current, Fuse Rating 2-20A, 1.5kA RMS Breaking Current, 3.75kA Peak Making Current w/out Comms Module (scm) | SIEMENS | SIEMENS LTD | 3AD8434-1EA00-0AA1 | Active
002459394 | CROSSARM,COMPOSITE | 2800 x 125 x 125mm, Rural Intermediate, 0-4.5 Deg Angle, for Maintenance Constructions, EE Dwg 6-2-3027 & Dwg 1047766-08 | WAGNERS | WAGNERS CFT MANUFACTURING | EC006-00110 | Active
002459444 | PLUG | ST Simplex Blanking Plug, Round, Nylon | OPTICAL | OPTICAL FIBRE SYSTEMS PTY LTD | OFS-PLG-ST | Active
000560119 | INSULATOR,PIN | 11kV, 7kN, Type SLP/11/180, Pattern 'A' Thread, ETS 10-01-01, Item 3 (scm) | TECONN | TE CONNECTIVITY LTD | PI-SLP-11-180-PG | Active
000003803 | CONTROL,TRANSMITTER | FQD5, 160kVA, Indoor Cabinet 120cm W x 200cm H x 60cm D c/w 1 Output, Interference Coil/Filter, Solid Front Door, suit Landis & Gyr Loose Coupled | LANDIS | LANDIS GYR (AUST) PTY LTD | FQD5.4 | Active
000003804 | CONTROL,TRANSMITTER | FQD6, 280kVA, Indoor Cabinet 120cm W x 200cm H x 60cm D c/w 1 Output, Interference Coil/Filter, Solid Front Door, suit Landis & Gyr Loose Coupled | LANDIS | LANDIS GYR (AUST) PTY LTD | FQD6.4 | Active
002405338 | DISPENSER,HAND CLEANER | 750ml, Grease Grabber (Only for use with 2406038 disposable cartridge) | BLKWOODJ | J BLACKWOOD & SONS LIMITED | BLA04717466 | Active
002461416 | MARKER,AIRCRAFT WARNING | 185mm Dia Sphere, suit 4.5mm to 47mm Cable (scm) | RONSTAN | RONSTAN INDUSTRIAL PTY LTD | RF111A | Active
002461424 | TERMINATION,PREFORMED | FT, LAMPREY, ACSR, Two Piece, Colour Code White, Dwg 052-022-RD | PLP | PREFORMED LINE PRODUCTS (AUST) | FTG-087-SB | Active
002461564 | TERMINATION KIT,ELECTRICAL CABLE | Indoor, 11kV, 35mm2 Al, Triplex TR-XLPE Cable, Insect Protected, 11kV ABB SD Series RMU c/w Heat Shrink Cable Term Kit, Bush Insulation, 25-95mm Cable Core | LEGEND | LEGEND POWER SYSTEMS | H11I1XEG002 | Active
002461564 | TERMINATION KIT,ELECTRICAL CABLE | Indoor, 11kV, 35mm2 Al, Triplex TR-XLPE Cable, Insect Protected, 11kV ABB SD Series RMU c/w Heat Shrink Cable Term Kit, Bush Insulation, 25-95mm Cable Core | JBJOINT | JB JOINTING SUPPLIES PTY LTD | JB-11-95-SDAF | Active
002461564 | TERMINATION KIT,ELECTRICAL CABLE | Indoor, 11kV, 35mm2 Al, Triplex TR-XLPE Cable, Insect Protected, 11kV ABB SD Series RMU c/w Heat Shrink Cable Term Kit, Bush Insulation, 25-95mm Cable Core | TECONN | TE CONNECTIVITY LTD | IXSU-FERG9 | Active
002451425 | CABLE,POWER,ELECTRICAL | Flexible, 0.6/1kV, 1C, 25mm2 Cu, X-HF-110 Insulated/HFS-110-TP Sheath (6.6/816) | OLEX | OLEX AUSTRALIA PTY LTD | BZHX03AA001CXNA | Active
000003746 | MODULE,ELECTRONIC | Rectifier Module, 48V DC, 33.0A RT4B, suit RTP 48V Battery Charger, Tech Spec EESS-10735-01-0B | LEGEND | LEGEND POWER SYSTEMS | RPS-RT4B48/33-RTP | Active
000003748 | MODULE,ELECTRONIC | Rectifier Module, 125/110V DC, 12A RT4B, suit RTP 125V or 110V Battery Charger, Tech Spec EESS-10735-01-0B | LEGEND | LEGEND POWER SYSTEMS | RPS-RT4B120/12-RTP | Active
002425841 | DISPENSER | Stay Wire, Truck/Floor Mounted | DIX | DIX MANUFACTURING GROUP | 98918-1 | Active
000446493 | LETTER,SIGN | (W), Pressed Al, Plain, Dwg 22-A4-200 Rev B (P100) | METALTI | METAL-TECH INDUSTRIES (TRADE POLISHERS) | LETTER W | Active
000676309 | FUSEHOLDER,BASE & CARRIER | 69kV, SMD-50, 100A, Vertical Offset (Cat 92046R3, Brochure 212-31 Page 10) | ELECDIST | ELECTRICAL DISTRIBUTION & TRANS | 92046R3 | Active
002402266 | CAPACITOR ASSEMBLY | Type CHD630B, 22.0 to 23.0uf Range, 333kVAr, 50Hz, 1 Ph, 6930V, YOM 1999 | ABBAUST | ABB AUSTRALIA PTY LTD | CHD630B | Active
002462273 | METER,WATTHOUR | Prog Id 89545, Mk10E, 3 Element, 3Ph, 4 Wire, 240V, 5-20A, Class 0.5S, Bottom Connect, Comms Capable | EDMI | EDMI PTY LTD | 1E00-20H0-611-27-F12-201300-03 | Active
002461630 | TERMINATION KIT,ELECTRICAL CABLE | Outdoor, 11kV, 185mm2 Al & 240mm2 Cu, Triplex XLPE Cable, Insect Protected c/w Heat Shrink Cable Term Kit, Solvent Wipes, 95-240mm Cable Core Mechanical | JBJOINT | JB JOINTING SUPPLIES PTY LTD | JB-11-240-OD | Active
002461630 | TERMINATION KIT,ELECTRICAL CABLE | Outdoor, 11kV, 185mm2 Al & 240mm2 Cu, Triplex XLPE Cable, Insect Protected c/w Heat Shrink Cable Term Kit, Solvent Wipes, 95-240mm Cable Core Mechanical | LEGEND | LEGEND POWER SYSTEMS | H11I1XEG007 | Active
002461630 | TERMINATION KIT,ELECTRICAL CABLE | Outdoor, 11kV, 185mm2 Al & 240mm2 Cu, Triplex XLPE Cable, Insect Protected c/w Heat Shrink Cable Term Kit, Solvent Wipes, 95-240mm Cable Core Mechanical | SICAME | SICAME AUSTRALIA PTY LTD | HST-11-OX1-185240-EQTP1 | Active
002461630 | TERMINATION KIT,ELECTRICAL CABLE | Outdoor, 11kV, 185mm2 Al & 240mm2 Cu, Triplex XLPE Cable, Insect Protected c/w Heat Shrink Cable Term Kit, Solvent Wipes, 95-240mm Cable Core Mechanical | PLP | PREFORMED LINE PRODUCTS (AUST) | CPA-CAESK-12-150-240 | Active
002461630 | TERMINATION KIT,ELECTRICAL CABLE | Outdoor, 11kV, 185mm2 Al & 240mm2 Cu, Triplex XLPE Cable, Insect Protected c/w Heat Shrink Cable Term Kit, Solvent Wipes, 95-240mm Cable Core Mechanical | TECONN | TE CONNECTIVITY LTD | OXSU-FERG16 | Active
002461648 | TERMINATION KIT,ELECTRICAL CABLE | Outdoor, 11kV, 400mm2 Al Triplex or 400mm2 Cu (3x1C) XLPE Cable, Insect Protected c/w Heat Shrink Cable Term Kit, Cable Core & Screen Lugs (scm) | LEGEND | LEGEND POWER SYSTEMS | H11I1XEG008 | Active
002461648 | TERMINATION KIT,ELECTRICAL CABLE | Outdoor, 11kV, 400mm2 Al Triplex or 400mm2 Cu (3x1C) XLPE Cable, Insect Protected c/w Heat Shrink Cable Term Kit, Cable Core & Screen Lugs (scm) | JBJOINT | JB JOINTING SUPPLIES PTY LTD | JB-11-400-OD | Active
002461648 | TERMINATION KIT,ELECTRICAL CABLE | Outdoor, 11kV, 400mm2 Al Triplex or 400mm2 Cu (3x1C) XLPE Cable, Insect Protected c/w Heat Shrink Cable Term Kit, Cable Core & Screen Lugs (scm) | SICAME | SICAME AUSTRALIA PTY LTD | HST-11-OX1-400-EQTP1 | Active
002461648 | TERMINATION KIT,ELECTRICAL CABLE | Outdoor, 11kV, 400mm2 Al Triplex or 400mm2 Cu (3x1C) XLPE Cable, Insect Protected c/w Heat Shrink Cable Term Kit, Cable Core & Screen Lugs (scm) | TECONN | TE CONNECTIVITY LTD | OXSU-FERG17 | Active
002461606 | TERMINATION KIT,ELECTRICAL CABLE | Indoor, 11kV, 185mm2 Al & 240mm2 Cu, Triplex XLPE Cable, Insect Protected, fo 11kV ABB SD Series Switchgear c/w Heat Shrink Cable Term Kit, Bushing | LEGEND | LEGEND POWER SYSTEMS | H11I1XEG003 | Active
002461606 | TERMINATION KIT,ELECTRICAL CABLE | Indoor, 11kV, 185mm2 Al & 240mm2 Cu, Triplex XLPE Cable, Insect Protected, fo 11kV ABB SD Series Switchgear c/w Heat Shrink Cable Term Kit, Bushing | SICAME | SICAME AUSTRALIA PTY LTD | HST-11-IX1-185240-EQTP2 | Active
002461606 | TERMINATION KIT,ELECTRICAL CABLE | Indoor, 11kV, 185mm2 Al & 240mm2 Cu, Triplex XLPE Cable, Insect Protected, fo 11kV ABB SD Series Switchgear c/w Heat Shrink Cable Term Kit, Bushing | JBJOINT | JB JOINTING SUPPLIES PTY LTD | JB-11-240-SDAF | Active
002461606 | TERMINATION KIT,ELECTRICAL CABLE | Indoor, 11kV, 185mm2 Al & 240mm2 Cu, Triplex XLPE Cable, Insect Protected, fo 11kV ABB SD Series Switchgear c/w Heat Shrink Cable Term Kit, Bushing | TECONN | TE CONNECTIVITY LTD | IXSU-FERG13 | Active
002400013 | BOLT,MACHINE | M12 x 140mm, Hex, Galv c/w Galv Hex Nut, Aust Std (P100) | THEBLTPL | THE BOLT PLACE | 2400013 | Active
002479517 | CONNECTOR ASSEMBLY,ELECTRICAL | 4-Hole Pad Tee, Al, 50mm Main Run Pipe to 50mm Center Palm Pad c/w 4 x 14mm Holes | ADAPTAUS | ADAPT AUSTRALIA PTY LTD | PLKM1100D050E1 | Active
002479517 | CONNECTOR ASSEMBLY,ELECTRICAL | 4-Hole Pad Tee, Al, 50mm Main Run Pipe to 50mm Center Palm Pad c/w 4 x 14mm Holes | DMCPWR | DMC POWER (MANUFACTURER) | PLKM1100D050E1 | Active
002479533 | CONNECTOR ASSEMBLY,ELECTRICAL | Bus to Pad Expansion Terminal, w/Guide, Al, 50mm Pipe to Center Formed 4-Hole # 5 Pad | ADAPTAUS | ADAPT AUSTRALIA PTY LTD | PLKM2600D050P5 | Active
002479533 | CONNECTOR ASSEMBLY,ELECTRICAL | Bus to Pad Expansion Terminal, w/Guide, Al, 50mm Pipe to Center Formed 4-Hole # 5 Pad | DMCPWR | DMC POWER (MANUFACTURER) | PLKM2600D050P5 | Active
002479558 | CONNECTOR ASSEMBLY,ELECTRICAL | Elbow Coupler, Al, 90 Deg, 50mm Pipe | ADAPTAUS | ADAPT AUSTRALIA PTY LTD | PLKM1400D050E4 | Active
002479558 | CONNECTOR ASSEMBLY,ELECTRICAL | Elbow Coupler, Al, 90 Deg, 50mm Pipe | DMCPWR | DMC POWER (MANUFACTURER) | PLKM1400D050E4 | Active
002479525 | CONNECTOR ASSEMBLY,ELECTRICAL | Tee, Al, 90 Deg, 50mm Main Run Pipe to 50mm Pipe Tap | ADAPTAUS | ADAPT AUSTRALIA PTY LTD | PLKM1500D050050E1 | Active
002479525 | CONNECTOR ASSEMBLY,ELECTRICAL | Tee, Al, 90 Deg, 50mm Main Run Pipe to 50mm Pipe Tap | DMCPWR | DMC POWER (MANUFACTURER) | PLKM1500D050050E1 | Active
001704537 | BOLT,MACHINE | M20 x 240mm, Hex, Galv c/w Galv Hex Nut, Aust Std (P15) (scm) | GREGSF | GREG SEWELL FORGINGS PTY LTD | 1704537 | Active
001704782 | BOLT,MACHINE | M20 x 700mm, Hex, Galv c/w Galv Hex Nut, Aust Std (P5) (scm) | GREGSF | GREG SEWELL FORGINGS PTY LTD | 1704782 | Active
000621199 | FUSE,CARTRIDGE | 500V AC, HRC DIN Type, 63A, Size 1, ETS 12-02-01 Group E (scm) | FUSECO | FUSECO POWER SOLUTIONS PTY LTD | NH1F-63 | Active
002461184 | FUSE CUTOUT,PRIMARY EXPULSION | EDO, Type C - Composite Insulator, 12/24kV Drop Out, 150kV BIL, 366mm Fuse Holder c/w S/Steel Components | NGKSTANG | NGK STANGER PTY LTD | 72298/17ERGON | Active
002461762 | TERMINATION KIT,ELECTRICAL CABLE | Preformed Helical, FT, suit Long Span, ADSS 96 Optical Fibre Cable, 17.0-17.9mm Dia c/w Clevis Thimble, Support Rod, Ext Link & Helical | PLP | PREFORMED LINE PRODUCTS (AUST) | ADSSTS-170-LG | Active
000030040 | CONNECTOR ASSEMBLY,ELECTRICAL | Compression Tee Configuration Bus Support, suit 125mm Busbar | ADAPTAUS | ADAPT AUSTRALIA PTY LTD | PLKM2272D080125E1H | Active
002436319 | BOLT,MACHINE | M24 x 500mm, Hex, Gde 8.8 c/w Galv Nut | HOBSON | HOBSON ENGINEERING CO PTY LTD | KBHK0GCM240500 | Active
000003924 | DESICCANT KIT | Desiccant Conversion Kit, Bottom to Top Style c/w Double Ring, Double O-ring, Grease, Desiccant Contrainer & Bags, for ABB EDF SK1-1 CB | ABBAUST | ABB AUSTRALIA PTY LTD | PTHV-EDF008-R3 | Active
002461598 | TERMINATION KIT,ELECTRICAL CABLE | Indoor, 11kV, 185mm2 Al & 240mm2 Cu, TR-XLPE Cable, Insect Protected, for 11kV ABB SafeLink RMU c/w Heat Shrink Cable Term Kit, 95-240mm Cable Core | LEGEND | LEGEND POWER SYSTEMS | H11I1XEG006 | Active
002461598 | TERMINATION KIT,ELECTRICAL CABLE | Indoor, 11kV, 185mm2 Al & 240mm2 Cu, TR-XLPE Cable, Insect Protected, for 11kV ABB SafeLink RMU c/w Heat Shrink Cable Term Kit, 95-240mm Cable Core | SICAME | SICAME AUSTRALIA PTY LTD | HST-11-IX1-185240-EQTP1 | Active
002461598 | TERMINATION KIT,ELECTRICAL CABLE | Indoor, 11kV, 185mm2 Al & 240mm2 Cu, TR-XLPE Cable, Insect Protected, for 11kV ABB SafeLink RMU c/w Heat Shrink Cable Term Kit, 95-240mm Cable Core | JBJOINT | JB JOINTING SUPPLIES PTY LTD | JB-11-240-SBC | Active
002461598 | TERMINATION KIT,ELECTRICAL CABLE | Indoor, 11kV, 185mm2 Al & 240mm2 Cu, TR-XLPE Cable, Insect Protected, for 11kV ABB SafeLink RMU c/w Heat Shrink Cable Term Kit, 95-240mm Cable Core | AUSTMOLD | AUSTRALMOLD PTY LTD | 3X(AIN10-2-C70.240X12 )CW ERG | Active
002461598 | TERMINATION KIT,ELECTRICAL CABLE | Indoor, 11kV, 185mm2 Al & 240mm2 Cu, TR-XLPE Cable, Insect Protected, for 11kV ABB SafeLink RMU c/w Heat Shrink Cable Term Kit, 95-240mm Cable Core | TECONN | TE CONNECTIVITY LTD | IXSU-FERG11 | Active
000621112 | FUSE,CARTRIDGE | 11kV, HRC Current Limiting, 50A, 20kA Fault Rating, Powder Filled (scm) | COOPER | COOPER ELECTRICAL AUSTRALIA PTY LTD | FAK44W50 | Active
001703263 | BOLT,MACHINE | M12 x 50mm, Hex, Galv c/w Galv Hex Nut, Aust Std (P150) (scm) | THEBLTPL | THE BOLT PLACE | 1703263 | Active
000446507 | LETTER,SIGN | (Y), Pressed Al, Plain, Dwg 22-A4-200 Rev B | METALTI | METAL-TECH INDUSTRIES (TRADE POLISHERS) | LETTER Y | Active
002426849 | CLEVIS,SOCKET | 160kN, with R Clip, ETS 11-09-01 | PLP | PREFORMED LINE PRODUCTS (AUST) | SC160AR | Active
002461192 | INDICATOR,FAULT LOCATING | Smart Navigator, Temp Monitoring/Sensor, 800-2400A Trip Level, <161kV/50Hz Max Operating, 25kA/1sec, 2.4GHz/1mW/MSK, -40 to 130DegC Measurement Range, | HRSTMNN | HORSTMANN GMBH (MANUFACTURER) | 43-3138-100 | Active
002461192 | INDICATOR,FAULT LOCATING | Smart Navigator, Temp Monitoring/Sensor, 800-2400A Trip Level, <161kV/50Hz Max Operating, 25kA/1sec, 2.4GHz/1mW/MSK, -40 to 130DegC Measurement Range, | MVTECH | MV TECHNOLOGY SOLUTIONS P/L | 43-3138-100 | Active
000105033 | TERMINATION KIT,ELECTRICAL CABLE | Indoor, 11kV, 185mm2 Al, TR-XLPE Cable, for 11kV ABB SafeLink RMU c/w Cold Shrink Cable Term Kit, Crimp Cable Core, Screen Lugs & Fixings, EPS0077 | TECONN | TE CONNECTIVITY LTD | IXSU-FERG11 | Phasing
000104404 | CONNECTOR ELBOW | Set of 3, 630A, Bolted, suit 22kV 1 Core 35mm2 Al, XLPE Cable, Insect Protected Cable Double Brass Tape, F & G Type CB (scm) | TECONN | TE CONNECTIVITY LTD | RSTI-ERG41 | Active
000621172 | FUSE,CARTRIDGE | 500V AC, HRC DIN Type, 160A, Size 00, Low Watts Loss, ETS 12-02-01 Group E (scm) | FUSECO | FUSECO POWER SOLUTIONS PTY LTD | NH00F-160 | Active
002461663 | TERMINATION KIT,ELECTRICAL CABLE | Outdoor, 19.1/33kV, 300mm2 Al, 1 Core TR-XLPE Cable, Insect Protected (3 per set) c/w Heat Shrink Cable Term Kit, Solvent Wipes, Cable Core & Screen | TECONN | TE CONNECTIVITY LTD | OXSU-FERG22 | Active
002400025 | BOLT,MACHINE | M20 x 120mm, Hex, Galv c/w Galv Hex Nut, Aust Std (P30) (scm) | GREGSF | GREG SEWELL FORGINGS PTY LTD | 2400025 | Active
002459865 | CABLE BASKET | FOSC-D, Loose Tube Storage Basket, Capacity 24 x 2.6m, 3mm OD Loose Tube, for Closure Joint Box | OPTICAL | OPTICAL FIBRE SYSTEMS PTY LTD | FOSC-D-BASKET | Active
002460020 | PLUG | 12mm, Tapered Plastic, Black, suit 10mm Dia Pole Saver Rod, for Sealing Inspection Holes in Wood Poles, 200 per Bag | PRESCHEM | PRESCHEM POLE MAINTENANCE PTY LTD | PP12 | Active
002463321 | SEAL | Silicone Cable Seal, 2.03 to 2.85mm, Green, Weather Pack, Hino JO8 Electrical Parts | EPDE | ELECTRO-POWER AND DATA EQUIPMENT P/L | 12015323 | Active
002463768 | STARTER,MOTOR | for Scania Engine, DC12 & DC13 Mechanical Parts | SCANIA | SCANIA AUSTRIALIA | 573507 | Phasing
002462240 | INDICATOR,FAULT LOCATING | Smart Navigator, Temp Monitoring/Sensor, 50-1200A Trip Level, <161kV/50Hz Max Operating, 25kA/1sec, 2.4GHz/1mW/MSK, -40 to 130DegC Measurement Range, | HRSTMNN | HORSTMANN GMBH (MANUFACTURER) | 43-3108-100 | Active
002462240 | INDICATOR,FAULT LOCATING | Smart Navigator, Temp Monitoring/Sensor, 50-1200A Trip Level, <161kV/50Hz Max Operating, 25kA/1sec, 2.4GHz/1mW/MSK, -40 to 130DegC Measurement Range, | MVTECH | MV TECHNOLOGY SOLUTIONS P/L | 43-3108-100 | Active
002463552 | O-RING | Oil Cooler O-Ring No 3, Scania DC12 & DC13 Mechanical Parts | SCANIA | SCANIA AUSTRIALIA | 1484766 | Active
000003965 | RECLOSER,AUTO | N27kV,16kA-630A Cable, Ultra ADVC Cubical c/w FlexVue HMI, FTIM Connection Cable, Top Auxiliary Tray & 12 AH Batteries, Instantaneous Power, Voltage | SCHNEIDR | SCHNEIDER PTY LTD (MANUFACTURER) | N27ACRSF62716150630+8800163100 | Active
002434140 | TERMINATION KIT,ELECTRICAL CABLE | Outdoor, 19.1/33kV, 50mm2 Al, 1 Core TR-XLPE Cable, Insect Protected (3 per set) c/w Cold Shrink Cable Term Kit, Solvent Wipes, Cable Core & Screen | TECONN | TE CONNECTIVITY LTD | OXSU-FERG21 | Phasing
002461556 | TERMINATION KIT,ELECTRICAL CABLE | Indoor, 11kV, 35mm2 Al, Triplex TR-XLPE Cable, Insect Protected, 11kV ABB SafeLink RMU c/w Heat Shrink Cable Term Kit, 25-95mm Cable Core Mechanical & | LEGEND | LEGEND POWER SYSTEMS | H11I1XEG001 | Active
002461556 | TERMINATION KIT,ELECTRICAL CABLE | Indoor, 11kV, 35mm2 Al, Triplex TR-XLPE Cable, Insect Protected, 11kV ABB SafeLink RMU c/w Heat Shrink Cable Term Kit, 25-95mm Cable Core Mechanical & | JBJOINT | JB JOINTING SUPPLIES PTY LTD | JB-11-95-SBC | Active
002461556 | TERMINATION KIT,ELECTRICAL CABLE | Indoor, 11kV, 35mm2 Al, Triplex TR-XLPE Cable, Insect Protected, 11kV ABB SafeLink RMU c/w Heat Shrink Cable Term Kit, 25-95mm Cable Core Mechanical & | TECONN | TE CONNECTIVITY LTD | IXSU-FERG8 | Active
002461572 | TERMINATION KIT,ELECTRICAL CABLE | Indoor, 11kV, 35mm2 Al, Triplex TR-XLPE Cable, Insect Protected, 11kV Magnefix MD Series RMU c/w Heat Shrink Cable Term Kit, Holec 502.0047/3 Connection Kit, | TECONN | TE CONNECTIVITY LTD | IXSU-FERG10 | Active
002461655 | TERMINATION KIT,ELECTRICAL CABLE | Outdoor, 19.1/33kV, 50mm2 Al, 1 Core TR-XLPE Cable, Insect Protected (3 per set) c/w Heat Shrink Cable Term Kit, Solvent Wipes, Cable Core & Screen | TECONN | TE CONNECTIVITY LTD | OXSU-FERG21 | Active
001631029 | CABLE,POWER,ELECTRICAL | Pilot, O/H, 6 Quad, 12 Pair, Cu, Solid PE Insulated/Wrapped/PE Inner Sheath/ Al Foil Screen/Integral Bearer Sheath (1/0.90) c/w 7/2.00 HT GSW (500m Drum) | OLEX | OLEX AUSTRALIA PTY LTD | TEXT90IB012 | Active
002400908 | INSULATION SLEEVING,ELECTRICAL | Heat Shrink Tubing, 75/22mm, 200mm Lg, Medium Wall c/w Sealant | TECONN | TE CONNECTIVITY LTD | MWTM-85/25-1200/S(S5) | Active
002400908 | INSULATION SLEEVING,ELECTRICAL | Heat Shrink Tubing, 75/22mm, 200mm Lg, Medium Wall c/w Sealant | PLP | PREFORMED LINE PRODUCTS (AUST) | CPA-SRH2-075-022-200 | Active
002400908 | INSULATION SLEEVING,ELECTRICAL | Heat Shrink Tubing, 75/22mm, 200mm Lg, Medium Wall c/w Sealant | GILBERT | GILBERT LODGE AUSTRALIA PTY LTD | MWTM85/25200 | Active
002473817 | ANTENNA | Whip, 4G LTE Cellular Mobile Antenna, Collinear, 6.5dBi, 698-2700MHz, Black Fibreglass, Replacement Whip Only | RFIND | RF INDUSTRIES PTY LTD | CDR7195-B-WHIP | Active
000000297 | CAPACITOR ASSEMBLY | Type ELKA094, 210uF, 1484.4kVAr, 1500V, 50Hz, 1 Ph, Capacitor Can, Insualtion Level 6/25, Fluid Type F810, IEC 60871, YOM 2006 | ABBAUST | ABB AUSTRALIA PTY LTD | HVC6183 | Phasing
002465847 | SODIUM CARBONATE | Washing Soda | ALLENS | ALLENS INDUSTRIAL PRODUCTS | MISC WASHING SODA | Active
002462349 | THERMOMETER,INDICATING,RESISTANCE | RTD PT100 Sensor, 6 x 50mm S/Steel Sheath Stem Tip mounted on 25 x 25mm S/Steel Surface Pad c/w 50m Lg, 3 Core Teflon Extension Lead, Dwg 8400 | PRTS | PACIFIC RIM TECHNICAL SERVICES | SD 8400 - 50M | Active
002462356 | THERMOMETER,INDICATING,RESISTANCE | RTD PT100 Sensor, 6 x 50mm S/Steel Sheath Stem Tip mounted on 25 x 25mm S/Steel Surface Pad c/w 75m Lg, 3 Core Teflon Extension Lead, Dwg 8400 | PRTS | PACIFIC RIM TECHNICAL SERVICES | SD 8400 - 75M | Active
000104283 | TERMINATION KIT,ELECTRICAL CABLE | Outdoor, 11kV, 240mm2 Cu, Triplex XLPE Cable, Insect Protected c/w Cold Shrink Cable Term Kit, Solvent Wipes, Crimp Cable Core Lugs & Crimp Cable Screen | TECONN | TE CONNECTIVITY LTD | OXSU-FERG16 | Phasing
002462331 | THERMOMETER,INDICATING,RESISTANCE | RTD PT100 Sensor, 6 x 50mm S/Steel Sheath Stem Tip mounted on 25 x 25mm S/Steel Surface Pad c/w 30m Lg, 3 Core Teflon Extension Lead, Dwg 8400 | PRTS | PACIFIC RIM TECHNICAL SERVICES | SD 8400 - 30M | Active
002461622 | TERMINATION KIT,ELECTRICAL CABLE | Outdoor, 11kV, 35mm2 Al, Triplex TR-XLPE Cable, Insect Protected c/w Heat Shrink Cable Term Kit, Solvent Wipes, 25-95mm Cable Core Mechanical & Screen Crimp | LEGEND | LEGEND POWER SYSTEMS | H11I1XEG005 | Active
002461622 | TERMINATION KIT,ELECTRICAL CABLE | Outdoor, 11kV, 35mm2 Al, Triplex TR-XLPE Cable, Insect Protected c/w Heat Shrink Cable Term Kit, Solvent Wipes, 25-95mm Cable Core Mechanical & Screen Crimp | JBJOINT | JB JOINTING SUPPLIES PTY LTD | JB-11-95-OD | Active
002461622 | TERMINATION KIT,ELECTRICAL CABLE | Outdoor, 11kV, 35mm2 Al, Triplex TR-XLPE Cable, Insect Protected c/w Heat Shrink Cable Term Kit, Solvent Wipes, 25-95mm Cable Core Mechanical & Screen Crimp | TECONN | TE CONNECTIVITY LTD | OXSU-FERG15 | Active
002462364 | THERMOMETER,INDICATING,RESISTANCE | RTD PT100 Sensor, 6 x 50mm S/Steel Sheath Stem Tip mounted on 25 x 25mm S/Steel Surface Pad c/w 100m Lg, 3 Core Teflon Extension Lead, Dwg 8400 | PRTS | PACIFIC RIM TECHNICAL SERVICES | SD 8400 - 100M | Active
002451888 | ANTENNA | HPX, High Performance Parabolic Shielded Dual-polarized, Microwave Antenna, Grey, 1.8m/6ft, 6.425-7.125GHz, PDR70, Std White Radome c/w Flash, Std Pack, | COMMSINC | COMMSCOPE INC | HPX6-65-D1A - ANDREW | Active
002461614 | TERMINATION KIT,ELECTRICAL CABLE | Indoor, 11kV, 400mm2 Al Triplex & 400mm2 Cu (3x1C) XLPE Cable, Insect Protected, for 11kV ABB SafeLink RMU c/w Heat Shrink Cable Term Kit, Bushing | LEGEND | LEGEND POWER SYSTEMS | H11I1XEG004 | Active
002461614 | TERMINATION KIT,ELECTRICAL CABLE | Indoor, 11kV, 400mm2 Al Triplex & 400mm2 Cu (3x1C) XLPE Cable, Insect Protected, for 11kV ABB SafeLink RMU c/w Heat Shrink Cable Term Kit, Bushing | JBJOINT | JB JOINTING SUPPLIES PTY LTD | JB-11-400-SBC | Active
002461614 | TERMINATION KIT,ELECTRICAL CABLE | Indoor, 11kV, 400mm2 Al Triplex & 400mm2 Cu (3x1C) XLPE Cable, Insect Protected, for 11kV ABB SafeLink RMU c/w Heat Shrink Cable Term Kit, Bushing | SICAME | SICAME AUSTRALIA PTY LTD | HST-11-IX1-400-EQTP1 | Active
002461614 | TERMINATION KIT,ELECTRICAL CABLE | Indoor, 11kV, 400mm2 Al Triplex & 400mm2 Cu (3x1C) XLPE Cable, Insect Protected, for 11kV ABB SafeLink RMU c/w Heat Shrink Cable Term Kit, Bushing | TECONN | TE CONNECTIVITY LTD | IXSU-FERG14 | Active
002461580 | TERMINATION KIT,ELECTRICAL CABLE | Indoor, 11kV, 185mm2 Al or 240mm2 Cu, Triplex XLPE Cable, for 11kV Magnefix MD Series RMU & SFU c/w Heat Shrink Cable Term Kit, Solvent Wipes, Holec | TECONN | TE CONNECTIVITY LTD | IXSU-FERG12 | Active
002461747 | STONE,SHARPENING | 2-Step Knife Sharpener, Pull Through Style c/w Coarse Carbide & Fine Ceramic | TTLTOOL | TOTAL TOOLS TOWNSVILLE | 810137 | Active
002462950 | MOUNT,RESILIENT | NR3, Engine/Alternator Rubber Mount, Green Dot, Hino JO8 Mechanical Parts | HINO | HINO MOTORS | SAEM14162 | Active
002463784 | CAP,FILLER OPENING | Radiator Cap, Scania DC12 Mechanical Parts | PRS | PACIFIC RADIATOR SERVICES | 10 PSI | Active
002463826 | VALVE,SOLENOID | Goyen Fuel Intlet Soleniod, B2 Series, 24V DC Coil, Plain DIN Socket, 89 x 68.3 x 104mm, Scania DC12 Canopy Parts | REECE | REECE PLUMBING AUSTRALIA | 20BWJ2-CNBVT-6027 | Active
002464139 | NUT,PLAIN,HEX | M6, S/Steel Gde 316 | GLBFAST | GLOBAL FASTENERS (QLD) PTY LTD | NHXS6M06 | Active
002464246 | INSERT KIT,SCREW THREAD | M6 Helicoil Thread Repair Kit c/w Inserts, Drill Bit, Tap, Installation Tool | GLBFAST | GLOBAL FASTENERS (QLD) PTY LTD | COIL35060 | Active
002464253 | INSERT KIT,SCREW THREAD | M8 Helicoil Thread Repair Kit c/w Inserts, Drill Bit, Tap, Installation Tool | GLBFAST | GLOBAL FASTENERS (QLD) PTY LTD | COIL35080 | Active
002464261 | INSERT KIT,SCREW THREAD | M10 Helicoil Thread Repair Kit c/w Inserts, Drill Bit, Tap, Installation Tool | GLBFAST | GLOBAL FASTENERS (QLD) PTY LTD | COIL35100 | Active
002465508 | CABLE,SPECIAL PURPOSE,ELECTRICAL | Marine Grade, Tinned Cu, 2 x 1.84, 2 Core, 4mm Red & 4mm Black Twin Sheath, 50m Roll | ASHDOWN | ASHDOWN-INGRAM (NOW CALLED NAPA) | MSW 22603 | Active
002465516 | ELECTRODE,WELDING | Weldskill 316L, S/Steel, 2.5mm, 2.5kg | BLKWOODJ | J BLACKWOOD & SONS LIMITED | 00530629 | Active
002465516 | ELECTRODE,WELDING | Weldskill 316L, S/Steel, 2.5mm, 2.5kg | CIGWELD | CIGWELD WELDING EQUIPMENT | WES316225 | Active
002465557 | O-RING | Sock Filter O-Ring, 113 x 3.5mm | DETROIT | DETROIT DIESEL PARTS & ENGINES | 113MM X 3.5MM | Active
000000260 | GASKET | Set, to suit Bushing HD4, 33kV, 2000A, Grey | ABBAUST | ABB AUSTRALIA PTY LTD | 281-0737P20 | Active
002403826 | DEODORANT,GENERAL PURPOSE | Enviroclean Tablets, Biodegradable Toilet Blocks, 10kg Container | MINEHAN | MINEHAN AGENCIES PTY LTD | 16-03-08335 | Active
002463990 | SCREW,MACHINE | Panhead, M3 x 25mm, S/Steel | GLBFAST | GLOBAL FASTENERS (QLD) PTY LTD | MTPAS6M030025 | Active
002463081 | REGULATOR,VOLTAGE | AVR, 80-270V AC Input, 50/60Hz, 80V DC Output, Hino JO8 Electrical Parts | MECCALTE | MECCALTE GROUP | UVR 8172 TC | Active
002470151 | CLAMP KIT,HOSE | Solid Band | HYDRLINK | HYDRAULINK HOSE & FITTINGS | HOSE CLAMP | Active
002465383 | STRAP,RETAINING | P-Clip Cable Clamp, 7.6mm, Nylon, Black, UV Resistant | HAYMANS | HAYMANS ELECTRICAL | CAB PCBK-8 | Active
002465383 | STRAP,RETAINING | P-Clip Cable Clamp, 7.6mm, Nylon, Black, UV Resistant | CABAC | CABAC (MANUFACTURER) | PCBK-8 | Active
002465391 | STRAP,RETAINING | P-Clip Cable Clamp, 8.7mm, Nylon, Black, UV Resistant | HAYMANS | HAYMANS ELECTRICAL | CAB PCBK-9 | Active
002465391 | STRAP,RETAINING | P-Clip Cable Clamp, 8.7mm, Nylon, Black, UV Resistant | CABAC | CABAC (MANUFACTURER) | PCBK-9 | Active
002464410 | CUTTING FLUID | Rocol RTD, Lubricant, Metal Cutting Liquid, 500ml | BLKWOODJ | J BLACKWOOD & SONS LIMITED | 04384502 | Active
002464410 | CUTTING FLUID | Rocol RTD, Lubricant, Metal Cutting Liquid, 500ml | ROCOL | ROCOL LIMITED | RY550171 | Active
002420065 | PLATE,METAL | Link Plate, Assembly 120kN, 250mm Long c/w Bolts & Nuts | PLP | PREFORMED LINE PRODUCTS (AUST) | L-120-250 | Active
002471555 | BUSHING ASSEMBLY,HV | Model GOB 325/800, 66kV Transformer, Normal Oil End Shield, Porcelain, Grey, 1598mm Lg, 230mm Dia, 555mm Below Tank, 875mm Above Tank, 185mm Flange PCD | ABBAUST | ABB AUSTRALIA PTY LTD | LF123179-L | Active
002471563 | LATCH,DOOR,VEHICULAR | Draw Latch, Flexible, Medium, Black, Rubber, for Hino Canopy Door | STC | STRUT TECHNOLOGY CAIRNS | M-F7-640 | Active
002471563 | LATCH,DOOR,VEHICULAR | Draw Latch, Flexible, Medium, Black, Rubber, for Hino Canopy Door | EMBGEN | EMBEDDED GENERATION SYSTEM | F7-640 | Active
002465466 | TERMINAL,LUG | Ring Terminal, M6 Stud, Double Grip (P50) | HAYMANS | HAYMANS ELECTRICAL | CAB RT2-6DG | Active
002465466 | TERMINAL,LUG | Ring Terminal, M6 Stud, Double Grip (P50) | CABAC | CABAC (MANUFACTURER) | CAB RT2-6DG | Active
002465623 | CABLE,POWER,ELECTRICAL | Aerial, AAC/1350, 6.35/11kV, 1 x 240mm2 XLPE Insulated c/w Waterblock Compound, CCT Transformer Wire (1000m Drum) | OLEX | OLEX AUSTRALIA PTY LTD | UJAB83AAX01AAGX | Active
002466894 | CABLE,POWER,ELECTRICAL | 0.6/1kV, 2C+E, 6mm2 + 2.5mm2 E Cu/ X-HF-90 Insulated/HFS-90-TP Bedding/DBT/ HFS-90-TP Orange Sheath, Red Black Green/Yellow Insulation, 500m Wood Drum | MIDLAND | MIDLAND METALS OVERSEAS PTE LTD | MMO-2+E X 6 CU XHF HFS DBT HFS | Active
001425046 | WIRE,ELECTRICAL | Conductor Aerial, SC/AC, 3/2.75mm, 3100m Wood Drum, JTS 03-03-01 (scm) | MIDLAND | MIDLAND METALS OVERSEAS PTE LTD | MMO-SC/AC 3/2.75 | Active
001425046 | WIRE,ELECTRICAL | Conductor Aerial, SC/AC, 3/2.75mm, 3100m Wood Drum, JTS 03-03-01 (scm) | OLEX | OLEX AUSTRALIA PTY LTD | ALCLAD 3/2.75;30 | Active
002466308 | CABLE,POWER,ELECTRICAL | Control, 0.6/1kV, 8C x 4mm2 (7/0.85) Cu/X-HF-90 Insulated/HFS-90-TP Bedded/ DBT/HFS-90-TP Sheath, 500m Wood Drum, JTS 04-05-02 | MIDLAND | MIDLAND METALS OVERSEAS PTE LTD | MMO-8X4 CU XHF HFS DBT HFS | Active
002465094 | INSULATION SLEEVING,ELECTRICAL | Heat Shrink Tubing, 3/1.5mm, 1.2m Lg, Red, Thin Wall, Flame Retardant, UV Stabilised | T&BLTD | THOMAS & BETTS LTD (ABB GROUP) | T&BHSTW3R1.2 | Active
002465094 | INSULATION SLEEVING,ELECTRICAL | Heat Shrink Tubing, 3/1.5mm, 1.2m Lg, Red, Thin Wall, Flame Retardant, UV Stabilised | HAYMANS | HAYMANS ELECTRICAL | CAB XLP3RD/4FT | Active
002465094 | INSULATION SLEEVING,ELECTRICAL | Heat Shrink Tubing, 3/1.5mm, 1.2m Lg, Red, Thin Wall, Flame Retardant, UV Stabilised | CABAC | CABAC (MANUFACTURER) | XLP3RD/4FT | Active
002465326 | INSULATION SLEEVING,ELECTRICAL | Heat Shrink Tubing, 25/12.5mm, 1.2m Lg, Yellow/Green, Thin Wall, Flame Retardant UV Stabilised | T&BLTD | THOMAS & BETTS LTD (ABB GROUP) | T&BHSTW25YG1.2 | Active
002465326 | INSULATION SLEEVING,ELECTRICAL | Heat Shrink Tubing, 25/12.5mm, 1.2m Lg, Yellow/Green, Thin Wall, Flame Retardant UV Stabilised | HAYMANS | HAYMANS ELECTRICAL | CAB XLP25YG/4FT | Active
002465326 | INSULATION SLEEVING,ELECTRICAL | Heat Shrink Tubing, 25/12.5mm, 1.2m Lg, Yellow/Green, Thin Wall, Flame Retardant UV Stabilised | CABAC | CABAC (MANUFACTURER) | XLP25YG/4FT | Active
002465334 | INSULATION SLEEVING,ELECTRICAL | Heat Shrink Tubing, 38/19mm, 1.2m Lg, Red, Thin Wall, Flame Retardant, UV Stabilised | T&BLTD | THOMAS & BETTS LTD (ABB GROUP) | T&BHSTW40R1.2 | Active
002465334 | INSULATION SLEEVING,ELECTRICAL | Heat Shrink Tubing, 38/19mm, 1.2m Lg, Red, Thin Wall, Flame Retardant, UV Stabilised | HAYMANS | HAYMANS ELECTRICAL | CAB XLP38RD/4FT | Active
002465334 | INSULATION SLEEVING,ELECTRICAL | Heat Shrink Tubing, 38/19mm, 1.2m Lg, Red, Thin Wall, Flame Retardant, UV Stabilised | CABAC | CABAC (MANUFACTURER) | XLP38RD/4FT | Active
002465565 | FILTER,FLUID | Fuel Sock Filter | DETROIT | DETROIT DIESEL PARTS & ENGINES | MFS-30/50 | Active
002462992 | HYDRAULIC STRUT | Canopy Filter Vent Door Strut, S/S, suit Hino JO8 Canopy & Scania DC12 | STC | STRUT TECHNOLOGY CAIRNS | K510-8-18 600NM | Active
002463008 | HYDRAULIC STRUT | Canopy Door Gas Strut, 600nm, Hino JO8 Mechanical Parts | STC | STRUT TECHNOLOGY CAIRNS | K830-10-22 600NM | Active
002463776 | HYDRAULIC STRUT | Canopy Door Strut, 800nm, Scania DC12 Mechanical Parts | STC | STRUT TECHNOLOGY CAIRNS | K830-22-10 800NM | Active
002463818 | SWITCH,PUSH | Emergency Stop, 40mm Red Operator, Metal Twist Release, Non-illuminated w/ Autobreak Safety Contact Block, Scania DC12 Canopy Parts | HAYMANS | HAYMANS ELECTRICAL | D7M-MT44PX01S SPRECHER/SCHVH | Active
000620192 | FUSE LINK,EXPULSION | 40A, Class T, TS 06-03-01 (scm) | ABBAUST | ABB AUSTRALIA PTY LTD | 7295843 | Active
000620192 | FUSE LINK,EXPULSION | 40A, Class T, TS 06-03-01 (scm) | NGKSTANG | NGK STANGER PTY LTD | ZXT705-40BT37 | Active
000005028 | TRANSFORMER,VOLTAGE | 72.5kV, IVT, 50Hz, Post Type 1Ph Outdoor c/w Metering Accuracy Tests | KONCAR | KONCAR - ELECTRICAL INDUSTRY INC | M172165 | Active
002464113 | SETSCREW | M6 x 25mm, Hex Head, S/Steel Gde 316 | GLBFAST | GLOBAL FASTENERS (QLD) PTY LTD | SHXS6M060025SO | Active
002467553 | CROSSARM,COMPOSITE | 3100 Lg & 1920mm Lg, 125 x 125mm, Wishbone Suspension Angle Arm Set, Dwg 6-2-3038-1 & Dwg 1047766-14 (scm) | WAGNERS | WAGNERS CFT MANUFACTURING | EC006-00123, 00124 | Active
002467629 | CROSSARM,COMPOSITE | Intermediate, Top Arm, Dwg 6-2-3051-1 & Dwg 1069885-01 | WAGNERS | WAGNERS CFT MANUFACTURING | EC006-00125 | Active
002467645 | CROSSARM,COMPOSITE | Intermediate Deviation 0-7 Deg, Bottom Arm, Dwg 6-2-3051-3 & Dwg 1069885-01 | WAGNERS | WAGNERS CFT MANUFACTURING | EC006-00126 | Active
002427789 | SAFETY,BOLLARD,TRAFFIC | Portable, T-Top, Super Cone, Refl Collar c/w 8kg Base, Fully Stackable | ARTCRAFT | ARTCRAFT PTY LTD (QLD) | TT-STACK-R8 | Active
002400639 | FUSE,CARTRIDGE | 660V AC, HRC Cartridge TKF Type, 315A, 2 Hole Bolt in Centre Tags, 111mm Fixing Centres | IPDGROUP | IPD GROUP LIMITED | TKF315L | Active
002466217 | TEMPLATE,DRAFTING | MK10D Drilling Template, for Mounting Holes & Wiring Entry, 3mm Min Material Size, Clear Polycarbonate, suit Short Cable Entry Cover | NTHPLAST | NORTHERN PLASTIC SUPPLIES & FABRICATION | MK10D-TEM2 | Active
002467611 | CROSSARM,COMPOSITE | 3000mm Lg, 125 x 125mm, Suspension Angle, 20-30 Deg, Dwg 6-2-3050-1 & Dwg 1057077-03 (scm) | WAGNERS | WAGNERS CFT MANUFACTURING | EC006-00118 | Active
002426187 | TERMINAL,LUG | Compression, Cu, M10 Bolt Hole, Hex Die A/F 10.4mm, 7/.104, IMP, ETS 01-09-23 (P100) (scm) | TYCOELEC | TYCO ELECTRONICS | H1442/25 | Active
000104623 | HANDLE,SWITCH | 3Ph, Operating Handle, Insulated Bazooka to suit 11kV Magnefix MD Switchgear | EATONELE | EATON ELECTRIC SYSTEMS PTY LTD | 685312 | Active
002453405 | PIN,INSULATOR | M20, C/200/11 x 50mm, ETS 01-01-01 (scm) | GREGSF | GREG SEWELL FORGINGS PTY LTD | C/200/11 X 50MM | Active
002400124 | BOLT,MACHINE | M10 x 65mm, Hex, Galv c/w Galv Hex Nut, Aust Std (P100) | GREGSF | GREG SEWELL FORGINGS PTY LTD | 2400124 | Active
000405926 | NUT,HOOK | ABC, Dwg 01-18-01 (P10) | GREGSF | GREG SEWELL FORGINGS PTY LTD | 405926 | Active
000405926 | NUT,HOOK | ABC, Dwg 01-18-01 (P10) | ADNOUGHT | ADNOUGHT SHEETMETAL FABRICATIONS | HN20 | Active
000405926 | NUT,HOOK | ABC, Dwg 01-18-01 (P10) | BRITECH | BRI-TECH PTY LTD | HN20 | Active
000105088 | BLOCK,TACKLE | Earth Sheave, Al, 54mm OD, suit M20 Bolt (scm) | PLP | PREFORMED LINE PRODUCTS (AUST) | AS5422 | Active
002439214 | FLAG,SIGNAL | Insulated Sleeve, Warning for Polarity Test In Progress, 450 x 50mm, Warning Symbol & Text on Front, Warning Bars on Back c/w 300mm Line attaching Sleeve & | ARTCRAFT | ARTCRAFT PTY LTD (QLD) | EQL190613 C0010014 | Active
002466225 | CROSSARM,COMPOSITE | Fibre, Predrilled, 2700 x 100 x 100mm, LV, Cantilever Intermediate/Angle, Dwg 924043-10 (scm) | RMSRVR | RMS (RIVERSLEIGH MANAGEMENT SERVICES) | 2466225 | Active
002462752 | GASKET | Cam Shaft Housing Cover Gasket, Hino JO8 Mechanical Parts | HINO | HINO MOTORS | S111181011 | Active
002462760 | PUMP | Water Pump Assy, Hino JO8 Mechanical Parts | HINO | HINO MOTORS | 16100E0240 | Active
002462778 | O-RING | Water Pump Assy O-Ring, Hino JO8 Mechanical Parts | HINO | HINO MOTORS | SZ30160008 | Active
002462786 | BELT,V | Gold Ribbon, Engine Cog-Belt, 1113 Outside Length, Hino JO8 Mechanical Parts | BSI | BEARING SERVICE INC | BX 41 GOLD RIBBON | Active
002462802 | INJECTOR ASSEMBLY,FUEL | Nozzle & Holder Assy, Diesel Engine Injector, Hino JO8 Mechanical Parts | HINO | HINO MOTORS | S236003601 | Active
002462810 | WASHER | Injector Bleed-off Washer, Engine, Hino JO8 Mechanical Parts | HINO | HINO MOTORS | S236611200 | Active
002462844 | SEAL | Front Crank Shaft Seal, Engine, Hino JO8 Mechanical Parts | HINO | HINO MOTORS | 982879103 | Active
002462851 | SEAL | Rear Crank Shaft Seal, Engine, Hino JO8 Mechanical Parts | HINO | HINO MOTORS | 98280.556 | Active
002462869 | GASKET | Exhaust Gasket, Hino JO8 Mechanical Parts | HINO | HINO MOTORS | HT-S171041610 | Active
002462901 | THERMOSTAT,FLOW CONTROL | 76 Degree, Engine Cooling System, Hino JO8 Mechanical Parts | HINO | HINO MOTORS | SZ91046029 | Active
002462935 | GASKET | Turbo Exhaust Gaskets, Hino JO8 Mechanical Parts | HINO | HINO MOTORS | S241091700 | Active
002463016 | STARTER,MOTOR | for Hino Engine, JO8 Mechanincal Parts | HINO | HINO MOTORS | 28100-E0350 | Active
002463065 | SYNCHRONISER,TRANS | Analogue Synchronising Unit, Hino JO8 Electrical Parts | HEINZMNN | HEINZMANN AUSTRALIA PTY LTD | SYG-HZA | Active
002463099 | TRANSDUCER,PRESSURE | UNIK 5000 Oil Transducer, 25mm, S/Steel, 7 to 28V, 4 to 20mA, DIN 43650, IP65, 0 to 7 Bar Gauge, suit Hino JO8 Electrical Parts | TFS | THERMO FISHER SCIENTIFIC | X5072-TB-A1-CA-H1-PA | Active
002463719 | MOUNT,RESILIENT | NR3, Engine/Alternator Rubber Mount, Max Load 500kg, Scania DC12 Mechanical Parts | SCANIA | SCANIA AUSTRIALIA | NR3 GREY | Active
002463883 | SOCKET,PLUG-IN ELEC | Finder Relay Socket, 250V AC, 10A, 8 Pin, Black, suit Relay Type 60.12, Scania DC12 Canopy Parts | HAYMANS | HAYMANS ELECTRICAL | 90.12 | Active
002464170 | NUT,LOCK,HEX | M8, Nyloc, S/Steel Gde 316 | GLBFAST | GLOBAL FASTENERS (QLD) PTY LTD | NNYS6M08 | Active
002464451 | PENETRATING FLUID | Bolt Off, Prenetraing Release Agent, Loosens Rust & Corrosion, Cleans Grease, Dirt & Sludge, 400g Aerosol | BLKWOODJ | J BLACKWOOD & SONS LIMITED | 05477917 | Active
002464451 | PENETRATING FLUID | Bolt Off, Prenetraing Release Agent, Loosens Rust & Corrosion, Cleans Grease, Dirt & Sludge, 400g Aerosol | BLKWOODJ | J BLACKWOOD & SONS LIMITED | 00768740 | Active
002464527 | BOTTLE,SPRAY | 2L Plastic Spray Bottle, Continuous Sprayer Pressure c/w Viton Seals | BLKWOODJ | J BLACKWOOD & SONS LIMITED | 05198369 | Active
002464527 | BOTTLE,SPRAY | 2L Plastic Spray Bottle, Continuous Sprayer Pressure c/w Viton Seals | GDMPRO | GDM PROFESSIONAL | G4002-VT | Active
002464535 | WHEEL,ABRASIVE | Flexovit A46TBF41 M/Inox, Cut Off Wheel, Ultra Thin, 100 x 1.0 x 16mm, S/Steel (P100) | BLKWOODJ | J BLACKWOOD & SONS LIMITED | 03311352 | Active
002464535 | WHEEL,ABRASIVE | Flexovit A46TBF41 M/Inox, Cut Off Wheel, Ultra Thin, 100 x 1.0 x 16mm, S/Steel (P100) | SGA | SAINT-GOBAIN ABRASIVES | 66252841585 | Active
002464550 | WHEEL,ABRASIVE | Flexovit A30S I/FREE-INOX, Grind Wheel, 100 x 6.0 x 16mm, S/Steel (P100) | BLKWOODJ | J BLACKWOOD & SONS LIMITED | 09864917 | Active
002464675 | HOSE,NONMETALLIC | Purosil Coolant Hose, 101.6mm ID, 111.05mm OD, Silicone, UV & Ozone Resistant | HYDRLINK | HYDRAULINK HOSE & FITTINGS | 70-400 | Active
002464964 | INDICATOR,TEMP,THERMOCOUPLE | Head Mounted Type, PT100/PT1000 Ohm, 4-20mA, Transduces 0-120 Degree, 6.5-36V DC, PC Programmable, Isolated I/O, Puck | CCPL | CONTROL COMPONENTS PTY LTD | TCIPAQ-H (0-120) | Active
000003866 | PANEL,MULTIFUNCTION | KDT 622, Operating Panel, suit FQD Transmitter Control, ETS 2011/0363/T 12r-FQD | LANDIS | LANDIS GYR (AUST) PTY LTD | 142.121.0934 | Active
002451110 | CABLE,RADIO FREQUENCY | Comms EWP77 Feeder, 7.125 - 8.5 GHz, Corrugated Cu/PE Jacket, Black, Heliax Premium Elliptical Waveguide | COMMSINC | COMMSCOPE INC | EWP77-71W | Active
002464709 | FITTING | Reusable, Straight Fitting, Size -8 | HYDRLINK | HYDRAULINK HOSE & FITTINGS | 5H-JFS-0808 | Active
002464717 | FITTING | Reusable, 45 Deg Fitting, Size -8 | HYDRLINK | HYDRAULINK HOSE & FITTINGS | 5H-JFS45S-0808 | Active
002464733 | FITTING | Reusable, 90 Deg Fitting, Size -10 | HYDRLINK | HYDRAULINK HOSE & FITTINGS | 5H-JFS90S-1010 | Active
002464824 | CLAMP,HOSE | 30-42mm, S/Steel | HYDRLINK | HYDRAULINK HOSE & FITTINGS | SMPC1X | Active
002465995 | METER,WATTHOUR | Prog Id 81027, Mk7C, 1 Element, 1Ph, 2 Wire, 10-100A, Class 1, Load Profile, 100A Disconnect Switch, External Comms Capable, Plugin Base, ETS 2008/6145/T | EDMI | EDMI PTY LTD | 7C11-A152-29-F211-7F02-1010PIB | Active
002464030 | SCREW,MACHINE | Panhead, M4 x 25mm, S/Steel | GLBFAST | GLOBAL FASTENERS (QLD) PTY LTD | MTPAS6M040025 | Active
000158009 | TERMINAL,LUG | Compression, Cu, 10mm2, M6 Bolt Hole, Hex Die A/F 5.7mm, 7/1.35 (P100) | TYCOELEC | TYCO ELECTRONICS | H1406L/50 | Active
002464881 | CHARGER,BATTERY | BCH500, Station, 500W, Input 230V AC, 4.7A, Output 24-27.6V, 18A, 352 x 132 x 62mm, Power & Charger Fail Alarm, Low Battery Alarm | AMTEX | AMTEX ELECTRONICS PTY LTD | BCH500-28FT | Active
C1634155 | CABLE,POWER,ELECTRICAL | C2L, U/G, 0.6/1kV, 4C x 240mm2 Al, Stranded Sector, XLPE Insulated/PVC Sheath, Metre Marked, Wood Drum, ETS 04-01-04 | MIDLAND | MIDLAND METALS OVERSEAS PTE LTD | MMO-LV 4X240AP | Active
C1634155 | CABLE,POWER,ELECTRICAL | C2L, U/G, 0.6/1kV, 4C x 240mm2 Al, Stranded Sector, XLPE Insulated/PVC Sheath, Metre Marked, Wood Drum, ETS 04-01-04 | OLEX | OLEX AUSTRALIA PTY LTD | XDDG37AA004CXAA | Active
002425650 | WRENCH,TORQUE | 60 - 440nm, 890mm Lg, Bestool Kanon part N4400LCK | SPECFORC | SPECIALISED FORCE PTY LTD | N4400LCK | Active
002469385 | MONITOR SYSTEM | AKCP SensorProbe8 c/w 40-60V DC Internal Supply | DUONS | DUONS PTY LTD (AKCP PRODUCTS) | SP8N-X60-DC48-POE | Active
002463370 | SWITCH,ROTARY | On/Off Surface Switch, 1 Gang, 3 Pole, 500V AC, 20A, M150 Motor Rating, 107 x 101 x 108mm, IP66, Hino JO8 Electrical Parts | CLIPSAL | CLIPSAL (BY SCHNEIDER ELECTRIC) | 56SW320 | Active
002467967 | SWITCH,ROTARY | On/Off Surface Switch, 3 Pole, 500V AC, 20A, 50Hz, M100 Rating, IP66, Radiator Fan Isolator, Hino Engine Canopy | NHPELEC | NHP ELECTRICAL ENGINEERING | ISOSW320PG | Active
002465136 | INSULATION SLEEVING,ELECTRICAL | Heat Shrink Tubing, 3/1.5mm, 1.2m Lg, Yellow/Green, Thin Wall, Flame Retardant UV Stabilised | T&BLTD | THOMAS & BETTS LTD (ABB GROUP) | T&BHSTW3YG1.2 | Active
002465136 | INSULATION SLEEVING,ELECTRICAL | Heat Shrink Tubing, 3/1.5mm, 1.2m Lg, Yellow/Green, Thin Wall, Flame Retardant UV Stabilised | HAYMANS | HAYMANS ELECTRICAL | CAB XLP3YG/4FT | Active
002465136 | INSULATION SLEEVING,ELECTRICAL | Heat Shrink Tubing, 3/1.5mm, 1.2m Lg, Yellow/Green, Thin Wall, Flame Retardant UV Stabilised | CABAC | CABAC (MANUFACTURER) | XLP3YG/4FT | Active
002465151 | INSULATION SLEEVING,ELECTRICAL | Heat Shrink Tubing, 5/2.5mm, 1.2m Lg, White, Thin Wall, Flame Retardant, UV Stabilised | HAYMANS | HAYMANS ELECTRICAL | CAB XLP5WH/4FT | Active
002465151 | INSULATION SLEEVING,ELECTRICAL | Heat Shrink Tubing, 5/2.5mm, 1.2m Lg, White, Thin Wall, Flame Retardant, UV Stabilised | T&BLTD | THOMAS & BETTS LTD (ABB GROUP) | T&BHSTW5W1.2 | Active
002465151 | INSULATION SLEEVING,ELECTRICAL | Heat Shrink Tubing, 5/2.5mm, 1.2m Lg, White, Thin Wall, Flame Retardant, UV Stabilised | CABAC | CABAC (MANUFACTURER) | XLP5WH/4FT | Active
002465359 | INSULATION SLEEVING,ELECTRICAL | Heat Shrink Tubing, 38/19mm, 1.2m Lg, Blue, Thin Wall, Flame Retardant, UV Stabilised | T&BLTD | THOMAS & BETTS LTD (ABB GROUP) | T&BHSTW40BL1.2 | Active
002465359 | INSULATION SLEEVING,ELECTRICAL | Heat Shrink Tubing, 38/19mm, 1.2m Lg, Blue, Thin Wall, Flame Retardant, UV Stabilised | HAYMANS | HAYMANS ELECTRICAL | CAB XLP38BL/4FT | Active
002465359 | INSULATION SLEEVING,ELECTRICAL | Heat Shrink Tubing, 38/19mm, 1.2m Lg, Blue, Thin Wall, Flame Retardant, UV Stabilised | CABAC | CABAC (MANUFACTURER) | XLP38BL/4FT | Active
002465375 | INSULATION SLEEVING,ELECTRICAL | Heat Shrink Tubing, 38/19mm, 1.2m Lg, Yellow/Green, Thin Wall, Flame Retardant UV Stabilised | T&BLTD | THOMAS & BETTS LTD (ABB GROUP) | T&BHSTW40YG1.2 | Active
002465375 | INSULATION SLEEVING,ELECTRICAL | Heat Shrink Tubing, 38/19mm, 1.2m Lg, Yellow/Green, Thin Wall, Flame Retardant UV Stabilised | HAYMANS | HAYMANS ELECTRICAL | CAB XLP38YG/4FT | Active
002465375 | INSULATION SLEEVING,ELECTRICAL | Heat Shrink Tubing, 38/19mm, 1.2m Lg, Yellow/Green, Thin Wall, Flame Retardant UV Stabilised | CABAC | CABAC (MANUFACTURER) | XLP38YG/4FT | Active
002465631 | KEYBOARD | Logitech MK850, Wireless Desktop Bundle c/w Mouse | DATA3 | DATA#3 LIMITED | 920-008233 | Active
002464519 | RUST CONVERTING COMPOUND | Galmet Ironize CS, Primer Sealer, Fast-acting Rust Converter & Sealer, 1L | BLKWOODJ | J BLACKWOOD & SONS LIMITED | 04477707 | Active
002466027 | FUSE,CARTRIDGE | 7A, 69kV, Boric Acid Filled, Standard Speed, suit SMD-1A Fuse Mounts | S&C ELEC | S&C ELECTRIC COMPANY | 446007R1 | Active
000005029 | TRANSFORMER,VOLTAGE | 123kV, IVT, 50Hz, Post Type 1Ph Outdoor c/w Metering Accuracy Tests | KONCAR | KONCAR - ELECTRICAL INDUSTRY INC | M172171 | Active
002469419 | CLIP | SP2, Sensor Mounting Clip | NETIC | NET IMPROVEMENT CONSULTING PTY LTD | AK-DRC | Active
002469419 | CLIP | SP2, Sensor Mounting Clip | DUONS | DUONS PTY LTD (AKCP PRODUCTS) | DRC | Active
000030379 | TERMINAL,LUG | Compression, 4 x Holes, 50mm Centre, 15 Deg R Offset, Selenium 61/3.25 AAAC | PLP | PREFORMED LINE PRODUCTS (AUST) | CTAW-293-FD512-0015R | Active
000030383 | TERMINAL,LUG | Compression 45 Deg, 4 x Holes, 50mm Centre, 30 Deg R Offset, Sulphur 61/3.75 AAAC | PLP | PREFORMED LINE PRODUCTS (AUST) | CTAW-338-FD516-4530R | Active
000030382 | TERMINAL,LUG | Compression, 4 x Holes, 50mm Centre, 15 Deg Offset, Sulphur 61/3.75 AAAC | PLP | PREFORMED LINE PRODUCTS (AUST) | CTAW-338-FD516-1500 | Active
002400046 | BOLT,EYE | M16 x 300mm, Galv c/w Galv Hex Nut, Dwg 01-02-01, ETS 01-01-02 (P15) | GREGSF | GREG SEWELL FORGINGS PTY LTD | 2400046 | Active
000105123 | BOTTLE,SPRAY | 750ml, for use with Liquid Lanolin c/w Labeling for Liquid Lanolin (P12) | RMSRVR | RMS (RIVERSLEIGH MANAGEMENT SERVICES) | HZPB09 | Active
002402125 | BAG,SAND | 350 x 845mm, Hessian (MOQ1000) | BLKWOODJ | J BLACKWOOD & SONS LIMITED | 00435556 | Active
002400093 | NUT,PLAIN,HEX | 3/16" A/F, Brass (P200) (scm) | THEBLTPL | THE BOLT PLACE | 2400093 | Active
002404408 | TAPE,TEXTILE | Fiberglass, Filament, 24mm x 45m | REGAL | REGAL BELOIT CORPORATION | REG814-G160024 | Active
002404950 | FUSE LINK,EXPULSION | 15A, Class HXO, 69kV, 1300mm Lg | NGKSTANG | NGK STANGER PTY LTD | FLGE15 | Active
002464022 | NUT,PLAIN,HEX | M3, S/Steel Gde 316 | GLBFAST | GLOBAL FASTENERS (QLD) PTY LTD | NHXS6M03 | Active
002464063 | NUT,PLAIN,HEX | M4, S/Steel Gde 316 | GLBFAST | GLOBAL FASTENERS (QLD) PTY LTD | NHXS6M04 | Active
002464071 | SCREW,CAP,SOCKET HEAD | M5 x 16mm, S/Steel Gde 316 | GLBFAST | GLOBAL FASTENERS (QLD) PTY LTD | SCHS6M050016 | Active
002464121 | NUT,LOCK,HEX | M6, Nyloc, S/Steel Gde 316 | GLBFAST | GLOBAL FASTENERS (QLD) PTY LTD | NNYS6M06 | Active
002464188 | NUT,PLAIN,HEX | M8, S/Steel Gde 316 | GLBFAST | GLOBAL FASTENERS (QLD) PTY LTD | NHXS6M08 | Active
002464212 | NUT,PLAIN,HEX | M12, S/Steel Gde 316 | GLBFAST | GLOBAL FASTENERS (QLD) PTY LTD | NHXS6M12 | Active
002464220 | WASHER,LOCK | Nord-Lock, M10, 16.6 x 2.5mm | GLBFAST | GLOBAL FASTENERS (QLD) PTY LTD | HOBS-WNHTDDM10 | Active
002464493 | PAPER,ABRASIVE | Wet & Dry Sand Paper, 400 Grit, 230 x 280mm, Al Oxide on C-Weight Paper | BLKWOODJ | J BLACKWOOD & SONS LIMITED | 03569310 | Active
002464568 | WHEEL,ABRASIVE | Flexovit A30S, Grind Wheel, 102 x 6.0 x 16mm, Al (P50) | BLKWOODJ | J BLACKWOOD & SONS LIMITED | 08730615 | Active
002464584 | HOSE,NONMETALLIC | Dash 10 Hose, 13.2mm ID, 23.4mm OD, CPE Tube, Reinforced Braided High-tensile Wire & Texiles, Oil & Mildew Resistant Poly/Texile Braid Cover | HYDRLINK | HYDRAULINK HOSE & FITTINGS | FC300-10 | Active
002464626 | HOSE,NONMETALLIC | Push-Lok LP Hose, 1/2" ID, 0.81" OD, Rubber Tube, Reinforced Fiber Braid, Oil & Abrasion Resistant Rubber Cover | HYDRLINK | HYDRAULINK HOSE & FITTINGS | 8RLA | Active
002464659 | HOSE,NONMETALLIC | Purosil Coolant Hose, 31.75mm ID, 41.2mm OD, Silicone, UV & Ozone Resistant | HYDRLINK | HYDRAULINK HOSE & FITTINGS | 70-125 | Active
002464667 | HOSE,NONMETALLIC | Purosil Charge Air Hose, 76.2mm ID, 81.79mm OD, 4 Ply Silicone Aramid Reinforced, UV & Ozone Resistant | HYDRLINK | HYDRAULINK HOSE & FITTINGS | 367-300-060 | Active
002464683 | HOSE,PREFORMED | Rad Hose, 50.8mm, 1000mm Lg, Green Stripe | HYDRLINK | HYDRAULINK HOSE & FITTINGS | RAD HOSE GREEN STRIPE 2" | Active
002468106 | CONNECTOR-SWITCH | Socket Outlet, Waterproof, 250V, 10A, 3 Flat Pins, IP66 | CLIPSAL | CLIPSAL (BY SCHNEIDER ELECTRIC) | 56SO310 | Active
002468270 | COMPUTER,DATA TRANSFER | ANT Stick Dongle for PC Communicating with Siemens Fusesaver (Ergon Area)(scm) | SIEMENS | SIEMENS LTD | 3AX13501C | Active
002432276 | NUMERAL,SIGN | (3) Pressed Al, 40mm W, 22mm H, Black on Yellow, EE Dwg 995129-01 (scm) | SUMMIT | SUMMIT GROUP | SF17PE4103 | Active
002464725 | FITTING | Reusable, Straight Fitting, Size -10 | HYDRLINK | HYDRAULINK HOSE & FITTINGS | 5H-JFS-1010 | Active
002464741 | FITTING | Reusable, 45 Deg Fitting, Size -10 | HYDRLINK | HYDRAULINK HOSE & FITTINGS | 5H-JFS45S-1010 | Active
002434470 | CULVERT BOX | Concrete, 11kV Safelink RMU Universal Support (scm) | BUNDCNCT | BUNDABERG CONCRETE CASTERS | 945 | Active
002462398 | ANTENNA | CD34 Series, Mopole, 3.0dB, 477MHz c/w MBC Mounting Base, 5m RG58 Cable, FME UHF Adapter | RFIND | RF INDUSTRIES PTY LTD | CD34-71-53 | Active
002462406 | ANTENNA | CD63 Series, Mopole, 6.0dB, 477MHz c/w MBC Mounting Base, 5m RG58 Cable, FME UHF Adapter | RFIND | RF INDUSTRIES PTY LTD | CD63-71-53 | Active
002468049 | CROSSARM,METAL | Tension RH, 45 x 45 x 5 x 2052mm Lg, Galv Steel, Dwg N026-1486-02 Item 5 | ISM | ISM MANUFACTURING PTY LTD | ERGENE-N026-1486-02-05 | Active
002468056 | CROSSARM,METAL | Tension LH, 45 x 45 x 5 x 2052mm Lg, Galv Steel, Dwg N026-1486-02 Item 6 | ISM | ISM MANUFACTURING PTY LTD | ERGENE-N026-1486-02-06 | Active
002468080 | CROSSARM,METAL | Tension RH, 45 x 45 x 5 x 2517mm Lg, Galv Steel, Dwg N026-1531-02 Item 5 | ISM | ISM MANUFACTURING PTY LTD | ERGENE-N026-1531-02-05 | Active
002401137 | CABLE,POWER,ELECTRICAL | Aerial, 0.6/1kV, 1 x 120mm2 Al, PVC Insulated Black V75 (7/4.75) AS 3147 (MOQ 2000m) | OLEX | OLEX AUSTRALIA PTY LTD | BAA731AA001AAAA | Active
002432391 | TERMINAL,LUG | Compression Jumper, Al, 4 x 14mm Hole, Hex Die A/F 47.5mm, Straight Offset, 50mm Centres, suit Sulphur Conductor, AS2395 | MMELEC | MM ELECTRICAL MERCHANDISING | LA3375SO5 | Active
002432391 | TERMINAL,LUG | Compression Jumper, Al, 4 x 14mm Hole, Hex Die A/F 47.5mm, Straight Offset, 50mm Centres, suit Sulphur Conductor, AS2395 | PLP | PREFORMED LINE PRODUCTS (AUST) | CTAW-338-FD516-0000 | Active
001425010 | WIRE,ELECTRICAL | Conductor Aerial, SC/AC, 7/2.75mm, 3600m Wood Drum, JTS 03-03-01 | OLEX | OLEX AUSTRALIA PTY LTD | ALCLAD 7/2.75;30 | Active
001425010 | WIRE,ELECTRICAL | Conductor Aerial, SC/AC, 7/2.75mm, 3600m Wood Drum, JTS 03-03-01 | MIDLAND | MIDLAND METALS OVERSEAS PTE LTD | MMO-SC/AC 7/2.75 | Active
002401614 | LETTER,SIGN | (Q), Pressed Al, Plain, Dwg 22-A4-200 Rev B | METALTI | METAL-TECH INDUSTRIES (TRADE POLISHERS) | LETTER Q | Active
002465169 | INSULATION SLEEVING,ELECTRICAL | Heat Shrink Tubing, 5/2.5mm, 1.2m Lg, Blue, Thin Wall, Flame Retardant, UV Stabilised | T&BLTD | THOMAS & BETTS LTD (ABB GROUP) | T&BHSTW5BL1.2 | Active
002465169 | INSULATION SLEEVING,ELECTRICAL | Heat Shrink Tubing, 5/2.5mm, 1.2m Lg, Blue, Thin Wall, Flame Retardant, UV Stabilised | HAYMANS | HAYMANS ELECTRICAL | CAB XLP5BL/4FT | Active
002465169 | INSULATION SLEEVING,ELECTRICAL | Heat Shrink Tubing, 5/2.5mm, 1.2m Lg, Blue, Thin Wall, Flame Retardant, UV Stabilised | CABAC | CABAC (MANUFACTURER) | XLP5BL/4FT | Active
002465193 | INSULATION SLEEVING,ELECTRICAL | Heat Shrink Tubing, 7/3.5mm, 1.2m Lg, Red, Thin Wall, Flame Retardant, UV Stabilised | T&BLTD | THOMAS & BETTS LTD (ABB GROUP) | T&BHSTW7R1.2 | Active
002465193 | INSULATION SLEEVING,ELECTRICAL | Heat Shrink Tubing, 7/3.5mm, 1.2m Lg, Red, Thin Wall, Flame Retardant, UV Stabilised | HAYMANS | HAYMANS ELECTRICAL | CAB XLP7RD/4FT | Active
002465193 | INSULATION SLEEVING,ELECTRICAL | Heat Shrink Tubing, 7/3.5mm, 1.2m Lg, Red, Thin Wall, Flame Retardant, UV Stabilised | CABAC | CABAC (MANUFACTURER) | XLP7RD/4FT | Active
002465300 | INSULATION SLEEVING,ELECTRICAL | Heat Shrink Tubing, 25/12.5mm, 1.2m Lg, Blue, Thin Wall, Flame Retardant, UV Stabilised | HAYMANS | HAYMANS ELECTRICAL | CAB XLP25BL/4FT | Active
002465300 | INSULATION SLEEVING,ELECTRICAL | Heat Shrink Tubing, 25/12.5mm, 1.2m Lg, Blue, Thin Wall, Flame Retardant, UV Stabilised | CABAC | CABAC (MANUFACTURER) | XLP25BL/4FT | Active
002465300 | INSULATION SLEEVING,ELECTRICAL | Heat Shrink Tubing, 25/12.5mm, 1.2m Lg, Blue, Thin Wall, Flame Retardant, UV Stabilised | T&BLTD | THOMAS & BETTS LTD (ABB GROUP) | T&BHSTW25BL1.2 | Active
002465367 | INSULATION SLEEVING,ELECTRICAL | Heat Shrink Tubing, 38/19mm, 1.2m Lg, Black, Thin Wall, Flame Retardant, UV Stabilised | HAYMANS | HAYMANS ELECTRICAL | CAB XLP38BK/4FT | Active
002465367 | INSULATION SLEEVING,ELECTRICAL | Heat Shrink Tubing, 38/19mm, 1.2m Lg, Black, Thin Wall, Flame Retardant, UV Stabilised | T&BLTD | THOMAS & BETTS LTD (ABB GROUP) | T&BHSTW40BK1.2 | Active
002465367 | INSULATION SLEEVING,ELECTRICAL | Heat Shrink Tubing, 38/19mm, 1.2m Lg, Black, Thin Wall, Flame Retardant, UV Stabilised | CABAC | CABAC (MANUFACTURER) | XLP38BK/4FT | Active
002400607 | FUSE,CARTRIDGE | 250V AC, HRC Cartridge SK Type, 15A, 29mm x 12.7mm Dia | IPDGROUP | IPD GROUP LIMITED | SK16 | Active
002400607 | FUSE,CARTRIDGE | 250V AC, HRC Cartridge SK Type, 15A, 29mm x 12.7mm Dia | FUSECO | FUSECO POWER SOLUTIONS PTY LTD | MD16 | Active
002468288 | SECTIONALISER | Fusesaver Std Range, 27kV, 100A Current, Fuse Rating 5-50A, 4kA RMS Breaking Current, 10kA Peak Making Current w/out Comms Module (scm) | SIEMENS | SIEMENS LTD | 3AD8422-1EA00-0AA1 | Active
002478444 | SIGN,ELECTRIC | LP Emergency Exit, 3.5W, Duris E2 LED, 24m Viewing Distance, 367 x 72 x 214mm, IP20 | HAYMANS | HAYMANS ELECTRICAL | CLECCFPRO | Active
002478444 | SIGN,ELECTRIC | LP Emergency Exit, 3.5W, Duris E2 LED, 24m Viewing Distance, 367 x 72 x 214mm, IP20 | CLVRTRON | CLEVERTRONICS P/L (MANUFACTURER) | CCFPRO | Active
002478451 | LAMP,LED | LP Emergency Lifelight Surface Mount, 3.9W, LED, Clevertest Plus, PC Housing, 242 x 125 x 48mm, IP20 | CLVRTRON | CLEVERTRONICS P/L (MANUFACTURER) | CLIFE-SM | Active
002478451 | LAMP,LED | LP Emergency Lifelight Surface Mount, 3.9W, LED, Clevertest Plus, PC Housing, 242 x 125 x 48mm, IP20 | HAYMANS | HAYMANS ELECTRICAL | CLECLIFE-SM | Active
002478477 | FLOODLIGHT,ELECTRIC | LP Emergency Supalite, 2.2W LED Flood Light, 220-240V, 50Hz, 282 x 64 x 225mm, IP20 | CLVRTRON | CLEVERTRONICS P/L (MANUFACTURER) | CFLLED | Active
002478477 | FLOODLIGHT,ELECTRIC | LP Emergency Supalite, 2.2W LED Flood Light, 220-240V, 50Hz, 282 x 64 x 225mm, IP20 | HAYMANS | HAYMANS ELECTRICAL | CLECFLLED | Active
002403722 | OUTREACH HEADFRAME | Major Road, High Mast, 4 Way, Galv Steel, EQTS 05-02-01, Dwg 05-02-06 (scm) | INGAL | INGAL EPS | GEX05390 | Active
002403722 | OUTREACH HEADFRAME | Major Road, High Mast, 4 Way, Galv Steel, EQTS 05-02-01, Dwg 05-02-06 (scm) | GMPOLES | GM POLES PTY LTD | SL HM 4W | Active
002403722 | OUTREACH HEADFRAME | Major Road, High Mast, 4 Way, Galv Steel, EQTS 05-02-01, Dwg 05-02-06 (scm) | IUPOLE | INTERNATIONAL UTILITY POLES PTY LTD | EX-5389 | Active
000005024 | TRANSFORMER,VOLTAGE | 145kV, CVT, 50Hz, Post Type 1Ph Outdoor c/w Metering Accuracy Tests | KONCAR | KONCAR - ELECTRICAL INDUSTRY INC | M172169 | Active
002465813 | BAG,WASTE BIN | Contaminated Waste Disposal Bag, 450 x 720mm | ALLENS | ALLENS INDUSTRIAL PRODUCTS | ES-WB | Active
002465730 | TOWEL,PAPER | Disposable Decontamination Towel, 1220 x 700 mm (P60) | ALLENS | ALLENS INDUSTRIAL PRODUCTS | AIPDETOWEL | Active
002465748 | STAND,SIGN | A-Frame Safety Sign, Printed with SF6 CLEAN UP IN PROGRESS, Red Text on White B/Ground | ALLENS | ALLENS INDUSTRIAL PRODUCTS | PSCSTM6030P | Active
002465771 | COVERALLS,SAFETY,INDUSTRIAL | Disposable, Hooded Coverall, XL, Fire Retardant PPL SMS Non-woven Fabric, White c/w Orange Seams, Elasticated Face, Wrists, Waist & Ankles | ALLENS | ALLENS INDUSTRIAL PRODUCTS | MGCFR-111RD/XL | Active
002465839 | SPRAYER,HAND,GENERAL PURPOSE | 5L Pressure Sprayer | ALLENS | ALLENS INDUSTRIAL PRODUCTS | 1907844605 | Active
002465870 | WASTE DISPOSAL,HAZMAT | SF6 Vacuum Cleaner, H Class, Numatic, HEPA Filter, 9L Capacity, Printed with SF6 Use Only c/w Hose, Dusting Brush, Short Metal & Crevice Nozzles | ALLENS | ALLENS INDUSTRIAL PRODUCTS | HZQ200 | Active
002454254 | RECLOSER,AUTO | 33kV, for Substation use, 3 Ph, 800A, 12.5kA/3 Sec, Vacuum Breaking, suit 240V External Supply c/w Ctrl Cub, 7m Ctrl Cable, 240mm2 XLPE Power Cable, DNP 3.0 | NOJA | NOJA POWER SWITCHGEAR PTY LTD | OSM38-RC1-SMF | Active
002479541 | CONNECTOR ASSEMBLY,ELECTRICAL | Bus to Pad Expansion Terminal, w/Guide, Al, 50mm Pipe to Center Formed 4-Hole # 5 Pad c/w Earth Stirrup | ADAPTAUS | ADAPT AUSTRALIA PTY LTD | PLKM2692D050P5 | Active
002479541 | CONNECTOR ASSEMBLY,ELECTRICAL | Bus to Pad Expansion Terminal, w/Guide, Al, 50mm Pipe to Center Formed 4-Hole # 5 Pad c/w Earth Stirrup | DMCPWR | DMC POWER (MANUFACTURER) | PLKM2692D050P5 | Active
002467124 | FIXTURE,LIGHTING | 100W RoadLED (L100) 4K, High Mast c/w NEMA PE Cell, Major Road, EQTS 05-01-02 (scm) | GERARD | GERARD LIGHTING GROUP | PLHM99BD16L100 | Active
002467132 | FIXTURE,LIGHTING | 175W RoadLED (L100) 4K, High Mast c/w NEMA PE Cell, Major Road, EQTS 05-01-02 (scm) | GERARD | GERARD LIGHTING GROUP | PLHM99BD16L175 | Active
001141639 | LAMP,SODIUM | 400W, HP Clear Tube Vapour, E40 Cap, External Ignitor, EQTS 05-03-01 (scm) | PHILIPS | PHILIPS AUSTRALIA PTY LTD | 928487300098 | Active
000005025 | TRANSFORMER,VOLTAGE | 245kV, CVT, 50Hz, Post Type 1Ph Outdoor c/w Metering Accuracy Tests | KONCAR | KONCAR - ELECTRICAL INDUSTRY INC | M172170 | Active
002401321 | CLEVIS,SOCKET | 70kN, Forged Steel c/w Clevis Bolt, Nut, Humpy Back Pin & W Clip | TYCOELEC | TYCO ELECTRONICS | SC70A | Active
002401321 | CLEVIS,SOCKET | 70kN, Forged Steel c/w Clevis Bolt, Nut, Humpy Back Pin & W Clip | GREGSF | GREG SEWELL FORGINGS PTY LTD | SC70A | Active
000005034 | DESICCANT KIT | Desiccant Conversion Kit, Top Mounted Style, for ABB EDF SK1-1 CB | ABBAUST | ABB AUSTRALIA PTY LTD | PTHV-EDF007-R3 | Active
002432300 | NUMERAL,SIGN | (6 & 9) Pressed Al, 40mm W, 22mm H, Black on Yellow, EE Dwg 995129-01 (scm) | SUMMIT | SUMMIT GROUP | SF17PE4106/9 | Active
002466019 | FUSE,CARTRIDGE | 5A, 69kV, Boric Acid Filled, Standard Speed, suit SMD-1A Fuse Mounts | S&C ELEC | S&C ELECTRIC COMPANY | 446005R1 | Active
001757916 | SCREW,COACH | M12 x 130mm, Galv, Aust Std (P100) (scm) | THEBLTPL | THE BOLT PLACE | 1757916 | Active
002467140 | FIXTURE,LIGHTING | 300W RoadLED (L100) 4K, High Mast c/w NEMA PE Cell, Major Road, EQTS 05-01-02 (scm) | GERARD | GERARD LIGHTING GROUP | PLHM99BD16L300 | Active
002432342 | LETTER,SIGN | (B), Pressed Al, 40mm Wide, 22mm High, Black on Yellow, Ergon Dwg 995129-01 (scm) | SUMMIT | SUMMIT GROUP | SF17PE420B | Active
002465243 | INSULATION SLEEVING,ELECTRICAL | Heat Shrink Tubing, 13/6.5mm, 1.2m Lg, Red, Thin Wall, Flame Retardant, UV Stabilised | HAYMANS | HAYMANS ELECTRICAL | CAB XLP13RD/4FT | Active
002465243 | INSULATION SLEEVING,ELECTRICAL | Heat Shrink Tubing, 13/6.5mm, 1.2m Lg, Red, Thin Wall, Flame Retardant, UV Stabilised | T&BLTD | THOMAS & BETTS LTD (ABB GROUP) | T&BHSTW13R1.2 | Active
002465243 | INSULATION SLEEVING,ELECTRICAL | Heat Shrink Tubing, 13/6.5mm, 1.2m Lg, Red, Thin Wall, Flame Retardant, UV Stabilised | CABAC | CABAC (MANUFACTURER) | XLP13RD/4FT | Active
002465276 | INSULATION SLEEVING,ELECTRICAL | Heat Shrink Tubing, 13/6.5mm, 1.2m Lg, Yellow/Green, Thin Wall, Flame Retardant UV Stabilised | T&BLTD | THOMAS & BETTS LTD (ABB GROUP) | T&BHSTW13YG1.2 | Active
002465276 | INSULATION SLEEVING,ELECTRICAL | Heat Shrink Tubing, 13/6.5mm, 1.2m Lg, Yellow/Green, Thin Wall, Flame Retardant UV Stabilised | HAYMANS | HAYMANS ELECTRICAL | CAB XLP13YG/4FT | Active
002465276 | INSULATION SLEEVING,ELECTRICAL | Heat Shrink Tubing, 13/6.5mm, 1.2m Lg, Yellow/Green, Thin Wall, Flame Retardant UV Stabilised | CABAC | CABAC (MANUFACTURER) | XLP13YG/4FT | Active
002406347 | LAMP,SODIUM | 70W, HP Diffuse Elliptical Vapour, E27 Cap, Internal Ignitor, EQTS 05-03-01 (scm) | PHILIPS | PHILIPS AUSTRALIA PTY LTD | 928150108828 | Active
002468320 | CIRCUIT BREAKER | LV 1600A, 3 Ph, to suit Mounting on Jean Mulle LV Switchboards, 11kV 1000kVA, Wilson Padmount c/w Busbar Subassembly (scm) | WEBER | WEBER SOUTH PACIFIC PTY LTD | V-RF-1600-ERG02 | Active
002467934 | FUSE,CARTRIDGE | 500V AC, HRC DIN Type, 80A, Size 2, Fast Acting gG | FUSECO | FUSECO POWER SOLUTIONS PTY LTD | NH2F-80 | Active
000005030 | TRANSFORMER,VOLTAGE | 145kV, IVT, 50Hz, Post Type 1Ph Outdoor c/w Metering Accuracy Tests | KONCAR | KONCAR - ELECTRICAL INDUSTRY INC | M172172 | Active
000016703 | ANTENNA | 3G/4G Log Periodic Antenna, 10dB c/w 10m Cable (Part A), 120cm Hockey Stick Mount (Part B), FME Connector & Red Heatshrink | RFIND | RF INDUSTRIES PTY LTD | LPDA7030-11-10FME+HS48 | Active
002401926 | LAMP,SODIUM | 150W, HP Diffuse Elliptical, E40 Cap, External Ignitor, EQTS 05-03-01 (scm) | PHILIPS | PHILIPS AUSTRALIA PTY LTD | 928486800091 | Active
001141599 | LAMP,SODIUM | 250W, HP Clear Tube Vapour, E40 Cap, External Ignitor, EQTS 05-03-01 (scm) | PHILIPS | PHILIPS AUSTRALIA PTY LTD | 928487200098 | Active
000000240 | CAPACITOR ASSEMBLY | Type CHD670B, 2.1uF, Capacitor Can, ABB | ABBAUST | ABB AUSTRALIA PTY LTD | CHD670B | Phasing
002404953 | FUSE LINK,EXPULSION | 50A, Class HXO, 69kV, 1300mm Lg | NGKSTANG | NGK STANGER PTY LTD | FLGE50 | Active
002462828 | WASHER,SEAL | Sealing Washer Injector, Hino JO8 Mechanical Parts | HINO | HINO MOTORS | SZ91015047 | Active
002462836 | SEAL | Seal Injector Pipe, Hino JO8 Mechanical Parts | HINO | HINO MOTORS | S237451020 | Active
002462984 | PIPE,EXHAUST | Exhaust Elbow, Engine, Hino JO8 Mechanical Parts | JORDBLLW | JORD BELLOWS INTERNATIONAL PTY LTD | 65 DMEJ-100-WL | Active
002463057 | CONTROL UNIT,AUTOMOTIVE | Analogue Governor, Hino JO8 Electrical Parts | HEINZMNN | HEINZMANN AUSTRALIA PTY LTD | KG1-03-F | Active
002463628 | PUMP | Fuel Lift/Feed Pump, Scania DC12 & DC13 Mechanical Parts | SCANIA | SCANIA AUSTRIALIA | 1539298 | Phasing
002464279 | INSERT KIT,SCREW THREAD | M12 Helicoil Thread Repair Kit c/w Inserts, Drill Bit, Tap, Installation Tool | GLBFAST | GLOBAL FASTENERS (QLD) PTY LTD | COIL35120 | Active
002465482 | CABLE,SPECIAL PURPOSE,ELECTRICAL | 0.6/1kV, 70mm2, 1 Core, Flexible Rubber, Orange | HAYMANS | HAYMANS ELECTRICAL | TRIXL-PAXN/1C70OR | Active
002465490 | CABLE,SPECIAL PURPOSE,ELECTRICAL | 0.6/1kV, 95mm2, 1 Core, Flexible Rubber, Orange | HAYMANS | HAYMANS ELECTRICAL | TRIXL-PAXN/1C95OR | Active
002465524 | MARKER,TUBE TYPE | Artline 17, Permanent Marker, Black (P12) | BLKWOODJ | J BLACKWOOD & SONS LIMITED | 01068355 | Active
002465524 | MARKER,TUBE TYPE | Artline 17, Permanent Marker, Black (P12) | ARTLINE | PELIKAN ARTLINE | 117001 | Active
002465540 | RUBBER SHEET,SOLID | Shear-Flex Isolator Pad, 450 x 450 x 10.5mm, Molded Elastomeric, Cross-Rib, Load Range 130-500kPa | HINO | HINO MOTORS | SAEM14000 | Active
002465615 | BRUSH,PAINT | Sash Tool Brush, 30mm, 70 Series Brush, Timber Handle, Nickel Plated Ferrule | BLKWOODJ | J BLACKWOOD & SONS LIMITED | 04134008 | Active
002465615 | BRUSH,PAINT | Sash Tool Brush, 30mm, 70 Series Brush, Timber Handle, Nickel Plated Ferrule | OLDFIELD | OLDFIELDS HOLDINGS LIMITED | 7012 | Active
002466084 | POWER SUPPLY SET | Compact HE Power System, Flatpack S (FPS) 48V, 1Ph, 230V, Smartpack S (SPS) Controller | ELTEK | ELTEK (A DELTA GROUP COMPANY) | CTOS02XXX | Active
002403734 | POLENAIL | Power Beam, Small, Type 23, Post Support, for Pole Reinstatement, Dwg PC16/306/2C (P5) | HUNTENG | HUNT ENGINEERING & STAFF | TYPE23 | Active
002427896 | CABLE BOX ASSEMBLY | LV, Air Cable Box, suit 22kV, 500kVA Groundmount Transformer c/w Busbar, Flexible Connections, Bolts & Nuts, ETS 02-03-02 Item 4 | WILSON | WILSON TRANSFORMER CO. PTY LTD | 874-0645-11-AA | Active
002451102 | CABLE,RADIO FREQUENCY | Comms EWP63 Feeder, 6.425 - 7.125 GHz, Corrugated Cu/PE Jacket, Black, Heliax Premium Elliptical Waveguide | COMMSINC | COMMSCOPE INC | EWP63-65 | Active
002457216 | SWITCH,TOGGLE | DPST On-Off, 25A@12V, 15A@24V, 10A@36V DC, 4 Blade Terminals, Mounting Stem Dia 12.5mm | MMELEC | MM ELECTRICAL MERCHANDISING | MME55017 | Active
002469096 | TRANSDUCER,PICKUP | Magnetic Pickup, Righ Hand, Scania DC13 Parts | SCANIA | SCANIA AUSTRIALIA | 1457303 | Active
002469880 | CLAMP,ELEC CONDUCTOR,STRAIN | Compression Deadend, Double Palm, 4 Holes, 50mm Centre, Outer Sleeve Die Size 34.5A/F, Deadend Eye, suit Nitrogen 37/3.00 AAAC/1120 c/w Bolts, Nuts, | PLP | PREFORMED LINE PRODUCTS (AUST) | CDEAAAC-210-2P5 | Active
002469898 | CLAMP,ELEC CONDUCTOR,STRAIN | Compression Deadend, Double Palm, 4 Holes, 50mm Centre, Outer Sleeve Die Size 44.5A/F, Deadend Eye, suit Selenium 61/3.25 AAAC/1120 c/w Bolts, Nuts, | PLP | PREFORMED LINE PRODUCTS (AUST) | CDEAAAC-293-2AS5 | Active
002400931 | TERMINATION KIT,ELECTRICAL CABLE | Indoor, for 11kV, 3 Core, 95mm2, Al, XLPE Cable c/w Solvent Wipes | INTERENG | INTERTECH ENGINEERING PTY LTD | NOR95IX | Active
002468148 | TERMINATION KIT,ELECTRICAL CABLE | FEV 72-V Self Supporting Composite Term Sealing End, L4 Pollution, Silicone Oil Filled, Creepage Distance 2250mm, XLPE Cable, Max Conductor size 1200mm2 c/w | NKT | NKT PTY LTD (AUSTRALIA) | FEV 72-V | Active
002451458 | CABLE,POWER,ELECTRICAL | Flexible, 0.6/1kV, 1C, 70mm2 Cu, X-HF-110 Insulated/HFS-110-TP Sheath (11.1/936) | OLEX | OLEX AUSTRALIA PTY LTD | BZHX06AA001CXNA | Active
002466076 | HARDWARE KIT | Pole/Wall Mount Kit, 15U Type 2, for IP55 ODU2 Outdoor Cabinet | ELTEK | ELTEK (A DELTA GROUP COMPANY) | 229765 | Active
000022847 | TERMINAL,LUG | Mechanical Shear Bolt, Al-Cu, 25-95mm2, 1 x M12 Palm Bolt Hole, suit Al or Cu Conductor & HV ABC Projects | TECONN | TE CONNECTIVITY LTD | BLMT-25/95-13 | Active
000022847 | TERMINAL,LUG | Mechanical Shear Bolt, Al-Cu, 25-95mm2, 1 x M12 Palm Bolt Hole, suit Al or Cu Conductor & HV ABC Projects | LEGEND | LEGEND POWER SYSTEMS | KSSP-12-1695 | Active
002475259 | MODULE PLC | Omron CS1 Series, EtherNet/IP Unit, EIP21 | OMRON | OMRON ELECTRONICS PTY LTD | CS1W-EIP21 | Active
002464352 | ANTISEIZE COMPOUND | Loctite 771, Nickel Anti-seize Lubricant, 500g | BLKWOODJ | J BLACKWOOD & SONS LIMITED | 05893416 | Active
002464352 | ANTISEIZE COMPOUND | Loctite 771, Nickel Anti-seize Lubricant, 500g | HENKEL | HENKEL AUSTRALIA PTY LTD (LOCTITE BRAND) | 641488 | Active
002462794 | BEARING,BALL,ANNULAR | Deep Groove Bearing, Parallel Bore Type, 17mm ID, 40mm OD, 12mm W, 1 x Row, Sealed End Type, Steel, Hino JO8 Mechanical Parts | BSI | BEARING SERVICE INC | 6203 | Active
001032234 | FUSEHOLDER,BASE & CARRIER | Assembly c/w 1 x 32A Triple Pole Fuse Holder Preloaded with 3 x 6A 500V Fuse Link, G10 Type (Modular) 38 x 10mm Dia, 1 x 3 Modular Surface Enclosure, | AUSLEC | AUSLEC | CLIMER3PMULTI92SEAL | Active
002464105 | SETSCREW | M6 x 20mm, Hex Head, S/Steel Gde 316 | GLBFAST | GLOBAL FASTENERS (QLD) PTY LTD | SHXS6M060020SO | Active
000105018 | CABLE,POWER,ELECTRICAL | U/Ground, 38/66kV, 1C, 630mm2 Cu, XLPE Insulated/WBT/Corr Al 25kA 1Sec/LLDPE/ Nylon/MDPE with Graphite Coating | CBLGRID | CABLE GRID AUSTRALIA PTY LTD | CGA698 | Active
000105018 | CABLE,POWER,ELECTRICAL | U/Ground, 38/66kV, 1C, 630mm2 Cu, XLPE Insulated/WBT/Corr Al 25kA 1Sec/LLDPE/ Nylon/MDPE with Graphite Coating | OLEX | OLEX AUSTRALIA PTY LTD | XPRP32CJ001BKAA | Active
002479343 | TEST SET,METER | Portable Test System, 3 Ph, Class 0.2, 10V to 300V, 1mA to 16A, 15VA per Phase, 273 x 247 x 178mm, 300V Cat III, for all meter types in EQL | EMH | ENERGIE-MESSTECHNIK GMBH (MANUFACTURER) | CHECKSYSTEM 2.3 | Active
000020182 | GLOVES | Leather Outer Glove, Size 13, Goat Skin, Velcro Strap, for Class 00 & 0 Gloves, AS/NZS2161.3:2005, EN388 & EN420 | LEGEND | LEGEND POWER SYSTEMS | 0019-13 | Active
002407088 | DECAL | ASBESTOS WARNING, 60 x 150mm | PRALSAFE | PROTECTOR ALSAFE | DECAS | Active
002478485 | FIXTURE,LIGHTING | LP Emergency, Argo Weatherproof 1200mm Batten, 240V, CTP, Tri-colour Dual LED Strip Module, 1265 x 121 x 88mm, IP65 | CLVRTRON | CLEVERTRONICS P/L (MANUFACTURER) | ARGO-1200-LP | Active
002478485 | FIXTURE,LIGHTING | LP Emergency, Argo Weatherproof 1200mm Batten, 240V, CTP, Tri-colour Dual LED Strip Module, 1265 x 121 x 88mm, IP65 | HAYMANS | HAYMANS ELECTRICAL | CLEARGO-1200-LP | Active
XSOM00136 | CIRCUIT BREAKER | 22kV, 630A, 20kA 1 sec, IAC class A-FL 16kA 1 sec rated RM6 Ring Main | SCHNEIDR | SCHNEIDER PTY LTD (MANUFACTURER) | OP-200619-9760477 | Active
002466092 | RECTIFIER | Compact HE Rectifier, Flatpack S, 48V/1000W, 20A | ELTEK | ELTEK (A DELTA GROUP COMPANY) | 241122.105 | Active
002464303 | ADHESIVE | Loctite 4471, Superbonder Prism, Instant Adhesive, 20g | HENKEL | HENKEL AUSTRALIA PTY LTD (LOCTITE BRAND) | 44740 | Active
002464303 | ADHESIVE | Loctite 4471, Superbonder Prism, Instant Adhesive, 20g | BLKWOODJ | J BLACKWOOD & SONS LIMITED | 01100957 | Active
001032212 | FUSEHOLDER,BASE & CARRIER | 550V AC, 32A, Back Wired, Black, suit NS Fuse Links | FUSECO | FUSECO POWER SOLUTIONS PTY LTD | FS32BW | Active
002451011 | NUMERAL,SIGN | (8) Numeral Size 25.4mm, Black on Yellow Reflective, Pressure Sensitive Marker 3M (Sht 70) (scm) | ALMETEK | ALMETEK INDUSTRIES INC | PS1.0 (8) | Active
002451615 | TEMPLATE,DRAFTING | MK10 Drilling Template, for Mounting Holes & Wiring Entry, 3mm Min Material Size, Clear Polycarbonate | NTHPLAST | NORTHERN PLASTIC SUPPLIES & FABRICATION | MK10-TEM | Active
002451672 | LETTER,SIGN | (X), 25.4mm, Black on Yellow Reflective, Pressure Sensitive Marker 3M (Sht 70) (scm) | ALMETEK | ALMETEK INDUSTRIES INC | PS1.0 (X) | Active
000455999 | PIN,INSULATOR | M24, C/200/11 x 165mm, ETS 01-01-01, Dwg 01-06-03 (P5) (scm) | BRITECH | BRI-TECH PTY LTD | C200/11 | Active
000455999 | PIN,INSULATOR | M24, C/200/11 x 165mm, ETS 01-01-01, Dwg 01-06-03 (P5) (scm) | GREGSF | GREG SEWELL FORGINGS PTY LTD | 455999 | Active
002425668 | SOCKET | Ring, 41mm, suit N4400LCK Torque Wrench, Bestool Kanon part 4400RCK41 Ring | SPECFORC | SPECIALISED FORCE PTY LTD | 4400RCK41 RING | Active
000456001 | PIN,INSULATOR | M24, C/200/11 x 200mm, ETS 01-01-01 Dwg 01-06-03 (P50) (scm) | GREGSF | GREG SEWELL FORGINGS PTY LTD | 456001 | Active
002403701 | HOLDER,REFLECTOR,CLEARANCE INDICATING | Yellow, Class 2, 100 x 50mm, Delineator, Al Backed | ARTCRAFT | ARTCRAFT PTY LTD (QLD) | SE04001CLASS1 | Active
002422590 | BARRICADE,SAFETY | Pedestrian, 2000mm Lg, 50mm W, 1000mm H, Flat Stack, Free Standing, Moulded HDPE, 360Deg Swivel Feet, 14kg | JAYBRO | JAYBRO CIVIL & SAFETY PRODUCTS | OX-0635 | Active
002462380 | ANTENNA | CD28 Series, Mopole, 3.0dB, 148-174MHz c/w MBC Mounting Base, 5m RG58 Cable | RFIND | RF INDUSTRIES PTY LTD | CD28-41-53 | Active
002439859 | PLUG | Panel, Shorty, 5.5mm Dia x 1.6mm Plate, Nylon, Black, suit Fuse/Link Panel (P100) | MMELEC | MM ELECTRICAL MERCHANDISING | NPA 1654 | Active
002471258 | LOCKOUT DEVICE | Recloser Locking Device, N-Series ACR Trip Lever Inhibitor, 4mm 304 2b S/Steel Welded Assy, Natural Finish | SAMIN | SAMIN SHEET METAL PTY LTD | 3222080 | Active
000023333 | TUBING,NONMETALLIC | Layflat, LDPE Polytube, Clear, 250mm x 100um, 20kg per Roll, for Sleeving X-arms | PROMARK | PROMARK PTY LTD (MANUFACTURER) | PT250100 | Active
002462976 | SEAL | Viton Seal, 1/2 Philmac Ball Valve, Hino JO8 Mechanical Parts | REECE | REECE PLUMBING AUSTRALIA | 1/2 VITON SEAL | Active
002463388 | DIODE | T30 Diode Kit, Hino JO8 Electrical Parts | MECCALTE | MECCALTE GROUP | T30 | Active
002463792 | FAN,VENTILATING | WEG Mining Motor, 1.5kW, 8 Pole, Foot Mount, Scania DC12 Canopy Parts | HAZELEC | HAZ-ELEC INDUSTRIES PTY LTD | KTE12B W22M | Active
002463800 | FAN,RADIATOR | WEG Mining Motor, 1.5kW, 6 Pole, Foot Mount, Scania DC12 Canopy Parts | HAZELEC | HAZ-ELEC INDUSTRIES PTY LTD | KTE12A W22M | Active
002464543 | WHEEL,ABRASIVE | Flexovit FH38, Cut Off Wheel, Flat, 100 x 2.5 x 16mm, Al (P100) | BLKWOODJ | J BLACKWOOD & SONS LIMITED | 00686156 | Active
002464618 | HOSE,NONMETALLIC | Push-Lok LP Hose, 3/8" ID, 0.66" OD, Rubber Tube, Reinforced Fiber Braid, Oil & Abrasion Resistant Rubber Cover | HYDRLINK | HYDRAULINK HOSE & FITTINGS | 6RLA | Active
002464642 | HOSE,NONMETALLIC | Purosil Coolant Hose, 22.35mm ID, 31.8mm OD, Silicone, Scania Turbo Drain Hose, UV & Ozone Resistant | HYDRLINK | HYDRAULINK HOSE & FITTINGS | 70-087 | Active
002464972 | ROD END | 6mm, Greaseable | SKF | SKF GROUP | CW.M6Z | Active
002465003 | FUSE LINK,ENCLOSED ELEMENT | 30A, Inline Fuse Blade (P5) | ASHDOWN | ASHDOWN-INGRAM (NOW CALLED NAPA) | ACX1717 | Active
002465086 | SLEEVING,TEXTILE,ELECTRICAL | Fibreglass Tight Weave, Silcone Finish, 5mm ID Nom, 1.2m Lg, Wall approx 0.45mm Thk, White | HAYMANS | HAYMANS ELECTRICAL | CAB GS5 | Active
002465086 | SLEEVING,TEXTILE,ELECTRICAL | Fibreglass Tight Weave, Silcone Finish, 5mm ID Nom, 1.2m Lg, Wall approx 0.45mm Thk, White | CABAC | CABAC (MANUFACTURER) | GS5 | Active
002465532 | PUMP | Water Pump, 1.55kW, 10A, 800kPa, Liquid Temp 0/40 DegC, 1" BSPF, Composite Outer Casing, S/Steel Shaft, Technopolymer Impeller & Diffusers, 565 x 265 x 352mm, | DAB | DAB PUMP PERFORMANCE | E.SYBOX | Active
002465573 | SEAL,RUBBER CHANNEL | Pinchweld 60-054 Door Seal, Rubber, 50m Roll | JENKINS | JENKINS RUBBER SHOP | 60-054ALT | Active
002464816 | CLAMP,HOSE | 11-25mm, S/Steel | HYDRLINK | HYDRAULINK HOSE & FITTINGS | HAS 008 | Active
002464907 | CABLE,SPECIAL PURPOSE,ELECTRICAL | Hartland, 3 Core | CMI ELEC | CMI ELECTRICAL PRODUCTS | HCL203ERG | Active
002464089 | WASHER,FLAT | Round, M5, 10 x 1mm, S/Steel Gde 316 | GLBFAST | GLOBAL FASTENERS (QLD) PTY LTD | WFRS6M05100T10 | Active
002470326 | TERMINAL,LUG | Bi-Metal Mech Shear bolt (mid-bolt removable) straight conn; Tin plated connector;Inside 13mm, 20.5 dia, for 95-240mm2 XLPE Conductor; Suitable for | TECONN | TE CONNECTIVITY LTD | BAH-022100037 | Active
002464873 | CHARGER,BATTERY | BCH300, Genset, 300W, Input 230V AC, 2.8A, Output 24-27.6V, 11A, 290 x 132 x 62mm, Power & Charger Fail Alarm, Low Battery Alarm | AMTEX | AMTEX ELECTRONICS PTY LTD | BCH300-28FT | Active
C2429967 | CABLE,POWER,ELECTRICAL | C2L, U/G, 6.35/11kV, Triplex, 1Cx35mm2 Al/TR-XLPE Insulated/(40/0.85) CWS/HDPE/ PVC WBT/Insect Protected/Nylon Jacket, Wood Drum, ETS 04-01-11 (scm) | MIDLAND | MIDLAND METALS OVERSEAS PTE LTD | MMO11KV3X1X35ATRXWBTCWSWBTPNJM | Active
C2429967 | CABLE,POWER,ELECTRICAL | C2L, U/G, 6.35/11kV, Triplex, 1Cx35mm2 Al/TR-XLPE Insulated/(40/0.85) CWS/HDPE/ PVC WBT/Insect Protected/Nylon Jacket, Wood Drum, ETS 04-01-11 (scm) | OLEX | OLEX AUSTRALIA PTY LTD | XJNA18THT03KTAA | Active
000104442 | CABLE,FIBRE OPTIC | Aerial, ADSS, Short Span, Dry Core, 48 Fibres, SMOF, ETS 03-01-07 (4000m Drum) | CORNCBLE | CORNING CABLE SYSTEMS | A048SABDKP-HS11 | Active
000104444 | CABLE,FIBRE OPTIC | Aerial, ADSS, Short Span, Dry Core, 36 Fibres, SMOF, ETS 03-01-07 (4000m Drum) | CORNCBLE | CORNING CABLE SYSTEMS | 36-SM-ND-15-YN-ADSS | Active
002465763 | BOX,STORAGE | HZQ200 Storage Bin, Heavy Duty, 70Ltr, Dark Grey c/w Lid, Wheels & Handles | ALLENS | ALLENS INDUSTRIAL PRODUCTS | ED19425 | Active
002403338 | LAMP,SODIUM | HP, 360W, Reflector Back Vapour, Internal Igniter, for Mercury Vapour Ballast used in Watchman Lights (P6) | EYELIGHT | EYE LIGHTING AUSTRALIA PTY LTD | NHR360LX-E40-CE 360W | Phasing
002400223 | WIRE,ELECTRICAL | Conductor Aerial, HDBCC, 19/2.75mm, 500m Wood Drum, JTS 03-03-01 | MIDLAND | MIDLAND METALS OVERSEAS PTE LTD | MMO-HDBCC 19/2.75 | Active
002400223 | WIRE,ELECTRICAL | Conductor Aerial, HDBCC, 19/2.75mm, 500m Wood Drum, JTS 03-03-01 | OLEX | OLEX AUSTRALIA PTY LTD | ACUT44SB001AAAA | Active
002465110 | INSULATION SLEEVING,ELECTRICAL | Heat Shrink Tubing, 3/1.5mm, 1.2m Lg, Blue, Thin Wall, Flame Retardant, UV Stabilised | HAYMANS | HAYMANS ELECTRICAL | CAB XLP3BL/4FT | Active
002465110 | INSULATION SLEEVING,ELECTRICAL | Heat Shrink Tubing, 3/1.5mm, 1.2m Lg, Blue, Thin Wall, Flame Retardant, UV Stabilised | T&BLTD | THOMAS & BETTS LTD (ABB GROUP) | T&BHSTW3BL1.2 | Active
002465110 | INSULATION SLEEVING,ELECTRICAL | Heat Shrink Tubing, 3/1.5mm, 1.2m Lg, Blue, Thin Wall, Flame Retardant, UV Stabilised | CABAC | CABAC (MANUFACTURER) | XLP3BL/4FT | Active
002465144 | INSULATION SLEEVING,ELECTRICAL | Heat Shrink Tubing, 5/2.5mm, 1.2m Lg, Red, Thin Wall, Flame Retardant, UV Stabilised | T&BLTD | THOMAS & BETTS LTD (ABB GROUP) | T&BHSTW5R1.2 | Active
002465144 | INSULATION SLEEVING,ELECTRICAL | Heat Shrink Tubing, 5/2.5mm, 1.2m Lg, Red, Thin Wall, Flame Retardant, UV Stabilised | HAYMANS | HAYMANS ELECTRICAL | CAB XLP5RD/4FT | Active
002465144 | INSULATION SLEEVING,ELECTRICAL | Heat Shrink Tubing, 5/2.5mm, 1.2m Lg, Red, Thin Wall, Flame Retardant, UV Stabilised | CABAC | CABAC (MANUFACTURER) | XLP5RD/4FT | Active
002465177 | INSULATION SLEEVING,ELECTRICAL | Heat Shrink Tubing, 5/2.5mm, 1.2m Lg, Black, Thin Wall, Flame Retardant, UV Stabilised | T&BLTD | THOMAS & BETTS LTD (ABB GROUP) | T&BHSTW5BK1.2 | Active
002465177 | INSULATION SLEEVING,ELECTRICAL | Heat Shrink Tubing, 5/2.5mm, 1.2m Lg, Black, Thin Wall, Flame Retardant, UV Stabilised | HAYMANS | HAYMANS ELECTRICAL | CAB XLP5BK/4FT | Active
002465177 | INSULATION SLEEVING,ELECTRICAL | Heat Shrink Tubing, 5/2.5mm, 1.2m Lg, Black, Thin Wall, Flame Retardant, UV Stabilised | CABAC | CABAC (MANUFACTURER) | XLP5BK/4FT | Active
002465201 | INSULATION SLEEVING,ELECTRICAL | Heat Shrink Tubing, 7/3.5mm, 1.2m Lg, White, Thin Wall, Flame Retardant, UV Stabilised | T&BLTD | THOMAS & BETTS LTD (ABB GROUP) | T&BHSTW7W1.2 | Active
002465201 | INSULATION SLEEVING,ELECTRICAL | Heat Shrink Tubing, 7/3.5mm, 1.2m Lg, White, Thin Wall, Flame Retardant, UV Stabilised | HAYMANS | HAYMANS ELECTRICAL | CAB XLP7WH/4FT | Active
002465201 | INSULATION SLEEVING,ELECTRICAL | Heat Shrink Tubing, 7/3.5mm, 1.2m Lg, White, Thin Wall, Flame Retardant, UV Stabilised | CABAC | CABAC (MANUFACTURER) | XLP7WH/4FT | Active
002465219 | INSULATION SLEEVING,ELECTRICAL | Heat Shrink Tubing, 7/3.5mm, 1.2m Lg, Blue, Thin Wall, Flame Retardant, UV Stabilised | HAYMANS | HAYMANS ELECTRICAL | CAB XLP7BL/4FT | Active
002465219 | INSULATION SLEEVING,ELECTRICAL | Heat Shrink Tubing, 7/3.5mm, 1.2m Lg, Blue, Thin Wall, Flame Retardant, UV Stabilised | T&BLTD | THOMAS & BETTS LTD (ABB GROUP) | T&BHSTW7BL1.2 | Active
002465219 | INSULATION SLEEVING,ELECTRICAL | Heat Shrink Tubing, 7/3.5mm, 1.2m Lg, Blue, Thin Wall, Flame Retardant, UV Stabilised | CABAC | CABAC (MANUFACTURER) | XLP7BL/4FT | Active
002465227 | INSULATION SLEEVING,ELECTRICAL | Heat Shrink Tubing, 7/3.5mm, 1.2m Lg, Black, Thin Wall, Flame Retardant, UV Stabilised | T&BLTD | THOMAS & BETTS LTD (ABB GROUP) | T&BHSTW7BK1.2 | Active
002465227 | INSULATION SLEEVING,ELECTRICAL | Heat Shrink Tubing, 7/3.5mm, 1.2m Lg, Black, Thin Wall, Flame Retardant, UV Stabilised | HAYMANS | HAYMANS ELECTRICAL | CAB XLP7BK/4FT | Active
002465227 | INSULATION SLEEVING,ELECTRICAL | Heat Shrink Tubing, 7/3.5mm, 1.2m Lg, Black, Thin Wall, Flame Retardant, UV Stabilised | CABAC | CABAC (MANUFACTURER) | XLP7BK/4FT | Active
000004877 | TERMINAL STRIP | Mini Neutral Link, 100A, 500V, 8 Hole c/w Cover, Front Wiring | CLIPSAL | CLIPSAL (BY SCHNEIDER ELECTRIC) | CLIL8 | Active
000004877 | TERMINAL STRIP | Mini Neutral Link, 100A, 500V, 8 Hole c/w Cover, Front Wiring | CLIPSAL | CLIPSAL (BY SCHNEIDER ELECTRIC) | L8 | Active
000924060 | POLE,PUBLIC LIGHTING,METAL | Estate Minor Road, 4.5m, Base Plate Mounted, 350 PCD Bolt Spacing, Black, EQTS 05-02-01, Dwg 05-02-12 (scm) | IUPOLE | INTERNATIONAL UTILITY POLES PTY LTD | EX-14770 | Active
000924060 | POLE,PUBLIC LIGHTING,METAL | Estate Minor Road, 4.5m, Base Plate Mounted, 350 PCD Bolt Spacing, Black, EQTS 05-02-01, Dwg 05-02-12 (scm) | INGAL | INGAL EPS | GEX14770 | Active
000924060 | POLE,PUBLIC LIGHTING,METAL | Estate Minor Road, 4.5m, Base Plate Mounted, 350 PCD Bolt Spacing, Black, EQTS 05-02-01, Dwg 05-02-12 (scm) | GMPOLES | GM POLES PTY LTD | EST-04.5-BL | Active
002465789 | FOOTWEAR COVERS | Disposable, Heavy Duty Overboots, SMS Fabric c/w PVC Sole, White, Elastic Top, Plastic Ties for Ankle, Waterproof | ALLENS | ALLENS INDUSTRIAL PRODUCTS | MG20-414WH42-46 | Active
002467512 | CROSSARM,COMPOSITE | 4900 x 125 x 125mm, Suspension, Single Horizontal Arm to Double Pole, Dwg 6-2-3035-1 & Dwg 1047766-10 | WAGNERS | WAGNERS CFT MANUFACTURING | EC006-00119 | Active
002467538 | CROSSARM,COMPOSITE | 4900 x 125 x 125mm, Strain, Twin Horizontal Arms to Double Pole, Dwg 6-2-3037-1 & Dwg 1047766-12 | WAGNERS | WAGNERS CFT MANUFACTURING | EC006-00120 | Active
002472363 | ADAPTOR | RoadFlair BRP391, BRP392 & BRP393, Tilt Adaptor, -5Deg | PHILIPS | PHILIPS AUSTRALIA PTY LTD | 919002151636 | Active
000023331 | DISPENSER,PALLET WRAP | Stretch Film Bundling Dispenser, 38mm Core, PVC Applicator, for 100mm Bundling Wrap | PROMARK | PROMARK PTY LTD (MANUFACTURER) | DC9002 | Active
002466688 | TERMINATION,PREFORMED | FT, WHITING & GREYLING, Smooth Body, Grip Assembly, Colour Code Blue (scm) | PLP | PREFORMED LINE PRODUCTS (AUST) | D-FSE0750 | Active
000005003 | FUSE,CARTRIDGE | 250V AC, Glass Cartridge M205 Type, 2A, 5 x 20mm, Miniature, Fast Fuse, suit ZS4-SF1 Fuse Holder Terminals | ABBAUST | ABB AUSTRALIA PTY LTD | F-M205-2A | Active
000104293 | TERMINATION KIT,ELECTRICAL CABLE | Outdoor, LV, 240mm2 Al, 4 Core Sector XLPE Cable, Insect Protected c/w Cable Term Kit, Solvent Wipes, Crimp Cable Lugs, ETS14-02-01 (scm) | TECONN | TE CONNECTIVITY LTD | EPKT-ERG7 | Active
002467504 | CROSSARM,COMPOSITE | 3200 x 125 x 125mm, Delta Strain, for 66kV Horizontal Twin Arm, Dwg 6-2-3031-1 & Dwg 1047766-09 | WAGNERS | WAGNERS CFT MANUFACTURING | EC006-00117 | Active
001141513 | LAMP,SODIUM | 90W, Sox, QESI-31/98 (P12) | REXEL | REXEL AUSTRALIA | NA/SOX90 | Active
002406972 | BUSHING,ELECTRICAL CONDUIT | Strain Relief, 8.0 x 16.8mm, Right Angle, Nylon, Black, for 2 Core PVC/PVC Flat Cable (MOQ 100) (scm) | IDEALELE | IDEAL ELECTRICAL SUPPLIERS | HEYCOH1440 | Active
002453595 | BASE,ANTENNA SUPPORT | Mobile Antenna Mount Connector, Nickel Plated, PL259 Socket Base, Mopole, suits Ground Independent Antennas | RFIND | RF INDUSTRIES PTY LTD | MBC | Active
002403424 | CLEVIS,TONGUE | No 16, 186mm Lg, 40mm W, 6mm Thk, Galv Steel | STEELWAY | STEELWAY ENGINEERING | SEQ83 | Active
000017739 | FUSEHOLDER,BASE & CARRIER | 415V, 100A, Service Fuse, Back Wired, 100 x 44 x 90mm, 35mm2 Double Clear Terminal, suit Ferrule Cartridge 22.2mm, 57mm Lg, Contactors & Blades lightly | FLOWLINE | FLOWLINE INDUSTRIES PTY LTD | E1036/C | Active
002427821 | PLUG | 16mm, Plastic, Black, Round Internal Finishing, for use in Steel Poles (scm) | SNCLRUSH | SINCLAIR & RUSH PTY LTD | 026003260 | Active
002433324 | LAMP,SODIUM | HP, 150W, Hard Glass Exterior, Reflector E40 Cap, Operates on 150W HP Sodium Control Gear, for Watchman Floodlight, EQTS 05-03-01 (scm) | EYELIGHT | EYE LIGHTING AUSTRALIA PTY LTD | 120100 | Active
002439701 | LAMP,SODIUM | HP, 400W, Hard Glass Exterior, Reflector E40 Cap, Operates on 400W HP Sodium Control Gear, for Watchman Floodlight, EQTS 05-03-01 (scm) | EYELIGHT | EYE LIGHTING AUSTRALIA PTY LTD | 120110 | Active
002463248 | WASHER,LOCK | 24mm, Hino JO8 Electrical Parts | EPDE | ELECTRO-POWER AND DATA EQUIPMENT P/L | 112264 | Active
002464576 | HOSE,NONMETALLIC | Dash 8 Hose, 10.7mm ID, 19.4mm OD, CPE Tube, Reinforced Braided High-tensile Wire & Texiles, Oil & Mildew Resistant Poly/Texile Braid Cover | HYDRLINK | HYDRAULINK HOSE & FITTINGS | FC300-08 | Active
002464865 | HOSE SET,NONMETALLIC | Gardena Universal Set, 4 Piece Hose Fittings, 12mm, Plastic Click-on, for Unfitted Hoses | BLKWOODJ | J BLACKWOOD & SONS LIMITED | 04594318 | Active
002464865 | HOSE SET,NONMETALLIC | Gardena Universal Set, 4 Piece Hose Fittings, 12mm, Plastic Click-on, for Unfitted Hoses | GARDENA | GARDENA GARDEN TOOLS | G1051 | Active
002464865 | HOSE SET,NONMETALLIC | Gardena Universal Set, 4 Piece Hose Fittings, 12mm, Plastic Click-on, for Unfitted Hoses | BLKWOODJ | J BLACKWOOD & SONS LIMITED | 04197304 | Active
002401743 | CLAMP,ELEC CONDUCTOR,STRAIN | Compression Deadend, suit 19/3.75 AAC Pluto c/w Eye Tail, Jumper Lug & Bolts Hex Die A/F 28.5mm (scm) | PLP | PREFORMED LINE PRODUCTS (AUST) | CDEA-188-1-A | Active
002442416 | CLAMP,ELEC CONDUCTOR,STRAIN | Compression Deadend, Double Palm, 2 Holes, 50mm Centre, Outer Sleeve Die Size 28.5A/F, Deadend Eye, suit Grape 30/7/2.50 ACSR/GZ c/w Bolts, Nuts, | PLP | PREFORMED LINE PRODUCTS (AUST) | CDE-175-1DF | Active
002464774 | FITTING | Reusable, 45 Deg Fitting, Size - 12 | HYDRLINK | HYDRAULINK HOSE & FITTINGS | 5H-JFS45S-1212 | Active
000003270 | REGULATOR,VOLTAGE | 11kV, 300A, VR32 c/w CL6B Control & SCADA Interface | COOPER | COOPER ELECTRICAL AUSTRALIA PTY LTD | WED33B79RZRM | Active
002403239 | CABLE,POWER,ELECTRICAL | U/Ground, 6.35/11kV, 3C, 240mm2 Al, PVC Insulated/LD Screen/XLPE Sheath, AS 4026 | OLEX | OLEX AUSTRALIA PTY LTD | XJMA26RP003CXAA | Active
002429256 | HAT,SUN | Bucket Style, Size M, Grey, Unbranded | MTCASTLE | MOUNTCASTLE PTY LTD | 30027100OM | Active
002429256 | HAT,SUN | Bucket Style, Size M, Grey, Unbranded | MITCHELL | MITCHELL'S CAP CO | 34970-M | Active
002466290 | CABLE,POWER,ELECTRICAL | Control, 0.6/1kV, 4C x 4mm2 (7/0.85) Cu/X-HF-90 Insulated/HFS-90-TP Bedded/ DBT/HFS-90-TP Sheath, 500m Wood Drum, JTS 04-05-02 | MIDLAND | MIDLAND METALS OVERSEAS PTE LTD | MMO-4X4 CU XHF HFS DBT HFS | Active
000005023 | TRANSFORMER,VOLTAGE | 123kV, CVT, 50Hz, Post Type 1Ph Outdoor c/w Metering Accuracy Tests | KONCAR | KONCAR - ELECTRICAL INDUSTRY INC | M172168 | Active
002465904 | THIMBLE,ROPE | 16mm, Open Ended, 25mm Opening, Internal Wire Width min 21mm, S/Steel Gde 316 | THEBLTPL | THE BOLT PLACE | G414- 5/8" | Active
002467769 | ATTENUATOR,FIXED | Optical, Multimode 62.5/125µm, 850nm, 10dB, LC Connector | OPTICAL | OPTICAL FIBRE SYSTEMS PTY LTD | OFS-ATT-LC-10-MM | Active
000030055 | CLAMP,ELEC CONDUCTOR,STRAIN | Compression Deadend, Outer Sleeve Die Size 47.5A/F, suit Sulphur 61/3.75 AAAC | PLP | PREFORMED LINE PRODUCTS (AUST) | CDEAAAC-338-1 | Active
002462703 | ADAPTOR | Passive PoE Injector/Splitter, 2-Way Adaptor c/w 2.1 x 5.5mm DC Connector, suits 5V/9V/12V/18V/24V/48V DC Power Input, 2 x Wall Mounting Holes | ALFA | ALFA NETWORK INC | APOE02 | Active
000030057 | CLAMP,ELEC CONDUCTOR,STRAIN | Compression Deadend, Double Palm, 4 Holes, 50mm Centre, Outer Sleeve Die Size 40.0A/F, Deadend Eye, suit Oxygen 19/4.75 AAAC/1120 c/w Bolts, Nuts, | PLP | PREFORMED LINE PRODUCTS (AUST) | CDEAAAC-238-2P5 | Active
002429264 | HAT,SUN | Bucket Style, Size L, Grey, Unbranded | MTCASTLE | MOUNTCASTLE PTY LTD | 30027100OL | Active
002429264 | HAT,SUN | Bucket Style, Size L, Grey, Unbranded | MITCHELL | MITCHELL'S CAP CO | 34970-L | Active
002443463 | PANEL,MULTIFUNCTION | FlexDSX, 19" Empty Panel, 16 Module Capacity, Cross Connect E1, Multifunction, EE Dwg 1014130-03 | TECONN | TE CONNECTIVITY LTD | DFX-9E0002 | Active
002429249 | HAT,SUN | Bucket Style, Size S, Grey, Unbranded | MITCHELL | MITCHELL'S CAP CO | 34970-S | Active
002429249 | HAT,SUN | Bucket Style, Size S, Grey, Unbranded | MTCASTLE | MOUNTCASTLE PTY LTD | 30027100OS | Active
000015747 | SCREW,MACHINE | Socket Security Screw, M6 x 20mm, S/Steel Gde 304, Post Button HD, for Public Lighting Columns (P100) | COVENTRY | COVENTRY FASTENERS QLD | 6X20MG304PBHSS | Active
000015747 | SCREW,MACHINE | Socket Security Screw, M6 x 20mm, S/Steel Gde 304, Post Button HD, for Public Lighting Columns (P100) | SUMMIT | SUMMIT GROUP | 6BXCS2P06020 | Active
002463735 | GASKET | Centrifugal Oil Cleaner Gasket, Scania DC12 & DC13 Mechanical Parts | SCANIA | SCANIA AUSTRIALIA | 1885869 | Phasing
002464204 | NUT,PLAIN,HEX | M10, S/Steel Gde 316 | GLBFAST | GLOBAL FASTENERS (QLD) PTY LTD | NHXS6M10 | Active
002464592 | HOSE,NONMETALLIC | Dash 12 Hose, 16.4mm ID, 27.3mm OD, CPE Tube, Reinforced Braided High-tensile Wire & Texiles, Oil & Mildew Resistant Poly/Texile Braid Cover | HYDRLINK | HYDRAULINK HOSE & FITTINGS | FC300-12 | Active
002465581 | WIRE | Safety Locking Wire, S/Steel, 0.04, 70m | BLKWOODJ | J BLACKWOOD & SONS LIMITED | 00737258 | Active
002466597 | INDICATOR,FAULT LOCATING | Smart Navigator, Temp Monitoring, 100-1200A Trip Level, <46kV/50Hz Max Operating, 25kA/1sec, 2.4GHz/1mW/MSK, -40 to 130DegC Measurement Range, | HRSTMNN | HORSTMANN GMBH (MANUFACTURER) | 43-4117-100 | Active
002466597 | INDICATOR,FAULT LOCATING | Smart Navigator, Temp Monitoring, 100-1200A Trip Level, <46kV/50Hz Max Operating, 25kA/1sec, 2.4GHz/1mW/MSK, -40 to 130DegC Measurement Range, | MVTECH | MV TECHNOLOGY SOLUTIONS P/L | 43-4117-100 | Active
002462372 | BASE,ANTENNA SUPPORT | Mobile Antenna Mount Connector, Nickel Plated, PL259 Socket Base c/w 5m RG58 Cable | RFIND | RF INDUSTRIES PTY LTD | MBC-00-53 | Active
002464782 | FITTING | Reusable, Straight Fitting, Size -16 | HYDRLINK | HYDRAULINK HOSE & FITTINGS | 5H-JFS-1616 | Active
002440774 | TERMINAL,LUG | Compression, Al, 100mm2, 4 x 14mm Holes, 50mm Centre, Hex Die A/F 40.0mm, Straight, Centred, suit Triton 37/3.75 | CABAC | CABAC (MANUFACTURER) | CTA-263-15211 | Active
002471456 | LABEL | Asbestos Warning Sticker, "WARNING THIS SWTICHBOARD AND SURROUNDS MAY CONTAIN ASBESTOS CONTAINING MATERIALS", Self Adhesive Vinyl, 125 x 50mm, Black Text, | BRADY | BRADY AUSTRALIA | 1004459069-10 | Active
002463123 | FAN,CIRCULATING | Weg 2P, 1.1kW, 415V, 3 Ph, 80L Frame, Canopy Fan, Hino JO8 Electrical Parts | HAZELEC | HAZ-ELEC INDUSTRIES PTY LTD | K9 ALEW21 | Active
002468098 | CROSSARM,METAL | Tension LH, 45 x 45 x 5 x 2517mm Lg, Galv Steel, Dwg N026-1531-02 Item 6 | ISM | ISM MANUFACTURING PTY LTD | ERGENE-N026-1531-02-06 | Active
002465458 | FERRULE,ELECTRICAL CONDUCTOR | Bootlace, 6.0mm2, 20mm Lg, Green (P50) | CJSAUST | CABLE JOINTING SUPPLIES AUSTRALIA | CJS-BLP600-GREEN | Active
002465458 | FERRULE,ELECTRICAL CONDUCTOR | Bootlace, 6.0mm2, 20mm Lg, Green (P50) | CABAC | CABAC (MANUFACTURER) | BLP600 | Active
002468338 | SLING,RESCUE EQUIPMENT | Blue, 25mm x 600mm Lg Round Sling, for Transformer Access Kit | HGHTDYNM | HEIGHT DYNAMICS | HD R32KN 0600 BLUE | Active
002465128 | INSULATION SLEEVING,ELECTRICAL | Heat Shrink Tubing, 3/1.5mm, 1.2m Lg, Black, Thin Wall, Flame Retardant, UV Stabilised | HAYMANS | HAYMANS ELECTRICAL | CAB XLP3BK/4FT | Active
002465128 | INSULATION SLEEVING,ELECTRICAL | Heat Shrink Tubing, 3/1.5mm, 1.2m Lg, Black, Thin Wall, Flame Retardant, UV Stabilised | CABAC | CABAC (MANUFACTURER) | XLP3BK/4FT | Active
002465128 | INSULATION SLEEVING,ELECTRICAL | Heat Shrink Tubing, 3/1.5mm, 1.2m Lg, Black, Thin Wall, Flame Retardant, UV Stabilised | T&BLTD | THOMAS & BETTS LTD (ABB GROUP) | T&BHSTW3BK1.2 | Active
002465185 | INSULATION SLEEVING,ELECTRICAL | Heat Shrink Tubing, 5/2.5mm, 1.2m Lg, Yellow/Green, Thin Wall, Flame Retardant UV Stabilised | HAYMANS | HAYMANS ELECTRICAL | CAB XLP5YG/4FT | Active
002465185 | INSULATION SLEEVING,ELECTRICAL | Heat Shrink Tubing, 5/2.5mm, 1.2m Lg, Yellow/Green, Thin Wall, Flame Retardant UV Stabilised | T&BLTD | THOMAS & BETTS LTD (ABB GROUP) | T&BHSTW5YG1.2 | Active
002465185 | INSULATION SLEEVING,ELECTRICAL | Heat Shrink Tubing, 5/2.5mm, 1.2m Lg, Yellow/Green, Thin Wall, Flame Retardant UV Stabilised | CABAC | CABAC (MANUFACTURER) | XLP5YG/4FT | Active
002472298 | INSULATOR | Kit for LV Temporary Crossarm, Ertalon 6-PLA, Black c/w Bag (Set of 4) | THEWMCCA | TMAC THEW & MCCANN GROUP | TM01359 | Active
002472306 | INSULATOR | for LV Temporary Crossarm, Ertalon 6-PLA, Black (single unit) | THEWMCCA | TMAC THEW & MCCANN GROUP | TM12998 | Active
002465011 | HANDLE | 350A Handle Kit c/w Bolts & Nuts, suit Anderson Plug In-line Connector | ASHDOWN | ASHDOWN-INGRAM (NOW CALLED NAPA) | N57246 | Active
002463149 | SWITCH,PUSH | Emergency Stop, 40mm Red Operator, Metal Twist Release, Non-illuminated, Hino JO8 Electrical Parts | HAYMANS | HAYMANS ELECTRICAL | D7M-MT44 SPRECHER/SCHVH | Active
002479780 | FIXTURE,LIGHTING | 38W RoadFlair BRP392 (L37A) 3K c/w Upcast Adaptor, Major Road, EQTS 05-01-02 (scm) | PHILIPS | PHILIPS AUSTRALIA PTY LTD | 824110136201 | Active
002479798 | FIXTURE,LIGHTING | 61W RoadFlair BRP392 (L60A) 3K c/w Upcast Adaptor, Major Road, EQTS 05-01-02 (scm) | PHILIPS | PHILIPS AUSTRALIA PTY LTD | 824110136221 | Active
002479806 | FIXTURE,LIGHTING | 70W RoadFlair BRP392 (L67A) 3K c/w Upcast Adaptor, Major Road, EQTS 05-01-02 (scm) | PHILIPS | PHILIPS AUSTRALIA PTY LTD | 824110136211 | Active
002400636 | FUSE,CARTRIDGE | 415V AC, HRC Cartridge JP Type, 160A, 2 Hole Bolt-in Slotted Centre Tags, 82mm Fixing Centres Wedge Type Carrier | FUSECO | FUSECO POWER SOLUTIONS PTY LTD | JPU160 | Active
000104162 | CLAMP,TREFOIL | Cast Al, suit Cable 43.0 to 45.0mm Dia c/w Neoprene Insert & Clamping Bolts etc for use with M12 Fixing Bolt (MOQ10) (scm) | INTERENG | INTERTECH ENGINEERING PTY LTD | CABUS 5448NI | Active
002469401 | SENSOR,AMBIENT TEMPERATURE | 5M Water Resistant Dual Temperature & Humidity Sensor c/w 15ft Cable | DUONS | DUONS PTY LTD (AKCP PRODUCTS) | THSW15 | Active
002469401 | SENSOR,AMBIENT TEMPERATURE | 5M Water Resistant Dual Temperature & Humidity Sensor c/w 15ft Cable | NETIC | NET IMPROVEMENT CONSULTING PTY LTD | AK-THSW15 | Active
002406491 | TRIP RESISTOR | KFE Recl 200A (Phase Trip) | COOPER | COOPER ELECTRICAL AUSTRALIA PTY LTD | URU597F200 | Active
002406491 | TRIP RESISTOR | KFE Recl 200A (Phase Trip) | COOPER | COOPER ELECTRICAL AUSTRALIA PTY LTD | KRK597F200 | Active
000446396 | LETTER,SIGN | (M), Pressed Al, Plain, Dwg 22-A4-200 Rev B (P100) | METALTI | METAL-TECH INDUSTRIES (TRADE POLISHERS) | LETTER M | Active
002440717 | TERMINAL,LUG | Compression ,Al, 100 x 50mm, Undrilled, Hex Die 40.0A/F, Straight Centred, Taurus/Oxygen 19/4.75 | MMELEC | MM ELECTRICAL MERCHANDISING | CLA2375SC4U | Active
002401264 | GUARD | Cable Galv 70mm SA4 | STEELWAY | STEELWAY ENGINEERING | DWG A48101 | Active
002401264 | GUARD | Cable Galv 70mm SA4 | ADNOUGHT | ADNOUGHT SHEETMETAL FABRICATIONS | DWG A48101 | Active
000452299 | NUMERAL,SIGN | (4) Pressed Al, Plain, Dwg 22-A4-200 Rev B | PWRENG | POWER ENGINEERS PTY LTD | PRESSED ALUM "4" | Active
000446434 | LETTER,SIGN | (R), Pressed Al, Plain, Dwg 22-A4-200 Rev B | METALTI | METAL-TECH INDUSTRIES (TRADE POLISHERS) | LETTER R ALUMINIUM | Active
002465268 | INSULATION SLEEVING,ELECTRICAL | Heat Shrink Tubing, 13/6.5mm, 1.2m Lg, Blue, Thin Wall, Flame Retardant, UV Stabilised | T&BLTD | THOMAS & BETTS LTD (ABB GROUP) | T&BHSTW13BL1.2 | Active
002465268 | INSULATION SLEEVING,ELECTRICAL | Heat Shrink Tubing, 13/6.5mm, 1.2m Lg, Blue, Thin Wall, Flame Retardant, UV Stabilised | HAYMANS | HAYMANS ELECTRICAL | CAB XLP13BL/4FT | Active
002465268 | INSULATION SLEEVING,ELECTRICAL | Heat Shrink Tubing, 13/6.5mm, 1.2m Lg, Blue, Thin Wall, Flame Retardant, UV Stabilised | CABAC | CABAC (MANUFACTURER) | XLP13BL/4FT | Active
000104728 | FUSEHOLDER,BASE & CARRIER | 415V AC, 32A Pole Mounted Secondary VT Fuses c/w Neutral Link Bracket & Fuse Carrier, suit 10G Type 10.3mm Dia x 38mm Lg Fuse Links (scm) | CABAC | CABAC (MANUFACTURER) | RP2A | Active
000456813 | PLUG | Tapered, Black, 10-19mm, Polesaver, Square Keyhole, for Sealing Inspection Holes in Wood Poles (P200) | PRESCHEM | PRESCHEM POLE MAINTENANCE PTY LTD | PP16 | Active
002462745 | GASKET | Cylinder Head Cover Gasket, Hino JO8 Mechanical Parts | HINO | HINO MOTORS | S112131880 | Active
002462919 | GASKET | Thermostat Gasket, Hino JO8 Mechanical Parts | HINO | HINO MOTORS | SN73210793 | Active
000431062 | GRIP,WIRE ROPE | 10mm, Wire Rope, AS2076-1977 | ELMAKO | ELMAKO PTY LTD | WATWRG10 | Active
000156613 | JOINT,ELECTRICAL CABLE,UNDERGROUND | Jointing 16/10mm2 16/25mm2, Dwg # V4-S1-P5 | GILBERT | GILBERT LODGE AUSTRALIA PTY LTD | RAYCEB/LVJ1 | Active
002468957 | WASHER | Fuel Injector Nozzle Washer, Scania Engine, DC13 Mechanical Parts | SCANIA | SCANIA AUSTRIALIA | 2042940 | Active
002469328 | BOX,STORAGE | Heavy Gde Carboard, Brown, 610 x 550 x 170mm, for Fusesaver delivery of 3 units & comms modules | SIGNET | SIGNET PTY LTD | BROWN HEAVY 610X550X170 | Active
000024295 | RECEIVER | Phase Identification LV Non-Contact Receiver, for Futurepoint Systems Phase Identifier Kit | FUTUREPS | FUTUREPOINT SYSTEMS | PHASE-NRX | Active
002469609 | RECEIVER | Phase Identification LV Contact Receiver, for Futurepoint Systems Phase Identifier Kit | FUTUREPS | FUTUREPOINT SYSTEMS | PHASE-CRX | Active
002473619 | COVER,RADOME | Replacement Pre-tensioned Radome Kit, 1.2m (4ft), for HPX4 CommScope Antenna Dish | COMMSINC | COMMSCOPE INC | 115239-1 | Active
002473635 | COVER,RADOME | Replacement Planar White Enhanced Radome 2.4m (8ft) w/o Flash, for HP, HPX, HSX & UHX CommScope Microwave Antenna Dish | COMMSINC | COMMSCOPE INC | 45664-7 | Active
002473643 | COVER,RADOME | Replacement Planar White Enhanced Radome 3.0m (10ft) w/o Flash, for HP, HPX, HSX & UHX CommScope Microwave Antenna Dish | COMMSINC | COMMSCOPE INC | 45664-8 | Active
002474583 | THERMOMETER,CLINICAL,HUMAN | Infared Forehead Thermometer, Non-Contact Measurement, Medical 32.02-42.2. | ATOMSUPP | ATOM SUPPLY GROUP P/L | 64530422 | Active
002474583 | THERMOMETER,CLINICAL,HUMAN | Infared Forehead Thermometer, Non-Contact Measurement, Medical 32.02-42.2. | SETON | SETON AUSTRALIA PTY LTD | 000010 A48335 | Active
002469310 | SPLICE,CONDUCTOR | Repair Rod, suit 7/4.25 OPGW Left Hand Lay, Colour Code White | PLP | PREFORMED LINE PRODUCTS (AUST) | P-XP | Active
002469310 | SPLICE,CONDUCTOR | Repair Rod, suit 7/4.25 OPGW Left Hand Lay, Colour Code White | PLP | PREFORMED LINE PRODUCTS (AUST) | ARR-130-L | Active
002404051 | SHACKLE | D 10mm, Tested & Stamped with SWL | MMELEC | MM ELECTRICAL MERCHANDISING | BULWSS-0010-SC-D | Active
001851506 | HAT,SUN | Protection, Size L, Aussiemate Grey, Unbranded | MTCASTLE | MOUNTCASTLE PTY LTD | 40009004OL | Active
002469633 | SPIGOT | Double Ended Joiner, Al, to suit 9.0m, 127mm Dia Temporary Pole | ULLRICH | ULLRICH ALUMINIUM PTY LTD | ERGONJOINER | Active
002439941 | LABEL | INDUSTRIAL, Maximum Load 160kg, FED 6.4, for Branach Ladder | BLKWOODJ | J BLACKWOOD & SONS LIMITED | 01641562 | Active
002439958 | LABEL | INDUSTRIAL, Maximum Load 160kg, FED 7.6, for Branach Ladder | BLKWOODJ | J BLACKWOOD & SONS LIMITED | 01641579 | Active
002401019 | TERMINAL,LUG | Compression, 4 x M12 Bolt Holes, Bolted, Conductor Range 10.7 - 15.75mm2, ETS 01-09-23 (P1) | PLP | PREFORMED LINE PRODUCTS (AUST) | TL3 B22 | Active
002469161 | CROSSARM,COMPOSITE | Fibre, Predrilled, 1500 x 100 x 100mm, LV Fuse Arm, Dwg EQLS-10038 (scm) | RMSRVR | RMS (RIVERSLEIGH MANAGEMENT SERVICES) | TT5000610602 | Active
000405819 | STRAP | Shackle Strap, LV "U", Dwg 01-12-02 | BIGGENGI | BIGGENDEN ENGINEERING WORKS | EM0405819 | Active
000015353 | BOLT SET | Galv Steel Gde 8.8, Hex Head, M36 x 130mm, 80mm Lg Min Thread c/w M36 8.8 Structural Steel Nuts, 2 x M36 8.8 Structural Steel Flat Washer (scm) | INGAL | INGAL EPS | 1000183RGX | Active
001851508 | HAT,SUN | Protection, Size XL, Aussiemate Grey, Unbranded | MTCASTLE | MOUNTCASTLE PTY LTD | 40009004XL | Active
000104455 | BEND,ELECTRICAL CONDUIT | 50mm, 90 Deg, 304mm Rad, PVC, Socket to Socket, White (scm) | HAYMANS | HAYMANS ELECTRICAL | 50AUSCOM305R90B | Active
000156610 | TERMINATION KIT,ELECTRICAL CABLE | Indoor, Heatshrink, suit 4 Core, 240mm2, XLPE, 0.6kV to 1kV Cable Kit, No 4-Way Break-out Required (scm) | LEGEND | LEGEND POWER SYSTEMS | H1L240ERG02 | Active
000156610 | TERMINATION KIT,ELECTRICAL CABLE | Indoor, Heatshrink, suit 4 Core, 240mm2, XLPE, 0.6kV to 1kV Cable Kit, No 4-Way Break-out Required (scm) | GILBERT | GILBERT LODGE AUSTRALIA PTY LTD | RAYCTK240CEB2 | Active
002403462 | SHACKLE | Dee, Steel, Galv, High Grade "S" 16mm, 3.2T WLL, 19mm Dia Pin w/Eye & Collar, High Load | BULLIVAN | BULLIVANTS PTY LTD | WSS0032SCD | Active
002403462 | SHACKLE | Dee, Steel, Galv, High Grade "S" 16mm, 3.2T WLL, 19mm Dia Pin w/Eye & Collar, High Load | BLKWOODJ | J BLACKWOOD & SONS LIMITED | 01159109 | Active
000022760 | BOLT,HOOK | M16, Galv Steel, 12kN min Failing Load, 200mm Lg to inside of Hook, c/w 2 x Nuts & Flat Washer (scm) | PLP | PREFORMED LINE PRODUCTS (AUST) | D-HB16200 | Active
002470086 | PLUG | 1-1/16" JIC Plug, Hydraulic Fitting | HYDRLINK | HYDRAULINK HOSE & FITTINGS | JP-12 | Active
002472033 | MARKER | Bundle Box Indicator, Orange, Acrylic UV Stable, 315A Engraved, for Fuse Size Identification (scm) | PEQ | PLASTIC ENGINEERING QLD | ORANGE-266-315A | Active
002473601 | WASTE DISPOSAL,HAZMAT | HAZIBAG, Site Asbestos Waste Bin, 1m3, 1000kg Four Point Lift, Fully Sealable & Lockable Top, Woven Grade 5 PP, Flexable Intemediate Bulk Container | ALLENS | ALLENS INDUSTRIAL PRODUCTS | HAZIBAG-1 | Active
002462943 | GASKET | Turbo Gasket, Hino JO8 Mechanical Parts | HINO | HINO MOTORS | S241091610 | Active
002468221 | PUMP | CP25 Mono Motorised Pump, 230-240V, 1 Ph, 25L p/m, 1450rpm, 2m Lg Lead, Oil & Fuel Transfer Unit | NOVMONO | NOV MONO PUMPS LTD | CP25 MOTORISED | Active
002468239 | PUMP | MTC 80B-4 Ebsray Induction Motor/Pump, 220-240V, 50Hz, IP55, Oil & Fuel Transfer Unit | EBSRAY | EBSRAY PUMPS AUSTRALIA | M24000753MTC | Active
002468247 | PUMP | Grundfos Unilift KP Bund Pump, 230-240V, 50Hz, 5m Cable, S/Steel, Submersible, Manual Operation w/out Level Switch, Cooland Transfer Unit | GRUNDFOS | GRUNDFOS PUMPS PTY LTD | KP150-M-1 | Active
000104561 | SAFETY,BOLLARD,TRAFFIC | Portable, T-Top, 1150 x 100mm c/w Base | JAYBRO | JAYBRO CIVIL & SAFETY PRODUCTS | 16TBOL | Active
000018969 | INSULATOR,SPREADER | Long Rod, Synthetic Composite, to 33kV Nom V, 1000mm Lg Nom Coupling, 1600mm Min Creepage, Bi-Metallic End Fittings, suit 9-21mm OD Conductor Range | K-LINE | K-LINE GROUP | KLPS038U05 | Active
001865692 | BEND,ELECTRICAL CONDUIT | 100mm, 90 Deg, 600mm Rad, UPVC, LD, Orange Elec, AS/NZS 2053.2 (scm) | HAYMANS | HAYMANS ELECTRICAL | 100LDELE600R90B | Active
000024294 | TRANSMITTER | Phase Identification LV Transmitter c/w Electro PJP Accessory Lead Set, for Futurepoint Systems Phase Identifier Kit | FUTUREPS | FUTUREPOINT SYSTEMS | PHASE-TX | Active
001175086 | STARTER,FLUORESCENT LAMP | Switches, 36W/40W, 58W/65W/80W, EQTS 05-03-01 (scm) | PHILIPS | PHILIPS AUSTRALIA PTY LTD | 928392210103 | Active
002469583 | CHARGER,BATTERY | 32V, 25A Output DC CB, 2 Rectifiers, Subs Supply Battery Charger, to meet Specification EESS-10735-01-0B | LEGEND | LEGEND POWER SYSTEMS | RPS-24B-RTP | Active
002469245 | CONTROL BOX | CAPE Control & Protection Enclosure, ADVC3 Ultra, CAPE FlexVUE Eng Sch, suit Schneider E27/E38 Reclosers, JTS 06-07-03 (scm) | SCHNEIDR | SCHNEIDER PTY LTD (MANUFACTURER) | 8600163100 | Active
000168002 | COVER,ELECTRICITY SUPPLY PILLAR | URD, Short, 315 H x 235 W x 300mm D, Green Polyethylene, Dwg 04-03-02 (scm) | LEGEND | LEGEND POWER SYSTEMS | PBS-G-V | Active
000168002 | COVER,ELECTRICITY SUPPLY PILLAR | URD, Short, 315 H x 235 W x 300mm D, Green Polyethylene, Dwg 04-03-02 (scm) | FLOWLINE | FLOWLINE INDUSTRIES PTY LTD | ES1000 | Active
002469740 | SPACER | 100mm Conduit Spacer, Clip Together 1/2 Piece (Bag of 40 x 1/2 Pieces) (scm) | SPACER | THE SPACER COMPANY | CS100 | Active
002469740 | SPACER | 100mm Conduit Spacer, Clip Together 1/2 Piece (Bag of 40 x 1/2 Pieces) (scm) | TRI UGRD | TRI UNDERGROUND AUSTRALIA PTY LTD | TRISPACERCS100 | Active
002469757 | SPACER | 125mm Conduit Spacer, Clip Together 1/2 Piece (Bag of 34 x 1/2 Pieces) (scm) | TRI UGRD | TRI UNDERGROUND AUSTRALIA PTY LTD | TRISPACERCS125 | Active
002469757 | SPACER | 125mm Conduit Spacer, Clip Together 1/2 Piece (Bag of 34 x 1/2 Pieces) (scm) | SPACER | THE SPACER COMPANY | CS125 | Active
002400024 | BOLT,MACHINE | M20 x 75mm, Hex, Galv c/w Galv Hex Nut, Aust Std (P50) | GREGSF | GREG SEWELL FORGINGS PTY LTD | 2400024 | Active
002400087 | BOLT,MACHINE | M12 x 70mm, Hex, S/Steel Gde 316 c/w Hex Nut S/Steel Gde 304, Aust Std (P25) | THEBLTPL | THE BOLT PLACE | 2400087 | Active
000620044 | FUSE LINK,EXPULSION | 5A, Class K, TS 06-03-01 (scm) | ABBAUST | ABB AUSTRALIA PTY LTD | 7501640 | Active
000620044 | FUSE LINK,EXPULSION | 5A, Class K, TS 06-03-01 (scm) | NGKSTANG | NGK STANGER PTY LTD | ZXC705-05BK37 | Active
002469229 | RECLOSER,AUTO | Schneider E27, 27kV, 3 Ph, 630A, 12.5kA Vacuum Interrupter in Epoxy Housing c/w Ctrl Cub, 11m Ctrl Cable, ADVC3 Controller IOEX2 & FTIM2 Modules, 2-Hole | SCHNEIDR | SCHNEIDER PTY LTD (MANUFACTURER) | 501150000 | Active
002469237 | RECLOSER,AUTO | Schneider E38, 38kV, 3 Ph, 800A, 16kA Vacuum Interrupter in Epoxy Housing c/w Ctrl Cub, 11m Ctrl Cable, ADVC3 Controller IOEX2 & FTIM2 Modules, 2-Hole | SCHNEIDR | SCHNEIDER PTY LTD (MANUFACTURER) | 521250000 | Active
002454247 | RECLOSER,AUTO | 22kV, for Substation use, 3 Ph, 630A, 12.5kA/3 Sec, Vacuum Breaking, suit 240V External Supply c/w Ctrl Cub, 7m Ctrl Cable, 240mm2 XLPE Power Cable, DNP 3.0 | NOJA | NOJA POWER SWITCHGEAR PTY LTD | OSM27-RC1-SMF | Active
002479137 | GUARD | Line Trimmer Guard, HDPE, Retrofit for Hylec Fibreglass Cabinet, Extension or Base, use Loctite 4471 glue or equiv | HYLEC | HYLEC ENERGY SOLUTIONS | HYWHIPGUARD7 | Active
002469732 | FIXTURE,LIGHTING | 17W Evolve P4P5 Gen 3 (L17) 4K, Minor Road, EQTS 05-01-02 (scm) | LSS | LIGHT SOURCE SOLUTIONS | ERRA17P40VSG44 | Active
000003413 | CIRCUIT BREAKER | MCB RCD, 240V AC, 16A, 10kA, 30mA, 1 Pole, 13.8 Lg x 4 W x 8cm H, DIN-T, EE Dwg 948063-08 | TERASAKI | TERASAKI ELECTRICAL CO LTD | DSRCBH1630A | Active
000003415 | CIRCUIT BREAKER | SHT TEL L2, 110-415V AC/110-125V DC, 9.6 Lg x 3.8 W x 8cm H, EE Dwg 948063-08 | TERASAKI | TERASAKI ELECTRICAL CO LTD | DTSHT110415V | Active
000003417 | CIRCUIT BREAKER | MCB, 240V AC, 20A, 10kA, 1 Pole, C-Curve, DIN-T10 | TERASAKI | TERASAKI ELECTRICAL CO LTD | DTCB10120C | Active
000003419 | CIRCUIT BREAKER | MCB, 240/415V AC, 16A, 10kA, 3 Pole, C-Curve, DIN-T10 | TERASAKI | TERASAKI ELECTRICAL CO LTD | DTCB10316C | Active
000003422 | CIRCUIT BREAKER | MCB, 240/415V AC, 40A, 10kA, 3 Pole, C-Curve, DIN-T10 | TERASAKI | TERASAKI ELECTRICAL CO LTD | DTCB10340C | Active
000003423 | CIRCUIT BREAKER | MCB, 240/415V AC, 50A, 10kA, 3 Pole, C-Curve, DIN-T10 | TERASAKI | TERASAKI ELECTRICAL CO LTD | DTCB10350C | Active
000003424 | CIRCUIT BREAKER | Compact NSX100F, 415V, 100A, 36kA, Micrologic 2.2, 3 Pole, 105 x 161 x 86mm Backplate Mount, IP40 | SCHNEIDR | SCHNEIDER PTY LTD (MANUFACTURER) | LV429770 | Active
000003425 | CIRCUIT BREAKER | Compact NSX160F, 415V, 160A, 36kA, Micrologic 2.2, 3 Pole, 105 x 161 x 86mm Backplate Mount, IP40 | SCHNEIDR | SCHNEIDER PTY LTD (MANUFACTURER) | LV430770 | Active
000104456 | BEND,ELECTRICAL CONDUIT | 50mm, 45 Deg, 304mm Rad, PVC, Socket to Socket, White (scm) | HAYMANS | HAYMANS ELECTRICAL | 50AUSCOM305R45B | Active
000025030 | SPACER | Antenna Standoff Spacer, Suits EDMI Stick On Antenna | EDMI | EDMI PTY LTD | MDMANT23022B_1MTR | Active
002468254 | COMMUNICATION SYSTEM | P25 Base Station Controller, Complete P25CC c/w 2 Channels & eBSC Fitted, Ergon configuration loaded | AURIA | AURIA WIRELESS PTY LIMITED | AW-P25CCE02-EE | Active
002400018 | BOLT,MACHINE | M12 x 450mm, Hex, Galv c/w Galv Hex Nut, Aust Std (P25) | THEBLTPL | THE BOLT PLACE | 2400018 | Active
002466670 | STATIC COMPENSATOR | Model d105, 5kVAR, 1 Phase, LV Statcom c/w Lifting Bracket & 2 x Ethernet Cables, 1 Unit (scm) | STATCOM | STATCOM SOLUTIONS PTY LTD | STARSINE MODEL D105 | Active
000025107 | LABEL | Sticker, "National Metering Identifier (NMI)", Self Adhesive Super Vinyl V90, Black Text on White B/Ground, 160gsm, Solid Back with Split Back, Meter Type | ARTCRAFT | ARTCRAFT PTY LTD (QLD) | 25107 | Active
002457240 | ANTENNA | Passive GPS Antenna, Magnetic Base c/w 3m Integrated Cable, SMA Connector, suit Cybertec 2000 Series Modems | MADISON | MADISON TECHNOLOGIES PTY LTD | C GPS ANTENNA | Active
000003421 | CIRCUIT BREAKER | MCB, 240/415V AC, 32A, 10kA, 3 Pole, C-Curve, DIN-T10 | TERASAKI | TERASAKI ELECTRICAL CO LTD | DTCB10332C | Active
002400019 | BOLT,MACHINE | M16 x 30mm, Hex, Galv c/w Galv Hex Nut, Aust Std (P100) | GREGSF | GREG SEWELL FORGINGS PTY LTD | 2400019 | Active
000104495 | TERMINAL,LUG | 11/22kV Cable Pole Termination Surge Arrester Connection, suit M16 Cable Connection, Dwg # 875265 (MOQ50) (scm) | TYCOELEC | TYCO ELECTRONICS | SACT-M16 | Active
002407116 | SPILL CONTAINMENT UNIT,HAZMAT | Portable Bunding, Plastic, 610 x 610 x 150mm D, for Vehicle Tray to Transport Small Transformers | GOUGHPLS | GOUGH PLASTICS | FMAM3003500 | Active
001250090 | METER,WATTHOUR | Prog Id 82506, Mk10E, 3 Element, 3Ph, 4 Wire, 240V, 5-20A, Class 0.5S, Bottom Connect, 800/5 CT Multi Tariff Business, Undercover Comms Capable, | EDMI | EDMI PTY LTD | 1E00-20H0-611-27-F12-201300-03 | Active
000003427 | CIRCUIT BREAKER | MCB iC60H, 16A, 2 Pole, 415V AC 15kA C-Curve, 125V DC 15kA, 36 x 85 x 79mm, 35mm DIN Rail Mount | SCHNEIDR | SCHNEIDER PTY LTD (MANUFACTURER) | A9F54216 | Active
000003414 | CIRCUIT BREAKER | MCB RCD, 240V AC, 20A, 10kA, 30mA, 1 Pole, 13.8 Lg x 4 W x 8cm H, DIN-T, EE Dwg 948063-08 | TERASAKI | TERASAKI ELECTRICAL CO LTD | DSRCBH2030A | Active
000104359 | GLOVES,CHEMICAL PROTECTIVE | Nitrile (Pair) | MMELEC | MM ELECTRICAL MERCHANDISING | AESGLOVES | Active
000017481 | LABEL | Sticker, NEM Data Label, Self Adhesive Super Vinyl V90, Black Text on White B/Ground, 160gsm, Solid Back with Split Back, Meter Type Data Label for use | ARTCRAFT | ARTCRAFT PTY LTD (QLD) | 17481 | Active
000141254 | PANEL,FUSE | 3 x 100A Fuseholders, 1 x 6 Hole Neutral Link, for use in U/G Service Pillars, QESI 35/99 Item 6 (P8) (scm) | FLOWLINE | FLOWLINE INDUSTRIES PTY LTD | ESQ060 | Active
002459683 | REPORTER,FAULT LOCATING | RCM Mains Site Smart Reporter, Smart Receiver DNP3/3.0, Smart PMU, GSM/3G Low Profile Antenna c/w Lockable Enclosure, IP66, 300 x 400 x 200mm, 12V/7.2Ah Li | HRSTMNN | HORSTMANN GMBH (MANUFACTURER) | 28-3121-001 | Active
000003426 | CIRCUIT BREAKER | MCB iC60H, 10A, 2 Pole, 415V AC 15kA C-Curve, 125V DC 15kA, 36 x 85 x 79mm, 35mm DIN Rail Mount | SCHNEIDR | SCHNEIDER PTY LTD (MANUFACTURER) | A9F54210 | Active
002400022 | BOLT,MACHINE | M16 x 280mm, Hex, Galv c/w Galv Hex Nut, Aust Std (P25) | GREGSF | GREG SEWELL FORGINGS PTY LTD | 2400022 | Active
002400022 | BOLT,MACHINE | M16 x 280mm, Hex, Galv c/w Galv Hex Nut, Aust Std (P25) | BOLTMAST | BOLTMASTERS | HMHM280G | Active
000017200 | ANTENNA | Stumpy, 3G/4G, 3dB c/w 2m Lead, FME Connector & Red Heatshrink | INTERCEL | INTERCEL PTY LTD | ANTLTE2F | Active
000017200 | ANTENNA | Stumpy, 3G/4G, 3dB c/w 2m Lead, FME Connector & Red Heatshrink | RFIND | RF INDUSTRIES PTY LTD | CSM700-2M-FME | Active
000017200 | ANTENNA | Stumpy, 3G/4G, 3dB c/w 2m Lead, FME Connector & Red Heatshrink | ZCG | ZCG SCALAR | ZCG-EEH-L01FC | Active
000620095 | FUSE LINK,EXPULSION | 20A, Class K, TS 06-03-01 (scm) | ABBAUST | ABB AUSTRALIA PTY LTD | 7501645 | Active
000620095 | FUSE LINK,EXPULSION | 20A, Class K, TS 06-03-01 (scm) | NGKSTANG | NGK STANGER PTY LTD | ZXC705-20BK37 | Active
002463032 | VALVE,SOLENOID | Goyen Fuel Intlet Soleniod, B2 Series, 24V DC Coil, Plain DIN Socket, 72 x 58 x 95mm, Hino JO8 Electrical Parts | REECE | REECE PLUMBING AUSTRALIA | 12BWJ2-CNBVT-6027 | Active
002463073 | ACTUATOR,MECHANICAL | 12/24V, 5A Max Load, 30cm Lg Cable c/w Cannon Plug, IP40, Hino JO8 Electrical Parts | HEINZMNN | HEINZMANN AUSTRALIA PTY LTD | STG1-02F - CANNON PLUG | Active
002463107 | TRANSDUCER,PICKUP | Magnetic Pickup, IA 12-76, Hino JO8 Electrical Parts | HEINZMNN | HEINZMANN AUSTRALIA PTY LTD | 616-185 | Active
002463172 | SWITCH,LIQUID LEVEL | Fuel Float Switch, Hino JO8 Electrical Parts | JMG | JOHN MORRIS GROUP | L21 BCR | Active
002463198 | SWITCH,LIQUID LEVEL | Coolant Float Switch, 316SS, Junction Box, S/Steel, M20 Cable Entry, 1" BSPM & SS Compression Fitting, suit Hino JO8 Electrical Parts & Scania DC12 Canopy | CCPL | CONTROL COMPONENTS PTY LTD | CCS-1P-JB-SSM-1CF-340-ERG-NO | Active
002463198 | SWITCH,LIQUID LEVEL | Coolant Float Switch, 316SS, Junction Box, S/Steel, M20 Cable Entry, 1" BSPM & SS Compression Fitting, suit Hino JO8 Electrical Parts & Scania DC12 Canopy | TEMPCONT | TEMPERATURE CONTROLS PTY LTD | SD 487BC 01.08.17 | Active
002464501 | PAD,SCOURING | 3M, Scotch Brite 7447, 150 x 230mm, Industrial Hand Pads, General Purpose | BLKWOODJ | J BLACKWOOD & SONS LIMITED | 03127599 | Active
002464501 | PAD,SCOURING | 3M, Scotch Brite 7447, 150 x 230mm, Industrial Hand Pads, General Purpose | 3MAUST | 3M AUSTRALIA PTY LTD | 61500123239 | Active
002464600 | HOSE,NONMETALLIC | Dash 16 Hose, 22.7mm ID, 31.3mm OD, CPE Tube, Reinforced Braided High-tensile Wire & Texiles, Oil & Mildew Resistant Poly/Texile Braid Cover | HYDRLINK | HYDRAULINK HOSE & FITTINGS | FC300-16 | Active
002464634 | HOSE,NONMETALLIC | LP Hose, 5/16" ID, 0.56" OD, Rubber Tube, Reinforced Fiber Braid, Oil & Abrasion Resistant Rubber Cover | HYDRLINK | HYDRAULINK HOSE & FITTINGS | 5RLA | Active
002464691 | HOSE,NONMETALLIC | Multi-purpose Hose, 25mm | HYDRLINK | HYDRAULINK HOSE & FITTINGS | MP-16 | Active
002468486 | TERMINAL,TELEPROTECTION | RFL GARD8000 Teleprotection 3RU Terminal c/w 2 x Dual Tone Audio Freq Direct Intertrips compatible c/w RFL 9745, 48V DC PS, PS I/O G703, System Display | PLC | POWERLINE COMMUNICATIONS (AUST) | GARD3U00480G7NO0F0-00CAU0IISR0 | Active
002468981 | PULLEY | Idler Smooth, Belt Tensioner Pulley, Scania DC13 Mechanical Parts | SCANIA | SCANIA AUSTRIALIA | 2129404 | Active
002469062 | O-RING | Thermostat O-Ring, Scania Engine, DC13 Mechanical Parts | SCANIA | SCANIA AUSTRIALIA | 1545906 | Active
002469070 | THERMOSTAT,FLOW CONTROL | 75 Degree, Engine Cooling System, Scania DC13 Mechanical Parts | SCANIA | SCANIA AUSTRIALIA | 2729053 | Active
002469088 | TRANSDUCER,PICKUP | Magnetic Pickup, Left Hand, Scania DC13 Parts | SCANIA | SCANIA AUSTRIALIA | 1457304 | Active
002469104 | O-RING | Oil Spinner O-Ring, Upper, Scania Engine, DC13 Mechanical Parts | SCANIA | SCANIA AUSTRIALIA | 1769799 | Active
000105059 | WIRE,ELECTRICAL | Conductor Aerial, ACSR/GZ, 6/1/0.161, RACOON (Imperial) | OLEX | OLEX AUSTRALIA PTY LTD | RACOON | Active
002473627 | COVER,RADOME | Replacement Planar White Enhanced Radome 1.8m (6ft) w/o Flash, for HP, HPX, HSX & UHX CommScope Microwave Antenna Dish | COMMSINC | COMMSCOPE INC | 45664-6 | Active
000030032 | CONNECTOR ASSEMBLY,ELECTRICAL | Compression Expansion Support, suit 50mm Busbar | ADAPTAUS | ADAPT AUSTRALIA PTY LTD | PLKM2700D050E12 | Active
000003711 | CIRCUIT BREAKER | 72.5kV Dead Tank, 2500A, 25kA/3sec, 125V DC Aux & Spring Motor Charge, L4 Pollution c/w 1A CT's 4 x Bushing Protection CT & 2 x Bushing Metering CT, | ALSTOM | ALSTOM GRID AUSTRALIA LIMITED | DT72.5F1 - 125VDC 1A (ITEM1B) | Active
000003713 | CIRCUIT BREAKER | 72.5kV Dead Tank, 2500A, 25kA/3sec, 125V DC Aux & Spring Motor Charge, L4 Pollution c/w 5A CT's 4 x Bushing Protection CT & 1 x Bushing Metering CT, | ALSTOM | ALSTOM GRID AUSTRALIA LIMITED | DT72.5F1 - 125VDC 5A (ITEM1D) | Active
000003715 | CIRCUIT BREAKER | 72.5kV Dead Tank, 2500A, 25kA/3sec, 110V DC Aux & Spring Motor Charge, L4 Pollution c/w 1A CT's 4 x Bushing Protection CT & 2 x Bushing Metering CT, | ALSTOM | ALSTOM GRID AUSTRALIA LIMITED | DT72.5F1 - 110VDC 1A (ITEM2B) | Active
000003717 | CIRCUIT BREAKER | 72.5kV Dead Tank, 2500A, 25kA/3sec, 110V DC Aux & Spring Motor Charge, L4 Pollution c/w 5A CT's 4 x Bushing Protection CT & 1 x Bushing Metering CT, | ALSTOM | ALSTOM GRID AUSTRALIA LIMITED | DT72.5F1 - 110VDC 5A (ITEM2D) | Active
000003719 | CIRCUIT BREAKER | 72.5kV Dead Tank, 2500A, 25kA/3sec, 48V DC Aux, 240V AC Spring Motor Charge, L4 Pollution c/w 1A CT's 4 x Bushing Protection CT & 2 x Bushing Metering CT, | ALSTOM | ALSTOM GRID AUSTRALIA LIMITED | DT72.5F1 - 48VDC 1A (ITEM3B) | Active
000003723 | CIRCUIT BREAKER | 72.5kV Dead Tank, 2500A, 25kA/3sec, 32V DC Aux, 240V AC Spring Motor Charge, L4 Pollution c/w 1A CT's 4 x Bushing Protection CT & 2 x Bushing Metering CT, | ALSTOM | ALSTOM GRID AUSTRALIA LIMITED | DT72.5F1 - 32VDC 1A (ITEM4B) | Active
000003914 | CIRCUIT BREAKER | MCB iC60H, 6A, 2 Pole, 415V AC 15kA C-Curve, 125V DC 15kA, 36 x 85 x 79mm, 35mm DIN Rail Mount | SCHNEIDR | SCHNEIDER PTY LTD (MANUFACTURER) | A9F54206 | Active
000113005 | CIRCUIT BREAKER | 63A, CF1, Curve, 1 Single Pole | IDEALELE | IDEAL ELECTRICAL SUPPLIERS | HEINEMANCF163631 | Active
000113005 | CIRCUIT BREAKER | 63A, CF1, Curve, 1 Single Pole | MMELEC | MM ELECTRICAL MERCHANDISING | HEISFM1-G3-63-1 | Active
000406343 | CIRCUIT BREAKER | 250V, 100A, c/w Neutral Link, Pole Mounted Outdoor, PS4/006/OMDE/85 Rev B | MMELEC | MM ELECTRICAL MERCHANDISING | HEISPB1N100C1 | Active
001140339 | LAMP,FLUORESCENT | 36W, T8 White, Tube, G13 Cap, 1200 x 26mm, JTS 05-01-01, JBP 2010/0444/T (P25) | SYLVANIA | SYLVANIA SCHREDER | 218010 | Active
000030031 | CONNECTOR ASSEMBLY,ELECTRICAL | Compression Expansion Support, suit 125mm Busbar | ADAPTAUS | ADAPT AUSTRALIA PTY LTD | PLKM2700D125E2 | Active
002402328 | CIRCUIT BREAKER | LV, 2 x 55A, Weatherproof Enclosure, Pole Mounting | MMELEC | MM ELECTRICAL MERCHANDISING | HEISPB250C1 | Active
002402331 | CIRCUIT BREAKER | LV, 2 x 63A, Weatherproof Enclosure, Pole Mounting | MMELEC | MM ELECTRICAL MERCHANDISING | HEISPB263C1 | Active
002402333 | CIRCUIT BREAKER | 440V AC, 16A, 6kA DIN Rail Mount (scm) | MMELEC | MM ELECTRICAL MERCHANDISING | HAGERNT116C | Active
000003915 | CIRCUIT BREAKER | MCB iC60H, 32A, 2 Pole, 415V AC 15kA C-Curve, 125V DC 15kA, 36 x 85 x 79mm, 35mm DIN Rail Mount | SCHNEIDR | SCHNEIDER PTY LTD (MANUFACTURER) | A9F54232 | Active
002456762 | REGULATOR,VOLTAGE | FSES, Flexi Ext Semi-Integrated Overvoltage Protection, ETS 2011/0259/T | NSN | NOKIA SOLUTION NETWORK AUST PTY LTD | 472285A | Active
002438240 | FIXTURE,LIGHTING | 35W Metal Halide Aeroscreen Luminaire, 34mm Spigot c/w Integral Control Gear, PE Cell, Lamp & Power Factor Correction, Major Roads, EQTS 05-01-01 (scm) | GERARD | GERARD LIGHTING GROUP | JA25BD02L | Phasing
002464956 | INDICATOR,TEMP,THERMOCOUPLE | Head Mounted Type, PT100/PT1000 Ohm, 4-20mA, Transduces 0-80 Degree, 6.5-36V DC, PC Programmable, Isolated I/O, Puck | CCPL | CONTROL COMPONENTS PTY LTD | TCIPAQ-H (0-80) | Active
000105118 | CAP,POST | suit Star Picket 310mm Lg x 60mm Dia, Class 1, White Reflective Collar 100mm W | MMELEC | MM ELECTRICAL MERCHANDISING | TPSYPC30R | Active
000023163 | BACKING BOARD,METER | Type 'X' Meter Panel, 200 x 350 x 6mm, Insulation Panel, for Network Meter Installation & Replacement | INSULECT | INSULECT AUSTRALIA PTY LTD | 613060 -200 X 350 X 6MM | Active
002468874 | BLEEDER | Bleed Pipe, Black Plastic Tube, Scania DC13 Mechanical Parts | SCANIA | SCANIA AUSTRIALIA | 2145694 | Active
002468916 | PARTS KIT,CYLINDER HEAD,DIESEL ENGINE | Cylinder Head VRS Kit, Head Gasket, Intake & Exhaust Gaskets, Scania DC13 Mechanical Parts | SCANIA | SCANIA AUSTRIALIA | 2308200 | Active
002468965 | WIRING HARNESS | Fuel Injector Electrical Harness, Scania Engine, DC13 Mechanical Parts | SCANIA | SCANIA AUSTRIALIA | 2395300 | Active
002469013 | SEAL | Front Crank Shaft Seal, Engine, Scania DC13 Mechanical Parts | SCANIA | SCANIA AUSTRIALIA | 1520998 | Active
002469054 | THERMOSTAT HOUSING | for Scania Engine, DC13 Mechanical Parts | SCANIA | SCANIA AUSTRIALIA | 1793028 | Active
002469112 | O-RING | Oil Spinner O-Ring, Lower, Scania Engine, DC13 Mechanical Parts | SCANIA | SCANIA AUSTRIALIA | 1769800 | Active
002478261 | NUT,PLAIN,HEX | M20, S/Steel Gde 304, Aust Std, (scm) | HOBSON | HOBSON ENGINEERING CO PTY LTD | NH04PCM20 | Active
002478279 | NUT,PLAIN,HEX | M24, S/Steel Gde 304, Aust Std, (scm) | HOBSON | HOBSON ENGINEERING CO PTY LTD | NH04PCM24 | Active
000000299 | CAPACITOR ASSEMBLY | Type ELKA066, 100uF, 78.54kVAr, 500V, 500Hz, 1 Ph, Capacitor Can, Insualtion Level 6/25, Fluid Type F810, IEC 60871, YOM 2006 | ABBAUST | ABB AUSTRALIA PTY LTD | HVC6185 | Phasing
001762589 | SETSCREW | M6 x 25mm, Hex, S/Steel Gde 316, Aust Std (P100) | HOBSON | HOBSON ENGINEERING CO PTY LTD | XEKBS16XCM060025 | Active
002468536 | CIRCUIT BREAKER | 145kV, 2000A, 40kA/3sec, 110V DC Control, 110V DC Motor, L4 Pollution, Composite Bushings, 1 Pole, 00000977 Part 3 Item 11, GE GL312P F3 | GE | GENERAL ELECTRIC COMPANY | GL312P F3 | Active
002468544 | CIRCUIT BREAKER | 145kV, 2000A, 40kA/3sec, 125V DC Control, 125V DC Motor, L4 Pollution, Composite Bushings, 1 Pole, 00000977 Part 3 Item 12, GE GL312P F3 | GE | GENERAL ELECTRIC COMPANY | GL312P F3 | Active
002468593 | CIRCUIT BREAKER | 145kV Dead Tank, 2000A, 40kA, Outdoor Unit c/w 110V DC Aux Supply & 110V DC Spring Motor Charge, 1A CTs 4 x Prot & 2 x Mtrg, 3 Pole, 00000977 Part 3 | GE | GENERAL ELECTRIC COMPANY | DT1-145 F1 | Active
002468619 | CIRCUIT BREAKER | 145kV Dead Tank, 2000A, 40kA, Outdoor Unit c/w 32V DC Aux Supply & 240V AC Spring Motor Charge, 1A CTs 4 x Prot & 2 x Mtrg, 1 Pole, 00000977 Part 3 | GE | GENERAL ELECTRIC COMPANY | GL312P F3 | Active
002468635 | CIRCUIT BREAKER | 145kV Dead Tank, 2000A, 40kA, Outdoor Unit c/w 110V DC Aux Supply & 240V AC Spring Motor Charge, 1A CTs 4 x Prot & 2 x Mtrg, 1 Pole, 00000977 Part 3 | GE | GENERAL ELECTRIC COMPANY | GL312P F3 | Active
002468668 | CIRCUIT BREAKER | 145kV Dead Tank, 2000A, 40kA, Outdoor Unit c/w 125V DC Aux Supply & 125V DC Spring Motor Charge, 1A CTs 4 x Prot & 2 x Mtrg, 1 Pole, 00000977 Part 3 | GE | GENERAL ELECTRIC COMPANY | GL312P F3 | Active
002468163 | LABEL | Sticker, "CFS " + Tick Symbol, Self Adhesive, Green Text on White B/Ground, 100 x 25mm, used to identify CFS unit is OK to be operated (Sheet of 22) (scm) | IDENMARK | IDENTIMARK SOLUTIONS | U2634 | Active
001762617 | SETSCREW | M10 x 60mm, Hex, S/Steel Gde 316 c/w Hex Nut S/Steel Gde 304, Aust Std (P100) | HOBSON | HOBSON ENGINEERING CO PTY LTD | XEKBS16XCM100060 | Active
000555034 | INSULATOR,STRAIN | Shackle Type SH.LV.2, LV, 20kN, ETS 10-01-01, Item 2 (scm) | TECONN | TE CONNECTIVITY LTD | MS-SHLV2-PG | Active
000325402 | CEMENT | 20kg Bag (84 Bags per Pallet) (scm) SUPPLY ON ONE WAY PALLETS ONLY | CEMENTAU | CEMENT AUSTRALIA PTY LTD | 011486 | Active
002400075 | SCREW,MACHINE | Metal Thread, 5/32" x 2", Brass, Cheese HD, Slotted (P200) | THEBLTPL | THE BOLT PLACE | 2400075 | Active
002430205 | SHOE,SAFETY,LADDER | Rubber Boot, Foot Kit, suit Branach Fibreglass Extension Ladder | BLKWOODJ | J BLACKWOOD & SONS LIMITED | 08587982 | Active
002400007 | SCREW,MACHINE | Full Thread, M10 x 30mm, Hex, Galv c/w Galv Hex Nut, Aust Std (P100) | THEBLTPL | THE BOLT PLACE | 2400007 | Active
002422293 | SHOE,SAFETY,LADDER | White Rubber End Caps, Foot Kit, 2 per Set for Fibreglass Extension Ladder, suit Bailey Ladders | BLKWOODJ | J BLACKWOOD & SONS LIMITED | B0472003 | Active
000022065 | METER,WATTHOUR | Mk10A CT, Polyphase, 3Ph, 4 Wire, 240V AC, 5-20A CT, Class 1 c/w Powered Comms Port, Metering Dynamics Label | EDMI | EDMI PTY LTD | 1A12-1H11-27-F11-201030-3 | Active
000022065 | METER,WATTHOUR | Mk10A CT, Polyphase, 3Ph, 4 Wire, 240V AC, 5-20A CT, Class 1 c/w Powered Comms Port, Metering Dynamics Label | EDMI | EDMI PTY LTD | 1A11-1H11-27-F11-201030-3 | Active
000023164 | BACKING BOARD,METER | Type 'X' Meter Panel, 340 x 250 x 6mm, Insulation Panel, for Network Meter Installation & Replacement | INSULECT | INSULECT AUSTRALIA PTY LTD | 613060 -340 X 250 X 6 | Active
002468155 | LABEL | Sticker, "CFS X", Self Adhesive, Red Text on White B/Ground, 100 x 25mm, used to identify CFS unit is NOT to be operated (Sheet of 22) (scm) | IDENMARK | IDENTIMARK SOLUTIONS | U2633 | Active
000482861 | CLEVIS ASSEMBLY,BALL | Ref 70/BC, to AS 1554 (P30) | GREGSF | GREG SEWELL FORGINGS PTY LTD | 482861 | Active
002400076 | SCREW,MACHINE | Metal Thread, 3/16" x 1", Brass, Cheese HD, Slotted (P200) (scm) | THEBLTPL | THE BOLT PLACE | 2400076 | Active
001762612 | SETSCREW | M10 x 40mm, Hex, S/Steel Gde 316 c/w Hex Nut S/Steel Gde 304, Aust Std (P100) | HOBSON | HOBSON ENGINEERING CO PTY LTD | XEKBS16XCM100040 | Active
000621164 | FUSE,CARTRIDGE | 500V AC, HRC DIN Type, 125A, Size 00, Low Watts Loss, ETS 12-02-01 Group E (MOQ10) (scm) | FUSECO | FUSECO POWER SOLUTIONS PTY LTD | NH00F-125 | Active
000611207 | FUSE,CARTRIDGE | 660V AC, HRC Cartridge OTLM Type, 710A, 4 Hole Bolt in Centre Tags, 133/184mm Fixing Centres (scm) | FUSECO | FUSECO POWER SOLUTIONS PTY LTD | OTLM710 | Active
002417350 | WORK ON ROOF KIT | c/w 2x 11mm x 60m Kernmantle Static Ropes, 4x 11mm x 15m Kernmantle Static Ropes, 1x 10.55mm x 60m Kernmantle Dynamic Rope, 1x 20m Prussic Cord, | HGHTDYNM | HEIGHT DYNAMICS | HD WORKIT | Active
002406984 | SCREW,MACHINE | Metal Thread, M5 x 25mm, Brass, Countersunk HD (P100) (scm) | THEBLTPL | THE BOLT PLACE | 2406984 | Active
002463511 | NOZZLE,FUEL INJECTION | for Scania Engine, DC12 Mechanical Parts | SCANIA | SCANIA AUSTRIALIA | 579255INC | Phasing
002464428 | TAPE,ANTISEIZING | Industrial Thread Seal, 12mm x 13.5m, 0.076mm Thk, HD PTFE, Pink, 10,000psi Max Pressure, -268/+260 Deg C Temp Range | BLKWOODJ | J BLACKWOOD & SONS LIMITED | 02653352 | Active
002464428 | TAPE,ANTISEIZING | Industrial Thread Seal, 12mm x 13.5m, 0.076mm Thk, HD PTFE, Pink, 10,000psi Max Pressure, -268/+260 Deg C Temp Range | UNASCO | UNASCO PTY LTD | T4HP2022 | Active
001249077 | GUARD,SOCKET,METER | suit Plug-in Meters, Cat No. 828367 | AMPY | AMPY EMAIL METERING | 828367 | Active
001272506 | SEAL | Ferrule Type Maun 12mm, (P1000: sub-packed in bags of 100) | HARCOR | HARCOR SECURITY SEALS PTY LTD | EA01000 | Active
002449411 | BUSHING,SLEEVE | Elastomeric Insulated Boot, up to 17.5kV suit XLPE Triplex Cable 35-400mm2, Bushing Dia 31-45mm (3 per Set) | PLP | PREFORMED LINE PRODUCTS (AUST) | CPA-PLP-CUB-2 | Phasing
002449411 | BUSHING,SLEEVE | Elastomeric Insulated Boot, up to 17.5kV suit XLPE Triplex Cable 35-400mm2, Bushing Dia 31-45mm (3 per Set) | RAYCHEM | RAYCHEM (AUSTRALIA) PTY LTD | RCAB-4110 | Phasing
002460962 | BRACKET,ELECTRICAL CONNECTOR | Antenna Bracket, Fold Down, S/Steel, Gutter Mount | COMWIDE | COMWIDE COMMUNICATIONS P/L | 02714S | Active
002460988 | BRACKET,ELECTRICAL CONNECTOR | Antenna Bracket, 50mm, S/Steel, Black Power Coated, Bull Bar Wrap Mount | RFIND | RF INDUSTRIES PTY LTD | BBWM-50-B | Active
002461002 | BRACKET,ELECTRICAL CONNECTOR | Antenna Bracket, 76mm, S/Steel, Black Power Coated, Bull Bar Wrap Mount | RFIND | RF INDUSTRIES PTY LTD | BBWM-76-B | Active
002461010 | BRACKET,ELECTRICAL CONNECTOR | Antenna Bracket, Universal Pipe Clamp, Black Power Coated, Bull Bar Mount | RFIND | RF INDUSTRIES PTY LTD | BBM-3 | Active
000000258 | BUSHING ASSEMBLY,HV | HD4, 33kV, 800A, Grey, CF | ABBAUST | ABB AUSTRALIA PTY LTD | 040-2204P11 | Active
000000261 | BUSHING ASSEMBLY,HV | HD2, 22kV, 800A, Grey, CF | ABBAUST | ABB AUSTRALIA PTY LTD | 040-2202P11 | Active
000000264 | BUSHING ASSEMBLY,HV | 33kV, 800A, Grey | ABBAUST | ABB AUSTRALIA PTY LTD | 040-0735P01 | Active
002470300 | CLEANING COMPOUND | Viper Brite, Ultra Foaming, Non-Acid, Air Conditioner & Coil Cleaner, 4Ltr | HWR | HEATCRAFT WORLDWIDE REFRIGERATION | RT300G | Active
002471472 | LABEL | Sticker, "MAINTAINED & SERVICED", Self Adhesive, Writeable Vinyl Surface, Black Text on Light Blue B/Ground, 100 x 30mm, Sheet of 20, to identify Equipment Type | ARTCRAFT | ARTCRAFT PTY LTD (QLD) | 2471472 | Active
002438851 | COUPLING,ELECTRICAL CONDUIT | 100mm, HD, PVC, Orange | CLIPSAL | CLIPSAL (BY SCHNEIDER ELECTRIC) | CLI 242P100 | Active
000018050 | SHIELD | Glare, Self Adhesive Split Back, White, Blockout 3635-20b, suit Gerard Lighting (Sylvania) Maxi or Urban, Minor Rd, 6 Sets of 10 per Pack | CUTLER | CUTLER BRANDS PTY LTD | ENERGE-18050 | Active
000018051 | SHIELD | Glare, Self Adhesive Split Back, White, Blockout 3635-20b, suit Gerard Lighting (Sylvania) Roadster, Major Rd, 6 Sets of 10 per Pack | CUTLER | CUTLER BRANDS PTY LTD | ENERGE-18051 | Active
002435436 | COMPUTER,DATA TRANSFER | Switch 2951, w/3 GE, 4 EHWIC, 3 DSP, 2 SM, 256MB CF, 512MB DRAM, IPB | CISCO | CISCO SYSTEMS INC (MANUFACTURER) | CISCO2951/K9 | Active
002435444 | COMPUTER,DATA TRANSFER | Switch 2960, Catalyst, Powered Device 8 10/100 + 1 1000BT | CISCO | CISCO SYSTEMS INC (MANUFACTURER) | WS-C2960PD-8TT-L | Active
002435568 | CARD,COMPUTER | ISDN WAN Interface Card, 1 Port, Dial & Leased Line | CISCO | CISCO SYSTEMS INC (MANUFACTURER) | WIC-1B-S/T-V3= | Active
002473791 | RADIO SET | Cel-Fi GO Mobile Repeater Kit, Telstra c/w CDR7195 Antenna & AD1112 SMA to FME Adapter | AMIT | ADVANCED MOBILE IT PTY LTD | CFG.KIT.ERGON | Active
002477149 | HARNESS,SAFETY,INDUSTRIAL | Style C, Size S, Full Body,Fall Arrest, Light Weight, for EWP or Working at Heights, ETS RSE01 | HGHTDYNM | HEIGHT DYNAMICS | 1161708 | Active
002477156 | HARNESS,SAFETY,INDUSTRIAL | Style C, Size XL, Full Body,Fall Arrest Light Weight, for EWP or Working at Heights, ETS RSE01 | HGHTDYNM | HEIGHT DYNAMICS | 1161711 | Active
002468494 | CIRCUIT BREAKER | 145kV, 2000A, 40kA/3sec, 32V DC Control, 240V AC Motor, L4 Pollution, Composite Bushings, 1 Pole, 00000977 Part 3 Item 7, GE GL312P F3 | GE | GENERAL ELECTRIC COMPANY | GL312P F3 | Active
002468502 | CIRCUIT BREAKER | 145kV, 2000A, 40kA/3sec, 48V DC Control, 240V AC Motor, L4 Pollution, Composite Bushings, 1 Pole, 00000977 Part 3 Item 8, GE GL312P F3 | GE | GENERAL ELECTRIC COMPANY | GL312P F3 | Active
002468510 | CIRCUIT BREAKER | 145kV, 2000A, 40kA/3sec, 110V DC Control, 240V AC Motor, L4 Pollution, Composite Bushings, 1 Pole, 00000977 Part 3 Item 9, GE GL312P F3 | GE | GENERAL ELECTRIC COMPANY | GL312P F3 | Active
002468528 | CIRCUIT BREAKER | 145kV, 2000A, 40kA/3sec, 125V DC Control, 240V AC Motor, L4 Pollution, Composite Bushings, 1 Pole, 00000977 Part 3 Item 10, GE GL312P F3 | GE | GENERAL ELECTRIC COMPANY | GL312P F3 | Active
002468551 | CIRCUIT BREAKER | 145kV Dead Tank, 2000A, 40kA, Outdoor Unit c/w 32V DC Aux Supply & 240V AC Spring Motor Charge, 1A CTs 4 x Prot & 2 x Mtrg, 3 Pole, 00000977 Part 3 | GE | GENERAL ELECTRIC COMPANY | GL312P F3 | Active
002468569 | CIRCUIT BREAKER | 145kV Dead Tank, 2000A, 40kA, Outdoor Unit c/w 48V DC Aux Supply & 240V AC Spring Motor Charge, 1A CTs 4 x Prot & 2 x Mtrg, 3 Pole, 00000977 Part 3 | GE | GENERAL ELECTRIC COMPANY | GL312P F3 | Active
002468577 | CIRCUIT BREAKER | 145kV Dead Tank, 2000A, 40kA, Outdoor Unit c/w 110V DC Aux Supply & 240V AC Spring Motor Charge, 1A CTs 4 x Prot & 2 x Mtrg, 3 Pole, 00000977 Part 3 | GE | GENERAL ELECTRIC COMPANY | GL312P F3 | Active
002468585 | CIRCUIT BREAKER | 145kV Dead Tank, 2000A, 40kA, Outdoor Unit c/w 125V DC Aux Supply & 240V AC Spring Motor Charge, 1A CTs 4 x Prot & 2 x Mtrg, 3 Pole, 00000977 Part 3 | GE | GENERAL ELECTRIC COMPANY | GL312P F3 | Active
002468601 | CIRCUIT BREAKER | 145kV Dead Tank, 2000A, 40kA, Outdoor Unit c/w 125V DC Aux Supply & 125V DC Spring Motor Charge, 1A CTs 4 x Prot & 2 x Mtrg, 3 Pole, 00000977 Part 3 | GE | GENERAL ELECTRIC COMPANY | GL312P F3 | Active
002468627 | CIRCUIT BREAKER | 145kV Dead Tank, 2000A, 40kA, Outdoor Unit c/w 48V DC Aux Supply & 240V AC Spring Motor Charge, 1A CTs 4 x Prot & 2 x Mtrg, 1 Pole, 00000977 Part 3 | GE | GENERAL ELECTRIC COMPANY | GL312P F3 | Active
002468643 | CIRCUIT BREAKER | 145kV Dead Tank, 2000A, 40kA, Outdoor Unit c/w 125V DC Aux Supply & 240V AC Spring Motor Charge, 1A CTs 4 x Prot & 2 x Mtrg, 1 Pole, 00000977 Part 3 | GE | GENERAL ELECTRIC COMPANY | GL312P F3 | Active
002468650 | CIRCUIT BREAKER | 145kV Dead Tank, 2000A, 40kA, Outdoor Unit c/w 110V DC Aux Supply & 110V DC Spring Motor Charge, 1A CTs 4 x Prot & 2 x Mtrg, 1 Pole, 00000977 Part 3 | GE | GENERAL ELECTRIC COMPANY | DT1-145 F3 | Active
002468676 | CIRCUIT BREAKER | 72.5kV, 2000A, 40kA/3sec, 32V DC Control, 240V AC Motor, L4 Pollution, 1 Pole, JBP 10142K Item 7, GE GL309 F3 | GE | GENERAL ELECTRIC COMPANY | GL309 F3 | Active
002468684 | CIRCUIT BREAKER | 72.5kV, 2000A, 40kA/3sec, 48V DC Control, 240V AC Motor, L4 Pollution, 1 Pole, JBP 10142K Item 8, GE GL309 F3 | GE | GENERAL ELECTRIC COMPANY | GL309 F3 | Active
002468692 | CIRCUIT BREAKER | 72.5kV, 2000A, 40kA/3sec, 110V DC Control, 240V AC Motor, L4 Pollution, 1 Pole, JBP 10142K Item 9, GE GL309 F3 | GE | GENERAL ELECTRIC COMPANY | GL309 F3 | Active
002468700 | CIRCUIT BREAKER | 72.5kV, 2000A, 40kA/3sec, 125V DC Control, 240V AC Motor, L4 Pollution, 1 Pole, JBP 10142K Item 10, GE GL309 F3 | GE | GENERAL ELECTRIC COMPANY | GL309 F3 | Active
002468718 | CIRCUIT BREAKER | 72.5kV, 2000A, 40kA/3sec, 110V DC Control, 110V DC Motor, L4 Pollution, 1 Pole, JBP 10142K Item 11, GE GL309 F3 | GE | GENERAL ELECTRIC COMPANY | GL309 F3 | Active
002468726 | CIRCUIT BREAKER | 72.5kV, 2000A, 40kA/3sec, 125V DC Control, 125V DC Motor, L4 Pollution, 1 Pole, JBP 10142K Item 12, GE GL309 F3 | GE | GENERAL ELECTRIC COMPANY | GL309 F3 | Active
000003449 | SWITCHBOARD,POWER | 12kV, 1250A, 25kA/3Sec, 110V DC Control, 5 x 630A Feeder Panels, 1 x Bus Earth Switch, IP4X | HSS | HAWKER SIDDELEY SWITCHGEAR PTY LTD | ECLIPSE 12KV | Active
002468189 | ALTERNATOR | Stamford HCI634J, 1000kVA, 415V, 50Hz, 3Ph, 0.8pf, 4 Pole, Class F Temp Rise, Class H Insulation, 2 Bearing, SAE 0 Adaptor, Bare Shaft No Keyway, MX321 AVR | REGAL | REGAL BELOIT CORPORATION | HCI634J23-08 | Phasing
002474195 | CIRCUIT CARD | SCEM 13 RL2 Series 38kV Card, suit RL-Series 33kV Sectionaliser | SCHNEIDR | SCHNEIDER PTY LTD (MANUFACTURER) | 999900220 | Active
002473809 | ANTENNA | Whip, 4G LTE Cellular Mobile Antenna, Collinear, 6.5dBi, 698-2700MHz, Black Fibreglass & Chrome Spring Base c/w 5m 9006 Coax | RFIND | RF INDUSTRIES PTY LTD | CDR8195-B | Active
000013118 | TAG,MARKER | HV ABC Intermediate Assy, "11KV NO TAPS" Al, 120mm Lg, 100mm W, 2mm Thk, c/w 22mm Dia Hole, 30mm & 10mm Red Text, Yellow B/Ground, for use on ABC No Tap | ARTCRAFT | ARTCRAFT PTY LTD (QLD) | 13118 | Active
002403130 | FUSE LINK,EXPULSION | 63A, Class T | PWRHDIST | POWERHOUSE DISTRIBUTION | PHZXT705-63BT73 | Active
002404928 | FUSE LINK,EXPULSION | 5A, Class T, TS 06-03-01 (scm) | NGKSTANG | NGK STANGER PTY LTD | ZXT705-05BT37 | Active
000456107 | STUD,PLAIN | Line Post Insulator, M24 x 219mm, Morlynn P/N 10885 | TYCOELEC | TYCO ELECTRONICS | 10885 | Active
000472249 | PIN | Eye Pin, Flanged Type 150, Dwg 22-A4-8 Rev C | BIGGENGI | BIGGENDEN ENGINEERING WORKS | EM0472249 | Active
000472257 | PIN | Eye Pin, Flanged Type 800, Dwg 22-A4-8 Rev C | BIGGENGI | BIGGENDEN ENGINEERING WORKS | EM0472257 | Active
002473528 | SPILL CLEAN-UP KIT,HAZMAT | Wheelie Bin Spill Kit, 240L Absorb Oil & Fuel Only, EQL Specified Contents | ABSORBES | ABSORB ENVIRONMENTAL SOLUTIONS | ASK 240 ENERGY QLD | Active
000104322 | BEND,ELECTRICAL CONDUIT | 100mm, 30 Deg, 2400mm Rad, UPVC, LD, Orange Elec, AS/NZS 2053.2 (P100) (scm) | HAYMANS | HAYMANS ELECTRICAL | 100LDELE2400R30B | Active
000104323 | BEND,ELECTRICAL CONDUIT | 100mm, 45 Deg, 2400mm Rad, UPVC, LD, Orange Elec, AS/NZS 2053.2 (scm) | MMELEC | MM ELECTRICAL MERCHANDISING | FABL2445100 | Active
002469591 | CHARGER,BATTERY | 32V, 32A Output DC CB, 2 Rectifiers, Subs Supply Battery Charger, to meet Specification EESS-10735-01-0B | LEGEND | LEGEND POWER SYSTEMS | RPS-24C-RTP | Active
002471035 | INSULATION SLEEVING,ELECTRICAL | Phase Segregation Device, Single, suit Standard Parallel Cable Rail for Jean Muller LV Switchgear | HYLEC | HYLEC ENERGY SOLUTIONS | HSPSD1JM | Active
002471043 | INSULATION SLEEVING,ELECTRICAL | Phase Segregation Device, Double, suit Paralleled Jean Muller LV Switchgear | HYLEC | HYLEC ENERGY SOLUTIONS | HSPSD2JM | Active
002474906 | COVER,ACCESS | Single, Lockable, 645 x 798, Unfilled Ductile Iron, Class B, w/o Flap Vent, c/w Cap & Key, for Retrofit to EFCo Metric Pit Frames & use beside Explosion | EJAUST | EJ AUSTRALIA PTY LTD | EM76B | Active
002474914 | COVER,ACCESS | Single, Lockable, 645 x 798, Unfilled Ductile Iron, Class B, c/w Explosion Mitigation Flap Vent, c/w Cap & Key, for Retrofit to EFCo Metric Pit Frames | EJAUST | EJ AUSTRALIA PTY LTD | EM76BF | Active
002476646 | REFILL,FIT TEST KIT | 3M Fit Test Solution, Bitter (Bitrex) c/w 1 x 55ml FT-31 Sensitivity Solution & 1 x 55ml FT-32 Fit Test Solution (2 x 55ml Bottles per Bag) | ABSAFE | ABSAFE PTY LTD | AT010587395 & AT010587403 | Active
002476653 | REFILL,FIT TEST KIT | 3M Fit Test Solution, Sweet (Saccharin) c/w 1 x 55ml FT-11 Sensitivity Solution & 1 x 55ml FT-12 Fit Test Solution (2 x 55ml Bottles per Bag) | ABSAFE | ABSAFE PTY LTD | 70070121457 & AT019167397 | Active
002476695 | BATTERY,NONRECHARGEABLE | Omron, Lithium PLC, 3.6V, 2450mAh, For use in Programmable Logic Controllers | OMRON | OMRON ELECTRONICS PTY LTD | CS1W-BAT01 | Active
002476703 | BATTERY,NONRECHARGEABLE | Omron, Lithium PLC, 3.0V, 1700mAh, For use in Programmable Logic Controllers | OMRON | OMRON ELECTRONICS PTY LTD | C200H-BAT09 | Active
002476711 | BATTERY,NONRECHARGEABLE | Allen Bradley, LI PLC, 3.0V, 850mAh, For use in Programmable Logic Controllers | NHPELEC | NHP ELECTRICAL ENGINEERING | 1747BA | Active
002476737 | VALVE,SOLENOID | Fuel Solenoid, 2 parts, Coil 16.1mm 24V DC 18W c/w DIN & Plug, Burkert 2518 Series Power Saver DIN Plug 24V | PRTS | PACIFIC RIM TECHNICAL SERVICES | COIL SC-C2-8 & PLUG 314820 | Active
002476661 | SWITCH,INTERLOCK | Magnefix, Hazemeyer MD4, Interlock, Set for complete T-unit, Replaces 684.460 | EATONELE | EATON ELECTRIC SYSTEMS PTY LTD | 432.0103 | Active
001705312 | BOLT,MACHINE | M24 x 150mm, Hex, Galv c/w Galv Hex Nut, Aust Std (P15) | GREGSF | GREG SEWELL FORGINGS PTY LTD | 1705312 | Active
001727687 | BOLT,MACHINE | M12 x 90mm, Hex, S/Steel Gde 316 c/w Hex Nut S/Steel Gde 304, Aust Std (P25) | THEBLTPL | THE BOLT PLACE | 1727687 | Active
002468775 | CIRCUIT BREAKER | LV 1250A, 3 Ph, to suit Mounting on Jean Muller LV Switchboards, 11kV 750kVA, Wilson Padmount c/w Busbar Subassembly (scm) | WEBER | WEBER SOUTH PACIFIC PTY LTD | V-RF1250-ERG02 | Active
001703867 | BOLT,MACHINE | M16 x 100mm, Hex, Galv c/w Galv Hex Nut, Aust Std (P50) (scm) | BOLTMAST | BOLTMASTERS | HMHM100G | Active
001703867 | BOLT,MACHINE | M16 x 100mm, Hex, Galv c/w Galv Hex Nut, Aust Std (P50) (scm) | GREGSF | GREG SEWELL FORGINGS PTY LTD | 1703867 | Active
001703883 | BOLT,MACHINE | M16 x 130mm, Hex, Galv c/w Galv Hex Nut, Aust Std (P50) (scm) | BOLTMAST | BOLTMASTERS | HMHM130G | Active
001703883 | BOLT,MACHINE | M16 x 130mm, Hex, Galv c/w Galv Hex Nut, Aust Std (P50) (scm) | GREGSF | GREG SEWELL FORGINGS PTY LTD | 1703883 | Active
001749328 | NUT,PLAIN,HEX | M10, S/Steel Gde 304, Aust Std (P100) (scm) | HOBSON | HOBSON ENGINEERING CO PTY LTD | NH04PCM10 | Active
001758076 | SCREW,COACH | M16 x 100mm, Galv, Aust Std (P100) (scm) | GREGSF | GREG SEWELL FORGINGS PTY LTD | 1758076 | Active
002473502 | SPILL CLEAN-UP KIT,HAZMAT | Vehicle Spill Kit, 25L Absorb Oil & Fuel Only, EQL Specified Contents | ABSORBES | ABSORB ENVIRONMENTAL SOLUTIONS | ASK 25 ENERGY QLD | Active
000104325 | BEND,ELECTRICAL CONDUIT | 125mm, 30 Deg, 1830mm Rad, UPVC, LD, Orange Elec, AS/NZS 2053.2 | HAYMANS | HAYMANS ELECTRICAL | FABL1830125 | Active
002468759 | TERMINAL,LUG | Conductor to Palm, Bolted, Tinned Cu, 4 x M12 holes 50mm Centres, Conductor Range 70-150mm2 | PLP | PREFORMED LINE PRODUCTS (AUST) | D-TL3B22CT | Active
002473510 | SPILL CLEAN-UP KIT,HAZMAT | Vehicle Spill Kit, 45L Absorb Oil & Fuel Only, EQL Specified Contents | ABSORBES | ABSORB ENVIRONMENTAL SOLUTIONS | ASK 45 ENERGY QLD | Active
002406621 | GASKET MATERIAL | 1200 x 900 x 6mm, Cork Compound NEBAR N80 | JAMESWLK | JAMES WALKER AUSTRALIA | JWATCS64 | Active
001727653 | BOLT,MACHINE | M16 x 70mm, Hex, S/Steel Gde 316 c/w Hex Nut S/Steel Gde 304, Aust Std | GREGSF | GREG SEWELL FORGINGS PTY LTD | 1727653 | Active
001705355 | BOLT,MACHINE | M24 x 200mm, Hex, Galv c/w Galv Hex Nut, Aust Std (P15) | GREGSF | GREG SEWELL FORGINGS PTY LTD | 1705355 | Active
001705479 | BOLT,MACHINE | M24 x 350mm, Hex, Galv c/w Galv Hex Nut, Aust Std (P10) | GREGSF | GREG SEWELL FORGINGS PTY LTD | 1705479 | Active
001703875 | BOLT,MACHINE | M16 x 120mm, Hex, Galv c/w Galv Hex Nut, Aust Std (P50) (scm) | GREGSF | GREG SEWELL FORGINGS PTY LTD | 1703875 | Active
001705584 | BOLT,MACHINE | M24 x 600mm, Hex, Galv c/w Galv Hex Nut, Aust Std (P5) | GREGSF | GREG SEWELL FORGINGS PTY LTD | 1705584 | Active
000017398 | LABEL | Sticker, Energex & Ergon Energy Logo, "NETWORK DEVICE, METER READER DO NOT READ", Self Adhesive Super Vinyl V-90 or Equiv, 90 x 30mm, Black Text on Yellow | ARTCRAFT | ARTCRAFT PTY LTD (QLD) | 17398 | Active
001705294 | BOLT,MACHINE | M24 x 75mm, Hex, Galv c/w Galv Hex Nut, Aust Std (P25) (scm) | GREGSF | GREG SEWELL FORGINGS PTY LTD | 1705294 | Active
001727674 | BOLT,MACHINE | M12 x 30mm, Hex, S/Steel Gde 316 c/w S/Steel Gde 304 Hex Nut, Aust Std (P50) | THEBLTPL | THE BOLT PLACE | 1727674 | Active
001727679 | BOLT,MACHINE | M12 x 50mm, Hex, S/Steel Gde 316 c/w S/Steel Gde 304 Hex Nut, Aust Std (P50) (scm) | THEBLTPL | THE BOLT PLACE | 1727679 | Active
002462893 | BEARING SET,SLEEVE | Camshaft Bearing Shell Set, Engine, Hino JO8 Mechanical Parts | HINO | HINO MOTORS | HT-S119011020 | Active
002462927 | O-RING | Thermostat O-Ring, Hino JO8 Mechanical Parts | HINO | HINO MOTORS | S163251400 | Active
002464899 | TUBING,PLASTIC,SPIRAL WRAP | Spiral Binding Wrap Kit, 5-12mm Dia, 10m Lg, LDPE, Black, UV Resistant | HAYMANS | HAYMANS ELECTRICAL | CAB SBK6BK | Active
002464899 | TUBING,PLASTIC,SPIRAL WRAP | Spiral Binding Wrap Kit, 5-12mm Dia, 10m Lg, LDPE, Black, UV Resistant | CABAC | CABAC (MANUFACTURER) | SBK6BK | Active
001749255 | NUT,PLAIN,HEX | M12, Galv, Aust Std (P100) | THEBLTPL | THE BOLT PLACE | 1749255 | Active
002405664 | NONMETALLIC ROD | Downrod, Fibreglass, Protective Coating, 3.05m Lg c/w Connection Assy, suit Air Break Switch Assy | ABBAUST | ABB AUSTRALIA PTY LTD | 7506477 | Active
002464766 | FITTING | Reusable, 90 Deg Fitting, Size -12 | HYDRLINK | HYDRAULINK HOSE & FITTINGS | 5H-JFS90S-1212 | Active
002464808 | CLAMP,HOSE | 70-92mm, S/Steel, Constant Tention | HYDRLINK | HYDRAULINK HOSE & FITTINGS | CT350LSS | Active
002407258 | LINK,TENSION | Sag Adjustable Link, 120kN, ETS 11-09-01 | PLP | PREFORMED LINE PRODUCTS (AUST) | CTSL-120 | Active
000000252 | BUSHING ASSEMBLY,HV | Model GOB 350/800, 66kV, 755ml Stem, Grey, ABB | ABBAUST | ABB AUSTRALIA PTY LTD | 040-1205P01 | Active
000000257 | BUSHING ASSEMBLY,HV | HD3, 33kV, 800A, Grey | ABBAUST | ABB AUSTRALIA PTY LTD | 040-2203P11 | Active
002468882 | BELT,V | Ribbed V-Belt, Scania DC13 Mechanical Parts | SCANIA | SCANIA AUSTRIALIA | 3148898 | Active
002468908 | CYLINDER HEAD,DIESEL ENGINE | Cylinder Head, Scania DC13 Mechanical Parts | SCANIA | SCANIA AUSTRIALIA | 570995 | Active
002468924 | GASKET | Cam Cover Gasket, Scania DC13 Mechanical Parts | SCANIA | SCANIA AUSTRIALIA | 2368728 | Active
002468932 | GASKET | Oil Cooler Cover Gasket, Scania DC13 Mechanical Parts | SCANIA | SCANIA AUSTRIALIA | 2096561 | Active
002468940 | NOZZLE,FUEL INJECTION | for Scania Engine, DC13 Mechanical Parts | SCANIA | SCANIA AUSTRIALIA | 574700 | Active
002468973 | PULLEY | Idler Ribbed, V-Ribbed Belt Tensioner Pulley, Scania DC13 Mechanical Parts | SCANIA | SCANIA AUSTRIALIA | 2129402 | Active
002439669 | POLE,LINE CONSTRUCTION,CONCRETE | 20.0m, C6T90 c/w Corrosion Inhibitor, Dwg 905348-03, ETS 07-03-01(2) | ROCLA | ROCLA PTY LTD | 905348-03 | Active
002439677 | POLE,LINE CONSTRUCTION,CONCRETE | 29.0m, C6T90HS c/w Corrosion Inhibitor, Dwg 906115-03, ETS 07-03-01(2) | ROCLA | ROCLA PTY LTD | 906115-03 | Active
002475507 | DIFFUSER,LIGHT | Visor Semi Cut-Of Impact Protection, Rating IK10, for StreetLED MkII & MkIII (scm) | SYLVANIA | SYLVANIA SCHREDER | JLB00000PC | Active
000446337 | LETTER,SIGN | (G), Pressed Al, Plain, Dwg 22-A4-200 Rev B | METALTI | METAL-TECH INDUSTRIES (TRADE POLISHERS) | LETTER G | Active
000023926 | TERMINAL,LUG | Mechanical Shear Bolt, Al-Cu, 185-400mm2 1 x M12 Palm Bolt Hole, suit Al or Cu Conductor, Pack of 3 | TECONN | TE CONNECTIVITY LTD | BLMT-185/400-13 | Active
002474658 | BIT,AUGER | Triad HD Rock Auger, 750 Dia, 1600mm OAL Triple Cutting Flights, Single Carrier Flights, 75 x 75mm2 Drive, 1200mm Flight Section, 20mm Lead Flights, 16mm Thk | TEBCO | TEBCO PTY LTD | 750TR | Active
002454031 | FUSEHOLDER,BASE & CARRIER | Mini Double Blade, Fuse Adaptor | RFIND | RF INDUSTRIES PTY LTD | BFA-MINI | Active
000019851 | WASHER,BEVEL | Angular, Eyebolt Reinforcing Piece, Galv 75 x 75 x 8mm, FMS w/-Angular Steel Tube 25 x 25mm Bore Cut & Welded at 65 Deg u/w Eyebolt Ground Stays 56kN MWT (P30) | HAYMANS | HAYMANS ELECTRICAL | 19851 | Active
000621113 | FUSE,CARTRIDGE | 24kV, HRC RMU Full Range Type, 20A, Barrel 442mm Lg, 50.8mm Dia, End Caps 34mm Lg, 45mm Dia c/w Striker Pin to DIN Standard 43625, ETS 12-01-02 (scm) | FUSECO | FUSECO POWER SOLUTIONS PTY LTD | 3000603/20 | Active
002404266 | TERMINATION KIT,ELECTRICAL CABLE | Outdoor, Coldshrink, for 22kV, 1 Core, 35mm2, Al, XLPE Cable, EE Spec FNQEB35.X.O | INTERENG | INTERTECH ENGINEERING PTY LTD | FNQEB 35XO | Active
000477518 | SPLICE,CONDUCTOR | Preformed, FT, 7/1.75, HDBC, Colour Code Purple (P50) | PLP | PREFORMED LINE PRODUCTS (AUST) | CFS-053 | Active
000446353 | LETTER,SIGN | (J), Pressed Al, Plain, Dwg 22-A4-200 Rev B | METALTI | METAL-TECH INDUSTRIES (TRADE POLISHERS) | LETTER J | Active
000446361 | LETTER,SIGN | (K), Pressed Al, Plain, Dwg 22-A4-200 Rev B | METALTI | METAL-TECH INDUSTRIES (TRADE POLISHERS) | LETTER K | Active
002443372 | SEMICONDUCTOR DEVICES,UNITIZED | Dual Diode, 50VDC, 70A, 4 x VS-T70HF40, Al, Din Rail Mount, Combiner Board, Temp -40 to 150Deg C, EE Dwg 1014130-04 | CWH | COMPLETE WIRING HARNESSES PTY LTD | AIR DIODE BLK | Active
002458784 | SWITCH,AIR BREAK | 11kV, 630A, 150kV BIL, 3 Ph, Unitised Ganged, Horizontal Side Break, General Purpose c/w Load Break Device & Telescopic Down Rod Handle, | PLP | PREFORMED LINE PRODUCTS (AUST) | A9337 | Active
002458792 | SWITCH,AIR BREAK | 22/33kV, 400A, 200kV BIL, 3 Ph, Unitised Ganged, Horizontal Side Break, General Purpose c/w Load Break Device & Telescopic Down Rod Handle, | PLP | PREFORMED LINE PRODUCTS (AUST) | A9339 | Active
000303018 | BOTTLE,SPRAY | 500ml, Plastic Spray Unit | BLKWOODJ | J BLACKWOOD & SONS LIMITED | 04413305 | Active
001757924 | SCREW,COACH | M12 x 150mm, Galv, Aust Std (P100) (scm) | GREGSF | GREG SEWELL FORGINGS PTY LTD | 1757924 | Active
001945942 | GASKET MATERIAL | 1200 x 762 x 6.4mm, Neo-k-tex | JAMESWLK | JAMES WALKER AUSTRALIA | SJ38217060N8 | Active
002403385 | DRIVE HEAD,EARTH ROD | Hand Drive Head, for 13mm Extendable Ground Rod, Average Drive (scm) | PLP | PREFORMED LINE PRODUCTS (AUST) | D-DHT15 | Active
002403880 | CLIP,ELECTRICAL | Earth Clip, 2 Piece Claw Type, 12.7mm, AS 1882 (P50) | TYCOELEC | TYCO ELECTRONICS | EC13G | Active
002400230 | WIRE,ELECTRICAL | Conductor Aerial, ACSR/GZ, 6/1/2.50mm, ALMOND, Fully Greased, 4000m Wood Drum, JTS 03-03-01 | OLEX | OLEX AUSTRALIA PTY LTD | ALMOND | Active
002400230 | WIRE,ELECTRICAL | Conductor Aerial, ACSR/GZ, 6/1/2.50mm, ALMOND, Fully Greased, 4000m Wood Drum, JTS 03-03-01 | MIDLAND | MIDLAND METALS OVERSEAS PTE LTD | MMO-ALMOND | Active
002400232 | WIRE,ELECTRICAL | Conductor Aerial, ACSR/GZ, 30/7/2.50mm, GRAPE, Fully Greased, 3600m Wood Drum, JTS 03-03-01 | MIDLAND | MIDLAND METALS OVERSEAS PTE LTD | MMO-GRAPE | Active
002400232 | WIRE,ELECTRICAL | Conductor Aerial, ACSR/GZ, 30/7/2.50mm, GRAPE, Fully Greased, 3600m Wood Drum, JTS 03-03-01 | OLEX | OLEX AUSTRALIA PTY LTD | GRAPE | Active
000446302 | LETTER,SIGN | (E), Pressed Al, Plain, Dwg 22-A4-200 Rev B (P100) | METALTI | METAL-TECH INDUSTRIES (TRADE POLISHERS) | LETTER E ALUMINIUM | Active
000446329 | LETTER,SIGN | (F), Pressed Al, Plain, Dwg 22-A4-200 Rev B (P100) | METALTI | METAL-TECH INDUSTRIES (TRADE POLISHERS) | LETTER F ALUMINIUM | Active
002472280 | CROSSARM,COMPOSITE | LV Temporary, Fibreglass, 2.7m Lg, Orange c/w Bracket Labels & Bag | THEWMCCA | TMAC THEW & MCCANN GROUP | TM00096 | Active
002475135 | BACKPLANE ASSY | Omron CS1 Series, PLC, CPU Base Unit, 8 Slot, 435 x 132mm, 0.11A, 5V DC, for CS/C200H Series Units | OMRON | OMRON ELECTRONICS PTY LTD | CS1W-BC083 | Active
002459360 | CROSSARM,COMPOSITE | 3620 x 125 x 125mm, Suspension 0-4.5 Deg Angle, Top Cross Arm, for Maintenance Constructions, EE Dwg 6-2-3026 & Dwg 1057077-01 | WAGNERS | WAGNERS CFT MANUFACTURING | EC006-00111 | Active
000446299 | LETTER,SIGN | (D), Pressed Al, Plain, Dwg 22-A4-200 Rev B (P100) | METALTI | METAL-TECH INDUSTRIES (TRADE POLISHERS) | LETTER D ALUMINIUM | Active
000446264 | LETTER,SIGN | (B), Pressed Al, Plain, Dwg 22-A4-200 Rev B (P100) | METALTI | METAL-TECH INDUSTRIES (TRADE POLISHERS) | LETTER B ALUMINIUM | Active
002401763 | BRAID,WIRE | Cu, 448/0.25mm, 25 x 550mm, Soft Drawn, Electrical Grounding, for Earthing ABS | CABLEACC | CABLE ACCESSORIES (AUST) | CAB100A550M12 | Active
000620117 | FUSE LINK,EXPULSION | 40A, Class K, TS 06-03-01 (scm) | NGKSTANG | NGK STANGER PTY LTD | ZXC705-40BK37 | Active
000620117 | FUSE LINK,EXPULSION | 40A, Class K, TS 06-03-01 (scm) | ABBAUST | ABB AUSTRALIA PTY LTD | 7501648 | Active
000620150 | FUSE LINK,EXPULSION | 200A, Class K, Twin Pigtail Type (scm) | BRITECH | BRI-TECH PTY LTD | M200KA23T | Active
000620125 | FUSE LINK,EXPULSION | 50A, Class K, TS 06-03-01 (scm) | ABBAUST | ABB AUSTRALIA PTY LTD | 7501649 | Active
000620125 | FUSE LINK,EXPULSION | 50A, Class K, TS 06-03-01 (scm) | NGKSTANG | NGK STANGER PTY LTD | ZXC705-50BK37 | Active
000620036 | FUSE LINK,EXPULSION | 3A, Class K, TS 06-03-01 (scm) | ABBAUST | ABB AUSTRALIA PTY LTD | 7501639 | Active
000620036 | FUSE LINK,EXPULSION | 3A, Class K, TS 06-03-01 (scm) | NGKSTANG | NGK STANGER PTY LTD | ZXC705-03BK37 | Active
002434058 | FUSE LINK SOLID | Cu Link SC20/32, suit NS Fuse Carrier, 500V AC, 62mm Lg, Clip-in, Offset, Staggered Tags (scm) | FUSECO | FUSECO POWER SOLUTIONS PTY LTD | SC20/32LINK | Active
000620613 | FUSE,CARTRIDGE | 12kV, Full Range, 10A, Barrel 292mm Lg, 50.8mm Dia, End Caps 34mm Lg, 45mm Dia c/w Striker Pin to DIN Standard 43625 Fuse, ETS 12-01-02 (scm) | FUSECO | FUSECO POWER SOLUTIONS PTY LTD | 3000403/10 | Active
002472108 | TOOL | Deadend Applicator Tool, 430mm Lg, Steel Shaft & Applicator, Chrome Finish, Plastic Stanley Screwdriver Handle, for use on Bare Alloy, Cu or Steel Cable | KENNEDY | C.A KENNEDY & H KENNEDY | DEADEND TOOL | Active
002404195 | STUD,PLAIN | Line Post Insulator, M24 x 240mm, Morlynn P/N 11007 | TYCOELEC | TYCO ELECTRONICS | 11007 | Active
002400048 | BOLT,EYE | M16 x 400mm, Galv c/w Galv Hex Nut, Dwg 01-02-01 (P10) | GREGSF | GREG SEWELL FORGINGS PTY LTD | 2400048 | Active
002473668 | INSULATION BLANKET | Welding Blanket, Hi-Temp, 1.8 x 2.0m, Tightly Woven Silica-Glass Fabric, 1100 DegC Working Temp | TTLTOOL | TOTAL TOOLS TOWNSVILLE | 8-WBSG11/1820 | Active
002400017 | BOLT,MACHINE | M12 x 400mm, Hex, Galv c/w Galv Hex Nut, Aust Std (P30) | THEBLTPL | THE BOLT PLACE | 2400017 | Active
002400001 | BOLT,MACHINE | M10 x 70mm, Hex, S/Steel Gde 316 c/w Hex Nut S/Steel Gde 304, Aust Std (P100) | THEBLTPL | THE BOLT PLACE | 2400001 | Active
000030023 | CONNECTOR ASSEMBLY,ELECTRICAL | Bus to 4 Hole Palm c/w Earth Stirrup, suit 50mm Busbar | ADAPTAUS | ADAPT AUSTRALIA PTY LTD | PLKM8993D050EA | Active
002479905 | CIRCUIT BREAKER | LV 1600A, 3 Ph, to suit Mounting on Schneider LV Switchboards, 22kV 1000kVA, 22kV 1000kVA, Schneider Padmount c/w Busbar Subassembly (scm) | WEBER | WEBER SOUTH PACIFIC PTY LTD | V-RF-1600-ERG10 | Active
002404190 | PIN,INSULATOR | M20, C/400/7 x 50mm, for Steel Arm, ETS 01-01-01 Typical Dwg 01-06-02 (P10) | GREGSF | GREG SEWELL FORGINGS PTY LTD | 2404190 | Active
002406619 | GASKET MATERIAL | 1200 x 900 x 3mm, Cork Compound NEBAR N80 | JAMESWLK | JAMES WALKER AUSTRALIA | SJ38210030N7 | Active
002400056 | BOLT,EYE | M16 x 800mm, Galv c/w Galv Hex Nut, Dwg 01-02-01 (P5) | GREGSF | GREG SEWELL FORGINGS PTY LTD | 2400056 | Active
002400052 | BOLT,EYE | M16 x 600mm, Galv c/w Galv Hex Nut, Dwg 01-02-01 (P5) | GREGSF | GREG SEWELL FORGINGS PTY LTD | 2400052 | Active
002400050 | BOLT,EYE | M16 x 500mm, Galv c/w Galv Hex Nut, Dwg 01-02-01 (P10) | GREGSF | GREG SEWELL FORGINGS PTY LTD | 2400050 | Active
000621008 | FUSE,CARTRIDGE | 12kV, Full Range, 40A, Barrel 292mm Lg, 76.2mm Dia, End Caps 34mm Lg, 45mm Dia c/w Striker Pin to DIN Standard 43625 Fuse, ETS 12-01-02 (P3) (scm) | FUSECO | FUSECO POWER SOLUTIONS PTY LTD | 3000403/40 | Active
001175094 | PHOTOELECTRIC CELL | Switch, D2 Base, 400VA Low Rating, w/Internal Black Shroud, for use up to 125W, Minor Roads, EQTS 05-05-01 (scm) | TECONN | TE CONNECTIVITY LTD | ALR-D2A-E531 | Active
001175094 | PHOTOELECTRIC CELL | Switch, D2 Base, 400VA Low Rating, w/Internal Black Shroud, for use up to 125W, Minor Roads, EQTS 05-05-01 (scm) | TECONN | TE CONNECTIVITY LTD | BM3157-000 | Active
001175094 | PHOTOELECTRIC CELL | Switch, D2 Base, 400VA Low Rating, w/Internal Black Shroud, for use up to 125W, Minor Roads, EQTS 05-05-01 (scm) | LEGEND | LEGEND POWER SYSTEMS | HSC-PE2N | Active
001175094 | PHOTOELECTRIC CELL | Switch, D2 Base, 400VA Low Rating, w/Internal Black Shroud, for use up to 125W, Minor Roads, EQTS 05-05-01 (scm) | AUSTEKNS | AUSTEKNIS PTY LTD | PS2403P1 | Active
001175094 | PHOTOELECTRIC CELL | Switch, D2 Base, 400VA Low Rating, w/Internal Black Shroud, for use up to 125W, Minor Roads, EQTS 05-05-01 (scm) | SYLVANIA | SYLVANIA SCHREDER | Z60156 | Active
002406680 | SADDLE | PVC, Conduit Light Duty, 32mm (P50) | CLIPSAL | CLIPSAL (BY SCHNEIDER ELECTRIC) | CLI 261/32GRY | Active
000403271 | BASE,CONCRETE PRECAST | 535mm Dia, CA Dwg 22-A4-7 (MOQ 30) | BUNDCNCT | BUNDABERG CONCRETE CASTERS | 925 | Active
001766656 | ROD,ANCHOR | Screw, M24 x 1066mm, Galv, ETS 01-01-01 Dwg 01-03-03 (P10) (scm) | GREGSF | GREG SEWELL FORGINGS PTY LTD | 1766656 | Active
002403606 | COVER,ELECTRICITY SUPPLY PILLAR | URD, 550 H x 295 W x 230mm D, Beige, Electricity Supply, Non Vented, Colour for use with Link Panels | KULAK | KULAK PTY LTD | PBLBNVSD | Active
000620648 | FUSE,CARTRIDGE | 12kV, Full Range, 20A, Barrel 292mm Lg, 50.8mm Dia, End Caps 34mm Lg, 45mm Dia c/w Striker Pin to DIN Standard 43625 Fuse, ETS 12-01-02 (order in packs)(scm) | FUSECO | FUSECO POWER SOLUTIONS PTY LTD | 3000403/20 | Active
002400059 | BOLT,EYE | M20 x 650mm, Galv c/w Galv Hex Nut, Dwg 01-01-01 (P5) (scm) | GREGSF | GREG SEWELL FORGINGS PTY LTD | 2400059 | Active
002400102 | WASHER,FLAT | Round, 4.77mm (3/16") Brass (P200) | HOBSON | HOBSON ENGINEERING CO PTY LTD | WRBRP018043 | Active
000003741 | MOTOR,UNIVERSAL | Spring Charge, 125V DC, Control Voltage 87.5-137.5V DC, suit ABB VBF 36.20.25 CB (1 x per CB), ETS 2009/0092/T Item 7L | ABBAUST | ABB AUSTRALIA PTY LTD | 7900192 | Phasing
000022905 | CIRCUIT CARD | SCEM 11A Card, suit N-Series 15/27kV Auto Circuit Recloser | SCHNEIDR | SCHNEIDER PTY LTD (MANUFACTURER) | 999900050 | Active
000022906 | CIRCUIT CARD | SCEM 11C Rev 5 Card, suit N-Series 38kV Auto Circuit Recloser | SCHNEIDR | SCHNEIDER PTY LTD (MANUFACTURER) | 99900060 | Active
002401438 | BRAID,WIRE | Tinned Cu, 25mm W, 136A Rating | HARTLAND | HARTLAND CABLES | AESHBT027 | Active
002402115 | PIPE,METALLIC | 6.5m Lg, Water 25 NB, Galv Steel Plain End | WMIS | WILLIAMS MINING & INDUSTRIAL SALES P/L | WMI-25NB | Active
002404321 | BRAID,WIRE | Tinned Cu, 48/10/.254mm, 100m Roll | HAYMANS | HAYMANS ELECTRICAL | BAM28120 | Active
002404321 | BRAID,WIRE | Tinned Cu, 48/10/.254mm, 100m Roll | MMELEC | MM ELECTRICAL MERCHANDISING | BAM28120 | Active
002407170 | TERMINATION,PREFORMED | FT, 7/2.75 SC/GZ c/w Open Thimble, ETS 11-09-01 | PLP | PREFORMED LINE PRODUCTS (AUST) | SGG0825 | Active
002470839 | SEAL | Bund Float Valve Seal, 32mm OD, 7mm ID, 4.5mm Thk, Neoprene Insertion Rubber, Black | F1FUEL | F1 FUEL & LUBRICATION PTY LTD | BUND FLOAT VALVE SEAL | Active
002474617 | BIT,AUGER | Triad HD Rock Auger, 450 Dia, 1600mm OAL Triple Cutting Flights, Single Carrier Flights, 75 x 75mm2 Drive, 1200mm Flight Section, 20mm Lead Flights, 16mm Thk | TEBCO | TEBCO PTY LTD | 450TR | Active
002474625 | BIT,AUGER | Triad HD Rock Auger, 500 Dia, 1600mm OAL Triple Cutting Flights, Single Carrier Flights, 75 x 75mm2 Drive, 1200mm Flight Section, 20mm Lead Flights, 16mm Thk | TEBCO | TEBCO PTY LTD | 500TR | Active
002474633 | BIT,AUGER | Triad HD Rock Auger, 550 Dia, 1600mm OAL Triple Cutting Flights, Single Carrier Flights, 75 x 75mm2 Drive, 1200mm Flight Section, 20mm Lead Flights, 16mm Thk | TEBCO | TEBCO PTY LTD | 550TR | Active
002474641 | BIT,AUGER | Triad HD Rock Auger, 600 Dia, 1600mm OAL Triple Cutting Flights, Single Carrier Flights, 75 x 75mm2 Drive, 1200mm Flight Section, 20mm Lead Flights, 16mm Thk | TEBCO | TEBCO PTY LTD | 600TR | Active
002474674 | TOOTH,AUGER | Unique TEBCO Large Bullet Teeth, Carbide | TEBCO | TEBCO PTY LTD | BC86-22BOX | Active
002474682 | PIN,STRAIGHT,HEADED | High Tensile Auger Pin, suit 75mm2 Drive c/w Lynch Pin & Clip Safety Shroud. | TEBCO | TEBCO PTY LTD | 75PIN | Active
002472371 | ADAPTOR | RoadFlair BRP394, Tilt Adaptor, 8 Deg, Dwg GM BRP-394-8D, Pack of 25 | PHILIPS | PHILIPS AUSTRALIA PTY LTD | BRP394-42-8DEGREE | Active
000620133 | FUSE LINK,EXPULSION | 63A, Class K, TS 06-03-01 (scm) | NGKSTANG | NGK STANGER PTY LTD | ZXC705-63BK37 | Active
000620133 | FUSE LINK,EXPULSION | 63A, Class K, TS 06-03-01 (scm) | ABBAUST | ABB AUSTRALIA PTY LTD | 7501664 | Active
002404052 | SHACKLE | Grade 'S' Large Bow 12mm, to AS2741-1992 | BLKWOODJ | J BLACKWOOD & SONS LIMITED | 01160208 | Active
000418279 | SHACKLE | Dee, Galv, Mild Steel, 10mm Body, 13mm Pin Gradem, Large Dee, to AS 2741 Tested & Stamped with S.W.L. | BLKWOODJ | J BLACKWOOD & SONS LIMITED | 04971300 | Active
002455707 | BUSHING ASSEMBLY,HV | Model Spez73, 66kV, 400A, S/N-74D58373, Bushing Id # 17, SW Spares | ABBAUST | ABB AUSTRALIA PTY LTD | BUSHING ID NUMBER 17 | Active
002455673 | BUSHING ASSEMBLY,HV | Model Spez73, 66kV, 400A, S/N-66D50574, Bushing Id # 14, SW Spares | ABBAUST | ABB AUSTRALIA PTY LTD | BUSHING ID NUMBER 14 | Active
002455590 | BUSHING ASSEMBLY,HV | Model Spez73, 66kV, 400A, S/N-66D50578L, Bushing Id # 6, SW Spares | ABBAUST | ABB AUSTRALIA PTY LTD | BUSHING ID NUMBER 6 | Active
002455574 | BUSHING ASSEMBLY,HV | Model Spez123, 110kV, 400A, S/N-68D52329 Bushing Id # 4, SW Spares | ABBAUST | ABB AUSTRALIA PTY LTD | BUSHING ID NUMBER 4 | Active
002455624 | BUSHING ASSEMBLY,HV | Model Spez73k, 66kV, 630A, S/N-69D59369, Bushing Id # 9, SW Spares | ABBAUST | ABB AUSTRALIA PTY LTD | BUSHING ID NUMBER 9 | Active
002442820 | INTERFACE UNIT,COMMS | DM750, 50V PSU, Multimode Fibre Optic Interface, G703 Digital | DEWAR | DEWAR ELECTRONICS PTY LTD | M750-P1-FM | Active
002455806 | BUSHING ASSEMBLY,HV | 33kV, 1600A, S/N-558-19, Bushing Id # 29, SW Spares | ABBAUST | ABB AUSTRALIA PTY LTD | BUSHING ID NUMBER 29 | Active
002454064 | INTERFACE UNIT,COMMS | X10DR 2/3-Way Interface Box, requires 2 or 3 XIB-CK cables | PACWIRE | PACIFIC WIRELESS | XIB | Active
002410355 | INSULATOR,LINE POST | 22/33kV, 200BIL Porcelain Vertical Clamp to suit M20 Bolt, ETS 10-01-01 | TECONN | TE CONNECTIVITY LTD | LP-R12.5EC200-640PG | Active
002428845 | HAND STICK,INSULATED | Gripall, Shotgun, Overall 1900 - 2000mm Lg, Stick 32mm Dia | CHANCE | CHANCE (MANUFACTURER) | C403-0292 | Active
002428845 | HAND STICK,INSULATED | Gripall, Shotgun, Overall 1900 - 2000mm Lg, Stick 32mm Dia | HASTINGS | HASTINGS (MANUFACTURER) | 8106 | Active
002451961 | TERMINATION,PREFORMED | FT, 7/2.75 SC/GZ, 3/3.66mm (3/0.144") Alumoweld, Colour Code Blue | PLP | PREFORMED LINE PRODUCTS (AUST) | GFG-075 | Active
002473098 | RADIATOR | Charge-Air Cooler, Scania DC13L, 072A, 326 kWb (PRP), 1.5kW 6-Pole/1,000 RPM, 50Hz, Class H Insul, WEG Motor K12A W22, 100L Motor Frame, Al Bar & Plate, Single | ARIND | AR INDUSTRIAL (MANUFACTURER) | HFT-S-1070-1 | Active
002473122 | BLOCK & TACKLE | Equalising Rope & Block Kit c/w WLL 4.5t Superlift Block 150mm Dia x 14 WR & Proof Tested w/-Cert, 12mm Euroneema Dyneema Rope w/-AS Galv Thimbles Spliced | STEHOUSE | STENHOUSE LIFTING & SAFETY SOLUTIONS | SSB150S4-12EDX20M-KBAG | Active
002405061 | INSULATION SLEEVING,ELECTRICAL | Heat Shrink Tubing, 38/12.7mm | TECONN | TE CONNECTIVITY LTD | WCSM-48/12-1200/S(S10) | Active
002405061 | INSULATION SLEEVING,ELECTRICAL | Heat Shrink Tubing, 38/12.7mm | GILBERT | GILBERT LODGE AUSTRALIA PTY LTD | RAYWCSM48/12-600 | Active
002475143 | BACKPLANE ASSY | Omron CS1 Series, PLC, CPU Expansion Base Unit, 5 Slot, 330 x 132mm, 0.23A, 5V DC, for CS/C200H Series Units | OMRON | OMRON ELECTRONICS PTY LTD | CS1W-BI053 | Active
002479061 | HAMMER,WINDOW BREAKER | Rescue and Escape Tool, 76 x 32 x 17mm, ABS Plastic and Stainless Steel, c/w Seatbelt Cutter | KEYLINE | KEY-LINE DISTRIBUTORS PTY LTD | 210009 | Active
002479061 | HAMMER,WINDOW BREAKER | Rescue and Escape Tool, 76 x 32 x 17mm, ABS Plastic and Stainless Steel, c/w Seatbelt Cutter | ATOMSUPP | ATOM SUPPLY GROUP P/L | 408270 | Active
002479061 | HAMMER,WINDOW BREAKER | Rescue and Escape Tool, 76 x 32 x 17mm, ABS Plastic and Stainless Steel, c/w Seatbelt Cutter | C&LTOOL | C&L TOOL CENTRE | RESQME | Active
000136099 | CONNECTOR ELBOW | 400A, 16 to 22mm2, suit 22kV, 50mm2, 1 Core XLPE Al Cable, Non-load Break (Single Elbow Kit Only) | AUSTMOLD | AUSTRALMOLD PTY LTD | K400LR/G-15-50(K)M-12-1 | Active
002434272 | TRANSFORMER,VOLTAGE | 11kV/240V, 50VA, SWER External Aux Power Supply c/w Pole Mounting Bracket (scm) | SCHNEIDR | SCHNEIDER PTY LTD (MANUFACTURER) | 990003200 TANKMOUNT | Active
000022921 | INDICATOR,VOLTAGE | Old Resistive Type, Replacement Test Point for Safelink Voltage Indication, 4 x Tip Jack Test Points on Metal Plate c/w White Pins, approx 1.8 Meg Ohm | ABBAUST | ABB AUSTRALIA PTY LTD | RESISTIVE TYPE TEST POINT | Active
002400117 | WASHER,LOCK | M12, Galv (P200) | THEBLTPL | THE BOLT PLACE | 2400117 | Active
002455665 | BUSHING ASSEMBLY,HV | Model Spez73, 66kV, 400A, S/N-61D57538, Bushing Id # 13, SW Spares | ABBAUST | ABB AUSTRALIA PTY LTD | BUSHING ID NUMBER 13 | Active
002400965 | TERMINATION KIT,ELECTRICAL CABLE | Sleeve Bushing, HV Right Angle Heat Shrinkable, 10 - 35 mm2 Cable, 3 Per Set | TECONN | TE CONNECTIVITY LTD | RSRB-4042 | Active
002400965 | TERMINATION KIT,ELECTRICAL CABLE | Sleeve Bushing, HV Right Angle Heat Shrinkable, 10 - 35 mm2 Cable, 3 Per Set | GILBERT | GILBERT LODGE AUSTRALIA PTY LTD | RAYRSRB4042 | Active
000105012 | CLAMP,TREFOIL | Cast Al, suit Cable 46.0 to 48.0mm Dia c/w Clamping Bolts etc, for use with M12 Fixing Bolt (MOQ10) (scm) | INTERENG | INTERTECH ENGINEERING PTY LTD | CABUS 5448 | Active
000104499 | CLAMP,TREFOIL | Cast Al, suit Cable 40.5 to 42.5mm Dia c/w 85 x 10mm Galv Clamping Bolts etc, for use with M12 Galv Centre Fixing Bolt Clamp to be supplied assembled | INTERENG | INTERTECH ENGINEERING PTY LTD | CABUS 5442 | Active
002480838 | PLUG | Isolating Plug, Yellow, suit PT6-T Terminal Block | PHOENIX | PHOENIX CONTACT PTY LTD | 1322572 | Active
002480853 | PLUG | Isolating Plug, White, suit PT6-T Terminal Block | PHOENIX | PHOENIX CONTACT PTY LTD | 1322576 | Active
002480903 | SWITCHING LOCK | S-MT, White, suit PT 2.5-MT-Quattro Terminal Block | PHOENIX | PHOENIX CONTACT PTY LTD | 3247954 | Active
002432243 | NUMERAL,SIGN | (0) Pressed Al, 40mm W, 22mm H, Black on Yellow, EE Dwg 995129-01 (scm) | SUMMIT | SUMMIT GROUP | SF17PE4100 | Active
002432250 | NUMERAL,SIGN | (1) Pressed Al, 40mm W, 22mm H, Black on Yellow, EE Dwg 995129-01 (scm) | SUMMIT | SUMMIT GROUP | SF17PE4101 | Active
002440238 | CONNECTOR,BUSBAR | Tee, Conductor to Conductor, Al, 25.40 - 33.80 Run & Tap Conductor Range | PLP | PREFORMED LINE PRODUCTS (AUST) | ATC15 | Active
002453348 | PROTECTOR,SPLICE,ELEC CABLE | Gel Wrap Branch Kit, 1000V, PG Cover, Black, Cold Sleeve Gel c/w S/Steel Ties (scm) | TYCOELEC | TYCO ELECTRONICS | CU2253-000 | Active
002453611 | BRACKET,ELECTRICAL CONNECTOR | Antenna Bracket, 1.5mm, S/Steel, Bonnet Mount | GME | GME INNOVATIVE ELECTRONICS | MB407SS | Active
002453710 | CABLE,RADIO FREQUENCY | RG58 C/U, 50 Ohm, 0.98mm Tinned Cu, Solid PE/TC Braid/PVC Jacket, Black, 100m Roll | RFIND | RF INDUSTRIES PTY LTD | 8058-100 | Active
002453728 | CABLE,SPECIAL PURPOSE,ELECTRICAL | 110V, 4mm, 2 Core, Strands 26/0.30mm, PVC Insulated/Black Sheath, Core Red/Black, 30m Roll | MMELEC | MM ELECTRICAL MERCHANDISING | TYCAWC22603-BK-30 | Active
002453744 | CABLE,SPECIAL PURPOSE,ELECTRICAL | 110V, 3mm, 1 Core, Strand 16/0.30mm, PVC Insulated, Yellow, 100m Roll | MMELEC | MM ELECTRICAL MERCHANDISING | TYCASC11603-YW-100 | Active
002417426 | SLING | Endless, 400mm Lg, AS1353.1:1997, Synthetic-Webbing Sling or BS EN566:1997 | HGHTDYNM | HEIGHT DYNAMICS | 3502X0.4 | Active
002422913 | LEVEL,SPIRIT | Fragram, Folding Level with Protractor | HGHTDYNM | HEIGHT DYNAMICS | L1197 | Active
002425379 | BOX,STORAGE | Heavy Duty, 80L c/w Lid, to store all items used in the Bat Removal Kit | BLKWOODJ | J BLACKWOOD & SONS LIMITED | B-00140053 | Active
002478253 | WRENCH/DRILL,IMPACT,BATTERY | Milwaukee, M12 Fuel, 1/2" Stubby, Friction Ring, 12V, Powerstate Brushless Motor, 4-Mode Drive Control, Skin Only | MILWAUKE | MILWAUKEE POWER TOOLS | M12FIW2F120 | Active
000030026 | CONNECTOR ASSEMBLY,ELECTRICAL | Compression Bus to 4 Hole Palm, suit 100mm Busbar | ADAPTAUS | ADAPT AUSTRALIA PTY LTD | PLKM1850D100E2 | Active
002437499 | INDICATOR,FAULT LOCATING | Circuit Fault Indicator, Compass B, for ABB Safelink2, JTS 06-08-01 (scm) | ABBAUST | ABB AUSTRALIA PTY LTD | ER-V38-4102-001-003 | Active
002437622 | CONTROL,REMOTE SWITCHING | Control Box with RTU c/w Enclosure Door Fixings & Earth Cable, suit ABB Safelink2, JTS 06-08-01 (scm) | ABBAUST | ABB AUSTRALIA PTY LTD | 5811951 | Active
002454635 | PARTS KIT,ELECTRONIC EQUIPMENT | Smart Meter Basic Kit & Bracket Retrofit, to 11kV Padmounted Substations (scm) | WILSON | WILSON TRANSFORMER CO. PTY LTD | 678-7008-02 | Active
002461093 | METER,WATTHOUR | Prog Id 24287, U3400D, 3Ph, 4 Wire, 10-100A, Class 1, Load Profile, 100A Disconnect Switch, BC, External Comms Capable, ETS 2008/6145/T Part B Item 1a | LANDIS | LANDIS GYR (AUST) PTY LTD | U3400DNNNNBS001EE | Active
002455814 | BUSHING ASSEMBLY,HV | 33kV, 1600A, S/N-558-29, Bushing Id # 30, SW Spares | ABBAUST | ABB AUSTRALIA PTY LTD | BUSHING ID NUMBER 30 | Active
002455848 | BUSHING ASSEMBLY,HV | Model Spez36, 33kV, 1000A, S/N-68D52644, Bushing Id # 33, SW Spares | ABBAUST | ABB AUSTRALIA PTY LTD | BUSHING ID NUMBER 33 | Active
002471571 | SCREW,MACHINE | Draw Latch Screws, 15.9mm, S/Steel, for Hino Canopy Door | EMBGEN | EMBEDDED GENERATION SYSTEM | F7-548 | Active
002471571 | SCREW,MACHINE | Draw Latch Screws, 15.9mm, S/Steel, for Hino Canopy Door | STC | STRUT TECHNOLOGY CAIRNS | M-F7-548 | Active
002461754 | TERMINATION KIT,ELECTRICAL CABLE | Preformed Helical, FT, suit Short Span, ADSS 96 Optical Fibre Cable, 14.7-15.3mm Dia c/w Clevis Thimble, Support Rod, Ext Link & Helical | PLP | PREFORMED LINE PRODUCTS (AUST) | ADSSTS-147-SG | Active
002417574 | SLING,GEAR | for Storing Hardware whilst Working on Roofs | HGHTDYNM | HEIGHT DYNAMICS | MT-MULT001 | Active
002418044 | WIRE,ELECTRICAL | Conductor Aerial, ACSR/AC, 30/7/3.50mm, DIVING, Fully Greased, 4000m Steel Drum, JTS 03-03-01 | OLEX | OLEX AUSTRALIA PTY LTD | DIVING SB | Active
002418044 | WIRE,ELECTRICAL | Conductor Aerial, ACSR/AC, 30/7/3.50mm, DIVING, Fully Greased, 4000m Steel Drum, JTS 03-03-01 | MIDLAND | MIDLAND METALS OVERSEAS PTE LTD | MMO-DIVING | Active
000005022 | TRANSFORMER,VOLTAGE | 72.5kV, CVT, 50Hz, Post Type 1Ph Outdoor c/w Metering Accuracy Tests | KONCAR | KONCAR - ELECTRICAL INDUSTRY INC | M172167 | Active
001852442 | CYLINDER,LOCK | 201 Night Latch, Keyed A1 Cylinder Only, Padmount Installation Only No Keys Required | ASSA | ASSA ABLOY AUSTRALIA PTY LTD | 201CYLCP5KA | Active
002402712 | CYLINDER,LOCK | T608, Office Use, Whitco | LARSENJ | J LARSEN PTY LTD | WH84200/ERG3 | Active
002458750 | METER,WATTHOUR | Prog Id 9113, 2 Element, 1Ph, 2 Wire, 230/240V, 10-100A, Class 1, Prepayment | AMSTG | AMS TECHNOLOGY GROUP PTY LTD | EMC1.Y+RFID23.Z2 | Active
002458743 | METER,WATTHOUR | Prog Id 9110, 1 Element, 1Ph, 2 Wire, 230/240V, 10-100A, Class 1, Prepayment | AMSTG | AMS TECHNOLOGY GROUP PTY LTD | EMA1.Y+RFID23.Z2 | Active
002436392 | BOLT,MACHINE | M16 x 45mm, Hex, Galv, Gde 8.8 c/w Galv Hex Nut | HOBSON | HOBSON ENGINEERING CO PTY LTD | KBHK0GCM160045 | Active
002455830 | BUSHING ASSEMBLY,HV | Model Spez36, 33kV, 1000A, S/N-68D52643, Bushing Id # 32, SW Spares | ABBAUST | ABB AUSTRALIA PTY LTD | BUSHING ID NUMBER 32 | Active
002456614 | CLIP | DIN Rail Clip, for ECE60 Series AC/DC Power Supply | XP PWR | XP POWER SUPPLY | ECE60-DIN-CLIP | Active
002422558 | STRUCTURAL SECTION,SPECIAL SHAPED | Climbing Aid Stile, 50 x 5mm, 7800mm Lg, Galv Steel, suit Concrete Poles, EE Dwg 908968-01, Issue "C" Items 1 & 4 | ISM | ISM MANUFACTURING PTY LTD | ERGON-908968-01-04 | Active
002440246 | CONNECTOR,BUSBAR | Flexible Terminal, Al, 100 x 100mm2 Palm 4 x M12 Holes, Approx DC Rating 1200A | PLP | PREFORMED LINE PRODUCTS (AUST) | FL4A-1200 | Active
002440287 | CONNECTOR,BUSBAR | Tube, Circular to Flat Busbar, Cu, 31.8mm OD Tube, 54 x 70mm Flat Bolt M12 S/Steel | PLP | PREFORMED LINE PRODUCTS (AUST) | D-TF50B | Active
002459766 | INSULATOR,STATION POST | 220kV, 1050kV BIL, Porcelain, 2300mm H, 6300mm Creepage, Lvl 3 Pollution, Type C8-1050, JBP 10365 | GRAPHSOL | GRAPH SOLUTIONS PTY LTD | 36923AB2 | Active
002460012 | WOOD PRESERVATIVE,BORON FLUORINE BASE | Rod, Pole Saver, 10mm Dia x 100mm Lg, for Treatment on Inspected Wood Poles, 200 per Box | PRESCHEM | PRESCHEM POLE MAINTENANCE PTY LTD | PS10 | Active
002405096 | TERMINAL,LUG | Compression, Cu, 6mm2, M6 Bolt Hole, Hex Die A/F 4.4mm (P100) | LEGEND | LEGEND POWER SYSTEMS | CAL6-6 | Active
002405096 | TERMINAL,LUG | Compression, Cu, 6mm2, M6 Bolt Hole, Hex Die A/F 4.4mm (P100) | CABLEACC | CABLE ACCESSORIES (AUST) | CAL66 | Active
002405175 | TERMINAL,LUG | Compression, Cu, 95mm2, M10 Bolt Hole, Hex Die A/F 14.2mm (P25) | CABAC | CABAC (MANUFACTURER) | CAL95-10 | Active
002472686 | RADIO SET | Explorer Mobile Gateway, PTT Terminal Unit c/w PTT Speaker Microphone Handset | MILES | MILES ELECTRONICS | 403649A-00500 | Active
002472694 | ANTENNA | Explorer E325 Antenna, Satellite Tracking Dome | MILES | MILES ELECTRONICS | E325-ANT | Active
001636241 | CABLE,POWER,ELECTRICAL | U/Ground, 6.35/11kV, 3C, 35mm2 Al, XLPE Insulated/LD Screen, Metre Marked, AS 4026(1992) | OLEX | OLEX AUSTRALIA PTY LTD | XJMAA8RP003CXAA | Active
002438745 | BEND,ELECTRICAL CONDUIT | 150mm, 30 Deg, 1000mm Rad, HD, Orange | MMELEC | MM ELECTRICAL MERCHANDISING | PIP150HDCON1000R30B | Active
002439008 | TERMINAL,LUG | Compression Jumper, Al, Undrilled, Hex Dia A/F 33.8mm, Straight Offset, suit Sulphur Conductor, AS2395 | PLP | PREFORMED LINE PRODUCTS (AUST) | CTA-338-11210 | Active
002452498 | INSTALLATION,COMPUTER EQUIPMENT | Monitor Installation on customer's desk | ACTLOG | ACT LOGISTICS | INSTALL MONITOR | Active
002473551 | DIFFUSER,LIGHT | Visor Pathway, Glare Shield, Front+Rear, for StreetLED MkII & MkIII (scm) | SYLVANIA | SYLVANIA SCHREDER | JLB00004 | Active
002475184 | MODULE PLC | Omron CS1 Series, Digital Input Unit, 16 Inputs, 24V DC, 7mA | OMRON | OMRON ELECTRONICS PTY LTD | CS1W-ID211 | Active
002475564 | GREASE,GENERAL PURPOSE | Lubrilog, Silicon Grease, 150g Tube | AUSTMOLD | AUSTRALMOLD PTY LTD | IT3955 | Active
002400913 | INSULATION SLEEVING,ELECTRICAL | Heat Shrink Tubing, 140/42mm, 200mm Lg, Medium Wall | TECONN | TE CONNECTIVITY LTD | MWTM-140/42-1500/S(S5) | Active
002400913 | INSULATION SLEEVING,ELECTRICAL | Heat Shrink Tubing, 140/42mm, 200mm Lg, Medium Wall | GILBERT | GILBERT LODGE AUSTRALIA PTY LTD | RAYMWTM140/42-200 | Active
002405059 | LUBRICATING OIL,GENERAL PURPOSE | Underground Cable, Aqualube Type G, 20L Drum | IDEALELE | IDEAL ELECTRICAL SUPPLIERS | ALG20 | Active
002438950 | TERMINAL,LUG | Compression Jumper, Al, 2 x 14mm Holes, Hex Dia A/F 18.8mm, Straight Offset, 50mm Centres, suit Neon Conductor, AS2395 | PLP | PREFORMED LINE PRODUCTS (AUST) | CTA-188-11211 | Active
002450948 | NUMERAL,SIGN | (1) Numeral Size 25.4mm, Black on Yellow Reflective, Pressure Sensitive Marker 3M (Sht 70) (scm) | ALMETEK | ALMETEK INDUSTRIES INC | PS1.0 (1) | Active
002403501 | INSULATION SLEEVING,ELECTRICAL | Heat Shrink Tubing, 37/12mm, 100mm Lg, Medium Wall, Coated Internally c/w Sealant | TECONN | TE CONNECTIVITY LTD | MWTM-35/12-100/S(S100) | Active
002403501 | INSULATION SLEEVING,ELECTRICAL | Heat Shrink Tubing, 37/12mm, 100mm Lg, Medium Wall, Coated Internally c/w Sealant | GILBERT | GILBERT LODGE AUSTRALIA PTY LTD | RAYMWTM35/12-100 | Active
000023020 | LUBRICANT,DRY | Lubricating Powder, Graphite, Puffer Pack with Nossle, Keyholes, Pack of 30, Protects locks against sticking | LARSENJ | J LARSEN PTY LTD | LWLUBE/15/DP | Active
002427904 | CABLE BOX ASSEMBLY | LV, Air Cable Box, suit 22kV, 1000kVA Groundmount Transformer c/w Busbar, Flexible Connections, Bolts & Nuts, ETS 02-03-02 Item 5 | WILSON | WILSON TRANSFORMER CO. PTY LTD | 875-0646-11-AA | Active
002442903 | INTERFACE UNIT,COMMS | SEL2814, 14.8dB, 5km, Up to 115.2kbps, Male DB-9, EIA-232 Multimode Fibre Optic Transceiver, ST Connector, Incl RTS/CTS | SEL | SCHWEITZER ENGINEERING LAB PTY LTD | 2814M0 | Active
002442937 | INTERFACE UNIT,COMMS | SEL3094, Converter, Stand Alone | SEL | SCHWEITZER ENGINEERING LAB PTY LTD | 30940CBXX | Active
002442960 | INTERFACE UNIT,COMMS | SEL2505, 48/125V PS, 110V I/O Singlemode Mirrored Bits, Remote I/O Module, Panel Mount | SEL | SCHWEITZER ENGINEERING LAB PTY LTD | 2505333XX | Active
002443026 | CLAMP,ANTENNA | MUE Series, Straddle Clamp, Galv Steel, 50mm Min/Max Boom Size, 70mm Min & 200mm Max Angle Size, to Mount Antenna & Antenna Structure to Support Tower | RFIND | RF INDUSTRIES PTY LTD | MUE2 | Active
002443398 | CABLE,SPECIAL PURPOSE,ELECTRICAL | Control, 3 Pairs, 24AWG, 7 x 32 Strand, Tinned Cu, PE Insulated/Al Foil & Polyester Tape/TC Braid/PVC Jacket, for RS-485 Apps (305m Roll) | BELDEN | BELDEN INC (MANUFACTURER) | 9843 | Active
000104439 | CABLE,FIBRE OPTIC | Aerial, ADSS, Long Span, Dry Core, 48 Fibres, SMOF, ETS 03-01-07 (4000m Drum) | CORNCBLE | CORNING CABLE SYSTEMS | 48-SM-ND-48-YN-ADSS | Active
000003754 | INTERFACE UNIT,COMMS | MUIB3, 32/48V DC Interface Board, suit RTP 32V or 48V Battery Chargers, Tech Spec EESS-10735-01-0B | LEGEND | LEGEND POWER SYSTEMS | RPS-RT0480MUIB3-RTP | Active
002474948 | DUNNAGE | 17-EWP FRP, 550 x 550 x 15mm c/w 2 Rope Handles Rhino Coated Yellow, Rated to 14.5 Tonne RWC | REDMOND | REDMOND GARY AUSTRALIA PTY LTD | 28A0371#10 | Active
002476349 | ANALYZER | Hand Held, Cellular Signal Analyser Tool, for EQ Metering Telemetry Modems c/w Carry Case & Charger | EAQ | ELECTRONICS ASSEMBLY QUEENSLAND PTY LTD | EQ-CSA | Active
002476638 | FIT TEST KIT,RESPIRATOR | 3M Qualitative Fit Test Apparatus Kit c/w 1 x Hood, 1 x Collar Assembly, 2 x Nebulisers, 2 x Nebuliser Insert Sets, 1 x 55ml FT-31 Bitter Sensitivity | ABSAFE | ABSAFE PTY LTD | 70070709640 | Active
002470011 | INSULATOR,STRAIN | 33kV, 200kV BIL, Polymer, 70kN, S/Steel Ball & Socket Fittings, 440mm Nom Lg Coupling c/w W-Clip, ETS 10-02-01 | MOSGRAPH | MOSDORFER GRAPH | FXBW-30/70SB | Active
002442853 | INTERFACE UNIT,COMMS | DM750, 50V PSU, Module | DEWAR | DEWAR ELECTRONICS PTY LTD | M750-21 | Active
002476224 | LETTER,SIGN | (O), Pressed Al, 40mm Wide, 22mm High, Black on Yellow, Ergon Dwg 995129-01 (scm) | SUMMIT | SUMMIT GROUP | SF17PE420O | Active
002476240 | LETTER,SIGN | (R), Pressed Al, 40mm Wide, 22mm High, Black on Yellow, Ergon Dwg 995129-01 (scm) | SUMMIT | SUMMIT GROUP | SF17PE420R | Active
002476257 | LETTER,SIGN | (S), Pressed Al, 40mm Wide, 22mm High, Black on Yellow, Ergon Dwg 995129-01 (scm) | SUMMIT | SUMMIT GROUP | SF17PE420S | Active
000024853 | COATING COMPOUND KIT | Crossarm Coating Kit c/w Brush Grey Poolcoat NSC73 500g, Catalyst 10ml, 1 x 50mm Paintbrush, 1 x Stirring Stick, 1 Pair Latex Gloves, 2 x Plastic Bags, | CGCOMP | CG COMPOSITES (AUS) PTY LTD | 309481 | Active
002464758 | FITTING | Reusable, Straight Fitting, Size -12 | HYDRLINK | HYDRAULINK HOSE & FITTINGS | 5H-JFS-1212 | Active
000023975 | SPLICE,CONDUCTOR | Mechanical Shear Head Bolt, Limited Tension 44.4kN, 1100A, Cable Range 17-25mm Dia, suit AAC/AAAC/ACSR, Box of 1 (scm) | SICAME | SICAME AUSTRALIA PTY LTD | MTRS17-25 | Active
002469856 | CLAMP,ELEC CONDUCTOR,STRAIN | Compression Deadend, Double Palm, 2 Holes, 50mm Centre, Outer Sleeve Die Size 21A/F, Inner Sleeve 9.5A/F, Deadend Eye, suit Cherry 6/4.75/7/1.60 ACSR/GZ | PLP | PREFORMED LINE PRODUCTS (AUST) | CDE-143-2AS4 | Active
002469864 | CLAMP,ELEC CONDUCTOR,STRAIN | Compression Deadend, Double Palm, 2 Holes, 50mm Centre, Outer Sleeve Die Size 21A/F, Deadend Eye, suit Iodine 7/4.75 AAAC/1120 c/w Bolts, Nuts, | PLP | PREFORMED LINE PRODUCTS (AUST) | CDEAAAC-143-2AS4 | Active
002401199 | CABLE,POWER,ELECTRICAL | Control, 0.6/1kV, 2C, 2.5mm2 Cu, PVC Insulated/PVC Sheath (7/0.67) (MOQ 1000m) | OLEX | OLEX AUSTRALIA PTY LTD | DAHP75B0020XWW | Active
002471126 | OUTREACH ARM | Major Road, 6.0m Single, Galv Steel | GMPOLES | GM POLES PTY LTD | ERG-6M-ANG-OUTR | Active
000003757 | TRANSDUCER,ELECTRICAL | Current Transducer, HAT 200A-4V, suit RTP all Battery Charger Voltages, Tech Spec EESS-10735-01-0B | LEGEND | LEGEND POWER SYSTEMS | RPS-RT200AC-RTP | Active
002471787 | FUSE,CARTRIDGE | 250V AC, HRC Cartridge 3AB Type, 6A, 32 x 6.3mm Dia, Ceramic Body (scm) | LITFUSE | LITTELFUSE INC | 0314006.HXP | Active
002454288 | RECLOSER,AUTO | Sectionaliser, Load Break Switch, 33kV, 3 Ph, 400A, 12.5kA Cap, Vacuum Interrupting, O/door Pole Mount c/w Ctrl Cub, Insulated Cable Droppers, Aux VT | NOJA | NOJA POWER SWITCHGEAR PTY LTD | OSM38-RC10 | Active
002479350 | TEST SET,METER | Portable Test System, 1 Ph, Class 0.2, 10V to 300V, 1mA to 120A, 60VA, 273 x 247 x 178mm, 300V Cat III, for 1Ph meter types in EQL | EMH | ENERGIE-MESSTECHNIK GMBH (MANUFACTURER) | CHECKSYSTEM 2.1 | Active
002474419 | ANTIBACTERIAL SOLUTION | Antibacterial Cleaner & Sanitiser, Hospital Grade Disinfectant, 500ml or 750ml Spray Bottle | BLKWOODJ | J BLACKWOOD & SONS LIMITED | 04042030 | Active
002474419 | ANTIBACTERIAL SOLUTION | Antibacterial Cleaner & Sanitiser, Hospital Grade Disinfectant, 500ml or 750ml Spray Bottle | ENERGEX | ENERGEX | SYGUAR-750REF+CP52W | Active
002418812 | DRUM,SHIPPING & STORAGE | 60L, Plastic, Heritage Red, Labelled with White 25mm H, Stenciled Letters USED TRANSFORMER OIL and Ergon Energy Logo | GOUGHPLS | GOUGH PLASTICS | FBOX408.0600 | Active
000003368 | TRANSDUCER,ELECTRICAL | AC Voltage, Paladin, Input 88V-132V AC, 110V Nom +/- 20%, Output 0/20mA into 500 Ohm Freq, 50Hz, 1 Relay, 1 Modbus, Self Powered Suppressed Zero Spec UK Std | CROMPTON | CROMPTON INSTRUMENTS (AUST) P/L | 253-TVZW-Z2HF-C5 | Active
002474427 | ANTIBACTERIAL SOLUTION | Antibacterial Cleaner & Sanitiser, Hospital Grade Disinfectant, 5L Bottle, use with Bottle Sprayer Trigger | BLKWOODJ | J BLACKWOOD & SONS LIMITED | 04042047 | Active
002474468 | ANTIBACTERIAL SOLUTION | Disinfectant Spray & Wipe, Bulk 15L Container, Hospital Grade, for Pandemic Response | KEYLINE | KEY-LINE DISTRIBUTORS PTY LTD | 17-10-0001C | Active
000152574 | MARKER,LOCATION,INDUCTIVE | Ballmarker, 4 Inch, Power Red | TEN | THE ENERGY NETWORK (AUST) PTY LTD | 0160-0001-1 | Active
002403150 | FUSE,CARTRIDGE | 250V AC, HRC Cartridge SK Type, 5A, 29 x 12.7mm Dia (P20) | IPDGROUP | IPD GROUP LIMITED | SK5 | Active
002459436 | PLUG | SC Simplex Blanking Plug, Rect, Nylon | OPTICAL | OPTICAL FIBRE SYSTEMS PTY LTD | OFS-PLG-SC | Active
002470078 | PLUG | 7/8" JIC Plug, Hydraulic Fitting | HYDRLINK | HYDRAULINK HOSE & FITTINGS | JP-10 | Active
002469849 | CLAMP,ELEC CONDUCTOR,STRAIN | Compression Deadend, Double Palm, 2 Holes, 50mm Centre, Outer Sleeve Die Size 18A/F, Inner Sleeve 7.5A/F, Deadend Eye, suit Banana 6/1/3.75 ACSR/GZ c/w | PLP | PREFORMED LINE PRODUCTS (AUST) | CDE-113-2AS4 | Active
002469872 | CLAMP,ELEC CONDUCTOR,STRAIN | Compression Deadend, Double Palm, 2 Holes, 50mm Centre, Outer Sleeve Die Size 30A/F, Deadend Eye, suit Neon 19/3.75 AAAC/1120 c/w Bolts, Nuts, | PLP | PREFORMED LINE PRODUCTS (AUST) | CDEAAAC-188-2P1 | Active
002401140 | CABLE,POWER,ELECTRICAL | 0.6/1kV, 1C, 25mm2 Cu, PVC Insulated, Green/Yellow (19/1.35) (500m Drum) | OLEX | OLEX AUSTRALIA PTY LTD | BAAC17A5001AAHN | Active
000030059 | TERMINAL,LUG | AS5, Al, 4 Hole, 50mm Centre, Offset, suit Twin 200mm Centre, Sulphur 61/3.75 AAAC | PLP | PREFORMED LINE PRODUCTS (AUST) | CTAT-338-200-0-P5 | Active
002471316 | BOX,STORAGE | Plastic, 300 x 300mm, Yellow, for Pole Top Rescue Kit | HGHTDYNM | HEIGHT DYNAMICS | BC030030030YW23 | Active
002477289 | GLOVES,PROTECTIVE | G-Flex Dynamax C5 AirTouch Fingerless Gloves, Size 7, Polyurethane Cut Resistant Gloves, Fingerless Thumb, Fore & Index. Restricted Issue refer | ELLIOTT | ELLIOTTS AUSTRALIA PTY LTD | ELG345B7 | Active
000621156 | FUSE,CARTRIDGE | 500V AC, HRC DIN Type, 80A, Size 00, ETS 12-02-01 Group E (scm) | FUSECO | FUSECO POWER SOLUTIONS PTY LTD | NH000F-80 | Active
002403364 | STEPLADDER | Fibreglass, 2.1m, Step/Extension, Extends to 3.8m, ETS RSE02 | BAILEY | BAILEY (MANUFACTURER) | FS10445 | Phasing
002403364 | STEPLADDER | Fibreglass, 2.1m, Step/Extension, Extends to 3.8m, ETS RSE02 | BLKWOODJ | J BLACKWOOD & SONS LIMITED | 00825979 | Phasing
000025133 | CONVERSION KIT | Hazemeyer Lug Connector Kit c/w 3 x Sicon 50/240 Lugs, 3 x 94mm Lg, 12.7mm Thk Cu Rods, 3 x Hazemeyer Clamping Collars | LEGENDCS | LEGEND CORPORATE SERVICES (MANUFACTURE) | SGCK120 | Active
000025133 | CONVERSION KIT | Hazemeyer Lug Connector Kit c/w 3 x Sicon 50/240 Lugs, 3 x 94mm Lg, 12.7mm Thk Cu Rods, 3 x Hazemeyer Clamping Collars | INTERENG | INTERTECH ENGINEERING PTY LTD | HAZE CONV KIT | Active
002404208 | FRAME | Mounting, Neutral & Fuse Panel Assy, c/w Brass Neutral Bar & Screws, suit URD Base & Cover, Dwg A4-896934 (scm) | FLOWLINE | FLOWLINE INDUSTRIES PTY LTD | ESQ070/1 | Active
002455046 | BREATHER | Omni-tuff, 6.5kg Capacity, Desiccant Silica Gel, 3 Connections 3/4" BSP & 1" BSP & Flange Mount c/w Oil Bath & e-Gel (Orange Unspent, Green Spent) | SMSOMNI | SMS OMNI-TUFF GROUP PTY LTD | 09-YDB6 | Active
002471548 | ADAPTOR | StreetLED MkIII, Tilt Adaptor, -5Deg | GERARD | GERARD LIGHTING GROUP | JLC00010 | Active
000403291 | BASE,CONCRETE PRECAST | 800mm Dia, CA Dwg 22-A4-7 (MOQ 10) (scm) | BUNDCNCT | BUNDABERG CONCRETE CASTERS | 927 | Active
002432094 | BASE,CONCRETE PRECAST | 1000 x 150mm, Biscuit, Dwg 907267-01 | BUNDCNCT | BUNDABERG CONCRETE CASTERS | 947 | Active
002470292 | JUNCTION BOX | FIBOX Enclosure, Al, 127 x 81 x 57mm | NHPELEC | NHP ELECTRICAL ENGINEERING | ALN081306 | Active
002470987 | GREASE,SPECIAL PURPOSE | Assy Lubricant EPPA-064-60, Paste, 60g Tube, for TE RSTI Elbows only (scm) | TECONN | TE CONNECTIVITY LTD | EPPA-064-60 | Active
002470987 | GREASE,SPECIAL PURPOSE | Assy Lubricant EPPA-064-60, Paste, 60g Tube, for TE RSTI Elbows only (scm) | TECONN | TE CONNECTIVITY LTD | CL1402-000 | Active
002401144 | CABLE,POWER,ELECTRICAL | 250V, 2C, 1.5mm2 Cu, PVC Insulated/ PVC Sheath, White (7/0.50) | OLEX | OLEX AUSTRALIA PTY LTD | CACP05A1002WVAA | Active
002401193 | CABLE,POWER,ELECTRICAL | Control, 0.6/1kV, 4C, 4mm2 Cu, PVC Insulated/PVC Sheath (7/0.85) | OLEX | OLEX AUSTRALIA PTY LTD | GAHP09AA004CXWW | Active
002401207 | CABLE,POWER,ELECTRICAL | Control, 0.6/1kV, 3C, 1.5mm2 Cu, PVC Insulated/PVC Sheath (7/0.50) Cores Numbered (MOQ 1000m) | OLEX | OLEX AUSTRALIA PTY LTD | FAHP05AA003CXWW | Active
002470250 | ACCESSORY KIT,ELEC EQUIP | FSD400 4-Way Palm Extension Retrofit Kit, 3 Ph c/w Top & Bottom Covers, 4-Way Palm Extensions, Screws, Nuts & Washers, Adaption for NGK Bundle Box to | NGKSTANG | NGK STANGER PTY LTD | 74009 | Active
002400610 | FUSE,CARTRIDGE | 415V AC, HRC Cartridge NS Type, 32A, Clip-in Offset Staggered Tags, 62mm Lg | FUSECO | FUSECO POWER SOLUTIONS PTY LTD | NS32 | Active
002405095 | TERMINAL,LUG | Compression, Cu, 6mm2, M5 Bolt Hole, Hex Die A/F 4.4mm (P100) | CABLEACC | CABLE ACCESSORIES (AUST) | CAL65020503SP | Active
002470045 | CLAMP,HOSE | 95-118mm, CT Clamp | HYDRLINK | HYDRAULINK HOSE & FITTINGS | CT450LSS ND | Active
002477263 | PROTECTOR,DOCUMENT | Permit Wallet, A4, Yellow, Weatherproof Document Wallet | TUFFTOOL | TUFF TOOL BAGS | A4 DOCUMENT HOLDER - YELLOW | Active
002477271 | TOOL | Loadbuster, Portable Loadbreak Tool, 14.4/25kV, 600A Nom | AMPLITUD | AMPLITUDE PTY LTD (396777) | 5300R3 | Active
002477305 | GLOVES,PROTECTIVE | G-Flex Dynamax C5 AirTouch Fingerless Gloves, Size 9, Polyurethane Cut Resistant Gloves, Fingerless Thumb, Fore & Index. Restricted Issue refer | ELLIOTT | ELLIOTTS AUSTRALIA PTY LTD | ELG345B9 | Active
002477313 | GLOVES,PROTECTIVE | G-Flex Dynamax C5 AirTouch Fingerless Gloves, Size 10, Polyurethane Cut Resistant Gloves, Fingerless Thumb, Fore & Index. Restricted Issue refer | ELLIOTT | ELLIOTTS AUSTRALIA PTY LTD | ELG345B10 | Active
002477354 | GLOVES,PROTECTIVE | G-Flex Dynamax C5 AirTouch Fingerless Gloves, Size 11, Polyurethane Cut Resistant Gloves, Fingerless Thumb, Fore & Index. Restricted Issue refer | ELLIOTT | ELLIOTTS AUSTRALIA PTY LTD | ELG345B11 | Active
002477354 | GLOVES,PROTECTIVE | G-Flex Dynamax C5 AirTouch Fingerless Gloves, Size 11, Polyurethane Cut Resistant Gloves, Fingerless Thumb, Fore & Index. Restricted Issue refer | ELLIOTT | ELLIOTTS AUSTRALIA PTY LTD | ELG345011FL | Active
002470037 | INDICATOR,DIGITAL DISPLAY | Integra 1630 Digital Power Meter, 241-480V L-L Input, 5A, 100-250V AC/DC Aux, 45-65Hz, RS485 Modbus RTU Output c/w Prog System Config, Prog VT & CT | CROMPTON | CROMPTON INSTRUMENTS (AUST) P/L | INT-1630-M-5-M-010 | Active
001851510 | HAT,SUN | Protection, Size XXL, Aussiemate Grey, Unbranded | MTCASTLE | MOUNTCASTLE PTY LTD | 40009004XX | Active
002429280 | HAT,SUN | Bucket Style, Size XXL, Grey, Unbranded | MTCASTLE | MOUNTCASTLE PTY LTD | 30027100XX | Active
002429280 | HAT,SUN | Bucket Style, Size XXL, Grey, Unbranded | MITCHELL | MITCHELL'S CAP CO | 34970-XXL | Active
000022907 | CIRCUIT CARD | SCEM 12 Card, suit RL-Series 15/27kV Load Break Switch | SCHNEIDR | SCHNEIDER PTY LTD (MANUFACTURER) | 99900070 | Active
002470052 | PLUG | 9/16" JIC Plug, Hydraulic Fitting | HYDRLINK | HYDRAULINK HOSE & FITTINGS | JP-06 | Active
002470060 | PLUG | 3/4" JIC Plug, Hydraulic Fitting | HYDRLINK | HYDRAULINK HOSE & FITTINGS | JP-08 | Active
002470854 | ABSORBER,OVERVOLTAGE | Messko MTraB Overvoltage Protection Kit, upto 400V, Retrofit for Reinhausen Regen Breather | REINHAUS | REINHAUSEN (AUSTRALIA) PTY LTD | 73101600 | Active
002438752 | BEND,ELECTRICAL CONDUIT | 100mm, 45 Deg, 1000mm Rad, HD, Orange | MMELEC | MM ELECTRICAL MERCHANDISING | PIP100HDCON1000R45B | Active
002438760 | BEND,ELECTRICAL CONDUIT | 150mm, 45 Deg, 1000mm Rad, HD, Orange | MMELEC | MM ELECTRICAL MERCHANDISING | PIP150HDCON1000R45B | Active
002470334 | COCK,DRAIN | 1/8" BSP BR | HYDRLINK | HYDRAULINK HOSE & FITTINGS | DRAIN COCK 1/8"B | Active
001779103 | WASHER,FLAT | Round, M16, S/Steel Gde 316, Aust Std (P100) | THEBLTPL | THE BOLT PLACE | 1779103 | Active
002439206 | WASHER,FLAT | Round, M20, S/Steel Gde 316 (P100) | HOBSON | HOBSON ENGINEERING CO PTY LTD | WR16PM20 | Active
001780586 | WASHER,FLAT | Square, M16, 50 x 50 x 5mm, Galv, EE Dwg ES000627-01 (P100) (scm) | THEBLTPL | THE BOLT PLACE | 1780586 | Active
000104326 | BEND,ELECTRICAL CONDUIT | 125mm, 45 Deg, 1830mm Rad, UPVC, LD, Orange Elec, AS/NZS 2053.2 | HAYMANS | HAYMANS ELECTRICAL | FABL1845125 | Active
002470201 | SWITCH,DISCONNECTOR | 11kV Magnefix MD4 Switchgear, 3Ph Bridge, c/w 3 Switchcaps | EATONELE | EATON ELECTRIC SYSTEMS PTY LTD | 913.3010 | Active
001779110 | WASHER,FLAT | Round, M8, 17 x 1.2mm, S/Steel Gde 316 (P100) | GLBFAST | GLOBAL FASTENERS (QLD) PTY LTD | WFRS6M08170T12 | Active
001779110 | WASHER,FLAT | Round, M8, 17 x 1.2mm, S/Steel Gde 316 (P100) | THEBLTPL | THE BOLT PLACE | 1779110 | Active
001780535 | WASHER,FLAT | Square, M12, 50 x 50 x 3mm, Galv, EE Dwg ES000627-01 (P100) (scm) | THEBLTPL | THE BOLT PLACE | 1780535 | Active
001777577 | WASHER,FLAT | Round, M20, Galv, Dwg 01-04-02 (P200) (scm) | THEBLTPL | THE BOLT PLACE | 1777577 | Active
000030062 | TERMINAL,LUG | AS5, Al, 4 Hole, 50mm Centre, 90 Deg Palm Angle Offset, Sulphur 61/3.75 AAAC | PLP | PREFORMED LINE PRODUCTS (AUST) | CTA-338-75211 | Active
001779112 | WASHER,FLAT | Round, M12, S/Steel Gde 316, Aust Std (P100) (scm) | HOBSON | HOBSON ENGINEERING CO PTY LTD | WR16PM12 | Active
001779111 | WASHER,FLAT | Round, M10, S/Steel Gde 316, Aust Std (P100) (scm) | HOBSON | HOBSON ENGINEERING CO PTY LTD | WR16PM10 | Active
001779111 | WASHER,FLAT | Round, M10, S/Steel Gde 316, Aust Std (P100) (scm) | GLBFAST | GLOBAL FASTENERS (QLD) PTY LTD | WFRS6M10210T12 | Active
002407337 | GLOVES,PROTECTIVE | Leather, Recovery Winching Gloves, to protect hands from Wire or Winch Rope | BLKWOODJ | J BLACKWOOD & SONS LIMITED | 04332763 | Active
001777569 | WASHER,FLAT | Round, M16, Galv, QESI Dwg 01-04-02 (P200) (scm) | THEBLTPL | THE BOLT PLACE | 1777569 | Active
001780594 | WASHER,FLAT | Square, M20, 75 x 75 x 6mm, Galv, EE Dwg ES000627-01 (P50) (scm) | THEBLTPL | THE BOLT PLACE | 1780594 | Active
002458388 | METER,WATTHOUR | Prog Id 84281, Mk10D, 3 Element, 3Ph, 4 Wire, 240V, 10-100A, Class 1, Bottom Connect, 1-Rate Res & IES, Undercover Comms Capable, ETS 2008/6145/T | EDMI | EDMI PTY LTD | 1D11-1B-112-27-G11-201012-2N | Active
002401073 | TERMINAL,LUG | Compression, Bi-Metal, 95mm2, M12 Bolt Hole, Hex Die A/F 17.3mm, ETS 01-09-23 (P1) | TYCOELEC | TYCO ELECTRONICS | H15507/1 | Active
002471415 | TERMINAL,LUG | Compression Jumper, Al, 2 x 14mm Hole, 50mm Centre, 30Deg Palm Bend on Edge, suit Venus, Sulphur 61/3.75 AAC, AAAC & Pawpaw 54/3.75+ 19/2.25 ACSR/GZ | PLP | PREFORMED LINE PRODUCTS (AUST) | EPJT-VENUS-TN4-30 | Active
001542781 | CABLE,POWER,ELECTRICAL | 0.6/1kV, 1C x 4mm2 (7/0.85) Cu/PVC (V-90) Sheath, Black, 100m Plastic Spool JTS 03-01-08 | MIDLAND | MIDLAND METALS OVERSEAS PTE LTD | MMO-1X4 CU PVC BLK | Active
001542781 | CABLE,POWER,ELECTRICAL | 0.6/1kV, 1C x 4mm2 (7/0.85) Cu/PVC (V-90) Sheath, Black, 100m Plastic Spool JTS 03-01-08 | OLEX | OLEX AUSTRALIA PTY LTD | BAAP09A1001AABK | Active
002438778 | BEND,ELECTRICAL CONDUIT | 100mm, 90 Deg, 1000mm Rad, HD, Orange | MMELEC | MM ELECTRICAL MERCHANDISING | PIP100HDCON1000R90B | Active
002438794 | BEND,ELECTRICAL CONDUIT | 100mm, 15 Deg, 1830mm Rad, HD, Orange | MMELEC | MM ELECTRICAL MERCHANDISING | PIP100HDCON1830R15B | Active
002438810 | BEND,ELECTRICAL CONDUIT | 100mm, 30 Deg, 1830mm Rad, HD, Orange | MMELEC | MM ELECTRICAL MERCHANDISING | PIP100HDCON1830R30B | Active
001420141 | WIRE,ELECTRICAL | Conductor Aerial, AAC/1350, 19/3.75mm, PLUTO, Fully Greased, 1200m Wood Drum, JTS 03-03-01 (scm) | MIDLAND | MIDLAND METALS OVERSEAS PTE LTD | MMO-PLUTO | Active
001420141 | WIRE,ELECTRICAL | Conductor Aerial, AAC/1350, 19/3.75mm, PLUTO, Fully Greased, 1200m Wood Drum, JTS 03-03-01 (scm) | OLEX | OLEX AUSTRALIA PTY LTD | PLUTO | Active
001420192 | WIRE,ELECTRICAL | Conductor Aerial, AAC/1350, 7/3.75mm, MARS, Fully Greased, 1900m Steel Drum, JTS 03-03-01 | MIDLAND | MIDLAND METALS OVERSEAS PTE LTD | MMO-MARS | Active
001420192 | WIRE,ELECTRICAL | Conductor Aerial, AAC/1350, 7/3.75mm, MARS, Fully Greased, 1900m Steel Drum, JTS 03-03-01 | OLEX | OLEX AUSTRALIA PTY LTD | MARS | Active
001420206 | WIRE,ELECTRICAL | Conductor Aerial, AAC/1350, 7/4.75mm, MOON, Fully Greased, 2200m Wood Drum, JTS 03-03-01 | OLEX | OLEX AUSTRALIA PTY LTD | MOON | Active
001420206 | WIRE,ELECTRICAL | Conductor Aerial, AAC/1350, 7/4.75mm, MOON, Fully Greased, 2200m Wood Drum, JTS 03-03-01 | MIDLAND | MIDLAND METALS OVERSEAS PTE LTD | MMO-MOON | Active
001420451 | WIRE,ELECTRICAL | Conductor Aerial, AAC/1350, 37/3.00mm, SATURN, Fully Greased, 2500m Wood Drum, JTS 03-03-01 | OLEX | OLEX AUSTRALIA PTY LTD | SATURN | Active
001420451 | WIRE,ELECTRICAL | Conductor Aerial, AAC/1350, 37/3.00mm, SATURN, Fully Greased, 2500m Wood Drum, JTS 03-03-01 | MIDLAND | MIDLAND METALS OVERSEAS PTE LTD | MMO-SATURN | Active
001420478 | WIRE,ELECTRICAL | Conductor Aerial, AAC/1350, 37/3.75mm, TRITON, Fully Greased, 250m Wood Drum, JTS 03-03-01 | MIDLAND | MIDLAND METALS OVERSEAS PTE LTD | MMO-TRITON | Active
001420478 | WIRE,ELECTRICAL | Conductor Aerial, AAC/1350, 37/3.75mm, TRITON, Fully Greased, 250m Wood Drum, JTS 03-03-01 | OLEX | OLEX AUSTRALIA PTY LTD | TRITON | Active
002455343 | METER,WATTHOUR | Prog Id 20236, U1325, 2 Element, 1Ph, 2 Wire, 10-100A, Class 1, 1 Relay Switch 100A Disconnect Switch, BC, External Comms Capable, ETS 2008/6145/T Item 2B | LANDIS | LANDIS GYR (AUST) PTY LTD | U1325DNN2RBN001EE | Active
002438141 | LAMP,FLUORESCENT | 32W, Compact, CX24q-3 Base, EQTS 05-03-01 (scm) | CLS | CONNECTED LIGHT SOLUTIONS | S70403 | Active
002438141 | LAMP,FLUORESCENT | 32W, Compact, CX24q-3 Base, EQTS 05-03-01 (scm) | PHILIPS | PHILIPS AUSTRALIA PTY LTD | 927912584014 | Active
002438141 | LAMP,FLUORESCENT | 32W, Compact, CX24q-3 Base, EQTS 05-03-01 (scm) | LSS | LIGHT SOURCE SOLUTIONS | S93112574 | Active
001777534 | WASHER,FLAT | Round, M10, Galv, QESI Dwg 01-04-02 (P200) (scm) | THEBLTPL | THE BOLT PLACE | 1777534 | Active
002464790 | CLAMP,HOSE | 45-67mm, S/Steel, Constant Tention | HYDRLINK | HYDRAULINK HOSE & FITTINGS | CT250LSS | Active
002464832 | CLAMP,HOSE | 17-38mm, S/Steel | HYDRLINK | HYDRAULINK HOSE & FITTINGS | HAS016 | Active
002464840 | CLAMP,HOSE | 8-16mm, S/Steel | HYDRLINK | HYDRAULINK HOSE & FITTINGS | SMPCM00 | Active
002455087 | LABEL | Omni-tuff, EcoGel, Indicator Guide, Orange - Unspent to Dark Green - Spent, 100 x 20mm (MOQ20) | SMSOMNI | SMS OMNI-TUFF GROUP PTY LTD | 09-LI10020 | Active
002471589 | KEEPER | Draw Latch Keeper, Black, Plastic, for Hino Canopy Door | STC | STRUT TECHNOLOGY CAIRNS | M-F7-547 | Active
002471589 | KEEPER | Draw Latch Keeper, Black, Plastic, for Hino Canopy Door | EMBGEN | EMBEDDED GENERATION SYSTEM | F7-547 | Active
002473726 | WRENCH/DRILL,IMPACT,BATTERY | Milwaukee 18V, M18 Fuel, 1/4" Hex Impact Driver, 226Nm Torque, One-Key Enabled, Skin Only | MILWAUKE | MILWAUKEE POWER TOOLS | M18FID3 | Active
002473734 | SOLVENT | Recosol X95, Industrial, Hydrocarbon Solvent, Flammable Clear Liquid, 20L Drum, for Switchgear | RECOCHEM | RECOCHEM INC CHEMICAL MANUFACTURING CO | RECOSOL X95 | Active
002473734 | SOLVENT | Recosol X95, Industrial, Hydrocarbon Solvent, Flammable Clear Liquid, 20L Drum, for Switchgear | RECOCHEM | RECOCHEM INC CHEMICAL MANUFACTURING CO | 16238 | Active
002404902 | FUSE,CARTRIDGE | 415V AC, HRC Cartridge TIS Type, 63A, 2 Hole Bolt in Offset Tags 73mm Fixing Centres | FUSECO | FUSECO POWER SOLUTIONS PTY LTD | TIS63 | Active
002404909 | FUSE,CARTRIDGE | 500V AC, HRC DIN Type, 100A, Size 00, ETS 12-02-01 Group E (P3) (scm) | FUSECO | FUSECO POWER SOLUTIONS PTY LTD | NH000F-100 | Active
002404911 | FUSE,CARTRIDGE | 500V AC, HRC DIN Type, 35A, Size 00, ETS 12-02-01 Group E (scm) | FUSECO | FUSECO POWER SOLUTIONS PTY LTD | NH000F-35 | Active
002406254 | FUSE,CARTRIDGE | 415V AC, HRC Cartridge TF Type, 200 Amp, 2 Hole Bolt in Centre Tags 111mm Fixing Centres | IPDGROUP | IPD GROUP LIMITED | TF200L | Active
002400145 | BOLT,MACHINE | M12 x 80mm, Hex, S/Steel Gde 316 c/w S/Steel Gde 304 Hex Nut, Aust Std (P25) | HOBSON | HOBSON ENGINEERING CO PTY LTD | XEKBH16XCM120080 | Active
002400145 | BOLT,MACHINE | M12 x 80mm, Hex, S/Steel Gde 316 c/w S/Steel Gde 304 Hex Nut, Aust Std (P25) | THEBLTPL | THE BOLT PLACE | 2400145 | Active
002400206 | BOLT,MACHINE | M20 x 350mm, 150mm Lg Thread, Hex, Galv, High Strength Property Class 8.8 c/w Galv Hex Nut & Washer, 75 x 75 x 6mm Washer Weld to Head, Aust Std (P10)(scm) | GREGSF | GREG SEWELL FORGINGS PTY LTD | 2400206 | Active
002464147 | SETSCREW | M8 x 20mm, Hex Head, S/Steel Gde 316 | GLBFAST | GLOBAL FASTENERS (QLD) PTY LTD | SHXS6M080020SO | Active
002464154 | SETSCREW | M8 x 30mm, Hex Head, S/Steel Gde 316 | GLBFAST | GLOBAL FASTENERS (QLD) PTY LTD | SHXS6M080030SO | Active
002400139 | BOLT,MACHINE | M5 x 30mm, Hex, S/Steel Gde 316 c/w Hex Nut S/Steel Gde 304, Aust Std (P100) | HOBSON | HOBSON ENGINEERING CO PTY LTD | BS16PCM050030 + NH04PCM05 | Active
002467546 | CROSSARM,COMPOSITE | 6100 x 125 x 125mm, Strain, Twin Horizontal Arms to Double Pole, Dwg 6-2-3037-3 & Dwg 1047766-13 | WAGNERS | WAGNERS CFT MANUFACTURING | EC006-00122 | Active
002400652 | BOLT,MACHINE | M16 x 650mm, Hex, Galv c/w Galv Hex Nut, Aust Std (P20) | HOBSON | HOBSON ENGINEERING CO PTY LTD | KBX46GCM160650 | Active
002400652 | BOLT,MACHINE | M16 x 650mm, Hex, Galv c/w Galv Hex Nut, Aust Std (P20) | GREGSF | GREG SEWELL FORGINGS PTY LTD | 2400652 | Active
002400207 | BOLT,MACHINE | M20 x 400mm, 150mm Lg Thread, Hex, Galv, High Strength Property Class 8.8 c/w Galv Hex Nut & Washer, 75 x 75 x 6mm Washer Weld to Head, Aust Std (P10)(scm) | GREGSF | GREG SEWELL FORGINGS PTY LTD | 2400207 | Active
002400205 | BOLT,MACHINE | M20 x 450mm, 150mm Lg Thread, Hex, Galv, High Strength Property Class 8.8 c/w Galv Hex Nut & Washer, 75 x 75 x 6mm Washer Weld to Head, Aust Std (P10)(scm) | GREGSF | GREG SEWELL FORGINGS PTY LTD | 2400205 | Active
002424919 | FUSE,CARTRIDGE | 24kV, HRC RMU Full Range Type, 16A, Barrel 442mm Lg, 50.8mm Dia, End Caps 34mm Lg, 45mm Dia c/w Striker Pin to DIN Standard 43625, ETS 12-01-02 (scm) | FUSECO | FUSECO POWER SOLUTIONS PTY LTD | 3000603/16 | Active
002400616 | FUSE,CARTRIDGE | 12kV, Full Range, RMU Din Type, 31.5A, Barrel 292mm Lg, 50.8mm Dia, End Caps 34mm Lg, 45mm Dia c/w Striker Pin to DIN Standard 43625, suits Krone Kesio & | FUSECO | FUSECO POWER SOLUTIONS PTY LTD | 3000403/31.5 | Active
002400623 | FUSE,CARTRIDGE | 12kV, Full Range, RMU DIN Type, 90A, Barrel 359mm Lg, 76.2mm Dia, End Caps 44mm Lg, 76.2mm Dia c/w Striker Pin to DIN Standard 43625 | COOPER | COOPER ELECTRICAL AUSTRALIA PTY LTD | 12BFGHA90 | Active
002471167 | CONTROL,INTERFACE | Ethernet 100Base-FX MMOF Comms Module, ST Connectors, for CL7 Controller, no Base Board | EATONELE | EATON ELECTRIC SYSTEMS PTY LTD | 57E0003X21G13 | Active
002402936 | BOLT,MACHINE | M12 x 30mm, Hex, Galv c/w Galv Hex Nut, Aust Std (P200) | THEBLTPL | THE BOLT PLACE | 2402936 | Active
002406255 | FUSE,CARTRIDGE | 415V AC, HRC Cartridge TM Type, 400A, 4 Hole Bolt in Centre Tags 133/184mm Fixing Centres | FUSECO | FUSECO POWER SOLUTIONS PTY LTD | OTM400 | Active
002400399 | BEND,ELECTRICAL CONDUIT | 80mm, 90 Deg, 450mm Rad, UPVC, LD, Orange Elec, AS/NZS 2053.2 (scm) | HAYMANS | HAYMANS ELECTRICAL | 80LDELE460R90B | Active
002404948 | FUSE,CARTRIDGE | 12kV, HRC RMU Oil Immersed Type, 25A, suits Andelect SDAF3 & L&C GF3 Fuse Switches Barrel 254mm Lg, 68mm Dia, End Caps 40mm Lg, 63.5mm Dia, with Striker | FUSECO | FUSECO POWER SOLUTIONS PTY LTD | 3014436/25 | Active
002400193 | BOLT,MACHINE | M16 x 240mm, Hex, Galv c/w Galv Hex Nut, Aust Std (P25) (scm) | GREGSF | GREG SEWELL FORGINGS PTY LTD | 2400193 | Active
002404945 | FUSE,CARTRIDGE | 250V AC, HRC Cartridge, 10A, Size O (8AB) 25.4 x 6.35mm Dia, ETS 12-02-01 Group A (scm) | FUSECO | FUSECO POWER SOLUTIONS PTY LTD | PL-10A | Active
002400140 | BOLT,MACHINE | M8 x 25mm, Hex, S/Steel Gde 316 c/w Hex Nut S/Steel Gde 304, Aust Std (P100) | HOBSON | HOBSON ENGINEERING CO PTY LTD | XEKBS16XCM080025 | Active
002410447 | FUSE,CARTRIDGE | 660V, AC HRC Cartridge TC Type, 50A, 2 Hole Bolt in Centre Tags, 111mm Fixing Centres, ETS 12-02-01 (scm) | FUSECO | FUSECO POWER SOLUTIONS PTY LTD | OTBC50 | Active
002400937 | JOINT,ELECTRICAL CABLE,UNDERGROUND | 11kV, 95 to185mm 3 Core Ply c/w Solvent Wipes | GILBERT | GILBERT LODGE AUSTRALIA PTY LTD | EFSJ11CL3 | Active
002405034 | JOINT,ELECTRICAL CABLE,UNDERGROUND | URD Service Kits | GILBERT | GILBERT LODGE AUSTRALIA PTY LTD | RAYTJK6/16MK1 | Active
002405141 | JOINT,ELECTRICAL CABLE,UNDERGROUND | LV, 120mm2, 4 Core, Sectored Stranded Mains Cable | GILBERT | GILBERT LODGE AUSTRALIA PTY LTD | RAYCJK120-MK3MEB | Active
002406080 | JOINT,ELECTRICAL CABLE,UNDERGROUND | 11kV, Suit Cable 3 Core, 50/70mm2 PLYSWS Inline Heatshrink c/w 2 x Mechanical Earth | GILBERT | GILBERT LODGE AUSTRALIA PTY LTD | RAYEFSJ11B, RAYEFSJL2 | Active
002433035 | JOINT,ELECTRICAL CABLE,UNDERGROUND | LV, 120mm2 Stranded, Al, 1 Core, XLPE, 35mm Reduced Cu Neutral Screen, PVC Sheath, Nylon Jacket, c/w Compression Sleeves (Cu-Al) (scm) | GILBERT | GILBERT LODGE AUSTRALIA PTY LTD | ERG120/35-JOINT | Active
002407264 | STAYROD | Tensioners 144kN c/w Rod, ETS 11-09-01, EE Dwg ES000777-01 | PLP | PREFORMED LINE PRODUCTS (AUST) | STAY-140KN | Active
002465474 | TERMINAL,LUG | Ring Terminal, M5 Stud, Double Grip (P100) | HAYMANS | HAYMANS ELECTRICAL | CAB RT2-5DG | Active
002465474 | TERMINAL,LUG | Ring Terminal, M5 Stud, Double Grip (P100) | CABAC | CABAC (MANUFACTURER) | CAB RT2-5DG | Active
002406610 | GUARD | Earth, Vpu Hardwood, 75 x 25 x 2700mm, EE Dwg A4-864549 (P200) | TYCOELEC | TYCO ELECTRONICS | EGHW2700 | Active
002438703 | BEND,ELECTRICAL CONDUIT | 100mm, 90 Deg, 460mm Rad, HD, Orange | MMELEC | MM ELECTRICAL MERCHANDISING | PIP100HDCON460R90B | Active
002438737 | BEND,ELECTRICAL CONDUIT | 100mm, 30 Deg, 1000mm Rad, HD, Orange | MMELEC | MM ELECTRICAL MERCHANDISING | PIP100HDCON1000R30B | Active
000030063 | TERMINAL,LUG | Spacer, Twin, suit Twin 125mm Centre, Sulphur 61/3.75 AAAC | PLP | PREFORMED LINE PRODUCTS (AUST) | SPSD-338-125 | Active
000030376 | TERMINAL,LUG | Compression, 4 x Holes, 50mm Centre, 0 Deg Offset, Selenium 61/3.25 AAAC | PLP | PREFORMED LINE PRODUCTS (AUST) | CTAW-293-FD512-0000 | Active
000030377 | TERMINAL,LUG | Compression 30 Deg, 4 x Holes, 50mm Centre, 30 Deg R Offset, Selenium 61/3.25 AAAC | PLP | PREFORMED LINE PRODUCTS (AUST) | CTAW-293-FD512-3030R | Active
000030378 | TERMINAL,LUG | Compression 30 Deg, 4 x Holes, 50mm Centre, 30 Deg L Offset, Selenium 61/3.25 AAAC | PLP | PREFORMED LINE PRODUCTS (AUST) | CTAW-293-FD512-3030L | Active
002471431 | SHADE,LAMP | Anti Glare Shield, for RoadFlair BRP392, suit s/code 2467066 (scm) | PHILIPS | PHILIPS AUSTRALIA PTY LTD | 911401660905 | Active
002471449 | SHADE,LAMP | Anti Glare Shield, for RoadFlair BRP391, suit s/codes 2467058, 2467074 (scm) | PHILIPS | PHILIPS AUSTRALIA PTY LTD | 911401660705 | Active
000408788 | FUSE,CARTRIDGE | 250V AC, HRC Cartridge SK Type, 32A, 29 x 12.7mm Dia | FUSECO | FUSECO POWER SOLUTIONS PTY LTD | MD32 | Active
001011106 | FUSE,CARTRIDGE | 500V AC, HRC Cartridge 10G Type, 10A, 38 x 10.3mm Dia, Modular, ETS 12-02-01 Group A (scm) | FUSECO | FUSECO POWER SOLUTIONS PTY LTD | 420010 | Active
002451995 | FUSE,CARTRIDGE | 11kV, HRC Current Limiting, 8A, 20kA Fault Rating, Powder Filled, ETS 12-01-04 (scm) | COOPER | COOPER ELECTRICAL AUSTRALIA PTY LTD | FAK44W8 | Active
002452001 | FUSE,CARTRIDGE | 11kV, HRC Current Limiting, 12A, 20kA Fault Rating, Powder Filled, ETS 12-01-04 (scm) | COOPER | COOPER ELECTRICAL AUSTRALIA PTY LTD | FAK44W12 | Active
002452027 | FUSE,CARTRIDGE | 11kV, HRC Current Limiting, 30A, 20kA Fault Rating, Powder Filled, ETS 12-01-04 (scm) | COOPER | COOPER ELECTRICAL AUSTRALIA PTY LTD | FAK44W30 | Active
002452134 | FUSE,CARTRIDGE | 11kV, HRC Current Limiting, 20A, 20kA Fault Rating, Powder Filled, ETS 12-01-04 (scm) | COOPER | COOPER ELECTRICAL AUSTRALIA PTY LTD | FAK44W20 | Active
002459006 | FUSE,CARTRIDGE | 1000V DC, 4A, 50kA, 24V Power Supply in GUSS Unit | BUSSMAN | BUSSMANN MANUFACTURING | PV-4A10F | Active
002459014 | FUSE,CARTRIDGE | 230V AC, 30A, Fast Acting, suit GUSS Surge Diverter, Heat Exchange & Cabinet Lights Circuits | BUSSMAN | BUSSMANN MANUFACTURING | KTK-R-30 | Active
002436335 | BOLT,MACHINE | M24 x 600mm, Hex, Gde 8.8 c/w Galv Nut | HOBSON | HOBSON ENGINEERING CO PTY LTD | KBHK0GCM240600 | Active
002464162 | BOLT,MACHINE | M8 x 55mm, Hex Head, S/Steel Gde 316 | GLBFAST | GLOBAL FASTENERS (QLD) PTY LTD | BHXS6M080055BO | Active
002464238 | BOLT,MACHINE | M10 x 25mm, Hex Head, Zinc Plate 8.8 | GLBFAST | GLOBAL FASTENERS (QLD) PTY LTD | BHX88ZM100025BO | Active
002459386 | CROSSARM,COMPOSITE | 3300 x 125 x 125mm, Rural Intermediate/ Delta, for Maintenance Constructions, EE Dwg 6-2-3027 & Dwg 1047766-07 | WAGNERS | WAGNERS CFT MANUFACTURING | EC006-00109 | Active
000140916 | FUSE,CARTRIDGE | 500V AC, HRC DIN Type Size 3, 500A, ETS 12-02-01 Group E (scm) | FUSECO | FUSECO POWER SOLUTIONS PTY LTD | NH3F-500 | Active
002459378 | CROSSARM,COMPOSITE | 1860 x 125 x 125mm, Suspension 0-4.5 Deg Angle, Buck Arm, for Maintenance Constructions, EE Dwg 6-2-3026 & Dwg 1057077-02 | RMSRVR | RMS (RIVERSLEIGH MANAGEMENT SERVICES) | BXM5000743092 | Active
002405961 | BEND,ELECTRICAL CONDUIT | 100mm, 90 Deg, 1000mm Rad, UPVC, LD, Orange Elec, AS/NZS 2053.2 (scm) | HAYMANS | HAYMANS ELECTRICAL | 100LDELE900R90B | Active
002436426 | BOLT,MACHINE | M16 x 65mm, Hex, Galv, Gde 8.8 c/w Galv Hex Nut | HOBSON | HOBSON ENGINEERING CO PTY LTD | KBHK0GCM160065 | Active
002436590 | BOLT,MACHINE | M20 x 500mm, Hex, Galv, Gde 8.8 c/w Galv Hex Nut | HOBSON | HOBSON ENGINEERING CO PTY LTD | KBHK0GCM200500 | Active
002438729 | BEND,ELECTRICAL CONDUIT | 150mm, 90 Deg, 635mm Rad, HD, Orange | MMELEC | MM ELECTRICAL MERCHANDISING | PIP150HDCON635R90B | Active
002436418 | BOLT,MACHINE | M16 x 55mm, Hex, Galv, Gde 8.8 c/w Galv Hex Nut | HOBSON | HOBSON ENGINEERING CO PTY LTD | KBHK0GCM160055 | Active
002400964 | JOINT,ELECTRICAL CABLE,UNDERGROUND | LV, 120mm2 RNS Cable, Straight Through Joint Epoxy Filled | INTERENG | INTERTECH ENGINEERING PTY LTD | 91A14 | Active
002436533 | BOLT,MACHINE | M20 x 70mm, Hex, Galv, Gde 8.8 c/w Galv Hex Nut | HOBSON | HOBSON ENGINEERING CO PTY LTD | KBHK0GCM200070 | Active
002436350 | BOLT,MACHINE | M24 x 700mm, Hex, Gde 8.8 c/w Galv Nut | HOBSON | HOBSON ENGINEERING CO PTY LTD | KBHK0GCM240700 | Active
000030367 | TERMINAL,LUG | AS5, Al, 4 Hole, 50mm Centre, 45 Deg L Edge Bent Offset, Oxygen 19/4.75 AAAC | PLP | PREFORMED LINE PRODUCTS (AUST) | CTAW-238-FD516-0045-L | Active
000030368 | TERMINAL,LUG | AS5, Al, 4 Hole, 50mm Centre, 45 Deg R Edge Bent Offset, Oxygen 19/4.75 AAAC | PLP | PREFORMED LINE PRODUCTS (AUST) | CTAW-238-FD516-0045-R | Active
000140843 | FUSE,CARTRIDGE | 500V AC, HRC DIN Type Size 1, 160A, ETS 12-02-01 Group E (scm) | FUSECO | FUSECO POWER SOLUTIONS PTY LTD | NH1F-160 | Active
000140819 | FUSE,CARTRIDGE | 500V AC, HRC DIN Type Size 1, 80A, ETS 12-02-01 Group E (scm) | FUSECO | FUSECO POWER SOLUTIONS PTY LTD | NH1F-80 | Active
000140884 | FUSE,CARTRIDGE | 500V AC, HRC DIN Type Size 2, 200A, ETS 12-02-01 Group E (P3) (MOQ27) (scm) | FUSECO | FUSECO POWER SOLUTIONS PTY LTD | NH2F-200 | Active
000408869 | FUSE,CARTRIDGE | 440V AC, HRC Cartridge UK Type, 63A, 50.8 x 16.7mm Dia, ETS 12-02-01 Group A (scm) | FUSECO | FUSECO POWER SOLUTIONS PTY LTD | 1751F-63 | Active
002400406 | BEND,ELECTRICAL CONDUIT | 40mm, 90 Deg, 600mm Rad, UPVC, HD, Socket to Socket, Orange Elec, AS/NZS 2053.2 | HAYMANS | HAYMANS ELECTRICAL | 40HDCON600R90B | Active
001704731 | BOLT,MACHINE | M20 x 600mm, Hex, Galv c/w Galv Hex Nut, Aust Std (P10) (scm) | GREGSF | GREG SEWELL FORGINGS PTY LTD | 1704731 | Active
001704731 | BOLT,MACHINE | M20 x 600mm, Hex, Galv c/w Galv Hex Nut, Aust Std (P10) (scm) | BOLTMAST | BOLTMASTERS | IMHM600G | Active
001702933 | BOLT,MACHINE | M10 x 100mm, Hex, Galv c/w Galv Hex Nut, Aust Std (P50) | THEBLTPL | THE BOLT PLACE | 1702933 | Active
001704502 | BOLT,MACHINE | M20 x 220mm, Hex, Galv c/w Galv Hex Nut, Aust Std (P20) (scm) | GREGSF | GREG SEWELL FORGINGS PTY LTD | 1704502 | Active
000477747 | SPLICE,CONDUCTOR | Preformed, FT, 7/4.75 AAC & AAAC, Colour Code Blue (P13) | PLP | PREFORMED LINE PRODUCTS (AUST) | AFS-143 | Active
000408790 | FUSE,CARTRIDGE | 250V AC, HRC Cartridge SK Type, 45A, 29 x 12.7mm Dia (MOQ10) | IPDGROUP | IPD GROUP LIMITED | SK45 | Active
002461044 | CROSSARM,COMPOSITE | Fibre, Predrilled, 2400 x 125 x 125mm, 11kV, Strain/Termination with EDO's, EE Dwg 924043-08 (scm) | WAGNERS | WAGNERS CFT MANUFACTURING | EC006-00107 | Active
001702941 | BOLT,MACHINE | M10 x 120mm, Hex, Galv c/w Galv Hex Nut, Aust Std (P50) | THEBLTPL | THE BOLT PLACE | 1702941 | Active
001704626 | BOLT,MACHINE | M20 x 350mm, Hex, Galv c/w Galv Hex Nut, Aust Std (P15) (scm) | BOLTMAST | BOLTMASTERS | IMHM350G | Active
001704626 | BOLT,MACHINE | M20 x 350mm, Hex, Galv c/w Galv Hex Nut, Aust Std (P15) (scm) | GREGSF | GREG SEWELL FORGINGS PTY LTD | 1704626 | Active
000140827 | FUSE,CARTRIDGE | 500V AC, HRC DIN Type Size 1, 100A, ETS 12-02-01 Group E (P3) (scm) | FUSECO | FUSECO POWER SOLUTIONS PTY LTD | NH1F-100 | Active
000408761 | FUSE,CARTRIDGE | 250V AC, HRC Cartridge SK Type, 20A, 29 x 12.7mm Dia (MOQ10) | FUSECO | FUSECO POWER SOLUTIONS PTY LTD | MD20 | Active
002464006 | WASHER,FLAT | Round, M3, 7 x 0.5mm, S/Steel Gde 316 | GLBFAST | GLOBAL FASTENERS (QLD) PTY LTD | WFRS6M03070T05 | Active
002469005 | SEAL | Water Coolant Pump Seal, Scania DC13 Mechanical Parts | SCANIA | SCANIA AUSTRIALIA | 1886594 | Active
002469021 | SEAL | Rear Crank Shaft Seal, Engine, Scania DC13 Mechanical Parts | SCANIA | SCANIA AUSTRIALIA | 1786563 | Active
002469047 | TENSIONER | Belt Tensioner, Scania DC13 Mechanical Parts | SCANIA | SCANIA AUSTRIALIA | 2863219 | Active
002472074 | TERMINAL,LUG | Male Tab 0.5-1.6mm, Red, Fully Insulated 6.4 x 0.8mm Double Grip | CABAC | CABAC (MANUFACTURER) | FIMT1.25-6.4DG | Active
002472082 | TERMINAL,LUG | Male Tab 1-2.6mm, Blue, Fully Insulated, 6.4 x 0.8mm Double Grip | CABAC | CABAC (MANUFACTURER) | FIMT2-6.4DG | Active
002472603 | RADIO SET | P25 Trunked Radio, Tait TM9455 c/w Power Lead, HHCH & Mounting Cradle | MCQ | MOBILE COMMUNICATIONS QUEENSLAND | TM9455-B1A0-CCUE-PKG | Active
002472611 | ACCELEROMETER | Nexion NX6300, Tier 2 GPS, Impact/ Rollover Detector, suit Tait TM9455 c/w GNSS Antenna & 5m Cable, Mounting Cradle & Lead | MCQ | MOBILE COMMUNICATIONS QUEENSLAND | NX6300-ERG-TM-PKG | Active
002406976 | BEND,ELECTRICAL CONDUIT | 40mm NB, 90 Deg, 300mm Rad, UPVC, HD, Socket to Socket, Orange Elec, AS/NZS 2053.2 (scm) | HAYMANS | HAYMANS ELECTRICAL | 4040HDCON305R90B | Active
000007191 | WIRE,ELECTRICAL | 450/750V, 1C x 4mm2 (7/0.85) Cu Annealed PVC Insulated/PVC Sheath, Black/White, 100m Drum | MIDLAND | MIDLAND METALS OVERSEAS PTE LTD | MMO-1X4 CU PVC PVC BLK/WHT | Active
002475200 | MODULE PLC | Omron CS1 Series, Analogue Input Unit, 8 Inputs, I/O Signal Range 1 to 5V, 0 to 5V, 0 to 10V, -10 to 10V, 4 to 20mA | OMRON | OMRON ELECTRONICS PTY LTD | CS1W-AD081-V1 | Active
002475168 | INTERFACE UNIT,COMMS | Omron CS1 Series, PLC, CPU, 10k Step, Data Memory Capacity up to 64K Words, CPU42H | OMRON | OMRON ELECTRONICS PTY LTD | CS1G-CPU42H | Active
000003833 | FUSE,CARTRIDGE | 125A, Input Fuse, suit SFU-K 203 Transmitter Control, ETS 2011/0363/T 12a-SFU | LANDIS | LANDIS GYR (AUST) PTY LTD | 155.307.00125 | Active
000003834 | FUSE,CARTRIDGE | 160A, Input Fuse, suit SFU-K 303 Transmitter Control, ETS 2011/0363/T 12b-SFU | LANDIS | LANDIS GYR (AUST) PTY LTD | 155.307.00160 | Active
000003835 | FUSE,CARTRIDGE | 250A, Input Fuse, suit SFU-K 403 Transmitter Control, ETS 2011/0363/T 12c-SFU | LANDIS | LANDIS GYR (AUST) PTY LTD | 155.307.10250 | Active
000003836 | FUSE,CARTRIDGE | 630A, Input Fuse, suit SFU-K 503 Transmitter Control, ETS 2011/0363/T 12d-SFU | LANDIS | LANDIS GYR (AUST) PTY LTD | 155.307.30630 | Active
000003856 | FUSE,CARTRIDGE | 80A, 500V, NH-Fuse Insert FQD3 & FQD4, suit Transmitter Control, ETS 2011/0363/T 12h-FQD | LANDIS | LANDIS GYR (AUST) PTY LTD | 6000.000.00224 | Active
000003858 | FUSE,CARTRIDGE | 400A, 690V, NH-Fuse insert FQD6, suit Transmitter Control, ETS 2011/0363/T 12j-FQD | LANDIS | LANDIS GYR (AUST) PTY LTD | 6000.000.00216 | Active
000124201 | FUSE,CARTRIDGE | 415V AC, HRC Cartridge YK Type, 80A, 57 x 30.2mm Dia | FUSECO | FUSECO POWER SOLUTIONS PTY LTD | 3057F-80 | Active
001011193 | FUSE,CARTRIDGE | 415V AC, HRC Cartridge TC Type, 100 Amp, 2 Hole Bolt in Centre Tags, 111mm Fixing Centres | FUSECO | FUSECO POWER SOLUTIONS PTY LTD | TIS100 | Active
001702992 | BOLT,MACHINE | M10 x 170mm, Hex, Galv c/w Galv Hex Nut, Aust Std (P100) | THEBLTPL | THE BOLT PLACE | 1702992 | Active
001703476 | BOLT,MACHINE | M12 x 300mm, Hex, Galv c/w Galv Hex Nut, Aust Std (P50) | THEBLTPL | THE BOLT PLACE | 1703476 | Active
001704073 | BOLT,MACHINE | M16 x 375mm, Hex, Galv c/w Galv Hex Nut, Aust Std (P25) | GREGSF | GREG SEWELL FORGINGS PTY LTD | 1704073 | Active
000022040 | ADAPTOR | UNIVERSAL HEAD TO BAYONET ADAPTOR;TO APPLY PORTABLE EARTHS FITTED WITH BAYONET TYPE CLAMPS;U/W OPERATING STICK (SHOTGUN) SC18281 (SHOTGUN KITS | THEWMCCA | TMAC THEW & MCCANN GROUP | TM10532 | Active
001704055 | BOLT,MACHINE | M16 x 325mm, Hex, Galv c/w Galv Hex Nut, Aust Std (P25) | GREGSF | GREG SEWELL FORGINGS PTY LTD | 1704055 | Active
000552027 | INSULATOR,STRAIN | Stay Type GY2, 71kN, ETS 10-01-01, Item 21 (scm) | TECONN | TE CONNECTIVITY LTD | MG-GY2-PG | Active
001704375 | BOLT,MACHINE | M20 x 65mm, Hex, Galv c/w Galv Hex Nut, Aust Std (P50) (scm) | GREGSF | GREG SEWELL FORGINGS PTY LTD | 1704375 | Active
002471811 | BACKING BOARD,METER | Type 'X' Meter Panel, 220 x 200 x 6mm, Insulation Panel, for Network Device Installation & Replacement | INSULECT | INSULECT AUSTRALIA PTY LTD | 613060 -220 X 200 X 6MM | Active
001703905 | BOLT,MACHINE | M16 x 150mm, Hex, Galv c/w Galv Hex Nut, Aust Std (P50) (scm) | BOLTMAST | BOLTMASTERS | HMHM150G | Active
001703905 | BOLT,MACHINE | M16 x 150mm, Hex, Galv c/w Galv Hex Nut, Aust Std (P50) (scm) | GREGSF | GREG SEWELL FORGINGS PTY LTD | 1703905 | Active
002400043 | BOLT,EYE | M16 x 240mm, Galv c/w Galv Hex Nut, Dwg 01-01-01 (P15) | GREGSF | GREG SEWELL FORGINGS PTY LTD | 2400043 | Active
002400646 | FUSE,CARTRIDGE | 660V AC, HRC Cartridge TLT Type, 800A, 4 Hole Bolt in Centre Tags, 165/229mm Fixing Centres | LAWSON | LAWSON FUSES LTD | TLT800 | Active
002446714 | BOLT,MACHINE | M24 x 650mm, HD Bendable Gainbase on 405 Tip Pole, EE Dwg 5-2-1019 (scm) | HOBSON | HOBSON ENGINEERING CO PTY LTD | KBHK0GCM240650 | Active
001703328 | BOLT,MACHINE | M12 x 100mm, Hex, Galv c/w Galv Hex Nut, Aust Std (P100) | THEBLTPL | THE BOLT PLACE | 1703328 | Active
000552035 | INSULATOR,STRAIN | Stay Type GY3, 222kN, ETS 10-01-01, Item 22 (scm) | TECONN | TE CONNECTIVITY LTD | MG-GY3-PG | Active
001703433 | BOLT,MACHINE | M12 x 220mm, Hex, Galv c/w Galv Hex Nut, Aust Std (P25) | THEBLTPL | THE BOLT PLACE | 1703433 | Active
001704081 | BOLT,MACHINE | M16 x 400mm, Hex, Galv c/w Galv Hex Nut, Aust Std (P25) (scm) | GREGSF | GREG SEWELL FORGINGS PTY LTD | 1704081 | Active
000104606 | FUSE,CARTRIDGE | 11/22kV, HRC Current Limiting, 18A, 20kA Fault Rating, Powder Filled (scm) | COOPER | COOPER ELECTRICAL AUSTRALIA PTY LTD | FAK45W18 | Active
000124002 | FUSE,CARTRIDGE | 415V AC, HRC Cartridge VK Type, 32A, 57 x 22.2mm Dia, ETS 12-02-01 Group A (scm) | FUSECO | FUSECO POWER SOLUTIONS PTY LTD | 2258F-32 | Active
001011118 | FUSE,CARTRIDGE | 415V AC, HRC Cartridge NS Type, 2A, Clip-in Offset Staggered Tags, 62mm Lg, ETS 12-02-01 Group D (MOQ10) (scm) | FUSECO | FUSECO POWER SOLUTIONS PTY LTD | NS2 | Active
002471423 | SHADE,LAMP | Anti Glare Shield, for RoadFlair BRP393, suit s/codes 2467116, 2467090 (scm) | PHILIPS | PHILIPS AUSTRALIA PTY LTD | 911401661005 | Active
002406296 | INSULATOR,STRAIN | Stay, 66kV, EE Dwg 891658-1 | FLOWLINE | FLOWLINE INDUSTRIES PTY LTD | EH4096017 | Active
000561018 | INSULATOR,STRAIN | 66kV Polymer 70kN Tongue & Clevis C/W 16mm Hexagonal Pin QESI TS 10-02-01 | TYCOELEC | TYCO ELECTRONICS | NCT70XM021E0-000 | Active
001703972 | BOLT,MACHINE | M16 x 220mm, Hex, Galv c/w Galv Hex Nut, Aust Std (P30) (scm) | GREGSF | GREG SEWELL FORGINGS PTY LTD | 1703972 | Active
001703239 | BOLT,MACHINE | M12 x 25mm, Hex, Galv c/w Galv Hex Nut, Aust Std (P200) (scm) | THEBLTPL | THE BOLT PLACE | 1703239 | Active
001704421 | BOLT,MACHINE | M20 x 130mm, Hex, Galv c/w Galv Hex Nut, Aust Std (P30) | GREGSF | GREG SEWELL FORGINGS PTY LTD | 1704421 | Active
000104610 | FUSE,CARTRIDGE | 11kV, HRC Current Limiting, 40A, 20kA, Fault Rating, Powder Filled (scm) | COOPER | COOPER ELECTRICAL AUSTRALIA PTY LTD | FAK44W40 | Active
002403149 | FUSE,CARTRIDGE | 250V AC, HRC Cartridge, 5A, Size O (8AB) 25.4 x 6.35mm Dia, ETS 12-02-01 Group A (P100) (scm) | FUSECO | FUSECO POWER SOLUTIONS PTY LTD | PL-5A | Active
002400578 | FUSE,CARTRIDGE | 500V AC, HRC Cartridge 10G Type, 6A, 38 x 10.3mm Dia, Modular, ETS 12-02-01 Group A (scm) | FUSECO | FUSECO POWER SOLUTIONS PTY LTD | 420006 | Active
002403152 | FUSE,CARTRIDGE | 415V AC, HRC Cartridge JH Type, 100A, 2 Hole Bolt-in Slotted Centre Tags, 76mm Fixing Centres Wedge Type Carrier | LAWSON | LAWSON FUSES LTD | JH100 | Active
001011177 | FUSE,CARTRIDGE | 415V AC, HRC Cartridge NS Type, 20A, Clip-in Offset Staggered Tags, 62mm Lg, ETS 12-02-01 Group D (scm) | FUSECO | FUSECO POWER SOLUTIONS PTY LTD | NS20 | Active
002473775 | CIRCUIT CARD | SCEM 11D Card, suit W-Series Auto Circuit Recloser | SCHNEIDR | SCHNEIDER PTY LTD (MANUFACTURER) | 99900065 | Active
001703344 | BOLT,MACHINE | M12 x 130mm, Hex, Galv c/w Galv Hex Nut, Aust Std (P100) | THEBLTPL | THE BOLT PLACE | 1703344 | Active
001704049 | BOLT,MACHINE | M16 x 300mm, Hex, Galv c/w Galv Hex Nut, Aust Std (P25) | BOLTMAST | BOLTMASTERS | HMHM300G | Active
001704049 | BOLT,MACHINE | M16 x 300mm, Hex, Galv c/w Galv Hex Nut, Aust Std (P25) | GREGSF | GREG SEWELL FORGINGS PTY LTD | 1704049 | Active
001011134 | FUSE,CARTRIDGE | 415V AC, HRC Cartridge NS Type, 6A, Clip-in Offset Staggered Tags, 62mm Lg, ETS 12-02-01 Group D (scm) | FUSECO | FUSECO POWER SOLUTIONS PTY LTD | NS6 | Active
001011169 | FUSE,CARTRIDGE | 415V AC, HRC Cartridge NS Type, 16A, Clip-in Offset Staggered Tags, 62mm Lg, ETS 12-02-01 Group D (scm) | FUSECO | FUSECO POWER SOLUTIONS PTY LTD | NS16 | Active
001011142 | FUSE,CARTRIDGE | 415V AC, HRC Cartridge NS Type, 10A, Clip-in Offset Staggered Tags, 62mm Lg, ETS 12-02-01 Group D (MOQ10) (scm) | FUSECO | FUSECO POWER SOLUTIONS PTY LTD | NS10 | Active
002400040 | BOLT,EYE | M16 x 150mm, Galv c/w Galv Hex Nut, Dwg 01-02-01 (P25) (scm) | GREGSF | GREG SEWELL FORGINGS PTY LTD | 2400040 | Active
001713168 | BOLT,EYE | M20 x 700mm, Galv c/w Galv Hex Nut, Dwg 01-02-02 (P5) (scm) | GREGSF | GREG SEWELL FORGINGS PTY LTD | 1713168 | Active
002455582 | BUSHING ASSEMBLY,HV | Model Spez123, 110kV, 400A, S/N-68D52327L, Bushing Id # 5, SW Spares | ABBAUST | ABB AUSTRALIA PTY LTD | BUSHING ID NUMBER 5 | Active
002455616 | BUSHING ASSEMBLY,HV | Model Spez36, 33kV, 100A, S/N-68D52646L, Bushing Id # 8, SW Spares | ABBAUST | ABB AUSTRALIA PTY LTD | BUSHING ID NUMBER 8 | Active
002455632 | BUSHING ASSEMBLY,HV | Model Spez73, 66kV, 630A, S/N-69D59368, Bushing Id # 10, SW Spares | ABBAUST | ABB AUSTRALIA PTY LTD | BUSHING ID NUMBER 10 | Active
002455640 | BUSHING ASSEMBLY,HV | Model Spez73, 66kV, 630A, S/N-69D59371, Bushing Id # 11, SW Spares | ABBAUST | ABB AUSTRALIA PTY LTD | BUSHING ID NUMBER 11 | Active
002455657 | BUSHING ASSEMBLY,HV | Model Spez123, 66kV, 400A, S/N-68D5238, Bushing Id # 12, SW Spares | ABBAUST | ABB AUSTRALIA PTY LTD | BUSHING ID NUMBER 12 | Active
002455699 | BUSHING ASSEMBLY,HV | Model Spez73, 66kV, 400A, S/N-61F507533, Bushing Id # 16, SW Spares | ABBAUST | ABB AUSTRALIA PTY LTD | BUSHING ID NUMBER 16 | Active
002455715 | BUSHING ASSEMBLY,HV | Model Spez73, 66kV, 400A, S/N-61D57537, Bushing Id # 18, SW Spares | ABBAUST | ABB AUSTRALIA PTY LTD | BUSHING ID NUMBER 18 | Active
002455723 | BUSHING ASSEMBLY,HV | Model GOB 380, 66kV, 800A, S/N-245664, Bushing Id # 19, SW Spares | ABBAUST | ABB AUSTRALIA PTY LTD | BUSHING ID NUMBER 19 | Active
002455780 | BUSHING ASSEMBLY,HV | 33kV, 1000A, S/N-501/18, Bushing Id # 27, SW Spares | ABBAUST | ABB AUSTRALIA PTY LTD | BUSHING ID NUMBER 27 | Active
002455798 | BUSHING ASSEMBLY,HV | 33kV, 1600A, S/N-558-30, Bushing Id # 28, SW Spares | ABBAUST | ABB AUSTRALIA PTY LTD | BUSHING ID NUMBER 28 | Active
002455855 | BUSHING ASSEMBLY,HV | Model Spez36, 33kV, 1000A, S/N-68D52645, Bushing Id # 34, SW Spares | ABBAUST | ABB AUSTRALIA PTY LTD | BUSHING ID NUMBER 34 | Active
000104612 | WIRE,ELECTRICAL | Conductor Aerial, ACSR/GZ, 30/7/3.5mm, LIME, Fully Greased, 4000m Steel Drum, JTS 03-03-01 | MIDLAND | MIDLAND METALS OVERSEAS PTE LTD | MMO-LIME | Active
000104612 | WIRE,ELECTRICAL | Conductor Aerial, ACSR/GZ, 30/7/3.5mm, LIME, Fully Greased, 4000m Steel Drum, JTS 03-03-01 | OLEX | OLEX AUSTRALIA PTY LTD | LIME | Active
002471803 | WIRE,ELECTRICAL | 450/750V, 1C x 4mm2 (7/0.85) Cu Annealed PVC Insulated/PVC Sheath, Red/White, 100m Drum | MIDLAND | MIDLAND METALS OVERSEAS PTE LTD | MMO-1X4 CU PVC PVC RED/WHT | Active
002464196 | SETSCREW | M10 x 30mm, Hex Head, S/Steel Gde 316 | GLBFAST | GLOBAL FASTENERS (QLD) PTY LTD | SHXS6M100030SO | Active
002400084 | SETSCREW | 3/8 x 3/4", Hex, S/Steel Gde 316, Aust Std (P100) | THEBLTPL | THE BOLT PLACE | 2400084 | Active
000611088 | FUSE,CARTRIDGE | 660V AC, HRC Cartridge OTMF Type, 355A, 2 Hole Bolt in Centre Tags, 111mm Fixing Centres (scm) | FUSECO | FUSECO POWER SOLUTIONS PTY LTD | OTMF355 | Active
000611037 | FUSE,CARTRIDGE | 660V AC, HRC Cartridge OTF Type, 160A, 2 Hole Bolt in Centre Tags, 111mm Fixing Centres (scm) | FUSECO | FUSECO POWER SOLUTIONS PTY LTD | OTF160 | Active
000611045 | FUSE,CARTRIDGE | 415V AC, HRC Cartridge OTF Type, 200A, 2 Hole Bolt in Centre Tags, 111mm Fixing Centres (scm) | FUSECO | FUSECO POWER SOLUTIONS PTY LTD | OTF200 | Active
000611061 | FUSE,CARTRIDGE | 660V AC, HRC Cartridge OTKF Type, 315A, 2 Hole Bolt in Centre Tags, 111mm Fixing Centres (scm) | FUSECO | FUSECO POWER SOLUTIONS PTY LTD | OTKF315 | Active
000611053 | FUSE,CARTRIDGE | 660V AC, HRC Cartridge OTKF Type, 250A, 2 Hole Bolt in Centre Tags, 111mm Fixing Centres (scm) | FUSECO | FUSECO POWER SOLUTIONS PTY LTD | OTKF250 | Active
002435022 | CRIMPING TOOL,HYDRAULIC | Battery Operated, 12 Tonne c/w Spare Battery, Battery Charger, Shoulder Strap & Carry Case | IZUMI | IZUMI PRODUCTS (MANUFACTURER) | REC-6510(BB) | Phasing
002435022 | CRIMPING TOOL,HYDRAULIC | Battery Operated, 12 Tonne c/w Spare Battery, Battery Charger, Shoulder Strap & Carry Case | LEGEND | LEGEND POWER SYSTEMS | MSS-C130-42-18V-MBC | Phasing
002425759 | SETSCREW | M16 x 70mm, Hex, S/Steel Gde 316 c/w Hex Nut S/Steel Gde 304, Aust Std | HOBSON | HOBSON ENGINEERING CO PTY LTD | BS16PCM160070 + NH04PCM16 | Active
000611029 | FUSE,CARTRIDGE | 660V AC, HRC Cartridge OTF Type, 125A, 2 Hole Bolt in Centre Tags, 111mm Fixing Centres (scm) | FUSECO | FUSECO POWER SOLUTIONS PTY LTD | OTF125 | Active
000408923 | FUSE,CARTRIDGE | 250V AC, HRC Cartridge XK Type, 100A, 76.2 x 20.6mm Dia, ETS 12-02-01 Group A (MOQ10) (scm) | FUSECO | FUSECO POWER SOLUTIONS PTY LTD | 2076F-100 | Active
001762644 | SETSCREW | M12 x 25mm, Hex, S/Steel Gde 316 c/w S/Steel Gde 304 Hex Nut, Aust Std (P100) (scm) | HOBSON | HOBSON ENGINEERING CO PTY LTD | XEKBS16XCM120025 | Active
000611096 | FUSE,CARTRIDGE | 660V AC, HRC Cartridge OTMF Type, 400A, 2 Hole Bolt in Centre Tags, 111mm Fixing Centres (scm) | FUSECO | FUSECO POWER SOLUTIONS PTY LTD | OTMF400 | Active
002471407 | BUSHING | Filter Frame Bushing, 25mm Lg, 25.4mm ID Black Neoprene Plastic, for Hino Canopy | EMBGEN | EMBEDDED GENERATION SYSTEM | FILTER FRAME BUSHING | Active
002425445 | TERMINAL,LUG | Compression, Al, Undrilled No.5 Palm, Straight Offset Barrel, suit Pluto 19/3.75 AAC (set of 3) AS2395 | MMELEC | MM ELECTRICAL MERCHANDISING | LA1875SO5U | Active
002437887 | TERMINAL,LUG | Tinned Cu, 185mm2, 2 x M13 Bolt Holes, 50mm Centres, Long Barrel, Long Palm, Dwg EESS-10031-04 | CABAC | CABAC (MANUFACTURER) | CAL185LPB1250 | Active
002437911 | TERMINAL,LUG | Tinned Cu, 150mm2, 1 x M13 Bolt Hole, Long Barrel, Dwg EESS-10031-04 | CABAC | CABAC (MANUFACTURER) | CAL150LB-12 | Active
002466613 | TERMINAL,LUG | Mechanical Shear Bolt, Brass, 10-35mm2, 1 x M12 Hole, suit Earth Screens of 35 & 50mm2 Cable (scm) | TECONN | TE CONNECTIVITY LTD | BET35-12S BAH-024020091 | Active
002466621 | TERMINAL,LUG | Mechanical Shear Bolt, Brass, 50-120mm2, 1 x M12 Hole, suit Earth Screens of 185 to 630mm2 Cable (scm) | TECONN | TE CONNECTIVITY LTD | BET120-12 BAH-024020018 | Active
002468999 | PUMP | Water Coolant Pump, Scania DC13 Mechanical Parts | SCANIA | SCANIA AUSTRIALIA | 575052 | Active
002469138 | GASKET | Coolant Flange Housing Gasket, Scania Engine, DC13 Mechanical Parts | SCANIA | SCANIA AUSTRIALIA | 1794873 | Active
002471696 | TERMINAL,LUG | Ring Terminal, 1-1.5mm Wire, 90Deg Bend, Red, for Protection Relay, Pack of 1000 | CABAC | CABAC (MANUFACTURER) | RNYDS104090D-RED | Active
002471704 | TERMINAL,LUG | Ring Terminal, 2.5mm Wire, 90Deg Bend, Blue, for Protection Relay, Pack of 1000 | CABAC | CABAC (MANUFACTURER) | RNYDS2-4-90D BLUE | Active
002473106 | RADIATOR | Jacket-Water Cooler, Scania DC13L, 072A, 326 kWb (PRP), 1.5kW 6-Pole/1,000 RPM, 50Hz, Class H Insul, WEG Motor K12A W22, 100L Motor Frame, Solder-Coated Brass | ARIND | AR INDUSTRIAL (MANUFACTURER) | HFT-S-1093-1 | Active
002400932 | TERMINATION KIT,ELECTRICAL CABLE | Indoor, for 11kV, 3 Core, 240mm2, Al, XLPE Cable c/w Solvent Wipes | INTERENG | INTERTECH ENGINEERING PTY LTD | NOR240IX | Active
002404271 | TERMINATION KIT,ELECTRICAL CABLE | Indoor, Coldshrink, for 22kV, 1 Core, 630mm2, Al, XLPE Cable, EE Spec 3M | INTERENG | INTERTECH ENGINEERING PTY LTD | FNQEB 630 XI | Active
002405116 | TERMINATION KIT,ELECTRICAL CABLE | Indoor, for 11kV, 3 Core, 95mm2, Al, XLPE Insulated Cu Wire Screened Cable c/w 3 x 95mm Al Sealed Compression Lugs & 1 x 35mm Tinned Cu Compression Lug | GILBERT | GILBERT LODGE AUSTRALIA PTY LTD | EPKT17C3XIH1LUG | Active
002405122 | TERMINATION KIT,ELECTRICAL CABLE | Outdoor, Heatshrink, 19/33kV, 1 Core (set of 3 Cores), 630mm, PLWSW Cable (kit to be supplied with each core packaged separately) | INTERENG | INTERTECH ENGINEERING PTY LTD | E2405122 | Active
002400640 | FUSE,CARTRIDGE | 660V AC, HRC Cartridge , TM Type, 355A, 4 Hole Bolt in Centre Tags, 133/184mm Fixing Centres | IPDGROUP | IPD GROUP LIMITED | TM355L | Active
002404163 | FUSE,CARTRIDGE | 11/22kV, HRC Current Limiting, 20A, 20kA Fault Rating, Powder Filled (scm) | COOPER | COOPER ELECTRICAL AUSTRALIA PTY LTD | FAK45W20 | Active
002478543 | TAP CHANGER,TRANSFORMER | On-load, Vacuum, +/-8 Steps, Rated 40kV 250A, for Delta Winding | WILSON | WILSON TRANSFORMER CO. PTY LTD | 851-1624P01 | Active
000023411 | KEY | AN389900010, Powerlock Release Key, Black, for Uncoupling Powerlock Connectors | ITT INC | ITT INC (MANUFACTURER) | LL0023N | Active
001703863 | BOLT,MACHINE | M16 x 90mm, Hex, Galv c/w Galv Hex Nut, Aust Std (P50) | GREGSF | GREG SEWELL FORGINGS PTY LTD | 1703863 | Active
002400653 | BOLT,MACHINE | M16 x 700mm, Hex, Galv c/w Galv Hex Nut, Aust Std (P20) | GREGSF | GREG SEWELL FORGINGS PTY LTD | 2400653 | Active
002402939 | BOLT,MACHINE | M16 x 65mm, Hex, Galv c/w Galv Hex Nut, Aust Std (P75) (scm) | GREGSF | GREG SEWELL FORGINGS PTY LTD | 2402939 | Active
002478931 | ADAPTOR | Antenna Adaptor, SMA Female to FME Female | INTERCEL | INTERCEL PTY LTD | CONFMEFSMAF | Active
002478949 | ADAPTOR | Antenna Adaptor, FME Male to SMA Male | INTERCEL | INTERCEL PTY LTD | CONSMAFME | Active
002404150 | FUSE,CARTRIDGE | 24kV, Liquid Filled, 50A, Size 3 | PWRHDIST | POWERHOUSE DISTRIBUTION | 22L3F50 | Phasing
002404150 | FUSE,CARTRIDGE | 24kV, Liquid Filled, 50A, Size 3 | COOPER | COOPER ELECTRICAL AUSTRALIA PTY LTD | 22L3F50 | Phasing
002400127 | BOLT,MACHINE | M16 x 550mm, Hex, Galv c/w Galv Hex Nut, Aust Std (P15) | GREGSF | GREG SEWELL FORGINGS PTY LTD | 2400127 | Active
002404137 | FUSE,CARTRIDGE | 24kV, Full Range, 25A, Barrel 442mm Lg, 50.8mm Dia, End Caps 33mm Lg, 45mm Dia, with Striker Pin to DIN Standard 43625 | FUSECO | FUSECO POWER SOLUTIONS PTY LTD | 3000613/25 | Active
002404162 | FUSE,CARTRIDGE | 11/22kV, HRC Current Limiting, 6A, 20kA Fault Rating, Powder Filled (scm) | COOPER | COOPER ELECTRICAL AUSTRALIA PTY LTD | FAK45W6 | Active
002402224 | SWITCH,AIR BREAK | Isolating, 66kV, 800A, Rotary | AEMAUST | AEM AUSTRALIA PTY LTD | A592001 | Active
002400136 | BOLT,MACHINE | M20 x 900mm, Hex, Galv c/w Galv Hex Nut, Aust Std (P5) (scm) | GREGSF | GREG SEWELL FORGINGS PTY LTD | 2400136 | Active
000156728 | TERMINATION KIT,ELECTRICAL CABLE | 11kV, 95mm2, 3 Core Cable, suitable for Connecting to Magnefix Switchgear | EATONELE | EATON ELECTRIC SYSTEMS PTY LTD | HOLEC5020040/3 | Active
002400643 | FUSE,CARTRIDGE | 660V AC, HRC Cartridge TMF Type, 400A, 2 Hole Bolt in Centre Tags, 111mm Fixing Centres | IPDGROUP | IPD GROUP LIMITED | TMF400L | Active
002400928 | TERMINATION KIT,ELECTRICAL CABLE | 11kV, 240mm2, 3 Core Cable, to suit Connecting to Magnefix Switchgear | EATONELE | EATON ELECTRIC SYSTEMS PTY LTD | HOLEC 5020044/3 | Active
002400946 | TERMINATION KIT,ELECTRICAL CABLE | Magnefix, Cable Connection Kit, Pin Type, for Hazemeyer Transformer, for 16 to 95mm2 Cu 3 x 1 core screened XLPE/PVC Cable, C/W Single Core Tubes, | EATONELE | EATON ELECTRIC SYSTEMS PTY LTD | 502.0024 | Active
002437879 | TERMINAL,LUG | Tinned Cu, 150mm2, 2 x M13 Bolt Holes, 50mm Centres, Long Barrel, Long Palm, Dwg EESS-10031-04 | CABAC | CABAC (MANUFACTURER) | CAL150LPB1250 | Active
002472009 | MARKER | Bundle Box Indicator, Blue, Acrylic UV Stable, 160A Engraved, for Fuse Size Identification (scm) | PEQ | PLASTIC ENGINEERING QLD | BLUE-835-160A | Active
001704456 | BOLT,MACHINE | M20 x 150mm, Hex, Galv c/w Galv Hex Nut, Aust Std (P25) (scm) | GREGSF | GREG SEWELL FORGINGS PTY LTD | 1704456 | Active
001704472 | BOLT,MACHINE | M20 x 180mm, Hex, Galv c/w Galv Hex Nut, Aust Std (P25) (scm) | GREGSF | GREG SEWELL FORGINGS PTY LTD | 1704472 | Active
000004552 | INSULATOR,STRAIN | Long Rod, 132kV Nom V, 120kN Sml, Twin, Synthetic Composite, 1550mm Nom Lg Coupling, 3650mm Min Creepage, D24 Eye Ends, Pack of 12, AS4435.2 | GRAPHSOL | GRAPH SOLUTIONS PTY LTD | 132207C.C | Active
002464048 | WASHER,FLAT | Round, M4, 9 x 0.8mm, S/Steel Gde 316 | GLBFAST | GLOBAL FASTENERS (QLD) PTY LTD | WFRS6M04090T08 | Active
002425411 | TERMINAL,LUG | Compression, Al, Undrilled No.5 Palm, Straight Offset Barrel, suit Oxygen 19/4.75 AAAC (set of 3) AS2395 | MMELEC | MM ELECTRICAL MERCHANDISING | LA2375SO5U | Active
002441038 | TERMINAL,LUG | Type TLC, Conductor to Palm, 15.75 to 20.25 OD, Right Angle | PLP | PREFORMED LINE PRODUCTS (AUST) | TL4C22 | Active
002441087 | TERMINAL,LUG | Compression, Bi-Metal, 630mm2, Undrilled Hex Die 43.0A/F, Cu Palm, Al Barrel | CABAC | CABAC (MANUFACTURER) | BL630 | Active
002442085 | TERMINAL,LUG | Compression, Al, M12 Bolt Hole, Hex Die A/F 17.3mm, 7/3.25 SC/GZ, SC/AC Conductors, ETS 01-09-23 (P1) (scm) | PLP | PREFORMED LINE PRODUCTS (AUST) | CLA-098 | Active
002442085 | TERMINAL,LUG | Compression, Al, M12 Bolt Hole, Hex Die A/F 17.3mm, 7/3.25 SC/GZ, SC/AC Conductors, ETS 01-09-23 (P1) (scm) | TYCOELEC | TYCO ELECTRONICS | SL44/1 | Active
000017319 | LABEL | Link Pillar Sticker, "LP", Self Adhesive Vinyl & 3M Scotchcal, 150 x 50mm, 30mm Black Text on Yellow Reflective B/Ground, Pack of 100 | ARTCRAFT | ARTCRAFT PTY LTD (QLD) | 17319 | Active
000017349 | LABEL | Service Pillar Sticker, Blank, Self Adhesive 3M Scotchlite, 50 x 190mm, Reflective Sheeting Series 3930, Pack of 100 | ARTCRAFT | ARTCRAFT PTY LTD (QLD) | 17349 | Active
002472629 | ACCELEROMETER | Nexion NX6300, Tier 2 GPS, Impact/ Rollover Detector Bare Unit (No Mtg Cradle, No GPS Antenna, No Cable Assy) | MCQ | MOBILE COMMUNICATIONS QUEENSLAND | NX6300-ERG-001 | Active
002472736 | SPEAKER-MICROPHONE | Explorer PTT Handset | MILES | MILES ELECTRONICS | PTT-HANDSET | Active
002472744 | ANTENNA SUBASSEMBLY | Explorer E325 Dome, Antenna Housing Only | MILES | MILES ELECTRONICS | E325-ANT-HOUSING | Active
002472751 | RADIO SET | Tait P25 Portable, TP9460, Package with all P25 Options, Charger, Programming & Testing | MCQ | MOBILE COMMUNICATIONS QUEENSLAND | TP9460-B1FC-ERGON-GR-PKG | Active
002472769 | RADIO SET | Tait P25 Portable, TP9460, Package with all P25 Options, Charger, Programming & Testing c/w Lapel Speaker/Microphone | MCQ | MOBILE COMMUNICATIONS QUEENSLAND | TP9460-B1FC-ERGON-GR-PKG1 | Active
002472637 | RADIO SET | P25 Trunked Radio Kit, GME Base Unit CM60-V25P c/w Power Lead, Green UIC & Mounting Cradle, Extension Speaker, LE105 NX6300 Interface Lead, P25 Option | GME | GME INNOVATIVE ELECTRONICS | PB2-ERGON | Active
002472637 | RADIO SET | P25 Trunked Radio Kit, GME Base Unit CM60-V25P c/w Power Lead, Green UIC & Mounting Cradle, Extension Speaker, LE105 NX6300 Interface Lead, P25 Option | GME | GME INNOVATIVE ELECTRONICS | GME RADIO CM60-V25P KIT | Active
002440089 | CLAMP,ELECTRICAL | Tee, Bolted Run Compression Tee/Tap, suit ACSR 30/7/3.00 or 37/3.00 AAC/AAAC to 30/7/3.00 ACSR or 37/3.00 AAC/AAAC, Hex Die 34.5A/F | PLP | PREFORMED LINE PRODUCTS (AUST) | BRCT 04/06 | Active
002440147 | CLAMP,ELECTRICAL | Parallel, Type AUP, 18.8 to 29.3 Run, 11.3 - 21.0 Tap, for Al only | PLP | PREFORMED LINE PRODUCTS (AUST) | AUP112 | Active
002440162 | CLAMP,ELECTRICAL | Single Conductor, Bolted Run Palm Tap, Range 24.1 - 30.0 Run, P3 Palm | PLP | PREFORMED LINE PRODUCTS (AUST) | BRPT-210-P3 | Active
002406124 | TERMINATION KIT,ELECTRICAL CABLE | Indoor, Heatshrink, for 11kV, 3 Core, 50-70mm2, Cu PLYSWS, Screened Cable | GILBERT | GILBERT LODGE AUSTRALIA PTY LTD | RAYEPKT17B3MIH1 | Active
002434157 | TERMINATION KIT,ELECTRICAL CABLE | Indoor, 19.1/33kV, 50mm2, Al, 1 Core, TR-XLPE Cable, Insect Protected (3 per Set) c/w Cable Term Kit Solvent Wipes, Cable Core & Screen Lugs, | INTERENG | INTERTECH ENGINEERING PTY LTD | TSK-EE-33-50-01-R0-INDOOR | Active
002434173 | TERMINATION KIT,ELECTRICAL CABLE | Indoor, 19.1/33kV, 300mm2, Al, 1 Core, TR-XLPE Cable, Insect Protected (3 per Set) c/w Cable Term Kit Solvent Wipes, Cable Core & Screen Lugs, | INTERENG | INTERTECH ENGINEERING PTY LTD | TSK-EE-33-300-01-R0-INDOOR | Active
000030074 | CLAMP,ELECTRICAL | Tee, Bolted Run Palm Tap, AS4, 2 Hole 50mm Centre, suit Pluto 19/3.75 AAAC | PLP | PREFORMED LINE PRODUCTS (AUST) | BRPT-188-P1 | Active
000030077 | CLAMP,ELECTRICAL | Tee, Bolted Run Palm Tap, AS5, 4 Hole 50mm Centre, suit Oxygen 19/4.75 AAAC | PLP | PREFORMED LINE PRODUCTS (AUST) | BRPT-238-P5 | Active
002430270 | STRAP | Pole, Ladder Bucket, suit Branach Fibreglass Extension Ladder | BLKWOODJ | J BLACKWOOD & SONS LIMITED | 08588050 | Active
000018980 | FUSE LINK,ENCLOSED ELEMENT | 12kV, 100A Full Range HRC Fuse, Barrell 292mm long x 88mm Dia, End Caps 34mm Long x 45mm Dia., For SF6/Air/Epoxy insulated Swithcgear, ETS12-01-02 (scm) | COOPER | COOPER ELECTRICAL AUSTRALIA PTY LTD | 12FXLSJ100 | Active
000018980 | FUSE LINK,ENCLOSED ELEMENT | 12kV, 100A Full Range HRC Fuse, Barrell 292mm long x 88mm Dia, End Caps 34mm Long x 45mm Dia., For SF6/Air/Epoxy insulated Swithcgear, ETS12-01-02 (scm) | FUSECO | FUSECO POWER SOLUTIONS PTY LTD | 3052103/100 | Active
002435527 | CARD,COMPUTER | Voice Interface Card, 4 Port, FXS & DID | CISCO | CISCO SYSTEMS INC (MANUFACTURER) | VIC3-4FXS/DID= | Active
002435535 | CARD,COMPUTER | Voice Interface Card, 2 Port, E & M | CISCO | CISCO SYSTEMS INC (MANUFACTURER) | VIC3-2E/M | Active
002435543 | CARD,COMPUTER | Voice Interface Card, 4 Port, FXO, Universal | CISCO | CISCO SYSTEMS INC (MANUFACTURER) | VIC2-4FXO | Active
002456101 | INTERFACE UNIT,COMMS | SEL2814, 14.8dB, 5km, Up to 115.2kbps, Female DB9, EIA-232 Multimode Fibre Optic Transceiver, ST Connector, Incl RTS/CTS | SEL | SCHWEITZER ENGINEERING LAB PTY LTD | 2814F0 | Active
000104248 | DIFFUSER,LIGHT | Acrylic, High Temperature, to suit Sylvania "Roadster" Normal Streetlight, Major Road, 400 Watt | SYLVANIA | SYLVANIA SCHREDER | PR00001 | Active
000030072 | CLAMP,ELECTRICAL | Tee, Bolted Run Compression Tee/Tap, suit 54/3.75+19/2.25 ACSR & 61/3.75 AAC/ AAAC to 54/3.75+19/2.25 ACSR & 61/3.75 AAC/AAAC, Hex Die 47.5A/F | PLP | PREFORMED LINE PRODUCTS (AUST) | BRCT-315-338 | Active
002404893 | FUSE,CARTRIDGE | 660V AC, HRC Cartridge OTC Type, 100A, 2 Hole Bolt in Centre Tags 111mm Fixing Centres (scm) | FUSECO | FUSECO POWER SOLUTIONS PTY LTD | OTC100 | Active
000021635 | WASHER,FLAT | Round, M20 Galv Steel, 60mm OD, 22mm ID, 4mm Thk, for Transformer Mounting | HOBSON | HOBSON ENGINEERING CO PTY LTD | WXMSGM20 | Active
002471985 | MARKER | Bundle Box Indicator, White, Acrylic UV Stable, 100A Engraved, for Fuse Size Identification (scm) | PEQ | PLASTIC ENGINEERING QLD | WHITE-401-100A | Active
000022914 | DETECTOR,VOLTAGE | VDS Type, Replacement Test Point/Phase Out Indicators, 4mm Voltage Indication Sockets, 146 x 30mm, for ABB Safelink RMU | SICAME | SICAME AUSTRALIA PTY LTD | CATU CL-498-00 | Active
002440170 | CLAMP,ELECTRICAL | Double Conductor, Bolted Run Palm Tap, Range 19.6 - 24.0 Run, 2 x M16 Holes, 70mm Centre | PLP | PREFORMED LINE PRODUCTS (AUST) | DCBRPT-210-AS7 | Active
002440196 | CLAMP,ELECTRICAL | Earth Rod, 27mm OD, 19mm NB, 50-120mm2 Conductor Range, M10 U-Bolt | PLP | PREFORMED LINE PRODUCTS (AUST) | GTS2 | Active
002440204 | CLAMP,ELECTRICAL | Earth Rod, Tinned, 27mm OD, 19mm NB, 50-120mm2 Conductor Range, M10 U-Bolt | PLP | PREFORMED LINE PRODUCTS (AUST) | GTS2T | Active
002440212 | CLAMP,ELECTRICAL | Earth Rod, Tinned, 48.4mm OD, 38.1mm NB, 50-120mm2 Conductor Range, M10 U-Bolt | PLP | PREFORMED LINE PRODUCTS (AUST) | GT16T | Active
000030078 | CLAMP,ELECTRICAL | Tee, Bolted Run Palm Tap, AS5, 4 Hole 50mm Centre, suit Sulphur 61/3.75 AAAC | PLP | PREFORMED LINE PRODUCTS (AUST) | BRPT-338-P5 | Active
002472868 | HOOK,CANT | Grip 254mm to 914mm poles, reinforced fiberglass handle, 38.1mm diameter; 1.524m overall length. | ACCULEC | ACCULEC PTY LTD (303899) | LFCH060 | Active
002472876 | STAND,POLE | AL Powder Coated Yellow, 4T WLL, 500mmH, 700MM W | TEN | THE ENERGY NETWORK (AUST) PTY LTD | FSLPSP-01-2 | Active
000446485 | LETTER,SIGN | (V), Pressed Al, Plain, Dwg 22-A4-200 Rev B | METALTI | METAL-TECH INDUSTRIES (TRADE POLISHERS) | LETTER V ALUMINIUM | Active
002407073 | WASTE DISPOSAL,HAZMAT | Asbestos Bag, Small, 900 x 600mm, 0.2mm Polyethylene, marked with Asbestos Hazard Warnings | ALLENS | ALLENS INDUSTRIAL PRODUCTS | PPASBSML-BOX | Active
002454494 | WASTE DISPOSAL,HAZMAT | Asbestos Bag, Mini, 610 x 450mm, 0.2mm Polyethylene, marked with Asbestos Hazard Warnings (P100) | ALLENS | ALLENS INDUSTRIAL PRODUCTS | AIASBMINI | Active
002434298 | TRANSFORMER,VOLTAGE | 19.1kV/240V, 50VA, SWER External Aux Power Supply c/w Pole Mounting Bracket (scm) | SCHNEIDR | SCHNEIDER PTY LTD (MANUFACTURER) | 990003205 TANKMOUNT | Active
000022924 | INDICATOR,VOLTAGE | VPIS Type, Replacement Test Point for Safelink VPIS, 10 Mega Ohms Voltage Measure, Impedance Multimeter approx 150V between Earth & Phase | ABBAUST | ABB AUSTRALIA PTY LTD | C3500-08 | Active
002471886 | LABEL | QR ID Label, Acrylic, 100 x 110mm, Black Barcode (80 x 80mm) on White B/Ground, for Oil Sample Equipment | OCTFOLIO | OCTFOLIO PTY LTD | QR ID LABEL | Active
002401615 | LETTER,SIGN | (Z), Pressed Al, Plain, Dwg 22-A4-200 Rev B | METALTI | METAL-TECH INDUSTRIES (TRADE POLISHERS) | LETTER Z | Active
002401613 | LETTER,SIGN | (I), Pressed Al, Plain, Dwg 22-A4-200 Rev B | METALTI | METAL-TECH INDUSTRIES (TRADE POLISHERS) | LETTER I | Active
000446388 | LETTER,SIGN | (L), Pressed Al, Plain, Dwg 22-A4-200 Rev B (P100) | METALTI | METAL-TECH INDUSTRIES (TRADE POLISHERS) | LETTER L | Active
002434421 | CROSSARM,COMPOSITE | Fibre, Predrilled, 4200 Lg, 3758 Lg & 1243mm Lg, 125 x 125mm, 110kV, Wishbone, Set of 3 Crossarms Top/Middle/Brace, Packaged in Sets, Dwg 944182-01 (scm) | WAGNERS | WAGNERS CFT MANUFACTURING | EC006-00504, 00505, 00506 | Active
002471977 | MARKER | Bundle Box Indicator, Black c/w Reflective Tape, Acrylic UV Stable, for LV Tie Point Identification (scm) | PEQ | PLASTIC ENGINEERING QLD | BLACK-RF TAPE-LV TIE POINT | Active
002472025 | MARKER | Bundle Box Indicator, Yellow, Acrylic UV Stable, 250A Engraved, for Fuse Size Identification (scm) | PEQ | PLASTIC ENGINEERING QLD | YELLOW-235-250A | Active
002463024 | LATCH,DOOR,VEHICULAR | Draw Latch Assy, Concealed Mount, Rubber & Nylon, for Canopy Filter Lids, Hino JO8 Mechanical Parts | STC | STRUT TECHNOLOGY CAIRNS | F7-640 | Active
002463040 | INTERFACE | Load Share Interface Unit, Hino JO8 Electrical Parts | HEINZMNN | HEINZMANN AUSTRALIA PTY LTD | LMG-HZA | Active
002401323 | SOCKET TONGUE | 70kN, Forged Steel c/w W-Clip, to AS 1154 Part 2 Ref 70/ST | GREGSF | GREG SEWELL FORGINGS PTY LTD | 2401323 | Active
002473783 | LABEL | Sticker, "NO GO ZONE", Working Heights & Drop Zone Radius, 200 x 200mm, Laminated for UV, Black Text on Yellow Reflective B/Ground | UTENGSGN | UTILITY ENGRAVING & SIGNS | NO GO ZONE STICKER | Active
002478097 | LABEL | PTL-19-423, 25.4 x 25.4mm, Glossy Polyester | BRADY | BRADY AUSTRALIA | 18372 | Active
000003363 | INDICATOR,DIGITAL DISPLAY | Integra 1630 Meter, 100-240V L-L 3Ph, 57.7-139V L-N 3Ph Input, 1A CT Operated 3Ph, 45-66Hz Aux, 12-48V DC Output, 1 Modbus, DIN 96mm Panel Mount, Low | CROMPTON | CROMPTON INSTRUMENTS (AUST) P/L | INT-1630-L-1-L-010 | Active
000005026 | TRANSFORMER,VOLTAGE | 24kV, IVT, 50Hz, Post Type 1Ph Outdoor c/w Metering Accuracy Tests | KONCAR | KONCAR - ELECTRICAL INDUSTRY INC | M172163 | Active
000005027 | TRANSFORMER,VOLTAGE | 36kV, IVT, 50Hz, Post Type 1Ph Outdoor c/w Metering Accuracy Tests | KONCAR | KONCAR - ELECTRICAL INDUSTRY INC | M172164 | Active
002474146 | ALTERNATOR | 350kVA, 4 Pole, 3Ph/415V, 50Hz, Continue Rate, Class "H" Insulation, Brushless, Single Bearin, SAE/14, AVR Controlled c/w Paralleling Device DroopCT's | MECCALTE | MECCALTE GROUP | ECO38-3LN-4 | Active
002401820 | CLAMP,ELECTRICAL | 51mm OD Tube, Al Busbar Support | PLP | PREFORMED LINE PRODUCTS (AUST) | D-ABS60 | Active
002401820 | CLAMP,ELECTRICAL | 51mm OD Tube, Al Busbar Support | TYCOELEC | TYCO ELECTRONICS | ABS60 | Active
002405924 | SCREW,COACH | M10 x 65mm, Galv, Aust Std (P100) | GREGSF | GREG SEWELL FORGINGS PTY LTD | 2405924 | Active
001311142 | CABLE,POWER,ELECTRICAL | Conductor, 35mm2 (19/1.53) Cu Annealed Bare, 250m Drum, ETS 03-03-01 (scm) | MIDLAND | MIDLAND METALS OVERSEAS PTE LTD | MMO-ANN. 19/1.53 CU | Active
001311142 | CABLE,POWER,ELECTRICAL | Conductor, 35mm2 (19/1.53) Cu Annealed Bare, 250m Drum, ETS 03-03-01 (scm) | OLEX | OLEX AUSTRALIA PTY LTD | ACUC18SB001AAAA | Active
001420001 | CABLE,POWER,ELECTRICAL | Aerial, 0.6/1kV, 4 x 95mm2 Al ABC, XLPE Insulated (LVABC), 650m Steel Drum, JTS 03-03-02 (scm) | OLEX | OLEX AUSTRALIA PTY LTD | XDAB22AA004AAAA | Active
001420001 | CABLE,POWER,ELECTRICAL | Aerial, 0.6/1kV, 4 x 95mm2 Al ABC, XLPE Insulated (LVABC), 650m Steel Drum, JTS 03-03-02 (scm) | MIDLAND | MIDLAND METALS OVERSEAS PTE LTD | MMO-LVABC 4X95 AL X | Active
001541009 | CABLE,POWER,ELECTRICAL | Bldg Wire SDI, 0.6/1kV, 2C, 4mm2 Cu PVC Sheath, White (7/0.85) Flat | OLEX | OLEX AUSTRALIA PTY LTD | CACP09A1002WVAA | Active
001541378 | CABLE,POWER,ELECTRICAL | Bldg Wire SDI, 0.6/1kV, 3C, 1mm2 Cu, Circular, Grey (32/0.20) Flexible | OLEX | OLEX AUSTRALIA PTY LTD | EAHR03A1003GYAA | Active
001541380 | CABLE,POWER,ELECTRICAL | 250/440V, 3C, 1.5mm2 Cu, PVC Insulated/ PVC Sheath, Orange (30/0.25) Ordinary Duty Flexible Cord (100m Roll) | OLEX | OLEX AUSTRALIA PTY LTD | EAHR04A1003OGAA | Active
001541807 | CABLE,POWER,ELECTRICAL | Bldg Wire, 0.6/1kV, 1C, 1.5mm2 Cu, PVC Sheath, Red (7/0.50) (MOQ 100m) | OLEX | OLEX AUSTRALIA PTY LTD | BAAP05A1001AARD | Active
001541808 | CABLE,POWER,ELECTRICAL | Bldg Wire, 0.6/1kV, 1C, 1.5mm2 Cu, PVC Sheath, Black (7/0.50) (MOQ 100m) | OLEX | OLEX AUSTRALIA PTY LTD | BAAP05A1001AABK | Active
001541874 | CABLE,POWER,ELECTRICAL | 450/750V, 2C+Earth, 2.5mm2 Cu, PVC Insulated/PVC Sheath, White (7/0.67) Flat Twin Earth (100m Drum) | OLEX | OLEX AUSTRALIA PTY LTD | CNCP07A1002WVAA | Active
001542706 | CABLE,POWER,ELECTRICAL | 0.6/1kV, 1C x 2.5mm2 (7/0.67) Cu/PVC (V-90) Sheath, Red, 100m Plastic Spool, JTS 03-01-08 | MIDLAND | MIDLAND METALS OVERSEAS PTE LTD | MMO-1X2.5 CU PVC RD | Active
001542706 | CABLE,POWER,ELECTRICAL | 0.6/1kV, 1C x 2.5mm2 (7/0.67) Cu/PVC (V-90) Sheath, Red, 100m Plastic Spool, JTS 03-01-08 | OLEX | OLEX AUSTRALIA PTY LTD | BAAP07A1001AARD | Active
001542714 | CABLE,POWER,ELECTRICAL | Bldg Wire, 0.6/1kV, 1C x 2.5mm2 (7/0.67) Cu/PVC (V-90) Sheath, Black, JTS 03-01-08 | MIDLAND | MIDLAND METALS OVERSEAS PTE LTD | MMO-1X2.5 CU PVC BLK | Active
001542714 | CABLE,POWER,ELECTRICAL | Bldg Wire, 0.6/1kV, 1C x 2.5mm2 (7/0.67) Cu/PVC (V-90) Sheath, Black, JTS 03-01-08 | OLEX | OLEX AUSTRALIA PTY LTD | BAAP07A1001AABK | Active
001542722 | CABLE,POWER,ELECTRICAL | 0.6/1kV, 1C x 2.5mm2 (7/0.67) Cu/PVC (V-90) Sheath, White, 100m Plastic Spool JTS 03-01-08 | MIDLAND | MIDLAND METALS OVERSEAS PTE LTD | MMO-1X2.5 CU PVC WHT | Active
001542722 | CABLE,POWER,ELECTRICAL | 0.6/1kV, 1C x 2.5mm2 (7/0.67) Cu/PVC (V-90) Sheath, White, 100m Plastic Spool JTS 03-01-08 | OLEX | OLEX AUSTRALIA PTY LTD | BAAP07AA001AAWT | Active
001542749 | CABLE,POWER,ELECTRICAL | 0.6/1kV, 1C x 2.5mm2 (7/0.67) Cu/PVC (V-90) Sheath, Blue, 100m Plastic Spool, JTS 03-01-08 | OLEX | OLEX AUSTRALIA PTY LTD | BAAP07A1001AABE | Active
001542749 | CABLE,POWER,ELECTRICAL | 0.6/1kV, 1C x 2.5mm2 (7/0.67) Cu/PVC (V-90) Sheath, Blue, 100m Plastic Spool, JTS 03-01-08 | MIDLAND | MIDLAND METALS OVERSEAS PTE LTD | MMO-1X2.5 CU PVC BLU | Active
001542757 | CABLE,POWER,ELECTRICAL | 0.6/1kV, 1C x 2.5mm2 (7/0.67) Cu/PVC (V-90) Sheath, SDI, Green/Yellow, 100m Plastic Spool, JTS 03-01-08 | MIDLAND | MIDLAND METALS OVERSEAS PTE LTD | MMO-1X2.5 CU PVC G/Y | Active
001542757 | CABLE,POWER,ELECTRICAL | 0.6/1kV, 1C x 2.5mm2 (7/0.67) Cu/PVC (V-90) Sheath, SDI, Green/Yellow, 100m Plastic Spool, JTS 03-01-08 | OLEX | OLEX AUSTRALIA PTY LTD | AATP07A1001AAHN | Active
001542773 | CABLE,POWER,ELECTRICAL | 0.6/1kV, 1C x 4mm2 (7/0.85) Cu/PVC (V-90) Sheath, Red, 100m Plastic Spool, JTS 03-01-08 (scm) | OLEX | OLEX AUSTRALIA PTY LTD | BAAP09A1001AARD | Active
001542773 | CABLE,POWER,ELECTRICAL | 0.6/1kV, 1C x 4mm2 (7/0.85) Cu/PVC (V-90) Sheath, Red, 100m Plastic Spool, JTS 03-01-08 (scm) | MIDLAND | MIDLAND METALS OVERSEAS PTE LTD | MMO-1X4 CU PVC RD | Active
001542838 | CABLE,POWER,ELECTRICAL | 0.6/1kV, 1C x 4mm2 (7/0.85) Cu/PVC (V-90) Sheath, Green/Yellow, 100m Plastic Spool, JTS 03-01-08 | MIDLAND | MIDLAND METALS OVERSEAS PTE LTD | MMO-1X4 CU PVC G/Y | Active
001542838 | CABLE,POWER,ELECTRICAL | 0.6/1kV, 1C x 4mm2 (7/0.85) Cu/PVC (V-90) Sheath, Green/Yellow, 100m Plastic Spool, JTS 03-01-08 | OLEX | OLEX AUSTRALIA PTY LTD | BAAP09A1001AAHN | Active
001542862 | CABLE,POWER,ELECTRICAL | 0.6/1kV, 1C x 6mm2 (7/1.04) Cu/PVC (V-90) Sheath, Black, 100m Plastic Spool, JTS 03-01-08 | MIDLAND | MIDLAND METALS OVERSEAS PTE LTD | MMO-1X6 CU PVC BLK | Active
001542862 | CABLE,POWER,ELECTRICAL | 0.6/1kV, 1C x 6mm2 (7/1.04) Cu/PVC (V-90) Sheath, Black, 100m Plastic Spool, JTS 03-01-08 | OLEX | OLEX AUSTRALIA PTY LTD | BAAP11A1001AABK | Active
001544083 | CABLE,POWER,ELECTRICAL | U/Ground, 0.6/1kV, 2C, 16mm2 Cu, PVC Double Insulated V75/Neutral Screen (7/1.70) Metre Marked, CTS PS15/002/UME/85 Rev C | OLEX | OLEX AUSTRALIA PTY LTD | BAGP15AA001CXAA | Active
001632489 | CABLE,POWER,ELECTRICAL | U/Ground, 0.6/1kV, 4C x 16mm2 Cu/XLPE Insulated/PVC Sheath, Black, 250m Wood Drum, ETS 04-01-04 (scm) | MIDLAND | MIDLAND METALS OVERSEAS PTE LTD | MMO-LV 4X16CP | Active
001632489 | CABLE,POWER,ELECTRICAL | U/Ground, 0.6/1kV, 4C x 16mm2 Cu/XLPE Insulated/PVC Sheath, Black, 250m Wood Drum, ETS 04-01-04 (scm) | OLEX | OLEX AUSTRALIA PTY LTD | HEVP15SB004CXEM | Active
001632489 | CABLE,POWER,ELECTRICAL | U/Ground, 0.6/1kV, 4C x 16mm2 Cu/XLPE Insulated/PVC Sheath, Black, 250m Wood Drum, ETS 04-01-04 (scm) | NAN | NAN ELECTRICAL CABLE AUSTRALIA PTY LTD | 4CX016CLVXD | Active
002400211 | CABLE,POWER,ELECTRICAL | 0.6/1kV, 1C, 25mm2 HD Cu, PVC Insulated, Black (19/1.35) (250m Drum) (MOQ 3000m) | OLEX | OLEX AUSTRALIA PTY LTD | BAAT17AA001AACX | Active
002400240 | CABLE,POWER,ELECTRICAL | Control, U/G, 0.6/1kV, 4C, 10mm2 Cu, PVC Insulated/DBT or Double Cu Tape Screen/PVC Sheath (7/1.35) Metre Marked (MOQ 1000m) | OLEX | OLEX AUSTRALIA PTY LTD | HAY13SB004CXWW | Active
002400276 | CABLE,POWER,ELECTRICAL | U/Ground, 6.35/11kV, 3C, 240mm2 Al, XLPE Insulated/LD Screen/PVC/HDPE Sheath Nylon Jacket & Sacrifical PVC Sheath | OLEX | OLEX AUSTRALIA PTY LTD | XJMA26LM0030MAA | Active
002439024 | CLAMP,ELECTRICAL | Parallel Groove, Al, 22.0 - 24.0 Dia, suit Oxygen/Oxygen 19/4.75 AAAC | PLP | PREFORMED LINE PRODUCTS (AUST) | APG-238-238 | Active
002279147 | TOOTH,AUGER | Rock Teeth Double Head, suit Post Hole Digger | NDE | NATIONAL DRILLING EQUIPMENT | AUGD965 | Active
002475549 | CONTROL,TEMPERATURE | 48 x 48mm, 24VAC/DC, Universal Input, Control Output 1 Linear Current Output, 3 Aux Outputs, Screw Terminals w/Cover, 2 Event Inputs & Transfer Output | OMRON | OMRON ELECTRONICS PTY LTD | E5CC-CX3D5M-006 | Active
002435113 | COMPUTER,DATA TRANSFER | Integrated Service Router, w/3 GE, 4 EHWIC, 2 DSP, 1 SM, 256MB CF, 512MB CF, 5 Bundle c/w Asset Tag & Power On Test, Elec Power Cord Test, Config Pro | CISCO | CISCO SYSTEMS INC (MANUFACTURER) | CISCO2911/K9 | Active
002435451 | COMPUTER,DATA TRANSFER | Switch, IE 3000, 8 10/100 + 2 T/SFP | CISCO | CISCO SYSTEMS INC (MANUFACTURER) | IE-3000-8TC | Active
002475762 | WASHER,FLAT | Square, M20, 125 x 125mm, Min 5mm Thk, S/Steel Gde 316, Box of 25 | HOBSON | HOBSON ENGINEERING CO PTY LTD | WS16PM20125050 | Active
002477073 | CONTROL,INTERFACE | MD100 Small Form Factor RTU/HMI, w/o 4G Modem, no I/O | CGI | CGI TECHNOLOGIES & SOLUTIONS P/L | MD100-1E2S-XGW | Active
000003365 | INDICATOR,DIGITAL DISPLAY | Integra 1630 Meter, 100-240V L-L 3Ph, 57.7-139V L-N 3Ph Input, 1A CT Operated 3Ph, 45-66Hz Aux, 100-250V AC/DC Output, 1 Modbus, DIN 96mm Panel Mount, Low | CROMPTON | CROMPTON INSTRUMENTS (AUST) P/L | INT-1630-L-1-M-110 | Active
002407336 | BLANKET,DAMPER | to be placed over Strap or Winch Rope | TJM | TJM 4X4 MEGASTORE | 867TJMRECBLANKET | Active
002407336 | BLANKET,DAMPER | to be placed over Strap or Winch Rope | TJM | TJM 4X4 MEGASTORE | 867RECBLANKET | Active
002407340 | STRAP,WEBBING | Tree Protector Strap, Rated to 12000kg, Polyester Webbing, Vehicle Recovery | TJM | TJM 4X4 MEGASTORE | 861TTP904H | Active
002407343 | COUPLER,DRAWBAR,RING | Tow Attachment c/w 4.7T Bow Shackle, Approved to fit Hayman Reese Type Tow Bars | TJM | TJM 4X4 MEGASTORE | 867TJMRHITCH | Active
002234030 | DRILL,CENTRE | 1-3/4" Hex Drive, Standard Type, suit Post Hole Digger | NDE | NATIONAL DRILLING EQUIPMENT | AUGDPH3 | Active
002474302 | TERMINAL,LUG | AS5, Al, 4 Hole, 50mm Centre, 30 Deg Right Edge Bent Offset, Oxygen 19/4.75 AAAC | PLP | PREFORMED LINE PRODUCTS (AUST) | CTAW-238-FD516-0030R | Active
000104362 | COTTON,NONSTERILE | CottonSorb, Hydrophobic Organic Pads, 450 x 450mm (P100) | MINEHAN | MINEHAN AGENCIES PTY LTD | 22-01-ESP COTTON | Active
002407338 | SHACKLE | Bow, 19mm WLL 4.7Tonne | TJM | TJM 4X4 MEGASTORE | 867OXBOW19S | Active
000611193 | FUSE,CARTRIDGE | 660V AC, HRC Cartridge OTTM Type, 500A, 4 Hole Bolt in Centre Tags, 133/184mm Fixing Centres (scm) | FUSECO | FUSECO POWER SOLUTIONS PTY LTD | OTTM500 | Active
002401151 | CABLE,POWER,ELECTRICAL | Aerial, 0.6/1kV, 4 x 95mm2 Al ABC, HDPE Insulated (LVABC), 500m Steel Drum, JTS 03-03-02 | OLEX | OLEX AUSTRALIA PTY LTD | XDZB22SB004AAAA | Active
002401151 | CABLE,POWER,ELECTRICAL | Aerial, 0.6/1kV, 4 x 95mm2 Al ABC, HDPE Insulated (LVABC), 500m Steel Drum, JTS 03-03-02 | MIDLAND | MIDLAND METALS OVERSEAS PTE LTD | MMO-LVABC 4X95 AL HDPE | Active
002401203 | CABLE,POWER,ELECTRICAL | 0.6/1kV, 4C+Earth, 4mm2 Cu, PVC Insulated/PVC Sheath (7/0.85) | OLEX | OLEX AUSTRALIA PTY LTD | HNHP09AA004OMAA | Active
002401379 | CABLE,POWER,ELECTRICAL | U/Ground, 0.6/1kV, 1C, 185mm2 Al, XLPE Insulated (MOQ 1000m) | OLEX | OLEX AUSTRALIA PTY LTD | BDBA25AA001CXNA | Active
002401380 | CABLE,POWER,ELECTRICAL | U/Ground, 0.6/1kV, 1C, 70mm2 Al, XLPE Insulated | OLEX | OLEX AUSTRALIA PTY LTD | BDBA20AA001CXNA | Active
002401415 | CABLE,POWER,ELECTRICAL | U/Ground, 0.6/1kV, 1C, 6mm2 Cu, Neutral Screen/PVC Insulated/Cu Wire Screen/PVC Sheath Black | OLEX | OLEX AUSTRALIA PTY LTD | BAGP11SB001CXAA | Active
002402819 | CABLE,POWER,ELECTRICAL | 0.6/1kV, 1C, 2.5mm2 Cu, PVC Insulated Red (50/0.20) Flexible (100m Drum) | OLEX | OLEX AUSTRALIA PTY LTD | BAAR05A1001AARD | Active
002402821 | CABLE,POWER,ELECTRICAL | 0.6/1kV, 1C, 185mm2 Cu, XLPE Insulated X90/PVC Sheath Black (37/2.52) (MOQ 100m) | OLEX | OLEX AUSTRALIA PTY LTD | BDBP25AA001CXNA | Active
002407000 | CABLE,POWER,ELECTRICAL | U/Ground, 6.35/11kV, 3C, 240mm2 Cu, XLPE Insulated/HD Screen/Insect Protected/PVC Sacrificial Sheath Black, FNTS Q1922 (MOQ 350m) | MIDLAND | MIDLAND METALS OVERSEAS PTE LTD | 11KV 3CX240 CU | Active
002425874 | CABLE,POWER,ELECTRICAL | 0.6/1kV, 1C x 70mm2 (19/2.14) Cu/PVC (V-90) Insulated, Green/Yellow, Metre Marked, 100m Wood Drum, JTS 03-01-08 | OLEX | OLEX AUSTRALIA PTY LTD | BAAC20SB001AAHN | Active
002425874 | CABLE,POWER,ELECTRICAL | 0.6/1kV, 1C x 70mm2 (19/2.14) Cu/PVC (V-90) Insulated, Green/Yellow, Metre Marked, 100m Wood Drum, JTS 03-01-08 | MIDLAND | MIDLAND METALS OVERSEAS PTE LTD | MMO-1X70 CU PVC G/Y | Active
002426062 | CABLE,POWER,ELECTRICAL | Aerial, 0.6/1kV, 2 x 95mm2 Al ABC, HDPE Insulated (LVABC), 500m Steel Drum, JTS 03-03-02 (scm) | MIDLAND | MIDLAND METALS OVERSEAS PTE LTD | MMO-LVABC 2X95 AL HDPE | Active
002426062 | CABLE,POWER,ELECTRICAL | Aerial, 0.6/1kV, 2 x 95mm2 Al ABC, HDPE Insulated (LVABC), 500m Steel Drum, JTS 03-03-02 (scm) | OLEX | OLEX AUSTRALIA PTY LTD | 1499,260095,02,6086AAAA | Active
002447811 | CABLE,POWER,ELECTRICAL | Parallel Twin Flexible, 0.6/1kV, 2C, 6.0mm2 Cu, NBR Elasomer Insulated/PVC Sheath, Red/Blue, UV Stabilised, Flame Retardant | CMI ELEC | CMI ELECTRICAL PRODUCTS | TW06RD/BE | Active
002451367 | CABLE,POWER,ELECTRICAL | 0.6/1kV, 4C+E, 16mm2 + 6mm2 E (7/1.72) Cu, X-90 Insulated/HFS-110-TP Bedded/DBT /HFS-110-TP Sheath/Nylon/HFS-110-TP Sheath, UV Stabilised, EESS-10733-01, | OLEX | OLEX AUSTRALIA PTY LTD | PDYP15SB004OMEM | Active
002451409 | CABLE,POWER,ELECTRICAL | 0.6/1kV, 4C+E, 240mm2 + 95mm2 E (37/2.88) Cu, X-90 Insulated/HFS-110-TP Bedded/DBT/HFS-110-TP Sheath/Nylon/ HFS-110-TP Sheath, UV Stabilised, | OLEX | OLEX AUSTRALIA PTY LTD | PDYP26SB004OMEM | Active
002451441 | CABLE,POWER,ELECTRICAL | Flexible, 0.6/1kV, 1C, 50mm2 Cu, X-HF-110 Insulated/HFS-110-TP Sheath (9.4/696) | OLEX | OLEX AUSTRALIA PTY LTD | BZHX05AA001CXNA | Active
002453363 | CABLE,POWER,ELECTRICAL | Aerial, CCT, AAAC/1120, 6.35/11kV, 1 x 120mm2 XLPE (X-90UV) Insulated c/w Waterblock Compound, Grey, 600m Composite Drum, JTS 03-03-03 (scm) | MIDLAND | MIDLAND METALS OVERSEAS PTE LTD | MMO-11KV CCT 1X120 AL/1120 | Active
002453363 | CABLE,POWER,ELECTRICAL | Aerial, CCT, AAAC/1120, 6.35/11kV, 1 x 120mm2 XLPE (X-90UV) Insulated c/w Waterblock Compound, Grey, 600m Composite Drum, JTS 03-03-03 (scm) | OLEX | OLEX AUSTRALIA PTY LTD | UJAJ90AA001 | Active
002473874 | HARNESS,SAFETY,INDUSTRIAL | Style F, Size Small, Full Body, Fall Arrest, Stretch Webbing, for Steel Towers, Ladders & Platforms | HGHTDYNM | HEIGHT DYNAMICS | M1020224 | Active
002474328 | TERMINAL,LUG | AS5, Al, 4 Hole, 50mm Centre, 90 Deg Face Bent Offset, Oxygen 19/4.75 AAAC | PLP | PREFORMED LINE PRODUCTS (AUST) | CTAW-238-FD516-9000 | Active
002474336 | TERMINAL,LUG | AS5, Al, 4 Hole, 50mm Centre, 30 Deg Bend Angle, Twin 115mm Spacing, Oxygen 19/4.75 AAAC | PLP | PREFORMED LINE PRODUCTS (AUST) | CTAT-238-115-AS5-30 | Active
002476307 | BATTERY,NONRECHARGEABLE | Battery Set for Smart Navigator, c/w 4 x batteries and 2 x JST plugs | HRSTMNN | HORSTMANN GMBH (MANUFACTURER) | 49-6002-021 | Active
002476687 | BACKPLANE-CARD HOLDER ASSY | Omron CS1 Series, PLC, CPU Base Unit, 5 Slot, 330 x 132mm, 0.11A, 5V DC, for CS/C200H Series Units | OMRON | OMRON ELECTRONICS PTY LTD | CS1W-BC053 | Active
002477859 | SILICA GEL | Reusable Moisture Absorber, c/w Built In Indicator That Turns From Blue to Pink, 200g | DESICCO | DESICCO P/L MOISTURE CONTROL PRODUCTS | 487782 | Active
002477859 | SILICA GEL | Reusable Moisture Absorber, c/w Built In Indicator That Turns From Blue to Pink, 200g | DESICCO | DESICCO P/L MOISTURE CONTROL PRODUCTS | SG200 | Active
002477883 | SUPPORT,BARRICADE | Magnetic Wall Receiver, to be used with Retracting Belt Barrier | AMPLITUD | AMPLITUDE PTY LTD (396777) | NMWR-HD | Active
000019344 | MOUNTING BASE,TIEDOWN,ELECTRICAL | 4-Way, Low Profile, 19mm2, ABS Plastic, Self Adhesive, White, (P100) | LEGEND | LEGEND POWER SYSTEMS | SAM19NT | Active
001766660 | ROD,ANCHOR | Screw, M24 x 2133mm, Galv, ETS 01-01-01 Dwg 01-03-03 (P10) (scm) | GREGSF | GREG SEWELL FORGINGS PTY LTD | 1766660 | Active
002453421 | COVER,INSULATING | Wildlife Cover for Palm Tee Connection Plate (scm) | TYCOELEC | TYCO ELECTRONICS | BCIC-3130 | Active
002451607 | TEMPLATE,DRAFTING | EM1200 Drilling Template, for Mounting Holes & Wiring Entry, 3mm Min Material Size, Clear Polycarbonate | NTHPLAST | NORTHERN PLASTIC SUPPLIES & FABRICATION | EM1200-TEM | Active
002451599 | TEMPLATE,DRAFTING | EM1000 Drilling Template, for Mounting Holes & Wiring Entry, 3mm Min Material Size, Clear Polycarbonate | NTHPLAST | NORTHERN PLASTIC SUPPLIES & FABRICATION | EM1000-TEM | Active
002453371 | CABLE,POWER,ELECTRICAL | Aerial, AAAC/1120, 22kV, 1 x 120mm2 XLPE Insulated c/w Waterblock Compound (scm) | OLEX | OLEX AUSTRALIA PTY LTD | ULAJ90A6001AAGX | Active
002453371 | CABLE,POWER,ELECTRICAL | Aerial, AAAC/1120, 22kV, 1 x 120mm2 XLPE Insulated c/w Waterblock Compound (scm) | MIDLAND | MIDLAND METALS OVERSEAS PTE LTD | MMO-CCT-AAAC-22-120 | Active
C2410371 | CABLE,POWER,ELECTRICAL | C2L, U/G, 0.6/1kV, 4C, 50mm2 Cu, XLPE Insulated/PVC Sheath/Nylon Jacket/ Sacrifical PVC Sheath, ETS 04-01-04(scm) | OLEX | OLEX AUSTRALIA PTY LTD | LDZC19SB004CXEM | Active
C2429934 | CABLE,POWER,ELECTRICAL | C2L, U/G, 12.7/22kV, Triplex, 1Cx185mm2 Al/TR-XLPE Insulated/(48/1.35) CWS/ Semiconduct WBT/Polylaminate Al, Wood Drum, ETS 04-01-12 (scm) | MIDLAND | MIDLAND METALS OVERSEAS PTE LTD | MMO22KV3X1X185ATRXWCWSWLATM | Active
C2429934 | CABLE,POWER,ELECTRICAL | C2L, U/G, 12.7/22kV, Triplex, 1Cx185mm2 Al/TR-XLPE Insulated/(48/1.35) CWS/ Semiconduct WBT/Polylaminate Al, Wood Drum, ETS 04-01-12 (scm) | OLEX | OLEX AUSTRALIA PTY LTD | XLYA25SB003KTAA | Active
C2429959 | CABLE,POWER,ELECTRICAL | C2L, U/G, 6.35/11kV TR-Triplex 185mm2 Al TR-XLPE Insulated/48/1.35mm Cu Wire Screen/HDPE Sheath/PVC Waterblock Tape, ETS 04-01-05 (scm) | OLEX | OLEX AUSTRALIA PTY LTD | XJNA25TD003AAAA | Active
C2429991 | CABLE,POWER,ELECTRICAL | C2L, U/G, 12.7/22kV, Triplex, 1Cx35mm2 Al/TR-XLPE Insulated/(40/0.85) CWS/HDPE/ PVC WBT/Insect Protected/Nylon Jacket, Wood Drum, ETS 04-01-12 (scm) | MIDLAND | MIDLAND METALS OVERSEAS PTE LTD | MMO22KV3X1X35ATRXWCWSWLATPNJM | Active
C2429991 | CABLE,POWER,ELECTRICAL | C2L, U/G, 12.7/22kV, Triplex, 1Cx35mm2 Al/TR-XLPE Insulated/(40/0.85) CWS/HDPE/ PVC WBT/Insect Protected/Nylon Jacket, Wood Drum, ETS 04-01-12 (scm) | OLEX | OLEX AUSTRALIA PTY LTD | XLNA18THT03KTAA | Active
C2433829 | CABLE,POWER,ELECTRICAL | C2L, U/G, 6.35/11kV, Triplex, 1Cx400mm2 Al/TR-XLPE Insulated/WBT/CWS 13.1kA 1Sec /PVC/MDPE/Nylon Jacket/Insect Protected, Wood Drum, ETS 04-01-11 (scm) | MIDLAND | MIDLAND METALS OVERSEAS PTE LTD | MMO11KV3X1X400ATRXWCWSWPNJM | Active
C2433829 | CABLE,POWER,ELECTRICAL | C2L, U/G, 6.35/11kV, Triplex, 1Cx400mm2 Al/TR-XLPE Insulated/WBT/CWS 13.1kA 1Sec /PVC/MDPE/Nylon Jacket/Insect Protected, Wood Drum, ETS 04-01-11 (scm) | OLEX | OLEX AUSTRALIA PTY LTD | XJZA28THWT3LWAA | Active
002417707 | REMOVER,PIN | used to remove Lynch Pins retaining the head of the Auger Pins on Staffa & GP Truck Auger Motors | CORRINV | CORRADINI INVESTMENTS PTY LTD | 13670 | Active
002417996 | PUNCH,DRIFT | Rock Tip, Earth Auger | NDE | NATIONAL DRILLING EQUIPMENT | D1310 | Active
002425510 | CRADLE,STOWAGE | Plastic, suit Heritage Red, for used Transformer Oil Drum | GOUGHPLS | GOUGH PLASTICS | PARBKT0105 | Active
002427631 | CLEANING COMPOUND | Polywater, Rubber Goods Cleaner, Liquid, 1 Litre Bottle with Sprayer | ADAPTAUS | ADAPT AUSTRALIA PTY LTD | RBG-35LR | Active
002433555 | STAND KIT | Cable Drum, use with 1.5T Redmond Gary Drum Stands to Connect Together, ETS RSE11 | REDMOND | REDMOND GARY AUSTRALIA PTY LTD | 0701-994-0003 | Active
002475358 | CABLE,POWER,ELECTRICAL | 0.6/1kV, 2C x 6mm2, Cu, X-HF-90 Red & Black Insulation/HFS-90-TP Bedding/DBT/ HFS-90-TP Sheath, Black, AS5000.1, 100m Drum, JTS 03-01-08 | MIDLAND | MIDLAND METALS OVERSEAS PTE LTD | MMO-2X6 CU XHF HFS DBT HFS | Active
002475432 | CABLE,POWER,ELECTRICAL | 0.6/1kV, 2C x 50mm2 (714/0.30), Cu, X-HF-90 Red & Black Insulation/HFS-90-TP Sheath, Black, AS5000.1, 100m Drum, JTS 03-01-08 | MIDLAND | MIDLAND METALS OVERSEAS PTE LTD | MMO-2X50 CU XHF HFS | Active
XSOM09664 | COUPLING,ELECTRICAL CONDUIT | 50 H/D Orge Soc-Soc Coupler/Joiner Ea 50 | TRI UGRD | TRI UNDERGROUND AUSTRALIA PTY LTD | HDE50COUPFF | Active
000019827 | GUARD | Critter Pole Guard, HDPE, Round Plate & 4 x Nails, 7 x Cylindrical Rollers, Wildlife Prooffing to be Installed Around Pole | ADAPTAUS | ADAPT AUSTRALIA PTY LTD | CPG-GREY | Active
000023929 | TERMINAL,LUG | Mechanical Shear Bolt, Al-Cu, 95-240mm2, 1 x M12 Palm Bolt Hole, suit Al or Cu Conductor, Pack of 3 | TECONN | TE CONNECTIVITY LTD | BLMT-95/240-13 | Active
000023929 | TERMINAL,LUG | Mechanical Shear Bolt, Al-Cu, 95-240mm2, 1 x M12 Palm Bolt Hole, suit Al or Cu Conductor, Pack of 3 | LEGEND | LEGEND POWER SYSTEMS | KSSP-12-95240 | Active
002435493 | COMPUTER,DATA TRANSFER | WAAS Network Module for 2800, 3800 ISR - 1GB RAM, 120GB HDD | CISCO | CISCO SYSTEMS INC (MANUFACTURER) | NME-WAE-502-K9= | Active
002435501 | COMPUTER,DATA TRANSFER | EtherSwitch, Service Module 16, 10/100T POE + 1 GE, IP Base | CISCO | CISCO SYSTEMS INC (MANUFACTURER) | NME-16ES-1G-P= | Active
002435550 | CARD,COMPUTER | Serial WAN Interface Card, 1 Port | CISCO | CISCO SYSTEMS INC (MANUFACTURER) | HWIC-1T= | Active
002474229 | TERMINAL,LUG | AS2, Al, 2 Hole, 50mm Centre, 90 Deg Right Edge Bent Offset, Oxygen 19/4.75 AAAC | PLP | PREFORMED LINE PRODUCTS (AUST) | CTAW-238-FD112-0090R | Active
002474237 | TERMINAL,LUG | AS2, Al, 2 Hole, 60mm Centre, Straight, Oxygen 19/4.75 AAAC | PLP | PREFORMED LINE PRODUCTS (AUST) | CTAW-238-FD216-0000 | Active
002474450 | SANITISER | Alcohol Plus hand sanitiser 15L/20L, Pandemic response item, Anti-Bacterial, For use when water isn't available. | CHEMTALL | CHEMETALL AUSTRALASIA PTY LTD | ALCOHOL PLUS HAND SANITISER | Active
002474989 | HARDWARE KIT | for 2.4m (8ft) Planar Enhanced Radome, HP, HPX, HSX & UHX CommScope Microwave Antenna Dish | COMMSINC | COMMSCOPE INC | 117781-8TA | Active
002474997 | HARDWARE KIT | for 3.0m (10ft) Planar Enhanced Radome, HP, HPX, HSX & UHX CommScope Microwave Antenna Dish | COMMSINC | COMMSCOPE INC | 117781-10TA | Active
002475010 | POUCH,PHONE | Waterproof Pouch, Triple Seal, Protects Devices from Water, Sand & Dirt | KORJO | KORJO PTY LTD | WPP653 | Active
002475028 | TRANSCEIVER,RADIO | Uniden UH45 Series Handheld Radio, 3km+ Range, 80 UHF Channels, for use with RF Monitor | UNIDEN | UNIDEN AUSTRALIA PTY LIMITED | UH45 | Active
002474849 | CRADLE | Modem Cradle for Short Terminal Cover, used with Plug In Base MK7C Meter | EDMI | EDMI PTY LTD | PLAS19794A | Active
002444362 | GREASE,GENERAL PURPOSE | Anti-Galling, 65g Tube, use on S/Steel Bolts to Reduce Binding (toothpaste style tube) (scm) | MOLYTEC | MOLYTEC AUSTRALIA | M819 | Active
002475218 | MODULE PLC | Omron CS1 Series, Ethernet Unit, 10/100Base-T, RJ45 | OMRON | OMRON ELECTRONICS PTY LTD | CS1W-ETN21 | Active
002477842 | LINK,CHAIN,CONNECTING | Quick Link Maillon, Oval, 8mm, Steel, 35 kN | HGHTDYNM | HEIGHT DYNAMICS | QUICK LINK 8MM | Active
000023405 | EARTH ROD DRIVER | Temporary Earth Rod Driver, Steel Const, Coated Rubber handles 16mm Dia SS Rod, 1600mm length | TEN | THE ENERGY NETWORK (AUST) PTY LTD | TENW001 | Active
002403197 | BRACKET,INSULATOR | Extension, Galv Steel, for Angle Suspension Construction, EE Dwg 1014996-01 (scm) | HARRIS | HARRISTOWN WELDING WORKS | 2403197 | Active
002404843 | BRACKET,INSULATOR | Pole Mount, suit Line Post Insulator, Morlynn 22kV Postie | TYCOELEC | TYCO ELECTRONICS | CCB05 | Active
002478030 | HANDLE | Replacement Downrod Handle, suit PLP ABS | PLP | PREFORMED LINE PRODUCTS (AUST) | A-A7294.01 | Active
002478105 | LABEL | PTDS-15-390, 15 x 4mm, Durasleeve Marker | BRADY | BRADY AUSTRALIA | 18684 | Active
002478121 | BLADE,RECIPROCATING SAW | Jigsaw, 77mm, High Carbon Steel, 16TPI, Suitable for Wood & PVC Applications, (P5) | MAKITA | MAKITA INDUSTRIAL POWER TOOLS | A-80400 | Active
002478121 | BLADE,RECIPROCATING SAW | Jigsaw, 77mm, High Carbon Steel, 16TPI, Suitable for Wood & PVC Applications, (P5) | C&LTOOL | C&L TOOL CENTRE | MAKAT101AO/B-29 | Active
002478139 | BIT,AUGER | Wood, 8mm Dia, 170mm OAL, Alloy Steel, 1/4" Hex Quick Connect | C&LTOOL | C&L TOOL CENTRE | SUTD5100800 | Active
002478147 | BIT,AUGER | Wood, 10mm Dia, 190mm OAL, Alloy Steel, 1/4" Hex Quick Connect | C&LTOOL | C&L TOOL CENTRE | SUTD5101000 | Active
002478154 | BIT,AUGER | Wood, 12mm Dia, 190mm OAL, Alloy Steel, 1/4" Hex Quick Connect | C&LTOOL | C&L TOOL CENTRE | SUTD5101200 | Active
000000296 | CAPACITOR ASSEMBLY | Type CHD810B, 14.7uF, 567kVAr, 11260V, 50Hz, 1 Ph, Capacitor Can, Insualtion Level 38/95, Fluid Type M/DBT, AS2897, YOM 2005 | ABBAUST | ABB AUSTRALIA PTY LTD | CHD810B | Phasing
002478188 | HOLDER,SCREWDRIVER BIT,POWER TOOL | Locking, 75mm, 1/4" Hex Quick Connect | MILWAUKE | MILWAUKEE POWER TOOLS | 48324531 | Active
002478188 | HOLDER,SCREWDRIVER BIT,POWER TOOL | Locking, 75mm, 1/4" Hex Quick Connect | C&LTOOL | C&L TOOL CENTRE | MILWA48324531 | Active
002455905 | GREASE,GENERAL PURPOSE | Super Lube, Synthetic Multi-Purpose Grease, Semi-solid, Translucent, Tube | SYNCO | SYNCO CHEMICAL CORPORATION | SUP21030 | Active
000019089 | STRAND,WIRE | Stay Wire, 19/2.00mm SC/GZ, Galv Steel, 20m Coil, UTS 1310MPa, JTS 03-03-01 (scm) | MIDLAND | MIDLAND METALS OVERSEAS PTE LTD | MMO-SC/GZ 19/2.00 (20M) | Active
002427706 | CLEANING KIT | EWP Boom Wash Assembly Kit c/w Tee Off, Nozzle & 12mm Garden Hose, 18m Lg | AMPLITUD | AMPLITUDE PTY LTD (396777) | BWK-20 | Active
002474971 | HARDWARE KIT | for 1.8m (6ft) Planar Enhanced Radome, HP, HPX, HSX & UHX CommScope Microwave Antenna Dish | COMMSINC | COMMSCOPE INC | 117781-6TA | Active
000104425 | WRENCH,RATCHET | Single Ended, Reversible, Dual Size, 18mm & 24mm A/F Hex Sockets, Cushioned Grip Handle | WARBTOOL | WARBY TOOLS | SRRNG1824R | Active
002405076 | INSULATION SLEEVING,ELECTRICAL | Heat Shrink Tubing, 12.7/6.4mm, STB-13, Black, Thin Wall | TECONN | TE CONNECTIVITY LTD | HS-BK-12/6 | Active
002405076 | INSULATION SLEEVING,ELECTRICAL | Heat Shrink Tubing, 12.7/6.4mm, STB-13, Black, Thin Wall | LEGEND | LEGEND POWER SYSTEMS | XLP13BK | Active
002405076 | INSULATION SLEEVING,ELECTRICAL | Heat Shrink Tubing, 12.7/6.4mm, STB-13, Black, Thin Wall | GILBERT | GILBERT LODGE AUSTRALIA PTY LTD | RAYHS13BK-R100 | Active
002435725 | CUTTING COMPOUND,PASTE | Metal, 500ml | CRC | CRC INDUSTRIES AUSTRALIA PTY LTD | 3060 | Active
002435725 | CUTTING COMPOUND,PASTE | Metal, 500ml | BLKWOODJ | J BLACKWOOD & SONS LIMITED | 03970409 | Active
002473825 | FRAME | HAZIBAG 1 Cube Frame, Steel, 1.5m Lg, 1.5m W, 800mm H, Adjustable Fold Way, suit 1 Cube HAZIBAG, Weight Capacity 500kg | ALLENS | ALLENS INDUSTRIAL PRODUCTS | HAZIBAGFRAME | Active
000157657 | LINK,COMPRESSION | Al, 120mm2 (37/2.03) | LEGENDCS | LEGEND CORPORATE SERVICES (MANUFACTURE) | ALK120 | Active
000157657 | LINK,COMPRESSION | Al, 120mm2 (37/2.03) | IDEALELE | IDEAL ELECTRICAL SUPPLIERS | H15208 | Active
000157657 | LINK,COMPRESSION | Al, 120mm2 (37/2.03) | CABLEACC | CABLE ACCESSORIES (AUST) | ALK120 | Active
000620109 | FUSE LINK,EXPULSION | 30A, Class K, TS 06-03-01 (scm) | ABBAUST | ABB AUSTRALIA PTY LTD | 7501647 | Active
000620109 | FUSE LINK,EXPULSION | 30A, Class K, TS 06-03-01 (scm) | NGKSTANG | NGK STANGER PTY LTD | ZXC705-31BK37 | Active
002480846 | PLUG | Isolating Plug, Red, suit PT6-T Terminal Block | PHOENIX | PHOENIX CONTACT PTY LTD | 1322573 | Active
002480937 | BEND,ELECTRICAL CONDUIT | 125mm, 15 Deg, 600mm Rad, LD, Double Ended Socket | TRI UGRD | TRI UNDERGROUND AUSTRALIA PTY LTD | LDE12515600FFS | Active
000003761 | SENSOR,AMBIENT TEMPERATURE | AD592, Assembled on 20m Lead, suit RTP all Battery Charger Voltages, Tech Spec EESS-10735-01-0B | LEGEND | LEGEND POWER SYSTEMS | RPS-RT20M00TEMP-RTP | Active
002475366 | CABLE,POWER,ELECTRICAL | Control, 0.6/1kV, 6C x 1.5mm2, Cu, X-HF-90 White Insulation/HFS-90-TP Sheath, Black, AS5000.1, 500m Drum, JTS 04-05-02 | MIDLAND | MIDLAND METALS OVERSEAS PTE LTD | MMO-6X1.5 CU XHF HFS | Active
002475374 | CABLE,POWER,ELECTRICAL | Control, 0.6/1kV, 10C x 1.5mm2, Cu, X-HF-90 White Insulation/HFS-90-TP Sheath, Black, AS5000.1, 500m Drum, JTS 04-05-02 | MIDLAND | MIDLAND METALS OVERSEAS PTE LTD | MMO-10X1.5 CU XHF HFS | Active
002475382 | CABLE,POWER,ELECTRICAL | Control, 0.6/1kV, 4C x 2.5mm2, Cu, X-HF-90 White Insulation/HFS-90-TP Sheath, Black, AS5000.1, 500m Drum, JTS 04-05-02 | MIDLAND | MIDLAND METALS OVERSEAS PTE LTD | MMO-4X2.5 CU XHF HFS | Active
002475390 | CABLE,POWER,ELECTRICAL | Control, 0.6/1kV, 10C x 2.5mm2, Cu, X-HF-90 White Insulation/HFS-90-TP Sheath, Black, AS5000.1, 500m Drum, JTS 04-05-02 | MIDLAND | MIDLAND METALS OVERSEAS PTE LTD | MMO-10X2.5 CU XHF HFS | Active
002475408 | CABLE,POWER,ELECTRICAL | Control, 0.6/1kV, 4C x 4mm2, Cu, X-HF-90 White Insulation/HFS-90-TP Sheath, Black, AS5000.1, 500m Drum, JTS 04-05-02 | MIDLAND | MIDLAND METALS OVERSEAS PTE LTD | MMO-4X4 CU XHF HFS | Active
002475416 | CABLE,POWER,ELECTRICAL | 0.6/1kV, 1C x 70mm2 (980/0.30), Cu, X-HF-90 Red Insulation/HFS-90-TP Sheath, Black, 100m Drum, JTS 03-01-08 | MIDLAND | MIDLAND METALS OVERSEAS PTE LTD | MMO-1X70 CU XHF HFS RD/BLK | Active
002475424 | CABLE,POWER,ELECTRICAL | 0.6/1kV, 1C x 70mm2 (980/0.30), Cu, X-HF-90 Black Insulation/HFS-90-TP Sheath, Black, AS5000.1, 100m Drum, JTS 03-01-08 | MIDLAND | MIDLAND METALS OVERSEAS PTE LTD | MMO-1X70 CU XHF HFS BLK/BLK | Active
002475440 | CABLE,POWER,ELECTRICAL | 0.6/1kV, 1C x 35mm2 (490/0.30), Cu, X-HF-90 Red Insulation/HFS-90-TP Sheath, Black, AS5000.1, 100m Drum, JTS 03-01-08 | MIDLAND | MIDLAND METALS OVERSEAS PTE LTD | MMO-1X35 CU XHF HFS RD/BLK | Active
002475457 | CABLE,POWER,ELECTRICAL | 0.6/1kV, 1C x 35mm2 (490/0.30), Cu, X-HF-90 Black Insulation/HFS-90-TP Sheath, Black, AS5000.1, 100m Drum, JTS 03-01-08 | MIDLAND | MIDLAND METALS OVERSEAS PTE LTD | MMO-1X35 CU XHF HFS BLK/BLK | Active
002475473 | CABLE,POWER,ELECTRICAL | 0.6/1kV, 2C x 6mm2, Cu, X-HF-90 Red & Black Insulation/HFS-90-TP Sheath, Black, AS5000.1, 100m Drum, JTS 03-01-08 | MIDLAND | MIDLAND METALS OVERSEAS PTE LTD | MMO-2X6 CU XHF HFS | Active
XSOMX1006 | TRANSFORMER | 22kV/433V, 1000kVA KPX MV/LV Kiosk Sub as per Tech datasheet, SR-1937741-Scope | SCHNEIDR | SCHNEIDER PTY LTD (MANUFACTURER) | OP-170216 5862054 | Active
002475341 | CABLE,POWER,ELECTRICAL | 0.6/1kV, 1C x 35mm2 (490/0.30), Cu, X-HF-90 Black Insulation/HFS-90-TP Bedding/DBT/HFS-90-TP Sheath, Black, AS5000.1, 100m Drum, JTS 03-01-08 | MIDLAND | MIDLAND METALS OVERSEAS PTE LTD | MMO-1X35CUXHFHFSDBTHFSBLK/BLK | Active
002465102 | INSULATION SLEEVING,ELECTRICAL | Heat Shrink Tubing, 3/1.5mm, 1.2m Lg, White, Thin Wall, Flame Retardant, UV Stabilised | T&BLTD | THOMAS & BETTS LTD (ABB GROUP) | T&BHSTW3W1.2 | Active
002465102 | INSULATION SLEEVING,ELECTRICAL | Heat Shrink Tubing, 3/1.5mm, 1.2m Lg, White, Thin Wall, Flame Retardant, UV Stabilised | HAYMANS | HAYMANS ELECTRICAL | CAB XLP3WH/4FT | Active
002465102 | INSULATION SLEEVING,ELECTRICAL | Heat Shrink Tubing, 3/1.5mm, 1.2m Lg, White, Thin Wall, Flame Retardant, UV Stabilised | CABAC | CABAC (MANUFACTURER) | XLP3WH/4FT | Active
002465235 | INSULATION SLEEVING,ELECTRICAL | Heat Shrink Tubing, 7/3.5mm, 1.2m Lg, Yellow/Green, Thin Wall, Flame Retardant UV Stabilised | T&BLTD | THOMAS & BETTS LTD (ABB GROUP) | T&BHSTW7YG1.2 | Active
002465235 | INSULATION SLEEVING,ELECTRICAL | Heat Shrink Tubing, 7/3.5mm, 1.2m Lg, Yellow/Green, Thin Wall, Flame Retardant UV Stabilised | HAYMANS | HAYMANS ELECTRICAL | CAB XLP7YG/4FT | Active
002465235 | INSULATION SLEEVING,ELECTRICAL | Heat Shrink Tubing, 7/3.5mm, 1.2m Lg, Yellow/Green, Thin Wall, Flame Retardant UV Stabilised | CABAC | CABAC (MANUFACTURER) | XLP7YG/4FT | Active
002465284 | INSULATION SLEEVING,ELECTRICAL | Heat Shrink Tubing, 25/12.5mm, 1.2m Lg, Red, Thin Wall, Flame Retardant, UV Stabilised | T&BLTD | THOMAS & BETTS LTD (ABB GROUP) | T&BHSTW25R1.2 | Active
002465284 | INSULATION SLEEVING,ELECTRICAL | Heat Shrink Tubing, 25/12.5mm, 1.2m Lg, Red, Thin Wall, Flame Retardant, UV Stabilised | HAYMANS | HAYMANS ELECTRICAL | CAB XLP25RD/4FT | Active
002465284 | INSULATION SLEEVING,ELECTRICAL | Heat Shrink Tubing, 25/12.5mm, 1.2m Lg, Red, Thin Wall, Flame Retardant, UV Stabilised | CABAC | CABAC (MANUFACTURER) | XLP25RD/4FT | Active
002465292 | INSULATION SLEEVING,ELECTRICAL | Heat Shrink Tubing, 25/12.5mm, 1.2m Lg, White, Thin Wall, Flame Retardant, UV Stabilised | T&BLTD | THOMAS & BETTS LTD (ABB GROUP) | T&BHSTW25W1.2 | Active
002465292 | INSULATION SLEEVING,ELECTRICAL | Heat Shrink Tubing, 25/12.5mm, 1.2m Lg, White, Thin Wall, Flame Retardant, UV Stabilised | HAYMANS | HAYMANS ELECTRICAL | CAB XLP25WH/4FT | Active
002465292 | INSULATION SLEEVING,ELECTRICAL | Heat Shrink Tubing, 25/12.5mm, 1.2m Lg, White, Thin Wall, Flame Retardant, UV Stabilised | CABAC | CABAC (MANUFACTURER) | XLP25WH/4FT | Active
002465318 | INSULATION SLEEVING,ELECTRICAL | Heat Shrink Tubing, 25/12.5mm, 1.2m Lg, Black, Thin Wall, Flame Retardant, UV Stabilised | T&BLTD | THOMAS & BETTS LTD (ABB GROUP) | T&BHSTW25BK1.2 | Active
002465318 | INSULATION SLEEVING,ELECTRICAL | Heat Shrink Tubing, 25/12.5mm, 1.2m Lg, Black, Thin Wall, Flame Retardant, UV Stabilised | HAYMANS | HAYMANS ELECTRICAL | CAB XLP25BK/4FT | Active
002465318 | INSULATION SLEEVING,ELECTRICAL | Heat Shrink Tubing, 25/12.5mm, 1.2m Lg, Black, Thin Wall, Flame Retardant, UV Stabilised | CABAC | CABAC (MANUFACTURER) | XLP25BK/4FT | Active
002465342 | INSULATION SLEEVING,ELECTRICAL | Heat Shrink Tubing, 38/19mm, 1.2m Lg, White, Thin Wall, Flame Retardant, UV Stabilised | T&BLTD | THOMAS & BETTS LTD (ABB GROUP) | T&BHSTW40W1.2 | Active
002465342 | INSULATION SLEEVING,ELECTRICAL | Heat Shrink Tubing, 38/19mm, 1.2m Lg, White, Thin Wall, Flame Retardant, UV Stabilised | HAYMANS | HAYMANS ELECTRICAL | CAB XLP38WH/4FT | Active
002465342 | INSULATION SLEEVING,ELECTRICAL | Heat Shrink Tubing, 38/19mm, 1.2m Lg, White, Thin Wall, Flame Retardant, UV Stabilised | CABAC | CABAC (MANUFACTURER) | XLP38WH/4FT | Active
000019826 | GUARD | Critter Line Guard, HDPE, 5 x Cylindrical Rollers, 2 x Wheels & 2 x Clamps, Wildlife Prooffing to be Installed on Conductors, Pack of 4 | ADAPTAUS | ADAPT AUSTRALIA PTY LTD | CLG-GREY | Active
002474245 | TERMINAL,LUG | AS5, Al, 4 Hole, 50mm Centre, 0 Deg Bend Angle, Twin 115mm Spacing, Oxygen 19/4.75 AAAC | PLP | PREFORMED LINE PRODUCTS (AUST) | CTAT-238-115-AS5-0 | Active
002474252 | TERMINAL,LUG | AS5, Al, 4 Hole, 50mm Centre, 90 Deg Bend Angle, Twin 115mm Spacing, Oxygen 19/4.75 AAAC | PLP | PREFORMED LINE PRODUCTS (AUST) | CTAT-238-115-AS5-90 | Active
002474260 | SPACER,STRAIGHT | Substation Parallel Spacer Double, Conductor 26.3mm, 125mm Centre Spacing | PLP | PREFORMED LINE PRODUCTS (AUST) | SPSD-241-300-125 | Active
002474351 | CLAMP,ELECTRICAL | Tee, Bolted Connector, Al, Conductor to Conductor, Range Run 21-26.5mm & Tap 21-26.5mm, 127 x 165 x 89mm | PLP | PREFORMED LINE PRODUCTS (AUST) | D-ATC12 | Active
002475002 | MONITOR,RF | WaveMon RF60 ICNIRP, EMF Personal Monitor, Measures E-field up to 60GHz c/w Soft Carry Case, Waterproof Pouch & Uniden UH45 UHF Handheld Radio | WAVECOM | WAVECOM INSTRUMENTS PTY LTD | WAVECOM RF60 KIT | Active
002475002 | MONITOR,RF | WaveMon RF60 ICNIRP, EMF Personal Monitor, Measures E-field up to 60GHz c/w Soft Carry Case, Waterproof Pouch & Uniden UH45 UHF Handheld Radio | SSS | SAFETY SUPPLY SOLUTIONS PTY LTD | RF-60 5G | Active
002475192 | MODULE PLC | Omron CS1 Series, Relay Output Unit, 16 Outputs, 250V AC or 120V DC, 2A | OMRON | OMRON ELECTRONICS PTY LTD | CS1W-OC211 | Active
002476778 | SEPARATOR,OIL | Oil Mist Separator, Crankcase Ventilation | EMBGEN | EMBEDDED GENERATION SYSTEM | DEFENDER 500 | Active
000019475 | GREASE,GENERAL PURPOSE | High Performance Multipurpose APX-T, Blue Grease, Lithium Base, 450g Tube | CALTEX | CALTEX AUSTRALIA PETROLEUM PTY LTD | 1090 LIPLEX EP2 450G | Active
002477297 | GLOVES,PROTECTIVE | G-Flex Dynamax C5 AirTouch Fingerless Gloves, Size 8, Polyurethane Cut Resistant Gloves, Fingerless Thumb, Fore & Index. Restricted Issue refer | ELLIOTT | ELLIOTTS AUSTRALIA PTY LTD | ELG345B8 | Active
000022967 | RIBBON,FLAGGING,SURVEYORS | Tape, Fluro Pink, Biodegradable, 75m x 25mm | RMSRVR | RMS (RIVERSLEIGH MANAGEMENT SERVICES) | 22967 | Active
002470144 | COCK,DRAIN | 1/4" BSP BR | HYDRLINK | HYDRAULINK HOSE & FITTINGS | DRAIN COCK 1/4"B | Active
002402432 | COCK,DRAIN | Black Plastic Tap, for use on Bulk Water Containers & Bulk Disinfectant Spray & Wipe 15L Bottles | BLKWOODJ | J BLACKWOOD & SONS LIMITED | 03683505 | Active
002402432 | COCK,DRAIN | Black Plastic Tap, for use on Bulk Water Containers & Bulk Disinfectant Spray & Wipe 15L Bottles | KEYLINE | KEY-LINE DISTRIBUTORS PTY LTD | TAP20MMBLK | Active
000003366 | INDICATOR,DIGITAL DISPLAY | Integra 1630 Meter, 100-240V L-L 3Ph, 57.7-139V L-N 3Ph Input, 5A CT Operated 3Ph, 45-66Hz Aux, 100-250V AC/DC Output, 1 Modbus, DIN 96mm Panel Mount, Low | CROMPTON | CROMPTON INSTRUMENTS (AUST) P/L | INT-1630-L-5-M-010 | Active
000000293 | CAPACITOR ASSEMBLY | Type ELNA950M, 4.17uF, 231.28kVAr, 13400V, 12.7kV, 10% Duty 50Hz, 1Ph, Capacitor Can, Fluid Type F810, MP Connected to Tank, IEC 60871, YOM 2006 | ABBAUST | ABB AUSTRALIA PTY LTD | ELNA950M | Phasing
000000294 | CAPACITOR ASSEMBLY | Type CHD950B, 31.9uF, 632kVAr, 8040V, 50Hz, 1 Ph, Capacitor Can, Insualtion Level 28/95, Fluid Type F810, Internal Fuse Fitted, AS2897, YOM 2005 | ABBAUST | ABB AUSTRALIA PTY LTD | CHD950B | Phasing
002462463 | CAPACITOR,FIXED | Tap Changer Capacitor, QD3, 15µF, 440V, for CL7 Controller | EATONELE | EATON ELECTRIC SYSTEMS PTY LTD | A84363410 | Active
002462471 | CAPACITOR,FIXED | Tap Changer Capacitor, QD5 & QD8, 50µF, 440V, for CL7 Controller | EATONELE | EATON ELECTRIC SYSTEMS PTY LTD | A8436347 | Active
002478469 | SIGN,ELECTRIC | LP Emergency Exit, Weatherproof, 5.1W, 24m Viewing Distance, 380 x 130 x 190mm, Wall Mount Single Sided, One Box Solution, IP66/67 | CLVRTRON | CLEVERTRONICS P/L (MANUFACTURER) | CWELED-WM | Active
002478469 | SIGN,ELECTRIC | LP Emergency Exit, Weatherproof, 5.1W, 24m Viewing Distance, 380 x 130 x 190mm, Wall Mount Single Sided, One Box Solution, IP66/67 | HAYMANS | HAYMANS ELECTRICAL | CLECWELED-WM | Active
000004496 | DUMMY FUSE LINK | Ferrule Type, 45A Fitting, 28mm Nom Lg, 13mm Nom Dia, Wood | FARNELLM | M R FARNELL CABINET MAKING | DUMMY FUSE | Active
001758602 | SCREW,COACH | M24 x 150mm, Galv, Aust Std (P25) (scm) | GREGSF | GREG SEWELL FORGINGS PTY LTD | 1758602 | Active
002454122 | TAPE,INSULATION,ELECTRICAL | Nitto, Self-Amalgamating, 20mm x 10m | MMELEC | MM ELECTRICAL MERCHANDISING | NIT15 | Active
002454122 | TAPE,INSULATION,ELECTRICAL | Nitto, Self-Amalgamating, 20mm x 10m | NITTO | NITTO PTY LTD | NITTO # 15 | Active
000030025 | CONNECTOR ASSEMBLY,ELECTRICAL | Bus to 4-Hole Palm Expansion c/w Earth Stirrup, suit 50mm Busbar | ADAPTAUS | ADAPT AUSTRALIA PTY LTD | PLKM8992D050E2 | Active
002474377 | CONNECTOR ASSEMBLY,ELECTRICAL | Bus Tee, Al, 15 Deg, 100mm Main Run Pipe to 80mm Pipe Tap | ADAPTAUS | ADAPT AUSTRALIA PTY LTD | PLKM1500D080100E2 | Active
002474385 | CONNECTOR ASSEMBLY,ELECTRICAL | Expansion Bus Support, AI, 100mm Pipe to 3" & 5" Bolt Circles | ADAPTAUS | ADAPT AUSTRALIA PTY LTD | PLKM2700D100E12 | Active
002474393 | CONNECTOR ASSEMBLY,ELECTRICAL | Long Splice, Al, 100mm Pipe | ADAPTAUS | ADAPT AUSTRALIA PTY LTD | PLKM1001D100 | Active
002474401 | CONNECTOR ASSEMBLY,ELECTRICAL | Bus Compression Splice, Double Longitudinal Pad Tee, 100mm Busbar c/w Dual 4 Hole Palm Pads | ADAPTAUS | ADAPT AUSTRALIA PTY LTD | PLKM1120D100E1P5 | Active
002479830 | FIXTURE,LIGHTING | 225W RoadFlair BRP394 (L220A) 3K c/w Upcast Adaptor, Major Road, EQTS 05-01-02 (scm) | PHILIPS | PHILIPS AUSTRALIA PTY LTD | 824110136241 | Active
002480010 | TEST STRIPS | Hydrocarbon Screening, for Waste Water Testing | SIMTECH | SIMTECH PTY LTD | TS100 HYDROCARBON TEST STRIPS | Active
002474369 | CONNECTOR ASSEMBLY,ELECTRICAL | Bus A-Frame, Al, 30 Deg, 100mm Main Run Pipe to 2 x 80mm Pipe Taps | ADAPTAUS | ADAPT AUSTRALIA PTY LTD | PLKM1600D0810 | Active
002474294 | TERMINAL,LUG | AS5, Al, 4 Hole, 50mm Centre, 30 Deg Left Edge Bent Offset, Oxygen 19/4.75 AAAC | PLP | PREFORMED LINE PRODUCTS (AUST) | CTAW-238-FD516-0030L | Active
002400072 | SCREW,COACH | M10 x 60mm, Galv, Aust Std (P100) | THEBLTPL | THE BOLT PLACE | 2400072 | Active
002474609 | SANITISER | Liquid Gel; Anti-Bacterial Hand Sanitiser; 5L Bulk, B/bane Dist, For use when water is not available. | HARCOR | HARCOR SECURITY SEALS PTY LTD | HAND SANT 94 5 L | Active
002404933 | FUSE LINK,EXPULSION | 25A, Class K, 36kV, 915mm O/L Lg | ABBAUST | ABB AUSTRALIA PTY LTD | 7295828 | Active
000030400 | CONNECTOR ASSEMBLY,ELECTRICAL | Compression, Al, 100mm Tube Size c/w Earth Stirrup, suit 100mm Busbar | ADAPTAUS | ADAPT AUSTRALIA PTY LTD | PLKM1161D100 | Active
002401286 | TERMINATION,PREFORMED | FT, 7/0.118 HDC (Imp) (P30) PLP Dwg 056-021-RD | PLP | PREFORMED LINE PRODUCTS (AUST) | CFG-088 | Active
000015636 | BAG,PLASTIC | Selfseal Zip Lock, 400mm Lg, 300mm W, 40um Thk, LDPE, Transparent (P100) | SIGNET | SIGNET PTY LTD | 11111 | Active
000015636 | BAG,PLASTIC | Selfseal Zip Lock, 400mm Lg, 300mm W, 40um Thk, LDPE, Transparent (P100) | HAYMANS | HAYMANS ELECTRICAL | REESIG11111 | Active
002400604 | FUSE,CARTRIDGE | 240/415V, Ceramic Cartridge, 2A, 32 x 6mm Dia, AC use in Test Lamps | FUSECO | FUSECO POWER SOLUTIONS PTY LTD | 189020-2A | Active
002465250 | INSULATION SLEEVING,ELECTRICAL | Heat Shrink Tubing, 13/6.5mm, 1.2m Lg, White, Thin Wall, Flame Retardant, UV Stabilised | T&BLTD | THOMAS & BETTS LTD (ABB GROUP) | T&BHSTW13W1.2 | Active
002465250 | INSULATION SLEEVING,ELECTRICAL | Heat Shrink Tubing, 13/6.5mm, 1.2m Lg, White, Thin Wall, Flame Retardant, UV Stabilised | HAYMANS | HAYMANS ELECTRICAL | CAB XLP13WH/4FT | Active
002465250 | INSULATION SLEEVING,ELECTRICAL | Heat Shrink Tubing, 13/6.5mm, 1.2m Lg, White, Thin Wall, Flame Retardant, UV Stabilised | CABAC | CABAC (MANUFACTURER) | XLP13WH/4FT | Active
000019944 | DUMMY FUSE LINK | Non-Conductive, 55mm Lg, 20mm OD, LD PVC Conduit | TRI UGRD | TRI UNDERGROUND AUSTRALIA PTY LTD | C2DUMMYFUSE | Active
002402970 | SCREW,COACH | M16 x 90mm, Galv, Aust Std (P100) | GREGSF | GREG SEWELL FORGINGS PTY LTD | 2402970 | Active
002438836 | BEND,ELECTRICAL CONDUIT | 100mm, 45 Deg, 1830mm Rad, HD, Orange | MMELEC | MM ELECTRICAL MERCHANDISING | PIP100HDCON1830R45B | Active
002438844 | BEND,ELECTRICAL CONDUIT | 100mm, 22.5 Deg, 600mm Rad, HD, Orange | MMELEC | MM ELECTRICAL MERCHANDISING | PIP100HDCON600R22.5B | Active
002452480 | INSTALLATION,COMPUTER EQUIPMENT | HW Installation & Decommissioning Services as per SOA QGCPO861-12, Labour component to Install New desktop/laptop onto customer's desk | ACTLOG | ACT LOGISTICS | INSTALL DESKTOP/LAPTOP | Active
002474690 | BALL JOINT | 6mm, Black Rubber, Flexible, for Hino Fuel Rack Solenoid | EMBGEN | EMBEDDED GENERATION SYSTEM | BALL JOINT 6MM | Active
002477230 | CLAMP,ELECTRICAL | Live Line Clamp, For use with 33kV Current Limiting Fuse Only. | ACCULEC | ACCULEC PTY LTD (303899) | BHGH201L | Active
002478006 | CONTROL BOX | NOJA Control Cubicle, RC10, suits OSM310 | NOJA | NOJA POWER SWITCHGEAR PTY LTD | RC-10ES | Active
002477206 | ROLLER ASSEMBLY,TRUNNION | Bronze-Alloy & Ball-Thrust Bearing Construction, For use on Adjustable Strain Poles | ACCULEC | ACCULEC PTY LTD (303899) | E401-2068P | Active
000030044 | CONNECTOR ASSEMBLY,ELECTRICAL | Splice Component Expansion Bus Support, suit 50mm Busbar | ADAPTAUS | ADAPT AUSTRALIA PTY LTD | PLKM2703D050E2 | Active
000030046 | CONNECTOR ASSEMBLY,ELECTRICAL | Splice c/w 4 Hole Palm Transverse, suit 50mm Busbar | ADAPTAUS | ADAPT AUSTRALIA PTY LTD | PLKM1150D050P5 | Active
000030043 | CONNECTOR ASSEMBLY,ELECTRICAL | Compression Terminal & Splice, suit 50mm Busbar | ADAPTAUS | ADAPT AUSTRALIA PTY LTD | PLKM1100D050E1P5 | Active
002478493 | FIXTURE,LIGHTING | Standard, Argo Weatherproof 1200mm Batten, 240V, Quantum, Tri-colour Dual LED Strip Module, 1265 x 121 x 88mm, IP65 | CLVRTRON | CLEVERTRONICS P/L (MANUFACTURER) | ARGO-1200 | Active
002478493 | FIXTURE,LIGHTING | Standard, Argo Weatherproof 1200mm Batten, 240V, Quantum, Tri-colour Dual LED Strip Module, 1265 x 121 x 88mm, IP65 | HAYMANS | HAYMANS ELECTRICAL | CLEARGO-1200 | Active
002479715 | PLUG,PROTECTIVE,DUST & MOISTURE | Keyhole Plug, Plastic, for EJCo Pit Cover Lift Point (MOQ 20) | EJAUST | EJ AUSTRALIA PTY LTD | PLASPLUGRECT | Active
000024775 | RETAINER,FILTER,RESPIRATOR | Pre-Filter Holder, Replacement Part for Powered Air Purification Respirators | ALLENS | ALLENS INDUSTRIAL PRODUCTS | XP100544434 | Active
000024775 | RETAINER,FILTER,RESPIRATOR | Pre-Filter Holder, Replacement Part for Powered Air Purification Respirators | SAFESCTT | SCOTT SAFETY AUSTRALIA | 052692 | Active
000024775 | RETAINER,FILTER,RESPIRATOR | Pre-Filter Holder, Replacement Part for Powered Air Purification Respirators | ALLENS | ALLENS INDUSTRIAL PRODUCTS | UN052692 | Active
000030022 | CONNECTOR ASSEMBLY,ELECTRICAL | Bus Support Compression Expansion, suit 100mm Busbar | ADAPTAUS | ADAPT AUSTRALIA PTY LTD | PLKM2710D100 | Active
000030041 | CONNECTOR ASSEMBLY,ELECTRICAL | Compression Tee Configuration, suit 125mm Busbar | ADAPTAUS | ADAPT AUSTRALIA PTY LTD | PLKM1500D080125E2 | Active
000004144 | PANEL,ASSEMBLY | 1RU, 19" Cable Management Panel | WIDEBAND | WIDEBAND TECHNOLOGY | CM1RUMBK | Active
002442887 | INTERFACE UNIT,COMMS | DM750, Singlemode Fibre Optic Interface Module | DEWAR | DEWAR ELECTRONICS PTY LTD | M750-5 | Active
002476190 | LETTER,SIGN | (F), Pressed Al, 40mm Wide, 22mm High, Black on Yellow, Ergon Dwg 995129-01 (scm) | SUMMIT | SUMMIT GROUP | SF17PE420F | Active
002476232 | LETTER,SIGN | (P), Pressed Al, 40mm Wide, 22mm High, Black on Yellow, Ergon Dwg 995129-01 (scm) | SUMMIT | SUMMIT GROUP | SF17PE420P | Active
002442929 | INTERFACE UNIT,COMMS | SEL3094, Converter, 19", Rack Mount, Single Unit | SEL | SCHWEITZER ENGINEERING LAB PTY LTD | 30940CBBX | Active
002443075 | ARRESTER,LIGHTNING | Cable Grounding Kit c/w 16mm2, Cu, 600mm Lead with 2x Hole Lug, Black PE Jacket, Waterproof to IEC529, IP68 | COMMSINC | COMMSCOPE INC | SG12-06B2A | Active
002459840 | SPLICING TRAY,FIBRE OPTIC | FOSC-D, Splice Patch 2 x Pack c/w 12 x 40 Splice Protectors per Tray, for Closure Joint Box | OPTICAL | OPTICAL FIBRE SYSTEMS PTY LTD | COM-760254963 | Active
002438133 | LAMP,FLUORESCENT | 24W, T5 White, Tube, JTS 05-01-01, JBP 2010/0444/T (P25) (scm) | SYLVANIA | SYLVANIA SCHREDER | 200773 | Active
001420109 | WIRE,ELECTRICAL | Conductor Aerial, AAC/1350, 7/3.00mm, LIBRA, Fully Greased, 3100m Wood Drum, JTS 03-03-01 | OLEX | OLEX AUSTRALIA PTY LTD | LIBRA SB | Active
001420109 | WIRE,ELECTRICAL | Conductor Aerial, AAC/1350, 7/3.00mm, LIBRA, Fully Greased, 3100m Wood Drum, JTS 03-03-01 | MIDLAND | MIDLAND METALS OVERSEAS PTE LTD | MMO-LIBRA | Active
001421024 | WIRE,ELECTRICAL | Conductor Aerial, ACSR/GZ, 4/3/3.00mm, SULTANA, Fully Greased, 3100m Steel Drum JTS 03-03-01 (scm) | MIDLAND | MIDLAND METALS OVERSEAS PTE LTD | MMO-SULTANA | Active
001421024 | WIRE,ELECTRICAL | Conductor Aerial, ACSR/GZ, 4/3/3.00mm, SULTANA, Fully Greased, 3100m Steel Drum JTS 03-03-01 (scm) | OLEX | OLEX AUSTRALIA PTY LTD | SULTANA | Active
002433365 | LAMP,METAL HALIDE | 250W, Clear Tube, E40 Cap, Operates on 250W HP Sodium Control Gear, Ceramic Arc Tube, Carton of 12, EQTS 05-03-01 (scm) | EYELIGHT | EYE LIGHTING AUSTRALIA PTY LTD | 116435 | Active
002475705 | GATE,FENCE | Gate Set Exclusion, Feral Gate, HDG, 2380 x 1750mm Set of 2, 400 x 8mm Chain, 4.8m Opening, Pack of 10 | WARWICKG | WARWICK GATES PTY LTD (MANUFACTURER) | 6X8 DOG FENCE GATE | Active
002469393 | SENSOR,AMBIENT TEMPERATURE | 30M Capable Dual Temperature & Humidity Sensor for SPx Series THS100 | NETIC | NET IMPROVEMENT CONSULTING PTY LTD | AK-DUAL300M | Active
002469393 | SENSOR,AMBIENT TEMPERATURE | 30M Capable Dual Temperature & Humidity Sensor for SPx Series THS100 | DUONS | DUONS PTY LTD (AKCP PRODUCTS) | THS100 | Active
002476331 | INTERFACE UNIT,COMMS | Omron CS1 Series, PLC, CPU, 20k Step, Data Memory Capacity up to 64K Words, CPU43H | OMRON | OMRON ELECTRONICS PTY LTD | CS1G-CPU43H | Active
000024692 | SOLVENT | Magnefix, MAC-05 Conditioner for Hazemeyer RMU Maintenance, 500ml Bottle | EATONELE | EATON ELECTRIC SYSTEMS PTY LTD | 685.133 | Active
002476356 | TOOL | Main Contact Extractor, For use in Magnefix/Hazemeyer RMU. Part of SC24691 Tool Kit | EATONELE | EATON ELECTRIC SYSTEMS PTY LTD | 685.420 | Active
002476364 | TOOL | MD Interlock Tool Interlock Fuse Unit, For use in Magnefix/Hazemeyer RMU, Part of SC24691 Tool Kit | EATONELE | EATON ELECTRIC SYSTEMS PTY LTD | 052.005 | Active
002476372 | TOOL | Mirror Inspect Exterior of Main Contacts, For use in Magnefix/Hazemeyer RMU, Part of SC24691 Tool Kit | EATONELE | EATON ELECTRIC SYSTEMS PTY LTD | 052.131 | Active
002476380 | TOOL | Scouring pad holder to Clean Main Contacts and Interior of Cast Resin Member, For use in Magnefix/Hazemeyer RMU, Part of SC24691 Tool Kit | EATONELE | EATON ELECTRIC SYSTEMS PTY LTD | 052.132 | Active
002476398 | TOOL | Brush, Hair Bristles, 50mm, Cleaning Exterior and Between Panels, for use in Magnefix/Hazemeyer RMU. Part of SC24691 Tool Kit | EATONELE | EATON ELECTRIC SYSTEMS PTY LTD | 052.139 | Active
002476406 | TOOL | Brush, Brass, Bristles, Cleaning Interior Hole holding Fuse Holder Pin, For use in Magnefix/Hazemeyer RMU, Part of SC24691 Tool Kit | EATONELE | EATON ELECTRIC SYSTEMS PTY LTD | 052.142 | Active
002476414 | TOOL | Socket Key, 9mm, Assembly and Disassembly of Arcing Contact and Hose Clip of Cable Box, For use in Magnefix/ Hazemeyer RMU,Part of SC24691 Tool Kit | EATONELE | EATON ELECTRIC SYSTEMS PTY LTD | 2052.044 | Active
002476422 | TOOL | Tool to Clean Busbar Orifice, For use in Magnefix/Hazemeyer RMU, Part of SC24691 Tool Kit | EATONELE | EATON ELECTRIC SYSTEMS PTY LTD | 3052.135 | Active
002476430 | TOOL | Plug Guage for Main Contact Fixing, for use in Magnefix/Hazemeyer RMU, Part of SC24691 Tool Kit | EATONELE | EATON ELECTRIC SYSTEMS PTY LTD | 3052.138 | Active
002476448 | TOOL | Socket Wrench with Threaded End B/B, For use in Magnefix/Hazemeyer RMU, Part of SC24691 Tool Kit | EATONELE | EATON ELECTRIC SYSTEMS PTY LTD | 3052.144 | Active
002476455 | TOOL | Tool, Arcing Chamber Key, For use in Magnefix/Hazemeyer RMU, Part of SC24691 Tool Kit | EATONELE | EATON ELECTRIC SYSTEMS PTY LTD | 685.416 | Active
002476463 | TOOL BOX,PORTABLE | Tool Box, 48x25x24cm Empty Tool Box only, For use in Magnefix/Hazemeyer RMU, Part of SC24691 Tool Kit | EATONELE | EATON ELECTRIC SYSTEMS PTY LTD | 913.4001 | Active
002476570 | CHAMBER,ARC | Arcing Chamber, Locator, (Plastic), For use in Magnefix / Hazemeyer MD4 RMU | EATONELE | EATON ELECTRIC SYSTEMS PTY LTD | 3681.702 | Active
002478055 | METER,TIME TOTALIZING | Dual Indicator Hour, 0 to 9999.9 Hours and 0 to 99999.9 Hours, 100 x 80 x 60mm, 240V AC, 50/60Hz, Black Panel | PANASON | PANASONIC AUSTRALIA PTY LTD | TH409CEJ TH-409CE | Active
002478089 | PRINTING MACHINE,LABEL | BMP71, Portable, MAX Label Width 50.8mm, LI-ION Rechargeable, 240V AC, 200MB, USB, c/w Hard Case | BRADY | BRADY AUSTRALIA | 115158 | Active
002478196 | PULLER,FUSE | Handle, 144 x 108 x 60mm, Suits NH HRC Fuses, Sizes 00 to 3 | RSPRO | RS PRO COMPONENTS PTY LTD | P215592 | Active
002478196 | PULLER,FUSE | Handle, 144 x 108 x 60mm, Suits NH HRC Fuses, Sizes 00 to 3 | FERRAZ | FERRAZ SHAWMUT (MANUFACTURER) | P215592E | Active
002454809 | FUSEHOLDER,BASE & CARRIER | LV Fuse Fitting, 690V AC, 100A, 2 Stud Rear Connection, 140 x 51 x 100mm, Max Cable Entry 94mm2, suit HRC Fuse Link TCP Type Fuses | IPDGROUP | IPD GROUP LIMITED | RS100P | Active
002400593 | FUSE,CARTRIDGE | 65A, 69kV, Boric Acid Filled, Standard Speed, suit SMD-1A Fuse Mounts | FUSECO | FUSECO POWER SOLUTIONS PTY LTD | 446065R1 | Active
002456127 | CROSSARM,COMPOSITE | Fibre, Predrilled, 2800 x 125 x 125mm, Earthwire Riser, EE Dwg 1024322-02 | WAGNERS | WAGNERS CFT MANUFACTURING | ERB08448 | Active
002434280 | TRANSFORMER,VOLTAGE | 12.7kV/240V, 50VA, SWER External Aux Power Supply c/w Pole Mounting Bracket (scm) | SCHNEIDR | SCHNEIDER PTY LTD (MANUFACTURER) | 990000755 POLEMOUNT | Active
002454262 | RECLOSER,AUTO | Sectionaliser, Load Break Switch, 11kV, 3 Ph, 400A, 12.5kA Cap, Vacuum Interrupting, O/door Pole Mount c/w Ctrl Cub, Insulated Cable Droppers, Aux VT | NOJA | NOJA POWER SWITCHGEAR PTY LTD | OSM15-RC10 | Active
002479129 | CONNECTOR ELBOW | 200A, suit 22kV, 3 Core, 35mm2 Al, XLPE Cable, Transformer & RMU Terminations, 3 Elbow Set | RAYCHEM | RAYCHEM (AUSTRALIA) PTY LTD | RSES-VD-525B-E | Active
002479285 | MARKER,LOCATION | Pillar Warning Pole, 1.32m Lg, 32mm Dia, PVC, Hi-Vis, Temporarily replaces Pillar D-Bolt, Rotates Freely with Pin Removed, for visual warning of overgrown Pillar | PWRTECH | POWERTECH RESOURCES | URDFP132 | Active
002443422 | FUSEHOLDER,BASE & CARRIER | 35A, In-Line Standard Blade, Red c/w Weatherproof Fuse-holder Cap | MMELEC | MM ELECTRICAL MERCHANDISING | MMEWFH1 | Active
002479814 | FIXTURE,LIGHTING | 143W RoadFlair BRP393 (L138A) 3K c/w Upcast Adaptor, Major Road, EQTS 05-01-02 (scm) | PHILIPS | PHILIPS AUSTRALIA PTY LTD | 824110136231 | Active
002479822 | FIXTURE,LIGHTING | 210W RoadFlair BRP393 (L204A) 3K c/w Upcast Adaptor, Major Road, EQTS 05-01-02 (scm) | PHILIPS | PHILIPS AUSTRALIA PTY LTD | 824110136251 | Active
002479947 | TEST KIT,FUEL CONDITION | ALS Tribology Diesel Fuel Screening | ALS | AUSTRALIAN LABORATORY SERVICES PTY LTD | WCFKB-QLD | Active
002403127 | FUSE LINK,EXPULSION | 2A, Class K, TS 06-03-01 (scm) | ABBAUST | ABB AUSTRALIA PTY LTD | 7501638 | Active
002403127 | FUSE LINK,EXPULSION | 2A, Class K, TS 06-03-01 (scm) | NGKSTANG | NGK STANGER PTY LTD | ZXC705-02BK37 | Active
002433340 | LAMP,METAL HALIDE | 400W, Hard Glass Exterior, Reflector E40 Cap, Operates on 400W Mercury Vapour Control Gear, for Watchman Floodlight, EQTS 05-03-01 (scm) | EYELIGHT | EYE LIGHTING AUSTRALIA PTY LTD | 116490 | Active
002474666 | BIT,AUGER | Rock, New Centre Grinding Tip, Left Hand c/w 4 x Bullet Teeth | TEBCO | TEBCO PTY LTD | CTLH | Active
002476547 | PLATE | Plate Spring, for Switch Cap, For use in Magnefix / Hazemeyer MD4 RMU | EATONELE | EATON ELECTRIC SYSTEMS PTY LTD | 3048.031 | Active
002476554 | PLATE | Plate Spring, Heavy Duty, for Switch Cap, For use in Magnefix / Hazemeyer MD4 RMU | EATONELE | EATON ELECTRIC SYSTEMS PTY LTD | 3048.548 | Active
002476562 | HOLDER,SPRING | Spring Holder, For Leaf Springs, For use in Magnefix / Hazemeyer MD4 RMU | EATONELE | EATON ELECTRIC SYSTEMS PTY LTD | 3681.520 | Active
002476729 | FILTER,FLUID | Donaldson, Fuel Filter, Water Seperator, Spin on, Scania 13L | DONALDSN | DONALDSON FILTRATION SOLUTIONS | P550106 | Active
000452345 | NUMERAL,SIGN | (8) Pressed Al, Plain, Dwg 22-A4-200 Rev B | PWRENG | POWER ENGINEERS PTY LTD | NUMERAL 8 | Active
002477131 | METER,WATTHOUR | MC11, 2 Element, 1Ph, 230V, 10-100A with Disconnection Relay, Em-lite MC11 Smart Module and LTE Cat-M1 Modem | AMSTG | AMS TECHNOLOGY GROUP PTY LTD | AMS-MC11 | Active
002477891 | LIGHT,WARNING | Emergency Rescue, 16 LED, Yellow, Magnetic, c/w 9 Flash Patterns | AMPLITUD | AMPLITUDE PTY LTD (396777) | Y-LEDML-16/9 | Active
002465029 | HANDLE | 350A, Anderson In-Line Connector | ASHDOWN | ASHDOWN-INGRAM (NOW CALLED NAPA) | 4.23802 | Active
002478048 | WHEEL,ABRASIVE | General Purpose Metal Grinding Wheel, Mild Steel, Max RPM 12250 | C&LTOOL | C&L TOOL CENTRE | FLE6012768 | Active
002478014 | ADAPTOR | SF6 Filling & Draining Adaptor, for Schneider RL & N Series Recloser/LBS | SCHNEIDR | SCHNEIDER PTY LTD (MANUFACTURER) | 999700065 | Active
002479509 | CONNECTOR ASSEMBLY,ELECTRICAL | Bus Support, Slip/Rigid Fit, Al, 50mm Pipe to 3" Bolt Circle, Horizontal | ADAPTAUS | ADAPT AUSTRALIA PTY LTD | PLKM2230D050E1 | Active
002479509 | CONNECTOR ASSEMBLY,ELECTRICAL | Bus Support, Slip/Rigid Fit, Al, 50mm Pipe to 3" Bolt Circle, Horizontal | DMCPWR | DMC POWER (MANUFACTURER) | PLKM2230D050E1 | Active
000024905 | TUBE,METALLIC | Spiral, Seam Casing Liners, Galv, 0.8mm x 508mm Dia, 1500mm Lg, used to contain Pole Foundations | ROLADUCT | ROLADUCT SPIRAL TUBING PTY LTD | 508 - DIA | Active
002404371 | STAPLE | Wire Staples Galv 30x4mm | MMELEC | MM ELECTRICAL MERCHANDISING | CDANSTPGW03040001000 | Active
002404371 | STAPLE | Wire Staples Galv 30x4mm | BLKWOODJ | J BLACKWOOD & SONS LIMITED | 0685216 500GM PACKS | Active
001728520 | THIMBLE EYENUT | M24, Galv, QESI 25/97 Item 49, Dwg 01-14-05 (P15) (scm) | BRITECH | BRI-TECH PTY LTD | 6512MA | Active
001728520 | THIMBLE EYENUT | M24, Galv, QESI 25/97 Item 49, Dwg 01-14-05 (P15) (scm) | PLP | PREFORMED LINE PRODUCTS (AUST) | THEN-24 | Active
002404209 | FUSE LINK SOLID | Cu, 500V AC, 250A, DIN Type, Size 1 (P3) (scm) | FUSECO | FUSECO POWER SOLUTIONS PTY LTD | NH1-NL | Active
002404054 | SHACKLE | D 20mm, Tested & Stamped with SWL | BLKWOODJ | J BLACKWOOD & SONS LIMITED | 04952206 | Active
002300022 | BAR,METAL | Crossbar, Cast Iron P6/8/9, Telstra Code 099/00067 (scm) | IPLEX | IPLEX PIPELINES AUSTRALIA PTY LTD | CT9967 | Active
000105122 | PENETRATING FLUID | Lanolin Liquid, 20L Drum (P2) | RMSRVR | RMS (RIVERSLEIGH MANAGEMENT SERVICES) | EHP20 | Active
000621109 | FUSE,CARTRIDGE | 11/22kV, HRC Current Limiting, 12A, 20kA Fault Rating, Powder Filled (scm) | COOPER | COOPER ELECTRICAL AUSTRALIA PTY LTD | FAK45W12 | Active
000104197 | INSULATOR,LINE POST | 22kV (11kV Trident) 150kV BIL, Porcelain Vertical Tie Top c/w M20 Stud, ETS 10-01-01, Item 9 (scm) | MACLEAN | MACLEAN POWER SYSTEMS | R11ET145L-365 | Active
002400935 | JOINT,ELECTRICAL CABLE,UNDERGROUND | Inline, 11kV, 185 to 300mm 3 Core XLPE c/w Solvent Wipes | GILBERT | GILBERT LODGE AUSTRALIA PTY LTD | RAYMXSU3341 | Active
002459857 | PARTS KIT,FIBRE OPTIC | FIST-GCO2, Single Port Cable Sealing Kit, 5 - 30mm Cable Dia Range c/w Central Strength Member Termination, for Closure Joint Box | OPTICAL | OPTICAL FIBRE SYSTEMS PTY LTD | FIST-GC02-RSK-LTS | Active
002453959 | CRIMPING TOOL,TERMINAL,HAND | Brass Terminal Crimper, 0.75 - 6mm2, Roll Crimp | CABAC | CABAC (MANUFACTURER) | HF2 | Active
002408870 | BRACE,CROSSARM | Compression, LH, 75 x 75 x 6 x 1863 Lg, Galv Steel, Stamp with "IIN2408870", EE Dwg ES000742-01 | ISM | ISM MANUFACTURING PTY LTD | ERGON-908948-02-02 | Active
002473742 | LUBRICATING OIL | INOX-MX3 Lubricant, Anti-Corrosion, Anti-Moisture Penetrating Oil, 100g Aerosol, Protects locks against sticking | ATOMSUPP | ATOM SUPPLY GROUP P/L | 60010643 | Active
002474211 | PANEL,PATCH,COMMS | RJ45 Patch Panel, 24 Port, CAT6 c/w Removable Cable Manager | REXEL | REXEL AUSTRALIA | SVDPPC624PC | Active
002476208 | LETTER,SIGN | (G), Pressed Al, 40mm Wide, 22mm High, Black on Yellow, Ergon Dwg 995129-01 (scm) | SUMMIT | SUMMIT GROUP | SF17PE420G | Active
000452272 | NUMERAL,SIGN | (3) Pressed Al, Plain, Dwg 22-A4-200 Rev B | PWRENG | POWER ENGINEERS PTY LTD | NUMERAL 3 | Active
000003822 | SOCKET | For HExx Model Surge Arrestors, suit Landis & Gyr AFLC, ETS 2011/0363/T 9i | LANDIS | LANDIS GYR (AUST) PTY LTD | 171.340.04818 | Active
002478402 | SWITCH,PUSH | CH-A-EQ Switchgear Control Pendant, Trip Close Push Button c/w 10m Lead, use with ST-A-EQ Panel Mount Socket | PHOENIX | PHOENIX CONTACT PTY LTD | 1252018 | Active
002478410 | SOCKET | ST-A-EQ Panel Mount Socket, use with CH-A-EQ Switchgear Control Pendant | PHOENIX | PHOENIX CONTACT PTY LTD | 1252016 | Active
002479111 | ANTENNA | P25, BA40-41 Model, Hi Band VHF Binary Array, 136-174Mhz, Al, 3.5m c/w 4.3-10 Connector | RFIND | RF INDUSTRIES PTY LTD | BA40-41-P | Active
002459139 | ALTERNATOR | ECO38-1LN/4, 415V, 3Ph, 50Hz, 1500rpm, 4 Pole, Class H Insulation, Class F Rated Power 250kVA (200kWe), Class H Rated Power 230kVA (184kW), | MECCALTE | MECCALTE GROUP | ECO38-1LN/4 | Active
001778093 | SPRING,VOLUTE | Washer, M16/20, S/Steel Gde 316, Open Ends, 60mm OD Large End, 16.5mm ID Small End, 26 x 6mm, 1.8kN Compression Force, Dwg 01-04-03 (P100) | THOMMRSH | THOMAS MARSH SPRINGS | 1778093 | Active
000435009 | PIN | Fuse & Screw Hook Combination, Pattern B Head, ETS 01-01-01, Dwg 01-09-03 (P50) | GREGSF | GREG SEWELL FORGINGS PTY LTD | 435009 | Active
000104523 | TERMINATION KIT,ELECTRICAL CABLE | Preformed Helical, FT, suit Short Span, ADSS 36/48 Optical Fibre Cable, 13.8-14.6mm Dia c/w Clevis Thimble, Support Rod, Ext Link & Helical | PLP | PREFORMED LINE PRODUCTS (AUST) | ADSSTS-138-SG | Active
002400566 | FUSE LINK,EXPULSION | 3/10A, Class K, TS 06-03-01 (scm) | NGKSTANG | NGK STANGER PTY LTD | ZXC705-310BK37 | Active
000620052 | FUSE LINK,EXPULSION | 8A, Class K, TS 06-03-01 (scm) | ABBAUST | ABB AUSTRALIA PTY LTD | 7501642 | Active
000620052 | FUSE LINK,EXPULSION | 8A, Class K, TS 06-03-01 (scm) | NGKSTANG | NGK STANGER PTY LTD | ZXC705-08BK37 | Active
000620079 | FUSE LINK,EXPULSION | 10A, Class K, TS 06-03-01 (scm) | ABBAUST | ABB AUSTRALIA PTY LTD | 7501643 | Active
000620079 | FUSE LINK,EXPULSION | 10A, Class K, TS 06-03-01 (scm) | NGKSTANG | NGK STANGER PTY LTD | ZXC705-10BK37 | Active
000620087 | FUSE LINK,EXPULSION | 16A, Class K, TS 06-03-01 (scm) | ABBAUST | ABB AUSTRALIA PTY LTD | 7501644 | Active
000620087 | FUSE LINK,EXPULSION | 16A, Class K, TS 06-03-01 (scm) | NGKSTANG | NGK STANGER PTY LTD | ZXC705-16BK37 | Active
002443307 | ADAPTOR | RJ45-DB25M, Custom Network I/O Adaptor from DB to RJ | BBNS | BLACK BOX NETWORK SERVICES | CONNX1097 | Active
000005031 | TRANSFORMER,VOLTAGE | 245kV, IVT, 50Hz, Post Type 1Ph Outdoor c/w Metering Accuracy Tests | KONCAR | KONCAR - ELECTRICAL INDUSTRY INC | M172173 | Active
002453454 | INSULATOR,LINE POST | 11/22kV, 150kV BIL Porcelain, Top Plate 76mm PCD 4 x Holes, 12mm Threads c/w M20 x 195mm Stud (scm) | MACLEAN | MACLEAN POWER SYSTEMS | DPSP-02 | Active
002400364 | SHADE BRIM,SAFETY CAP | Straw Shade, to suit Safety Peaked Cap | MTCASTLE | MOUNTCASTLE PTY LTD | E9000000 | Active
000452302 | NUMERAL,SIGN | (5) Pressed Al, Plain, Dwg 22-A4-200 Rev B | PWRENG | POWER ENGINEERS PTY LTD | NUMERAL 5 | Active
002476216 | LETTER,SIGN | (L), Pressed Al, 40mm Wide, 22mm High, Black on Yellow, Ergon Dwg 995129-01 (scm) | SUMMIT | SUMMIT GROUP | SF17PE420L | Active
002476273 | LETTER,SIGN | (Y), Pressed Al, 40mm Wide, 22mm High, Black on Yellow, Ergon Dwg 995129-01 (scm) | SUMMIT | SUMMIT GROUP | SF17PE420Y | Active
000452248 | NUMERAL,SIGN | (0) Pressed Al, Plain, Dwg 22-A4-200 Rev B | PWRENG | POWER ENGINEERS PTY LTD | NUMERAL "0" | Active
002476265 | LETTER,SIGN | (X), Pressed Al, 40mm Wide, 22mm High, Black on Yellow, Ergon Dwg 995129-01 (scm) | SUMMIT | SUMMIT GROUP | SF17PE420X | Active
001758106 | SCREW,COACH | M16 x 150mm, Galv, Aust Std (P50) (scm) | GREGSF | GREG SEWELL FORGINGS PTY LTD | 1758106 | Active
000105065 | FUSE LINK SOLID | Carrier, suitable for 33kV EDO (scm) | NGKSTANG | NGK STANGER PTY LTD | 71330/36 | Active
000105065 | FUSE LINK SOLID | Carrier, suitable for 33kV EDO (scm) | AEMAUST | AEM AUSTRALIA PTY LTD | A7623 | Active
000610069 | FUSE LINK SOLID | Carrier, suitable for 11/22kV EDO (scm) | AEMAUST | AEM AUSTRALIA PTY LTD | A40800680 | Active
000610069 | FUSE LINK SOLID | Carrier, suitable for 11/22kV EDO (scm) | NGKSTANG | NGK STANGER PTY LTD | 71330/12 | Active
002455939 | GREASE,SPECIAL PURPOSE | Castrol Magna GC 32, Oil Base, Liquid, Amber, 20L Drum | CASTROL | CASTROL AUSTRALIA PTY LTD | 451031-AU07 | Active
001749263 | NUT,PLAIN,HEX | M16, Galv, Aust Std (P50) (scm) | HOBSON | HOBSON ENGINEERING CO PTY LTD | NH08GCM16 | Active
001749263 | NUT,PLAIN,HEX | M16, Galv, Aust Std (P50) (scm) | GREGSF | GREG SEWELL FORGINGS PTY LTD | 1749263 | Active
002443414 | CLAMP,ANTENNA | FP Series, Flat Plate, Lightweight, Galv, 90Deg Mount c/w S/Steel U Bolt, 25mm Min & 50mm Max Boom Size | RFIND | RF INDUSTRIES PTY LTD | FP-1 | Active
002407268 | SOCKET TONGUE | Twisted, 160kN, ETS 11-09-01 | PLP | PREFORMED LINE PRODUCTS (AUST) | TST-160-1C | Active
002451003 | NUMERAL,SIGN | (7) Numeral Size 25.4mm, Black on Yellow Reflective, Pressure Sensitive Marker 3M (Sht 70) (scm) | ALMETEK | ALMETEK INDUSTRIES INC | PS1.0 (7) | Active
000104769 | PLUG,RUBBER | Type Large Beam, suit Power Beam | AMALPENG | AMALGAMATED PLASTIC ENGINEERING | LARGERUBBERPLUG | Active
000104770 | PLUG,RUBBER | Type Small Beam, suit Power Beam | AMALPENG | AMALGAMATED PLASTIC ENGINEERING | SMALLRUBBERPLUG | Active
002459691 | SWITCH,ROTARY | Flicker, Arching Horn, suit 66kV Double Break Rotary ABS, Dwg 70443/3 | NGKSTANG | NGK STANGER PTY LTD | 70443/3 | Active
002459253 | GREASE,EXTREME PRESSURE | Maxi-lube Red, Multi-Purpose Lubricant, Rust & Corrosion Peventative, Heavy Load Conditions, Heat-Reversion Properties, High Temp Resistance continuous up to | CHEMSRCH | CHEMSEARCH | 4566 | Active
002452225 | LABEL | A4 Laser Printer Sheet, Adhesive Back, 297 x 210mm, Blank, Printable Polyester, White, Printing Material for Substation use (P25 Sheets) | BRADY | BRADY AUSTRALIA | ELAT-28-747-W | Active
002402148 | SOAP,GRIT | 71128, Hand, Abrasive, Pumice, Solvol or Equivalent (Ctn 24) | AUSTCHEM | AUSTRALIAN CHEMICALS PTY LTD | PS0457 | Active
002402126 | SOLVENT,ADHESIVE JOINT | Cement, PVC, Low Vapour, 250ml Brush on Applications, Green | MMELEC | MM ELECTRICAL MERCHANDISING | OMETRA-A5429 | Active
002404868 | STUD,PLAIN | Line Post Insulator, M20 x 239mm, Morlynn P/N 10887, to suit Morlynn P/N H11202 66kV Line Post Insulator (scm) | TYCOELEC | TYCO ELECTRONICS | 10887 | Active
002404019 | CLAMP,TREFOIL | Cast Al, Cable, Bolts & Nuts, Size 56.5 to 59mm (scm) | INTERENG | INTERTECH ENGINEERING PTY LTD | CABUS 5459 | Active
000104364 | SEAL | Tamper Evident Seal | MINEHAN | MINEHAN AGENCIES PTY LTD | 22-01-ESTAG | Active
002400638 | FUSE,CARTRIDGE | 415V AC, HRC Cartridge JP Type, 315A, 2 Hole Bolt-in Slotted Centre Tags, 82mm Fixing Centres, Wedge Type Carrier | FUSECO | FUSECO POWER SOLUTIONS PTY LTD | JPU315 | Active
000446477 | LETTER,SIGN | (U), Pressed Al, Plain, Dwg 22-A4-200 Rev B | METALTI | METAL-TECH INDUSTRIES (TRADE POLISHERS) | LETTER U | Active
001855719 | NAIL | Drive Screw, 40 x 3.75mm, Galv, Helical Threaded, 25kg Carton (scm) | MMELEC | MM ELECTRICAL MERCHANDISING | NDSHTG4037525 | Active
002432268 | NUMERAL,SIGN | (2) Pressed Al, 40mm W, 22mm H, Black on Yellow, EE Dwg 995129-01 (scm) | SUMMIT | SUMMIT GROUP | SF17PE4102 | Active
000452329 | NUMERAL,SIGN | (6 & 9) Pressed Al, Plain, Dwg 22-A4-200 Rev B | PWRENG | POWER ENGINEERS PTY LTD | NUMERAL 6 | Active
002406300 | INSULATOR,LINE POST | 66kV, 350kV BIL, Porcelain, Horizontal Clamp Top, Gain Base ETS 10-01-01 | TECONN | TE CONNECTIVITY LTD | LP-R12.5EH350-1920PG02 | Active
002400845 | INSULATOR,LINE POST | 33kV, 200kV BIL, Porcelain, Vertical Tie Top (AS Designation R12.5ET200N) Suitable for use, and c/w Galv M24 x 54mm Bolt | TYCOELEC | TYCO ELECTRONICS | 5341AX | Active
000446442 | LETTER,SIGN | (S), Pressed Al, Plain, Dwg 22-A4-200 Rev B (P100) | METALTI | METAL-TECH INDUSTRIES (TRADE POLISHERS) | LETTER S | Active
002450963 | NUMERAL,SIGN | (3) Numeral Size 25.4mm, Black on Yellow Reflective, Pressure Sensitive Marker 3M (Sht 70) (scm) | ALMETEK | ALMETEK INDUSTRIES INC | PS1.0 (3) | Active
002450971 | NUMERAL,SIGN | (4) Numeral Size 25.4mm, Black on Yellow Reflective, Pressure Sensitive Marker 3M (Sht 70) (scm) | ALMETEK | ALMETEK INDUSTRIES INC | PS1.0 (4) | Active
002450989 | NUMERAL,SIGN | (5) Numeral Size 25.4mm, Black on Yellow Reflective, Pressure Sensitive Marker 3M (Sht 70) (scm) | ALMETEK | ALMETEK INDUSTRIES INC | PS1.0 (5) | Active
002400678 | NUT,EYE | 1.5" sq, Section x 18", Galv, Thimble, Guy Adapter, for Swamp SS Guy Anchor | TEN | THE ENERGY NETWORK (AUST) PTY LTD | D6606US | Active
000104423 | CLAMP,TREFOIL | Cast Al, suit Cable 38mm to 40mm Dia c/w Clamping Bolts etc, for use with M12 Fixing Bolt (MOQ10 Per Region) (scm) | INTERENG | INTERTECH ENGINEERING PTY LTD | CABUS 5440 | Active
002400697 | SOCKET TONGUE | 70kN, Forged Steel c/w 'W' Clip Security Pin | PLP | PREFORMED LINE PRODUCTS (AUST) | ST-070-1 | Active
000104357 | BOOM,SPILL CONTAINMENT,HAZMAT | Absorb Sock, 1m x 75mm, Bio-Active Organic (P20) | ABSORBES | ABSORB ENVIRONMENTAL SOLUTIONS | AES100 | Active
002437101 | FILTER,BAND SUPPRESSION | Bulkhead Suppressor 125 - 1000MHz, N-Type Female Connectors | RFIND | RF INDUSTRIES PTY LTD | IS-B50LN-C2 | Active
000104298 | HAND CLEANER | Waterless Scrub, Dissolves Grease & Oils Contains Lanolin & Special Skin Conditioners, 3.8kg (P4) | MINEHAN | MINEHAN AGENCIES PTY LTD | 16-02-10291 | Active
000104298 | HAND CLEANER | Waterless Scrub, Dissolves Grease & Oils Contains Lanolin & Special Skin Conditioners, 3.8kg (P4) | MMELEC | MM ELECTRICAL MERCHANDISING | MIN16-02-10291 | Active
002405234 | TERMINATION,PREFORMED | FT, 19/.101 HDBC (Imp) (P10) | TYCOELEC | TYCO ELECTRONICS | CDE1257 | Active
002442291 | CONNECTOR ASSEMBLY,ELECTRICAL | 'T' Tags, for Connecting Parallel Cables to Jean Muller LV Switch Fuse Units, Set of 3 | HYLEC | HYLEC ENERGY SOLUTIONS | HSL8390600SK_PSD1 | Active
002406127 | TERMINATION KIT,ELECTRICAL CABLE | Underground, Outdoor, 11kV, 95-185mm2 3 Core, Paper Lead Alloy, Screened or Belted, Armoured or Non-armoured | GILBERT | GILBERT LODGE AUSTRALIA PTY LTD | RAYEPKT17C3MOH2 | Active
000104524 | TERMINATION KIT,ELECTRICAL CABLE | Preformed Helical, FT, suit Long Span, ADSS 36/48 Optical Fibre Cable, 18.0-18.9mm Dia c/w Clevis Thimble, Support Rod, Ext Link & Helical | PLP | PREFORMED LINE PRODUCTS (AUST) | ADSSTS-180-LG | Active
002471993 | MARKER | Bundle Box Indicator, Grey, Acrylic UV Stable, 125A Engraved, for Fuse Size Identification (scm) | PEQ | PLASTIC ENGINEERING QLD | GREY-504-125A | Active
002472017 | MARKER | Bundle Box Indicator, Green, Acrylic UV Stable, 200A Engraved, for Fuse Size Identification (scm) | PEQ | PLASTIC ENGINEERING QLD | GREEN-6TL1-200A | Active
002403482 | SOLDER,LEAD-TIN ALLOY | 35/65, 300mm, 25mm, 0.5kg Sticks, Wiping Metal, Paper/Lead Cable Repair AS1834-1979 | IDEALELE | IDEAL ELECTRICAL SUPPLIERS | SOLDER 35/65 | Active
001850245 | LADDER,EXTENSION | Fibreglass, 8.8m Fully Extended, ETS RSE02 | LADAMAX | LADAMAX ALUMINIUM PRODUCTS PTY LTD | FXT-EQ29 | Active
000017272 | INSULATION SLEEVING,ELEC,SPEC | Split Sleeve, Grey EPDM, 10mm ID, 2 x 15m Coils per Box | TYCOELEC | TYCO ELECTRONICS | MVCC-G-10/.40(S30)-001 | Active
000017273 | INSULATION SLEEVING,ELEC,SPEC | Split Sleeve, Grey EPDM, 20mm ID, 1 x 15m Coil per Box | TYCOELEC | TYCO ELECTRONICS | MVCC-G-19/.75(S15)-001 | Active
002481513 | CONNECTOR,ELECTRICAL | Inner Cone Plug, suit Cable 76/132kV, 1C 1200mm2 Stranded Segmental Milliken WB Al, XLPE/OF/WBT/CAS(25kA/1Sec)/LLDPE/ Nyl/MDPE, Graphite Coating u/w Brugg | BRUGG | BRUGG CABLES (MANUFACTURER) | S1960-4 (1200AL1C) | Active
002481513 | CONNECTOR,ELECTRICAL | Inner Cone Plug, suit Cable 76/132kV, 1C 1200mm2 Stranded Segmental Milliken WB Al, XLPE/OF/WBT/CAS(25kA/1Sec)/LLDPE/ Nyl/MDPE, Graphite Coating u/w Brugg | CBLGRID | CABLE GRID AUSTRALIA PTY LTD | CG-2481513-S1960-4 | Active
002400070 | BRACKET,MOUNTING | 66kV Suspension Extension, 16mm Galv Steel Rod c/w 2 Hex Head Nuts, Dwg 10/26 | EZYSTRUT | EZYSTRUT CABLE & PIPE SUPPORTS | E2400070 | Active
000104370 | BALL EYE | 70kN, AS1154 Part 2 70/BE | GREGSF | GREG SEWELL FORGINGS PTY LTD | BEL70 | Active
002407254 | BALL EYE | 120kN, ETS 11-09-01 | PLP | PREFORMED LINE PRODUCTS (AUST) | BEL120 | Active
002407266 | BALL EYE | 160kN, ETS 11-09-01 | TEN | THE ENERGY NETWORK (AUST) PTY LTD | BE-160 | Active
002407266 | BALL EYE | 160kN, ETS 11-09-01 | PLP | PREFORMED LINE PRODUCTS (AUST) | BEL160 | Active
002407267 | BALL EYE | Extension Link, 160kN, 500mm Lg, ETS 11-09-01 | TEN | THE ENERGY NETWORK (AUST) PTY LTD | BEEL-160-500 | Active
002407267 | BALL EYE | Extension Link, 160kN, 500mm Lg, ETS 11-09-01 | PLP | PREFORMED LINE PRODUCTS (AUST) | ELBE-160-500-1 | Active
002433787 | INSTRUMENT,CABLE IDENTIFIER | c/w Transmitter, Receiver & Headphone, System in Hard Plastic Case | THEWMCCA | TMAC THEW & MCCANN GROUP | TM10863 | Active
002451243 | CABLE,SPECIAL PURPOSE,ELECTRICAL | Control, 25 Pairs Twisted, 24AWG, 7 x 32 Strand, Tinned Cu, Semi-rigid PVC Insulated/Al Foil & Polyester Tape/24AWG TC Drain Wire/PVC Jacket, for RS-232 | MMELEC | MM ELECTRICAL MERCHANDISING | BEL9525R305CE | Active
002451243 | CABLE,SPECIAL PURPOSE,ELECTRICAL | Control, 25 Pairs Twisted, 24AWG, 7 x 32 Strand, Tinned Cu, Semi-rigid PVC Insulated/Al Foil & Polyester Tape/24AWG TC Drain Wire/PVC Jacket, for RS-232 | BELDEN | BELDEN INC (MANUFACTURER) | 9525 | Active
002481034 | MASK,SURGICAL | Disposable, Surgical Blue/White Mask, 3 Ply, Horizontal Flat Fold, Box 50 | ATOMSUPP | ATOM SUPPLY GROUP P/L | 455481 | Active
002481034 | MASK,SURGICAL | Disposable, Surgical Blue/White Mask, 3 Ply, Horizontal Flat Fold, Box 50 | AHC | ABSOLUTE HEALTH CO | ABSOLUTE 3PLY | Active
000022361 | ANTENNA | Paddle Pop, 3G/4G on Glass, 700-2700MHz Freq Range c/w 150mm Lead, FME Connector & Red Heatshrink | INTERCEL | INTERCEL PTY LTD | ANTMPATCHEGX150 | Active
000017201 | BRACKET,MOUNTING | Antenna Mount, Steel, for use with Stumpy Antenna SC17200 | INTERCEL | INTERCEL PTY LTD | MSCANTBRA | Active
000017201 | BRACKET,MOUNTING | Antenna Mount, Steel, for use with Stumpy Antenna SC17200 | ZCG | ZCG SCALAR | GM6 | Active
000017201 | BRACKET,MOUNTING | Antenna Mount, Steel, for use with Stumpy Antenna SC17200 | RFIND | RF INDUSTRIES PTY LTD | TLM-3 | Active
000017401 | HELMET,SAFETY | Chainsaw Protection, Steel Mesh Multi Fit Visor, Attached Earmuffs: 29.5 dB Min Rating | STIHL | STIHL GROUP | 70048880800 | Active
000025031 | ANTENNA | Stumpy, 3G/4G, 700-2700MHz Freq Range, c/w 2m Lead, SMA Connector | EDMI | EDMI PTY LTD | MDMANT23022B_1MTR | Active
002433803 | LABEL | SL 32A, Paper, Self Adhesive, 33 x 13mm, Black Text on High-Vis Yellow B/Ground, Pack of 400 (scm) | CUTLER | CUTLER BRANDS PTY LTD | ERGENE-2433803 | Active
002481166 | PROTECTOR,HEARING | Earmuffs, 32dB Rating, Class 5 SCL80, Headband Style, 3M Peltor Optime H520A, Green | ATOMSUPP | ATOM SUPPLY GROUP P/L | 40024990 | Active
002481166 | PROTECTOR,HEARING | Earmuffs, 32dB Rating, Class 5 SCL80, Headband Style, 3M Peltor Optime H520A, Green | 3MAUST | 3M AUSTRALIA PTY LTD | 70071730553 | Active
002481174 | PROTECTOR,HEARING | Earmuffs, 28dB Rating, Class 5 SLC80, Foldable Style, 3M Peltor Optime H510F, Yellow | ATOMSUPP | ATOM SUPPLY GROUP P/L | 40024986 | Active
002481174 | PROTECTOR,HEARING | Earmuffs, 28dB Rating, Class 5 SLC80, Foldable Style, 3M Peltor Optime H510F, Yellow | 3MAUST | 3M AUSTRALIA PTY LTD | 70071730504 | Active
000022759 | BRACKET,MOUNTING | Pole Bracket, 450mm Lg, Galv Steel, c/w 280mm Outreach, M24 Bolt Holes, for 11kV ABC Suspension Assy (scm) | PLP | PREFORMED LINE PRODUCTS (AUST) | D-SB10312/1 | Active
000022877 | BRACKET,MOUNTING | MK10D Meter Hanging Clip, Plastic, suit Atlas Polyphase Meters | EDMI | EDMI PTY LTD | PLAS21111A | Active
000019032 | ANTENNA | Whip, 3G/4G, 6dB, 700-2700MHz Freq Range c/w 2m Lead, FME Connector, L-Bracket, Mounting Hardware & Red Heatshrink | INTERCEL | INTERCEL PTY LTD | ANT7DB12 | Active
000019032 | ANTENNA | Whip, 3G/4G, 6dB, 700-2700MHz Freq Range c/w 2m Lead, FME Connector, L-Bracket, Mounting Hardware & Red Heatshrink | RFIND | RF INDUSTRIES PTY LTD | CD7195 | Active
002481414 | JOINT,ELECTRICAL POWER CABLE | Screen Break, 76/132kV, 1C, 1200mm2 Stranded Segmental Milliken WB Al, XLPE/ OF/WBT/CAS(25kA/1Sec)/LLDPE/Nyl/MDPE, Graphite Coating | BRUGG | BRUGG CABLES (MANUFACTURER) | S2006-1200-OF-AL | Active
002481414 | JOINT,ELECTRICAL POWER CABLE | Screen Break, 76/132kV, 1C, 1200mm2 Stranded Segmental Milliken WB Al, XLPE/ OF/WBT/CAS(25kA/1Sec)/LLDPE/Nyl/MDPE, Graphite Coating | CBLGRID | CABLE GRID AUSTRALIA PTY LTD | CG-2481414-S2006 | Active
002481455 | TERMINATION KIT,ELECTRICAL CABLE | Outdoor, 76/132kV, 1C, 630mm2 Stranded Compacted Circ WB Al, XLPE/OF/WBT/ CAS(25kA/1Sec)/LLDPE/Nyl/MDPE, Graphite Coating | BRUGG | BRUGG CABLES (MANUFACTURER) | S1924-4-630-OF | Active
002481455 | TERMINATION KIT,ELECTRICAL CABLE | Outdoor, 76/132kV, 1C, 630mm2 Stranded Compacted Circ WB Al, XLPE/OF/WBT/ CAS(25kA/1Sec)/LLDPE/Nyl/MDPE, Graphite Coating | CBLGRID | CABLE GRID AUSTRALIA PTY LTD | CG-2481455-S1924-4 | Active
002481463 | TERMINATION KIT,ELECTRICAL CABLE | Outdoor, 76/132kV, 1C, 1200mm2 Stranded Segmental Milliken WB Al, XLPE/OF/WBT/ CAS(25kA/1Sec)/LLDPE/Nyl/MDPE, Graphite Coating | BRUGG | BRUGG CABLES (MANUFACTURER) | S1925-4-1200-OF-AL | Active
002481463 | TERMINATION KIT,ELECTRICAL CABLE | Outdoor, 76/132kV, 1C, 1200mm2 Stranded Segmental Milliken WB Al, XLPE/OF/WBT/ CAS(25kA/1Sec)/LLDPE/Nyl/MDPE, Graphite Coating | CBLGRID | CABLE GRID AUSTRALIA PTY LTD | CG-2481463-S1925-4 | Active
002481521 | CONNECTOR,ELECTRICAL | Inner Cone Plug, suit Cable 76/132kV, 1C 1200mm2 Stranded Segmental Milliken WB Cu, XLPE/OF/WBT/CorrCu Sheath (40kA/0.5Sec)/MDPE, Graphite Coating u/w | BRUGG | BRUGG CABLES (MANUFACTURER) | CG-2481521-S1867-4 | Active
002481521 | CONNECTOR,ELECTRICAL | Inner Cone Plug, suit Cable 76/132kV, 1C 1200mm2 Stranded Segmental Milliken WB Cu, XLPE/OF/WBT/CorrCu Sheath (40kA/0.5Sec)/MDPE, Graphite Coating u/w | CBLGRID | CABLE GRID AUSTRALIA PTY LTD | CG-2481521-S1867-4 | Active
002481539 | CONNECTOR,ELECTRICAL | Inner Cone Plug, suit Cable 76/132kV, 1C 1600mm2 Stranded Segmental Milliken WB Cu, XLPE/OF/WBT/CAS(40kA/0.5Sec)/MDPE, Graphite Coating u/w Brugg Socket | BRUGG | BRUGG CABLES (MANUFACTURER) | S1961-4 (1600CU1C) | Active
002481539 | CONNECTOR,ELECTRICAL | Inner Cone Plug, suit Cable 76/132kV, 1C 1600mm2 Stranded Segmental Milliken WB Cu, XLPE/OF/WBT/CAS(40kA/0.5Sec)/MDPE, Graphite Coating u/w Brugg Socket | CBLGRID | CABLE GRID AUSTRALIA PTY LTD | CG-2481539-S1961-4 | Active
002467793 | SWITCHGEAR | RMU, 24kV, 4 x Feeder Switches, GAC 4K, JTS 06-08-01 (scm) | ORMAUST | ORMAZABAL AUSTRALIA P/L | 500019986 | Active
002467801 | SWITCHGEAR | RMU, 24kV, 3 x Feeder Switches, GAC 3K, JTS 06-08-01 (scm) | ORMAUST | ORMAZABAL AUSTRALIA P/L | 500019987 | Active
000104186 | BRACKET,MOUNTING | Street Light, Major Road, 1.5m Outreach, Galv Steel, MA1, EQTS 05-02-01, Dwg 875179-01 (scm) | EZYSTRUT | EZYSTRUT CABLE & PIPE SUPPORTS | E0104186 | Active
000104186 | BRACKET,MOUNTING | Street Light, Major Road, 1.5m Outreach, Galv Steel, MA1, EQTS 05-02-01, Dwg 875179-01 (scm) | HAYIND | HAYMAN INDUSTRIES PTY LTD | 22390 | Active
000104186 | BRACKET,MOUNTING | Street Light, Major Road, 1.5m Outreach, Galv Steel, MA1, EQTS 05-02-01, Dwg 875179-01 (scm) | INGAL | INGAL EPS | GEX22390 | Active
000104186 | BRACKET,MOUNTING | Street Light, Major Road, 1.5m Outreach, Galv Steel, MA1, EQTS 05-02-01, Dwg 875179-01 (scm) | IUPOLE | INTERNATIONAL UTILITY POLES PTY LTD | EX-22390 | Active
000104186 | BRACKET,MOUNTING | Street Light, Major Road, 1.5m Outreach, Galv Steel, MA1, EQTS 05-02-01, Dwg 875179-01 (scm) | GMPOLES | GM POLES PTY LTD | SL-WPB-MA1 | Active
000104186 | BRACKET,MOUNTING | Street Light, Major Road, 1.5m Outreach, Galv Steel, MA1, EQTS 05-02-01, Dwg 875179-01 (scm) | GPA | GALVANISED POLES AUSTRALIA | GPA104186 / 22390 | Active
000104187 | BRACKET,MOUNTING | Street Light, Major Road, 3.0m Outreach, 1.0m Uplift, Galv Steel, MA2, EQTS 05-02-01, Dwg 875180-01 (scm) | GPA | GALVANISED POLES AUSTRALIA | GPA104187 / 22402 | Active
000104187 | BRACKET,MOUNTING | Street Light, Major Road, 3.0m Outreach, 1.0m Uplift, Galv Steel, MA2, EQTS 05-02-01, Dwg 875180-01 (scm) | EZYSTRUT | EZYSTRUT CABLE & PIPE SUPPORTS | E0104187 | Active
000104187 | BRACKET,MOUNTING | Street Light, Major Road, 3.0m Outreach, 1.0m Uplift, Galv Steel, MA2, EQTS 05-02-01, Dwg 875180-01 (scm) | HAYIND | HAYMAN INDUSTRIES PTY LTD | 22402 | Active
000104187 | BRACKET,MOUNTING | Street Light, Major Road, 3.0m Outreach, 1.0m Uplift, Galv Steel, MA2, EQTS 05-02-01, Dwg 875180-01 (scm) | INGAL | INGAL EPS | GEX22402 | Active
000104187 | BRACKET,MOUNTING | Street Light, Major Road, 3.0m Outreach, 1.0m Uplift, Galv Steel, MA2, EQTS 05-02-01, Dwg 875180-01 (scm) | IUPOLE | INTERNATIONAL UTILITY POLES PTY LTD | EX-22402 | Active
000104187 | BRACKET,MOUNTING | Street Light, Major Road, 3.0m Outreach, 1.0m Uplift, Galv Steel, MA2, EQTS 05-02-01, Dwg 875180-01 (scm) | GMPOLES | GM POLES PTY LTD | SL-WPB-MA2 | Active
002480978 | TERMINATION KIT,ELECTRICAL CABLE | Outdoor, 132kV, 300mm2 Cu, XLPE Cable, Self-Sup Termination c/w Composite Insulator | NKT | NKT PTY LTD (AUSTRALIA) | TD145 | Active
002479848 | FIXTURE,LIGHTING | 70W Tango G4 LED Flood, Watchman, 4K Symmetrical Wide Beam, c/w 1.5m Lead, EQTS 05-01-02 (scm) | PHILIPS | PHILIPS AUSTRALIA PTY LTD | 824110137931 | Active
002443174 | MODEM,COMMUNICATIONS | SABRE Ranger Satellite, Inmarsat BGAN Terminal, IP65 Rated Enclosure, Built-in Ethernet & Analog Phone Interfaces | ASTAUST | AST AUSTRALIA GLOBAL SATELLITE COMMS | AC2698400 | Phasing
000104188 | BRACKET,MOUNTING | Street Light, Major Road, 4.5m Outreach, 2.5m Uplift, Galv Steel, MA3 c/w Stays & Clamp, EQTS 05-02-01, Dwg 10-3-9-1(scm) | HAYIND | HAYMAN INDUSTRIES PTY LTD | 22403 | Active
000104188 | BRACKET,MOUNTING | Street Light, Major Road, 4.5m Outreach, 2.5m Uplift, Galv Steel, MA3 c/w Stays & Clamp, EQTS 05-02-01, Dwg 10-3-9-1(scm) | GMPOLES | GM POLES PTY LTD | SL-WPB-MA3 | Active
000104188 | BRACKET,MOUNTING | Street Light, Major Road, 4.5m Outreach, 2.5m Uplift, Galv Steel, MA3 c/w Stays & Clamp, EQTS 05-02-01, Dwg 10-3-9-1(scm) | GPA | GALVANISED POLES AUSTRALIA | GPA104188 / 22403 | Active
000104188 | BRACKET,MOUNTING | Street Light, Major Road, 4.5m Outreach, 2.5m Uplift, Galv Steel, MA3 c/w Stays & Clamp, EQTS 05-02-01, Dwg 10-3-9-1(scm) | EZYSTRUT | EZYSTRUT CABLE & PIPE SUPPORTS | E0104188 | Active
000104188 | BRACKET,MOUNTING | Street Light, Major Road, 4.5m Outreach, 2.5m Uplift, Galv Steel, MA3 c/w Stays & Clamp, EQTS 05-02-01, Dwg 10-3-9-1(scm) | INGAL | INGAL EPS | GEX22403 | Active
000104188 | BRACKET,MOUNTING | Street Light, Major Road, 4.5m Outreach, 2.5m Uplift, Galv Steel, MA3 c/w Stays & Clamp, EQTS 05-02-01, Dwg 10-3-9-1(scm) | IUPOLE | INTERNATIONAL UTILITY POLES PTY LTD | EX-22403 | Active
000104190 | BRACKET,MOUNTING | Street Light, Major Road, 3.0m Outreach, 4.0m Uplift, Galv Steel, MA4 c/w Stays & Clamp, EQTS 05-02-01, Dwg 10-3-10-1(scm) | GPA | GALVANISED POLES AUSTRALIA | GPA104190 / 22404 | Active
000104190 | BRACKET,MOUNTING | Street Light, Major Road, 3.0m Outreach, 4.0m Uplift, Galv Steel, MA4 c/w Stays & Clamp, EQTS 05-02-01, Dwg 10-3-10-1(scm) | EZYSTRUT | EZYSTRUT CABLE & PIPE SUPPORTS | E0104190 | Active
000104190 | BRACKET,MOUNTING | Street Light, Major Road, 3.0m Outreach, 4.0m Uplift, Galv Steel, MA4 c/w Stays & Clamp, EQTS 05-02-01, Dwg 10-3-10-1(scm) | HAYIND | HAYMAN INDUSTRIES PTY LTD | 22404 | Active
000104190 | BRACKET,MOUNTING | Street Light, Major Road, 3.0m Outreach, 4.0m Uplift, Galv Steel, MA4 c/w Stays & Clamp, EQTS 05-02-01, Dwg 10-3-10-1(scm) | INGAL | INGAL EPS | GEX22404 | Active
000104190 | BRACKET,MOUNTING | Street Light, Major Road, 3.0m Outreach, 4.0m Uplift, Galv Steel, MA4 c/w Stays & Clamp, EQTS 05-02-01, Dwg 10-3-10-1(scm) | IUPOLE | INTERNATIONAL UTILITY POLES PTY LTD | EX-22404 | Active
000104190 | BRACKET,MOUNTING | Street Light, Major Road, 3.0m Outreach, 4.0m Uplift, Galv Steel, MA4 c/w Stays & Clamp, EQTS 05-02-01, Dwg 10-3-10-1(scm) | GMPOLES | GM POLES PTY LTD | SL-WPB-MA4 | Active
000104203 | BRACKET,MOUNTING | Mains Connection Box, 120 x 120 x 120mm, Pole Mounted (scm) | REXEL | REXEL AUSTRALIA | DWEERPB1 | Active
000104210 | BRACKET,MOUNTING | Angle, Service Cable, Galv, EE Dwg 875237-01 (P300) (scm) | GREGSF | GREG SEWELL FORGINGS PTY LTD | 6145 | Active
000104251 | BRACKET,MOUNTING | 11/22kV Cable Termination, Galv, Dwg 22-1054 Rev D | POLLARDS | POLLARDS GALVANIZING PTY LTD | 104251 | Active
000104314 | BRACKET,MOUNTING | Wall Mount Support, LV Distribution Cabinet, 6 Module c/w 2 Mounting Bars & Fixings, Dwg 875268-01 (scm) | WEBER | WEBER SOUTH PACIFIC PTY LTD | VEB100X5 | Active
000104453 | BRACKET,MOUNTING | Pole Mount, Twin Voltage Regulators, EE Dwg 872319-01 (scm) | EZYSTRUT | EZYSTRUT CABLE & PIPE SUPPORTS | E104453 | Active
000104500 | BRACKET,MOUNTING | Hook, 16mm, suit Mounting on Concrete or Wood Poles (P25) (scm) | PLP | PREFORMED LINE PRODUCTS (AUST) | GSHP-16 | Active
000024927 | MASK,AIR FILTERING | Sunstroms SR200 Repository Protection Heavy Duty Use, Fulltime Exposure, Long Term Work in Areas Requiring High Protection LVLS, SSGIS Application Only | BLKWOODJ | J BLACKWOOD & SONS LIMITED | 0444 4929 | Active
000024927 | MASK,AIR FILTERING | Sunstroms SR200 Repository Protection Heavy Duty Use, Fulltime Exposure, Long Term Work in Areas Requiring High Protection LVLS, SSGIS Application Only | SUNDSTRM | SUNDSTROM P/L | 4179 | Active
002478428 | BATTERY,STORAGE | 48V, 150Ah, Dual String, 16 x UXH75-6 VRLA, c/w Enclosed Rack, 00000015 Item 3H+E | CENTURY | CENTURY YUASA BATTERIES PTY LTD | 341239 | Active
002481026 | CABLE,POWER,ELECTRICAL | Parallel Twin Flexible, 0.6/1kV, 2C, 4.0mm2 Cu, NBR Elasomer Insulated/PVC Sheath, Red/Blue, UV Stabilised, Flame Retardant | CMI ELEC | CMI ELECTRICAL PRODUCTS | TW04RD/BE | Active
002481422 | JOINT,ELECTRICAL POWER CABLE | Screen Break, 76/132kV, 1C, 1200mm2 Stranded Segmental Milliken WB Cu, XLPE/ OF/WBT/CorrCu Sheath(40kA/0.5Sec)/MDPE, Graphite Coating | BRUGG | BRUGG CABLES (MANUFACTURER) | CG-2481422-S1964-4 | Active
002481422 | JOINT,ELECTRICAL POWER CABLE | Screen Break, 76/132kV, 1C, 1200mm2 Stranded Segmental Milliken WB Cu, XLPE/ OF/WBT/CorrCu Sheath(40kA/0.5Sec)/MDPE, Graphite Coating | CBLGRID | CABLE GRID AUSTRALIA PTY LTD | CG-2481422-S1964-4 | Active
002481448 | TERMINATION KIT,ELECTRICAL CABLE | Outdoor, 76/132kV, 1C, 630mm2 Stranded Compacted Circ WB Al, XLPE/WBT/ CAS(25kA/1Sec)/LLDPE/Nyl/MDPE, Graphite Coating | CBLGRID | CABLE GRID AUSTRALIA PTY LTD | CG-2481448-S1924-4 | Active
002481448 | TERMINATION KIT,ELECTRICAL CABLE | Outdoor, 76/132kV, 1C, 630mm2 Stranded Compacted Circ WB Al, XLPE/WBT/ CAS(25kA/1Sec)/LLDPE/Nyl/MDPE, Graphite Coating | BRUGG | BRUGG CABLES (MANUFACTURER) | S1924-4-630 | Active
002478204 | SWITCHGEAR | RMU, 24kV, RM6 IQI, c/w IAC Box, TX Cables & Cable Grommets, suit Schneider Padmount Substation | SCHNEIDR | SCHNEIDER PTY LTD (MANUFACTURER) | HRB10114LC | Active
002478212 | SWITCHGEAR | RMU, 24kV, RM6 IIQI, c/w IAC Box, TX Cables & Cable Grommets, suit Schneider Padmount Substation | SCHNEIDR | SCHNEIDER PTY LTD (MANUFACTURER) | HRB10115LC | Active
002478220 | SWITCHGEAR | RMU, 24kV, RM6 QIQI, c/w IAC Box, TX Cables & Cable Grommets, suit Schneider Padmount Substation | SCHNEIDR | SCHNEIDER PTY LTD (MANUFACTURER) | HRB10116LC | Active
002481604 | MARKER,IDENTIFICATION | Pressure Sensitive Vinyl, 40 x 38mm, Legend "LP21 3K"" 20 x 6.5mm, Black Text on White B/Ground, Sht of 40 | ARTCRAFT | ARTCRAFT PTY LTD (QLD) | C0010230 | Active
000104534 | BRACKET,MOUNTING | Support Clamp, Galv, Fibre Optic Cable, Dwg 884359-01 (scm) | EZYSTRUT | EZYSTRUT CABLE & PIPE SUPPORTS | E104534 | Active
000104588 | BRACKET,MOUNTING | Regulator Mount, Galv, suit 100A Regulator, EE Dwg A4 889392-01 (scm) | EZYSTRUT | EZYSTRUT CABLE & PIPE SUPPORTS | E104588 | Active
000104692 | BRACKET,MOUNTING | Street Light, Minor Road, 3.0m Outreach, 1.0m Uplift, Galv Steel, MI2, EQTS 05-02-01, Dwg 897227-01 (scm) | EZYSTRUT | EZYSTRUT CABLE & PIPE SUPPORTS | E0104692 | Active
000104692 | BRACKET,MOUNTING | Street Light, Minor Road, 3.0m Outreach, 1.0m Uplift, Galv Steel, MI2, EQTS 05-02-01, Dwg 897227-01 (scm) | HAYIND | HAYMAN INDUSTRIES PTY LTD | 22406 | Active
000104692 | BRACKET,MOUNTING | Street Light, Minor Road, 3.0m Outreach, 1.0m Uplift, Galv Steel, MI2, EQTS 05-02-01, Dwg 897227-01 (scm) | INGAL | INGAL EPS | GEX22406 | Active
000104692 | BRACKET,MOUNTING | Street Light, Minor Road, 3.0m Outreach, 1.0m Uplift, Galv Steel, MI2, EQTS 05-02-01, Dwg 897227-01 (scm) | IUPOLE | INTERNATIONAL UTILITY POLES PTY LTD | EX-22406 | Active
000104692 | BRACKET,MOUNTING | Street Light, Minor Road, 3.0m Outreach, 1.0m Uplift, Galv Steel, MI2, EQTS 05-02-01, Dwg 897227-01 (scm) | GMPOLES | GM POLES PTY LTD | SL-WPB-MI2 | Active
000104692 | BRACKET,MOUNTING | Street Light, Minor Road, 3.0m Outreach, 1.0m Uplift, Galv Steel, MI2, EQTS 05-02-01, Dwg 897227-01 (scm) | GPA | GALVANISED POLES AUSTRALIA | GPA104692 / 22406 | Active
002480994 | BRACKET,FACESHIELD,HELMET | Helmet Visor Holder | STIHL | STIHL GROUP | 0000-889-9042 | Active
000105120 | BRACKET,MOUNTING | ACR Control Box, Hinged Mounting Bracket 1 x Left & 1 x Right Bracket per Set, Assembled, Dwg 911590-01 (scm) | EZYSTRUT | EZYSTRUT CABLE & PIPE SUPPORTS | E105120 | Active
000112041 | BRACKET,MOUNTING | Universal Cable Support, 13mm Holes CA Dwg 22-A4-1104 Rev B (scm) | BIGGENGI | BIGGENDEN ENGINEERING WORKS | EM0112041 | Active
000112041 | BRACKET,MOUNTING | Universal Cable Support, 13mm Holes CA Dwg 22-A4-1104 Rev B (scm) | DULHUNTY | DULHUNTY POWER (AUST) PTY LTD | ERG-22-A4-1104 | Active
000403298 | BRACKET,MOUNTING | Security Light, Galv, Pole Mount, Single Light, Dwg 19-A2-1234/1 Rev B | DULHUNTY | DULHUNTY POWER (AUST) PTY LTD | ERG-19-A2-1234-1 | Active
000405827 | BRACKET,MOUNTING | Stabilising, Dwg 22-A4-190 Rev B | DULHUNTY | DULHUNTY POWER (AUST) PTY LTD | ERG-22-A4-190 | Active
000405827 | BRACKET,MOUNTING | Stabilising, Dwg 22-A4-190 Rev B | BIGGENGI | BIGGENDEN ENGINEERING WORKS | EM0405827 | Active
000025029 | ANTENNA | Paddle Pop, 3G/4G on Glass, 700-2700MHz Freq Range c/w 1m Lead, SMA Connector | EDMI | EDMI PTY LTD | MDMANT23005A-1MTR | Active
000005033 | TRANSFORMER,POWER | 66/22kV, 6.3MVA, DYN1/DYN11, HV to LV 10%, 23T +10% to -17.5%, CTs: CT-66-3-9A, CT's: CT-22-3-5, CT-N-1-5N, Mineral Oil, ETS 2006/0132/T | WILSON | WILSON TRANSFORMER CO. PTY LTD | P2049 | Active
002404568 | LADDER,EXTENSION | Fibreglass, 7.9m Fully Extended, ETS RSE02, (25 FT) | LADAMAX | LADAMAX ALUMINIUM PRODUCTS PTY LTD | FXT-EQ25 | Active
002429355 | LADDER,EXTENSION | Fibreglass, 6.4m Fully Extended, ETS RSE02 | LADAMAX | LADAMAX ALUMINIUM PRODUCTS PTY LTD | FXT-EQ21 | Active
002433258 | LADDER,STRAIGHT | Fibreglass Single Section 3.6m Lg, ETS RSE02 | LADAMAX | LADAMAX ALUMINIUM PRODUCTS PTY LTD | FSI122 | Active
000022043 | TERMINATION KIT,ELECTRICAL CABLE | GIS, 76/132kV, 1600mm2, 1C Milliken Stranding, WB Cu/XLPE/WBT/CorrCu Sheath/MDPE c/w Graphite Coating | PRYSMIAN | PRYSMIAN POWER CABLES & SYSTEMS AUST | EVG 1170/048 | Active
000019690 | JOINT BOX,ELECTRIC CABLE | Earth Link Box, 110kV Cable System, Sheath Earth Direct Bonding c/w 240mm2 CU XLPE Insulated Concentric Bonding Lead Connections, No SVLs, 316 S/S Tank | INSULECT | INSULECT AUSTRALIA PTY LTD | 21214 | Active
000405835 | BRACKET,MOUNTING | Stand Off, Galv, Dwg 01-13-04-B | POLLARDS | POLLARDS GALVANIZING PTY LTD | 405835 | Active
000405840 | BRACKET,MOUNTING | Transformer Mount, Galv, suit 100/300kVA Transformers, Dwg 881375-01 (scm) | GREGSF | GREG SEWELL FORGINGS PTY LTD | 6163 | Active
000405842 | BRACKET,MOUNTING | Galv, Concrete Pole to Wooden Crossarm, Dwg 22-A4-384 | GREGSF | GREG SEWELL FORGINGS PTY LTD | 6389 | Active
002480648 | FUSE,CARTRIDGE | 60A, Ceramic Cartridge, for Plug In Base Electricity Meter, Eaton Bussmann Series, 30 x 57mm | COOPER | COOPER ELECTRICAL AUSTRALIA PTY LTD | 60LR85 | Active
000405846 | BRACKET,MOUNTING | Surge Arrestor, Dwg 872892-01 (scm) | GREGSF | GREG SEWELL FORGINGS PTY LTD | 6151 | Active
000405847 | BRACKET,MOUNTING | Regulator Control Box Mount, Dwg 872551-01 (scm) | EZYSTRUT | EZYSTRUT CABLE & PIPE SUPPORTS | E405847 | Active
000405878 | BRACKET,MOUNTING | Service, Galv, Dwg 22-A4-204 Rev C | BIGGENGI | BIGGENDEN ENGINEERING WORKS | EM405878 | Active
000405883 | BRACKET,MOUNTING | Trident Intermediate, Galv, Dwg 875169-01 (scm) | EZYSTRUT | EZYSTRUT CABLE & PIPE SUPPORTS | E405883 | Active
000405920 | BRACKET,MOUNTING | Switch Fuse, Galv, LV, ABC Twin, Dwg 875234-01 (scm) | EZYSTRUT | EZYSTRUT CABLE & PIPE SUPPORTS | E405920 | Active
000406203 | BRACKET,MOUNTING | Service Fuse, Dwg 22-A4-206 Rev B | EZYSTRUT | EZYSTRUT CABLE & PIPE SUPPORTS | E406203 | Active
002481596 | MODULE | MD100m Mixed Digital I/O Module, 16 Channels, 8 x DI & 8 x DO, 5V DC Range, Individually Isolated | CGI | CGI TECHNOLOGIES & SOLUTIONS P/L | MD100M-DIO-2 | Active
000406226 | BRACKET,MOUNTING | Fuse Mount, Galv, LV, ABC, 3 Service Fuses, Pole Mount Max 8mm Thk c/w 2 x Hooks, for Services Dwg 865737-01 (scm) | GREGSF | GREG SEWELL FORGINGS PTY LTD | 6148 | Active
000406254 | BRACKET,MOUNTING | Footpath Stay, Galv, Dwg 01-13-03 Issue A (scm) | GREGSF | GREG SEWELL FORGINGS PTY LTD | 6176 | Active
000406271 | BRACKET,MOUNTING | Clamp, for attaching Crossarms, Transformers & other equipment to a Concrete Pole, CA Dwg 905379-01 (scm) | EZYSTRUT | EZYSTRUT CABLE & PIPE SUPPORTS | E406271 | Active
000604006 | BRACKET,MOUNTING | HV EDOs & Isolating Links, Direct to Pole, Dwg 903731-01 (scm) | EZYSTRUT | EZYSTRUT CABLE & PIPE SUPPORTS | E604006 | Active
XSOMX0231 | CLEVIS | Twisted Clevis Tongue, 70/120kN, Dwg 004-289-RD | PLP | PREFORMED LINE PRODUCTS (AUST) | TCT-120-XX | Active
002481000 | VISOR,FACESHIELD | Steel Mesh, Multi Fit | STIHL | STIHL GROUP | 7004-884-0201 | Active
000023729 | ANTENNA | Paddle Pop, 3G/4G on Glass, 700-2700MHz Freq Range c/w 1.2m Lead, FME Connector & Red Heatshrink | INTERCEL | INTERCEL PTY LTD | ANTMPATCHEGX1200 | Active
002433241 | LADDER,STRAIGHT | Fibreglass Single Section 2.4m Lg, ETS RSE02 | LADAMAX | LADAMAX ALUMINIUM PRODUCTS PTY LTD | FSI082 | Active
000705449 | BRACKET,MOUNTING | Type 'T', for Surge Arresters, Galv, CA Dwg 22-A4-528 Rev A (scm) | GREGSF | GREG SEWELL FORGINGS PTY LTD | 6160 | Active
001104741 | BRACKET,MOUNTING | Pedestrian Crossing, Floodlight to Outreach Adaptor, Glav Steel, EQTS 05-02-01, Dwg 912580-01 (scm) | EZYSTRUT | EZYSTRUT CABLE & PIPE SUPPORTS | E2427300 | Active
001104741 | BRACKET,MOUNTING | Pedestrian Crossing, Floodlight to Outreach Adaptor, Glav Steel, EQTS 05-02-01, Dwg 912580-01 (scm) | GPA | GALVANISED POLES AUSTRALIA | GPA1104741 / 11610 | Active
001104741 | BRACKET,MOUNTING | Pedestrian Crossing, Floodlight to Outreach Adaptor, Glav Steel, EQTS 05-02-01, Dwg 912580-01 (scm) | GMPOLES | GM POLES PTY LTD | SL-FL-ADAP | Active
001104741 | BRACKET,MOUNTING | Pedestrian Crossing, Floodlight to Outreach Adaptor, Glav Steel, EQTS 05-02-01, Dwg 912580-01 (scm) | HAYIND | HAYMAN INDUSTRIES PTY LTD | 1104741 | Active
001104741 | BRACKET,MOUNTING | Pedestrian Crossing, Floodlight to Outreach Adaptor, Glav Steel, EQTS 05-02-01, Dwg 912580-01 (scm) | INGAL | INGAL EPS | GEX11610 | Active
001140638 | BRACKET,MOUNTING | Street Light, Minor Road, 1.2m Outreach, Galv Steel, MI1, EQTS 05-02-01, Dwg 875174-01 (scm) | GPA | GALVANISED POLES AUSTRALIA | GPA1140638 / 22405 | Active
001140638 | BRACKET,MOUNTING | Street Light, Minor Road, 1.2m Outreach, Galv Steel, MI1, EQTS 05-02-01, Dwg 875174-01 (scm) | IUPOLE | INTERNATIONAL UTILITY POLES PTY LTD | EX-22405 | Active
001140638 | BRACKET,MOUNTING | Street Light, Minor Road, 1.2m Outreach, Galv Steel, MI1, EQTS 05-02-01, Dwg 875174-01 (scm) | GMPOLES | GM POLES PTY LTD | SL-WPB-MI1 | Active
001140638 | BRACKET,MOUNTING | Street Light, Minor Road, 1.2m Outreach, Galv Steel, MI1, EQTS 05-02-01, Dwg 875174-01 (scm) | EZYSTRUT | EZYSTRUT CABLE & PIPE SUPPORTS | E1140638 | Active
001140638 | BRACKET,MOUNTING | Street Light, Minor Road, 1.2m Outreach, Galv Steel, MI1, EQTS 05-02-01, Dwg 875174-01 (scm) | HAYIND | HAYMAN INDUSTRIES PTY LTD | 22405 | Active
001140638 | BRACKET,MOUNTING | Street Light, Minor Road, 1.2m Outreach, Galv Steel, MI1, EQTS 05-02-01, Dwg 875174-01 (scm) | INGAL | INGAL EPS | GEX22405 | Active
001184053 | BRACKET,MOUNTING | Fuse Mount, Road Lighting Fuse, Galv, EE Dwg 875236-01 (P100) (scm) | EZYSTRUT | EZYSTRUT CABLE & PIPE SUPPORTS | E1184053 | Active
002481109 | HANDLE,MANUAL CONTROL | Link Extraction or Installation, suits 3-Way Link Pillar | FULTON | FULTON INDUSTRIES AUSTRALIA P/L | 01-FD33HAN | Active
002483568 | RECLOSER,AUTO | 24kV, 3 Ph, 630A, 12.5kA, Tank Unit Only with SA Fitted, No VT or Control Box, EQTS 06-07-03 | NOJA | NOJA POWER SWITCHGEAR PTY LTD | OSM27-12-800-310 TANK ONLY | Active
000024741 | DRILL-HAMMER,ELECTRIC,PORTABLE | Hammer/Drill Driver, 18V Li-Ion, 13mm Keyless Chuck, Skin Only | MILWAUKE | MILWAUKEE POWER TOOLS | M18FPD30 | Active
000024743 | WRENCH,IMPACT | Milwaukee, M18 Fuel, Large 205mm, 1/2" Pin Detent Anvil, 18V, Powerstate Brushless Motor, 4-Mode Drive Control, Skin Only | C&LTOOL | C&L TOOL CENTRE | MILWTM18FHIW2P120 | Active
000024743 | WRENCH,IMPACT | Milwaukee, M18 Fuel, Large 205mm, 1/2" Pin Detent Anvil, 18V, Powerstate Brushless Motor, 4-Mode Drive Control, Skin Only | MILWAUKE | MILWAUKEE POWER TOOLS | M18FHIW2P120 | Active
000024802 | GLOVES,PROTECTIVE | MaxiFlex Elite, Size 11, Micro-Foam Nitrile Coating, High Dexterity, 25% Thinner GP Glove for Sensitive Handling | ATG | ATG INTELLIGENT GLOVE SOLUTIONS | 34-274-11 | Active
000024802 | GLOVES,PROTECTIVE | MaxiFlex Elite, Size 11, Micro-Foam Nitrile Coating, High Dexterity, 25% Thinner GP Glove for Sensitive Handling | ATOMSUPP | ATOM SUPPLY GROUP P/L | 30001023 | Active
000024834 | GREASE,SPECIAL PURPOSE | TRANZ Q47-3, Electrical Conducting Lubricant, NLGI Gde 1, Intense Black, Grease-gel, 500g Jar | HYLEC | HYLEC ENERGY SOLUTIONS | TRANZQ47-3JAR | Active
000024946 | SAW,RECIP,PORTABLE,ELEC | Milwaukee, M18 Top-Handle Jigsaw, 18V, Skin Only | MILWAUKE | MILWAUKEE POWER TOOLS | M18FJS-0 | Active
000024946 | SAW,RECIP,PORTABLE,ELEC | Milwaukee, M18 Top-Handle Jigsaw, 18V, Skin Only | C&LTOOL | C&L TOOL CENTRE | MILWTM18FJS-0 | Active
000024948 | LIGHT UNIT,PORTABLE | Milwaukee, M18 LED Tripod Stand Light, 18V, 3-Mode Light Options, Low/Med/High 850/1300/2000 Lumens, 2.2m Max Extension Rotating Head, Skin Only | MILWAUKE | MILWAUKEE POWER TOOLS | M18SAL-0 | Active
000024948 | LIGHT UNIT,PORTABLE | Milwaukee, M18 LED Tripod Stand Light, 18V, 3-Mode Light Options, Low/Med/High 850/1300/2000 Lumens, 2.2m Max Extension Rotating Head, Skin Only | C&LTOOL | C&L TOOL CENTRE | MILWTM18DSAL-0 | Active
000024999 | HOLDER,BIT EXTENSION | 1/2 Inch Square drive 1/4 Inch Bit Steel Impact Socket Adaptor | MILWAUKE | MILWAUKEE POWER TOOLS | 48034410 | Active
000024999 | HOLDER,BIT EXTENSION | 1/2 Inch Square drive 1/4 Inch Bit Steel Impact Socket Adaptor | C&LTOOL | C&L TOOL CENTRE | MILWA48034410 | Active
000025051 | CRIMPING TOOL,HYDRAULIC | Battery Operated 12 Tonne; C Frame Opening;30mm Jaw Opening; Skin Only Max 300mm 2 AL/CU; 14.4 V DC Motor; 350 Deg Swivel Head | SPECFORC | SPECIALISED FORCE PTY LTD | REC-3430A | Active
000025051 | CRIMPING TOOL,HYDRAULIC | Battery Operated 12 Tonne; C Frame Opening;30mm Jaw Opening; Skin Only Max 300mm 2 AL/CU; 14.4 V DC Motor; 350 Deg Swivel Head | SPECFORC | SPECIALISED FORCE PTY LTD | S7L-431M-EQ | Active
000025367 | CHARGER,BATTERY | CHARGER LI-ION SINGLE 18V RAPID MAKITA; | C&LTOOL | C&L TOOL CENTRE | MAKADC18RC | Active
000025423 | SPECTACLES,INDUSTRIAL | Helios, Medium Impact Safety Eyewear, Reduced Glare Brown Lens, Black/Grey Frames, Anti-Scratch & Anti-Fog | PROTECTA | PROTECTA-VISION AUSTRALIA | S9155 | Active
000025423 | SPECTACLES,INDUSTRIAL | Helios, Medium Impact Safety Eyewear, Reduced Glare Brown Lens, Black/Grey Frames, Anti-Scratch & Anti-Fog | ATOMSUPP | ATOM SUPPLY GROUP P/L | 248937 | Active
000025468 | SLING,RESCUE EQUIPMENT | Orange, 25mm x 2m Lg Round Sling, for Transformer Access Kit | HGHTDYNM | HEIGHT DYNAMICS | R32KN 2000 ORA | Active
000025468 | SLING,RESCUE EQUIPMENT | Orange, 25mm x 2m Lg Round Sling, for Transformer Access Kit | HGHTDYNM | HEIGHT DYNAMICS | HD R32KN 2000 ORA | Active
000025531 | CHAIN,CHAINSAW | Replacement Chain, for Milwaukee 18V Battery Chainsaw | MILWAUKE | MILWAUKEE POWER TOOLS | 49162715 | Active
000025531 | CHAIN,CHAINSAW | Replacement Chain, for Milwaukee 18V Battery Chainsaw | C&LTOOL | C&L TOOL CENTRE | MILWA49162715 | Active
000104365 | BATTERY,NONRECHARGEABLE | AAA, Heavy Duty (Each) | MMELEC | MM ELECTRICAL MERCHANDISING | EVREN92 | Active
000104365 | BATTERY,NONRECHARGEABLE | AAA, Heavy Duty (Each) | ATOMSUPP | ATOM SUPPLY GROUP P/L | 3425001 | Active
000104437 | DIE,COMPRESSION | Crimp for 3 & 4 Core 120mm Sector Cable | TEN | THE ENERGY NETWORK (AUST) PTY LTD | K12-A-INDENT-16 | Active
000104437 | DIE,COMPRESSION | Crimp for 3 & 4 Core 120mm Sector Cable | LEGEND | LEGEND POWER SYSTEMS | HT130-A16INDENT | Active
000104437 | DIE,COMPRESSION | Crimp for 3 & 4 Core 120mm Sector Cable | CABLEACC | CABLE ACCESSORIES (AUST) | HT130A16INDENT | Active
000104508 | WRENCH,RATCHET | Single Ended, Reversible, Quad Size, 17mm, 19mm, 24mm & 30mm A/F Hex Sockets, with Insulated Handle AS 1112 | TEN | THE ENERGY NETWORK (AUST) PTY LTD | BY-3 | Active
000104511 | TAMPER | Hydraulic, Pole, 1.8m Lg, Kidney Shaped Foot 60 x 200mm, Flush Face Couplers, Kevlar Protection Sleeve, Stress Relief on Hoses | TEN | THE ENERGY NETWORK (AUST) PTY LTD | REL-TMP-72VH-BPS | Active
002407273 | TURNBUCKLE | Clevis Eye, 160kN, ETS 11-09-01 | TEN | THE ENERGY NETWORK (AUST) PTY LTD | TB-160-EC | Active
002407273 | TURNBUCKLE | Clevis Eye, 160kN, ETS 11-09-01 | PLP | PREFORMED LINE PRODUCTS (AUST) | TBEC-160-1 | Active
002449346 | TURNBUCKLE | Clevis Tongue, 160kN, EE Dwg 5-2-1271 | PLP | PREFORMED LINE PRODUCTS (AUST) | TBCT-160-1 | Active
002403589 | TIE,PREFORMED | Top, Neck Dia 112mm, 19/3.25 AAC & AAAC Armoured | PLP | PREFORMED LINE PRODUCTS (AUST) | AWDT255A112 | Active
002403953 | TERMINAL,LUG | Compression, Bi-Metal, Cu Palm, 300mm2, M12 Bolt Hole, Hex Die A/F 28.4mm, ETS 01-09-23 (P1) (scm) | TYCOELEC | TYCO ELECTRONICS | BG300M12/1 | Active
002403954 | LINK,COMPRESSION | Cu, 240mm2, (61/2.25) | CABLEACC | CABLE ACCESSORIES (AUST) | CAS240 | Active
002403954 | LINK,COMPRESSION | Cu, 240mm2, (61/2.25) | TYCOELEC | TYCO ELECTRONICS | H1495/1 | Active
002403955 | LINK,COMPRESSION | 300mm2 Cu Stranded Round Cable, Hex Die A/F 26.0mm Cu | CABLEACC | CABLE ACCESSORIES (AUST) | CAS300 | Active
002403955 | LINK,COMPRESSION | 300mm2 Cu Stranded Round Cable, Hex Die A/F 26.0mm Cu | TYCOELEC | TYCO ELECTRONICS | H1496/1 | Active
002403964 | TERMINAL,LUG | Compression, Bi-Metal, Cu Palm, 70mm2, M12 Bolt Hole, Hex Die A/F 13.2mm (scm) | TYCOELEC | TYCO ELECTRONICS | BG70M12/1 | Active
002403964 | TERMINAL,LUG | Compression, Bi-Metal, Cu Palm, 70mm2, M12 Bolt Hole, Hex Die A/F 13.2mm (scm) | TECONN | TE CONNECTIVITY LTD | BG70M12/1 | Active
002403973 | TERMINAL,LUG | Compression, Bi-Metal, 120mm2, Cu Palm, M12 Bolt Hole, Hex Die A/F 17.3mm, suit Moon 7/4.75 Al (scm) | TYCOELEC | TYCO ELECTRONICS | BG120M12/1 | Active
002407149 | SLEEVE,COMPRESSION | FT, Selenium, 61/3.25 AAAC 1120, Die Size Al 44.5mm, ETS 11-09-01 | PLP | PREFORMED LINE PRODUCTS (AUST) | D-HM712 | Active
002407157 | SLEEVE,COMPRESSION | NT, Nitrogen, 37/3.00 AAAC 1120, Die Size Al 34.5mm, ETS 11-09-01 | PLP | PREFORMED LINE PRODUCTS (AUST) | D-HN618 | Active
002407161 | SLEEVE,COMPRESSION | Termination Conductor Compression, FT, Grape, 30/7/2.5 ACSR/GZ, Die Size Al 28.5mm, Steel 16.0mm, ETS 11-09-01 | PLP | PREFORMED LINE PRODUCTS (AUST) | CDE-175-1-A | Active
002407172 | TERMINATION,PREFORMED | FT, 7/3.25 SC/GZ c/w Open Thimble, ETS 11-09-01 | PLP | PREFORMED LINE PRODUCTS (AUST) | D-SGG0975 | Active
002407174 | SPLICE,CONDUCTOR | Preformed, FT, 7/2.75 SC/GZ, ETS 11-09-01 | PLP | PREFORMED LINE PRODUCTS (AUST) | D-SLS0825 | Active
002407177 | SPLICE,CONDUCTOR | Preformed, FT, 7/3.25 SC/AC, Left Hand Lay, ETS 11-09-01 | PLP | PREFORMED LINE PRODUCTS (AUST) | D-LLS0975L | Active
002407178 | SPLICE,CONDUCTOR | Preformed, FT, Iodine, 7/4.75 AAAC 1120 c/w Open Thimble, ETS 11-09-01 | PLP | PREFORMED LINE PRODUCTS (AUST) | AFG-143-CL-ER | Active
002407178 | SPLICE,CONDUCTOR | Preformed, FT, Iodine, 7/4.75 AAAC 1120 c/w Open Thimble, ETS 11-09-01 | PLP | PREFORMED LINE PRODUCTS (AUST) | D-ADE1430 | Active
002433712 | BRACKET,MOUNTING | Street Light, Minor Road, 300mm Lg, Galv Steel, EQTS 05-02-01, Dwg 1012884-01 (scm) | EZYSTRUT | EZYSTRUT CABLE & PIPE SUPPORTS | E2433712 | Active
002433712 | BRACKET,MOUNTING | Street Light, Minor Road, 300mm Lg, Galv Steel, EQTS 05-02-01, Dwg 1012884-01 (scm) | HAYIND | HAYMAN INDUSTRIES PTY LTD | 22424 | Active
002433712 | BRACKET,MOUNTING | Street Light, Minor Road, 300mm Lg, Galv Steel, EQTS 05-02-01, Dwg 1012884-01 (scm) | IUPOLE | INTERNATIONAL UTILITY POLES PTY LTD | EX-22424 | Active
002433712 | BRACKET,MOUNTING | Street Light, Minor Road, 300mm Lg, Galv Steel, EQTS 05-02-01, Dwg 1012884-01 (scm) | GPA | GALVANISED POLES AUSTRALIA | GPA2433712 / 22424 | Active
002433712 | BRACKET,MOUNTING | Street Light, Minor Road, 300mm Lg, Galv Steel, EQTS 05-02-01, Dwg 1012884-01 (scm) | INGAL | INGAL EPS | GEX22424 | Active
002433712 | BRACKET,MOUNTING | Street Light, Minor Road, 300mm Lg, Galv Steel, EQTS 05-02-01, Dwg 1012884-01 (scm) | GMPOLES | GM POLES PTY LTD | SL-WPB-PT-N | Active
002434983 | BRACKET,MOUNTING | Ratchet Strap Assy, suit Crossarm & Pole Mounting | TEN | THE ENERGY NETWORK (AUST) PTY LTD | SPP-1A-BKT | Active
002434983 | BRACKET,MOUNTING | Ratchet Strap Assy, suit Crossarm & Pole Mounting | SPECFORC | SPECIALISED FORCE PTY LTD | RS-1 | Active
002448108 | BRACKET,MOUNTING | Transformer Platform, 250 x 150 x 9 RHS, Galv Steel, EE Dwg 1020748-03 item 11 mark D | ISM | ISM MANUFACTURING PTY LTD | 1020748-03-11 | Active
002451581 | BRACKET,MOUNTING | DIN Rail Bracket, for Media Converter | BBNS | BLACK BOX NETWORK SERVICES | DIN-RAIL MC2 | Active
002452159 | BRACKET,MOUNTING | Mid Pole Mount, for Enclosed Gas Switch, AK Power (scm) | AKPOWER | AK POWER SOLUTIONS PTY LTD | 80790 | Active
002452167 | BRACKET,MOUNTING | Top Pole Mount, for Enclosed Gas Switch, AK Power (scm) | AKPOWER | AK POWER SOLUTIONS PTY LTD | 12232 | Active
000024164 | DISK,ABRASIVE | 125mm Zirconia Flap Disc, 80 Grit | C&LTOOL | C&L TOOL CENTRE | JAY1-AF12580 | Active
000022397 | POLE,PUBLIC LIGHTING,METAL | Minor Road Mid Hinged (Right), 5.0m, Base Plate Mounted, 350 PCD Bolt Spacing, Green, Integral 0.5m Outreach, EQTS 05-02-01, Dwg 5HG-A3 (scm) | GMPOLES | GM POLES PTY LTD | MH 5E-GR-350 | Active
002481836 | DRIVE POINT,EARTH ROD | Star Type, 12.7mm Dia, ETS 01-08-01 Item 4 | PLP | PREFORMED LINE PRODUCTS (AUST) | CBE-127-SDP | Active
002467041 | FIXTURE,LIGHTING | 50W Inspire T20A (L50) 4K c/w NEMA PE Cell, Major Road, EQTS 05-01-02 (scm) | LSS | LIGHT SOURCE SOLUTIONS | IRT20A150M2V340VGR | Phasing
000104562 | STAND,SIGN | Swing, suit 900 x 600mm Road Sign (stand dimension to be less than 1060mm Lg x 960mm H) | ASPGROUP | ASP GROUP PTY LTD | ST-6-A | Active
000104562 | STAND,SIGN | Swing, suit 900 x 600mm Road Sign (stand dimension to be less than 1060mm Lg x 960mm H) | ATOMSUPP | ATOM SUPPLY GROUP P/L | 305368 | Active
000104768 | BLOCK & TACKLE | Service Conductor Tensioner, Lightweight Tackle to Aid Installation of O/head Service Conductors by Hand, WLL 200kg c/w Kernmantle Rope, Rope Locking Device | SPECFORC | SPECIALISED FORCE PTY LTD | SERVICE TGL | Active
000105004 | METER | Loop Impedance Test, Min of Cat III 300V ETS RSE04 | RTE | RAPID-TECH EQUIPMENT PTY LTD | 4140 | Active
000105004 | METER | Loop Impedance Test, Min of Cat III 300V ETS RSE04 | KYORITSU | KYORITSU (MANUFACTURER) | 4140 | Active
000105025 | INSULATION,ELEC COND | Tiger Tail 1.25m Lg, Short, Red & Black Stripe, Class 1, 650V, HDPE Insulating Barrier, 35mm ID Nom, Protective Cover for LV Conductor, Compliant to AS4202 | BALMORAL | BALMORAL ENGINEERING PTY LTD | DB35ARB125 | Active
000105075 | ADAPTOR,UNIVERSAL | Sunrise to Non-Screw Type Earth Clamp, Application to Lines, suit PED Non-Screw Type Clamp | SICAME | SICAME AUSTRALIA PTY LTD | CATU MT-630-K | Active
000105076 | ADAPTOR,UNIVERSAL | Sunrise to Non-Screw Type Earth Clamp, Removal from Lines, suit PED Non-Screw Type Clamp | SICAME | SICAME AUSTRALIA PTY LTD | CLA CRA-K | Active
000105077 | ADAPTOR,UNIVERSAL | Sunrise to Screw Type Earth Clamp, Application to Lines, suit PED Screw Type Clamp | AMPLITUD | AMPLITUDE PTY LTD (396777) | ADAP.UK-B | Active
000105077 | ADAPTOR,UNIVERSAL | Sunrise to Screw Type Earth Clamp, Application to Lines, suit PED Screw Type Clamp | TEN | THE ENERGY NETWORK (AUST) PTY LTD | CI7E | Active
000105441 | DIE,COMPRESSION | Hex Crimp, 12T, Engraved 9.0mm A/F Al | TECONN | TE CONNECTIVITY LTD | 38-90AL/1 | Active
000105441 | DIE,COMPRESSION | Hex Crimp, 12T, Engraved 9.0mm A/F Al | TEN | THE ENERGY NETWORK (AUST) PTY LTD | K12-A10-35 | Active
001877429 | WRENCH,SPANNER | Double Ended, Fixed Head, Quad Size, 16mm, 18.5mm, 23.5mm & 28.3mm A/F Hex Sockets | THEWMCCA | TMAC THEW & MCCANN GROUP | 1877429 | Active
001877429 | WRENCH,SPANNER | Double Ended, Fixed Head, Quad Size, 16mm, 18.5mm, 23.5mm & 28.3mm A/F Hex Sockets | THEWMCCA | TMAC THEW & MCCANN GROUP | TM11936 | Active
001898605 | WRENCH,RATCHET | Single Ended, Reversible, Dual Size, 13mm & 17mm A/F Hex Sockets, Short Handle with Grip, Approx O/A 200mm Lg | SICAME | SICAME AUSTRALIA PTY LTD | RPS13/17-6SH | Active
001978107 | TAPE,INSULATION,ELECTRICAL | Red, No 35 (scm) | 3MAUST | 3M AUSTRALIA PTY LTD | REE3M35-RD | Active
001978107 | TAPE,INSULATION,ELECTRICAL | Red, No 35 (scm) | ATOMSUPP | ATOM SUPPLY GROUP P/L | 236539 | Active
002407181 | TERMINATION,PREFORMED | FT, 37/3.00 AAAC 1120 Nitrogen. 37/3.00 AAC Saturn, c/w Open Thimble, EQTS 01-09-02 | PLP | PREFORMED LINE PRODUCTS (AUST) | D-ADE2100 | Active
002407182 | TERMINATION,PREFORMED | LT, OXYGEN, 19/4.75 AAAC 1120 c/w Thimble, ETS 2005/037/T (SLT) (Limited Tension Only, use Compression Deadend Instead) | PLP | PREFORMED LINE PRODUCTS (AUST) | AFG-240-ER | Active
002407184 | CLAMP,SUSPENSION,ELEC CONDUCTOR | Armour Grip, 7/2.75 SC/AC, Left Hand Lay, M16 Bolt, ETS 11-09-01 | PLP | PREFORMED LINE PRODUCTS (AUST) | D-LHS0825L | Active
002407193 | CLAMP,SUSPENSION,ELEC CONDUCTOR | Armour Grip, Sulphur, 61/3.75 ACCC 1120, M16 Bolt, ETS 11-09-01 | TECONN | TE CONNECTIVITY LTD | HSC-3070 | Active
002407193 | CLAMP,SUSPENSION,ELEC CONDUCTOR | Armour Grip, Sulphur, 61/3.75 ACCC 1120, M16 Bolt, ETS 11-09-01 | PLP | PREFORMED LINE PRODUCTS (AUST) | D-HSU3375 | Active
002407199 | CLAMP,SUSPENSION,ELEC CONDUCTOR | Double Armour Grip Assembly, 7/3.25 SC/GZ c/w Yoke Plate, No Clevis Tongues, M16 Bolt, ETS 11-09-01 | PLP | PREFORMED LINE PRODUCTS (AUST) | D-YPT70+D-SHS0975 | Active
002407200 | CLAMP,SUSPENSION,ELEC CONDUCTOR | Double Armour Grip Assembly, 7/3.25 SC/AC Left Hand Lay c/w Yoke Plate, No Clevis Tongues, M16 Bolt, ETS 11-09-01 | PLP | PREFORMED LINE PRODUCTS (AUST) | D-YPT70+D-SHS0975L | Active
002407201 | CLAMP,SUSPENSION,ELEC CONDUCTOR | Double Armour Grip Assembly, Iodine, 7/4.75 AAAC 1120 c/w Yoke Plate, No Clevis Tongues, M16 Bolt, ETS 11-09-01 | PLP | PREFORMED LINE PRODUCTS (AUST) | D-HSD1425+YOKE | Active
002407202 | CLAMP,SUSPENSION,ELEC CONDUCTOR | Double Armour Grip Assembly, Krypton, 19/3.25 AAAC 1120 c/w Yoke Plate, No Clevis Tongues, M16 Bolt, ETS 11-09-01 | PLP | PREFORMED LINE PRODUCTS (AUST) | D-HSD1625+TRI YOKE | Active
002407203 | CLAMP,SUSPENSION,ELEC CONDUCTOR | Double Armour Grip Assembly, Neon, 19/3.75 AAAC 1120 c/w Yoke Plate, No Clevis Tongues, M16 Bolt, ETS 11-09-01 | PLP | PREFORMED LINE PRODUCTS (AUST) | D-HSD1875+YOKE | Active
002407204 | CLAMP,SUSPENSION,ELEC CONDUCTOR | Double Armour Grip Assembly, Nitrogen, 37/3.00 AAAC 1120 c/w Yoke Plate, No Clevis Tongues, M16 Bolt, ETS 11-09-01 | PLP | PREFORMED LINE PRODUCTS (AUST) | D-HSD2100+DI2125 | Active
002407205 | CLAMP,SUSPENSION,ELEC CONDUCTOR | Double Armour Grip Assembly, Oxygen, 19/4.75 AAAC 1120 c/w Yoke Plate, No Clevis Tongues, M16 Bolt, ETS 11-09-01 | PLP | PREFORMED LINE PRODUCTS (AUST) | D-HSD2375+YOKE | Active
002407206 | CLAMP,SUSPENSION,ELEC CONDUCTOR | Double Armour Grip Assembly, Selenium, 61/3.25 AAAC 1120 c/w Yoke Plate, No Clevis Tongues, M16 Bolt, ETS 11-09-01 | PLP | PREFORMED LINE PRODUCTS (AUST) | D-HSD2930 | Active
002466449 | BRACKET,MOUNTING | Statcom Multi Unit to Pole, Dwg 1066417-01 (scm) | EZYSTRUT | EZYSTRUT CABLE & PIPE SUPPORTS | 165563 | Active
002473593 | METER,WATTHOUR | Mk7C Series 3, 1 Element, 1Ph, 240V, 10-100A, Class 1, Bottom Connected, Plug-In Base with Integrated Fuse Carrier, Load Profiling + ELM410 Modem | EDMI | EDMI PTY LTD | 7C13-A262-29-J211-7J02-1110-1 | Active
002483758 | MODULE,TRANSCEIVER | PDH SFP, SFW, SMF, TX1310/RX1550, LC, 20km S1.1/100Base-FX/STM-1, 0 to 70, Digital Diagnostic | AVARA | AVARA TECHNOLOGIES P/L (MANUFACTURER) | SFP-SFW-FE-T3R5-20 | Active
002483766 | MODULE,TRANSCEIVER | PDH SFP, SFW, SMF, TX1550/RX1310, LC, 20km S1.2/100Base-FX/STM-1, 0 to 70, Digital Diagnostic | AVARA | AVARA TECHNOLOGIES P/L (MANUFACTURER) | SFP-SFW-FE-T5R3-20 | Active
002483774 | MODULE,TRANSCEIVER | PDH SFP, SFW, SMF, TX1310/RX1550, LC, 60km L1.1/100Base-FX/STM-1, 0 to 70, Digital Diagnostic | AVARA | AVARA TECHNOLOGIES P/L (MANUFACTURER) | SFP-SFW-FE-T3R5-60 | Active
002430395 | MAT,LANDING | Access Ground Protection, Versadeck, 2000 x 1000 x 12mm, Checker Plate Pattern, Pattern on Top & Bottom, Yellow, Hand Grips on Each Side | ENVIREX | ENVIREX | VDII2010 | Active
002483857 | TEST KIT | Rapid Oral Fluid Self-Test (V-Chek) to detect COVID-19 Saliva (Lollipop Test Self-Test Kit), TGA Approved | BUNZL | BUNZL LIMITED | VCHEK19ST00001P | Active
002482222 | TRANSFORMER,ISOLATION | AFLC, 66kV, 3 Ph, 269kVA, 224mH, 217hZ ONAN Isolation Transformer/Reactor, EESS-10730-01-0E | MVTECH | MV TECHNOLOGY SOLUTIONS P/L | RC-ITR.269.66.217 | Active
001978115 | TAPE,INSULATION,ELECTRICAL | White, No 35 (scm) | 3MAUST | 3M AUSTRALIA PTY LTD | MMM35WHITE | Active
001978115 | TAPE,INSULATION,ELECTRICAL | White, No 35 (scm) | ATOMSUPP | ATOM SUPPLY GROUP P/L | 236540 | Active
002173020 | SADDLE | Galv, Single Sided, 25mm (P100) | HAYMANS | HAYMANS ELECTRICAL | CLI180HD25 | Active
002173020 | SADDLE | Galv, Single Sided, 25mm (P100) | CLIPSAL | CLIPSAL (BY SCHNEIDER ELECTRIC) | CLI 180HD25 | Active
002173024 | SADDLE | Zinc Plated, 25mm, Conduit Electrical (P100) (scm) | HAYMANS | HAYMANS ELECTRICAL | MTLFS-M25/ZP | Active
002173024 | SADDLE | Zinc Plated, 25mm, Conduit Electrical (P100) (scm) | MMELEC | MM ELECTRICAL MERCHANDISING | FGS-24300 | Active
002400506 | FUSEHOLDER,BASE & CARRIER | 550V AC, SC32H, 32A, Front Wired, Black, suit NS Fuse Links | FUSECO | FUSECO POWER SOLUTIONS PTY LTD | FB32H | Active
002400506 | FUSEHOLDER,BASE & CARRIER | 550V AC, SC32H, 32A, Front Wired, Black, suit NS Fuse Links | IPDGROUP | IPD GROUP LIMITED | SC32H | Active
002400859 | COVER,INSULATING | LV, Line Cover, Rubber, 600 x 450mm, Green c/w Velcro Fasteners & 0.5m Velcro Strap for rolled storage, AS4202, EE Dwg 941013-01/0F Item A | BALMORAL | BALMORAL ENGINEERING PTY LTD | 2006 E | Active
002400859 | COVER,INSULATING | LV, Line Cover, Rubber, 600 x 450mm, Green c/w Velcro Fasteners & 0.5m Velcro Strap for rolled storage, AS4202, EE Dwg 941013-01/0F Item A | TEN | THE ENERGY NETWORK (AUST) PTY LTD | TENM103 | Active
002401727 | BOX,STORAGE | Plastic, 350 x 350 x 350mm, Blue with Yellow 'POLE' Marking on Outside, for Portable Pole Top Rescue Kit | HGHTDYNM | HEIGHT DYNAMICS | BG30030030BL | Active
002401727 | BOX,STORAGE | Plastic, 350 x 350 x 350mm, Blue with Yellow 'POLE' Marking on Outside, for Portable Pole Top Rescue Kit | HGHTDYNM | HEIGHT DYNAMICS | BG35034034BL-POLE | Active
002401730 | BAG,TOOL | Linesman Pouch, Leather or Synthetic Manufactured Material, fit onto the Line Workers Harness, Harness attachment Loop Manufactured with 2 Rows of Velcro or | HGHTDYNM | HEIGHT DYNAMICS | PTRK POUCH LEATHER VELCRO BAG | Active
002402357 | STRIPPER,CABLE,HAND | Hand Held for 95mm2 & 25mm2 for ABC Cable Ripley Tool 2 x 2 Style | AMPLITUD | AMPLITUDE PTY LTD (396777) | 36101H-2595 | Active
002402357 | STRIPPER,CABLE,HAND | Hand Held for 95mm2 & 25mm2 for ABC Cable Ripley Tool 2 x 2 Style | THEWMCCA | TMAC THEW & MCCANN GROUP | TM10297 | Active
002402656 | BLOCK,TACKLE | Handline, 1000lb WLL, Sheave Dia 75mm c/w Swivelling Safety Hook 450kg Min Safe Work Load, Side Opening Gate with Captive Safety Pull Pin | TEN | THE ENERGY NETWORK (AUST) PTY LTD | 3550 | Active
002402656 | BLOCK,TACKLE | Handline, 1000lb WLL, Sheave Dia 75mm c/w Swivelling Safety Hook 450kg Min Safe Work Load, Side Opening Gate with Captive Safety Pull Pin | THEWMCCA | TMAC THEW & MCCANN GROUP | HLB-1000 | Active
002402730 | BIT,AUGER | Adaptor, 7/16" Hex, 1/2" Square, Male Adaptor | MAKITA | MAKITA INDUSTRIAL POWER TOOLS | B-59841 | Active
002402730 | BIT,AUGER | Adaptor, 7/16" Hex, 1/2" Square, Male Adaptor | TEN | THE ENERGY NETWORK (AUST) PTY LTD | TEN-716-12 | Active
002402730 | BIT,AUGER | Adaptor, 7/16" Hex, 1/2" Square, Male Adaptor | C&LTOOL | C&L TOOL CENTRE | MILWA48325100 | Active
002402780 | DIE,COMPRESSION | Hex, 12T, 13.0mm A/F Cu | TEN | THE ENERGY NETWORK (AUST) PTY LTD | K12-13.0-CU | Active
002402780 | DIE,COMPRESSION | Hex, 12T, 13.0mm A/F Cu | TEN | THE ENERGY NETWORK (AUST) PTY LTD | K12-C19-2.11 | Active
002402793 | DIE,COMPRESSION | Hex, 12T, 30.3mm A/F Al | TEN | THE ENERGY NETWORK (AUST) PTY LTD | K12-30.3-AL | Active
002402793 | DIE,COMPRESSION | Hex, 12T, 30.3mm A/F Al | TEN | THE ENERGY NETWORK (AUST) PTY LTD | K12-A30.3 | Active
002403377 | GLOVES,ELECTRICAL WORKER'S | Electrical Rubber 1000V, Working Class 0, Size 9, Yellow | BALMORAL | BALMORAL ENGINEERING PTY LTD | RIG014YS9 | Active
002403377 | GLOVES,ELECTRICAL WORKER'S | Electrical Rubber 1000V, Working Class 0, Size 9, Yellow | ANSELL | ANSELL LTD | RIG014YS9 | Active
002403378 | GLOVES,ELECTRICAL WORKER'S | Electrical Rubber 1000V, Working Class 0, Size 10, Yellow | BALMORAL | BALMORAL ENGINEERING PTY LTD | RIG014YS10 | Active
002403378 | GLOVES,ELECTRICAL WORKER'S | Electrical Rubber 1000V, Working Class 0, Size 10, Yellow | ANSELL | ANSELL LTD | RIG014YS10 | Active
002407207 | CLAMP,SUSPENSION,ELEC CONDUCTOR | Double Armour Grip Assembly, Sulphur, 61/3.75 AAAC 1120 c/w Yoke Plate, No Clevis Tongues, M20 Bolt, ETS 11-09-01 | PLP | PREFORMED LINE PRODUCTS (AUST) | D-HSD337520+YOKE | Active
002407226 | PROTECTOR,ELECTRICAL CABLE | Armour Rod, Preformed, 1000mm Lg, Selenium 61/3.25 AAAC 1120, for Bridging Insulators, ETS 11-09-01 | PLP | PREFORMED LINE PRODUCTS (AUST) | D-AAR2930R1000 | Active
002407227 | PROTECTOR,ELECTRICAL CABLE | Armour Rod, Preformed, 1000mm Lg, Sulphur 61/3.75 AAAC 1120, for Bridging Insulators, ETS 11-09-01 | PLP | PREFORMED LINE PRODUCTS (AUST) | D-AAR3375R1000 | Active
002407231 | CLAMP,SUPPORT,ELEC CONDUCTOR | Armour Grip, Iodine, 7/4.75 AAAC 1120, For use with Clamp End Post Insulator, ETS 11-09-01 | PLP | PREFORMED LINE PRODUCTS (AUST) | AGS-5204 | Active
002407232 | CLAMP,SUPPORT,ELEC CONDUCTOR | Armour Grip, Krypton, 19/3.25 AAAC 1120, For use with Clamp End Post Insulator, ETS 11-09-01 | PLP | PREFORMED LINE PRODUCTS (AUST) | D-HSP1625 | Active
002407233 | CLAMP,SUPPORT,ELEC CONDUCTOR | Armour Grip, use with Clamp End Post Insulator, Pluto/Neon, 19/3.75, AAC, AAAC/1120, ETS 11-09-01 | PLP | PREFORMED LINE PRODUCTS (AUST) | AGS-5213 | Active
002407233 | CLAMP,SUPPORT,ELEC CONDUCTOR | Armour Grip, use with Clamp End Post Insulator, Pluto/Neon, 19/3.75, AAC, AAAC/1120, ETS 11-09-01 | PLP | PREFORMED LINE PRODUCTS (AUST) | D-HSP1875 | Active
002407237 | CLAMP,SUPPORT,ELEC CONDUCTOR | Armour Grip, Lime, 30/7/3.5 ACSR/GZ, For use with Clamp End Post Insulator, ETS 11-09-01 | PLP | PREFORMED LINE PRODUCTS (AUST) | D-HSP2450 | Active
002407238 | CLAMP,SUSPENSION | Armour Grip c/w with Structural Rods & Earth, suit 11.4mm CC-30/30/449 OPGW, No Shackle or Twist/Eye Tongue, ETS 11-09-01 | PLP | PREFORMED LINE PRODUCTS (AUST) | OPGWSS-1116L-ER | Active
002407238 | CLAMP,SUSPENSION | Armour Grip c/w with Structural Rods & Earth, suit 11.4mm CC-30/30/449 OPGW, No Shackle or Twist/Eye Tongue, ETS 11-09-01 | TECONN | TE CONNECTIVITY LTD | HSC-0990 | Active
002407238 | CLAMP,SUSPENSION | Armour Grip c/w with Structural Rods & Earth, suit 11.4mm CC-30/30/449 OPGW, No Shackle or Twist/Eye Tongue, ETS 11-09-01 | DULHUNTY | DULHUNTY POWER (AUST) PTY LTD | ERG-2407238 | Active
002407245 | PROTECTOR,ELECTRICAL CABLE | Armour Rod, Preformed, Full Length Repair Rod, suit 14.0mm CC-38/48/551 OPGW, ETS 11-09-01 | PLP | PREFORMED LINE PRODUCTS (AUST) | OPGWRR3600105L | Active
002407245 | PROTECTOR,ELECTRICAL CABLE | Armour Rod, Preformed, Full Length Repair Rod, suit 14.0mm CC-38/48/551 OPGW, ETS 11-09-01 | DULHUNTY | DULHUNTY POWER (AUST) PTY LTD | RR-OPGW1400 | Active
002407246 | PROTECTOR,ELECTRICAL CABLE | Armour Rod, Preformed, 1000mm Lg Structural Rod, suit 11.4mm CC-30/30/449 OPGW, for V/Dampers, ETS 11-09-01 (scm) | DULHUNTY | DULHUNTY POWER (AUST) PTY LTD | RR-OPGW1140-1000 | Active
002407246 | PROTECTOR,ELECTRICAL CABLE | Armour Rod, Preformed, 1000mm Lg Structural Rod, suit 11.4mm CC-30/30/449 OPGW, for V/Dampers, ETS 11-09-01 (scm) | PLP | PREFORMED LINE PRODUCTS (AUST) | AAR-113 | Active
002407248 | CLAMP,SUSPENSION | Downlead Cushion, suit 11.4mm OPGW & with 11.4mm OPGW & Attachment to Concrete Pole, ETS 11-09-01 | TEN | THE ENERGY NETWORK (AUST) PTY LTD | OPGW-DL-18-CW | Active
002407248 | CLAMP,SUSPENSION | Downlead Cushion, suit 11.4mm OPGW & with 11.4mm OPGW & Attachment to Concrete Pole, ETS 11-09-01 | TEN | THE ENERGY NETWORK (AUST) PTY LTD | OPGW-DL-11.40-C | Active
002407248 | CLAMP,SUSPENSION | Downlead Cushion, suit 11.4mm OPGW & with 11.4mm OPGW & Attachment to Concrete Pole, ETS 11-09-01 | PLP | PREFORMED LINE PRODUCTS (AUST) | OFDLC-8003041B | Active
002407248 | CLAMP,SUSPENSION | Downlead Cushion, suit 11.4mm OPGW & with 11.4mm OPGW & Attachment to Concrete Pole, ETS 11-09-01 | DULHUNTY | DULHUNTY POWER (AUST) PTY LTD | OPGW-DL-11.40C | Active
002407261 | SOCKET BALL ASSEMBLY | 120kN, with W Clip, ETS 11-09-01 | PLP | PREFORMED LINE PRODUCTS (AUST) | SB120 | Active
002407269 | SOCKET BALL ASSEMBLY | 160kN, with W Clip, ETS 11-09-01 (scm) | PLP | PREFORMED LINE PRODUCTS (AUST) | SB-160-4 | Active
002417673 | CLAMP,SUSPENSION,ELEC CONDUCTOR | Double Armour Grip Assembly, Banana 6/1/3.75 ACSR, Mars 7/3.75 AAC c/w Yoke Plate, No Clevis Tongue, M16 Bolt, ETS 2005/037/T (SLT) (scm) | PLP | PREFORMED LINE PRODUCTS (AUST) | D-HSD1125+YOKE | Active
002418234 | LEAD,TEST | Meter Lead, 2.5m, 1mm2, Double Insulated Black PVC Cable c/w Male Safety Banana Plug & 5066 Elephant Clip | PTE | PACIFIC TEST EQUIPMENT PTY LTD | 5066/2312-250-N | Active
002418234 | LEAD,TEST | Meter Lead, 2.5m, 1mm2, Double Insulated Black PVC Cable c/w Male Safety Banana Plug & 5066 Elephant Clip | HYLEC | HYLEC ENERGY SOLUTIONS | 5066/2312-250-N | Active
002433944 | LEAD,TEST | Earth, 50/25m Cable on A-Frame Reel, 50m Red & 25m Blue Lead, Leads to be Terminated c/w 4mm Safety Socket to Centre of Reel & 4mm Plug Fitted to | PTE | PACIFIC TEST EQUIPMENT PTY LTD | PTE-001 | Active
002444354 | LEAD,TEST | Line-Neutral, 2 Wire, suit 4118A c/w Moulded Plug Instrument End, Red & Black Probe Tips, Cat III 600V, for A-N Loop Testing as per LVCM Procedures | REXEL | REXEL AUSTRALIA | 7259 | Active
002444354 | LEAD,TEST | Line-Neutral, 2 Wire, suit 4118A c/w Moulded Plug Instrument End, Red & Black Probe Tips, Cat III 600V, for A-N Loop Testing as per LVCM Procedures | KYORITSU | KYORITSU (MANUFACTURER) | KYO7259 | Active
002416584 | CUTTER,CABLE,HAND OPERATED | 222mm, for use in Insulated Tool Kit | TEN | THE ENERGY NETWORK (AUST) PTY LTD | D18-220 | Active
002416584 | CUTTER,CABLE,HAND OPERATED | 222mm, for use in Insulated Tool Kit | HYLEC | HYLEC ENERGY SOLUTIONS | C28-250 | Active
002429066 | BAG,LINEMANS GLOVE | Combination Glove & Sleeve Bag, 2 Pockets, Single Flap, Reinforced Inside & Out, for Live Line HV Insulated Gloves & Sleeves | TEN | THE ENERGY NETWORK (AUST) PTY LTD | TENM410 | Active
002429066 | BAG,LINEMANS GLOVE | Combination Glove & Sleeve Bag, 2 Pockets, Single Flap, Reinforced Inside & Out, for Live Line HV Insulated Gloves & Sleeves | ACCULEC | ACCULEC PTY LTD (303899) | C417-0150 | Active
000104234 | TIE,PREFORMED | Side, Neck Dia 112mm, 7/3.75 AAC & AAAC 6/1/3.75 ACSR 6/1/.161 ACSR/GZ (Imp) Armoured, (scm) (P35) | PLP | PREFORMED LINE PRODUCTS (AUST) | AWST210A112 | Active
000104236 | TIE,PREFORMED | Side, Neck Dia 112mm, 7/3.75 AAC, Mars Unarmoured, (scm) (P50) | PLP | PREFORMED LINE PRODUCTS (AUST) | AWST113112 | Active
000104379 | TIE,PREFORMED | Side, Neck Dia 76mm, 7/2.50 AAC & AAAC 3/4/2.50 ACSR 6/1/2.50 ACSR, Unarmoured (scm) | PLP | PREFORMED LINE PRODUCTS (AUST) | AWST07576 | Active
000104380 | TIE,PREFORMED | Top, Neck Dia 112mm, 7/2.50 AAC & AAAC 3/4/2.50 ACSR 6/1/2.50 ACSR, Unarmoured (scm) | PLP | PREFORMED LINE PRODUCTS (AUST) | AWDT075112 | Active
000104531 | CLAMP,SUSPENSION | Downlead Cushion, suit Long Span, 36/48/96 Optical Fibre Cables, 16.7 to 19.1mm Dia, for Wood Poles c/w Coach Screw & Washer (scm) | TEN | THE ENERGY NETWORK (AUST) PTY LTD | OPGW-DL-17-WS | Active
000104531 | CLAMP,SUSPENSION | Downlead Cushion, suit Long Span, 36/48/96 Optical Fibre Cables, 16.7 to 19.1mm Dia, for Wood Poles c/w Coach Screw & Washer (scm) | PLP | PREFORMED LINE PRODUCTS (AUST) | OFDLC-8003044 | Active
000429386 | TERMINATION,PREFORMED | FT, 7/3.25 or 19/2.00 SC/GZ for use on GY3 Insulator (P20) (scm) | PLP | PREFORMED LINE PRODUCTS (AUST) | GFG-100 | Active
000429394 | TERMINATION,PREFORMED | FT, 19/2.75 SC/GZ, for use on GY4 Insulator, Colour Code White (scm) | PLP | PREFORMED LINE PRODUCTS (AUST) | GFG-138 | Active
000431631 | GUARD | Stay, Plastic Split, Psg-030-2S-Fh | TECONN | TE CONNECTIVITY LTD | SG-PVCW-S-200030 | Active
000431631 | GUARD | Stay, Plastic Split, Psg-030-2S-Fh | ADAPTAUS | ADAPT AUSTRALIA PTY LTD | PSG0302SFH | Active
000431631 | GUARD | Stay, Plastic Split, Psg-030-2S-Fh | PLP | PREFORMED LINE PRODUCTS (AUST) | PSG0302SFH | Active
000431631 | GUARD | Stay, Plastic Split, Psg-030-2S-Fh | RMSPROD | RMS PRODUCTS (RELAY MONITORING SYSTEMS) | PSG25H | Active
000444008 | SLEEVE,COMPRESSION | FT, 95mm2, ABC, Hex Die A/F 21.5mm (scm) (P10) | TECONN | TE CONNECTIVITY LTD | MJPT 95 ALUS D.25 | Active
000444008 | SLEEVE,COMPRESSION | FT, 95mm2, ABC, Hex Die A/F 21.5mm (scm) (P10) | SICAME | SICAME AUSTRALIA PTY LTD | MJPT95-21 | Active
000447015 | TERMINAL,LUG | Eye Type, Pre-Insulated, Bi-Metal, Cu Palm, 95mm2, M12 Palm Hole, Hex Die A/F 21.5mm, 115mm Lg, Crimp Connection, suit LV ABC Cable | SICAME | SICAME AUSTRALIA PTY LTD | CPTAU95-21 | Active
000468667 | PROTECTOR,ELECTRICAL CABLE | Armour Rod, 3/2.75 SC/GZ, 3/12 Steel (P50) (scm) | PLP | PREFORMED LINE PRODUCTS (AUST) | GAR-055 | Active
000474612 | SLEEVE,COMPRESSION | NT, 7/3.75, AL, AAC & AAAC, 6/1/3.75 ACSR, Hex Die A/F 18.0mm (P1) (scm) | PLP | PREFORMED LINE PRODUCTS (AUST) | NT50/1 | Active
000477313 | SPLICE,CONDUCTOR | Preformed, FT, 7/3.00 AAC & AAAC, 4/3/3.00 ACSR, 6/1/3.00 ACSR, Colour Code Red (P20) (scm) | PLP | PREFORMED LINE PRODUCTS (AUST) | AFS-090 | Active
002401235 | CLAMP,SUSPENSION | Angle, Clevis Type 3MA, Al Alloy, ACSR & AAC & AAAC, 20-34mm Dia Clamp Range c/w Round Clevis Pin & Humpback Split Pin | PLP | PREFORMED LINE PRODUCTS (AUST) | D-ACC2032A | Active
002401235 | CLAMP,SUSPENSION | Angle, Clevis Type 3MA, Al Alloy, ACSR & AAC & AAAC, 20-34mm Dia Clamp Range c/w Round Clevis Pin & Humpback Split Pin | TEN | THE ENERGY NETWORK (AUST) PTY LTD | AASC-210340-N | Active
002401242 | CLAMP,SUSPENSION | ABC, 4 x 50mm2 Al, Roller Type c/w Insulating Insert Clamp, to have Roller Attachment Holes (P20) (scm) | TYCOELEC | TYCO ELECTRONICS | IBSRC450 | Active
002419497 | DAMPER,VIBRATION,TRANSMISSION LINE | Stockbridge Type, Banana, 6/1//3.75 ACSR/GZ, ETS 11-09-01 | TEN | THE ENERGY NETWORK (AUST) PTY LTD | 4D20-11.5 | Active
002419497 | DAMPER,VIBRATION,TRANSMISSION LINE | Stockbridge Type, Banana, 6/1//3.75 ACSR/GZ, ETS 11-09-01 | DULHUNTY | DULHUNTY POWER (AUST) PTY LTD | 4D20-11.5: BANANA | Active
002425502 | SLEEVE,COMPRESSION | FT, ACSR, 6/4.75 + 7/1.60 Cherry & Carrot, 6/0.186" + 7/0.062" Dog, 2 Piece Type, Hex Die Al 22.0mm A/F, St 9.5mm A/F (scm) | PLP | PREFORMED LINE PRODUCTS (AUST) | CMSJ-143-2 | Active
002426690 | PROTECTOR,ELECTRICAL CABLE | Armour Rod, Preformed, Full Length, Cherry 6/4.75 + 7/1.60 ACSR/GZ, ETS 11-09-01 | PLP | PREFORMED LINE PRODUCTS (AUST) | D-AAR1430 | Active
002426807 | SLEEVE,COMPRESSION | Termination Conductor Compression, FT, Diving, 30/7/3.50 ACSR/AC, Die Size Al 40.0mm, Steel 19.0mm, ETS 11-09-01 | PLP | PREFORMED LINE PRODUCTS (AUST) | D-HD532E | Active
002426898 | CLAMP,SUPPORT,ELEC CONDUCTOR | Armour Grip Support Unit, Banana, 6/1/3.75 ACSR/GZ, For use with Clamp End Post Insulators, ETS 11-09-01 (scm) | PLP | PREFORMED LINE PRODUCTS (AUST) | D-HSP1125 | Active
002426906 | CLAMP,SUPPORT,ELEC CONDUCTOR | Armour Grip Support Unit, Cherry, 6/4.75 + 7/1.60 ACSR/GZ, For use with Clamp End Post Insulators, ETS 11-09-01 (scm) | PLP | PREFORMED LINE PRODUCTS (AUST) | D-HSP1430 | Active
002426963 | LEAD,ELECTRICAL | Earth Bonding Lead + PG Clamp (10kA/0.5 sec), 1m long, suit 11.4mm OPGW Armour Grip Suspension Units, to Ergon Transmission Line Spec (scm) | PLP | PREFORMED LINE PRODUCTS (AUST) | EBL-OPGW01-0719-ER | Active
002426963 | LEAD,ELECTRICAL | Earth Bonding Lead + PG Clamp (10kA/0.5 sec), 1m long, suit 11.4mm OPGW Armour Grip Suspension Units, to Ergon Transmission Line Spec (scm) | DULHUNTY | DULHUNTY POWER (AUST) PTY LTD | ERG-2426963 | Active
002427011 | CLAMP,SUPPORT,ELEC CONDUCTOR | Armour Grip Support Unit, Diving, 30/7/3.50 ACSR/AC, For use with Clamp End Post Insulators, ETS 11-09-01 (scm) | PLP | PREFORMED LINE PRODUCTS (AUST) | D-HSP2450 | Active
002430379 | CLAMP,INSULATION PIERCING | Connector, IPC, 1.5-25mm2 Main, Water Block with an Insulated Tail (scm) | SICAME | SICAME AUSTRALIA PTY LTD | WBC125 | Active
002434231 | LINK,COMPRESSION | Reducing, Cu, 35/16mm2, Hex Die AF 9.2mm/6.3mm Cu (scm) | TYCOELEC | TYCO ELECTRONICS | CKR35-16/1 | Active
002434231 | LINK,COMPRESSION | Reducing, Cu, 35/16mm2, Hex Die AF 9.2mm/6.3mm Cu (scm) | HAYMANS | HAYMANS ELECTRICAL | CAACASR35/16 | Active
002434231 | LINK,COMPRESSION | Reducing, Cu, 35/16mm2, Hex Die AF 9.2mm/6.3mm Cu (scm) | CABAC | CABAC (MANUFACTURER) | CASR35/16 | Active
002435162 | CLAMP,ELECTRICAL | Bail, Parallel Groove, Cu, 4.1-18.5mm Dia Conductor, 1 Eye Stem (scm) | ACCULEC | ACCULEC PTY LTD (303899) | HLSB4002UK | Active
002435162 | CLAMP,ELECTRICAL | Bail, Parallel Groove, Cu, 4.1-18.5mm Dia Conductor, 1 Eye Stem (scm) | BRITECH | BRI-TECH PTY LTD | HLSB4002 | Active
002439776 | TIE,PREFORMED | Side, Neck Dia 54mm, Tyguard, 3/2.75 SC/AC, Armoured (P50) (scm) | PLP | PREFORMED LINE PRODUCTS (AUST) | AWTY-098-54 | Active
002443885 | TIE,PREFORMED | Top, 120mm2, 11kV, CCT, Non Metallic Heliformed, UV Stabilised PVC (scm) | TECONN | TE CONNECTIVITY LTD | PTT-1857/73 | Active
002443885 | TIE,PREFORMED | Top, 120mm2, 11kV, CCT, Non Metallic Heliformed, UV Stabilised PVC (scm) | PLP | PREFORMED LINE PRODUCTS (AUST) | PTT18307G | Active
002451979 | SPLICE,CONDUCTOR | Preformed, FT, 7/2.50 SC/GZ, 3/3.66mm (3/0.144") Alumoweld, Colour Code Blue | PLP | PREFORMED LINE PRODUCTS (AUST) | GFS-075 | Active
002419034 | CROSSARM,COMPOSITE | Fibre, Predrilled, 2400 x 100 x 100mm, 11kV, Urban, Intermediate, use with Crossarm Mounting Bracket, EE Dwg 921992-04 | WAGNERS | WAGNERS CFT MANUFACTURING | EC006-00012 | Active
002420818 | POWER SUPPLY | SCADA, SCD5200, SCD6000, Wide Range PS Module 100W | SCHNEIDR | SCHNEIDER PTY LTD (MANUFACTURER) | SY-0399131R | Active
002419018 | CROSSARM,COMPOSITE | Fibre, Predrilled, 2700 x 100 x 100mm, 11/22/33kV, Urban, Intermediate, use with Crossarm Mounting Bracket, EE Dwg 921992-05 | WAGNERS | WAGNERS CFT MANUFACTURING | EC006-00035 | Active
002416147 | FUSE,CARTRIDGE | 80A, 69kV, Boric Acid Filled, Standard Speed, suit SMD-1A Fuse Mounts | PWRHDIST | POWERHOUSE DISTRIBUTION | PH446080R1 | Active
002416147 | FUSE,CARTRIDGE | 80A, 69kV, Boric Acid Filled, Standard Speed, suit SMD-1A Fuse Mounts | S&C ELEC | S&C ELECTRIC COMPANY | 446080R1 | Active
002423457 | BRACKET,MOUNTING | 4 x LV ABC Bundle Switches, EE Dwg 875234-02 | GREGSF | GREG SEWELL FORGINGS PTY LTD | 6348 | Active
000016465 | INSECT REPELLENT,PERSONAL | RID Antiseptic Repellent 100g Medicated Spray - 16% DEET 4 hours effective protection | BLKWOODJ | J BLACKWOOD & SONS LIMITED | 04843171 | Active
000016465 | INSECT REPELLENT,PERSONAL | RID Antiseptic Repellent 100g Medicated Spray - 16% DEET 4 hours effective protection | ALLENS | ALLENS INDUSTRIAL PRODUCTS | RID203125 | Active
000016465 | INSECT REPELLENT,PERSONAL | RID Antiseptic Repellent 100g Medicated Spray - 16% DEET 4 hours effective protection | ATOMSUPP | ATOM SUPPLY GROUP P/L | 293665 | Active
000016465 | INSECT REPELLENT,PERSONAL | RID Antiseptic Repellent 100g Medicated Spray - 16% DEET 4 hours effective protection | ALPHAFAS | ALPHA FIRST AID SUPPLIES | 349 | Active
000020078 | HAT,SUN | Sun Protection, Wide Brim, 58cm, Size M, Soft Fabric, Cool Grey 5, Unbranded | ATOMSUPP | ATOM SUPPLY GROUP P/L | 31120008 | Active
000020078 | HAT,SUN | Sun Protection, Wide Brim, 58cm, Size M, Soft Fabric, Cool Grey 5, Unbranded | BUNZL | BUNZL LIMITED | CH66-M | Active
000022923 | SKIN PROTECTIVE COMPOUND | Neat 3b Action Cream; Prevents skin rash & chafing between the thighs & buttocks | BLKWOODJ | J BLACKWOOD & SONS LIMITED | 20311599/BABP1J | Active
000022923 | SKIN PROTECTIVE COMPOUND | Neat 3b Action Cream; Prevents skin rash & chafing between the thighs & buttocks | ATOMSUPP | ATOM SUPPLY GROUP P/L | 236506 | Active
000022923 | SKIN PROTECTIVE COMPOUND | Neat 3b Action Cream; Prevents skin rash & chafing between the thighs & buttocks | ALPHAFAS | ALPHA FIRST AID SUPPLIES | 99257 | Active
000024185 | CHARGER,BATTERY | Milwaukee 18V, 6-Bay Sequential Charger, for Li-Ion Batteries | MILWAUKE | MILWAUKEE POWER TOOLS | M14-18C6 | Active
000024185 | CHARGER,BATTERY | Milwaukee 18V, 6-Bay Sequential Charger, for Li-Ion Batteries | C&LTOOL | C&L TOOL CENTRE | MILWAM1418C6 | Active
000024740 | DRILL,PORTABLE | Milwaukee, M12 Fuel, 13mm Hammer Drill/ Driver, 12V, Brushless Motor, LED Light, Battery Level Gauge, Skin Only | C&LTOOL | C&L TOOL CENTRE | M12FPD20 | Active
000024740 | DRILL,PORTABLE | Milwaukee, M12 Fuel, 13mm Hammer Drill/ Driver, 12V, Brushless Motor, LED Light, Battery Level Gauge, Skin Only | MILWAUKE | MILWAUKEE POWER TOOLS | M12FPD20 | Active
000024781 | GLOVES,PROTECTIVE | MaxiCut 5 Ultra, Size 7, Micro-Foam Nitrile Coated, Cut & Punture Resistant | ATOMSUPP | ATOM SUPPLY GROUP P/L | 30000325 | Active
000024781 | GLOVES,PROTECTIVE | MaxiCut 5 Ultra, Size 7, Micro-Foam Nitrile Coated, Cut & Punture Resistant | ATG | ATG INTELLIGENT GLOVE SOLUTIONS | 44-3745 07 | Active
000024822 | SPOTLIGHT | Milwaukee, M12 LED High Output Spotlight 12V, 750 Lumens, 640m Beam, IP24, Skin Only | MILWAUKE | MILWAUKEE POWER TOOLS | M12SLED-0 | Active
000024822 | SPOTLIGHT | Milwaukee, M12 LED High Output Spotlight 12V, 750 Lumens, 640m Beam, IP24, Skin Only | C&LTOOL | C&L TOOL CENTRE | MILWTM12SLED-0 | Active
000024823 | BLOWER,ELECTRIC,PORTABLE | Milwaukee, M18 Cordless Compact Blower, 18V, 3-Speed Electronic Switch, Variable Speed Trigger, Air Velocity 259km/h, Universal Inflator/Deflator, Skin Only | MILWAUKE | MILWAUKEE POWER TOOLS | M18BBL-0 | Active
000024823 | BLOWER,ELECTRIC,PORTABLE | Milwaukee, M18 Cordless Compact Blower, 18V, 3-Speed Electronic Switch, Variable Speed Trigger, Air Velocity 259km/h, Universal Inflator/Deflator, Skin Only | C&LTOOL | C&L TOOL CENTRE | MILWTM18BBL-0 | Active
000024892 | SOCKET,SOCKET WRENCH | Impact, 1/2" Square Drive, 50mm Extension | C&LTOOL | C&L TOOL CENTRE | 8044050MPB | Active
000024892 | SOCKET,SOCKET WRENCH | Impact, 1/2" Square Drive, 50mm Extension | C&LTOOL | C&L TOOL CENTRE | GEN480075 | Active
000025366 | BATTERY,STORAGE | 18V, 5.0Ah, Lithium Makita Battery, c/w Fuel Gauge, 45 mins Charging Time | C&LTOOL | C&L TOOL CENTRE | MAKABL1850B-L | Active
000025413 | SPECTACLES,INDUSTRIAL | Bolle Rush Plus Small, Medium Impact Safety Eyewear, Clear Lens, Blue/Black Arms, Adjustable PVC Nose Bridge, Anti-Scratch & Anti-Fog | ATOMSUPP | ATOM SUPPLY GROUP P/L | 299360 | Active
000025413 | SPECTACLES,INDUSTRIAL | Bolle Rush Plus Small, Medium Impact Safety Eyewear, Clear Lens, Blue/Black Arms, Adjustable PVC Nose Bridge, Anti-Scratch & Anti-Fog | BOLLE | BOLLE SAFETY | 1672301 | Active
000025413 | SPECTACLES,INDUSTRIAL | Bolle Rush Plus Small, Medium Impact Safety Eyewear, Clear Lens, Blue/Black Arms, Adjustable PVC Nose Bridge, Anti-Scratch & Anti-Fog | ATOMSUPP | ATOM SUPPLY GROUP P/L | 30004659 | Active
000025413 | SPECTACLES,INDUSTRIAL | Bolle Rush Plus Small, Medium Impact Safety Eyewear, Clear Lens, Blue/Black Arms, Adjustable PVC Nose Bridge, Anti-Scratch & Anti-Fog | PROTECTA | PROTECTA-VISION AUSTRALIA | 1672301FB | Active
000025415 | SPECTACLES,INDUSTRIAL | Bolle Rush Plus Small, Medium Impact Safety Eyewear, Smoke Lens, Blue/Black Arms, Adjustable PVC Nose Bridge, Anti-Scratch & Anti-Fog | ATOMSUPP | ATOM SUPPLY GROUP P/L | 30004660 | Active
000025415 | SPECTACLES,INDUSTRIAL | Bolle Rush Plus Small, Medium Impact Safety Eyewear, Smoke Lens, Blue/Black Arms, Adjustable PVC Nose Bridge, Anti-Scratch & Anti-Fog | PROTECTA | PROTECTA-VISION AUSTRALIA | 1672302FB | Active
000025415 | SPECTACLES,INDUSTRIAL | Bolle Rush Plus Small, Medium Impact Safety Eyewear, Smoke Lens, Blue/Black Arms, Adjustable PVC Nose Bridge, Anti-Scratch & Anti-Fog | ATOMSUPP | ATOM SUPPLY GROUP P/L | 303211 | Active
000025416 | SPECTACLES,INDUSTRIAL | Bolle Rush Plus, Medium Impact Safety Eyewear, Clear Lens, Red/Black Arms, Adjustable PVC Nose Bridge, Anti-Scratch & Anti-Fog | BOLLE | BOLLE SAFETY | 1662301 | Active
000025416 | SPECTACLES,INDUSTRIAL | Bolle Rush Plus, Medium Impact Safety Eyewear, Clear Lens, Red/Black Arms, Adjustable PVC Nose Bridge, Anti-Scratch & Anti-Fog | ATOMSUPP | ATOM SUPPLY GROUP P/L | 79900553 | Active
002403978 | SLEEVE,COMPRESSION | NT, 3/4/2.50, ACSR/GZ, Raisin, ACSR Hex Die A/F 14.0mm (scm) | TYCOELEC | TYCO ELECTRONICS | NT36/1 | Active
002405261 | SLEEVE,COMPRESSION | NT, 37/3.00 AAC, 30/7/3.00 ACSR Hex Die A/F 30.3mm Al | TYCOELEC | TYCO ELECTRONICS | NT94/1 | Active
002406377 | TERMINAL,LUG | Compression, Al, 2 x M12 Bolt Holes, Hex Die A/F 18.0mm, 7/3.00 AAC, ACSR, ETS 01-09-23 (P1) | TYCOELEC | TYCO ELECTRONICS | AL44/1 | Active
002406378 | TERMINAL,LUG | Compression, Al, 2 x M12 Bolt Holes, Hex Die A/F 18.0mm, 7/3.75 AAC, ACSR, ETS 01-09-23 (P1) | TYCOELEC | TYCO ELECTRONICS | AL50/1 | Active
002406379 | TERMINAL,LUG | Compression, Al, 2 x M12 Bolt Holes, Hex Die A/F 19.0mm, 7/4.50 AAC, ETS 01-09-23 (P1) | TYCOELEC | TYCO ELECTRONICS | AL58/1 | Active
002406381 | TERMINAL,LUG | Compression, Al, 2 x M12 Bolt Holes, Hex Die A/F 26.2mm, 19/3.75 AACAAAC, ETS 01-09-23 (P1) | TYCOELEC | TYCO ELECTRONICS | AL80/1 | Active
002406400 | TERMINAL,LUG | Compression, Bi-Metal, 240mm2, M12 Hole, Hex Die 28.4A/F, Cu Palm, Al Barrel, suit Pluto/Neon 19/3.75, ETS 01-09-23 (scm) | LEGEND | LEGEND POWER SYSTEMS | BL240-12 | Active
002406400 | TERMINAL,LUG | Compression, Bi-Metal, 240mm2, M12 Hole, Hex Die 28.4A/F, Cu Palm, Al Barrel, suit Pluto/Neon 19/3.75, ETS 01-09-23 (scm) | TECONN | TE CONNECTIVITY LTD | BG240M12/1 | Active
002406400 | TERMINAL,LUG | Compression, Bi-Metal, 240mm2, M12 Hole, Hex Die 28.4A/F, Cu Palm, Al Barrel, suit Pluto/Neon 19/3.75, ETS 01-09-23 (scm) | CABAC | CABAC (MANUFACTURER) | BL240-12 | Active
002406400 | TERMINAL,LUG | Compression, Bi-Metal, 240mm2, M12 Hole, Hex Die 28.4A/F, Cu Palm, Al Barrel, suit Pluto/Neon 19/3.75, ETS 01-09-23 (scm) | TYCOELEC | TYCO ELECTRONICS | BG240M12/1 | Active
002407006 | SPLICE,CONDUCTOR | Preformed, FT, 6/1/.161 ACSR/GZ Raccoon (Imp), Colour Code White (P50) (scm) | PLP | PREFORMED LINE PRODUCTS (AUST) | FTS-122 | Active
002407129 | DAMPER,VIBRATION,TRANSMISSION LINE | Stockbridge Type, Oxygen, 19/4.75 AAAC 1120, ETS 11-09-01 (scm) | PLP | PREFORMED LINE PRODUCTS (AUST) | D-DB1B21SS | Active
002407129 | DAMPER,VIBRATION,TRANSMISSION LINE | Stockbridge Type, Oxygen, 19/4.75 AAAC 1120, ETS 11-09-01 (scm) | DULHUNTY | DULHUNTY POWER (AUST) PTY LTD | 4D30-27.0: OXYGEN | Active
002407138 | DAMPER,VIBRATION,TRANSMISSION LINE | Stockbridge Type, OPGW, 11.4mm with Structural Rods, ETS 11-09-01 | TEN | THE ENERGY NETWORK (AUST) PTY LTD | 4D20-18.0OPGW | Active
002407138 | DAMPER,VIBRATION,TRANSMISSION LINE | Stockbridge Type, OPGW, 11.4mm with Structural Rods, ETS 11-09-01 | PLP | PREFORMED LINE PRODUCTS (AUST) | D-DB05B12SS + D-FORVL112LL-4 | Active
002407138 | DAMPER,VIBRATION,TRANSMISSION LINE | Stockbridge Type, OPGW, 11.4mm with Structural Rods, ETS 11-09-01 | DULHUNTY | DULHUNTY POWER (AUST) PTY LTD | 4D20-20.3: OPGW | Active
002407146 | SLEEVE,COMPRESSION | FT, Neon, 19/3.75 AAAC 1120, Die Size Al 30.0mm or 34.5mm, ETS 11-09-01 | PLP | PREFORMED LINE PRODUCTS (AUST) | D-HM708 | Active
002407150 | SLEEVE,COMPRESSION | FT, Sulphur, 61/3.75 AAAC 1120, Die Size Al 47.5mm, ETS 11-09-01 | PLP | PREFORMED LINE PRODUCTS (AUST) | CMSAAAC-338-1 | Active
002407150 | SLEEVE,COMPRESSION | FT, Sulphur, 61/3.75 AAAC 1120, Die Size Al 47.5mm, ETS 11-09-01 | PLP | PREFORMED LINE PRODUCTS (AUST) | D-HM01713 | Active
002407152 | SLEEVE,COMPRESSION | FT, Lime, 30/7/3.5 ACSR/GZ, Die Size Al 40.0mm, Steel 19.0mm, ETS 11-09-01 | PLP | PREFORMED LINE PRODUCTS (AUST) | D-HM532 | Active
002453470 | TERMINAL,LUG | Stalk Compression, Bi-Metal, 185mm2, Stalk 115mm Lg, 15.7mm Dia (scm) | TYCOELEC | TYCO ELECTRONICS | BS180-15.7X01/1 | Active
002473478 | MARKER,WARNING | Powerline Marker, Mini Size, 3D Vane, Red & White UV Stabilised Plastic c/w High-Vis Reflectors, Eye Ring Fitting, Bearing (scm) (SMALL) | BALMORAL | BALMORAL ENGINEERING PTY LTD | WM CS-E-1H RW | Active
002473478 | MARKER,WARNING | Powerline Marker, Mini Size, 3D Vane, Red & White UV Stabilised Plastic c/w High-Vis Reflectors, Eye Ring Fitting, Bearing (scm) (SMALL) | SICAME | SICAME AUSTRALIA PTY LTD | WM-CS-E-1H-RW | Active
002425296 | VISOR,FACESHIELD | Clear, for Full Face Shield, use in Bat Removal Kit | PRALSAFE | PROTECTOR ALSAFE | 00203065 | Active
002443430 | CABLE,RADIO FREQUENCY | RG58 CellFoil, 50 Ohm, 0.94mm Cu, PE/TC Braid & Al Foil/PVC Jacket, Black | RFIND | RF INDUSTRIES PTY LTD | 9006LSZH-300 | Active
002443562 | CABLE ASSY,FIBRE OPTIC | Patch Lead, 10m Lg, FC-FC Connectors, 4 Fibre D-Series, SMOF MIL Spec, 2 Core, 5mm Jacket, Black | OPTICAL | OPTICAL FIBRE SYSTEMS PTY LTD | OFS-CAB-09D2-MIL-II-10 | Active
002443802 | CABLE ASSY,FIBRE OPTIC | Patch Lead, 10m Lg, LC-LC Connectors, 7 Fibre D-Series, SMOF MIL Spec, 2 Core, 5mm Jacket, Black | OPTICAL | OPTICAL FIBRE SYSTEMS PTY LTD | OFS-CAB-09D2-MIL-VV-10 | Active
002458917 | DIE,COMPRESSION | Hex Crimp, 5T, Engraved 9.2mm A/F Cu, suit 35mm2 Lugs & Links | TECONN | TE CONNECTIVITY LTD | 5T-M92-50 | Active
002458917 | DIE,COMPRESSION | Hex Crimp, 5T, Engraved 9.2mm A/F Cu, suit 35mm2 Lugs & Links | SPECFORC | SPECIALISED FORCE PTY LTD | 5T-M92-50 | Active
002458933 | DIE,COMPRESSION | Hex Crimp, 5T, Engraved 11.5mm A/F Cu, suit 70mm2 Lugs & Links | TECONN | TE CONNECTIVITY LTD | 5T-M115-50 | Active
002458933 | DIE,COMPRESSION | Hex Crimp, 5T, Engraved 11.5mm A/F Cu, suit 70mm2 Lugs & Links | SPECFORC | SPECIALISED FORCE PTY LTD | 5T-M115-50 | Active
002458941 | DIE,COMPRESSION | Hex Crimp, 5T, Engraved 16.5mm A/F Cu, suit 120mm2 Lugs & Links | TECONN | TE CONNECTIVITY LTD | 5T-M165-50 | Active
002458941 | DIE,COMPRESSION | Hex Crimp, 5T, Engraved 16.5mm A/F Cu, suit 120mm2 Lugs & Links | SPECFORC | SPECIALISED FORCE PTY LTD | 5T-M165-50 | Active
002448090 | BRACKET,MOUNTING | SD Support Arm,100 x 50 x 4 RHS, Galv Steel, EE Dwg 1020748-05 item 10 mark C | ISM | ISM MANUFACTURING PTY LTD | 1020748-05-10 | Active
002448116 | BRACKET,MOUNTING | Transformer Platform, 150 x 100 x 9 RHS, Galv Steel, EE Dwg 1020748-03 item 12 mark E | ISM | ISM MANUFACTURING PTY LTD | 1020748-03-12 | Active
002448124 | BRACKET,MOUNTING | Dropout Support, 150 x 8PL, 1318 Lg, Galv Steel, EE Dwg 1020748-06 item 5 mark F | ISM | ISM MANUFACTURING PTY LTD | 1020748-06-05 | Active
002466456 | BRACKET,MOUNTING | Statcom Single Unit to Pole, Dwg 1066417-02 (scm) | EZYSTRUT | EZYSTRUT CABLE & PIPE SUPPORTS | E2466456 | Active
000025421 | SPECTACLES,INDUSTRIAL | Helios, Medium Impact Safety Eyewear, Enhanced Colour & Contrast Distinction Lens, White/Red Frames, Anti-Scratch & Anti-Fog | ATOMSUPP | ATOM SUPPLY GROUP P/L | 248940 | Active
000025421 | SPECTACLES,INDUSTRIAL | Helios, Medium Impact Safety Eyewear, Enhanced Colour & Contrast Distinction Lens, White/Red Frames, Anti-Scratch & Anti-Fog | PROTECTA | PROTECTA-VISION AUSTRALIA | S9157 | Active
000025433 | BODY POWDER | J&J Corn Starch Baby Powder, 200g Bottle for use with Insulating Gloves, Do Not use on Broken Skin, Alternative to Talcum Powder | ALPHAFAS | ALPHA FIRST AID SUPPLIES | 557131 | Active
000025433 | BODY POWDER | J&J Corn Starch Baby Powder, 200g Bottle for use with Insulating Gloves, Do Not use on Broken Skin, Alternative to Talcum Powder | ATOMSUPP | ATOM SUPPLY GROUP P/L | 418463 | Active
000104580 | GRIP,CABLE,WOVEN | Sock, Cable Pulling, SWL 60kN, Swivel (scm) | SPECFORC | SPECIALISED FORCE PTY LTD | DCD00505035 | Active
000104580 | GRIP,CABLE,WOVEN | Sock, Cable Pulling, SWL 60kN, Swivel (scm) | SPECFORC | SPECIALISED FORCE PTY LTD | 00505-035 | Active
000104659 | SLING | Round, 4000mm, Effective 3000kg SWL, Out Of Yellow Polyester, Round Slings Synthetic Fibre, to AS4497.2 | AMPLITUD | AMPLITUDE PTY LTD (396777) | 900340 | Active
000104659 | SLING | Round, 4000mm, Effective 3000kg SWL, Out Of Yellow Polyester, Round Slings Synthetic Fibre, to AS4497.2 | ROBLIFT | ROBERTSONS LIFTING & RIGGING PTY LTD | MRS3000X4 | Active
000105455 | DIE,COMPRESSION | Hex Crimp, 5T, Engraved 21.5mm A/F ABC | TECONN | TE CONNECTIVITY LTD | 5T-M215-50 | Active
000105455 | DIE,COMPRESSION | Hex Crimp, 5T, Engraved 21.5mm A/F ABC | SPECFORC | SPECIALISED FORCE PTY LTD | 5T-21.5AFABC | Active
000409733 | CLAMP,INSULATION PIERCING | Tool, Insulation Piercing for 95mm2 ABC | HYLEC | HYLEC ENERGY SOLUTIONS | TW2010-R | Active
000409733 | CLAMP,INSULATION PIERCING | Tool, Insulation Piercing for 95mm2 ABC | SICAME | SICAME AUSTRALIA PTY LTD | PPI514 | Active
001804003 | HARNESS,SAFETY,INDUSTRIAL | Style A, Full Body, Fall Arrest, for Ladders & Platforms, ETS RSE01 | HGHTDYNM | HEIGHT DYNAMICS | CAPITAL AB119/5AUE | Active
001804003 | HARNESS,SAFETY,INDUSTRIAL | Style A, Full Body, Fall Arrest, for Ladders & Platforms, ETS RSE01 | CAPITAL | CAPITAL SAFETY | AB119/5AUE | Active
001804003 | HARNESS,SAFETY,INDUSTRIAL | Style A, Full Body, Fall Arrest, for Ladders & Platforms, ETS RSE01 | HGHTDYNM | HEIGHT DYNAMICS | AB119/5AUE | Active
001804003 | HARNESS,SAFETY,INDUSTRIAL | Style A, Full Body, Fall Arrest, for Ladders & Platforms, ETS RSE01 | LRI | LIFE AND RESCUE INTERNATIONAL | 101075 | Active
001808001 | BLOCK,TACKLE | Handline, Bethea Model HLB1250-S | TEN | THE ENERGY NETWORK (AUST) PTY LTD | SPP-HLB | Active
001808001 | BLOCK,TACKLE | Handline, Bethea Model HLB1250-S | SPECFORC | SPECIALISED FORCE PTY LTD | HLB-560/P&C | Active
001837487 | GLOVES,ELECTRICAL WORKER'S | Ansell ActivArmr, Class 00, 500VAC, Size 8, Insulating Rubber, Red, Straight Cuff, 280mm (11") Lg, ASTM D120 | BALMORAL | BALMORAL ENGINEERING PTY LTD | RIG0011RS8 | Active
001837487 | GLOVES,ELECTRICAL WORKER'S | Ansell ActivArmr, Class 00, 500VAC, Size 8, Insulating Rubber, Red, Straight Cuff, 280mm (11") Lg, ASTM D120 | NTWRKPWR | NETWORK POWER SERVICES | EOO500280-8 | Active
001837487 | GLOVES,ELECTRICAL WORKER'S | Ansell ActivArmr, Class 00, 500VAC, Size 8, Insulating Rubber, Red, Straight Cuff, 280mm (11") Lg, ASTM D120 | ANSELL | ANSELL LTD | RIG0011RS8 | Active
001837498 | GLOVE SHELLS,ELECTRICAL WORKERS | Outer Protector, Class 0 & 00, Size 10, Insulating | BALMORAL | BALMORAL ENGINEERING PTY LTD | OUTLVGS10 | Active
001837498 | GLOVE SHELLS,ELECTRICAL WORKERS | Outer Protector, Class 0 & 00, Size 10, Insulating | SILGLEN | SILGLEN SERVICES PTY LTD | 0019/10 | Active
001837498 | GLOVE SHELLS,ELECTRICAL WORKERS | Outer Protector, Class 0 & 00, Size 10, Insulating | ANSELL | ANSELL LTD | OUTLVGS10 | Active
002402406 | GRIP,CABLE,JAW | Come-Along, suit Al & ACSR, Cable Range 8 - 18mm Dia, Strong Spring Loaded Parallel Jaws to Hold on Wire | THEWMCCA | TMAC THEW & MCCANN GROUP | 2402406 | Active
002402406 | GRIP,CABLE,JAW | Come-Along, suit Al & ACSR, Cable Range 8 - 18mm Dia, Strong Spring Loaded Parallel Jaws to Hold on Wire | THEWMCCA | TMAC THEW & MCCANN GROUP | TM10076 | Active
002403379 | GLOVES,ELECTRICAL WORKER'S | Electrical Rubber 1000V, Working Class 0, Size 11, Yellow | TEN | THE ENERGY NETWORK (AUST) PTY LTD | E014BY-11 | Active
002403379 | GLOVES,ELECTRICAL WORKER'S | Electrical Rubber 1000V, Working Class 0, Size 11, Yellow | ANSELL | ANSELL LTD | RIG014YS11 | Active
002403472 | STRAP,RETAINING | Pole Strap, 5.0m Lg c/w Double Action Al Snap Hook Each End, ETS RSE01 | LRI | LIFE AND RESCUE INTERNATIONAL | 101342 | Active
002403472 | STRAP,RETAINING | Pole Strap, 5.0m Lg c/w Double Action Al Snap Hook Each End, ETS RSE01 | HGHTDYNM | HEIGHT DYNAMICS | E613-B-050-56-56 | Active
002403472 | STRAP,RETAINING | Pole Strap, 5.0m Lg c/w Double Action Al Snap Hook Each End, ETS RSE01 | HGHTDYNM | HEIGHT DYNAMICS | SALA E613B0505656 | Active
002403472 | STRAP,RETAINING | Pole Strap, 5.0m Lg c/w Double Action Al Snap Hook Each End, ETS RSE01 | PRALSAFE | PROTECTOR ALSAFE | M1010023 | Active
002403792 | BAG,LINEMANS GLOVE | Carry Bag c/w 3 x Compartments, 170mm Lg x 90mm W x 360mm D, 170mm Lg x 90mm W x 320mm D, 170mm Lg x 90mm W x 200mm D, | TEN | THE ENERGY NETWORK (AUST) PTY LTD | TENM409 | Active
002407162 | SLEEVE,COMPRESSION | Termination Conductor Compression, FT, Lime, 30/7/3.5 ACSR/GZ, Die Size Al 40.0mm, Steel 19.0mm, ETS 11-09-01 | PLP | PREFORMED LINE PRODUCTS (AUST) | D-HD532E | Active
002407186 | CLAMP,SUSPENSION,ELEC CONDUCTOR | Armour Grip, 7/3.25 SC/AC, Left Hand Lay, M16 Bolt, ETS 11-09-01 | PLP | PREFORMED LINE PRODUCTS (AUST) | D-SHS0975L | Active
002407221 | PROTECTOR,ELECTRICAL CABLE | Armour Rod, Preformed, 1000mm Lg, Iodine 7/4.75 AAAC 1120, for Bridging Insulators, ETS 11-09-01 | PLP | PREFORMED LINE PRODUCTS (AUST) | D-AAR1430R1000 | Active
002419554 | TERMINATION CONDUCTOR COMPRESSION | FT, Cherry, 6/4.75-7/1.60 ACSR/GZ Transverse Palm, Jumper Lug & Bolt, Die Size Al 22mm, Steel 9.5mm, ETS 11-09-01 | PLP | PREFORMED LINE PRODUCTS (AUST) | D-HD521X | Active
002419596 | TERMINATION CONDUCTOR COMPRESSION | FT, Nitrogen, 37/3.00 AAAC 1120, Transverse Palm, Jumper Lug & Bolt, Die Size Al 34.5mm, ETS 11-09-01 | PLP | PREFORMED LINE PRODUCTS (AUST) | D-HD709X | Active
002421220 | COVER,ELECTRICAL EQUIPMENT | HD Downlead Cover, 30mm ID, 2.7m Lg, 2.5mm Wall, Black, UV Stablilsed PVC, Fire Retardant, for use on Timber Poles | TECONN | TE CONNECTIVITY LTD | EG-PVCBUV-270030 | Active
002421220 | COVER,ELECTRICAL EQUIPMENT | HD Downlead Cover, 30mm ID, 2.7m Lg, 2.5mm Wall, Black, UV Stablilsed PVC, Fire Retardant, for use on Timber Poles | RMSRVR | RMS (RIVERSLEIGH MANAGEMENT SERVICES) | EWG30-FRM | Active
002426724 | CLAMP,SUSPENSION,ELEC CONDUCTOR | Armour Grip, Banana, 6/1/3.75 ACSR/GZ, M16 Bolt, ETS 11-09-01 | TECONN | TE CONNECTIVITY LTD | HSC-0990 | Active
002426724 | CLAMP,SUSPENSION,ELEC CONDUCTOR | Armour Grip, Banana, 6/1/3.75 ACSR/GZ, M16 Bolt, ETS 11-09-01 | PLP | PREFORMED LINE PRODUCTS (AUST) | AGS-8109 | Active
002426773 | CLAMP,SUSPENSION,ELEC CONDUCTOR | Double Armour Grip Assembly, Cricket, 30/7/2.50 ACSR/AC, M16 Bolt, Incl Yoke Plate, No Clevis Tongues, ETS 11-09-01 | PLP | PREFORMED LINE PRODUCTS (AUST) | D-HSD1750+DI (NEW) | Active
002426799 | SLEEVE,COMPRESSION | Termination Conductor Compression, FT, Cricket, 30/7/2.50 ACSR/AC, Die Size Al 28.5mm, Steel 16.0mm, ETS 11-09-01 | PLP | PREFORMED LINE PRODUCTS (AUST) | D-HD525E | Active
002426872 | DAMPER,VIBRATION,TRANSMISSION LINE | Stockbridge, Diving, 30/7/3.50 ACSR/AC, to ETS 11-09-01 | PLP | PREFORMED LINE PRODUCTS (AUST) | D-DB2B24SS | Active
002426872 | DAMPER,VIBRATION,TRANSMISSION LINE | Stockbridge, Diving, 30/7/3.50 ACSR/AC, to ETS 11-09-01 | DULHUNTY | DULHUNTY POWER (AUST) PTY LTD | 4D30-27.0: DIVING | Active
002426914 | CLAMP,SUPPORT,ELEC CONDUCTOR | Armour Grip Support Unit, Cricket, 30/7/2.50 ACSR/AC, For use with Clamp End Post Insulators, ETS 11-09-01 (scm) | PLP | PREFORMED LINE PRODUCTS (AUST) | D-HSP1750 | Active
002426971 | LEAD,ELECTRICAL | Earth Bonding Lead + PG Clamp (10kA/0.5 sec), 1.5m long, suit 11.4mm OPGW Dead End Assembly, to Ergon Transmission Line Spec (scm) | PLP | PREFORMED LINE PRODUCTS (AUST) | EBL-OPGW03-0719-ER | Active
002426971 | LEAD,ELECTRICAL | Earth Bonding Lead + PG Clamp (10kA/0.5 sec), 1.5m long, suit 11.4mm OPGW Dead End Assembly, to Ergon Transmission Line Spec (scm) | DULHUNTY | DULHUNTY POWER (AUST) PTY LTD | ERG-2426971 | Active
002426997 | LEAD,ELECTRICAL | Earth Bonding Lead + PG Clamp (10kA/0.5 sec), 1.5m long, suit 14mm OPGW Dead End Assembly, to Ergon Transmission Line Spec (scm) | PLP | PREFORMED LINE PRODUCTS (AUST) | EBL-OPGW03-0719-ER | Active
002426997 | LEAD,ELECTRICAL | Earth Bonding Lead + PG Clamp (10kA/0.5 sec), 1.5m long, suit 14mm OPGW Dead End Assembly, to Ergon Transmission Line Spec (scm) | DULHUNTY | DULHUNTY POWER (AUST) PTY LTD | ERG-2426997 | Active
002455293 | PROTECTOR,HEARING | Earmuffs, 33dB Rating, Class 5, Headband Style, for High Noise Environments | BLKWOODJ | J BLACKWOOD & SONS LIMITED | 04109639 | Phasing
002455293 | PROTECTOR,HEARING | Earmuffs, 33dB Rating, Class 5, Headband Style, for High Noise Environments | UVEX | UVEX SAFETY GROUP | UVEX-K3 | Phasing
002459238 | ANTISEIZE COMPOUND | Thread-Eze Ultra, Lubricating Compound, High Pressure, High Temp Resistance up to 1260 Deg C, Resists Water Washout, Salt Spray, Steam & Weathering | ATOMSUPP | ATOM SUPPLY GROUP P/L | 90440082 | Active
002459238 | ANTISEIZE COMPOUND | Thread-Eze Ultra, Lubricating Compound, High Pressure, High Temp Resistance up to 1260 Deg C, Resists Water Washout, Salt Spray, Steam & Weathering | CHEMSRCH | CHEMSEARCH | 5913 | Active
002459303 | BAG,KIT | Pole Top Rescue Weatherproof Bag, 20L, Tough, Tear & Abrasion Resistant Outer Material, Stiff Self-supporting Material Weatherproof Seal, sized to fit contents | HGHTDYNM | HEIGHT DYNAMICS | PI 20 BLUE BAG | Active
002459303 | BAG,KIT | Pole Top Rescue Weatherproof Bag, 20L, Tough, Tear & Abrasion Resistant Outer Material, Stiff Self-supporting Material Weatherproof Seal, sized to fit contents | HGHTDYNM | HEIGHT DYNAMICS | WB-20L BLUE | Active
002459311 | STRAP | Adjustable Anchor, Webbing Sling 1.2m Effective Length, 45mm Min Width, 21kN Min Rating, Ring on Adjuster End & Double Action Snap Hook at Other End, | HGHTDYNM | HEIGHT DYNAMICS | PTRK ADJ ANCHOR STRAP | Active
002459329 | ROPE,FIBROUS | Blue Kernmantle Type, 30m x 11mm c/w Fixed Eye Double Action Alloy Snap Hook on One End, for Pole Top Rescue Kit Only ETS RSE01 | HGHTDYNM | HEIGHT DYNAMICS | ROPLAN30DAHK | Active
002459329 | ROPE,FIBROUS | Blue Kernmantle Type, 30m x 11mm c/w Fixed Eye Double Action Alloy Snap Hook on One End, for Pole Top Rescue Kit Only ETS RSE01 | HGHTDYNM | HEIGHT DYNAMICS | PTRK ROPE 30M | Active
002459477 | BLADE,CUTTER,CABLE,HAND OPERATED | Replacement, Moving Lower Blade, 200 x 120mm, Hardened Steel, suit REC-105YC(BB) Izumi Battery Operated Cable Cutter | SPECFORC | SPECIALISED FORCE PTY LTD | R105-01 | Active
002459485 | BLADE,CUTTER,CABLE,HAND OPERATED | Replacement, Moving Upper Blade, 200 x 120mm, Hardened Steel, suit REC-105YC(BB) Izumi Battery Operated Cable Cutter | SPECFORC | SPECIALISED FORCE PTY LTD | R105-02 | Active
002461317 | ADAPTOR | Hex to Non-Screw Type Earth Clamp, Removal from Lines, suit Romind PED Non-Screw Type Clamp | THEWMCCA | TMAC THEW & MCCANN GROUP | 2461317 | Active
002461317 | ADAPTOR | Hex to Non-Screw Type Earth Clamp, Removal from Lines, suit Romind PED Non-Screw Type Clamp | THEWMCCA | TMAC THEW & MCCANN GROUP | TM00817 | Active
002461333 | STRIPPER,CABLE,HAND | Cable Sheath & Insulation, suit Cable from 4.5 to 40mm Dia, Greenlee 1903 | SPECFORC | SPECIALISED FORCE PTY LTD | 12679 | Active
002462026 | GLOVES,PROTECTIVE | MecDex, Rough Impact Pro C5, Size S, Cut Level 5, Flexible Tough Leather, Knuckle & Finger Impact Protection, Cut Protection & Foam Padded Palm | WW&S | WORKSENSE WORKWEAR & SAFETY | PR-616 S | Active
002462026 | GLOVES,PROTECTIVE | MecDex, Rough Impact Pro C5, Size S, Cut Level 5, Flexible Tough Leather, Knuckle & Finger Impact Protection, Cut Protection & Foam Padded Palm | BLKWOODJ | J BLACKWOOD & SONS LIMITED | 04081776 | Active
002462026 | GLOVES,PROTECTIVE | MecDex, Rough Impact Pro C5, Size S, Cut Level 5, Flexible Tough Leather, Knuckle & Finger Impact Protection, Cut Protection & Foam Padded Palm | ATOMSUPP | ATOM SUPPLY GROUP P/L | 40000736 | Active
002462067 | GLOVES,PROTECTIVE | MecDex, Rough Impact Pro C5, Size XXL, Cut Level 5, Flexible Tough Leather, Knuckle & Finger Impact Protection, Cut Protection & Foam Padded Palm | WW&S | WORKSENSE WORKWEAR & SAFETY | PR-616 XXL | Active
002462067 | GLOVES,PROTECTIVE | MecDex, Rough Impact Pro C5, Size XXL, Cut Level 5, Flexible Tough Leather, Knuckle & Finger Impact Protection, Cut Protection & Foam Padded Palm | BLKWOODJ | J BLACKWOOD & SONS LIMITED | 04081844 | Active
002462067 | GLOVES,PROTECTIVE | MecDex, Rough Impact Pro C5, Size XXL, Cut Level 5, Flexible Tough Leather, Knuckle & Finger Impact Protection, Cut Protection & Foam Padded Palm | ATOMSUPP | ATOM SUPPLY GROUP P/L | 40000740 | Active
002462109 | GLOVES | Inner for HV Insulating Gloves, Size XL, Nylon Shell with PU Coating | BUNZL | BUNZL LIMITED | NIMLTLITEBL00XL | Active
002462109 | GLOVES | Inner for HV Insulating Gloves, Size XL, Nylon Shell with PU Coating | ATOMSUPP | ATOM SUPPLY GROUP P/L | 139149 | Active
002481992 | TRIMMER,LAMINATED PLASTIC,HAND | Milwaukee, 18V, M18 Fuel, 1/4" Chuck, 31000RPM | MILWAUKE | MILWAUKEE POWER TOOLS | M18FTR-0 | Active
002481992 | TRIMMER,LAMINATED PLASTIC,HAND | Milwaukee, 18V, M18 Fuel, 1/4" Chuck, 31000RPM | C&LTOOL | C&L TOOL CENTRE | MILWAM18FTR-0 | Active
000019038 | BRACKET,MOUNTING | Pole & Crossarm, Service Raiser, Galv Steel | HAYMANS | HAYMANS ELECTRICAL | 19038 | Active
002481711 | STRAP | Velcro, 500 x 50mm, Nylon, Black, u/w Insulated Covers | BALMORAL | BALMORAL ENGINEERING PTY LTD | 25005 | Active
002481729 | WEDGE,GENERAL PURPOSE | Wooden Pole Wedges, Painted White, c/w Braided Rope Handle, Set of 4 | MISTER | R.N. & M.T. HOLDINGS PTY LTD | POLE WEDGES | Active
002481737 | RIBBON,INKING | Halogen Free Printer Ribbon, u/w BMP61 M611 R6000 | BRADY | BRADY AUSTRALIA | 148128 | Active
002481745 | SOCKET,SOCKET WRENCH | 1/2" Insulated, 7/16" Whitworth, 12 Point | ITL | INSULATED TOOLS LTD (MANUFACTURER) | 1270 | Active
002471951 | PILLAR | Electricity Supply Pillar, 440V, 3 Ph, 3-Way, 400A c/w 6 Service Fuses & 3 Generator Plugs (scm) | WEBER | WEBER SOUTH PACIFIC PTY LTD | PA0432F0FC-001 | Active
002471951 | PILLAR | Electricity Supply Pillar, 440V, 3 Ph, 3-Way, 400A c/w 6 Service Fuses & 3 Generator Plugs (scm) | FULTON | FULTON INDUSTRIES AUSTRALIA P/L | PPB4T-3W+6F-QLD | Active
002481778 | TOWELETTE,CLEANING | PPE & Lens Cleaning Wipes, Pre-Moistened Alcohol Free, Anti-Fog, Anti-Static, Use on Safety Eyeware, Goggles, Faceshield, Respirators, Mobile Phones, Tablets | ATOMSUPP | ATOM SUPPLY GROUP P/L | 40015872 | Active
002481778 | TOWELETTE,CLEANING | PPE & Lens Cleaning Wipes, Pre-Moistened Alcohol Free, Anti-Fog, Anti-Static, Use on Safety Eyeware, Goggles, Faceshield, Respirators, Mobile Phones, Tablets | FORCE360 | FORCE360 PTY LTD (MANUFACTURER) | EFPR950 | Active
002482008 | LANYARD,SAFETY,INDUSTRIAL | Tool Lanyard, Retractable, 25-122cm, 3.8kg Capacity | ATOMSUPP | ATOM SUPPLY GROUP P/L | 470611 | Active
002482008 | LANYARD,SAFETY,INDUSTRIAL | Tool Lanyard, Retractable, 25-122cm, 3.8kg Capacity | KLEIN | KLEIN TOOLS | SQUIDS 3011 | Active
002482016 | BIT,ROUTER | Up Cut Spiral, 3/16 (4,78mm) | C&LTOOL | C&L TOOL CENTRE | CARBTSPR06S | Active
002407188 | CLAMP,SUSPENSION,ELEC CONDUCTOR | Armour Grip, Krypton, 19/3.25 AAAC 1120, M16 Bolt, ETS 11-09-01 | PLP | PREFORMED LINE PRODUCTS (AUST) | D-HSU1625 | Active
002407189 | CLAMP,SUSPENSION,ELEC CONDUCTOR | Armour Grip, Neon, 19/3.75 AAAC 1120, M16 Bolt, ETS 11-09-01 | PLP | PREFORMED LINE PRODUCTS (AUST) | D-HSU1875 | Active
002483550 | RECLOSER,AUTO | 12kV, 3 Ph, 800A, 12.5kA, Tank Unit Only with SA Fitted, No VT or Control Box, EQTS 06-07-03 | NOJA | NOJA POWER SWITCHGEAR PTY LTD | OSM15-16-800-310 TANK ONLY | Active
000104339 | SPACER,STRAIGHT | LV Spreader Rod, 2100mm Lg w/o SS Clips, use 4 x Spring Clips IIN104336 per Rod (scm) | PLP | PREFORMED LINE PRODUCTS (AUST) | FGSR-125-2 | Active
000417558 | DAMPER,VIBRATION,TRANSMISSION LINE | Spiral Vibration, 7/4.50 AAC, 7/4.75 AAC, 6/1/.161 ACSR/GZ (Imp), 6/4.75+7/1.60 ACSR/GZ, 7/4.75 AAAC, Colour Code Yellow (P25) (scm) | ACCULEC | ACCULEC PTY LTD (303899) | SVD1173H | Active
000417558 | DAMPER,VIBRATION,TRANSMISSION LINE | Spiral Vibration, 7/4.50 AAC, 7/4.75 AAC, 6/1/.161 ACSR/GZ (Imp), 6/4.75+7/1.60 ACSR/GZ, 7/4.75 AAAC, Colour Code Yellow (P25) (scm) | PLP | PREFORMED LINE PRODUCTS (AUST) | SVD-0105 | Active
000430104 | GRIP,DEADEND | FT, Helical, for AAC & AAAC, 7/4.75, Moon & Iodine, 14.3mm Conductor Dia, Colour Code Blue | TECONN | TE CONNECTIVITY LTD | FAD1385-1445-6 | Active
000430104 | GRIP,DEADEND | FT, Helical, for AAC & AAAC, 7/4.75, Moon & Iodine, 14.3mm Conductor Dia, Colour Code Blue | PLP | PREFORMED LINE PRODUCTS (AUST) | AFG-143-CL | Active
002405257 | TERMINAL,LUG | Compression, Al, M12 Bolt Hole, Hex Die A/F 18.0mm, suit Mars, Helium, Garnett, Banana 7/3.75 Al Overhead Conductors, ETS 01-09-23 (P1) | LEGEND | LEGEND POWER SYSTEMS | AL77-12 | Active
002405257 | TERMINAL,LUG | Compression, Al, M12 Bolt Hole, Hex Die A/F 18.0mm, suit Mars, Helium, Garnett, Banana 7/3.75 Al Overhead Conductors, ETS 01-09-23 (P1) | LEGEND | LEGEND POWER SYSTEMS | AL70-12 | Active
002405257 | TERMINAL,LUG | Compression, Al, M12 Bolt Hole, Hex Die A/F 18.0mm, suit Mars, Helium, Garnett, Banana 7/3.75 Al Overhead Conductors, ETS 01-09-23 (P1) | TYCOELEC | TYCO ELECTRONICS | SL50/1 | Active
002406151 | LINK,COMPRESSION | 50mm2 Cu Stranded Round Cable, Hex Die A/F 10.4mm Cu (P25) | TECONN | TE CONNECTIVITY LTD | CK50/25 | Active
002406151 | LINK,COMPRESSION | 50mm2 Cu Stranded Round Cable, Hex Die A/F 10.4mm Cu (P25) | TYCOELEC | TYCO ELECTRONICS | H1460/25 | Active
002406151 | LINK,COMPRESSION | 50mm2 Cu Stranded Round Cable, Hex Die A/F 10.4mm Cu (P25) | LEGEND | LEGEND POWER SYSTEMS | CAS50 | Active
002406380 | TERMINAL,LUG | Compression, Al, 2 x M12 Bolt Holes, Hex Die A/F 18.0mm, 7/4.75 AAC, AAAC ACSR, ETS 01-09-23 (P1) | TYCOELEC | TYCO ELECTRONICS | AL61/1 | Active
002406391 | TERMINAL,LUG | Compression, Cu, 120mm2, M12 Bolt Hole, Hex Die A/F 16.5mm, Long Barrel Sealed | CABAC | CABAC (MANUFACTURER) | CAL120LB-12 | Active
002407171 | TERMINATION,PREFORMED | FT, 7/2.75 SC/AC, Left Hand Lay c/w Open Thimble, ETS 11-09-01 | PLP | PREFORMED LINE PRODUCTS (AUST) | LGG0825L | Active
002407176 | SPLICE,CONDUCTOR | Preformed, FT, 7/3.25 SC/GZ, ETS 11-09-01 | PLP | PREFORMED LINE PRODUCTS (AUST) | D-SLS0975D | Active
002425643 | SLEEVE,COMPRESSION | FT, ACSR 6/1/3.75 Banana, 6/1/3.75 Cabbage, 6/1/0.144" Mink, 2 Piece Type, Hex Die Al 18.0mm A/F, St 9.5mm A/F (scm) | PLP | PREFORMED LINE PRODUCTS (AUST) | CMSJ-113-4 | Active
002426658 | PROTECTOR,ELECTRICAL CABLE | Armour Rod, Preformed, 1000mm Lg, Cherry 6/4.75 + 6/1.60 ACSR/GZ, ETS 11-09-01 | PLP | PREFORMED LINE PRODUCTS (AUST) | D-AAR1430R1000 | Active
002481885 | CABLE,FIBRE OPTIC | U/Ground, DTS, 4 Fibres SMOF, 4 Fibres MMOF, OM3, c/w Termite Protection, 4000m Drum | PRYSMIAN | PRYSMIAN POWER CABLES & SYSTEMS AUST | 60103118 | Active
002439784 | TIE,PREFORMED | Side, Neck Dia 54mm, Tyguard, 4/3/3.00 ACSR, Armoured (P50) (scm) | PLP | PREFORMED LINE PRODUCTS (AUST) | AWTY-090-54 | Active
002443257 | SPLICE,CONDUCTOR | Preformed, FT, 7/2.00 SC/GZ, Galv Steel, Colour Code Yellow (P50) | PLP | PREFORMED LINE PRODUCTS (AUST) | GFS-060 | Active
002443877 | TIE,PREFORMED | Side, 120mm2, 11kV, CCT, Non Metallic Heliformed, UV Stabilised PVC (scm) | TECONN | TE CONNECTIVITY LTD | PTST-1857/73 | Active
002443877 | TIE,PREFORMED | Side, 120mm2, 11kV, CCT, Non Metallic Heliformed, UV Stabilised PVC (scm) | PLP | PREFORMED LINE PRODUCTS (AUST) | PST18307G | Active
002443893 | CLAMP,ELEC CONDUCTOR,STRAIN | Termination, 120mm2, 7/4.75, CCT, Wedge Strain Clamp, suit Conductors 11-33kV (scm) | PLP | PREFORMED LINE PRODUCTS (AUST) | D-CCS120 | Active
002443893 | CLAMP,ELEC CONDUCTOR,STRAIN | Termination, 120mm2, 7/4.75, CCT, Wedge Strain Clamp, suit Conductors 11-33kV (scm) | PLP | PREFORMED LINE PRODUCTS (AUST) | CCS120 | Active
002443919 | COVER,ELECTRICAL CONNECTOR | Clamp Parallel Groove Cover, 120mm2, CCT (scm) | PLP | PREFORMED LINE PRODUCTS (AUST) | CCPGC154 | Active
000413552 | CLAMP,SUSPENSION,ELEC CONDUCTOR | Armour Grip Unit, suit Banana/Mars 6/1/3.75ACSR, 7/3.75 AAC Conductors | TYCOELEC | TYCO ELECTRONICS | HSU1125 | Phasing
000413579 | CLAMP,SUSPENSION,ELEC CONDUCTOR | Armour Grip, Iodine, 7/4.75 AAC, AAAC & 6/4.75 - 7/1.60 ACSR (scm) | PLP | PREFORMED LINE PRODUCTS (AUST) | AGS-5104 | Active
000413595 | CLAMP,SUSPENSION,ELEC CONDUCTOR | Armour Grip Suspension Unit, suit Neptune, 19/3.25 AAC & AAAC | PLP | PREFORMED LINE PRODUCTS (AUST) | AGS-5108 | Active
000413595 | CLAMP,SUSPENSION,ELEC CONDUCTOR | Armour Grip Suspension Unit, suit Neptune, 19/3.25 AAC & AAAC | DULMISON | DULMISON (AUST) PTY LTD | HSU1625 | Active
000413609 | CLAMP,SUSPENSION,ELEC CONDUCTOR | Armour Grip Unit, suit 7/3.25 SC/GZ Conductors | TYCOELEC | TYCO ELECTRONICS | SHS0975 | Active
002401238 | CLAMP,SUSPENSION,ELEC CONDUCTOR | Armour Grip Unit, suit 30/7/2.50 Conductors | TYCOELEC | TYCO ELECTRONICS | HSU1750 | Active
002401760 | CLAMP,SUSPENSION,ELEC CONDUCTOR | Armour Grip Unit, for use with M16 Bolts suit Pluto 19/3.75 Conductors | PLP | PREFORMED LINE PRODUCTS (AUST) | AGS-5113 | Active
002407183 | CLAMP,SUSPENSION,ELEC CONDUCTOR | Armour Grip, 7/2.75 SC/GZ, M16 Bolt, ETS 11-09-01 | PLP | PREFORMED LINE PRODUCTS (AUST) | AGS7101 | Active
002481190 | JOINT,ELECTRICAL POWER CABLE | Straight Through, 38/66kV, 1C, 630mm2 Stranded Compacted Circ WB Cu, XLPE/WBT/ CAS(25kA/1Sec)/LLDPE/Nyl/MDPE, Graphite Coating | CBLGRID | CABLE GRID AUSTRALIA PTY LTD | CG-2481190-S1969-4 | Active
002481190 | JOINT,ELECTRICAL POWER CABLE | Straight Through, 38/66kV, 1C, 630mm2 Stranded Compacted Circ WB Cu, XLPE/WBT/ CAS(25kA/1Sec)/LLDPE/Nyl/MDPE, Graphite Coating | BRUGG | BRUGG CABLES (MANUFACTURER) | S1969-4 (630CU1C) | Active
002481208 | JOINT,ELECTRICAL POWER CABLE | Straight Through, 38/66kV, 630mm2 Stranded Compacted Circ WB Cu, XLPE/OFC/ WBT/CAS(25kA/1Sec)/LLDPE/Nyl/MDPE, Graphite Coating | BRUGG | BRUGG CABLES (MANUFACTURER) | S1969-4 (630CUOF) | Active
002481208 | JOINT,ELECTRICAL POWER CABLE | Straight Through, 38/66kV, 630mm2 Stranded Compacted Circ WB Cu, XLPE/OFC/ WBT/CAS(25kA/1Sec)/LLDPE/Nyl/MDPE, Graphite Coating | CBLGRID | CABLE GRID AUSTRALIA PTY LTD | CG-2481208-S1969-4 | Active
002481216 | JOINT,ELECTRICAL POWER CABLE | Straight Through, 38/66kV, 1C, 1000mm2 Stranded Segmental Milliken WB Al, XLPE/ WBT/CAS(25kA/1Sec)/LLDPE/Nyl/MDPE, Graphite Coating | CBLGRID | CABLE GRID AUSTRALIA PTY LTD | CG-2481216-S1969-4 | Active
002481216 | JOINT,ELECTRICAL POWER CABLE | Straight Through, 38/66kV, 1C, 1000mm2 Stranded Segmental Milliken WB Al, XLPE/ WBT/CAS(25kA/1Sec)/LLDPE/Nyl/MDPE, Graphite Coating | BRUGG | BRUGG CABLES (MANUFACTURER) | S1969-4 (1000AL1C) | Active
002481224 | JOINT,ELECTRICAL POWER CABLE | Straight Through, 38/66kV, 1000mm2 Stranded Segmental Milliken WB Al, XLPE/ OFC/WBT/CAS(25kA/1Sec)/LLDPE/Nyl/MDPE, Graphite Coating | BRUGG | BRUGG CABLES (MANUFACTURER) | S1969-4 (1000ALOF) | Active
002481224 | JOINT,ELECTRICAL POWER CABLE | Straight Through, 38/66kV, 1000mm2 Stranded Segmental Milliken WB Al, XLPE/ OFC/WBT/CAS(25kA/1Sec)/LLDPE/Nyl/MDPE, Graphite Coating | CBLGRID | CABLE GRID AUSTRALIA PTY LTD | CG-2481224-S1969-4 | Active
002481240 | JOINT,ELECTRICAL POWER CABLE | Screen Break, 38/66kV, 1C, 630mm2 Stranded Compacted Circ WB Cu, XLPE/WBT CAS(25kA/1Sec)/LLDPE/Nyl/MDPE, Graphite Coating | BRUGG | BRUGG CABLES (MANUFACTURER) | S1968-4 (630CU1C) | Active
002481240 | JOINT,ELECTRICAL POWER CABLE | Screen Break, 38/66kV, 1C, 630mm2 Stranded Compacted Circ WB Cu, XLPE/WBT CAS(25kA/1Sec)/LLDPE/Nyl/MDPE, Graphite Coating | CBLGRID | CABLE GRID AUSTRALIA PTY LTD | CG-2481240-S1968-4 | Active
002481299 | TERMINATION KIT,ELECTRICAL CABLE | Outdoor, 38/66kV, 1C, 630mm2 Stranded Compacted Circ WB Cu, XLPE/WBT/CAS (25kA/1Sec)/LLDPE/Nyl/MDPE, Graphite Coating | BRUGG | BRUGG CABLES (MANUFACTURER) | S1923-4 (630CU1C) | Active
002481299 | TERMINATION KIT,ELECTRICAL CABLE | Outdoor, 38/66kV, 1C, 630mm2 Stranded Compacted Circ WB Cu, XLPE/WBT/CAS (25kA/1Sec)/LLDPE/Nyl/MDPE, Graphite Coating | CBLGRID | CABLE GRID AUSTRALIA PTY LTD | CG-2481299-S1923-4 | Active
002481331 | CONNECTOR,ELECTRICAL | Inner Cone Plug, suit Cable 38/66kV, 1C, 300mm2 Stranded Compacted Circ WB Cu, XLPE/WBT/CAS/LLDPE/Nyl/MDPE, Graphite Coating u/w Brugg Socket | CBLGRID | CABLE GRID AUSTRALIA PTY LTD | CG-2481331-S2048 | Active
002481331 | CONNECTOR,ELECTRICAL | Inner Cone Plug, suit Cable 38/66kV, 1C, 300mm2 Stranded Compacted Circ WB Cu, XLPE/WBT/CAS/LLDPE/Nyl/MDPE, Graphite Coating u/w Brugg Socket | BRUGG | BRUGG CABLES (MANUFACTURER) | S2048-300 | Active
002481349 | CONNECTOR,ELECTRICAL | Inner Cone Plug, suit Cable 38/66kV, 1C, 630mm2 Stranded Compacted Circ WB Cu, XLPE/WBT/CAS(25kA/1Sec)/LLDPE/Nyl/ MDPE, Graphite Coating u/w Brugg Socket | CBLGRID | CABLE GRID AUSTRALIA PTY LTD | CG-2481349-S2048 | Active
002481349 | CONNECTOR,ELECTRICAL | Inner Cone Plug, suit Cable 38/66kV, 1C, 630mm2 Stranded Compacted Circ WB Cu, XLPE/WBT/CAS(25kA/1Sec)/LLDPE/Nyl/ MDPE, Graphite Coating u/w Brugg Socket | BRUGG | BRUGG CABLES (MANUFACTURER) | S2048-630 | Active
002481356 | CONNECTOR,ELECTRICAL | Inner Cone Plug, suit Cable 38/66kV, 630mm Stranded Compacted Circ WB Cu, XLPE/OFC/WBT/CAS(25kA/1Sec)/LLDPE/Nyl/ MDPE, Graphite Coating u/w Brugg Socket | CBLGRID | CABLE GRID AUSTRALIA PTY LTD | CG-2481356-S2048 | Active
002481356 | CONNECTOR,ELECTRICAL | Inner Cone Plug, suit Cable 38/66kV, 630mm Stranded Compacted Circ WB Cu, XLPE/OFC/WBT/CAS(25kA/1Sec)/LLDPE/Nyl/ MDPE, Graphite Coating u/w Brugg Socket | BRUGG | BRUGG CABLES (MANUFACTURER) | S2048 (630CUOF) | Active
002481364 | CONNECTOR,ELECTRICAL | Inner Cone Plug, suit Cable 38/66kV, 1C, 1000mm2 Stranded Segmental Milliken WB Al, XLPE/WBT/CAS(25kA/1Sec)/LLDPE/ Nyl/MDPE, Graphite Coating u/w Brugg | CBLGRID | CABLE GRID AUSTRALIA PTY LTD | CG-2481364-S2048 | Active
002481364 | CONNECTOR,ELECTRICAL | Inner Cone Plug, suit Cable 38/66kV, 1C, 1000mm2 Stranded Segmental Milliken WB Al, XLPE/WBT/CAS(25kA/1Sec)/LLDPE/ Nyl/MDPE, Graphite Coating u/w Brugg | BRUGG | BRUGG CABLES (MANUFACTURER) | S2048-1000 | Active
002481372 | CONNECTOR,ELECTRICAL | Inner Cone Plug, suit Cable 38/66kV, 1000mm Stranded Segmental Milliken WB Al, XLPE/OFC/WBT/CAS(25kA/1Sec)/LLDPE/ Nyl/MDPE, Graphite Coating u/w Brugg | CBLGRID | CABLE GRID AUSTRALIA PTY LTD | CG-2481356-S2048 | Active
002481372 | CONNECTOR,ELECTRICAL | Inner Cone Plug, suit Cable 38/66kV, 1000mm Stranded Segmental Milliken WB Al, XLPE/OFC/WBT/CAS(25kA/1Sec)/LLDPE/ Nyl/MDPE, Graphite Coating u/w Brugg | BRUGG | BRUGG CABLES (MANUFACTURER) | S2048 (1000ALOF) | Active
000004002 | PLATE,BLANKING | Type 1U-BL 2H, 19" Rack Blanking Plate 1U | B&R | B&R ENCLOSURES PTY LTD | XB-586135/32 | Active
000004101 | PLATE,MOUNTING | Type 4U-Integra, 19" Rack Mounting Plate 4U, 2 x CB & Integra | GMG | GLOBAL MANUFACTURING GROUP | EESS-10248-01 | Active
000004147 | CABINET,ELEC EQUIP | FA2 Cubicle, Front Access 45U, Swing Frame Rack, 800 x 800mm Base, c/w Duct, Rail & Bars | B&R | B&R ENCLOSURES PTY LTD | XB-443926/2 | Active
000004161 | FLANGE,ELEC BOX ENTRY | Roof Type, Brushed Gland Cable Entry | B&R | B&R ENCLOSURES PTY LTD | XB-586135/25 | Active
000104788 | SCREW,COACH | M16 x 130mm, S/Steel Gde 316 (P100) | HOBSON | HOBSON ENGINEERING CO PTY LTD | BH16PLM160130 | Active
002407190 | CLAMP,SUSPENSION,ELEC CONDUCTOR | Armour Grip, Nitrogen, 37/3.00 AAAC 1120 M16 Bolt, ETS 11-09-01 | TECONN | TE CONNECTIVITY LTD | HSC-1907 | Active
002407190 | CLAMP,SUSPENSION,ELEC CONDUCTOR | Armour Grip, Nitrogen, 37/3.00 AAAC 1120 M16 Bolt, ETS 11-09-01 | PLP | PREFORMED LINE PRODUCTS (AUST) | D-HSU2100 | Active
002407191 | CLAMP,SUSPENSION,ELEC CONDUCTOR | Armour Grip, Oxygen, 19/4.75 AAAC 1120, M16 Bolt, ETS 11-09-01 | PLP | PREFORMED LINE PRODUCTS (AUST) | D-HSU2375 | Active
002407191 | CLAMP,SUSPENSION,ELEC CONDUCTOR | Armour Grip, Oxygen, 19/4.75 AAAC 1120, M16 Bolt, ETS 11-09-01 | TECONN | TE CONNECTIVITY LTD | HSC-2306 | Active
002407195 | CLAMP,SUSPENSION,ELEC CONDUCTOR | Armour Grip, Lime, 30/7/3.5 ACSR/GZ, M16 Bolt, ETS 11-09-01 | PLP | PREFORMED LINE PRODUCTS (AUST) | D-HSU2450 | Active
002407197 | CLAMP,SUSPENSION,ELEC CONDUCTOR | Double Armour Grip Assembly, 7/2.75 SC/GZ c/w Yoke Plate, No Clevis Tongues, M16 Bolt, ETS 11-09-01 | PLP | PREFORMED LINE PRODUCTS (AUST) | AGS7801/YPT59071 | Active
002407198 | CLAMP,SUSPENSION,ELEC CONDUCTOR | Double Armour Grip Assembly, 7/2.75 SC/AC Left Hand Lay c/w Yoke Plate, No Clevis Tongues, M16 Bolt, ETS 11-09-01 | PLP | PREFORMED LINE PRODUCTS (AUST) | AGS6801/YPT59071 | Active
002407208 | CLAMP,SUSPENSION,ELEC CONDUCTOR | Double Armour Grip Assembly, Grape, 30/7/2.5 ACSR/GZ c/w Yoke Plate, No Clevis Tongues, M16 Bolt, ETS 11-09-01 | PLP | PREFORMED LINE PRODUCTS (AUST) | D-HSD1750+YOKE | Active
002407209 | CLAMP,SUSPENSION,ELEC CONDUCTOR | Double Armour Grip Assembly, Lime, 30/7/3.5 ACSR/GZ c/w Yoke Plate, No Clevis Tongues, M16 Bolt, ETS 11-09-01 | PLP | PREFORMED LINE PRODUCTS (AUST) | D-HSD2450+YOKE | Active
002407210 | CLAMP,SUSPENSION,ELEC CONDUCTOR | Double Armour Grip Assembly, Paw Paw, 54/3.75 19/2.25 ACSR/GZ c/w Yoke Plate, No Clevis Tongues, M20 Bolt, ETS 11-09-01 | PLP | PREFORMED LINE PRODUCTS (AUST) | D-HSD337520+YOKE | Active
002426732 | CLAMP,SUSPENSION,ELEC CONDUCTOR | Armour Grip, suit Cherry 6/4.75 + 7/1.60 ACSR/GZ & Iodine 7/4.75 AAAC 1120, M16 Bolt, ETS 11-09-01 (scm) | PLP | PREFORMED LINE PRODUCTS (AUST) | D-HSU1430 | Active
002406877 | GRIP,CABLE,JAW | Come-Along, suit Bare Cu & Uncoated Steel Wire, Cable Range 5 to 22mm Dia c/w Safety Latch | SPECFORC | SPECIALISED FORCE PTY LTD | H-20KN-GRIP | Active
002407010 | LOCATOR | Ridgid Model 21893-SR20, Locator Kit, 10Hz - 35Hz c/w ST-305 Transmitter & 4" Induction Clamp | TEN | THE ENERGY NETWORK (AUST) PTY LTD | SR-20-KIT | Active
002407010 | LOCATOR | Ridgid Model 21893-SR20, Locator Kit, 10Hz - 35Hz c/w ST-305 Transmitter & 4" Induction Clamp | BLKWOODJ | J BLACKWOOD & SONS LIMITED | 06556618 / 06556601 | Active
002424935 | DETECTOR,VOLTAGE | HV Tester, 66/132kV, Outdoor Kit, Audible/Visual Indication, Universal Sunrise Fitting in Carry Case c/w Hook & Probe, ETS RSE04 | HYLEC | HYLEC ENERGY SOLUTIONS | TAG33066132 | Phasing
002427987 | LOAD CELL | Transducer, Tech LBC Series 500, LoadCell Button c/w Hand Held Load Meter HH4-WT-5C Display & Plug, LoadCell to be supplied with NATA Certified Calibration | SPECFORC | SPECIALISED FORCE PTY LTD | LBC500-HHTWC-1 | Active
002428126 | GLOVES,LIVE LINE ELECTRICAL WORKERS | Class 3, Natural Rubber, Black Straight Cuff, Size 9H (pair) Glove Length, 16 inch (400mm) | BALMORAL | BALMORAL ENGINEERING PTY LTD | RIG316YBS9H | Active
002428126 | GLOVES,LIVE LINE ELECTRICAL WORKERS | Class 3, Natural Rubber, Black Straight Cuff, Size 9H (pair) Glove Length, 16 inch (400mm) | ANSELL | ANSELL LTD | RIG316YBS9H | Active
002428126 | GLOVES,LIVE LINE ELECTRICAL WORKERS | Class 3, Natural Rubber, Black Straight Cuff, Size 9H (pair) Glove Length, 16 inch (400mm) | SALISBRY | SALISBURY (MANUFACTURER) | E316YB/9H | Active
002428795 | GRIP,CABLE,JAW | Come-Along, Live Line, Suit bare ACSR, Al & Cu, Cable Range 5.0 - 22.0mm Dia, c/w Spring Latch, Notched Arm & Hot Stick Fitting, WLL 20kN | SPECFORC | SPECIALISED FORCE PTY LTD | H-20-GRIP | Active
002428894 | HAND STICK,INSULATED | Spiral Link Stick, Insulation 390mm Lg, Stick 32mm Dia | TEN | THE ENERGY NETWORK (AUST) PTY LTD | H4722 | Active
002428894 | HAND STICK,INSULATED | Spiral Link Stick, Insulation 390mm Lg, Stick 32mm Dia | CHANCE | CHANCE (MANUFACTURER) | H4722 | Active
002429009 | HOIST,MANUAL LEVER | 1.5 Ton Nominal Capacity, Webbing Strap, 508mm, Short Handle c/w Hotstick Hooks & Latches, ETS RES13 | TEN | THE ENERGY NETWORK (AUST) PTY LTD | 2-CHB-1300-ANZ | Active
002429041 | SLEEVE,HARNESS | One Piece with 4 x TB2 Buttons | TEN | THE ENERGY NETWORK (AUST) PTY LTD | H1 | Active
002429041 | SLEEVE,HARNESS | One Piece with 4 x TB2 Buttons | SALISBRY | SALISBURY (MANUFACTURER) | H2 | Active
002430536 | TIP,TEST PROBE | Type A, Red & Black, Pin Tips, 2mm Tips Cat III, 1000V (scm) | RTE | RAPID-TECH EQUIPMENT PTY LTD | 402-IEC-RN | Active
002430536 | TIP,TEST PROBE | Type A, Red & Black, Pin Tips, 2mm Tips Cat III, 1000V (scm) | HYLEC | HYLEC ENERGY SOLUTIONS | 402-IEC-RN | Active
002434520 | PLATFORM,POLE | Universal Insulated Composite Pole Platform, 1050mm Lg with Rough Top Deck & Locking Mechanism, WLL 200kg | THEWMCCA | TMAC THEW & MCCANN GROUP | 2434520 | Active
002434520 | PLATFORM,POLE | Universal Insulated Composite Pole Platform, 1050mm Lg with Rough Top Deck & Locking Mechanism, WLL 200kg | THEWMCCA | TMAC THEW & MCCANN GROUP | TM01229 | Active
002437945 | MAT,LANDING | Earth, 1486 x 858mm, Galv Steel, Mesh 50 x 50mm, Dwg EESS-10031-04 | HYLEC | HYLEC ENERGY SOLUTIONS | HSEARTHMAT1.5X1NOTAIL | Active
002437945 | MAT,LANDING | Earth, 1486 x 858mm, Galv Steel, Mesh 50 x 50mm, Dwg EESS-10031-04 | DULMISON | DULMISON (AUST) PTY LTD | D-EARTHMAT | Active
002482099 | GUARD | Wildlife Guard, E27 Series, for Automatic Cicuit Recloser, Set of 6 | SCHNEIDR | SCHNEIDER PTY LTD (MANUFACTURER) | 995000150 | Active
002480986 | PARTS KIT,HEARING | Earmuff Liners, Replacement Sweatpads | STIHL | STIHL GROUP | 7004-884-0401 | Active
000008644 | PROTECTOR,HEARING | ProChoice Viper Earmuffs, 26dB Rating, Class 5 SLC80, Lightweight Headband 3 Position Style (over head, behind head & under chin) | STATEWD | STATEWIDE FASTNERS & ENGEERING SUPPLIES | PRO-EMVIP | Active
000008644 | PROTECTOR,HEARING | ProChoice Viper Earmuffs, 26dB Rating, Class 5 SLC80, Lightweight Headband 3 Position Style (over head, behind head & under chin) | CNWELEC | CNW ELECTRICAL PTY LTD | PAREMVIP | Active
002403389 | HOOK,UNIVERSAL SWITCH | Operating Rod Disconnect Hook, Bronze Alloy, for Link Switch & Drop Out Fuse Operation | HYLEC | HYLEC ENERGY SOLUTIONS | HVP3 | Active
002403389 | HOOK,UNIVERSAL SWITCH | Operating Rod Disconnect Hook, Bronze Alloy, for Link Switch & Drop Out Fuse Operation | TEN | THE ENERGY NETWORK (AUST) PTY LTD | P10431 | Active
002403456 | SADDLE | Galv Steel, Conduit, 25mm (1") (P100) | CNWELEC | CNW ELECTRICAL PTY LTD | CLI173HDGM | Active
002403456 | SADDLE | Galv Steel, Conduit, 25mm (1") (P100) | MMELEC | MM ELECTRICAL MERCHANDISING | FGS-29300 | Active
002403456 | SADDLE | Galv Steel, Conduit, 25mm (1") (P100) | CLIPSAL | CLIPSAL (BY SCHNEIDER ELECTRIC) | CLI 173HDGM | Active
002403458 | SADDLE | Galv Steel, Conduit, 40mm (1-1/2") (P50) | HAYMANS | HAYMANS ELECTRICAL | CLI175HDGM | Active
002403458 | SADDLE | Galv Steel, Conduit, 40mm (1-1/2") (P50) | CLIPSAL | CLIPSAL (BY SCHNEIDER ELECTRIC) | CLI 175HDGM | Active
002403469 | STRAP,RETAINING | Pole Strap, 3.0m Lg, Polyester Webbing, Blue, Rescue D-ring, 100mm from Adjuster End c/w Double Action Snap Hooks, for Pole Top Rescue Kit Only, ETS RSE01 | HGHTDYNM | HEIGHT DYNAMICS | VAIPOLEEN22.8NZBLD | Active
002403469 | STRAP,RETAINING | Pole Strap, 3.0m Lg, Polyester Webbing, Blue, Rescue D-ring, 100mm from Adjuster End c/w Double Action Snap Hooks, for Pole Top Rescue Kit Only, ETS RSE01 | CAPITAL | CAPITAL SAFETY | E614-030-48-48 | Active
002403471 | STRAP,RETAINING | Pole Strap, 3.0m Lg c/w Double Action Al Snap Hook each End, ETS RSE01 | HGHTDYNM | HEIGHT DYNAMICS | E613-B-030-56-56 | Active
002403471 | STRAP,RETAINING | Pole Strap, 3.0m Lg c/w Double Action Al Snap Hook each End, ETS RSE01 | HGHTDYNM | HEIGHT DYNAMICS | SALA E613B0305656 | Active
002403471 | STRAP,RETAINING | Pole Strap, 3.0m Lg c/w Double Action Al Snap Hook each End, ETS RSE01 | LRI | LIFE AND RESCUE INTERNATIONAL | 101339 | Active
002403471 | STRAP,RETAINING | Pole Strap, 3.0m Lg c/w Double Action Al Snap Hook each End, ETS RSE01 | CAPITAL | CAPITAL SAFETY | SA E613B0305656E | Active
002426757 | CLAMP,SUSPENSION,ELEC CONDUCTOR | Armour Grip, Diving, 30/7/3.50 ACSR/AC, M16 Bolt, ETS 11-09-01 | PLP | PREFORMED LINE PRODUCTS (AUST) | D-HSU2450 | Active
002462513 | BANDSAW,PORTABLE | Deepcut, 1140mm Blade, 127 x 127mm Cut Capacity, 18V, Brushless Motor, Low Speed, suit all cable types & most steel section, Skin Only | MILWAUKE | MILWAUKEE POWER TOOLS | M18CBS125S-0 | Active
002464444 | CLEANING COMPOUND,SOLVENT | CRC Brakleen, Brake Cleaner, 500g Aerosol | BLKWOODJ | J BLACKWOOD & SONS LIMITED | 04404301 | Active
002464444 | CLEANING COMPOUND,SOLVENT | CRC Brakleen, Brake Cleaner, 500g Aerosol | ATOMSUPP | ATOM SUPPLY GROUP P/L | 1310021 | Active
002464444 | CLEANING COMPOUND,SOLVENT | CRC Brakleen, Brake Cleaner, 500g Aerosol | CRC | CRC INDUSTRIES AUSTRALIA PTY LTD | 5089 | Active
002465078 | CABLE TIE | Nylon, Black, 360.68 x 4.83mm, Weather & UV Resistant | HAYMANS | HAYMANS ELECTRICAL | ALCTIE360SB | Active
002465078 | CABLE TIE | Nylon, Black, 360.68 x 4.83mm, Weather & UV Resistant | HAYMANS | HAYMANS ELECTRICAL | TY28MX | Active
002465078 | CABLE TIE | Nylon, Black, 360.68 x 4.83mm, Weather & UV Resistant | MATELEC | MATELEC AUSTRALIA | MTLNCT-370/48B | Active
002466431 | ANALYSER,POWER QUALITY | Kit, CAT IV-600V, 1A-500/3000A, Power Quality Data Recorder c/w Rubber Holster & Strap, 4 x 500/3000A High Sensitivity Flexible Current Probes, 5 Wire (3P+N+G) | CHK | CHK POWER QUALITY PTY LTD | 1APQ45-STARTUP | Active
002466480 | GLOVES,ELECTRICAL WORKER'S | Ansell ActivArmr, Class 00, 500VAC, Size 7, Insulating Rubber, Red, Straight Cuff, 280mm (11") Lg, ASTM D120 | BALMORAL | BALMORAL ENGINEERING PTY LTD | RIG0011RS7 | Active
002466480 | GLOVES,ELECTRICAL WORKER'S | Ansell ActivArmr, Class 00, 500VAC, Size 7, Insulating Rubber, Red, Straight Cuff, 280mm (11") Lg, ASTM D120 | ANSELL | ANSELL LTD | RIG0011RS7 | Active
002466498 | GLOVE SHELLS,ELECTRICAL WORKERS | Outer Protector, Class 0 & 00, Size 7, Insulating | BALMORAL | BALMORAL ENGINEERING PTY LTD | OUTLVGS7 | Active
002466498 | GLOVE SHELLS,ELECTRICAL WORKERS | Outer Protector, Class 0 & 00, Size 7, Insulating | ANSELL | ANSELL LTD | OUTLVGS7 | Active
002469625 | CHARGER,BATTERY | Milwaukee 12-18V Automotive Charger c/w Car Accessory Plug, for Li-Ion Batteries | MILWAUKE | MILWAUKEE POWER TOOLS | M12-18AC | Active
002469625 | CHARGER,BATTERY | Milwaukee 12-18V Automotive Charger c/w Car Accessory Plug, for Li-Ion Batteries | C&LTOOL | C&L TOOL CENTRE | MILWAM12-18AC | Active
002470813 | OHMMETER | RMO-H3 Micro-Ohmmeter, 300A, Hand Held c/w Current & Sense Cables 1.3m with TTA Clamps | TES | TEST EQUIPMENT SOLUTIONS | AEMC6292 | Active
002470813 | OHMMETER | RMO-H3 Micro-Ohmmeter, 300A, Hand Held c/w Current & Sense Cables 1.3m with TTA Clamps | MEGGER | MEGGER LIMITED PTY | DRLO200-EN | Active
002470813 | OHMMETER | RMO-H3 Micro-Ohmmeter, 300A, Hand Held c/w Current & Sense Cables 1.3m with TTA Clamps | PTE | PACIFIC TEST EQUIPMENT PTY LTD | RMO-H3/CS2-1Z3-16CLKP | Active
002470821 | KARABINER | Triple Action, Steel, 16kN Gate, ANSI Std | HGHTDYNM | HEIGHT DYNAMICS | KON04120 | Active
002470862 | GLOVES,DISPOSABLE | Megaman Industrial Glove, Size S, Nitrile, Black, for handling Oil | BLKWOODJ | J BLACKWOOD & SONS LIMITED | 04192463 | Active
002470862 | GLOVES,DISPOSABLE | Megaman Industrial Glove, Size S, Nitrile, Black, for handling Oil | ATOMSUPP | ATOM SUPPLY GROUP P/L | N260882 | Active
002470862 | GLOVES,DISPOSABLE | Megaman Industrial Glove, Size S, Nitrile, Black, for handling Oil | ATOMSUPP | ATOM SUPPLY GROUP P/L | 40004280 | Active
002470862 | GLOVES,DISPOSABLE | Megaman Industrial Glove, Size S, Nitrile, Black, for handling Oil | ATOMSUPP | ATOM SUPPLY GROUP P/L | 40011487 | Active
002426740 | CLAMP,SUSPENSION,ELEC CONDUCTOR | Armour Grip, Cricket, 30/7/2.50 ACSR/AC, M16 Bolt, ETS 11-09-01 | PLP | PREFORMED LINE PRODUCTS (AUST) | D-HSU1750 | Active
000104498 | CLAMP,ELEC PWR CABLE,SUPPORT | Trefoil, Cast Al, suit Cable 25-27mm Dia c/w 70 x 8mm Galv Clamp Bolts etc, suit Bolting through 6mm Thk Mounting Bracket Clamp to be supplied assembled | INTERENG | INTERTECH ENGINEERING PTY LTD | CABUS 5427 | Active
002482792 | CABLE,POWER,ELECTRICAL | Twin & Earth, 4mm2, 2.5mm Earth, Pln Annld Cu, Flat TPS, 3V-90 PVC Sheath, Red Black Green/Yellow Cores, White Sheath | HAYMANS | HAYMANS ELECTRICAL | CBL4TE | Active
002475093 | TRANSFORMER,DISTRIBUTION | Padmount Substation, 11kV, 315kVA, 3 Ph (Sq), ABB Safelink 2 (CFC) Switchgear & LV Switchgear, Ergon Branded w/o Padlock JTS 02-02-03 (scm) | WILSON | WILSON TRANSFORMER CO. PTY LTD | 880-A311-11-AD | Active
002475127 | TRANSFORMER,DISTRIBUTION | Padmount Substation, 11kV, 1000kVA, 3 Ph (Sq), ABB Safelink 2 (CFC) Switchgear & LV Switchgear, Ergon Branded w/o Padlock JTS 02-02-03 (scm) | WILSON | WILSON TRANSFORMER CO. PTY LTD | 880-A314-11-AD | Active
000015050 | POLE,LINE CONSTRUCTION,WOOD | Hardwood, 23m 8kN, CCA Treated, P23/8 | KOPPERS | KOPPERS TIMBER PRESERVATION PTY LTD | 23 M 8 KN | Active
000025400 | POLE,LINE CONSTRUCTION,WOOD | Softwood, 9.5m Lg, 5-9kN, P9.5/5-9, CCA Treated | KOPPERS | KOPPERS TIMBER PRESERVATION PTY LTD | SOFTWOOD 9.5M 5-9 KN | Active
000025401 | POLE,LINE CONSTRUCTION,WOOD | Softwood, 9.5m Lg, 8-14kN, P9.5/8-14, CCA Treated | KOPPERS | KOPPERS TIMBER PRESERVATION PTY LTD | SOFTWOOD 9.5M 8-14KN | Active
000025402 | POLE,LINE CONSTRUCTION,WOOD | Softwood, 9.5m Lg, 12-22kN, P9.5/12-22, CCA Treated | KOPPERS | KOPPERS TIMBER PRESERVATION PTY LTD | SOFTWOOD 9.5M 12-22KN | Active
000025403 | POLE,LINE CONSTRUCTION,WOOD | Softwood, 11m Lg, 5-9kN, P11/5-9, CCA Treated | KOPPERS | KOPPERS TIMBER PRESERVATION PTY LTD | SOFTWOOD 11M 5-9KN | Active
002481703 | JUNCTION BOX | Adaptable, 77 x 77 x 54mm, PVC, IP56 | CLIPSAL | CLIPSAL (BY SCHNEIDER ELECTRIC) | 265/1-GY | Active
002481703 | JUNCTION BOX | Adaptable, 77 x 77 x 54mm, PVC, IP56 | CNWELEC | CNW ELECTRICAL PTY LTD | CLI265/1GY | Active
002481828 | DRIVE POINT,EARTH ROD | 12.7mm Dia, ETS 01-08-01 Item 3 | PLP | PREFORMED LINE PRODUCTS (AUST) | CBE-127-DP | Active
002439321 | MULTIMETER | Clamp, AC/DC, Digital, Voltage, Current, Min of Cat III 600V, ETS RSE04 | RTE | RAPID-TECH EQUIPMENT PTY LTD | CL250 | Active
002439321 | MULTIMETER | Clamp, AC/DC, Digital, Voltage, Current, Min of Cat III 600V, ETS RSE04 | YOKOGAWA | YOKOGAWA AUSTRALIA PTY LTD | CL250 | Active
002442473 | GRIP,CABLE,WOVEN | Sock, Cable Pulling, suit 27-37mm Dia Cable, WLL 33kN, Galv Strands, Alloy Ferrule, HD Cu Protective Shoulders, Soft Eye, suit Bare Conductor | ALLTRADE | ALL TRADES MANUFACTURING | HDGW27CS | Active
002442473 | GRIP,CABLE,WOVEN | Sock, Cable Pulling, suit 27-37mm Dia Cable, WLL 33kN, Galv Strands, Alloy Ferrule, HD Cu Protective Shoulders, Soft Eye, suit Bare Conductor | SPECFORC | SPECIALISED FORCE PTY LTD | HDGW27CS | Active
002453082 | BREAKER,PAVING | Demolition Hammer, 240V Earth Rod Driver, 2 Handles (Front & Straight) c/w 380mm Lg Point Chisel & 533mm Lg 110mm W Spade & Carry Case | C&LTOOL | C&L TOOL CENTRE | MAKTHM1214C-EQL | Active
002453082 | BREAKER,PAVING | Demolition Hammer, 240V Earth Rod Driver, 2 Handles (Front & Straight) c/w 380mm Lg Point Chisel & 533mm Lg 110mm W Spade & Carry Case | C&LTOOL | C&L TOOL CENTRE | MILWTKANGO900ENER | Active
002453082 | BREAKER,PAVING | Demolition Hammer, 240V Earth Rod Driver, 2 Handles (Front & Straight) c/w 380mm Lg Point Chisel & 533mm Lg 110mm W Spade & Carry Case | UNITTOOL | UNITED TOOLS | MILWAUKEE/KANGO 900K | Active
002453082 | BREAKER,PAVING | Demolition Hammer, 240V Earth Rod Driver, 2 Handles (Front & Straight) c/w 380mm Lg Point Chisel & 533mm Lg 110mm W Spade & Carry Case | TTLTOOL | TOTAL TOOLS TOWNSVILLE | K900KIT | Active
002455129 | COVER,UTILITY POLE | Live Line, Class 4, High Dielectric Linear PE, 600mm Lg, 300mm Dia | CHANCE | CHANCE (MANUFACTURER) | C406-0029 | Active
002455129 | COVER,UTILITY POLE | Live Line, Class 4, High Dielectric Linear PE, 600mm Lg, 300mm Dia | TEN | THE ENERGY NETWORK (AUST) PTY LTD | C406-0029 | Active
002455178 | COVER,INSULATING | LV, Drape, 450 x 315mm, Black Id Patch c/w Reinforced Corner Eyelets & Plastic Covered Magnets each Corner for Fixing, AS4202 | BALMORAL | BALMORAL ENGINEERING PTY LTD | 10025-EQ | Active
002456416 | HARNESS,SAFETY,INDUSTRIAL | Style G, Size Large, Full Body, Fall Arrest, Light Weight Webbing, for Steel Towers, Ladders & Platforms, ETS RSE01 | LRI | LIFE AND RESCUE INTERNATIONAL | 104261 | Active
002456416 | HARNESS,SAFETY,INDUSTRIAL | Style G, Size Large, Full Body, Fall Arrest, Light Weight Webbing, for Steel Towers, Ladders & Platforms, ETS RSE01 | HGHTDYNM | HEIGHT DYNAMICS | VHI TOW5-L | Active
002456416 | HARNESS,SAFETY,INDUSTRIAL | Style G, Size Large, Full Body, Fall Arrest, Light Weight Webbing, for Steel Towers, Ladders & Platforms, ETS RSE01 | HGHTDYNM | HEIGHT DYNAMICS | FERNO VHI TOW5 - L | Active
002457075 | CUTTER,BATTERY OPERATED | Cable Cutter, suit Al up to 31mm Dia, Cu up to 21mm Dia & ACSR up to 14.3mm Dia | SPECFORC | SPECIALISED FORCE PTY LTD | REC-54ACSR(CC) | Phasing
002457075 | CUTTER,BATTERY OPERATED | Cable Cutter, suit Al up to 31mm Dia, Cu up to 21mm Dia & ACSR up to 14.3mm Dia | SPECFORC | SPECIALISED FORCE PTY LTD | 54ACSR(BB) | Phasing
002458891 | DIE,COMPRESSION | Hex Crimp, 5T, Engraved 6.3mm A/F Cu, suit 16mm2 Lugs & Links & 7/0.64, 7/1.70 FT Cu Sleeves | TECONN | TE CONNECTIVITY LTD | 5T-M63-50 | Active
002458891 | DIE,COMPRESSION | Hex Crimp, 5T, Engraved 6.3mm A/F Cu, suit 16mm2 Lugs & Links & 7/0.64, 7/1.70 FT Cu Sleeves | SPECFORC | SPECIALISED FORCE PTY LTD | 5T-M63-50 | Active
002458925 | DIE,COMPRESSION | Hex Crimp, 5T, Engraved 10.4mm A/F Cu, suit 50mm2 Lugs & Links & 7/.104 FT Cu Sleeves | SPECFORC | SPECIALISED FORCE PTY LTD | 5T-M104-50 | Active
002458925 | DIE,COMPRESSION | Hex Crimp, 5T, Engraved 10.4mm A/F Cu, suit 50mm2 Lugs & Links & 7/.104 FT Cu Sleeves | TECONN | TE CONNECTIVITY LTD | 5T-M104-50 | Active
002458958 | DIE,COMPRESSION | Hex Crimp, 5T, Engraved 20.0mm A/F, suit 185mm2 Lugs & Links | TEN | THE ENERGY NETWORK (AUST) PTY LTD | M200-50 | Active
002458958 | DIE,COMPRESSION | Hex Crimp, 5T, Engraved 20.0mm A/F, suit 185mm2 Lugs & Links | SPECFORC | SPECIALISED FORCE PTY LTD | 5T-M200-50 | Active
002403766 | LUBRICANT,CABLE PULLING | 10L, Polymer Glycol Based Water Lubricant, Green, Hand Applicable Gel, Safe for use on all Cable Sheaths | CNWELEC | CNW ELECTRICAL PTY LTD | HYDROLUBEC10 | Active
002403766 | LUBRICANT,CABLE PULLING | 10L, Polymer Glycol Based Water Lubricant, Green, Hand Applicable Gel, Safe for use on all Cable Sheaths | REXEL | REXEL AUSTRALIA | AQL10LGTS | Active
002403885 | SADDLE | Zinc Plated Metal, 50mm (P20) (scm) | MMELEC | MM ELECTRICAL MERCHANDISING | FGS-24360 | Active
002403885 | SADDLE | Zinc Plated Metal, 50mm (P20) (scm) | HAYMANS | HAYMANS ELECTRICAL | MTLFS-M50/ZP | Active
002406402 | TAPE,INSULATION,ELECTRICAL | PVC, 50mm | C&LTOOL | C&L TOOL CENTRE | DUCTTAPESILVER | Active
002406402 | TAPE,INSULATION,ELECTRICAL | PVC, 50mm | MMELEC | MM ELECTRICAL MERCHANDISING | WATPVCDT | Active
002406584 | BATTERY,NONRECHARGEABLE | C, Heavy Duty (Each) | ATOMSUPP | ATOM SUPPLY GROUP P/L | 1020523 | Active
002406584 | BATTERY,NONRECHARGEABLE | C, Heavy Duty (Each) | ATOMSUPP | ATOM SUPPLY GROUP P/L | 3425003 | Active
002406584 | BATTERY,NONRECHARGEABLE | C, Heavy Duty (Each) | MMELEC | MM ELECTRICAL MERCHANDISING | EVREN93 | Active
002406883 | GRIP,CABLE,JAW | Come-Along, suit 2 & 4 Core 16 - 50mm2 Service Cable (8 - 25mm cable OD) | SPECFORC | SPECIALISED FORCE PTY LTD | ABC-S-GRIP | Active
002411551 | FRAME,HAND HACKSAW | Insulated 1000V, for use in Insulated Tool Kit | HYLEC | HYLEC ENERGY SOLUTIONS | IS22 | Active
002411551 | FRAME,HAND HACKSAW | Insulated 1000V, for use in Insulated Tool Kit | TEN | THE ENERGY NETWORK (AUST) PTY LTD | D72 | Active
002417541 | ASCENDER | Grip, Left Hand, Aust Std AS/NZS4488.1 | HGHTDYNM | HEIGHT DYNAMICS | PETZL A060 B17 WLA | Active
002417541 | ASCENDER | Grip, Left Hand, Aust Std AS/NZS4488.1 | HGHTDYNM | HEIGHT DYNAMICS | A060,B17ALA | Active
002418770 | GLOVES,PROTECTIVE | Mechanical Protection, Size 9, Rating 5 for Cut Protection, Knitted Material c/w Protective Coating on Palms & Fingers | HYLEC | HYLEC ENERGY SOLUTIONS | 80813-9 | Active
002418770 | GLOVES,PROTECTIVE | Mechanical Protection, Size 9, Rating 5 for Cut Protection, Knitted Material c/w Protective Coating on Palms & Fingers | BALMORAL | BALMORAL ENGINEERING PTY LTD | PFLEX-9 | Active
002426435 | ACCESSORY,POWER QUALITY ANALYSER | PM45, 3000A (100-3600A) Flexible, Current Probe, 600mm Lg | CHK | CHK POWER QUALITY PTY LTD | 1AF3000-6 | Active
002427037 | RESCUE KIT | Transformer Rescue Kit c/w 3M DBI-SALA Rollgliss R550 20m, HD Mini Tontine Edge Protector, HD Rope Protector 2 Layer, 1.5m Red Round Sling, 3M Moisture | HGHTDYNM | HEIGHT DYNAMICS | 12197 | Active
002427078 | ASCENDER | c/w 1m Strap & Triple Action Karabiner with 16mm Gate | CAPITAL | CAPITAL SAFETY | AG701 | Phasing
002427078 | ASCENDER | c/w 1m Strap & Triple Action Karabiner with 16mm Gate | HGHTDYNM | HEIGHT DYNAMICS | AG701 | Phasing
XSOMX0032 | CABLE | Non Energy Qld Specified Cable, for use by Energy Supplies Only | MIDLAND | MIDLAND METALS OVERSEAS PTE LTD | T42090 | Active
002470946 | GLOVES,DISPOSABLE | Megaman Industrial Glove, Size XXL, Nitrile, Black, for handling Oil | ATOMSUPP | ATOM SUPPLY GROUP P/L | 40011491 | Active
002470946 | GLOVES,DISPOSABLE | Megaman Industrial Glove, Size XXL, Nitrile, Black, for handling Oil | ATOMSUPP | ATOM SUPPLY GROUP P/L | N260886 | Active
002470946 | GLOVES,DISPOSABLE | Megaman Industrial Glove, Size XXL, Nitrile, Black, for handling Oil | BLKWOODJ | J BLACKWOOD & SONS LIMITED | 04192531 | Active
002470946 | GLOVES,DISPOSABLE | Megaman Industrial Glove, Size XXL, Nitrile, Black, for handling Oil | ATOMSUPP | ATOM SUPPLY GROUP P/L | 40004284 | Active
002471191 | CHAINSAW | Milwaukee 18V Battery Chainsaw, Skin Only | MILWAUKE | MILWAUKEE POWER TOOLS | M18FCHS-0 | Active
002471191 | CHAINSAW | Milwaukee 18V Battery Chainsaw, Skin Only | C&LTOOL | C&L TOOL CENTRE | MILWTM18FCHS-0 | Active
002471209 | BATTERY,STORAGE | 18V, 12.0Ah, M18 Red Li-Ion, High Output for Milwaukee Tools | C&LTOOL | C&L TOOL CENTRE | MILWAM18FB12 | Active
002471209 | BATTERY,STORAGE | 18V, 12.0Ah, M18 Red Li-Ion, High Output for Milwaukee Tools | C&LTOOL | C&L TOOL CENTRE | MILWAM18HB12 | Active
002471209 | BATTERY,STORAGE | 18V, 12.0Ah, M18 Red Li-Ion, High Output for Milwaukee Tools | MILWAUKE | MILWAUKEE POWER TOOLS | M18HB12 | Active
002471340 | PARTS KIT | Upgrade Kit for Pole Top Rescue c/w Adjustable Anchor Strap, Descender, Rescue Cutter, Tool Pouch & Contents Label, supplied in a Zip Lock Bag | HGHTDYNM | HEIGHT DYNAMICS | 12217 | Phasing
002471795 | TAP & DRILL,COMBINATION | HSS, M5 x 0.8, 41mm Lg, suit M5 Nylon SetScrew used to hang Meters | TTLTOOL | TOTAL TOOLS TOWNSVILLE | CDT5M | Active
002471795 | TAP & DRILL,COMBINATION | HSS, M5 x 0.8, 41mm Lg, suit M5 Nylon SetScrew used to hang Meters | C&LTOOL | C&L TOOL CENTRE | ZXDTMC050 | Active
002471795 | TAP & DRILL,COMBINATION | HSS, M5 x 0.8, 41mm Lg, suit M5 Nylon SetScrew used to hang Meters | C&LTOOL | C&L TOOL CENTRE | CLCDT5M | Active
002472066 | BODY POWDER | Curash Medicated Family Powder, Treat & Help Prevent Rashes, Skin Irritation & Chafing, contains Zinc Oxide | ALPHAFAS | ALPHA FIRST AID SUPPLIES | 150007 | Active
002472926 | TAPE,ADHESIVE | Self Adhering tape to attach tools and accessories to lanyards, used with Web Tool Tails, 25mm W, 3700mm L, 6.8kg WLL | ATOMSUPP | ATOM SUPPLY GROUP P/L | 19755 | Active
002472926 | TAPE,ADHESIVE | Self Adhering tape to attach tools and accessories to lanyards, used with Web Tool Tails, 25mm W, 3700mm L, 6.8kg WLL | ATOMSUPP | ATOM SUPPLY GROUP P/L | 3755 | Active
002472926 | TAPE,ADHESIVE | Self Adhering tape to attach tools and accessories to lanyards, used with Web Tool Tails, 25mm W, 3700mm L, 6.8kg WLL | ATOMSUPP | ATOM SUPPLY GROUP P/L | 429428 | Active
002474476 | HANDLE,HOT LINE STICK | MV Series, Section 1, Telescopic Stick Part, Triangular, Fluoro Lime Green, Foam Filled c/w Universal Tip | HASTINGS | HASTINGS (MANUFACTURER) | A20462 | Active
002474476 | HANDLE,HOT LINE STICK | MV Series, Section 1, Telescopic Stick Part, Triangular, Fluoro Lime Green, Foam Filled c/w Universal Tip | TEN | THE ENERGY NETWORK (AUST) PTY LTD | A20352 | Active
002474484 | HANDLE,HOT LINE STICK | MV Series, Section 2, Telescopic Stick Part, Triangular, Yellow c/w Lock Assembly | TEN | THE ENERGY NETWORK (AUST) PTY LTD | A20353 | Active
002474484 | HANDLE,HOT LINE STICK | MV Series, Section 2, Telescopic Stick Part, Triangular, Yellow c/w Lock Assembly | HASTINGS | HASTINGS (MANUFACTURER) | A20353 | Active
002474500 | HANDLE,HOT LINE STICK | MV Series, Section 4, Telescopic Stick Part, Triangular, Yellow c/w Lock Assembly | TEN | THE ENERGY NETWORK (AUST) PTY LTD | A20355 | Active
002474500 | HANDLE,HOT LINE STICK | MV Series, Section 4, Telescopic Stick Part, Triangular, Yellow c/w Lock Assembly | HASTINGS | HASTINGS (MANUFACTURER) | A20355 | Active
002475770 | BATTERY,STORAGE | 18V, 2.0Ah, M18 Red Li-Ion, for Milwaukee Tools | MILWAUKE | MILWAUKEE POWER TOOLS | M18B2 | Active
002475770 | BATTERY,STORAGE | 18V, 2.0Ah, M18 Red Li-Ion, for Milwaukee Tools | C&LTOOL | C&L TOOL CENTRE | MILWAM18B2 | Active
002476828 | LANYARD,SAFETY,INDUSTRIAL | Petzl Grillon Adjustable Rope Lanyard, 2m Lg, Pole Strap, for Transmission Tower Work | HGHTDYNM | HEIGHT DYNAMICS | I650,L052BA00 | Active
002400797 | CLAMP,SUSPENSION | Straight-Line, Clevis Type 2M, Al Alloy, ACSR & AAC, 7-21mm Dia Clamp Range c/w Hex Clevis Pin & Humpback Split Pin | TEN | THE ENERGY NETWORK (AUST) PTY LTD | ASC-070210-N | Active
002400797 | CLAMP,SUSPENSION | Straight-Line, Clevis Type 2M, Al Alloy, ACSR & AAC, 7-21mm Dia Clamp Range c/w Hex Clevis Pin & Humpback Split Pin | PLP | PREFORMED LINE PRODUCTS (AUST) | D-ACC0721A | Active
000025404 | POLE,LINE CONSTRUCTION,WOOD | Softwood, 11m Lg, 8-14kN, P11/8-14, CCA Treated | KOPPERS | KOPPERS TIMBER PRESERVATION PTY LTD | SOFTWOOD 11M 8-14KN | Active
000025405 | POLE,LINE CONSTRUCTION,WOOD | Softwood, 11m Lg, 12-22kN, P11/12-22, CCA Treated | KOPPERS | KOPPERS TIMBER PRESERVATION PTY LTD | SOFTWOOD 11M 12-22KN | Active
000025406 | POLE,LINE CONSTRUCTION,WOOD | Softwood, 12.5m Lg, 5-9kN, P12.5/5-9, CCA Treated | KOPPERS | KOPPERS TIMBER PRESERVATION PTY LTD | SOFTWOOD 12.5M 5-9KN | Active
000025407 | POLE,LINE CONSTRUCTION,WOOD | Softwood, 12.5m Lg, 8-14kN, P12.5/8-14, CCA Treated | KOPPERS | KOPPERS TIMBER PRESERVATION PTY LTD | SOFTWOOD 12.5M 8-14KN | Active
000025408 | POLE,LINE CONSTRUCTION,WOOD | Softwood, 12.5m Lg, 12-22kN, P12.5/12-22 CCA Treated | KOPPERS | KOPPERS TIMBER PRESERVATION PTY LTD | SOFTWOOD 12.5M 12-22KN | Active
000025409 | POLE,LINE CONSTRUCTION,WOOD | Softwood, 14m Lg, 5-9kN, P14/5-9, CCA Treated | KOPPERS | KOPPERS TIMBER PRESERVATION PTY LTD | SOFTWOOD 14M 5-9KN | Active
000025410 | POLE,LINE CONSTRUCTION,WOOD | Softwood, 14m Lg, 8-14kN, P14/8-14, CCA Treated | KOPPERS | KOPPERS TIMBER PRESERVATION PTY LTD | SOFTWOOD 14M 8-14KN | Active
000025411 | POLE,LINE CONSTRUCTION,WOOD | Softwood, 14m Lg, 12-22kN, P14/12-22, CCA Treated | KOPPERS | KOPPERS TIMBER PRESERVATION PTY LTD | SOFTWOOD 14M 12-22KN | Active
002459154 | WATER-DISPLACING COMPOUND | CRC 2-26, Electrical Lubricant, Penetrating Oil, Displaces & Repels Moisture, Seals Hard Surfaces, Protects all Metals | BLKWOODJ | J BLACKWOOD & SONS LIMITED | 03967001 | Active
002459154 | WATER-DISPLACING COMPOUND | CRC 2-26, Electrical Lubricant, Penetrating Oil, Displaces & Repels Moisture, Seals Hard Surfaces, Protects all Metals | CRC | CRC INDUSTRIES AUSTRALIA PTY LTD | 2005 | Active
002459154 | WATER-DISPLACING COMPOUND | CRC 2-26, Electrical Lubricant, Penetrating Oil, Displaces & Repels Moisture, Seals Hard Surfaces, Protects all Metals | ATOMSUPP | ATOM SUPPLY GROUP P/L | 1117011 | Active
002459170 | CLEANING COMPOUND,ELEC CONTACT | CRC CO-Contact Cleaner, Precision Electrical Cleaning Solvent, No Residue | ATOMSUPP | ATOM SUPPLY GROUP P/L | 1118031 | Active
002459170 | CLEANING COMPOUND,ELEC CONTACT | CRC CO-Contact Cleaner, Precision Electrical Cleaning Solvent, No Residue | BLKWOODJ | J BLACKWOOD & SONS LIMITED | 03967205 | Active
002459170 | CLEANING COMPOUND,ELEC CONTACT | CRC CO-Contact Cleaner, Precision Electrical Cleaning Solvent, No Residue | CRC | CRC INDUSTRIES AUSTRALIA PTY LTD | 2016 | Active
002459246 | ANTISEIZE COMPOUND | Nickel Anti-Seize Spray, Lubricating Compound, High Temp Resistance up to 1400 Deg C, Smooth Silver Grey Film | MMELEC | MM ELECTRICAL MERCHANDISING | CRC3197 | Active
002459246 | ANTISEIZE COMPOUND | Nickel Anti-Seize Spray, Lubricating Compound, High Temp Resistance up to 1400 Deg C, Smooth Silver Grey Film | HAYMANS | HAYMANS ELECTRICAL | CHTCT-P28-300 | Active
002459246 | ANTISEIZE COMPOUND | Nickel Anti-Seize Spray, Lubricating Compound, High Temp Resistance up to 1400 Deg C, Smooth Silver Grey Film | BLKWOODJ | J BLACKWOOD & SONS LIMITED | 04657068 | Active
002459246 | ANTISEIZE COMPOUND | Nickel Anti-Seize Spray, Lubricating Compound, High Temp Resistance up to 1400 Deg C, Smooth Silver Grey Film | ROCOL | ROCOL LIMITED | RY480455 | Active
002459824 | BLADE,CUTTER,CABLE,HAND OPERATED | Replacement, Moving Blade, suit SLS-20(BB) Izumi Battery Operated Cable Cutter | SPECFORC | SPECIALISED FORCE PTY LTD | 20-07 | Active
002459824 | BLADE,CUTTER,CABLE,HAND OPERATED | Replacement, Moving Blade, suit SLS-20(BB) Izumi Battery Operated Cable Cutter | SPECFORC | SPECIALISED FORCE PTY LTD | HRC58-60 | Active
002461283 | GROUNDING SET | Earthing Cable Assy, 20m Lead, Min 6kA/1 Sec c/w Romind Non-screw Type Line Clamps, in Storage Bag, RSE08 | THEWMCCA | TMAC THEW & MCCANN GROUP | 2461283 | Active
002461283 | GROUNDING SET | Earthing Cable Assy, 20m Lead, Min 6kA/1 Sec c/w Romind Non-screw Type Line Clamps, in Storage Bag, RSE08 | THEWMCCA | TMAC THEW & MCCANN GROUP | TM00828 | Active
002461309 | ADAPTOR | Hex to Non-Screw Type Earth Clamp, Application to Lines, suit Romind PED Non-Screw Type Clamp | THEWMCCA | TMAC THEW & MCCANN GROUP | 2461309 | Active
002461309 | ADAPTOR | Hex to Non-Screw Type Earth Clamp, Application to Lines, suit Romind PED Non-Screw Type Clamp | THEWMCCA | TMAC THEW & MCCANN GROUP | TM00816 | Active
002461325 | ADAPTOR,UNIVERSAL | Sunrise to Hex Shank Operating Tool | THEWMCCA | TMAC THEW & MCCANN GROUP | 2461325 | Active
002461325 | ADAPTOR,UNIVERSAL | Sunrise to Hex Shank Operating Tool | THEWMCCA | TMAC THEW & MCCANN GROUP | TM00818 | Active
002462083 | GLOVES | Inner for HV Insulating Gloves, Size M, Nylon Shell with PU Coating | BUNZL | BUNZL LIMITED | NIMLTLITEBL000M | Active
002462083 | GLOVES | Inner for HV Insulating Gloves, Size M, Nylon Shell with PU Coating | ATOMSUPP | ATOM SUPPLY GROUP P/L | 139148 | Active
002462125 | TOOL,INSPECTION & TESTING | Glove Air Test Tool, PVC Tube, for conducting field air test of insulating gloves | BALMORAL | BALMORAL ENGINEERING PTY LTD | GL-ROL1 | Active
002462125 | TOOL,INSPECTION & TESTING | Glove Air Test Tool, PVC Tube, for conducting field air test of insulating gloves | BALMORAL | BALMORAL ENGINEERING PTY LTD | GLO-ROL 1 | Active
002462307 | SAW,RECIP,PORTABLE,ELEC | Milwaukee, 18V Battery Powered, M18 Fuel Sawzall, Brushless Powerstate Motor, Adjustable Shoe, Overload Protection, 29mm Stroke Length, Skin Only | C&LTOOL | C&L TOOL CENTRE | MILWTM18CSX2-0 | Active
002462307 | SAW,RECIP,PORTABLE,ELEC | Milwaukee, 18V Battery Powered, M18 Fuel Sawzall, Brushless Powerstate Motor, Adjustable Shoe, Overload Protection, 29mm Stroke Length, Skin Only | MILWAUKE | MILWAUKEE POWER TOOLS | M18CSX2-0 | Active
002462307 | SAW,RECIP,PORTABLE,ELEC | Milwaukee, 18V Battery Powered, M18 Fuel Sawzall, Brushless Powerstate Motor, Adjustable Shoe, Overload Protection, 29mm Stroke Length, Skin Only | TTLTOOL | TOTAL TOOLS TOWNSVILLE | M18CSX-0 | Active
002469617 | BATTERY,STORAGE | 18V, 6.0Ah, M18 Red Li-Ion, High Output, for Milwaukee Tools | MILWAUKE | MILWAUKEE POWER TOOLS | M18HB6 | Active
002469617 | BATTERY,STORAGE | 18V, 6.0Ah, M18 Red Li-Ion, High Output, for Milwaukee Tools | C&LTOOL | C&L TOOL CENTRE | MILWAM18HB6 | Active
002469641 | VISOR,SUN | suit Mountaineering Safety Helmet | HGHTDYNM | HEIGHT DYNAMICS | HD KZPEAK | Active
002470359 | LEAD SET,TEST | 100/50M set on "A" frame reel for use with AEMC earth tester | PTE | PACIFIC TEST EQUIPMENT PTY LTD | PTE-002 | Active
002470912 | GLOVES,DISPOSABLE | Megaman Industrial Glove, Size M, Nitrile, Black, for handling Oil | BLKWOODJ | J BLACKWOOD & SONS LIMITED | 04192480 | Active
002470912 | GLOVES,DISPOSABLE | Megaman Industrial Glove, Size M, Nitrile, Black, for handling Oil | ATOMSUPP | ATOM SUPPLY GROUP P/L | 40004281 | Active
002470912 | GLOVES,DISPOSABLE | Megaman Industrial Glove, Size M, Nitrile, Black, for handling Oil | ATOMSUPP | ATOM SUPPLY GROUP P/L | N260883 | Active
002470912 | GLOVES,DISPOSABLE | Megaman Industrial Glove, Size M, Nitrile, Black, for handling Oil | ATOMSUPP | ATOM SUPPLY GROUP P/L | 40011488 | Active
002481760 | RELAY | Aux, High Speed, 3C/O Plug-In Relay | RMSPROD | RMS PRODUCTS (RELAY MONITORING SYSTEMS) | D-R 110VDC | Active
002427151 | DESCENDER | Controlled Descend Device, Rated for 2 Person use, suit 11mm Kernmantle Rope | HGHTDYNM | HEIGHT DYNAMICS | FDU200 | Active
002427615 | PORTABLE EARTHING DEVICE | Cu, Zone Substations consists of 3 x 1Ph Leads, Outdoor App, 70mm2 @ 17.0kA/1 Sec Rating, 7.5m Lg c/w Earth Clamp CLE420 & Phase Clamp CLP459 compatible with | THEWMCCA | TMAC THEW & MCCANN GROUP | 2427615 | Active
002427615 | PORTABLE EARTHING DEVICE | Cu, Zone Substations consists of 3 x 1Ph Leads, Outdoor App, 70mm2 @ 17.0kA/1 Sec Rating, 7.5m Lg c/w Earth Clamp CLE420 & Phase Clamp CLP459 compatible with | THEWMCCA | TMAC THEW & MCCANN GROUP | TM11402 | Active
002427979 | PIN,LOCK | Hastings Cat # 11973 | HASTINGS | HASTINGS (MANUFACTURER) | 11973 | Active
002427979 | PIN,LOCK | Hastings Cat # 11973 | TEN | THE ENERGY NETWORK (AUST) PTY LTD | 11973 | Active
002428050 | GLOVES,ELECTRICAL WORKER'S | Class 2, Size 10H, Natural Rubber, Black Straight Cuff, 16" (400mm Lg) | ANSELL | ANSELL LTD | RIG216YBS10H | Active
002428050 | GLOVES,ELECTRICAL WORKER'S | Class 2, Size 10H, Natural Rubber, Black Straight Cuff, 16" (400mm Lg) | BALMORAL | BALMORAL ENGINEERING PTY LTD | RIG216YBS10H | Active
002428480 | GLOVE SHELLS,ELECTRICAL WORKERS | Live Line Leather Protector, Goat Skin, 3" Cuff, suit Glove Size 11.0, 12" Lg (305mm) | ANSELL | ANSELL LTD | OUTHVGS11 | Active
002428480 | GLOVE SHELLS,ELECTRICAL WORKERS | Live Line Leather Protector, Goat Skin, 3" Cuff, suit Glove Size 11.0, 12" Lg (305mm) | BALMORAL | BALMORAL ENGINEERING PTY LTD | OUTHVGS11 | Active
002428480 | GLOVE SHELLS,ELECTRICAL WORKERS | Live Line Leather Protector, Goat Skin, 3" Cuff, suit Glove Size 11.0, 12" Lg (305mm) | SALISBRY | SALISBURY (MANUFACTURER) | ILP3S 11/11.5 | Active
002428662 | COVER,INSULATING | Live Line, Flexible Line Hose, Class 3, Orange colour Style A Plain, Both ends 40mm dia x 1372mm Lg | TEN | THE ENERGY NETWORK (AUST) PTY LTD | OR150-45 | Active
002428662 | COVER,INSULATING | Live Line, Flexible Line Hose, Class 3, Orange colour Style A Plain, Both ends 40mm dia x 1372mm Lg | SALISBRY | SALISBURY (MANUFACTURER) | OR150-45 | Active
002428662 | COVER,INSULATING | Live Line, Flexible Line Hose, Class 3, Orange colour Style A Plain, Both ends 40mm dia x 1372mm Lg | CHANCE | CHANCE (MANUFACTURER) | C406-0298 | Active
002428761 | CLAMP,LIVE LINE | Blanket Clamp Peg, Small, Wooden, 150mm Opening, for Live Line | TEN | THE ENERGY NETWORK (AUST) PTY LTD | C-2 | Active
002428829 | HAND STICK,INSULATED | Ratchet Cutter, ACSR, Overall 1800mm Lg | TEN | THE ENERGY NETWORK (AUST) PTY LTD | 11-006 | Active
002428829 | HAND STICK,INSULATED | Ratchet Cutter, ACSR, Overall 1800mm Lg | HASTINGS | HASTINGS (MANUFACTURER) | 11-006 | Active
002428829 | HAND STICK,INSULATED | Ratchet Cutter, ACSR, Overall 1800mm Lg | CHANCE | CHANCE (MANUFACTURER) | C403-1382 | Active
002428886 | HAND STICK,INSULATED | Hoist Link Stick, Insulation 610mm Lg, Stick 32mm Dia | TEN | THE ENERGY NETWORK (AUST) PTY LTD | C400-2400 | Active
002428886 | HAND STICK,INSULATED | Hoist Link Stick, Insulation 610mm Lg, Stick 32mm Dia | CHANCE | CHANCE (MANUFACTURER) | C400-2400 | Active
002428910 | HAND STICK,INSULATED | Spiral Link Stick, Insulation 600mm Lg, Stick 25mm Dia | TEN | THE ENERGY NETWORK (AUST) PTY LTD | 3481 | Active
002428910 | HAND STICK,INSULATED | Spiral Link Stick, Insulation 600mm Lg, Stick 25mm Dia | CHANCE | CHANCE (MANUFACTURER) | PSCH4722003 | Active
002428910 | HAND STICK,INSULATED | Spiral Link Stick, Insulation 600mm Lg, Stick 25mm Dia | HASTINGS | HASTINGS (MANUFACTURER) | 3481 | Active
002476901 | ADAPTOR | Snappy Drill Bit Holder; 1/8 Drill Range 2.82 mm to 3.2 mm. | HAYMANS | HAYMANS ELECTRICAL | SUT107B11250 | Active
002476901 | ADAPTOR | Snappy Drill Bit Holder; 1/8 Drill Range 2.82 mm to 3.2 mm. | C&LTOOL | C&L TOOL CENTRE | SNA42008 | Active
002476919 | CHARGER,BATTERY | 18 V Milwaukee Battery Power Source; USB Port. | C&LTOOL | C&L TOOL CENTRE | MILWTM18USBPSHJ2 | Active
002476919 | CHARGER,BATTERY | 18 V Milwaukee Battery Power Source; USB Port. | MILWAUKE | MILWAUKEE POWER TOOLS | M18USBPSHJ2 | Active
002482479 | FIXTURE,LIGHTING | LED 18W Avenue Gen 2 (L18) 4K, Nostalgia Blue/Grey c/w NEMA PE Cell, Minor Road, No Bracket, EQTS 05-01-02 (scm) | SYLVANIA | SYLVANIA SCHREDER | S1S4BD03L18 | Active
002482487 | FIXTURE,LIGHTING | LED 17W Post Top B2001 Gen 2 (L17) 4K, Green c/w NEMA PE Cell, Minor Road, EQTS 05-01-02 (scm) | SYLVANIA | SYLVANIA SCHREDER | BX47BD01L17 | Active
002482503 | FIXTURE,LIGHTING | LED 28W Post Top B2001 Gen 2 (L28) 4K, Green c/w NEMA PE Cell, Minor Road, EQTS 05-01-02 (scm) | SYLVANIA | SYLVANIA SCHREDER | BX47BD01L28 | Active
002482511 | FIXTURE,LIGHTING | LED 28W Post Top B2001 Gen 2 (L28) 4K, Black c/w NEMA PE Cell, Minor Road, EQTS 05-01-02 (scm) | SYLVANIA | SYLVANIA SCHREDER | BX47BD02L28 | Active
002482586 | TAPE,ADHESIVE | 3M VHB Double Sided, 18mm W x 33m Lg, 1.1mm Thk, Acrylic Adhesive, Grey, for attaching meter backing boards to asbestos meter panels | SIGNET | SIGNET PTY LTD | 55645 | Active
000022398 | POLE,PUBLIC LIGHTING,METAL | Minor Road Mid Hinged (Right), 5.0m, Base Plate Mounted, 350 PCD Bolt Spacing, Galv, Integral 0.5m Outreach, EQTS 05-02-01, Dwg 5HG-A3 (scm) | GMPOLES | GM POLES PTY LTD | MH 5E-350 | Active
002480705 | SWITCHBOARD,POWER | Feeder Switchgear Unit, 12kV, 800A, 25kA, 2000A Bus Metal Enclosed Fixed Switchgear & Control Gear Assy c/w 110V DC Aux Supply, incl CTs for Feeder | TAMCO | TAMCO SWITCHGEAR (MANUFACTURER) | 11004 | Active
002480705 | SWITCHBOARD,POWER | Feeder Switchgear Unit, 12kV, 800A, 25kA, 2000A Bus Metal Enclosed Fixed Switchgear & Control Gear Assy c/w 110V DC Aux Supply, incl CTs for Feeder | TAMCO | TAMCO SWITCHGEAR (MANUFACTURER) | T1-VHIF630FDR450 | Active
000014970 | BLADE,CUTTER,CABLE | Replacement Blade, Moveable, Scallop Edge, Single Bevel, SCM21 Hardened Steel, Ratchet Teethed Outer Edge, for Gear/Ratchet Cutter K683/T | CABAC | CABAC (MANUFACTURER) | Y-K683T/3 | Active
000014970 | BLADE,CUTTER,CABLE | Replacement Blade, Moveable, Scallop Edge, Single Bevel, SCM21 Hardened Steel, Ratchet Teethed Outer Edge, for Gear/Ratchet Cutter K683/T | SPECFORC | SPECIALISED FORCE PTY LTD | Y-K683T/3 | Active
002454304 | TRANSFORMER,VOLTAGE | 22kV/240V, 50VA, 1 Ph, External Aux Power Supply c/w Pole Mounting Bracket, suits NOJA ONLY, JTS 06-07-03(6), 10260 Group 3, Item 61 | NOJA | NOJA POWER SWITCHGEAR PTY LTD | VT22-220 | Active
002407124 | DAMPER,VIBRATION,TRANSMISSION LINE | Stockbridge Type, Iodine, 7/4.75 AAAC 1120, ETS 11-09-01 | PLP | PREFORMED LINE PRODUCTS (AUST) | D-DB05B12SS | Active
002407124 | DAMPER,VIBRATION,TRANSMISSION LINE | Stockbridge Type, Iodine, 7/4.75 AAAC 1120, ETS 11-09-01 | DULHUNTY | DULHUNTY POWER (AUST) PTY LTD | 4D20-16.0: IODINE | Active
002407126 | DAMPER,VIBRATION,TRANSMISSION LINE | Stockbridge Type, Neon, 19/3.75 AAAC 1120, ETS 11-09-01 | PLP | PREFORMED LINE PRODUCTS (AUST) | D-DB05B18SS | Active
002407126 | DAMPER,VIBRATION,TRANSMISSION LINE | Stockbridge Type, Neon, 19/3.75 AAAC 1120, ETS 11-09-01 | TEN | THE ENERGY NETWORK (AUST) PTY LTD | 4D20-20.3 | Active
002407126 | DAMPER,VIBRATION,TRANSMISSION LINE | Stockbridge Type, Neon, 19/3.75 AAAC 1120, ETS 11-09-01 | DULHUNTY | DULHUNTY POWER (AUST) PTY LTD | 4D20-20.3: NEON | Active
002470938 | GLOVES,DISPOSABLE | Megaman Industrial Glove, Size XL, Nitrile, Black, for handling Oil | BLKWOODJ | J BLACKWOOD & SONS LIMITED | 04192514 | Active
002470938 | GLOVES,DISPOSABLE | Megaman Industrial Glove, Size XL, Nitrile, Black, for handling Oil | ATOMSUPP | ATOM SUPPLY GROUP P/L | 40011490 | Active
002470938 | GLOVES,DISPOSABLE | Megaman Industrial Glove, Size XL, Nitrile, Black, for handling Oil | ATOMSUPP | ATOM SUPPLY GROUP P/L | N260885 | Active
002470938 | GLOVES,DISPOSABLE | Megaman Industrial Glove, Size XL, Nitrile, Black, for handling Oil | ATOMSUPP | ATOM SUPPLY GROUP P/L | 40004283 | Active
002471183 | CHAINSAW | Milwaukee 18V Battery Chainsaw Kit c/w Spare Chain, 1 x 6Ah Battery, 1 x 12Ah Battery, Chainsaw Bag, 1L Bar Oil, Sharpening File & Jig | C&LTOOL | C&L TOOL CENTRE | MILWTM18FCHS-1216A | Active
002471183 | CHAINSAW | Milwaukee 18V Battery Chainsaw Kit c/w Spare Chain, 1 x 6Ah Battery, 1 x 12Ah Battery, Chainsaw Bag, 1L Bar Oil, Sharpening File & Jig | MILWAUKE | MILWAUKEE POWER TOOLS | M18FCHS-1216A | Active
002471506 | SCREWDRIVER,TORQUE | Wiha TorqueVario-S VDE Bit Holder, 1000V, 0.8-5.0Nm c/w Insulated SlimBit, Slotted 4mm Tip & 5.5mm Tip, Wiha Small Tool Pouch | TTLTOOL | TOTAL TOOLS TOWNSVILLE | 26626 34580-34581-AP93001003 | Active
002471506 | SCREWDRIVER,TORQUE | Wiha TorqueVario-S VDE Bit Holder, 1000V, 0.8-5.0Nm c/w Insulated SlimBit, Slotted 4mm Tip & 5.5mm Tip, Wiha Small Tool Pouch | C&LTOOL | C&L TOOL CENTRE | WIHA93001003 | Active
002471522 | HARNESS,SAFETY,INDUSTRIAL | Size Extra Small, Ferno Tower 5, Full Body Harness | HGHTDYNM | HEIGHT DYNAMICS | VHI TOW5-XS | Active
002471522 | HARNESS,SAFETY,INDUSTRIAL | Size Extra Small, Ferno Tower 5, Full Body Harness | HGHTDYNM | HEIGHT DYNAMICS | FERNO VHI TOW 5 - XS | Active
002472116 | LIPSTICK,ANTICHAP | EGO Sunsense Lip Balm; 15g; SPF50+ 4hr water resistant; Contains Oxybenzone | ATOMSUPP | ATOM SUPPLY GROUP P/L | 424447 | Active
002472116 | LIPSTICK,ANTICHAP | EGO Sunsense Lip Balm; 15g; SPF50+ 4hr water resistant; Contains Oxybenzone | ALPHAFAS | ALPHA FIRST AID SUPPLIES | 510002 | Active
002472140 | SUNSCREEN PREPARATION | Daily Face Sunsense, 200ml, SPF 50+ 4hr Water Resistant, Contains Oxybenzone | ATOMSUPP | ATOM SUPPLY GROUP P/L | 539550 | Phasing
002472140 | SUNSCREEN PREPARATION | Daily Face Sunsense, 200ml, SPF 50+ 4hr Water Resistant, Contains Oxybenzone | ATOMSUPP | ATOM SUPPLY GROUP P/L | MB110 | Phasing
002472140 | SUNSCREEN PREPARATION | Daily Face Sunsense, 200ml, SPF 50+ 4hr Water Resistant, Contains Oxybenzone | ALPHAFAS | ALPHA FIRST AID SUPPLIES | 510020 | Phasing
002472140 | SUNSCREEN PREPARATION | Daily Face Sunsense, 200ml, SPF 50+ 4hr Water Resistant, Contains Oxybenzone | ATOMSUPP | ATOM SUPPLY GROUP P/L | 11194 | Phasing
002472777 | CRIMPING TOOL,HYDRAULIC | Milwaukee, M18 Force Logic Crimper, 6T Force, 18V, Capacity 300mm2 Cu & Al, 337.8mm Lg c/w One Key Technology, Skin Only | MILWAUKE | MILWAUKEE POWER TOOLS | M18HCCT-0C | Active
002472777 | CRIMPING TOOL,HYDRAULIC | Milwaukee, M18 Force Logic Crimper, 6T Force, 18V, Capacity 300mm2 Cu & Al, 337.8mm Lg c/w One Key Technology, Skin Only | C&LTOOL | C&L TOOL CENTRE | MILWTM18HCCT-0C | Active
002472801 | FILTER | Replacement HEPA Filter, for Milwaukee M18 Wet/Dry Vacuum | MILWAUKE | MILWAUKEE POWER TOOLS | 49901900 | Active
002472801 | FILTER | Replacement HEPA Filter, for Milwaukee M18 Wet/Dry Vacuum | C&LTOOL | C&L TOOL CENTRE | MILWA49901900 | Active
002473494 | STRAP | Quickeeze Sleeve Straps, Adjustable FR Elastic & Neoprene Blend, Oval Buttons FR ABS, One Piece Design (Set of 2) | TEN | THE ENERGY NETWORK (AUST) PTY LTD | HLQE-1000 | Active
002474492 | HANDLE,HOT LINE STICK | MV Series, Section 3, Telescopic Stick Part, Triangular, Yellow c/w Lock Assembly | TEN | THE ENERGY NETWORK (AUST) PTY LTD | A20354 | Active
002474492 | HANDLE,HOT LINE STICK | MV Series, Section 3, Telescopic Stick Part, Triangular, Yellow c/w Lock Assembly | HASTINGS | HASTINGS (MANUFACTURER) | A20354 | Active
002474526 | HANDLE,HOT LINE STICK | MV Series, Section 6, Telescopic Stick Part, Triangular, Yellow c/w Lock Assembly | HASTINGS | HASTINGS (MANUFACTURER) | A20357 | Active
002474526 | HANDLE,HOT LINE STICK | MV Series, Section 6, Telescopic Stick Part, Triangular, Yellow c/w Lock Assembly | TEN | THE ENERGY NETWORK (AUST) PTY LTD | A20357 | Active
002474567 | ANALYSER,POWER QUALITY | PQ45 PQA, CAT IV-600V, IP66, USB Port, Colour LCD Screen c/w Holster & Strap, 4 x Voltage Channels, 4 x Current Inputs 2 x Temperature Ports, GPS Port, USB | CHK | CHK POWER QUALITY PTY LTD | 1APQ45 | Active
002475713 | ADAPTOR | Sunrise adaptor; Aluminium; Universal Sunrise to 1/4" thread adaptor; to suit Electronic devices. | TEN | THE ENERGY NETWORK (AUST) PTY LTD | 5455-10-GOPRO | Active
002475713 | ADAPTOR | Sunrise adaptor; Aluminium; Universal Sunrise to 1/4" thread adaptor; to suit Electronic devices. | AMPLITUD | AMPLITUDE PTY LTD (396777) | UNI1/4ADAPT | Active
002475721 | CLAMP,ELECTRICAL | Insulating Spring Loaded Clamp, 80mm Lg x 25mm Opening, 1000V, c/w Rubber Contacts in Headpiece, Rated to IEC 60900-2004 | AMPLITUD | AMPLITUDE PTY LTD (396777) | 120049 | Active
002475788 | LINE,WEED CUTTER | Trimmer Line, 2mm Dia, 45m Roll | MILWAUKE | MILWAUKEE POWER TOOLS | 49162712 | Active
002475788 | LINE,WEED CUTTER | Trimmer Line, 2mm Dia, 45m Roll | C&LTOOL | C&L TOOL CENTRE | MILWA49162712 | Active
002476091 | MAT,INSULATING | LV, Insulated Cover, 900 x 900 x 1.6mm, 1000V Insulated Mat (Reinforced) Conforms with AS4202, Assetted & Barcoded. | AMPLITUD | AMPLITUDE PTY LTD (396777) | 120046R | Active
002429074 | SPREADER,LINE HOSE | Eel Spreader, for cleaning inside of line hose | TEN | THE ENERGY NETWORK (AUST) PTY LTD | PTI-EEL | Active
002429124 | INSULATION BLANKET,ELECTRICAL | Live Line, Rubber, Class 4, Flexible Type II Solid, Hi-Vis Colour, 914 x 914mm (36 x 36") ETS RES13 | SALISBRY | SALISBURY (MANUFACTURER) | 900E | Active
002429124 | INSULATION BLANKET,ELECTRICAL | Live Line, Rubber, Class 4, Flexible Type II Solid, Hi-Vis Colour, 914 x 914mm (36 x 36") ETS RES13 | TEN | THE ENERGY NETWORK (AUST) PTY LTD | 900E | Active
002429124 | INSULATION BLANKET,ELECTRICAL | Live Line, Rubber, Class 4, Flexible Type II Solid, Hi-Vis Colour, 914 x 914mm (36 x 36") ETS RES13 | CHANCE | CHANCE (MANUFACTURER) | C406-0346 | Active
002429157 | INSULATION BLANKET,ELECTRICAL | Live Line, Rubber, Class 4, Flexible Type II Split, Hi-Vis Colour, 914 x 914mm (36 x 36") ETS RES13 | TEN | THE ENERGY NETWORK (AUST) PTY LTD | 1300 | Active
002429157 | INSULATION BLANKET,ELECTRICAL | Live Line, Rubber, Class 4, Flexible Type II Split, Hi-Vis Colour, 914 x 914mm (36 x 36") ETS RES13 | HASTINGS | HASTINGS (MANUFACTURER) | 1300 | Active
002429785 | EARTH ASSEMBLY,STRINGING | Running Earth, 3mm - 40mm OD, to be used to Effectively Earth (Ground) Conductors being Installed or Removed Adjacent to Energised Lines | TEN | THE ENERGY NETWORK (AUST) PTY LTD | A78000 | Active
002429843 | MARKER,TRAFFIC | Traffic Cone, Fluro Orange, 700mm, Reflective Centre Qld Transport 3.9.2.2 | ATOMSUPP | ATOM SUPPLY GROUP P/L | 90160436 | Active
002429843 | MARKER,TRAFFIC | Traffic Cone, Fluro Orange, 700mm, Reflective Centre Qld Transport 3.9.2.2 | JAYBRO | JAYBRO CIVIL & SAFETY PRODUCTS | 06-700TCRB | Active
002429843 | MARKER,TRAFFIC | Traffic Cone, Fluro Orange, 700mm, Reflective Centre Qld Transport 3.9.2.2 | RMSROAD | RMS ROADSIGNS (ROAD MNGMNT SOLUTIONS) | TCA700RB-250 | Active
002430494 | GRIP,CABLE,JAW | Come-Along, suit Cu & Steel Wire, Cable Range 4 - 12mm Dia, Strong Spring Loaded Parallell Jaws to Hold on Wire (scm) | THEWMCCA | TMAC THEW & MCCANN GROUP | 2430494 | Active
002430494 | GRIP,CABLE,JAW | Come-Along, suit Cu & Steel Wire, Cable Range 4 - 12mm Dia, Strong Spring Loaded Parallell Jaws to Hold on Wire (scm) | THEWMCCA | TMAC THEW & MCCANN GROUP | TM10069 | Active
002433761 | ACCESSORY,POWER QUALITY ANALYSER | 5 Wire (3P+N+G) Voltage Cable Harness, fused with Banana Plugs & Crocodile Clamps | CHK | CHK POWER QUALITY PTY LTD | 1AVL5-B-C1 | Active
002434611 | STAND,POLE | Al Flat Stack, 4T SWL, 500mm H, Folding Leg, 10kg | TEN | THE ENERGY NETWORK (AUST) PTY LTD | PS-AF-4T-S | Active
002434736 | HOT LINE STICK | 1800mm Lg Sections c/w Carry Case, 1 x Universal Section, 2 x Ext Sections, Fuse Remover, Base Cap, Disconnect Hook, Universal Adapter & Hand Guard | TEN | THE ENERGY NETWORK (AUST) PTY LTD | TENK021 | Active
002434736 | HOT LINE STICK | 1800mm Lg Sections c/w Carry Case, 1 x Universal Section, 2 x Ext Sections, Fuse Remover, Base Cap, Disconnect Hook, Universal Adapter & Hand Guard | SPECFORC | SPECIALISED FORCE PTY LTD | HF546-6/KIT | Active
002434835 | DETECTOR,VOLTAGE | Tester Proximity Volt Stick, Blue, 50V, Visual/Audible, Non-contact, Min of Cat III | ATOMSUPP | ATOM SUPPLY GROUP P/L | 251215 | Active
002434835 | DETECTOR,VOLTAGE | Tester Proximity Volt Stick, Blue, 50V, Visual/Audible, Non-contact, Min of Cat III | ATOMSUPP | ATOM SUPPLY GROUP P/L | VS-LV50S | Active
002434835 | DETECTOR,VOLTAGE | Tester Proximity Volt Stick, Blue, 50V, Visual/Audible, Non-contact, Min of Cat III | WATTMSTR | WATTMASTER (MANUFACTURER) | WATVS-LV50S | Active
002435196 | HARNESS,SAFETY,INDUSTRIAL | Style C, Size Large, Full Body, Fall Arrest, Light Weight, for EWP or Working at Heights, ETS RSE01 | HGHTDYNM | HEIGHT DYNAMICS | 1161710 | Active
002436111 | SCREWDRIVER,FLAT TIP | 2.5 x 50mm, Insulated 1000V, for Insulated Tool Kit | HYLEC | HYLEC ENERGY SOLUTIONS | RL2-PL-2X70 | Active
002436111 | SCREWDRIVER,FLAT TIP | 2.5 x 50mm, Insulated 1000V, for Insulated Tool Kit | TEN | THE ENERGY NETWORK (AUST) PTY LTD | TB-2.5X50B | Active
002439248 | BLADE,CUTTER,CABLE,HAND OPERATED | Replacement Blade, suit Type S-200 Hand Hydraulic Cutter | SPECFORC | SPECIALISED FORCE PTY LTD | 200-08 | Active
002439248 | BLADE,CUTTER,CABLE,HAND OPERATED | Replacement Blade, suit Type S-200 Hand Hydraulic Cutter | IZUMI | IZUMI PRODUCTS (MANUFACTURER) | 200-08 | Active
002439313 | MULTIMETER | Test Standard, Digital, Voltage, Resistance, Frequency, Current, Min of Cat III 600V, ETS RSE04 | RTE | RAPID-TECH EQUIPMENT PTY LTD | 289/FVF | Active
002439313 | MULTIMETER | Test Standard, Digital, Voltage, Resistance, Frequency, Current, Min of Cat III 600V, ETS RSE04 | PWRHDIST | POWERHOUSE DISTRIBUTION | FLUKE 289/FVF | Active
002439313 | MULTIMETER | Test Standard, Digital, Voltage, Resistance, Frequency, Current, Min of Cat III 600V, ETS RSE04 | FLUKE | FLUKE AUSTRALIA PTY LTD (MANUFACTURER) | 289/FVF | Active
002439909 | FIELD PACK | Backpack, Tower Rescue Bag, Yellow | HGHTDYNM | HEIGHT DYNAMICS | VBI EN RESC BAG | Active
000015052 | POLE,LINE CONSTRUCTION,WOOD | Hardwood, 23m Lg, 20kN, CCA Treated, P23/20 | KOPPERS | KOPPERS TIMBER PRESERVATION PTY LTD | 23 M 20 KN | Active
002472231 | SUNSCREEN PREPARATION | Ego Sunsense, 75g, SPF 50+ 4hr Water Resistant, Sensitive Skin, Reef Safe | ALPHAFAS | ALPHA FIRST AID SUPPLIES | 510036 | Phasing
001111541 | DIFFUSER,LIGHT | Acrylic, to suit GEC Optispan Luminaire Normal Streetlight 250 Watt | REXEL | REXEL AUSTRALIA | OPNAB | Phasing
002474286 | EARTHING,STIRRUP | Transverse Double, Conductor 26.3mm, 70mm Centre Spacing, Strirup Radius 50mm, Strirup 25.4mm | PLP | PREFORMED LINE PRODUCTS (AUST) | ESTD-263-070 | Active
000020890 | SIGN | Kerb Marker, 38mm Dia, 1.6mm H, "E", S/STEEL, c/w S/STEEL MUSH HD Spikes, (P50) | HTDKERB | HTD KERBMARKERS AUSTRALIA | IDT-031-20890 | Active
000104522 | DAMPER,VIBRATION,TRANSMISSION LINE | Spiral Vibration, Green, Short/Long Span, ADSS 36/48/96 Optical Fibre Cable, 14.3-19.3 Dia (scm) | ACCULEC | ACCULEC PTY LTD (303899) | SVD1432A | Active
000104522 | DAMPER,VIBRATION,TRANSMISSION LINE | Spiral Vibration, Green, Short/Long Span, ADSS 36/48/96 Optical Fibre Cable, 14.3-19.3 Dia (scm) | PLP | PREFORMED LINE PRODUCTS (AUST) | OFSVD-0106-B | Active
000104643 | DAMPER,VIBRATION,TRANSMISSION LINE | Bird/Swan Flight Diverter, Conductor Dia Range 6.35mm to 8.29mm | PLP | PREFORMED LINE PRODUCTS (AUST) | SBFD635829-W | Active
000104643 | DAMPER,VIBRATION,TRANSMISSION LINE | Bird/Swan Flight Diverter, Conductor Dia Range 6.35mm to 8.29mm | DULMISON | DULMISON (AUST) PTY LTD | SD0635 | Active
000104644 | DAMPER,VIBRATION,TRANSMISSION LINE | Bird/Swan Flight Diverter, Conductor Dia Range 8.30mm to 11.74mm, White | PLP | PREFORMED LINE PRODUCTS (AUST) | SBFD830117-W | Active
000104644 | DAMPER,VIBRATION,TRANSMISSION LINE | Bird/Swan Flight Diverter, Conductor Dia Range 8.30mm to 11.74mm, White | PLP | PREFORMED LINE PRODUCTS (AUST) | SBFDS830117-W | Active
002401333 | DAMPER,VIBRATION,TRANSMISSION LINE | Bird/Swan Flight Diverter, Orange Vibration Damper, Conductor Dia Range 4.4mm to 6.3mm (P50) | PLP | PREFORMED LINE PRODUCTS (AUST) | SBFDS445634-W | Active
002401333 | DAMPER,VIBRATION,TRANSMISSION LINE | Bird/Swan Flight Diverter, Orange Vibration Damper, Conductor Dia Range 4.4mm to 6.3mm (P50) | DULMISON | DULMISON (AUST) PTY LTD | BD0441 | Active
002407131 | DAMPER,VIBRATION,TRANSMISSION LINE | Dogbone/Stockbridge Type, for Uranus, Spinel, Selenium & Orange Cable, AAC AAAC & ACSR, 27.1 to 31.0mm Clamp Dia Range, Box of 6 | PLP | PREFORMED LINE PRODUCTS (AUST) | D-DB2B27SS | Active
002407131 | DAMPER,VIBRATION,TRANSMISSION LINE | Dogbone/Stockbridge Type, for Uranus, Spinel, Selenium & Orange Cable, AAC AAAC & ACSR, 27.1 to 31.0mm Clamp Dia Range, Box of 6 | TEN | THE ENERGY NETWORK (AUST) PTY LTD | 4D40-30.5 | Active
002407131 | DAMPER,VIBRATION,TRANSMISSION LINE | Dogbone/Stockbridge Type, for Uranus, Spinel, Selenium & Orange Cable, AAC AAAC & ACSR, 27.1 to 31.0mm Clamp Dia Range, Box of 6 | DULHUNTY | DULHUNTY POWER (AUST) PTY LTD | 4D30-31.1: SELENIUM | Active
002407132 | DAMPER,VIBRATION,TRANSMISSION LINE | Dogbone/Stockbridge Type, for Venus, Sulphur, Silicon, Topaz, Olive & Paw Paw Cable, AAC AAAC ACSR, 31 to 34mm Clamp Dia Range | DULHUNTY | DULHUNTY POWER (AUST) PTY LTD | 4D40-34.0: SULPHUR | Active
002407132 | DAMPER,VIBRATION,TRANSMISSION LINE | Dogbone/Stockbridge Type, for Venus, Sulphur, Silicon, Topaz, Olive & Paw Paw Cable, AAC AAAC ACSR, 31 to 34mm Clamp Dia Range | TEN | THE ENERGY NETWORK (AUST) PTY LTD | 4D40-34.0 | Active
002407132 | DAMPER,VIBRATION,TRANSMISSION LINE | Dogbone/Stockbridge Type, for Venus, Sulphur, Silicon, Topaz, Olive & Paw Paw Cable, AAC AAAC ACSR, 31 to 34mm Clamp Dia Range | PLP | PREFORMED LINE PRODUCTS (AUST) | D-DB3B31SS | Active
002407133 | DAMPER,VIBRATION,TRANSMISSION LINE | Stockbridge Type, Grape, 30/7/2.5 ACSR/GZ, ETS 11-09-01 | TEN | THE ENERGY NETWORK (AUST) PTY LTD | 4D20-18.0 | Active
002407133 | DAMPER,VIBRATION,TRANSMISSION LINE | Stockbridge Type, Grape, 30/7/2.5 ACSR/GZ, ETS 11-09-01 | PLP | PREFORMED LINE PRODUCTS (AUST) | D-DB05B15SS | Active
002407133 | DAMPER,VIBRATION,TRANSMISSION LINE | Stockbridge Type, Grape, 30/7/2.5 ACSR/GZ, ETS 11-09-01 | DULHUNTY | DULHUNTY POWER (AUST) PTY LTD | 4D20-18.0 GRAPE | Active
002426856 | DAMPER,VIBRATION,TRANSMISSION LINE | Stockbridge, Cherry, 6/4.75 + 7/1.60 ACSR/GZ, to ETS 11-09-01 | PLP | PREFORMED LINE PRODUCTS (AUST) | D-DB2B24SS | Active
002426856 | DAMPER,VIBRATION,TRANSMISSION LINE | Stockbridge, Cherry, 6/4.75 + 7/1.60 ACSR/GZ, to ETS 11-09-01 | DULHUNTY | DULHUNTY POWER (AUST) PTY LTD | 4D20-16.0: CHERRY | Active
002426864 | DAMPER,VIBRATION,TRANSMISSION LINE | Stockbridge, 4D20, Cricket, 30/7/2.50 ACSR/AC, ETS 11-09-01 | PLP | PREFORMED LINE PRODUCTS (AUST) | D-DB05B15SS | Active
002426864 | DAMPER,VIBRATION,TRANSMISSION LINE | Stockbridge, 4D20, Cricket, 30/7/2.50 ACSR/AC, ETS 11-09-01 | MACLEAN | MACLEAN POWER SYSTEMS | 4D20-18.0 CRICKET | Active
000025481 | GRIP,DEADEND | Helical, FT, 19/0.101" HDBC (Imp) & 19/2.56mm HDBC, Cu, Colour Code Blue/Purple (scm) | PLP | PREFORMED LINE PRODUCTS (AUST) | CFG-125 | Active
002482289 | FIXTURE,LIGHTING | LED 24W StreetLED3 (L24A) 4K, Aeroscreen c/w NEMA PE Cell, Tilt Adaptor, Minor Road, EQTS 05-01-02 (scm) | SYLVANIA | SYLVANIA SCHREDER | JLC99BD15L24 | Active
002482297 | FIXTURE,LIGHTING | LED 24W StreetLED3 (L24A) 3K, Aeroscreen c/w NEMA PE Cell, Tilt Adaptor, Minor Road, EQTS 05-01-02 (scm) | SYLVANIA | SYLVANIA SCHREDER | JLC30BD15L24 | Active
000003266 | GAUGE,PRESSURE | for Merlin Gerin Circuit Breaker SF6 c/w Adjustable Alarm Contacts, Type 233.52.100-1 +9 BAR G1/2B DZ6X5 821.2.2 | WIKA | WIKA AUSTRALIA P/L (MANUFACTURER) | 508.888.336050 | Active
000002069 | BLADE,RECIPROCATING SAW | Metal, 150mm, 14 TPI (P5) | C&LTOOL | C&L TOOL CENTRE | MILWA48005782 | Active
000002069 | BLADE,RECIPROCATING SAW | Metal, 150mm, 14 TPI (P5) | MILWAUKE | MILWAUKEE POWER TOOLS | 48005782 | Active
000019035 | SUNSCREEN PREPARATION | Pro Bloc; 125ml; SPF 50+ 125ml 4hr water resistant; reef safe | ATOMSUPP | ATOM SUPPLY GROUP P/L | 31120106 | Active
000019035 | SUNSCREEN PREPARATION | Pro Bloc; 125ml; SPF 50+ 125ml 4hr water resistant; reef safe | CNWELEC | CNW ELECTRICAL PTY LTD | PARSS125-50 | Active
000019035 | SUNSCREEN PREPARATION | Pro Bloc; 125ml; SPF 50+ 125ml 4hr water resistant; reef safe | ATOMSUPP | ATOM SUPPLY GROUP P/L | 31120016 | Active
000024797 | GLOVES,PROTECTIVE | MaxiFlex Elite, Size 6, Micro-Foam Nitrile Coating, High Dexterity, 25% Thinner GP Glove for Sensitive Handling | ATG | ATG INTELLIGENT GLOVE SOLUTIONS | 34-274-6 | Active
000024797 | GLOVES,PROTECTIVE | MaxiFlex Elite, Size 6, Micro-Foam Nitrile Coating, High Dexterity, 25% Thinner GP Glove for Sensitive Handling | ATOMSUPP | ATOM SUPPLY GROUP P/L | 30001018 | Active
001837482 | GLOVES | Inner Knitted Cotton, 14"/36cm (P10) (Ctn 200) | ATOMSUPP | ATOM SUPPLY GROUP P/L | 236508 | Active
001837482 | GLOVES | Inner Knitted Cotton, 14"/36cm (P10) (Ctn 200) | HYLEC | HYLEC ENERGY SOLUTIONS | EOLK | Active
001837482 | GLOVES | Inner Knitted Cotton, 14"/36cm (P10) (Ctn 200) | NTWRKPWR | NETWORK POWER SERVICES | EOLKL | Active
002411585 | PLIERS,DIAGONAL CUTTING | 185mm, Side Cutters, for use in Insulated Tool Kit | HYLEC | HYLEC ENERGY SOLUTIONS | MS5E-185 | Active
002411585 | PLIERS,DIAGONAL CUTTING | 185mm, Side Cutters, for use in Insulated Tool Kit | TEN | THE ENERGY NETWORK (AUST) PTY LTD | D3-180I | Active
002416741 | WRENCH,BOX | Single Spanner, 13mm, Offset, 1000V Insulated, for Tool Kit | HYLEC | HYLEC ENERGY SOLUTIONS | MS21-13 | Active
002416741 | WRENCH,BOX | Single Spanner, 13mm, Offset, 1000V Insulated, for Tool Kit | TEN | THE ENERGY NETWORK (AUST) PTY LTD | D13-13 | Active
002416790 | WRENCH,BOX | Single Spanner, 18mm, Offset, 1000V Insulated, for Tool Kit | HYLEC | HYLEC ENERGY SOLUTIONS | MS21-18 | Active
002416790 | WRENCH,BOX | Single Spanner, 18mm, Offset, 1000V Insulated, for Tool Kit | TEN | THE ENERGY NETWORK (AUST) PTY LTD | D13-18 | Active
002416816 | WRENCH,OPEN END | Single Spanner, 10mm, Insulated 1000V | HYLEC | HYLEC ENERGY SOLUTIONS | MS16-10 | Active
002416816 | WRENCH,OPEN END | Single Spanner, 10mm, Insulated 1000V | TEN | THE ENERGY NETWORK (AUST) PTY LTD | D14-10 | Active
002416857 | WRENCH,OPEN END | Single Spanner, 14mm, Insulated 1000V, for use in Insulated Tool Kit | HYLEC | HYLEC ENERGY SOLUTIONS | MS16-14 | Active
002416857 | WRENCH,OPEN END | Single Spanner, 14mm, Insulated 1000V, for use in Insulated Tool Kit | TEN | THE ENERGY NETWORK (AUST) PTY LTD | D14-14 | Active
002416865 | WRENCH,OPEN END | Single Spanner, 15mm, Insulated 1000V, for use in Insulated Tool Kit | HYLEC | HYLEC ENERGY SOLUTIONS | MS16-15 | Active
002416865 | WRENCH,OPEN END | Single Spanner, 15mm, Insulated 1000V, for use in Insulated Tool Kit | TEN | THE ENERGY NETWORK (AUST) PTY LTD | D14-15 | Active
002416873 | WRENCH,OPEN END | Single Spanner, 16mm, Insulated 1000V, for use in Insulated Tool Kit | HYLEC | HYLEC ENERGY SOLUTIONS | MS16-16 | Active
002416873 | WRENCH,OPEN END | Single Spanner, 16mm, Insulated 1000V, for use in Insulated Tool Kit | TEN | THE ENERGY NETWORK (AUST) PTY LTD | D14-16 | Active
002416907 | WRENCH,OPEN END | Single Spanner, 19mm, Insulated 1000V, for use in Insulated Tool Kit | HYLEC | HYLEC ENERGY SOLUTIONS | MS16-19 | Active
002416907 | WRENCH,OPEN END | Single Spanner, 19mm, Insulated 1000V, for use in Insulated Tool Kit | TEN | THE ENERGY NETWORK (AUST) PTY LTD | D14-19 | Active
002416956 | WRENCH,ADJUSTABLE | Spanner, 250mm, for use in Insulated Tool Kit | HYLEC | HYLEC ENERGY SOLUTIONS | MS7-260 | Active
002416956 | WRENCH,ADJUSTABLE | Spanner, 250mm, for use in Insulated Tool Kit | TEN | THE ENERGY NETWORK (AUST) PTY LTD | D19-250 | Active
002416964 | KEY,SOCKET HEAD SCREW | Curve 3mm for use in Insulated Tool Kit (Allen Key) | HYLEC | HYLEC ENERGY SOLUTIONS | MS23-3 | Active
002416964 | KEY,SOCKET HEAD SCREW | Curve 3mm for use in Insulated Tool Kit (Allen Key) | TEN | THE ENERGY NETWORK (AUST) PTY LTD | D62-3 | Active
002422665 | LEAD,ELECTRICAL | Bridge, LV, 250A, Short Handle, 150mm c/w 2 x Clamps & 3m x 50mm2 Cu Clear Insulation, Marked with Rating, Date of Manufacture & Supplier | HYLEC | HYLEC ENERGY SOLUTIONS | LVBRIDGEERG3.0SH | Active
002455442 | DIE,COMPRESSION | Hex Crimp, 12T, Engraved 6.8mm A/F Steel, Dwg WB-1029093-01-0B (scm) | TEN | THE ENERGY NETWORK (AUST) PTY LTD | K12-06.8-ST | Active
002458685 | DIE,COMPRESSION | Hex Crimp, 12T, Engraved 24.9mm A/F Al, Dwg WB-1029093-01-0B | TEN | THE ENERGY NETWORK (AUST) PTY LTD | K12-24.9-AL | Active
002459451 | CUTTER,BATTERY OPERATED | Scissor Large, 600 x 110 x 390mm, 18V Series 7, Plastic Body, Metal Cutter Head, suit Al/Cu cable up to 105mm, Skin Only, c/w Milwaukee Adaptor | SPECFORC | SPECIALISED FORCE PTY LTD | SG-105YM-EQ | Active
002459451 | CUTTER,BATTERY OPERATED | Scissor Large, 600 x 110 x 390mm, 18V Series 7, Plastic Body, Metal Cutter Head, suit Al/Cu cable up to 105mm, Skin Only, c/w Milwaukee Adaptor | SPECFORC | SPECIALISED FORCE PTY LTD | REC-105YC(BB) | Active
002442572 | DETECTOR,VOLTAGE | Capacitive, Proving De-engergised, HV Cable Boxes with Capacitive Test Points | THEWMCCA | TMAC THEW & MCCANN GROUP | 2442572 | Active
002442572 | DETECTOR,VOLTAGE | Capacitive, Proving De-engergised, HV Cable Boxes with Capacitive Test Points | THEWMCCA | TMAC THEW & MCCANN GROUP | TM11004 | Active
002443166 | DEGREASER | Citra-Force Concentrate, 750ml Spray Pack, Emulsifyable Solvent Cleaner, Pale Yellow, Mobile Liquid | LANOTEC | LANOTEC AUSTRALIA PTY LTD | CFSP-0750 | Active
002443166 | DEGREASER | Citra-Force Concentrate, 750ml Spray Pack, Emulsifyable Solvent Cleaner, Pale Yellow, Mobile Liquid | ATOMSUPP | ATOM SUPPLY GROUP P/L | 90060194 | Active
002443166 | DEGREASER | Citra-Force Concentrate, 750ml Spray Pack, Emulsifyable Solvent Cleaner, Pale Yellow, Mobile Liquid | BLKWOODJ | J BLACKWOOD & SONS LIMITED | 09900671 | Active
002444347 | DRILL BIT,STEP | 6 - 38mm Size Range, Single Flute, TiNi High Speed Steel | C&LTOOL | C&L TOOL CENTRE | PROAMPSTEP6-38 | Active
002450435 | PHASE & FEEDER IDENTIFIER | Live LV, 9 Channel, Network Cable Mapper Identify Live Outgoing LV Phase/Feeder/ Circuit & Display Customer Connections from Base Unit | HYLEC | HYLEC ENERGY SOLUTIONS | FC30009HY | Active
002450435 | PHASE & FEEDER IDENTIFIER | Live LV, 9 Channel, Network Cable Mapper Identify Live Outgoing LV Phase/Feeder/ Circuit & Display Customer Connections from Base Unit | HYLEC | HYLEC ENERGY SOLUTIONS | FC300012-9HY | Active
002452522 | HOOK,UNIVERSAL SWITCH | Operating Rod Disconnect Hook, Bronze Alloy, for Link, Fluro Switch & Drop Out Fuse Operation | TEN | THE ENERGY NETWORK (AUST) PTY LTD | A10400 | Active
002452829 | GRIP,ANCHOR ROD | Pulling Eye, 13 - 32mm Rods, Cast Iron, 2721kg WLL | SPECFORC | SPECIALISED FORCE PTY LTD | BPE-1 | Active
002453074 | INSULATOR | Epoxy Insulator, 54mm Lg, 63mm Dia c/w 7/16" Stud 15mm Lg, Grey, for Conductor Support Equipment, suit Hastings Applications, ETS RES13 | HASTINGS | HASTINGS (MANUFACTURER) | A30008 | Active
002453074 | INSULATOR | Epoxy Insulator, 54mm Lg, 63mm Dia c/w 7/16" Stud 15mm Lg, Grey, for Conductor Support Equipment, suit Hastings Applications, ETS RES13 | TEN | THE ENERGY NETWORK (AUST) PTY LTD | A30008 | Active
002454403 | BATTERY,STORAGE | 18V, 3Ah, Li-Ion, Makita, suit some Klauke, MSS & Makita tools | C&LTOOL | C&L TOOL CENTRE | MAKABL1830B-L | Active
002454403 | BATTERY,STORAGE | 18V, 3Ah, Li-Ion, Makita, suit some Klauke, MSS & Makita tools | TEN | THE ENERGY NETWORK (AUST) PTY LTD | BL1830-L | Active
002455145 | COVER,INSULATING | LV, Drape, Cabinet/Panel, 1800 x 900mm, Yellow Id Patch c/w Nylon Eyelets & Plastic Covered Magnets each Corner for Fixing & 0.5m Velcro Strap for rolled | BALMORAL | BALMORAL ENGINEERING PTY LTD | 10028-EQ | Active
002456390 | HARNESS,SAFETY,INDUSTRIAL | Style F, Size Med to Large, Full Body, Fall Arrest, Stretch Webbing, for Steel Towers, Ladders & Platforms, ETS RSE01 | HGHTDYNM | HEIGHT DYNAMICS | M1020225 | Active
002456390 | HARNESS,SAFETY,INDUSTRIAL | Style F, Size Med to Large, Full Body, Fall Arrest, Stretch Webbing, for Steel Towers, Ladders & Platforms, ETS RSE01 | LRI | LIFE AND RESCUE INTERNATIONAL | 104262 | Active
002456390 | HARNESS,SAFETY,INDUSTRIAL | Style F, Size Med to Large, Full Body, Fall Arrest, Stretch Webbing, for Steel Towers, Ladders & Platforms, ETS RSE01 | HGHTDYNM | HEIGHT DYNAMICS | HONEYWELL M1020225 | Active
002458321 | DIE,COMPRESSION | Hex Crimp, 12T, Engraved 21.5mm A/F, 18mm W (scm) | TEN | THE ENERGY NETWORK (AUST) PTY LTD | K12-21.5-AL | Active
002458321 | DIE,COMPRESSION | Hex Crimp, 12T, Engraved 21.5mm A/F, 18mm W (scm) | SPECFORC | SPECIALISED FORCE PTY LTD | 12T-21.5AFAL | Active
002458610 | HOIST,MANUAL LEVER | Operated Serial, Web Strap, 1 Ton Nominal Capacity, Ratchet & Pawl Type | TEN | THE ENERGY NETWORK (AUST) PTY LTD | 35-A-1300-ANZ | Active
002458651 | SPOTLIGHT | Hand Held, 3 Watt LED, 300 Lumen, IP67, 3 x 'AA' Replaceable Batteries | ATOMSUPP | ATOM SUPPLY GROUP P/L | 40029800 | Active
002458651 | SPOTLIGHT | Hand Held, 3 Watt LED, 300 Lumen, IP67, 3 x 'AA' Replaceable Batteries | MMELEC | MM ELECTRICAL MERCHANDISING | PERHHSPT-300B | Active
002458651 | SPOTLIGHT | Hand Held, 3 Watt LED, 300 Lumen, IP67, 3 x 'AA' Replaceable Batteries | ATOMSUPP | ATOM SUPPLY GROUP P/L | HHSPT-300B | Active
002400722 | BRACKET,MOUNTING | Angle Retaining Clamp, Take Off, 51 x 51 x 6 x 40mm Lg c/w 2 x 14mm Holes | REXEL | REXEL AUSTRALIA | P1026 | Active
002400722 | BRACKET,MOUNTING | Angle Retaining Clamp, Take Off, 51 x 51 x 6 x 40mm Lg c/w 2 x 14mm Holes | BLKWOODJ | J BLACKWOOD & SONS LIMITED | 03034556 | Active
002400727 | BRACKET,MOUNTING | Fuse Mount, Galv, LV ABC, 3 Service Fuses, Pole Mount Max 6mm Thk c/w 2 x Hooks, for Services Dwg 865737-02 (scm) | EZYSTRUT | EZYSTRUT CABLE & PIPE SUPPORTS | E2400727 | Active
002400728 | BRACKET,MOUNTING | Fuse Mount, Galv, LV ABC, Single Service Fuse, Pole Mount, Dwg 27/97 item 15 & Dwg 01-20-01 | SICAME | SICAME AUSTRALIA PTY LTD | PFBKT1 | Active
002461291 | GROUNDING SET | Earthing Cable Assy, 20m Lead, Min 10kA/1 Sec c/w Romind Non-screw Type Line Clamps, in Storage Bag, RSE08 | THEWMCCA | TMAC THEW & MCCANN GROUP | 2461291 | Active
002461291 | GROUNDING SET | Earthing Cable Assy, 20m Lead, Min 10kA/1 Sec c/w Romind Non-screw Type Line Clamps, in Storage Bag, RSE08 | THEWMCCA | TMAC THEW & MCCANN GROUP | TM00830 | Active
002476315 | SCREWDRIVER,TORQUE | Milwaukee M12 Cordless 1/4" Hex 2-Speed Screwdriver, 31Nm of Torque & 0-400/0-1,500 RPM | MILWAUKE | MILWAUKEE POWER TOOLS | TM12CD-0 | Active
002476315 | SCREWDRIVER,TORQUE | Milwaukee M12 Cordless 1/4" Hex 2-Speed Screwdriver, 31Nm of Torque & 0-400/0-1,500 RPM | C&LTOOL | C&L TOOL CENTRE | MILWTM12CD-0 | Active
002400490 | BUSBAR | Flat, Cu, 4m Lg, 63 x 6mm, Hard Drawn, Square Edge | PRIMETAL | PRIMARY METALS & ALLOYS PTY LTD | 1-0019 | Active
002455095 | LOCKOUT KIT,PORTABLE | Electrical Lockout Kit, Large, suit a range of Tag & Lockout applications in the workplace | GILBERT | GILBERT LODGE AUSTRALIA PTY LTD | CLK-CUS-159 | Active
002455095 | LOCKOUT KIT,PORTABLE | Electrical Lockout Kit, Large, suit a range of Tag & Lockout applications in the workplace | CIRLOCK | CIRLOCK LOCKOUT/TAGOUT EQUIPMENT | CLK-2 | Active
002402443 | PENETRATING FLUID | Multi Purpose Penetrating Lubricant, 300g Spraypak Can | MMELEC | MM ELECTRICAL MERCHANDISING | REEWD61009 | Phasing
002402443 | PENETRATING FLUID | Multi Purpose Penetrating Lubricant, 300g Spraypak Can | GILBERT | GILBERT LODGE AUSTRALIA PTY LTD | WD61109 | Phasing
002402443 | PENETRATING FLUID | Multi Purpose Penetrating Lubricant, 300g Spraypak Can | BLKWOODJ | J BLACKWOOD & SONS LIMITED | 00679779 | Phasing
002402443 | PENETRATING FLUID | Multi Purpose Penetrating Lubricant, 300g Spraypak Can | WD-40 | WD-40 COMPANY AUSTRALIA PTY LTD | WD404 | Phasing
002404275 | TAPE,INSULATION,ELECTRICAL | Scotch 22, 48mm x 33m, Vinyl, Heavy Duty | GILBERT | GILBERT LODGE AUSTRALIA PTY LTD | 3M2248 | Active
002404275 | TAPE,INSULATION,ELECTRICAL | Scotch 22, 48mm x 33m, Vinyl, Heavy Duty | 3MAUST | 3M AUSTRALIA PTY LTD | MMM22-48MM | Active
002482578 | STEPLADDER | Fibreglass, 1.79m/3.13m Punchlock, V Rung, 150kg Load Rating, AS1892 | REXEL | REXEL AUSTRALIA | BAIFS13985 | Active
002482578 | STEPLADDER | Fibreglass, 1.79m/3.13m Punchlock, V Rung, 150kg Load Rating, AS1892 | BAILEY | BAILEY (MANUFACTURER) | FS13985 | Active
002457802 | BATTERY,STORAGE | 125V, 224Ah, Dual String, 38 x UXH125-6 VRLA Monoblocs w/out Rack, Subs Standby Battery Bank, Contract 10591, Item 3a | CENTURY | CENTURY YUASA BATTERIES PTY LTD | 341252 | Active
002457885 | BATTERY,STORAGE | 48V, 180Ah, Dual String, 8 x FXH100-12S VRLA Monoblocs w/out Rack, Subs Standby Battery Bank, Contract 10591, Item 11a | CENTURY | CENTURY YUASA BATTERIES PTY LTD | 313122-ITEM 3D | Active
002457901 | BATTERY,STORAGE | 48V, 500Ah, Dual String, 48 x UXL330-2 VRLA Monoblocs w/out Rack, Subs Standby Battery Bank, Contract 10591, Item 13a | CENTURY | CENTURY YUASA BATTERIES PTY LTD | 341262 | Active
000022689 | GUARD | Wildlife Guard, HDPE, 1140 x 450mm c/w Fillet Corners, for HV Poles (scm) | BRITECH | BRI-TECH PTY LTD | HDPE | Active
000022689 | GUARD | Wildlife Guard, HDPE, 1140 x 450mm c/w Fillet Corners, for HV Poles (scm) | RMSRVR | RMS (RIVERSLEIGH MANAGEMENT SERVICES) | 22689 | Active
000104230 | TIE,PREFORMED | Side, Neck Dia 112mm, 7/3.00 AAC & AAAC 4/3/3.00 ACSR 6/1/3.00 ACSR, Armoured (scm) (P40) | PLP | PREFORMED LINE PRODUCTS (AUST) | AWST163A112 | Active
000104243 | TIE,PREFORMED | Top, Neck Dia 76mm, 19/3.75 AAC, Pluto Unarmoured, (scm) (P50) | TYCOELEC | TYCO ELECTRONICS | TT-1692/76P | Active
000104243 | TIE,PREFORMED | Top, Neck Dia 76mm, 19/3.75 AAC, Pluto Unarmoured, (scm) (P50) | PLP | PREFORMED LINE PRODUCTS (AUST) | AWDT-180-76 | Active
000104244 | TIE,PREFORMED | Top, Neck Dia 112mm, 7/4.75 AAC, Moon Unarmoured, (scm) (P50) | PLP | PREFORMED LINE PRODUCTS (AUST) | AWDT-140-112 | Active
000104245 | TIE,PREFORMED | Top, Neck Dia 76mm, 7/4.75 AAC, Moon Unarmoured, (scm) (P50) | PLP | PREFORMED LINE PRODUCTS (AUST) | AWDT-140-76 | Active
000104426 | CLAMP,SUSPENSION | ABC, 4 x 95mm2 Al, Roller Type c/w Insulating Insert Clamp to have Roller Attachment Holes (P20) (scm) | TECONN | TE CONNECTIVITY LTD | USC25-120F+HEL5644 | Active
000104426 | CLAMP,SUSPENSION | ABC, 4 x 95mm2 Al, Roller Type c/w Insulating Insert Clamp to have Roller Attachment Holes (P20) (scm) | PLP | PREFORMED LINE PRODUCTS (AUST) | D-IBSRC495 | Active
000104652 | CLAMP,SUSPENSION,ELEC CONDUCTOR | Armour Grip Unit, to use with M16 Bolts, suit Oxygen 19/4.75 Conductors | PLP | PREFORMED LINE PRODUCTS (AUST) | AGS512216 | Active
000105089 | TIE,PREFORMED | Side, Neck Dia 54mm Insulator 6/1/3.75 ACSR "BANANA" Armoured (scm) | PLP | PREFORMED LINE PRODUCTS (AUST) | AWST210A54 | Active
000157711 | LINK,COMPRESSION | 19/.044 (Imp) Cu, Stranded Round Cable, Hex Die A/F 7.0mm Cu (P50) | TYCOELEC | TYCO ELECTRONICS | H1456/50 | Active
000157738 | LINK,COMPRESSION | 25mm2 Cu Stranded Round Cable, Hex Die A/F 7.7mm Cu (P50) | LEGEND | LEGEND POWER SYSTEMS | CAS25 | Active
000157738 | LINK,COMPRESSION | 25mm2 Cu Stranded Round Cable, Hex Die A/F 7.7mm Cu (P50) | TECONN | TE CONNECTIVITY LTD | CK25/50 | Active
000157738 | LINK,COMPRESSION | 25mm2 Cu Stranded Round Cable, Hex Die A/F 7.7mm Cu (P50) | TYCOELEC | TYCO ELECTRONICS | H1458/50 | Active
000157746 | LINK,COMPRESSION | Cu, 35mm2 (19/1.53) Hex Die A/F 9.2mm Cu (P25) (scm) | LEGEND | LEGEND POWER SYSTEMS | CAS35 | Active
000157746 | LINK,COMPRESSION | Cu, 35mm2 (19/1.53) Hex Die A/F 9.2mm Cu (P25) (scm) | TECONN | TE CONNECTIVITY LTD | CK35/25 | Active
000157746 | LINK,COMPRESSION | Cu, 35mm2 (19/1.53) Hex Die A/F 9.2mm Cu (P25) (scm) | TYCOELEC | TYCO ELECTRONICS | H1488/25 | Active
000157754 | LINK,COMPRESSION | 70mm2 Cu Stranded Round Cable, 19/2.14, Hex Die A/F 11.5mm Cu (P20) | TECONN | TE CONNECTIVITY LTD | CK70/20 | Active
000157754 | LINK,COMPRESSION | 70mm2 Cu Stranded Round Cable, 19/2.14, Hex Die A/F 11.5mm Cu (P20) | CABAC | CABAC (MANUFACTURER) | CAS70 | Active
000157754 | LINK,COMPRESSION | 70mm2 Cu Stranded Round Cable, 19/2.14, Hex Die A/F 11.5mm Cu (P20) | TYCOELEC | TYCO ELECTRONICS | H1461/20 | Active
000157762 | LINK,COMPRESSION | 95mm2 Cu Stranded Round Cable, 37/1.78, Hex Die A/F 14.2mm Cu (P20) | TECONN | TE CONNECTIVITY LTD | CK95/20 | Active
000157762 | LINK,COMPRESSION | 95mm2 Cu Stranded Round Cable, 37/1.78, Hex Die A/F 14.2mm Cu (P20) | CABAC | CABAC (MANUFACTURER) | CAS95 | Active
000157762 | LINK,COMPRESSION | 95mm2 Cu Stranded Round Cable, 37/1.78, Hex Die A/F 14.2mm Cu (P20) | TYCOELEC | TYCO ELECTRONICS | H1462/20 | Active
000158013 | TERMINAL,LUG | Compression, Cu, 10mm2, M12 Bolt Hole, Hex Die A/F 5.7mm (P50) (scm) | TYCOELEC | TYCO ELECTRONICS | CG10M12/50 | Active
000158017 | TERMINAL,LUG | Compression, Cu, 16mm2, M6 Bolt Hole, Hex Die A/F 6.3mm (P50) (scm) | LEGEND | LEGEND POWER SYSTEMS | CAL16-6 | Active
000158017 | TERMINAL,LUG | Compression, Cu, 16mm2, M6 Bolt Hole, Hex Die A/F 6.3mm (P50) (scm) | TECONN | TE CONNECTIVITY LTD | CG16M6/50 | Active
000158017 | TERMINAL,LUG | Compression, Cu, 16mm2, M6 Bolt Hole, Hex Die A/F 6.3mm (P50) (scm) | TYCOELEC | TYCO ELECTRONICS | H1407/50 | Active
000158017 | TERMINAL,LUG | Compression, Cu, 16mm2, M6 Bolt Hole, Hex Die A/F 6.3mm (P50) (scm) | LEGENDCS | LEGEND CORPORATE SERVICES (MANUFACTURE) | CAL166 | Active
000158041 | TERMINAL,LUG | Compression, Cu, 70mm2, M10 Bolt Hole, Hex Die A/F 11.5mm (P25) | TYCOELEC | TYCO ELECTRONICS | CG70M10/25 | Active
000158041 | TERMINAL,LUG | Compression, Cu, 70mm2, M10 Bolt Hole, Hex Die A/F 11.5mm (P25) | CABAC | CABAC (MANUFACTURER) | CAL70-10 | Active
000158041 | TERMINAL,LUG | Compression, Cu, 70mm2, M10 Bolt Hole, Hex Die A/F 11.5mm (P25) | TYCOELEC | TYCO ELECTRONICS | H1422/25 | Active
000158076 | LINK,COMPRESSION | 16mm2 Cu Stranded Round Cable, Hex Die A/F 6.3mm Cu (P50) | TECONN | TE CONNECTIVITY LTD | CK16/50 | Active
000158076 | LINK,COMPRESSION | 16mm2 Cu Stranded Round Cable, Hex Die A/F 6.3mm Cu (P50) | TYCOELEC | TYCO ELECTRONICS | H1455/50 | Active
000158106 | TERMINAL,LUG | Compression, Al, 95mm2, M12 Bolt Hole, Hex Die A/F 17.3mm, ETS 01-09-23 (P1) (scm) | LEGEND | LEGEND POWER SYSTEMS | AL95-12 | Active
000158106 | TERMINAL,LUG | Compression, Al, 95mm2, M12 Bolt Hole, Hex Die A/F 17.3mm, ETS 01-09-23 (P1) (scm) | TYCOELEC | TYCO ELECTRONICS | H15135/1 | Active
000158521 | TERMINAL,LUG | Compression, Al, 35mm2, M10 Bolt Hole, Hex Die A/F 9.0mm, 19/1.53, ETS 01-09-23 (P1) (scm) | LEGEND | LEGEND POWER SYSTEMS | AL35-10 | Active
000158521 | TERMINAL,LUG | Compression, Al, 35mm2, M10 Bolt Hole, Hex Die A/F 9.0mm, 19/1.53, ETS 01-09-23 (P1) (scm) | TYCOELEC | TYCO ELECTRONICS | H15119/1 | Active
002400753 | BRACKET,MOUNTING | Support Down Rod, 66kV, ABS Concrete Pole Mounting, 11.0m, Dwg 10/107 | BIGGENGI | BIGGENDEN ENGINEERING WORKS | EM2400753 | Active
002403206 | BRACKET,MOUNTING | Surge Arrester & U/G Cable, Galv Steel, suit 33kV Outdoor Cable Terminators, Dwg 28-0-01 | HARRIS | HARRISTOWN WELDING WORKS | 2403206 | Active
002458008 | BATTERY,STORAGE | 110V, 180Ah, Dual String 36 x UXH100-6 VRLA Monoblocs c/w Rack, Subs Standby Battery Bank, Contract 10591, Item 6b | CENTURY | CENTURY YUASA BATTERIES PTY LTD | 341278 | Active
002458131 | BATTERY,STORAGE | 110V, 224Ah, Dual String, 36 x UXH125-6 VRLA Monoblocs c/w Enclosed Rack, Subs Standby Battery Bank, Contract 10591, Item 7c | CENTURY | CENTURY YUASA BATTERIES PTY LTD | 341299 | Active
002480697 | SWITCHBOARD,POWER | Busbar Earth Switch, 24kV, 25kA suits Fault Make Duty on a 1250A Bus, Manual Operation Only, Contract 10544-Item 13 | TAMCO | TAMCO SWITCHGEAR (MANUFACTURER) | 22004 | Active
002480697 | SWITCHBOARD,POWER | Busbar Earth Switch, 24kV, 25kA suits Fault Make Duty on a 1250A Bus, Manual Operation Only, Contract 10544-Item 13 | TAMCO | TAMCO SWITCHGEAR (MANUFACTURER) | T5-GV3N630ESW | Active
002480721 | SWITCHBOARD,POWER | Single Feeder Switchgear Unit (Customer Supply with Metering), 12kV, 800A, 25kA, 2000A Bus Metal Encl Fixed Switchgear, c/w 3 Ph Cable Side VT, 110V DC Aux | TAMCO | TAMCO SWITCHGEAR (MANUFACTURER) | 11006 | Active
002480721 | SWITCHBOARD,POWER | Single Feeder Switchgear Unit (Customer Supply with Metering), 12kV, 800A, 25kA, 2000A Bus Metal Encl Fixed Switchgear, c/w 3 Ph Cable Side VT, 110V DC Aux | TAMCO | TAMCO SWITCHGEAR (MANUFACTURER) | T3-VHIF630INC700 | Active
002480770 | SWITCHBOARD,POWER | Busbar Earth Switch, 12kV, 25kA suits Fault Make Duty on a 2000A Bus, Manual Operation Only, Contract 10544-Item 8, EESS-11557-01-0B | TAMCO | TAMCO SWITCHGEAR (MANUFACTURER) | 11001 | Active
002480770 | SWITCHBOARD,POWER | Busbar Earth Switch, 12kV, 25kA suits Fault Make Duty on a 2000A Bus, Manual Operation Only, Contract 10544-Item 8, EESS-11557-01-0B | TAMCO | TAMCO SWITCHGEAR (MANUFACTURER) | T8-VHIF630ESW450 | Active
000017018 | SUNSCREEN PREPARATION | Emulsion; Skin Defence; Water Soluble; For protection against dirt;grease &oils 100ml tube | ALPHAFAS | ALPHA FIRST AID SUPPLIES | 500011 | Active
000017018 | SUNSCREEN PREPARATION | Emulsion; Skin Defence; Water Soluble; For protection against dirt;grease &oils 100ml tube | BLKWOODJ | J BLACKWOOD & SONS LIMITED | UPW100ML | Active
000017018 | SUNSCREEN PREPARATION | Emulsion; Skin Defence; Water Soluble; For protection against dirt;grease &oils 100ml tube | BLKWOODJ | J BLACKWOOD & SONS LIMITED | 09967362 | Active
000017018 | SUNSCREEN PREPARATION | Emulsion; Skin Defence; Water Soluble; For protection against dirt;grease &oils 100ml tube | HANLEY | HANLEY INDUSTRIAL ENTERPRISES | DAUPW100ML | Active
000017018 | SUNSCREEN PREPARATION | Emulsion; Skin Defence; Water Soluble; For protection against dirt;grease &oils 100ml tube | ATOMSUPP | ATOM SUPPLY GROUP P/L | 36000332 | Active
000158572 | TERMINAL,LUG | Crimp Type, Drilled Palm, Tinned Cu, 95mm2, 37/1.78mm Cu Cond, M12 Bolt Size, Hex Die A/F 14.2mm, Box of 25 | TECONN | TE CONNECTIVITY LTD | CG95M12/25 | Active
000158572 | TERMINAL,LUG | Crimp Type, Drilled Palm, Tinned Cu, 95mm2, 37/1.78mm Cu Cond, M12 Bolt Size, Hex Die A/F 14.2mm, Box of 25 | LEGEND | LEGEND POWER SYSTEMS | CAL95-12 | Active
000158572 | TERMINAL,LUG | Crimp Type, Drilled Palm, Tinned Cu, 95mm2, 37/1.78mm Cu Cond, M12 Bolt Size, Hex Die A/F 14.2mm, Box of 25 | TYCOELEC | TYCO ELECTRONICS | H1425/25 | Active
000158602 | TERMINAL,LUG | Compression, Al, 120mm2, M12 Bolt Hole, Hex Die A/F 17.3mm, ETS 01-09-23 (P1) (scm) | LEGEND | LEGEND POWER SYSTEMS | AL120-12 | Active
000158602 | TERMINAL,LUG | Compression, Al, 120mm2, M12 Bolt Hole, Hex Die A/F 17.3mm, ETS 01-09-23 (P1) (scm) | TYCOELEC | TYCO ELECTRONICS | H15139/1 | Active
000158637 | TERMINAL,LUG | Compression, Cu, 35mm2, M12 Bolt Hole, Hex Die A/F 9.2mm (P50) (scm) | TECONN | TE CONNECTIVITY LTD | CG35M12/50 | Active
000158637 | TERMINAL,LUG | Compression, Cu, 35mm2, M12 Bolt Hole, Hex Die A/F 9.2mm (P50) (scm) | LEGEND | LEGEND POWER SYSTEMS | CAL35-12 | Active
000158637 | TERMINAL,LUG | Compression, Cu, 35mm2, M12 Bolt Hole, Hex Die A/F 9.2mm (P50) (scm) | TYCOELEC | TYCO ELECTRONICS | H1369/50 | Active
000158641 | TERMINAL,LUG | Compression, Bi-Metal, Cu Palm, 35mm2, M12 Bolt Hole, Hex Die A/F 9.0mm, 10.4mm2 OD Barrel on Terminations ABB/ANDELEC (scm) | TYCOELEC | TYCO ELECTRONICS | BG35M12/1 | Active
000158670 | TERMINAL,LUG | Compression, Al, 240mm2, M12 Bolt Hole, Hex Die A/F 28.4mm, Solid or Stranded 4 Core Sector Cable, ETS 01-09-23 (P40) (scm) | TECONN | TE CONNECTIVITY LTD | AGS4HR240M12/1 | Active
000158670 | TERMINAL,LUG | Compression, Al, 240mm2, M12 Bolt Hole, Hex Die A/F 28.4mm, Solid or Stranded 4 Core Sector Cable, ETS 01-09-23 (P40) (scm) | TYCOELEC | TYCO ELECTRONICS | H15357/1 | Active
000403603 | ADAPTOR,POLE TO CROSSARM | Gain Block, Al, Flat Face, 100mm, Dwg 01-10-01 (P20) (scm) | RMSRVR | RMS (RIVERSLEIGH MANAGEMENT SERVICES) | 403603 | Active
000403603 | ADAPTOR,POLE TO CROSSARM | Gain Block, Al, Flat Face, 100mm, Dwg 01-10-01 (P20) (scm) | TYCOELEC | TYCO ELECTRONICS | GB100 | Active
000403603 | ADAPTOR,POLE TO CROSSARM | Gain Block, Al, Flat Face, 100mm, Dwg 01-10-01 (P20) (scm) | PLP | PREFORMED LINE PRODUCTS (AUST) | D-GB100 | Active
000403611 | ADAPTOR,POLE TO CROSSARM | Gain Block, Al, Flat Face, 125mm, Dwg 01-10-02 (P20) (scm) | RMSRVR | RMS (RIVERSLEIGH MANAGEMENT SERVICES) | 403611 | Active
000403611 | ADAPTOR,POLE TO CROSSARM | Gain Block, Al, Flat Face, 125mm, Dwg 01-10-02 (P20) (scm) | TYCOELEC | TYCO ELECTRONICS | GB125 | Active
000403611 | ADAPTOR,POLE TO CROSSARM | Gain Block, Al, Flat Face, 125mm, Dwg 01-10-02 (P20) (scm) | PLP | PREFORMED LINE PRODUCTS (AUST) | D-GB125 | Active
000404990 | BOX CONNECTOR,ELECTRICAL | Mains, 3Ph Supply Side Cable Range 10 - 35mm2 Cu/Al c/w IPC Consumer Side Cable Range 4 - 35mm2 Cu/Al, NON-IPC (P6) (scm) | SICAME | SICAME AUSTRALIA PTY LTD | MCB3/4HAE | Active
000406285 | STRAPPING | S/Steel Band, Mat Finish, 10mm, supplied in 30m Coil (scm) | LEGEND | LEGEND POWER SYSTEMS | CABSTRAP9.5 | Active
000406285 | STRAPPING | S/Steel Band, Mat Finish, 10mm, supplied in 30m Coil (scm) | PLP | PREFORMED LINE PRODUCTS (AUST) | SSS-1030 | Active
000409725 | CLAMP,INSULATION PIERCING | Connector, IPC, ABC Test IPC Sicame Cat No. TTD2-CC (P50) | SICAME | SICAME AUSTRALIA PTY LTD | TTD151-TPE | Active
000409725 | CLAMP,INSULATION PIERCING | Connector, IPC, ABC Test IPC Sicame Cat No. TTD2-CC (P50) | TYCOELEC | TYCO ELECTRONICS | K364 | Active
000409729 | CLAMP,CABLE | IPC LVABC Connector, 6-35mm2 Bi-Metal Main, 4-35mm2 Non-IPC Tap, Neutral Bond, c/w Integrated 16mm2 Cu Insulted Ribbed, 800mm Lg Lead, M10 Lug, Pack of 10 | TECONN | TE CONNECTIVITY LTD | ERG-P2X95USI 13/17 MK2 W TAIL | Active
000409729 | CLAMP,CABLE | IPC LVABC Connector, 6-35mm2 Bi-Metal Main, 4-35mm2 Non-IPC Tap, Neutral Bond, c/w Integrated 16mm2 Cu Insulted Ribbed, 800mm Lg Lead, M10 Lug, Pack of 10 | PLP | PREFORMED LINE PRODUCTS (AUST) | D-K433-NBK | Active
000409729 | CLAMP,CABLE | IPC LVABC Connector, 6-35mm2 Bi-Metal Main, 4-35mm2 Non-IPC Tap, Neutral Bond, c/w Integrated 16mm2 Cu Insulted Ribbed, 800mm Lg Lead, M10 Lug, Pack of 10 | SICAME | SICAME AUSTRALIA PTY LTD | TTD101NBKXRE | Active
000474714 | SLEEVE,COMPRESSION | NT, 25mm2/10mm2, Cu, ABC, Hex Die A/F 14.0mm (P100) (scm) | SICAME | SICAME AUSTRALIA PTY LTD | MJPB25-10 | Active
000477399 | SPLICE,CONDUCTOR | Preformed, FT, ACSR 3/4/2.50, 3/4/0.093" (Imp), 6/1/2.50, 6/1/0.093" (Imp), AAC & AAAC 7/2.50, Colour Code Blue (scm) | PLP | PREFORMED LINE PRODUCTS (AUST) | AFS-075 | Active
000477445 | SPLICE,CONDUCTOR | Preformed, FT, 6/4.75-7/1.60 ACSR, Colour Code Blue (P10) | TYCOELEC | TYCO ELECTRONICS | FTS1430 | Active
000477542 | SPLICE,CONDUCTOR | Preformed, FT, HDBC, 19/2.00 & 19/0.083" (Imp) Cu, Colour Code Yellow (scm) | PLP | PREFORMED LINE PRODUCTS (AUST) | CFS-100 | Active
002403209 | BRACKET,MOUNTING | Surge Arrester, for SWER Transformer, Galv Steel, Dwg 9/26 | HARRIS | HARRISTOWN WELDING WORKS | 0531103 | Active
002403863 | BRACKET,MOUNTING | Unistrut Fitting, Flat Plate, L-Shape, 90 x 90mm, 6mm Thk, 41mm W Series Channel Fitting, Galv Steel | EZYSTRUT | EZYSTRUT CABLE & PIPE SUPPORTS | E1036H | Active
002404833 | BRACKET,MOUNTING | Adapter, 11kV Surge Diverter Mounting, to MEB Line Hareware Dwg 12/50 (scm) | BIGGENGI | BIGGENDEN ENGINEERING WORKS | EM2404833 | Active
002406230 | BRACKET,MOUNTING | Fuse Mount, Synthetic, LV ABC, suit Single Service Fuse, Mount on Wood or Concrete Pole or Fuse Pin (scm) | SICAME | SICAME AUSTRALIA PTY LTD | PFVAB1 | Active
002406230 | BRACKET,MOUNTING | Fuse Mount, Synthetic, LV ABC, suit Single Service Fuse, Mount on Wood or Concrete Pole or Fuse Pin (scm) | PLP | PREFORMED LINE PRODUCTS (AUST) | D-K295 | Active
002482362 | FIXTURE,LIGHTING | LED 14W Avenue Gen 2 (L14) 4K, Nostalgia Type 2, Green c/w NEMA PE Cell, Minor Road, Bracket to Dwg 05-01-07, EQTS 05-01-02 (scm) | SYLVANIA | SYLVANIA SCHREDER | S1S4BD21L14 | Active
002472124 | SUNSCREEN PREPARATION | Key Sun Tanne, SPF 30+, 50g Coloured Zinc Cream, 4hr Water Resistant | ALPHAFAS | ALPHA FIRST AID SUPPLIES | 728 | Active
002472124 | SUNSCREEN PREPARATION | Key Sun Tanne, SPF 30+, 50g Coloured Zinc Cream, 4hr Water Resistant | ALPHAFAS | ALPHA FIRST AID SUPPLIES | 510052 | Active
002472132 | SUNSCREEN PREPARATION | Daily Face Sunsense, SPF 50+, 100ml | ALPHAFAS | ALPHA FIRST AID SUPPLIES | 510004 | Active
002472132 | SUNSCREEN PREPARATION | Daily Face Sunsense, SPF 50+, 100ml | ALPHAFAS | ALPHA FIRST AID SUPPLIES | 510006 | Active
002472157 | SUNSCREEN PREPARATION | Ego Sunsense; 50ml; Roll On; SPF 50+ 4hr water resistant; Non-greasy; reef safe | ALPHAFAS | ALPHA FIRST AID SUPPLIES | 510003 | Active
002472157 | SUNSCREEN PREPARATION | Ego Sunsense; 50ml; Roll On; SPF 50+ 4hr water resistant; Non-greasy; reef safe | ALPHAFAS | ALPHA FIRST AID SUPPLIES | 7013 | Active
002472173 | SUNSCREEN PREPARATION | Key Sun Clear Zinc, 50g, SPF 30+, 4hr Water Resistant, Reef Safe | ATOMSUPP | ATOM SUPPLY GROUP P/L | 554109 | Active
002472173 | SUNSCREEN PREPARATION | Key Sun Clear Zinc, 50g, SPF 30+, 4hr Water Resistant, Reef Safe | ATOMSUPP | ATOM SUPPLY GROUP P/L | 546317 | Active
002472173 | SUNSCREEN PREPARATION | Key Sun Clear Zinc, 50g, SPF 30+, 4hr Water Resistant, Reef Safe | ALPHAFAS | ALPHA FIRST AID SUPPLIES | 510000 | Active
002472181 | SUNSCREEN PREPARATION | Ultra Protect;250ml;Trigger spray;SPF 50 4hr water resistant; Contains Oxybenzone | ALPHAFAS | ALPHA FIRST AID SUPPLIES | 510008 | Active
002472199 | SUNSCREEN PREPARATION | Ultra Protect; 100g; SPF 50+ 4hr water resistant; Contains Oxybenzone | ALPHAFAS | ALPHA FIRST AID SUPPLIES | 5101011E | Active
002472199 | SUNSCREEN PREPARATION | Ultra Protect; 100g; SPF 50+ 4hr water resistant; Contains Oxybenzone | ALPHAFAS | ALPHA FIRST AID SUPPLIES | 510011 | Active
000477623 | SPLICE,CONDUCTOR | Preformed, FT, 3/2.75 SC/GZ, 3/12 Steel, Colour Code White (P30) (scm) | PLP | PREFORMED LINE PRODUCTS (AUST) | GFS-055 | Active
000481922 | TERMINATION,PREFORMED | FT, Double Insulated Service Fitting for PVC Cu, 7/1.35 2, 3 & 4 Core, 7/1.75 2 Core, Colour Code Red (P25) | TECONN | TE CONNECTIVITY LTD | FDD1400-5N | Active
000481922 | TERMINATION,PREFORMED | FT, Double Insulated Service Fitting for PVC Cu, 7/1.35 2, 3 & 4 Core, 7/1.75 2 Core, Colour Code Red (P25) | PLP | PREFORMED LINE PRODUCTS (AUST) | D-DIS1400N | Active
000481957 | TERMINATION,PREFORMED | FT, Double Insulated Service Fitting for PVC Cu, 7/1.70, 3 & 4 Core, Colour Code Yellow (P25) | PLP | PREFORMED LINE PRODUCTS (AUST) | D-DIS1600N | Active
000482219 | TIE,PREFORMED | Top, Neck Dia 112mm, 19/3.75 AAC, Pluto Armoured, (scm) (P50) | PLP | PREFORMED LINE PRODUCTS (AUST) | AWDT-290A-112T | Active
000482279 | TIE,PREFORMED | Top, Neck Dia 112mm, 3/4/2.50 ACSR 3/4/.093 ACSR (Imp) 6/1/2.50 ACSR Armoured, (scm) (P50) | PLP | PREFORMED LINE PRODUCTS (AUST) | AWDT-140A-112 | Active
000482325 | TIE,PREFORMED | Top, Neck Dia 112mm, 7/3.00 AAC & AAAC 4/3/3.00 ACSR 6/1/3.00, ACSR, Armoured (scm) (P50) | PLP | PREFORMED LINE PRODUCTS (AUST) | AWDT-163A-112 | Active
000482333 | TIE,PREFORMED | Top, Neck Dia 76mm, 7/2.50 AAC & AAAC 3/4/2.50 ACSR 6/1/2.50, ACSR, Armoured (scm) (P150) | PLP | PREFORMED LINE PRODUCTS (AUST) | AWDT-140A-76 | Active
000482376 | TIE,PREFORMED | Top, Neck Dia 76mm, 7/4.75 AAC & AAAC 6/4.75+7/1.60 ACSR, Armoured (scm) | PLP | PREFORMED LINE PRODUCTS (AUST) | AWDT-240A-76 | Active
000482387 | TIE,PREFORMED | Top, Neck Dia 76mm, 7/3.00 AAC & AAAC 4/3/3.00 ACSR 6/1/3.00, ACSR, Unarmoured (scm) | PLP | PREFORMED LINE PRODUCTS (AUST) | AWDT-090-76 | Active
000482388 | TIE,PREFORMED | Top, Neck Dia 76mm, 7/3.75 AAC & AAAC 6/1/3.75 ACSR 6/1/.161, ACSR/GZ (Imp) Unarmoured, (scm) (P50) | PLP | PREFORMED LINE PRODUCTS (AUST) | AWDT-113-76 | Active
000482390 | TIE,PREFORMED | Top, Neck Dia 112mm, 7/3.75 AAC Unarmoured, (scm) (P50) | TECONN | TE CONNECTIVITY LTD | TT-1031/112P | Active
000482390 | TIE,PREFORMED | Top, Neck Dia 112mm, 7/3.75 AAC Unarmoured, (scm) (P50) | PLP | PREFORMED LINE PRODUCTS (AUST) | AWDT-113-112 | Active
000482392 | TIE,PREFORMED | Top, Neck Dia 112mm, 3/2.75 SC/AC Armoured, (scm) (P50) | PLP | PREFORMED LINE PRODUCTS (AUST) | AWDT-102A-112 | Active
000711614 | GUARD | Earth HV SWER, 3m Lg, 1x 3m Length of 20mm Galv Screwed Conduit Covered with 20mm PVC Black Flexible Conduit (P10) (scm) | TYCOELEC | TYCO ELECTRONICS | EG300020 | Active
000711614 | GUARD | Earth HV SWER, 3m Lg, 1x 3m Length of 20mm Galv Screwed Conduit Covered with 20mm PVC Black Flexible Conduit (P10) (scm) | RMSRVR | RMS (RIVERSLEIGH MANAGEMENT SERVICES) | 711614 | Active
000711614 | GUARD | Earth HV SWER, 3m Lg, 1x 3m Length of 20mm Galv Screwed Conduit Covered with 20mm PVC Black Flexible Conduit (P10) (scm) | PLP | PREFORMED LINE PRODUCTS (AUST) | D-EG300020 | Active
001001142 | TERMINAL,LUG | Compression, Cu, 6mm2, M8 Bolt Hole, Hex Die A/F 4.4mm (P100) | TECONN | TE CONNECTIVITY LTD | CG6M8/100 | Active
001001142 | TERMINAL,LUG | Compression, Cu, 6mm2, M8 Bolt Hole, Hex Die A/F 4.4mm (P100) | TYCOELEC | TYCO ELECTRONICS | H1405A/100 | Active
001090395 | TERMINAL,LUG | Compression, Cu, 35mm2, M10 Bolt Hole, Hex Die A/F 9.2mm (P50) (scm) | TECONN | TE CONNECTIVITY LTD | CG35M10/50 | Active
001090395 | TERMINAL,LUG | Compression, Cu, 35mm2, M10 Bolt Hole, Hex Die A/F 9.2mm (P50) (scm) | LEGEND | LEGEND POWER SYSTEMS | CAL35-10 | Active
001090395 | TERMINAL,LUG | Compression, Cu, 35mm2, M10 Bolt Hole, Hex Die A/F 9.2mm (P50) (scm) | TYCOELEC | TYCO ELECTRONICS | H1368/50 | Active
001090397 | TERMINAL,LUG | Compression, Cu, 25mm2, M12 Bolt Hole, Hex Die A/F 7.7mm (P50) (scm) | TECONN | TE CONNECTIVITY LTD | CG25M12/50 | Active
001090397 | TERMINAL,LUG | Compression, Cu, 25mm2, M12 Bolt Hole, Hex Die A/F 7.7mm (P50) (scm) | LEGEND | LEGEND POWER SYSTEMS | CAL25-12 | Active
001090397 | TERMINAL,LUG | Compression, Cu, 25mm2, M12 Bolt Hole, Hex Die A/F 7.7mm (P50) (scm) | TYCOELEC | TYCO ELECTRONICS | H1416B/50 | Active
001090404 | TERMINAL,LUG | Compression, Cu, 70mm2, M12 Bolt Hole, Hex Die A/F 11.5mm, ETS 01-09-23 (P25) (scm) | LEGEND | LEGEND POWER SYSTEMS | CAL70-12 | Active
001090404 | TERMINAL,LUG | Compression, Cu, 70mm2, M12 Bolt Hole, Hex Die A/F 11.5mm, ETS 01-09-23 (P25) (scm) | TECONN | TE CONNECTIVITY LTD | CG70M12/25 | Active
001090404 | TERMINAL,LUG | Compression, Cu, 70mm2, M12 Bolt Hole, Hex Die A/F 11.5mm, ETS 01-09-23 (P25) (scm) | TYCOELEC | TYCO ELECTRONICS | H1423/25 | Active
001090425 | TERMINAL,LUG | Compression, Cu, 150mm2, M12 Bolt Hole, Hex Die A/F 18.3mm (P25) (scm) | TYCOELEC | TYCO ELECTRONICS | H1384/20 | Active
001090441 | TERMINAL,LUG | Compression, Cu, 185mm2, M16 Bolt Hole, Hex Die A/F 20.0mm (P20) (scm) | TECONN | TE CONNECTIVITY LTD | CG185M16/20 | Active
001090441 | TERMINAL,LUG | Compression, Cu, 185mm2, M16 Bolt Hole, Hex Die A/F 20.0mm (P20) (scm) | TYCOELEC | TYCO ELECTRONICS | H1388/20 | Active
002080128 | TERMINATION,PREFORMED | FT , 7/.110 AAC (Ladybird) Colour Code Red (P50) | DULMISON | DULMISON (AUST) PTY LTD | ADE0790E | Active
002080136 | TERMINATION,PREFORMED | FT, 7/3.40 AAC, 7/.134 AAC "Fly" (Imp) Colour Code Purple (P40) | TECONN | TE CONNECTIVITY LTD | FAD1015-1050-6 | Active
002080136 | TERMINATION,PREFORMED | FT, 7/3.40 AAC, 7/.134 AAC "Fly" (Imp) Colour Code Purple (P40) | PLP | PREFORMED LINE PRODUCTS (AUST) | AFG102CL | Active
002080144 | TERMINATION,PREFORMED | FT, 19/3.25 AAC & AAAC Colour Code Orange (P15) | PLP | PREFORMED LINE PRODUCTS (AUST) | AFG-163-CL | Active
002408946 | BRACKET,MOUNTING | Fall Arrest, Galv Steel, Stamp with IIN 2408946, EE Dwg ES000783-01 EE Dwg 907224-07 | ISM | ISM MANUFACTURING PTY LTD | ERGON-907224-07 | Active
002409605 | BRACKET,MOUNTING | Bridging Insulator, Galv Steel, Stamp with "IIN 2409605", EE Dwg 917964-03 item 94 | ISM | ISM MANUFACTURING PTY LTD | ERGON-917964-03-94 | Active
002423465 | BRACKET,MOUNTING | Cast Steel Stay, Dwg 944567-01 | THEWMCCA | TMAC THEW & MCCANN GROUP | SB-GS3 | Active
002426880 | BRACKET,MOUNTING | OPGW Mounting Bracket, suit Coiling, 11.4mm & 14.0mm OPGW (scm) | OPTICAL | OPTICAL FIBRE SYSTEMS PTY LTD | OFS-1080-18-02 | Active
R2458693 | METER,WATTHOUR | REFURBISHED, Prog Id 9137, Mk7A, 2 Element, 1Ph, 2 Wire, 240V, 10-100A, Class 1, Bottom Connect, 1 Rate, Undercover Comms Capable, for SAM3S | EDMI | EDMI PTY LTD | 7A11-A344-29F2117L02-6010 | Active
002482131 | PUTTY | Bicaseal, Solid Setting Resin Putty, Two-part Mix, Red Resin Base & Off-White Activator, 2 Sticks Individually Wrapped | PRYSMIAN | PRYSMIAN POWER CABLES & SYSTEMS AUST | 102304 | Active
000008951 | TAPE,MEASURING | 8m Lg, 25mm W, Steel, Enamel Coated | ATOMSUPP | ATOM SUPPLY GROUP P/L | 8 M/26 FT | Active
000008951 | TAPE,MEASURING | 8m Lg, 25mm W, Steel, Enamel Coated | ATOMSUPP | ATOM SUPPLY GROUP P/L | 30006719 | Active
000017084 | GLOVES,ELECTRICAL WORKER'S | Electrical Rubber 1000V, Working Class 0, Size 8 Yellow | BALMORAL | BALMORAL ENGINEERING PTY LTD | RIG014YS8 | Active
000017149 | BODY POWDER | Curash Baby Powder, 100g Bottle, for use with Insulating Gloves, Do Not use on Broken Skin | ALPHAFAS | ALPHA FIRST AID SUPPLIES | 99256 | Active
000017149 | BODY POWDER | Curash Baby Powder, 100g Bottle, for use with Insulating Gloves, Do Not use on Broken Skin | ATOMSUPP | ATOM SUPPLY GROUP P/L | 236726 | Active
000017149 | BODY POWDER | Curash Baby Powder, 100g Bottle, for use with Insulating Gloves, Do Not use on Broken Skin | BLKWOODJ | J BLACKWOOD & SONS LIMITED | 02311599 | Active
000018468 | DISPENSER,HAND CLEANER | Vario Type; Wall MTG; u/w Stockhausen Products, stock codes 16138,16139 and 16140; | ATOMSUPP | ATOM SUPPLY GROUP P/L | 9012022 | Active
000018468 | DISPENSER,HAND CLEANER | Vario Type; Wall MTG; u/w Stockhausen Products, stock codes 16138,16139 and 16140; | ATOMSUPP | ATOM SUPPLY GROUP P/L | 110590 | Active
000018468 | DISPENSER,HAND CLEANER | Vario Type; Wall MTG; u/w Stockhausen Products, stock codes 16138,16139 and 16140; | ATOMSUPP | ATOM SUPPLY GROUP P/L | HVY2LDP | Active
000021862 | SLING,RESCUE EQUIPMENT | Fluoro Yellow, 25mm x 1.2m Lg Round Sling, for Transformer Access Kit | HGHTDYNM | HEIGHT DYNAMICS | HD R32KN 1200 ENE | Active
000021862 | SLING,RESCUE EQUIPMENT | Fluoro Yellow, 25mm x 1.2m Lg Round Sling, for Transformer Access Kit | HGHTDYNM | HEIGHT DYNAMICS | R32KN 1200 ENE | Active
000022105 | SUNSCREEN PREPARATION | Key Sun Clear Zinke, SPF 30+ or SPF 50+, Broad Spectrum UVA/UVB, 200g Tube, 4hrs Water Resistant, Reef Safe | ATOMSUPP | ATOM SUPPLY GROUP P/L | 554111 | Active
000022105 | SUNSCREEN PREPARATION | Key Sun Clear Zinke, SPF 30+ or SPF 50+, Broad Spectrum UVA/UVB, 200g Tube, 4hrs Water Resistant, Reef Safe | ATOMSUPP | ATOM SUPPLY GROUP P/L | MB120 | Active
000022105 | SUNSCREEN PREPARATION | Key Sun Clear Zinke, SPF 30+ or SPF 50+, Broad Spectrum UVA/UVB, 200g Tube, 4hrs Water Resistant, Reef Safe | ATOMSUPP | ATOM SUPPLY GROUP P/L | 539283 | Active
000022105 | SUNSCREEN PREPARATION | Key Sun Clear Zinke, SPF 30+ or SPF 50+, Broad Spectrum UVA/UVB, 200g Tube, 4hrs Water Resistant, Reef Safe | ATOMSUPP | ATOM SUPPLY GROUP P/L | 31120015 | Active
000022105 | SUNSCREEN PREPARATION | Key Sun Clear Zinke, SPF 30+ or SPF 50+, Broad Spectrum UVA/UVB, 200g Tube, 4hrs Water Resistant, Reef Safe | ALPHAFAS | ALPHA FIRST AID SUPPLIES | 510010 | Active
000022273 | CHARGER,BATTERY | 14.4 V;5.6 AMP AC;230 V;50-60 HZ;SUITS RECHARGEABLE BATTERIES;U/W IZUMI TOOLS,14.4 V NICD & NIHM, LITHIUM ONLY; U/W RECHARGEABLE BATTERY SC21315 (NIMH & | IZUMI | IZUMI PRODUCTS (MANUFACTURER) | CH100 | Active
000022273 | CHARGER,BATTERY | 14.4 V;5.6 AMP AC;230 V;50-60 HZ;SUITS RECHARGEABLE BATTERIES;U/W IZUMI TOOLS,14.4 V NICD & NIHM, LITHIUM ONLY; U/W RECHARGEABLE BATTERY SC21315 (NIMH & | SPECFORC | SPECIALISED FORCE PTY LTD | CH-120 | Active
000022887 | PROBE-LEAD ASSEMBLY,TEST | Red Lead, Silicon, 400mm Lg, 1.5mm2 Double Insulated, 4mm Female Fixed End & 4mm Male Retractable End, Cat III 300V, suit Adaptor for PM 45 Leads for Test | HYLEC | HYLEC ENERGY SOLUTIONS | 2063/2513-40-R | Active
000022887 | PROBE-LEAD ASSEMBLY,TEST | Red Lead, Silicon, 400mm Lg, 1.5mm2 Double Insulated, 4mm Female Fixed End & 4mm Male Retractable End, Cat III 300V, suit Adaptor for PM 45 Leads for Test | PTE | PACIFIC TEST EQUIPMENT PTY LTD | 2063/2513-40-R | Active
000023316 | HARNESS,SAFETY,INDUSTRIAL | Style G, Size Small, Full Body, Fall Arrest, Light Weight Webbing, for Steel Towers, Ladders & Platforms, ETS RSE01 | HGHTDYNM | HEIGHT DYNAMICS | FERNO VHI TOW5 - S | Active
000023316 | HARNESS,SAFETY,INDUSTRIAL | Style G, Size Small, Full Body, Fall Arrest, Light Weight Webbing, for Steel Towers, Ladders & Platforms, ETS RSE01 | HGHTDYNM | HEIGHT DYNAMICS | VHI TOW5-S | Active
000023952 | WRENCH/DRILL,IMPACT,BATTERY | Milwaukee 18V, M18 Fuel, 7/16" Hex High Impact Drill, Hi-Torq | MILWAUKE | MILWAUKEE POWER TOOLS | M18ONEFHIWH7160 | Active
000023952 | WRENCH/DRILL,IMPACT,BATTERY | Milwaukee 18V, M18 Fuel, 7/16" Hex High Impact Drill, Hi-Torq | C&LTOOL | C&L TOOL CENTRE | MILWTM18ONEFHIWF716-0 | Active
000024067 | SHOE,SAFETY,LADDER | Step ladder Feet Kit, c/w 1 Foot, Accociated Washers & Rivets, suits Ladamax Step Ladders | LADAMAX | LADAMAX ALUMINIUM PRODUCTS PTY LTD | FSA090 | Active
000024729 | GLOVES | Inner for HV Insulating Gloves, Size S, Nylon Shell with PU Coating | BEAVER | BEAVER BRANDS (MANUFACTURER) | NIMLTLITEBL000S | Active
000024729 | GLOVES | Inner for HV Insulating Gloves, Size S, Nylon Shell with PU Coating | ATOMSUPP | ATOM SUPPLY GROUP P/L | 159038 | Active
002400995 | TERMINAL,LUG | Compression, Cu, 2.5mm2, M6 Bolt Hole (P100) | TYCOELEC | TYCO ELECTRONICS | H1437/100 | Active
002401275 | SLEEVE,COMPRESSION | FT, HDBC, 7/3.50 & 19/0.083" Imp, Hex Die 13.0mm A/F, Cu, Utilux p/n THCS2 (scm) | TYCOELEC | TYCO ELECTRONICS | THCS2/1 | Active
002401290 | CLAMP,ELEC CONDUCTOR,STRAIN | Compression Deadend, suit Banana 6/1/3.75 ACSR c/w Eye Tail, Jumper Lug & Bolts, Hex Die A/F St 7.5mm, Al 18.0mm (scm) | PLP | PREFORMED LINE PRODUCTS (AUST) | CDE-113-AS4-A | Active
002401293 | TERMINATION CONDUCTOR COMPRESSION | FT, Nitrogen, 37/3.00 AAAC c/w Eye Tail, Jumper Lug & Bolts, Die Size 34.5mm, ETS 2005/037/T (STL) (scm) | PLP | PREFORMED LINE PRODUCTS (AUST) | D-HD709E | Active
002401308 | SPLICE,CONDUCTOR | Preformed, FT, 7/2.75 SC/GZ, Colour Code White (P30) | PLP | PREFORMED LINE PRODUCTS (AUST) | GFS-083 | Active
002401312 | SPLICE,CONDUCTOR | Preformed, FT, PICKEREL, ACSR, Splice Assembly, Dwg 060-025-RD (P10) | PLP | PREFORMED LINE PRODUCTS (AUST) | FTS-084-SB | Active
002401750 | GRIP,DEADEND | FT, 19/2.75 HDBC Colour Code White (P10) | TECONN | TE CONNECTIVITY LTD | FCD1320-1375-6 | Active
002401750 | GRIP,DEADEND | FT, 19/2.75 HDBC Colour Code White (P10) | PLP | PREFORMED LINE PRODUCTS (AUST) | CFG-138-CL | Active
002401821 | CLAMP,ELECTRICAL | Bail, Parallel Groove, Al, 4.1-18.8mm Dia Conductor, 1 Eye Stem (scm) | TECONN | TE CONNECTIVITY LTD | LS02/1 | Active
002401821 | CLAMP,ELECTRICAL | Bail, Parallel Groove, Al, 4.1-18.8mm Dia Conductor, 1 Eye Stem (scm) | BRITECH | BRI-TECH PTY LTD | HLSA4002UK | Active
002403225 | CLAMP,SUSPENSION | ABC, 2 x 50mm2 Al, Roller Type c/w Insulating Insert Clamp, to have Roller Attachment Holes (P20) (scm) | PLP | PREFORMED LINE PRODUCTS (AUST) | D-IBSRC250 | Active
002403228 | CLAMP | Saddle, Galv Steel, 0-30 Deg Line Angle, 0-5 Deg Slope Angle c/w Reversable Cap, suit Strained Cu Conductor, 8 - 22mm Dia Fit Clamp Top Post Insulator | TEN | THE ENERGY NETWORK (AUST) PTY LTD | DTSC-89213 | Active
002403228 | CLAMP | Saddle, Galv Steel, 0-30 Deg Line Angle, 0-5 Deg Slope Angle c/w Reversable Cap, suit Strained Cu Conductor, 8 - 22mm Dia Fit Clamp Top Post Insulator | TYCOELEC | TYCO ELECTRONICS | IC-47102 | Active
002403506 | SPLICE,CONDUCTOR | Preformed, FT, 7/3.40 AAC, 7/.134 AAC Fly, Imp, Colour Code Purple (P25) | PLP | PREFORMED LINE PRODUCTS (AUST) | AFS-102 | Active
002403508 | SPLICE,CONDUCTOR | Preformed, FT, 19/2.75 SC/GZ, Colour Code White (P10) | PLP | PREFORMED LINE PRODUCTS (AUST) | GFS-138 | Active
002403511 | SLEEVE,COMPRESSION | FT, 50mm2, ABC, Hex Die A/F 17.3mm (P50) (scm) | SICAME | SICAME AUSTRALIA PTY LTD | MJPT50 | Active
000030193 | BRACKET,ANGLE | ST5 Hold Down Bracket, 75mm H, Galv Steel, to secure Cable Supatray | EZYSTRUT | EZYSTRUT CABLE & PIPE SUPPORTS | ET5HDH | Active
000030205 | SETSCREW | M8 x 20mm, Hex, Zinc Plated, suit Unistrut System | EZYSTRUT | EZYSTRUT CABLE & PIPE SUPPORTS | HS820Z | Active
000030213 | NUT,PLAIN,HEX | M10, Zinc Plated, suit Unistrut System | EZYSTRUT | EZYSTRUT CABLE & PIPE SUPPORTS | HN10Z | Active
000030248 | NUT,PLAIN,GANG CHANNEL | M16, S/Steel c/w Spring, suit P3300 & P4000 Unistrut System | UNISTRUT | UNISTRUT AUSTRALIA (MANUFACTURER) | P4012SS | Active
000030249 | NUT,PLAIN,GANG CHANNEL | M6, S/Steel, w/o Spring, suit Unistrut System | EZYSTRUT | EZYSTRUT CABLE & PIPE SUPPORTS | E3006S | Active
000030250 | NUT,PLAIN,GANG CHANNEL | M8, S/Steel, w/o Spring, suit Unistrut System | EZYSTRUT | EZYSTRUT CABLE & PIPE SUPPORTS | E3007S | Active
000030251 | NUT,PLAIN,GANG CHANNEL | M10, S/Steel, w/o Spring, suit Unistrut System | EZYSTRUT | EZYSTRUT CABLE & PIPE SUPPORTS | E3008S | Active
000030252 | NUT,PLAIN,GANG CHANNEL | M12, S/Steel, w/o Spring, suit Unistrut System | EZYSTRUT | EZYSTRUT CABLE & PIPE SUPPORTS | E3010S | Active
000030253 | RACEWAY,NONMETALLIC | Slotted Duct, 2m Lg, 40 x 60mm, PVC, Grey, for Electrical Cable (P24) | LEGRAND | LEGRAND AUSTRALIA (MANUFACTURER) | 6361-07 | Active
000030254 | RACEWAY,NONMETALLIC | Slotted Duct, 2m Lg, 100 x 80mm, PVC, Grey, for Electrical Cable (P8) | LEGRAND | LEGRAND AUSTRALIA (MANUFACTURER) | 6361-21 | Active
000030262 | COVER,ACCESS | Unistrut, Standard, 3m Lg, 300mm W Nom, Steel Type 16A | EZYSTRUT | EZYSTRUT CABLE & PIPE SUPPORTS | CFN23003H | Active
000030277 | MOUNTING BASE,TERMINAL BLOCK | Rail Type TS35, Unperforated, 2m Lg, 35 x 7.5mm, 1mm Thk, Galv Steel, TS 35X7.5 2M/ST/ZN | WEIDMLLR | WEIDMULLER (AUST) PTY LTD | 0383400000 | Active
000030279 | MOUNTING BASE,TERMINAL BLOCK | Rail Type TS35, Unperforated, 2m Lg, 35 x 7.5mm, 1mm Thk, S/Steel, TS 35X7.5 2M/CRN | WEIDMLLR | WEIDMULLER (AUST) PTY LTD | 1747350000 | Active
000030280 | MOUNTING BASE,TERMINAL BLOCK | Rail Type TS35, Slotted Holes 25 x 5.2mm 2m Lg, 35 x 7.5mm, 1mm Thk, Galv Steel, TS 35X7.5/LL 2M/ST/ZN | WEIDMLLR | WEIDMULLER (AUST) PTY LTD | 0514500000 | Active
000030295 | TERMINAL BLOCK | SAKC 10 2STB, 10mm2 Rated Cross-section, KrG, Medium Yellow, Screw Connection, Direct Mounting, Disconnect & Modular Disconnect Term, Test Link CT, G Rail | WEIDMLLR | WEIDMULLER (AUST) PTY LTD | 0324120000 | Active
000030313 | JUMPER BAR,TERMINAL BLOCK | Type JB5-3, 5.2mm Spacing, 3 Pole, Orange, Plug-in, Screwless Mounting, IP20, Terminal Block Accessory | ABBAUST | ABB AUSTRALIA PTY LTD | 1SNK 905 303 R0000 | Active
002481802 | ROD,EARTH | 1400 x 12.7mm Dia, ETS 01-08-01 Item 1 | PLP | PREFORMED LINE PRODUCTS (AUST) | CBE-127-1400 | Active
000022983 | SLING,ENDLESS | Synthetic Endless Round, 2m Lg, 6 Tonne, c/w 1.6m Lg Sleeve, 100mm Web Kooper Cover, for Lifter Borer Only | AMPLITUD | AMPLITUDE PTY LTD (396777) | 900620 | Active
000021671 | SLING,ENDLESS | Synthetic Endless Round, c/w Protective Sleeve Over WLL Tag, 3m, 2 Tonne Capacity | AMPLITUD | AMPLITUDE PTY LTD (396777) | 900230 | Active
000022988 | SLING,ENDLESS | Synthetic Endless Round, 700mm Lg, c/w Protective Sleeve Over WLL Tag, 2 Tonne, Green Colour to Identify WLL | AMPLITUD | AMPLITUDE PTY LTD (396777) | 900207 | Active
002480895 | TERMINAL BLOCK | PT 2.5-MT-Quattro, Knife Disconnect Test Terminal, Grey, 400V, 20A, 84 x 5mm, 35mm DIN Rail Mtg, Clip-on, 0.5-4mm Cond Size | PHOENIX | PHOENIX CONTACT PTY LTD | 3210172 | Active
001837608 | CLEANING COMPOUND,OPTICAL LENS | Uvex Clear Lens Cleaning Station c/w Lens Cleaning Solution (p/n 1009) & Lens Cleaning Tissues (p/n 1008) | BLKWOODJ | J BLACKWOOD & SONS LIMITED | 00526949 | Active
001837608 | CLEANING COMPOUND,OPTICAL LENS | Uvex Clear Lens Cleaning Station c/w Lens Cleaning Solution (p/n 1009) & Lens Cleaning Tissues (p/n 1008) | BLKWOODJ | J BLACKWOOD & SONS LIMITED | 00526966 | Active
001841564 | STRAP,CHIN | Elastic Suit Helmets, Cat # HX-CS40 | BLKWOODJ | J BLACKWOOD & SONS LIMITED | 03977509 | Active
001898663 | WRENCH,RATCHET | Single Ended, Reversible, Dual Size, 32mm & 36mm A/F Hex Sockets, Cushioned Grip Handle | LEGEND | LEGEND POWER SYSTEMS | MSS-RRP-3236 | Active
001898663 | WRENCH,RATCHET | Single Ended, Reversible, Dual Size, 32mm & 36mm A/F Hex Sockets, Cushioned Grip Handle | WARBTOOL | WARBY TOOLS | SRRNG3236 | Active
002405048 | WRENCH,SPANNER | Turret, T-Bar to Suit "D" Head Holding Down Bolts | LEGEND | LEGEND POWER SYSTEMS | DB-TBSS | Active
002405048 | WRENCH,SPANNER | Turret, T-Bar to Suit "D" Head Holding Down Bolts | CABLEACC | CABLE ACCESSORIES (AUST) | DBTBSS | Active
002408243 | TOOL KIT,CABLE CUTTING | c/w Hyrdaulic Cutter (IIN2408227), 6.0m Non Conductive Hose (IIN2408219) & Hose Storage Bag (IIN2408235) | LEGEND | LEGEND POWER SYSTEMS | MSS-S100-RH-KIT | Active
002429686 | CRIMPING TOOL,HYDRAULIC | Low Pressure, 12 Tonne, used for Crimping Lugs & Splices on Electrical Conductors | LEGEND | LEGEND POWER SYSTEMS | MSS-LPHC-750-C | Active
002443182 | LEGGINGS,SNAKE GUARD | Snakeprotex Chaps, Poly, Size M, to fit Calf Circ up to 45cm, Knee to Ankle, Lower Leg Protection from Potential Snake Bites | BLKWOODJ | J BLACKWOOD & SONS LIMITED | 00214357 | Active
002443182 | LEGGINGS,SNAKE GUARD | Snakeprotex Chaps, Poly, Size M, to fit Calf Circ up to 45cm, Knee to Ankle, Lower Leg Protection from Potential Snake Bites | SNAKEPRT | SNAKEPROTEX | SPX-M | Active
002451482 | GOGGLES,INDUSTRIAL | Safety, Plastic Frame, Clear Lens c/w Detachable Face Shield | BLKWOODJ | J BLACKWOOD & SONS LIMITED | 06845074 | Active
002428878 | HAND STICK,INSULATED | Hoist Link Stick, Insulation 450mm Lg, Stick 32mm Dia | TEN | THE ENERGY NETWORK (AUST) PTY LTD | C400-2399 | Active
002428878 | HAND STICK,INSULATED | Hoist Link Stick, Insulation 450mm Lg, Stick 32mm Dia | CHANCE | CHANCE (MANUFACTURER) | C400-2399 | Active
002428928 | HAND STICK,INSULATED | Spiral Link Stick, Insulation 1200mm Lg, Stick 25mm Dia | TEN | THE ENERGY NETWORK (AUST) PTY LTD | 3483 | Active
002428928 | HAND STICK,INSULATED | Spiral Link Stick, Insulation 1200mm Lg, Stick 25mm Dia | BRITECH | BRI-TECH PTY LTD | PSC4000812007 | Active
002428993 | HAND GUARD,HOT STICK | Natural Nylon, 1-1/4" Dia, (32mm) 2 Piece, White Colour | TEN | THE ENERGY NETWORK (AUST) PTY LTD | C403-0799 | Active
002428993 | HAND GUARD,HOT STICK | Natural Nylon, 1-1/4" Dia, (32mm) 2 Piece, White Colour | CHANCE | CHANCE (MANUFACTURER) | C403-0799 | Active
002429116 | INSULATOR,ROPE | Rope Inline Insulator, 12 x 380mm (1/2" x 15") | TEN | THE ENERGY NETWORK (AUST) PTY LTD | E400-1571P | Active
002429116 | INSULATOR,ROPE | Rope Inline Insulator, 12 x 380mm (1/2" x 15") | CHANCE | CHANCE (MANUFACTURER) | E400-1571P | Active
002429116 | INSULATOR,ROPE | Rope Inline Insulator, 12 x 380mm (1/2" x 15") | HASTINGS | HASTINGS (MANUFACTURER) | 4004-1 | Active
002429330 | TESTER,CABLE IDENTIFICATION | Cable Core Identifier c/w Diode & Leads, Used for the Identification of Cores in De-energised Underground Cable | TEN | THE ENERGY NETWORK (AUST) PTY LTD | CCI-09 | Active
002429330 | TESTER,CABLE IDENTIFICATION | Cable Core Identifier c/w Diode & Leads, Used for the Identification of Cores in De-energised Underground Cable | TEN | THE ENERGY NETWORK (AUST) PTY LTD | CCI-11 | Active
002429637 | INSTALL & REMOVAL TOOL,FUSE | Fuse Cup, Universal Holder, Fibreglass Reinforced for Installation & Removal of EDO's | TEN | THE ENERGY NETWORK (AUST) PTY LTD | A10-094DNOB | Active
002429637 | INSTALL & REMOVAL TOOL,FUSE | Fuse Cup, Universal Holder, Fibreglass Reinforced for Installation & Removal of EDO's | HASTINGS | HASTINGS (MANUFACTURER) | A10-094DNOB | Active
002430429 | CLAMP,ELECTRICAL | Insulating Blanket Peg, 25mm Spring Clamp, Quick Grip, Blue, HD Nylon | TEN | THE ENERGY NETWORK (AUST) PTY LTD | PEG58100 | Active
002430544 | CLIP,ELECTRICAL | Elephant, 4m Safety Connection, 1000V, Cat III, Red & Black, Fit up to 32mm Dia Conductor (scm) | RTE | RAPID-TECH EQUIPMENT PTY LTD | 5066-IEC-RN | Phasing
002430544 | CLIP,ELECTRICAL | Elephant, 4m Safety Connection, 1000V, Cat III, Red & Black, Fit up to 32mm Dia Conductor (scm) | HYLEC | HYLEC ENERGY SOLUTIONS | 5066-IEC-RN | Phasing
002430551 | PROBE,TELESCOPIC | Extends 49cm to 85cm, SS tip; 4mm plug for test lead Cat III, 1000V (scm) | HYLEC | HYLEC ENERGY SOLUTIONS | PERCHTELESCREWSSD2 | Active
002430551 | PROBE,TELESCOPIC | Extends 49cm to 85cm, SS tip; 4mm plug for test lead Cat III, 1000V (scm) | MADISON | MADISON TECHNOLOGIES PTY LTD | PERCHTELESCREW SSD2 | Active
002430601 | INSULATION SLEEVING,ELECTRICAL | Heat Shrink Tubing, c/w Sealant (MOQ 10) | SICAME | SICAME AUSTRALIA PTY LTD | HS-ITCSN-1100-48A150 | Active
002432227 | CUTTER,CABLE,HAND OPERATED | Ratchet suitable for Cu & AL Conductors (Multi-purpose cutter) 52mm dia | TEN | THE ENERGY NETWORK (AUST) PTY LTD | K1062 | Active
002432227 | CUTTER,CABLE,HAND OPERATED | Ratchet suitable for Cu & AL Conductors (Multi-purpose cutter) 52mm dia | KLAUKE | KLAUKE (MANUFACTURER) | K1062 | Active
002433522 | ELECTRONIC,PHASING DEVICE | Wireless Phasing Device, 11 - 132kV, Outdoor Kit w/Case | SIBILLE | SIBILLE FAMECA ELECTRIC (MANUFACTURER) | TAG501011132 | Active
002433522 | ELECTRONIC,PHASING DEVICE | Wireless Phasing Device, 11 - 132kV, Outdoor Kit w/Case | HYLEC | HYLEC ENERGY SOLUTIONS | TAG501011132 | Active
002433639 | PROVING UNIT | 220V Meter Tester, 208V-225VAC, 50Hz Nom, -10DegC to 40DegC at Max 90% RH, IP55, uses 8 x AA 1.5V Batteries, for Digital Multimeters & Test Pencils | RTE | RAPID-TECH EQUIPMENT PTY LTD | TES-PU-113 | Active
002433639 | PROVING UNIT | 220V Meter Tester, 208V-225VAC, 50Hz Nom, -10DegC to 40DegC at Max 90% RH, IP55, uses 8 x AA 1.5V Batteries, for Digital Multimeters & Test Pencils | MADISON | MADISON TECHNOLOGIES PTY LTD | TES-PU-113 | Active
002434561 | PORTABLE EARTHING DEVICE | O/H Line, 3 Ph Short Circuiting Assy, 2.5m Al Leads c/w Shotgun Ring, Screw Type Line Clamps & Earthing Cable Assy, 15m Al Lead, min 6kA/1 Sec Rating, | THEWMCCA | TMAC THEW & MCCANN GROUP | 2434561 | Active
002434561 | PORTABLE EARTHING DEVICE | O/H Line, 3 Ph Short Circuiting Assy, 2.5m Al Leads c/w Shotgun Ring, Screw Type Line Clamps & Earthing Cable Assy, 15m Al Lead, min 6kA/1 Sec Rating, | THEWMCCA | TMAC THEW & MCCANN GROUP | TM00819 | Active
002434629 | STAND,POLE | Al Flat Stack, 4T SWL, 800mm H, Folding Leg, 13kg | TEN | THE ENERGY NETWORK (AUST) PTY LTD | PS-AF-4T-L | Active
000015866 | CLOTH,CLEANING | Wipers, Replace-a-rag; 245mm x 70m industrial use, Blue 4194 (P4) | ATOMSUPP | ATOM SUPPLY GROUP P/L | 90618015 | Active
000024749 | SEARCHLIGHT | Milwaukee, M18 LED Serach Light, 18V, 4-Mode Output Spot, Flood, Spot/Flood & Strobe, IP54, Skin Only | MILWAUKE | MILWAUKEE POWER TOOLS | M18SLED-0 | Active
000024749 | SEARCHLIGHT | Milwaukee, M18 LED Serach Light, 18V, 4-Mode Output Spot, Flood, Spot/Flood & Strobe, IP54, Skin Only | C&LTOOL | C&L TOOL CENTRE | MILWTM18SLED-0 | Active
000024785 | GLOVES,PROTECTIVE | MaxiCut 5 Ultra, Size 11, Micro-Foam Nitrile Coated, Cut & Punture Resistant | ATOMSUPP | ATOM SUPPLY GROUP P/L | 30000272 | Active
000024785 | GLOVES,PROTECTIVE | MaxiCut 5 Ultra, Size 11, Micro-Foam Nitrile Coated, Cut & Punture Resistant | ATG | ATG INTELLIGENT GLOVE SOLUTIONS | 44-3745 11 | Active
000024794 | GLOVES,PROTECTIVE | MaxiDry GP, Size 9, Neoprene Non-Slip, Fully Coated Gauntlet, Shortcuff, for handling Chemicals like Solvents, Acids, Hydrocarbons, Oil, Grease, Organic | ATOMSUPP | ATOM SUPPLY GROUP P/L | 30001059 | Active
000024794 | GLOVES,PROTECTIVE | MaxiDry GP, Size 9, Neoprene Non-Slip, Fully Coated Gauntlet, Shortcuff, for handling Chemicals like Solvents, Acids, Hydrocarbons, Oil, Grease, Organic | ATG | ATG INTELLIGENT GLOVE SOLUTIONS | 56-426-9 | Active
000024891 | ADAPTER,SOCKET WRENCH | Impact, 1/2" Square Drive to 7/16 Hex Drive, Milwaukee | C&LTOOL | C&L TOOL CENTRE | ACT69112A14 | Active
000024891 | ADAPTER,SOCKET WRENCH | Impact, 1/2" Square Drive to 7/16 Hex Drive, Milwaukee | C&LTOOL | C&L TOOL CENTRE | MILWA48660061 | Active
000024891 | ADAPTER,SOCKET WRENCH | Impact, 1/2" Square Drive to 7/16 Hex Drive, Milwaukee | MILWAUKE | MILWAUKEE POWER TOOLS | 48660061 | Active
000024984 | WRENCH,IMPACT | Milwaukee, Ratchet, 12V, 3/8" Drive, 47Nm Torque, c/w Built-in LED Light & On-board Fuel Gauge, Skin only | C&LTOOL | C&L TOOL CENTRE | MILWTM12IR-0 | Active
000024984 | WRENCH,IMPACT | Milwaukee, Ratchet, 12V, 3/8" Drive, 47Nm Torque, c/w Built-in LED Light & On-board Fuel Gauge, Skin only | MILWAUKE | MILWAUKEE POWER TOOLS | M12IR-0 | Active
000105447 | DIE,COMPRESSION | Hex Crimp, 12T, Engraved 22.0mm A/F Al | TECONN | TE CONNECTIVITY LTD | 38-220AL/1 | Active
000105447 | DIE,COMPRESSION | Hex Crimp, 12T, Engraved 22.0mm A/F Al | TEN | THE ENERGY NETWORK (AUST) PTY LTD | K12-A150-185 | Active
001803239 | BAG,TOOL | Line Persons Canvas, EE Dwg A-1091A3 | TEN | THE ENERGY NETWORK (AUST) PTY LTD | TENM201 | Active
001837495 | GLOVE SHELLS,ELECTRICAL WORKERS | Outer Protector, Class 0 & 00, Size 8, Insulating | BALMORAL | BALMORAL ENGINEERING PTY LTD | OUTLVGS8 | Active
001837495 | GLOVE SHELLS,ELECTRICAL WORKERS | Outer Protector, Class 0 & 00, Size 8, Insulating | TEN | THE ENERGY NETWORK (AUST) PTY LTD | KLP-LV-8 | Active
001837495 | GLOVE SHELLS,ELECTRICAL WORKERS | Outer Protector, Class 0 & 00, Size 8, Insulating | SILGLEN | SILGLEN SERVICES PTY LTD | 0019/8 | Active
001837495 | GLOVE SHELLS,ELECTRICAL WORKERS | Outer Protector, Class 0 & 00, Size 8, Insulating | ANSELL | ANSELL LTD | OUTLVGS8 | Active
002406242 | FUSEHOLDER,BASE & CARRIER | 440V AC, SC32P, 32A, Back Wired to 2 Studs, Black, suit NS Fuse Links (P5) | FUSECO | FUSECO POWER SOLUTIONS PTY LTD | FB32P | Active
002406242 | FUSEHOLDER,BASE & CARRIER | 440V AC, SC32P, 32A, Back Wired to 2 Studs, Black, suit NS Fuse Links (P5) | IPDGROUP | IPD GROUP LIMITED | SC32P | Active
002407071 | PROBE-LEAD ASSEMBLY,TEST | Set, to suit Test Instrument to IEC 61010-031, Comprising Red & Black Lead, Probe, Type A Probes c/w Crocodile Clips Fused at 10A, 50kA, Rated & Labelled at | PTE | PACIFIC TEST EQUIPMENT PTY LTD | PTE-067 | Active
002407071 | PROBE-LEAD ASSEMBLY,TEST | Set, to suit Test Instrument to IEC 61010-031, Comprising Red & Black Lead, Probe, Type A Probes c/w Crocodile Clips Fused at 10A, 50kA, Rated & Labelled at | PTE | PACIFIC TEST EQUIPMENT PTY LTD | 4940-10A-600V150-R/N | Active
002418762 | GLOVES,PROTECTIVE | Mechanical Protection, Size 8, Rating 5 for Cut Protection, Knitted Material c/w Protective Coating on Palms & Fingers | HYLEC | HYLEC ENERGY SOLUTIONS | 80813-8 | Active
002418762 | GLOVES,PROTECTIVE | Mechanical Protection, Size 8, Rating 5 for Cut Protection, Knitted Material c/w Protective Coating on Palms & Fingers | BALMORAL | BALMORAL ENGINEERING PTY LTD | PFLEX-8 | Active
002418796 | GLOVES,PROTECTIVE | Mechanical Protection, Size 11, Rating 5 for Cut Protection, Knitted Material c/w Protective Coating on Palms & Fingers | HYLEC | HYLEC ENERGY SOLUTIONS | 80813-11 | Active
002418796 | GLOVES,PROTECTIVE | Mechanical Protection, Size 11, Rating 5 for Cut Protection, Knitted Material c/w Protective Coating on Palms & Fingers | BALMORAL | BALMORAL ENGINEERING PTY LTD | PFLEX-11 | Active
002421469 | DIE,COMPRESSION | Hex Crimp, 12T, Engraved 9.5mm A/F Steel (scm) | TEN | THE ENERGY NETWORK (AUST) PTY LTD | K12-09.5-ST | Active
002421469 | DIE,COMPRESSION | Hex Crimp, 12T, Engraved 9.5mm A/F Steel (scm) | TEN | THE ENERGY NETWORK (AUST) PTY LTD | K12-ST9.5 | Active
000003880 | INVERTER,POWER,STATIC | 110V DC/240V AC, 1000VA, IRM1296 Inverter, Fan Coolled, in 19" Subrack, ETS EESS-10735-01-0B, 00000015 Item 42 | CENTURY | CENTURY YUASA BATTERIES PTY LTD | 336911 | Active
000003880 | INVERTER,POWER,STATIC | 110V DC/240V AC, 1000VA, IRM1296 Inverter, Fan Coolled, in 19" Subrack, ETS EESS-10735-01-0B, 00000015 Item 42 | LATRONIC | LATRONIC SUNPOWER PTY LTD | IRM1296 | Active
000004006 | PLATE,MOUNTING | Type 3U-3, 19" Rack Mounting Plate 3U, 3 x K&N Switches & Lamps | GMG | GLOBAL MANUFACTURING GROUP | EESS-10257-01 | Active
000004015 | PLATE,BLANKING | Type S1-4U-BL, 19" Rack Blanking Plate 4U, High Size 1 | B&R | B&R ENCLOSURES PTY LTD | XB-586135/37 | Active
000004019 | PLATE,BLANKING | Type S6-4U-BL, 19" Rack Blanking Plate 4U, High Size 6 | B&R | B&R ENCLOSURES PTY LTD | XB-586135/41 | Active
000004153 | DOOR,ACCESS | Mesh Door, Front, suit FA1, 48RU, 800mm | B&R | B&R ENCLOSURES PTY LTD | XB-443926/8 | Active
000004160 | PANEL,ELEC EQUIP | Side Panel, RA3 & RA4, 45U x 600mm | B&R | B&R ENCLOSURES PTY LTD | XB-586135/21 | Active
000023361 | ADAPTOR | Streetlight Base, Connects 4 Bolt Pole to 3 Bolt Ragbolt Foundation, for Minor Road Poles c/w 4 x M20 x 75mm Bolts & 4 x M20 Washers (scm) | INGAL | INGAL EPS | XBPADAPT-E302 | Active
000030321 | MARKER,INSERT | Type MC512PA, Preprinted: 21->30 (x10), Horizontal Card, 5.2mm Spacing, White, Polycarbonate, Terminal Block Accessory | ABBAUST | ABB AUSTRALIA PTY LTD | 1SNK 140 031 R0000 | Active
000030325 | MARKER,INSERT | Type MC512PA, Preprinted: 61->70 (x10), Horizontal Card, 5.2mm Spacing, White, Polycarbonate, Terminal Block Accessory | ABBAUST | ABB AUSTRALIA PTY LTD | 1SNK 140 071 R0000 | Active
000030328 | MARKER,INSERT | Type MC612PA, Preprinted: 21->30 (x10), Horizontal Card, 6.0mm Spacing, White, Polycarbonate, Terminal Block Accessory | ABBAUST | ABB AUSTRALIA PTY LTD | 1SNK 150 031 R0000 | Active
000030341 | MARKER,INSERT | Type MC512PA, Preprinted: 51->60 (x10), Vertical Card, 5.2mm Spacing, White, Polycarbonate, Terminal Block Accessory | ABBAUST | ABB AUSTRALIA PTY LTD | 1SNK 140 062 R0000 | Active
000030343 | MARKER,INSERT | Type MC612PA, Preprinted: 1->10 (x10), Vertical Card, 6.0mm Spacing, White, Polycarbonate, Terminal Block Accessory | ABBAUST | ABB AUSTRALIA PTY LTD | 1SNK 150 012 R0000 | Active
000030347 | MARKER,INSERT | Type MC612PA, Preprinted: 41->50 (x10), Vertical Card, 6.0mm Spacing, White, Polycarbonate, Terminal Block Accessory | ABBAUST | ABB AUSTRALIA PTY LTD | 1SNK 150 052 R0000 | Active
002453066 | STRAP | Sleeve Strap Set, 381mm Lg c/w 2 x Rubber Straps & 4 x Sleeve Buttons, ETS RES13 | REXEL | REXEL AUSTRALIA | S1 | Active
002453066 | STRAP | Sleeve Strap Set, 381mm Lg c/w 2 x Rubber Straps & 4 x Sleeve Buttons, ETS RES13 | SALISBRY | SALISBURY (MANUFACTURER) | S1 | Active
002453066 | STRAP | Sleeve Strap Set, 381mm Lg c/w 2 x Rubber Straps & 4 x Sleeve Buttons, ETS RES13 | CHANCE | CHANCE (MANUFACTURER) | PSCS1 | Active
002472058 | CABLE TIE | Nylon, Green, 200 x 2.5mm, Pack of 100 | LEGEND | LEGEND POWER SYSTEMS | CT200GR/100 | Active
002472058 | CABLE TIE | Nylon, Green, 200 x 2.5mm, Pack of 100 | HARCOR | HARCOR SECURITY SEALS PTY LTD | QE01208 | Active
002484731 | SWITCHBOARD,POWER | 110V DC Main & Dist Board, 36 Pole on 1 x 72 Pole Chassis, Indoor, 125V, 100A, Form 3b/2bi, 2kA, IP51, Main Section c/w 1 x Charger 100A MCCB, 2 x Battery | WEBER | WEBER SOUTH PACIFIC PTY LTD | DE8520028-M111 | Active
002484798 | SWITCHBOARD,POWER | DC Dist Board, Indoor, 125V, 100A, Form 2bi, 2kA, IP51, 18 Pole Chassis c/w 2 x Supply 160A LBS, 9 x 2 Pole CBs on 1 x 18 Pole Chassis for Dist Circuits, | WEBER | WEBER SOUTH PACIFIC PTY LTD | DE606025-M101 | Active
002484830 | SWITCHBOARD,POWER | DC Dist Board, Indoor, 125V, 100A, Form 2bi, 2kA, IP51, 72 Pole Chassis c/w 2 x Supply 160A LBS, 36 x 2 Pole CBs on 1 x 72 Pole Chassis for Dist Circuits, | WEBER | WEBER SOUTH PACIFIC PTY LTD | DE6012025-M101 | Active
002466241 | CABLE,POWER,ELECTRICAL | Control, 0.6/1kV, 10C x 1.5mm2 (7/0.5) Cu, X-HF-90 Insulated/HFS-90-TP Bedded/ DBT/HFS-90-TP Sheath, 500m Wood Drum, JTS 04-05-02 | MIDLAND | MIDLAND METALS OVERSEAS PTE LTD | MMO-10X1.5 CU XHF HFS DBT HFS | Active
002466258 | CABLE,POWER,ELECTRICAL | Control, 0.6/1kV, 20C x 1.5mm2 (7/0.5) Cu, X-HF-90 Insulated/HFS-90-TP Bedded/ DBT/HFS-90-TP Sheath, 500m Wood Drum, JTS 04-05-02 | MIDLAND | MIDLAND METALS OVERSEAS PTE LTD | MMO-20X1.5 CU XHF HFS DBT HFS | Active
002451466 | CABLE,POWER,ELECTRICAL | Control, 0.6/1kV, 17C, 1.5mm2 Flex Cu, X-HF-90 White/HFS-90-TP, Black, 250m Wood Drum, JTS 04-05-02 Item 215 | MIDLAND | MIDLAND METALS OVERSEAS PTE LTD | MMO-17X1.5 CU PVC FLEX | Active
002451466 | CABLE,POWER,ELECTRICAL | Control, 0.6/1kV, 17C, 1.5mm2 Flex Cu, X-HF-90 White/HFS-90-TP, Black, 250m Wood Drum, JTS 04-05-02 Item 215 | OLEX | OLEX AUSTRALIA PTY LTD | CC18G1.5 | Active
002451474 | CABLE,POWER,ELECTRICAL | Control, 0.6/1kV, 24C, 1.5mm2 Flex Cu, X-HF-90 White/HFS-90-TP, Black, 250m Wood Drum, JTS 04-05-02 Item 216 | OLEX | OLEX AUSTRALIA PTY LTD | CC25G1.5 | Active
002451474 | CABLE,POWER,ELECTRICAL | Control, 0.6/1kV, 24C, 1.5mm2 Flex Cu, X-HF-90 White/HFS-90-TP, Black, 250m Wood Drum, JTS 04-05-02 Item 216 | MIDLAND | MIDLAND METALS OVERSEAS PTE LTD | MMO-24X1.5 CU PVC FLEX | Active
002466274 | CABLE,POWER,ELECTRICAL | Control, 0.6/1kV, 8C x 2.5mm2 (7/0.67) Cu, X-HF-90 Insulated/HFS-90-TP Bedded/ DBT/HFS-90-TP Sheath, 250m Wood Drum, JTS 04-05-02 | MIDLAND | MIDLAND METALS OVERSEAS PTE LTD | MMO-8X2.5 CU XHF HFS DBT HFS | Active
002485118 | CONDUIT,NONMETALLIC,FLEXIBLE | Split Sleeve Tubing, 7mm Dia, 3m Lg, Fire Retardant PPL, Black, Corrugated, Antenna Segregation | NARVA | NARVA - BROWN & WATSON INTERNATIONAL P/L | 56707-3 | Active
002452373 | BLADE,CABLE STRIPPER | Replacement Blade CT1/CT2, suit Chamfering Tool (blade modified as per Ergon Spec) | SPECFORC | SPECIALISED FORCE PTY LTD | 2672-4.0 | Active
002434785 | BATTERY,STORAGE | 3.5Ah, NiMH, suit Panasonic Drill IIN104512 | C&LTOOL | C&L TOOL CENTRE | PANAEY9230B | Phasing
002434785 | BATTERY,STORAGE | 3.5Ah, NiMH, suit Panasonic Drill IIN104512 | BATTSPEC | BATTERY SPECIALTIES NSW PTY LTD | BCP-EY9230B | Phasing
002436103 | WRENCH,ADJUSTABLE | Shifter, 265mm Lg, 32mm Opening, Fully Insulated 1000V, for Insulated Tool Kit | HYLEC | HYLEC ENERGY SOLUTIONS | MS7S-260 | Active
002436103 | WRENCH,ADJUSTABLE | Shifter, 265mm Lg, 32mm Opening, Fully Insulated 1000V, for Insulated Tool Kit | TEN | THE ENERGY NETWORK (AUST) PTY LTD | D19-250I | Active
002437010 | BLADE SET,CABLE STRIPPER | 5mm Cut, Blades/Roller Claw & Block Replacement Kit, suit PAD Strippers, use with Insulation up to 6mm Thk, (replacement blades for IIN2429603) | HYLEC | HYLEC ENERGY SOLUTIONS | KITPINTEL4/1216 | Active
002437010 | BLADE SET,CABLE STRIPPER | 5mm Cut, Blades/Roller Claw & Block Replacement Kit, suit PAD Strippers, use with Insulation up to 6mm Thk, (replacement blades for IIN2429603) | TEN | THE ENERGY NETWORK (AUST) PTY LTD | KIT12-16A | Active
002439230 | CUTTER,CABLE,HAND OPERATED | Hydraulic, 400mm Lg, Max Opening 22mm, 3kg, Light Weight Portable Guillotine Type Cutter, Replaceable Blades, 180 Deg Swivel & Latch Head | TECONN | TE CONNECTIVITY LTD | S-200 | Active
002439230 | CUTTER,CABLE,HAND OPERATED | Hydraulic, 400mm Lg, Max Opening 22mm, 3kg, Light Weight Portable Guillotine Type Cutter, Replaceable Blades, 180 Deg Swivel & Latch Head | IZUMI | IZUMI PRODUCTS (MANUFACTURER) | S-200 | Active
002439354 | BELT,SAFETY,INDUSTRIAL | Body Belt, Blue in Colour, Fits Waist 72 to 140cm, Pole Rescue Only | CAPITAL | CAPITAL SAFETY | E116M | Active
002439354 | BELT,SAFETY,INDUSTRIAL | Body Belt, Blue in Colour, Fits Waist 72 to 140cm, Pole Rescue Only | HGHTDYNM | HEIGHT DYNAMICS | E116M | Active
002452365 | STRIPPER,CABLE,HAND | Chamfering Tool, 12.7 to 34.9mm OD, for Chamfering of Primary Insulation for Terminations & Joints | TEN | THE ENERGY NETWORK (AUST) PTY LTD | CT-1 | Active
002452365 | STRIPPER,CABLE,HAND | Chamfering Tool, 12.7 to 34.9mm OD, for Chamfering of Primary Insulation for Terminations & Joints | SPECFORC | SPECIALISED FORCE PTY LTD | CT-1-4.0 | Active
002452811 | LIFTER | Universal Lifting Device, Ratchet Strap, Pole or Crossarm Mount, Lift Conductors, Crossarms | THEWMCCA | TMAC THEW & MCCANN GROUP | 2452811 | Active
002452811 | LIFTER | Universal Lifting Device, Ratchet Strap, Pole or Crossarm Mount, Lift Conductors, Crossarms | THEWMCCA | TMAC THEW & MCCANN GROUP | TM01105 | Active
002459402 | DIE,COMPRESSION | Hex Crimp, 5T, Engraved 14.2mm A/F Cu, suit 95mm2 Cu Lugs & Links | TECONN | TE CONNECTIVITY LTD | 5T-M142-50 | Active
002459402 | DIE,COMPRESSION | Hex Crimp, 5T, Engraved 14.2mm A/F Cu, suit 95mm2 Cu Lugs & Links | SPECFORC | SPECIALISED FORCE PTY LTD | 5T-M142-50 | Active
002466043 | ANCHOR STRAP | Adjustable, Velcro Polestrap Keeper, 250mm Lg x 25mm W, for Pole Top Rescue Kit | HGHTDYNM | HEIGHT DYNAMICS | PTRK VELCRO POLESTRAP KEEPER | Active
002468866 | SAW,RECIP,PORTABLE,ELEC | Milwaukee, 12V Battery Jigsaw, Anti-Splintering Insert, Non-Marking Shoe, 20mm Stroke Length, Skin Only | MILWAUKE | MILWAUKEE POWER TOOLS | M12FJS0 | Active
002468866 | SAW,RECIP,PORTABLE,ELEC | Milwaukee, 12V Battery Jigsaw, Anti-Splintering Insert, Non-Marking Shoe, 20mm Stroke Length, Skin Only | C&LTOOL | C&L TOOL CENTRE | MILWTM12FJS0 | Active
002474518 | HANDLE,HOT LINE STICK | MV Series, Section 5, Telescopic Stick Part, Triangular, Yellow c/w Lock Assembly | TEN | THE ENERGY NETWORK (AUST) PTY LTD | A20356 | Active
002474518 | HANDLE,HOT LINE STICK | MV Series, Section 5, Telescopic Stick Part, Triangular, Yellow c/w Lock Assembly | HASTINGS | HASTINGS (MANUFACTURER) | A20356 | Active
002482321 | FIXTURE,LIGHTING | LED 14W Avenue Gen 2 (L14) 4K, Nostalgia Type 1, Blue/Grey c/w NEMA PE Cell, Minor Road, Bracket to Dwg 05-01-01, EQTS 05-01-02 (scm) | SYLVANIA | SYLVANIA SCHREDER | S1S4BD13L14 | Active
002482388 | FIXTURE,LIGHTING | LED 14W Avenue Gen 2 (L14) 4K, Nostalgia Type 2, Blue/Grey c/w NEMA PE Cell, Minor Road, Bracket to Dwg 05-01-07, EQTS 05-01-02 (scm) | SYLVANIA | SYLVANIA SCHREDER | S1S4BD23L14 | Active
002482123 | TRANSFORMER,POWER | 132/66/11kV, 25/32MVA, YNa0d1, HV to MV 15%, HV to LV 40%, MV to LV 20%, 23T +10% to -17.5%, CT-N-1-2N, CT-N-3-2M Mineral Oil, ETS 2006/0132/T | WILSON | WILSON TRANSFORMER CO. PTY LTD | Q29364-01 | Active
002421477 | DIE,COMPRESSION | Hex Crimp, 12T, Engraved 7.5mm A/F Steel (scm) | TEN | THE ENERGY NETWORK (AUST) PTY LTD | K12-07.5-ST | Active
002421477 | DIE,COMPRESSION | Hex Crimp, 12T, Engraved 7.5mm A/F Steel (scm) | TEN | THE ENERGY NETWORK (AUST) PTY LTD | K12-ST7.5 | Active
002421501 | COVER,INSULATING | LV, Drape, Cabinet/Panel, 1800 x 900mm, Yellow c/w Nylon Eyelets each Corner & 0.5m Velcro Strap for rolled storage, AS4202, EE Dwg 941013-01/0F Item F (A0) | BALMORAL | BALMORAL ENGINEERING PTY LTD | 10011-EQ | Active
002423879 | GLOVES | Liner, 100% Cotton, to use with Rubber Gloves, suit employees susceptible to dermatitis | ATOMSUPP | ATOM SUPPLY GROUP P/L | 1234001 | Active
002423879 | GLOVES | Liner, 100% Cotton, to use with Rubber Gloves, suit employees susceptible to dermatitis | WW&S | WORKSENSE WORKWEAR & SAFETY | B5017C | Active
002433779 | ACCESSORY,POWER QUALITY ANALYSER | 5 Wire (3P+N+G) Voltage Cable Harness, fused with Large Clamps | CHK | CHK POWER QUALITY PTY LTD | 1AVL5-C-C1 | Active
002452639 | RESCUE KIT | for Tower c/w Fieldpack Backpack, Controlled Descent Device, Haul Trak System, Karabiner Triple Action, Rescue Cutter, Blue Kernmantle Rope, Flat | HGHTDYNM | HEIGHT DYNAMICS | HD TRK CS BAG | Active
002454395 | METER | Polarity Test, Loop Impedance & Voltage, Min of Cat IV 600V, ETS RSE04 | PTE | PACIFIC TEST EQUIPMENT PTY LTD | PTE-098 | Active
002454395 | METER | Polarity Test, Loop Impedance & Voltage, Min of Cat IV 600V, ETS RSE04 | PTE | PACIFIC TEST EQUIPMENT PTY LTD | SL-5215 | Active
002454718 | BLOCK,TACKLE | Snatch Block, 75mm Sheave, 2T WLL | BULLIVAN | BULLIVANTS PTY LTD | WSNB-0200-075-WR-SS-P | Active
002454718 | BLOCK,TACKLE | Snatch Block, 75mm Sheave, 2T WLL | AMPLITUD | AMPLITUDE PTY LTD (396777) | 140102 | Active
002455434 | CARTRIDGE,RESPIRATOR,AIR FILTERING | Pro2000 PF 10, P3 PAPR, Particulate Filter, for Solid/Liquid Particulates, Radioactive/Toxic Particles, Bacteria, Viruses, Fumes/Mists | CNWELEC | CNW ELECTRICAL PTY LTD | UN052670 | Active
002455434 | CARTRIDGE,RESPIRATOR,AIR FILTERING | Pro2000 PF 10, P3 PAPR, Particulate Filter, for Solid/Liquid Particulates, Radioactive/Toxic Particles, Bacteria, Viruses, Fumes/Mists | ALLENS | ALLENS INDUSTRIAL PRODUCTS | UN052670 | Active
002455434 | CARTRIDGE,RESPIRATOR,AIR FILTERING | Pro2000 PF 10, P3 PAPR, Particulate Filter, for Solid/Liquid Particulates, Radioactive/Toxic Particles, Bacteria, Viruses, Fumes/Mists | SAFESCTT | SCOTT SAFETY AUSTRALIA | 052670 | Active
002455475 | SHEARS,STRAIGHT TRIMMERS | Black Panther, HD, Universal, S/Steel c/w Safety Lock, Multi-Purpose, suit Cutting Cable Ties & Light Electrical Cable | SIDCHROM | SIDCHROME (STANLEY BLACK & DECKER INC) | 28560 | Active
002455475 | SHEARS,STRAIGHT TRIMMERS | Black Panther, HD, Universal, S/Steel c/w Safety Lock, Multi-Purpose, suit Cutting Cable Ties & Light Electrical Cable | ATOMSUPP | ATOM SUPPLY GROUP P/L | 60014106 | Active
002455475 | SHEARS,STRAIGHT TRIMMERS | Black Panther, HD, Universal, S/Steel c/w Safety Lock, Multi-Purpose, suit Cutting Cable Ties & Light Electrical Cable | BLKWOODJ | J BLACKWOOD & SONS LIMITED | 09799725 | Active
002459089 | ACCESSORY,POWER QUALITY ANALYSER | PM45, 500A (1-500A) Flexible Current Probe, 600mm Lg | CHK | CHK POWER QUALITY PTY LTD | 1AF500-6 | Active
002459188 | WATER-DISPLACING COMPOUND | CRC 5-56, Multi-Purpose Electrical Lubricant, Penetrant, Displaces Moisture, Rust Peventative, Loosens Rust & Corrosion, Cleans Dirt & Scale | BLKWOODJ | J BLACKWOOD & SONS LIMITED | 05210779 | Active
002459188 | WATER-DISPLACING COMPOUND | CRC 5-56, Multi-Purpose Electrical Lubricant, Penetrant, Displaces Moisture, Rust Peventative, Loosens Rust & Corrosion, Cleans Dirt & Scale | CRC | CRC INDUSTRIES AUSTRALIA PTY LTD | 5005 | Active
002459188 | WATER-DISPLACING COMPOUND | CRC 5-56, Multi-Purpose Electrical Lubricant, Penetrant, Displaces Moisture, Rust Peventative, Loosens Rust & Corrosion, Cleans Dirt & Scale | ATOMSUPP | ATOM SUPPLY GROUP P/L | 1117031 | Active
002461697 | TOOL,MULTIFUNCTION | Milwaukee Multi-Tool, Conduit Cutter, 18V c/w Carry Case & Battery Charger, Skin Only | MILWAUKE | MILWAUKEE POWER TOOLS | M18FMT-0 | Active
002461697 | TOOL,MULTIFUNCTION | Milwaukee Multi-Tool, Conduit Cutter, 18V c/w Carry Case & Battery Charger, Skin Only | C&LTOOL | C&L TOOL CENTRE | M18FMT-0 | Active
002461697 | TOOL,MULTIFUNCTION | Milwaukee Multi-Tool, Conduit Cutter, 18V c/w Carry Case & Battery Charger, Skin Only | TTLTOOL | TOTAL TOOLS TOWNSVILLE | M18BMT0 | Active
002461705 | KNIFE,LINEMANS | Safety Flat Straight Solid Blade, Coated Back, 50mm Lg Tempered S/Steel, Impact Resistant Insulated Plastic Handle, Retractable Scabbard, Insulated 1000V | AMPLITUD | AMPLITUDE PTY LTD (396777) | 201010/10 | Active
002461705 | KNIFE,LINEMANS | Safety Flat Straight Solid Blade, Coated Back, 50mm Lg Tempered S/Steel, Impact Resistant Insulated Plastic Handle, Retractable Scabbard, Insulated 1000V | THEWMCCA | TMAC THEW & MCCANN GROUP | TM10269 | Active
000024830 | CABLE,FIBRE OPTIC | Aerial, 72 Fibres SMOF, OPGW, 11.1mm Dia 4.9kA, Left Hand Lay, 4000m Drum | SFPOC | SUZHOU FURUKAWA POWER OPTIC CABLE CO LTD | SFSJ-J-10777 | Active
000030351 | MARKER,INSERT | Type MC612PA, Preprinted: 81->90 (x10), Vertical Card, 6.0mm Spacing, White, Polycarbonate, Terminal Block Accessory | ABBAUST | ABB AUSTRALIA PTY LTD | 1SNK 150 084 R0000 | Active
000030373 | TERMINAL,LUG | Compression, 4 x Holes, 50mm Centre, 30 Deg R Offset, Selenium 61/3.25 AAAC | PLP | PREFORMED LINE PRODUCTS (AUST) | CTAW-293-FD512-0030R | Active
000030394 | JUMPER BAR,TERMINAL BLOCK | Type JB6-4, 6mm Spacing, 4 Pole, Orange, Plug-in, Screwless Mounting, IP20, Terminal Block Accessory | ABBAUST | ABB AUSTRALIA PTY LTD | 1SNK 906 304 R0000 | Active
000030399 | CONNECTOR ASSEMBLY,ELECTRICAL | Compression, Al, 50mm Tube Size c/w Base Plate, suit 50mm Busbar | ADAPTAUS | ADAPT AUSTRALIA PTY LTD | PLKM2271D050H | Active
000030403 | MARKER,INSERT | Type MC612PA, Preprinted: 111->120 (x10) Vertical Card, 6.0mm Spacing, White, Polycarbonate, Terminal Block Accessory | ABBAUST | ABB AUSTRALIA PTY LTD | 1SNK 150 122 R0000 | Active
000030408 | DEVICE,OIL SAMPLE | Fit to Oil Tank Sampling Point/Valve, suit all Crompton Greaves Instrument VT & CT Transformers | ADAPTAUS | ADAPT AUSTRALIA PTY LTD | 3K-24-261 | Active
000030427 | MARKER,INSERT | Type MC812PA, Preprinted: 31->40 (x10), Vertical Card, 8mm Spacing, White, Polycarbonate, Terminal Block Accessory | ABBAUST | ABB AUSTRALIA PTY LTD | 1SNK 160 042 R0000 | Active
000030432 | MARKER,INSERT | Type MC812PA, Preprinted: 81->90 (x10), Vertical Card, 8mm Spacing, White, Polycarbonate, Terminal Block Accessory | ABBAUST | ABB AUSTRALIA PTY LTD | 1SNK 160 084 R0000 | Active
000030434 | TERMINAL BLOCK | Type ZS70, Standard Feed-through, 22mm Spacing, 70mm2 Rated Cross-Section, 192A Rated Current, Screw Clamp, IP10, Grey | ABBAUST | ABB AUSTRALIA PTY LTD | 1SNK 522 010 R0000 | Active
000030438 | CLAMP,ELECTRICAL | Palmless Connector, Al, 4x14mm Dia Holes 50mm Centre, suit 20-25.65mm OD Conductor, S/Steel U-bolts, Nuts & Spring Washers, for clamping cable to | PLP | PREFORMED LINE PRODUCTS (AUST) | D-APC5 | Active
002468783 | MARKER,INSERT | Type MC512PA, Preprinted: 71->80 (x10), Vertical Card, 5.2mm Spacing, White, Polycarbonate, Terminal Block Accessory | ABBAUST | ABB AUSTRALIA PTY LTD | 1SNK 140 082 R0000 | Active
002468791 | MARKER,INSERT | Type MC512PA, Preprinted: 81->90 (x10), Vertical Card, 5.2mm Spacing, White, Polycarbonate, Terminal Block Accessory | ABBAUST | ABB AUSTRALIA PTY LTD | 1SNK 140 084 R0000 | Active
002468809 | MARKER,INSERT | Type MC512PA, Preprinted: 91->100 (x10), Vertical Card, 5.2mm Spacing, White, Polycarbonate, Terminal Block Accessory | ABBAUST | ABB AUSTRALIA PTY LTD | 1SNK 140 102 R0000 | Active
000021611 | CABLE,POWER,ELECTRICAL | U/Ground, 0.6/1kV, 4C x 300mm2, Sector Shaped Stranded Cu/XLPE/PVC/HDPE, Metre Marked, 300m Drum, TS396 | MIDLAND | MIDLAND METALS OVERSEAS PTE LTD | MMO-1KV 4X300CXPH | Active
002482867 | CHARGER,BATTERY | 125V, 32A, Substation Battery Charger, suits both single & dual string, Alpha Cordex, EESS-10735-01-0C, Contract 10591, Item 62 | ICS | ICS INDUSTRIES PTY LTD (ENERSYS) | PSM125B-3C0C-B | Active
002482909 | CHARGER,BATTERY | 110V, 25A, Substation Battery Charger, suits both single & dual string, Alpha Cordex, EESS-10735-01-0C, Contract 10591, Item 66 | ICS | ICS INDUSTRIES PTY LTD (ENERSYS) | PSM110B-3C0C-C | Active
000022153 | BOLT | M12 Female/Male Generator Adaptor Bolt, 52mm Lg, Tinned Cu, 200A Max Rating, 40nm Tightening Torque, for Temporary Connection of Generator Lead with M12 | STATEWD | STATEWIDE FASTNERS & ENGEERING SUPPLIES | GCB-01 | Active
002481091 | MULTIPLEXER CARD | SDH, 1662 SM, Fan Draw V2 | ALCATEL | ALCATEL-LUCENT AUSTRALIA LTD | 3AL98116ABXX | Active
000104780 | PAD,HELMET | Hard Hat Stabiliser Band, Safe-mate | HAYMANS | HAYMANS ELECTRICAL | ONSSMS601 | Active
000104780 | PAD,HELMET | Hard Hat Stabiliser Band, Safe-mate | TEN | THE ENERGY NETWORK (AUST) PTY LTD | SM3 | Active
X2435956 | PARTS KIT | Retrofit Kit, Revision "C" Operating Mechanism Kit for ABB Safelink RMU | ABBAUST | ABB AUSTRALIA PTY LTD | CA2018 | Active
000018963 | LEAD,TEST | 2.4m Lg, Pair of 10A Fused Red & Black Leads, CATII 1000V, CATIV 600V, Retractable 4mm Probes c/w Removable Cap Right Angle 4mm Multimeter Plugs, in | HYLEC | HYLEC ENERGY SOLUTIONS | 4940IEC10A600V240 | Active
002482453 | FIXTURE,LIGHTING | LED 18W Avenue Gen 2 (L18) 4K, Nostalgia Green c/w NEMA PE Cell, Minor Road, No Bracket, EQTS 05-01-02 (scm) | SYLVANIA | SYLVANIA SCHREDER | S1S4BD01L18 | Active
002482495 | FIXTURE,LIGHTING | LED 17W Post Top B2001 Gen 2 (L17) 4K, Black c/w NEMA PE Cell, Minor Road, EQTS 05-01-02 (scm) | SYLVANIA | SYLVANIA SCHREDER | BX47BD02L17 | Active
002482594 | TRANSFORMER,CURRENT | Flex CTs, 3000A (100-3000A), High Sensitivity Flexible CT High Sensitivity, Dual range, can be set 500A or 3000A when used with the MiroPQA, | CHK | CHK POWER QUALITY PTY LTD | 1AF3000-6-H | Active
000020262 | POLE,PUBLIC LIGHTING,METAL | Minor Road Mid Hinged (Left), 5.0m, Base Plate Mounted, 350 PCD Bolt Spacing, Galv, Integral 0.5m Outreach, EQTS 05-02-01, Dwg 5HG-A3 (scm) | GMPOLES | GM POLES PTY LTD | MH 5E-LEFT | Active
000022396 | POLE,PUBLIC LIGHTING,METAL | Minor Road Mid Hinged (Right), 5.0m, Base Plate Mounted, 350 PCD Bolt Spacing, Blue/Grey, Integral 0.5m Outrea EQTS 05-02-01, Dwg 5HG-A3 (scm) | GMPOLES | GM POLES PTY LTD | MH 5E-BG-350 | Active
000019045 | ANCHOR,GUY | Thimble Eye Adapter, Galv, for Multi-Helix Swamp Anchor | ACCULEC | ACCULEC PTY LTD (303899) | C1020023 | Active
000019046 | EXTENSION SHAFT | 2.13m Lg, 38mm2, 9.5kN, Galv, for Multi-Helix Swamp Anchor | ACCULEC | ACCULEC PTY LTD (303899) | 12657 | Active
000019047 | EXTENSION SHAFT | 1.52m Lg, 38mm2, 9.5kN, Galv, for Multi-Helix Swamp Anchor | ACCULEC | ACCULEC PTY LTD (303899) | 12656 | Active
000002559 | BRACE,CROSSARM | Type 650C, 650 x 40 x 8mm, 2 x 18mm Dia Holes, Galv Steel, Bundle of 10 | GREGSF | GREG SEWELL FORGINGS PTY LTD | 6367 | Active
000002559 | BRACE,CROSSARM | Type 650C, 650 x 40 x 8mm, 2 x 18mm Dia Holes, Galv Steel, Bundle of 10 | GREGSF | GREG SEWELL FORGINGS PTY LTD | 2559 | Active
002481075 | FIXTURE,LIGHTING | 113W RoadFlair BRP392 (L113A) 3K, c/w Upcast Adaptor, Major Road, EQTS05-01-02 (scm) | PHILIPS | PHILIPS AUSTRALIA PTY LTD | 824110110052 | Active
000023409 | TEST SET | Interface, Field Test Equip, for NOJA RC10 Controller Testing c/w 10m Unarmoured Control Cable | NOJA | NOJA POWER SWITCHGEAR PTY LTD | ITS-04 | Active
002483303 | CLAMP,ELEC PWR CABLE,SUPPORT | Single STC Clamp, 72-100mm OD Cable, Black Polyamide, Fiberglass Reinforced | INTERENG | INTERTECH ENGINEERING PTY LTD | KOZ STC 72-100 | Active
002483303 | CLAMP,ELEC PWR CABLE,SUPPORT | Single STC Clamp, 72-100mm OD Cable, Black Polyamide, Fiberglass Reinforced | KOZ | KOZ PRODUCTS (MANUFACTURER) | KOZ STC 72-100 | Active
002483311 | CLAMP,ELEC PWR CABLE,SUPPORT | Trefoil, 82-98mm OD Cable, Black Polyamide, Fiberglass Reinforced | KOZ | KOZ PRODUCTS (MANUFACTURER) | KOZ TRI 82-98 | Active
002483311 | CLAMP,ELEC PWR CABLE,SUPPORT | Trefoil, 82-98mm OD Cable, Black Polyamide, Fiberglass Reinforced | INTERENG | INTERTECH ENGINEERING PTY LTD | K-TRI 82-98 | Active
002461739 | KNIFE,LINEMANS | Electricians Straight Blade, Heat Treated, Safety Holder c/w Sharpener & Belt Loop | ATOMSUPP | ATOM SUPPLY GROUP P/L | 40029801 | Active
002461739 | KNIFE,LINEMANS | Electricians Straight Blade, Heat Treated, Safety Holder c/w Sharpener & Belt Loop | ATOMSUPP | ATOM SUPPLY GROUP P/L | LE325 | Active
002461739 | KNIFE,LINEMANS | Electricians Straight Blade, Heat Treated, Safety Holder c/w Sharpener & Belt Loop | TTLTOOL | TOTAL TOOLS TOWNSVILLE | LE325 | Active
002471837 | LIGHT UNIT,PORTABLE | Milwaukee Folding Flood Light Kit, 4V, 550 Lumens, L4B2 Red Li Battery, USB Recharge Cable, Magnetic Base, 3 Mode Light Output, 210 Degree Rotation, | MILWAUKE | MILWAUKEE POWER TOOLS | MILWTL4FFL-301 | Active
002471837 | LIGHT UNIT,PORTABLE | Milwaukee Folding Flood Light Kit, 4V, 550 Lumens, L4B2 Red Li Battery, USB Recharge Cable, Magnetic Base, 3 Mode Light Output, 210 Degree Rotation, | MILWAUKE | MILWAUKEE POWER TOOLS | L4FFL301 | Active
002471837 | LIGHT UNIT,PORTABLE | Milwaukee Folding Flood Light Kit, 4V, 550 Lumens, L4B2 Red Li Battery, USB Recharge Cable, Magnetic Base, 3 Mode Light Output, 210 Degree Rotation, | TTLTOOL | TOTAL TOOLS TOWNSVILLE | MILWAL4FFL-201 | Active
002471837 | LIGHT UNIT,PORTABLE | Milwaukee Folding Flood Light Kit, 4V, 550 Lumens, L4B2 Red Li Battery, USB Recharge Cable, Magnetic Base, 3 Mode Light Output, 210 Degree Rotation, | C&LTOOL | C&L TOOL CENTRE | MILWTL4FFL-201 | Active
002474534 | HANDLE,HOT LINE STICK | MV Series, Section 7, Telescopic Stick Part, Triangular, Yellow c/w Lock Assembly | TEN | THE ENERGY NETWORK (AUST) PTY LTD | A20358 | Active
002474534 | HANDLE,HOT LINE STICK | MV Series, Section 7, Telescopic Stick Part, Triangular, Yellow c/w Lock Assembly | HASTINGS | HASTINGS (MANUFACTURER) | A20358 | Active
002474542 | END CAP | MV Series, Section 7, Telescopic Stick Part, Triangular, Black, Rubber Base Cap | TEN | THE ENERGY NETWORK (AUST) PTY LTD | P18030 | Active
002474542 | END CAP | MV Series, Section 7, Telescopic Stick Part, Triangular, Black, Rubber Base Cap | HASTINGS | HASTINGS (MANUFACTURER) | P18030 | Active
002475267 | INSULATED EXTENSION SOCKET | Insulated Extension Socket, 130cm, 1/2 inch female to male, 1000V rated | THEWMCCA | TMAC THEW & MCCANN GROUP | 002475267 | Active
002475267 | INSULATED EXTENSION SOCKET | Insulated Extension Socket, 130cm, 1/2 inch female to male, 1000V rated | THEWMCCA | TMAC THEW & MCCANN GROUP | 2475267 | Active
002482859 | CHARGER,BATTERY | 125V, 25A, Substation Battery Charger, suits both single & dual string, Alpha Cordex, EESS-10735-01-0C, Contract 10591, Item 61 | ICS | ICS INDUSTRIES PTY LTD (ENERSYS) | PSM125B-3C0C-A | Active
002483279 | RELAY,PROTECTION | FW B4C, Isolated Systems, 24/32V DC Pwr, 24/250V DC Logic 12/11 IO, 1A/5A, 196-560V AC Input, Flush/40TE, DNP 100Base-FX, MM LC Enet | SCHNEIDR | SCHNEIDER PTY LTD (MANUFACTURER) | P14292QBLM0B49L | Active
000417523 | DAMPER,VIBRATION,TRANSMISSION LINE | Spiral Vibration, 7/3.00 AAC & AAAC, 7/3.75 AAC & AAAC, 7/.134 AAC, 4/3/3.00 ACSR/GZ, 6/1/3.00 ACSR/GZ, 3/4/.134 ACSR/GZ (Imp), 6/1/3.75 ACSR/GZ | ACCULEC | ACCULEC PTY LTD (303899) | SVD0830H | Active
000417523 | DAMPER,VIBRATION,TRANSMISSION LINE | Spiral Vibration, 7/3.00 AAC & AAAC, 7/3.75 AAC & AAAC, 7/.134 AAC, 4/3/3.00 ACSR/GZ, 6/1/3.00 ACSR/GZ, 3/4/.134 ACSR/GZ (Imp), 6/1/3.75 ACSR/GZ | PLP | PREFORMED LINE PRODUCTS (AUST) | SVD-0104 | Active
002482917 | CHARGER,BATTERY | 110V, 32A, Substation Battery Charger, suits both single & dual string, Alpha Cordex, EESS-10735-01-0C, Contract 10591, Item 67 | ICS | ICS INDUSTRIES PTY LTD (ENERSYS) | PSM110B-3C0C-D | Active
002482941 | CHARGER,BATTERY | 48V, 10A, Substation Battery Charger, suits both single & dual string, Alpha Cordex, EESS-10735-01-0C, Contract 10591, Item 70 | ICS | ICS INDUSTRIES PTY LTD (ENERSYS) | PSM048A-3C0C-A | Active
002482966 | CHARGER,BATTERY | 48V, 25A, Substation Battery Charger, suits both single & dual string, Alpha Cordex, EESS-10735-01-0C, Contract 10591, Item 72 | ICS | ICS INDUSTRIES PTY LTD (ENERSYS) | PSM048A-3C0C-B | Active
002482974 | CHARGER,BATTERY | 48V, 32A, Substation Battery Charger, suits both single & dual string, Alpha Cordex, EESS-10735-01-0C, Contract 10591, Item 73 | ICS | ICS INDUSTRIES PTY LTD (ENERSYS) | PSM048A-3C0C-B(32A) | Active
002482982 | CHARGER,BATTERY | 48V, 40A, Substation Battery Charger, suits both single & dual string, Alpha Cordex, EESS-10735-01-0C, Contract 10591, Item 74 | ICS | ICS INDUSTRIES PTY LTD (ENERSYS) | PSM048A-3C0C-B(40A) | Active
002482990 | CHARGER,BATTERY | 48V, 80A, Substation Battery Charger, suits both single & dual string, Alpha Cordex, EESS-10735-01-0C, Contract 10591, Item 75 | ICS | ICS INDUSTRIES PTY LTD (ENERSYS) | PSM048A-3C0C-C | Active
002483006 | CHARGER,BATTERY | 48V, 160A, Substation Battery Charger, suits both single & dual string, Alpha Cordex, EESS-10735-01-0C, Contract 10591, Item 76 | ICS | ICS INDUSTRIES PTY LTD (ENERSYS) | PSM048D-3C0C-A | Active
002483048 | CHARGER,BATTERY | 24V, 40A, Substation Battery Charger, suits both single & dual string, Alpha Cordex, EESS-10735-01-0C, Contract 10591, Item 80 | ICS | ICS INDUSTRIES PTY LTD (ENERSYS) | PSM024H-3C0C-A | Active
000014922 | CUTTER,CABLE,HAND OPERATED | Gear & Ratchet Type, for Cutting Single Core Double Insulated Cable, Bare Al & Cu Cable up to 300mm2, Max 32mm OD, replacement blade Y-K683T/3 | CABAC | CABAC (MANUFACTURER) | K683/T | Active
000014922 | CUTTER,CABLE,HAND OPERATED | Gear & Ratchet Type, for Cutting Single Core Double Insulated Cable, Bare Al & Cu Cable up to 300mm2, Max 32mm OD, replacement blade Y-K683T/3 | TEN | THE ENERGY NETWORK (AUST) PTY LTD | K683/T | Active
000014922 | CUTTER,CABLE,HAND OPERATED | Gear & Ratchet Type, for Cutting Single Core Double Insulated Cable, Bare Al & Cu Cable up to 300mm2, Max 32mm OD, replacement blade Y-K683T/3 | SPECFORC | SPECIALISED FORCE PTY LTD | K683/T | Active
002483253 | SLING | Endless, 6000mm, 4000Kg SWL, Grey | AMPLITUD | AMPLITUDE PTY LTD (396777) | 900460 | Active
002461432 | TRANSFORMER,DISTRIBUTION | Padmount, 11kV/433-250V, 315kVA, 3 Ph (Sq) LV Switchgear, LV Statistical Meter & Siemens 8DJH HV RMU, JTS 02-02-03(scm) | WILSON | WILSON TRANSFORMER CO. PTY LTD | 880-A311-11-AG | Active
000022504 | OHMMETER | Milliohm Meter, Digital Display, 0.001 to 200 Ohms Range, 5MA Test Current 4 Terminal Input, Push Button Oper, Auto Ranging, Auto Switch-Off, c/w | AMPLITUD | AMPLITUDE PTY LTD (396777) | A210-092 | Active
000022504 | OHMMETER | Milliohm Meter, Digital Display, 0.001 to 200 Ohms Range, 5MA Test Current 4 Terminal Input, Push Button Oper, Auto Ranging, Auto Switch-Off, c/w | REXEL | REXEL AUSTRALIA | FAR109279 | Active
000417604 | DAMPER,VIBRATION,TRANSMISSION LINE | Spiral Vibration, 3/4/1.75 ACSR/GZ, 4/3/.074 ACSR/GZ (Imp), 3/2.75 SC/GZ, 3/2.75 SC/AC, Colour Code Red (P25)(scm) | ACCULEC | ACCULEC PTY LTD (303899) | SVD0441H | Active
000417604 | DAMPER,VIBRATION,TRANSMISSION LINE | Spiral Vibration, 3/4/1.75 ACSR/GZ, 4/3/.074 ACSR/GZ (Imp), 3/2.75 SC/GZ, 3/2.75 SC/AC, Colour Code Red (P25)(scm) | PLP | PREFORMED LINE PRODUCTS (AUST) | SVD-0102 | Active
001811169 | BRUSH,WIRE,SCRATCH | SB Type, S/Steel 12mm Lg Exposed, Cylindrical 60mm Dia, Plastic Body, Blue, 140mm Lg, for Al Based Conductors, Pack of 5 | TYCOELEC | TYCO ELECTRONICS | SB-AL | Active
001811169 | BRUSH,WIRE,SCRATCH | SB Type, S/Steel 12mm Lg Exposed, Cylindrical 60mm Dia, Plastic Body, Blue, 140mm Lg, for Al Based Conductors, Pack of 5 | ATOMSUPP | ATOM SUPPLY GROUP P/L | SB-AL | Active
001811169 | BRUSH,WIRE,SCRATCH | SB Type, S/Steel 12mm Lg Exposed, Cylindrical 60mm Dia, Plastic Body, Blue, 140mm Lg, for Al Based Conductors, Pack of 5 | PLP | PREFORMED LINE PRODUCTS (AUST) | D-SB3 | Active
001811177 | BRUSH,WIRE,SCRATCH | Cu, Black | ATOMSUPP | ATOM SUPPLY GROUP P/L | SB-CU | Active
001811177 | BRUSH,WIRE,SCRATCH | Cu, Black | TYCOELEC | TYCO ELECTRONICS | SB-CU | Active
001811177 | BRUSH,WIRE,SCRATCH | Cu, Black | PLP | PREFORMED LINE PRODUCTS (AUST) | D-SB4 | Active
002481182 | JOINT,ELECTRICAL POWER CABLE | Straight Through, 38/66kV, 1C, 300mm2 Stranded Compacted Circ WB Cu, XLPE/WBT/ CAS/LLDPE/Nyl/MDPE, Graphite Coating | BRUGG | BRUGG CABLES (MANUFACTURER) | S1969-4 (300CU1C) | Active
002481182 | JOINT,ELECTRICAL POWER CABLE | Straight Through, 38/66kV, 1C, 300mm2 Stranded Compacted Circ WB Cu, XLPE/WBT/ CAS/LLDPE/Nyl/MDPE, Graphite Coating | CBLGRID | CABLE GRID AUSTRALIA PTY LTD | CG-2481182-S1969-4 | Active
000002070 | BLADE,RECIPROCATING SAW | Metal, 150mm, 10 TPI (P5) | C&LTOOL | C&L TOOL CENTRE | MILWA48005712 | Active
000002070 | BLADE,RECIPROCATING SAW | Metal, 150mm, 10 TPI (P5) | MILWAUKE | MILWAUKEE POWER TOOLS | 48005712 | Active
000020817 | SANITISER | Aquim Liquid Gel; Anti-Bacterial Hand Sanitiser 1L Pump Action Bottle; For use when water is not avalable. Pack of 6; | ATOMSUPP | ATOM SUPPLY GROUP P/L | 90120187 | Active
000020817 | SANITISER | Aquim Liquid Gel; Anti-Bacterial Hand Sanitiser 1L Pump Action Bottle; For use when water is not avalable. Pack of 6; | ALPHAFAS | ALPHA FIRST AID SUPPLIES | 99644 | Active
000020817 | SANITISER | Aquim Liquid Gel; Anti-Bacterial Hand Sanitiser 1L Pump Action Bottle; For use when water is not avalable. Pack of 6; | ATOMSUPP | ATOM SUPPLY GROUP P/L | 11577 | Active
000021345 | CLAMP,ELECTRICAL | INSULATING SPRING LOADED CLAMP;C/W RUBBER CONTACTS IN HEADPIECE;160 MM LG X 40 MM OPENING;1000 V;RATED TO IEC 60900-2004; | AMPLITUD | AMPLITUDE PTY LTD (396777) | 120050 | Active
000021360 | CAP,UTILITY | Bump Cap, Baseball Style, Short Peak Brim, Adjustable for One size fits all, Plastic Insert, Hard, Lightweight, Navy, EN812 Industrial Cap Stds | HAYMANS | HAYMANS ELECTRICAL | ONSW91BL | Active
000021360 | CAP,UTILITY | Bump Cap, Baseball Style, Short Peak Brim, Adjustable for One size fits all, Plastic Insert, Hard, Lightweight, Navy, EN812 Industrial Cap Stds | MMELEC | MM ELECTRICAL MERCHANDISING | MXSHBC5645 | Active
000021808 | BLADE,RECIPROCATING SAW | General Purpose, 300mm, 10/14 TPI, for use on Wood, Metal & Plastic (P5) | C&LTOOL | C&L TOOL CENTRE | MILWA48005194 | Active
000021808 | BLADE,RECIPROCATING SAW | General Purpose, 300mm, 10/14 TPI, for use on Wood, Metal & Plastic (P5) | MILWAUKE | MILWAUKEE POWER TOOLS | 48005194 | Active
000022011 | CHARGER,BATTERY | Milwaukee 12-18V Rapid Charge, 220-240V, 50-60Hz, for Li-Ion Batteries | MILWAUKE | MILWAUKEE POWER TOOLS | M12-18FC | Active
000022011 | CHARGER,BATTERY | Milwaukee 12-18V Rapid Charge, 220-240V, 50-60Hz, for Li-Ion Batteries | C&LTOOL | C&L TOOL CENTRE | MILWAM12-18FC | Active
000022063 | BLADE | Round Saw Blade, suit Multi-Tool Conduit Cutter | C&LTOOL | C&L TOOL CENTRE | FEIA63502176210 | Active
000022063 | BLADE | Round Saw Blade, suit Multi-Tool Conduit Cutter | TTLTOOL | TOTAL TOOLS TOWNSVILLE | FEIN63502176210 | Active
000022087 | STEPLADDER | Fibreglass, 4.1m Safe Reach Height, 7 Step, 1.999 Height to Platform, Load Rating 150kg c/w 900mm H Platform Hand Rail, AS/NZS 1892.3 | LADAMAX | LADAMAX ALUMINIUM PRODUCTS PTY LTD | FPS10/7 | Active
000023148 | SHOE,SAFETY,LADDER | Step Ladder Feet Kit, c/w 4 Yellow Feet, Associated Washers & Rivets, suits Bailley Double Sided Step Ladder | CNWELEC | CNW ELECTRICAL PTY LTD | FS22775 | Active
000023148 | SHOE,SAFETY,LADDER | Step Ladder Feet Kit, c/w 4 Yellow Feet, Associated Washers & Rivets, suits Bailley Double Sided Step Ladder | BAILEY | BAILEY (MANUFACTURER) | FS22775 | Active
000023341 | BLADE,RECIPROCATING SAW | Pruning, 230mm, 5 TPI | C&LTOOL | C&L TOOL CENTRE | MILWA48001301 | Active
000023341 | BLADE,RECIPROCATING SAW | Pruning, 230mm, 5 TPI | MILWAUKE | MILWAUKEE POWER TOOLS | 48001301 | Active
000023414 | BATTERY,STORAGE | 12V, 4.0Ah, M12 Red Li-Ion for Milwaukee Tools | MILWAUKE | MILWAUKEE POWER TOOLS | M12B4 | Active
000023414 | BATTERY,STORAGE | 12V, 4.0Ah, M12 Red Li-Ion for Milwaukee Tools | C&LTOOL | C&L TOOL CENTRE | MILWAM12B4 | Active
000023784 | ROLLER,CABLE | Crossarm, suits Fibreglass & wooden Crossarms, c/w Ratchet Strap, WLL 250kg | SPECFORC | SPECIALISED FORCE PTY LTD | CARR-080 | Active
000023784 | ROLLER,CABLE | Crossarm, suits Fibreglass & wooden Crossarms, c/w Ratchet Strap, WLL 250kg | TEN | THE ENERGY NETWORK (AUST) PTY LTD | SPP-CARR-080 | Active
000023854 | LIGHT UNIT,PORTABLE | Milwaukee LED Area Light, 18V, 1100 Lumens, M18 Red Li-Ion, Cordless, Octagonal Roll Cage, 222mm | MILWAUKE | MILWAUKEE POWER TOOLS | M18AL0 | Active
000023854 | LIGHT UNIT,PORTABLE | Milwaukee LED Area Light, 18V, 1100 Lumens, M18 Red Li-Ion, Cordless, Octagonal Roll Cage, 222mm | C&LTOOL | C&L TOOL CENTRE | MILWTM18AL-0 | Active
000023957 | CLIP | Helmet Clip, for LED Safety Helmet Lamp, Pack of 4 | ATOMSUPP | ATOM SUPPLY GROUP P/L | 297089 | Active
000023957 | CLIP | Helmet Clip, for LED Safety Helmet Lamp, Pack of 4 | BLKWOODJ | J BLACKWOOD & SONS LIMITED | 03959103/PETZL L360-Z06 | Active
002483329 | CLAMP,ELEC PWR CABLE,SUPPORT | Trefoil, 67-82mm OD Cable, Black Polyamide, Fiberglass Reinforced | INTERENG | INTERTECH ENGINEERING PTY LTD | K-TRI 67-82 | Active
002483329 | CLAMP,ELEC PWR CABLE,SUPPORT | Trefoil, 67-82mm OD Cable, Black Polyamide, Fiberglass Reinforced | KOZ | KOZ PRODUCTS (MANUFACTURER) | KOZ TRI 67-82 | Active
000021744 | GRIP,DEADEND | OPGW Conductor Range 14.30 to 14.60mm, Colour Code Black, Left Hand Lay | PLP | PREFORMED LINE PRODUCTS (AUST) | OPGWTS-1430L-EN | Active
002407125 | DAMPER,VIBRATION,TRANSMISSION LINE | Dogbone/Stockbridge Type, for Neptune, Krypton, Opal & Grape Cable, 19/3.25, AAC AAAC ACSR SC/GZ, 15.1 to 18.0mm Clamp Dia Range | PLP | PREFORMED LINE PRODUCTS (AUST) | D-DB05B15SS | Active
002407125 | DAMPER,VIBRATION,TRANSMISSION LINE | Dogbone/Stockbridge Type, for Neptune, Krypton, Opal & Grape Cable, 19/3.25, AAC AAAC ACSR SC/GZ, 15.1 to 18.0mm Clamp Dia Range | DULHUNTY | DULHUNTY POWER (AUST) PTY LTD | 4D20-18.0: KRYPTON | Active
002483477 | LABEL | Durasleeve Wire Marking Insert, 15 x 4mm, Polypropylene, White, BPTDS 15-390 (P3000 Labels) | BRADY | BRADY AUSTRALIA | 19305 | Active
002483485 | HOLDER,CARD-LABEL | Wire Marking Carriers, Size 4-10mm, PVC, Clear, DMC-4/10-15 (P500) | BRADY | BRADY AUSTRALIA | 13258 | Active
002402427 | LADDER,EXTENSION | Fibreglass, 9.4m Fully Extended, ETS RSE02, (32 FT) | LADAMAX | LADAMAX ALUMINIUM PRODUCTS PTY LTD | FXT-EQ32 | Active
000104235 | TIE,PREFORMED | Side, Neck Dia 76mm, 7/3.75 AAC & AAAC 6/1/3.75 ACSR 6/1/.161 ACSR/GZ (Imp) Armoured, (scm) (P40) | PLP | PREFORMED LINE PRODUCTS (AUST) | AWST-210A-76 | Active
000104239 | TIE,PREFORMED | Side, Neck Dia 76mm, 7/4.75 AAC & AAAC 6/4.75+7/1.60 ACSR, Armoured (scm) (P40) | PLP | PREFORMED LINE PRODUCTS (AUST) | AWST240A76 | Active
000104332 | SLEEVE,COMPRESSION | NT, 25mm2/6mm2, Cu, ABC Hex Die A/F 14.0mm2 (scm) | SICAME | SICAME AUSTRALIA PTY LTD | MJPB25-6 | Active
000104336 | CLIP,SPRING TENSION | S/Steel, for Spreader Rods, use 4 x per Rod (P400) (scm) | TECONN | TE CONNECTIVITY LTD | ROD-CLIP | Active
000104336 | CLIP,SPRING TENSION | S/Steel, for Spreader Rods, use 4 x per Rod (P400) (scm) | PLP | PREFORMED LINE PRODUCTS (AUST) | FGSS-125-B | Active
000104337 | SPACER,STRAIGHT | LV Spreader Rod, 3000mm Lg w/o SS Clips, use 4 x Spring Clips IIN104336 per Rod (scm) | PLP | PREFORMED LINE PRODUCTS (AUST) | FGSR-125-3 | Active
000104338 | SPACER,STRAIGHT | LV Spreader Rod, 2400mm Lg w/o SS Clips, use 4 x Spring Clips IIN104336 per Rod, (scm) | TECONN | TE CONNECTIVITY LTD | ROD-RW-12/2.7M | Active
000104338 | SPACER,STRAIGHT | LV Spreader Rod, 2400mm Lg w/o SS Clips, use 4 x Spring Clips IIN104336 per Rod, (scm) | PLP | PREFORMED LINE PRODUCTS (AUST) | FGSR-125-2.4 | Active
000104341 | GUARD | Earth, Made From 25mm OD Heavy Duty Hft Conduit, 2.65m Lg For HV & LV Earth (Not Swer) (P50) (scm) | RMSRVR | RMS (RIVERSLEIGH MANAGEMENT SERVICES) | HFT-H2 | Active
000104341 | GUARD | Earth, Made From 25mm OD Heavy Duty Hft Conduit, 2.65m Lg For HV & LV Earth (Not Swer) (P50) (scm) | PLP | PREFORMED LINE PRODUCTS (AUST) | PKGFR02527 | Active
000104378 | TIE,PREFORMED | Side, Neck Dia 112mm, 7/2.50 AAC & AAAC 3/4/2.50 ACSR 6/1/2.50 ACSR, Unarmoured (scm) | PLP | PREFORMED LINE PRODUCTS (AUST) | AWST075112 | Active
000104418 | SLEEVE,COMPRESSION | FT, 19/2.14mm, Cu, HDBCC Hex Die A/F 13.0mm, Utilux No THCSM3/50, (P50) | TYCOELEC | TYCO ELECTRONICS | THCSM3/1 | Active
000104427 | HOLDER,ROLLER | Bracket, for use with ABC Suspension Clamps | PLP | PREFORMED LINE PRODUCTS (AUST) | D-IBSRA | Active
000157789 | LINK,COMPRESSION | 120mm2 (37/203) (Utilux CK120) (P20) | TECONN | TE CONNECTIVITY LTD | CK120/20 | Active
000157789 | LINK,COMPRESSION | 120mm2 (37/203) (Utilux CK120) (P20) | LEGEND | LEGEND POWER SYSTEMS | CAS120 | Active
000157789 | LINK,COMPRESSION | 120mm2 (37/203) (Utilux CK120) (P20) | TYCOELEC | TYCO ELECTRONICS | H1492/20 | Active
000158020 | TERMINAL,LUG | Compression, Cu, 16mm2, M10 Bolt Hole, Hex Die A/F 6.3mm (P50) (scm) | TYCOELEC | TYCO ELECTRONICS | H1408A/50 | Active
000403638 | ADAPTOR,POLE TO CROSSARM | Gain Block, Al, Flat Face, 150mm, Dwg 01-10-03 (P20) | RMSRVR | RMS (RIVERSLEIGH MANAGEMENT SERVICES) | 403638 | Active
000403638 | ADAPTOR,POLE TO CROSSARM | Gain Block, Al, Flat Face, 150mm, Dwg 01-10-03 (P20) | QLDDIECA | QUEENSLAND DIECASTERS | GB150 | Active
000403638 | ADAPTOR,POLE TO CROSSARM | Gain Block, Al, Flat Face, 150mm, Dwg 01-10-03 (P20) | TYCOELEC | TYCO ELECTRONICS | GB150 | Active
000021854 | CABLE,FIBRE OPTIC | Aerial, 72 Fibres SMOF, ADSS, Short Span (0-250mm), 12.6mm Dia, Drum Dia 1400/840/1065, 4000m Drum | AFLG | AFL GLOBAL | EMM61ELA072BK | Active
000021854 | CABLE,FIBRE OPTIC | Aerial, 72 Fibres SMOF, ADSS, Short Span (0-250mm), 12.6mm Dia, Drum Dia 1400/840/1065, 4000m Drum | OPTIMAL | OPTIMAL CABLE SERVICES PTY LTD | EMM61ELA072BK | Active
002429090 | BRUSH,WIRE,SCRATCH | Conductor Cleaning Brush, V Type, S/Steel, Universal & Sunrise Stick Connection, Replaceable Brushes | HASTINGS | HASTINGS (MANUFACTURER) | 10-180 | Active
002429090 | BRUSH,WIRE,SCRATCH | Conductor Cleaning Brush, V Type, S/Steel, Universal & Sunrise Stick Connection, Replaceable Brushes | CHANCE | CHANCE (MANUFACTURER) | M4455-63 | Active
002429108 | BRUSH,WIRE,SCRATCH | Replacement Brushes, S/Steel, for V Type Conductor Cleaning Brushes (Box of 10) | TEN | THE ENERGY NETWORK (AUST) PTY LTD | 10-179 | Active
002429108 | BRUSH,WIRE,SCRATCH | Replacement Brushes, S/Steel, for V Type Conductor Cleaning Brushes (Box of 10) | CHANCE | CHANCE (MANUFACTURER) | M1899 | Active
002429108 | BRUSH,WIRE,SCRATCH | Replacement Brushes, S/Steel, for V Type Conductor Cleaning Brushes (Box of 10) | HASTINGS | HASTINGS (MANUFACTURER) | 10-179 | Active
000429068 | GRIP,DEADEND | FT, Helical, for AAC, 7/4.50, Mercury & 7/.173, Wasp (Imp) 13.5mm Conductor Dia, Colour Code Green | PLP | PREFORMED LINE PRODUCTS (AUST) | AFG-135-CL | Active
002481489 | TERMINATION KIT,ELECTRICAL CABLE | Outdoor, 76/132kV, 1C, 1600mm2 Stranded Segmental Milliken WB Cu, XLPE/OF/WBT/ CAS(40kA/0.5Sec)/MDPE, Graphite Coating | BRUGG | BRUGG CABLES (MANUFACTURER) | S1925-4-1600 | Active
002481489 | TERMINATION KIT,ELECTRICAL CABLE | Outdoor, 76/132kV, 1C, 1600mm2 Stranded Segmental Milliken WB Cu, XLPE/OF/WBT/ CAS(40kA/0.5Sec)/MDPE, Graphite Coating | CBLGRID | CABLE GRID AUSTRALIA PTY LTD | CG-2481489-S1925-4 | Active
002481497 | CONNECTOR,ELECTRICAL | Inner Cone Plug, suit Cable 76/132kV, 1C 630mm2 Stranded Compacted Circ WB Al, XLPE/WBT/CAS(25kA/1Sec)/LLDPE/Nyl/MDPE, Graphite Coating u/w Brugg Socket | CBLGRID | CABLE GRID AUSTRALIA PTY LTD | CG-2481497-S1960-4 | Active
002481497 | CONNECTOR,ELECTRICAL | Inner Cone Plug, suit Cable 76/132kV, 1C 630mm2 Stranded Compacted Circ WB Al, XLPE/WBT/CAS(25kA/1Sec)/LLDPE/Nyl/MDPE, Graphite Coating u/w Brugg Socket | BRUGG | BRUGG CABLES (MANUFACTURER) | S1960-4 (630AL1C) | Active
000017846 | BRUSH,WIRE,SCRATCH | Conductor Cleaning Brush, V Type, S/Steel, Shotgun Stick Connection, Replaceable Brushes | HASTINGS | HASTINGS (MANUFACTURER) | 10-178 | Active
000024187 | DRILL | Milwaukee, 18V Hammer Drill, M18 Fuel Rotary, 3-Mode, Skin Only | MILWAUKE | MILWAUKEE POWER TOOLS | M18FHP-0 | Active
000024187 | DRILL | Milwaukee, 18V Hammer Drill, M18 Fuel Rotary, 3-Mode, Skin Only | C&LTOOL | C&L TOOL CENTRE | M18FHP-0 | Active
000024718 | STEPLADDER | Fibreglass; 1.2m Double sided; Load rated 150 kg; AS1892.3 | LADAMAX | LADAMAX ALUMINIUM PRODUCTS PTY LTD | FDS042 | Active
000024720 | FAN,CIRCULATING | Milwaukee, M18 Jobsite Fan, 18V, Portable, 3-Speed Setting, Skin Only c/w AC Adaptor | C&LTOOL | C&L TOOL CENTRE | MILWTM18AF20 | Active
000024720 | FAN,CIRCULATING | Milwaukee, M18 Jobsite Fan, 18V, Portable, 3-Speed Setting, Skin Only c/w AC Adaptor | MILWAUKE | MILWAUKEE POWER TOOLS | M18AF-0 | Active
000024720 | FAN,CIRCULATING | Milwaukee, M18 Jobsite Fan, 18V, Portable, 3-Speed Setting, Skin Only c/w AC Adaptor | C&LTOOL | C&L TOOL CENTRE | MILWTM18AF-0 | Active
002451730 | SWITCHGEAR | RMU, 12kV, SafeLink 2 CCC c/w Operating Handle, Mounting Plinth & Outdoor Encl, JTS 06-08-01 | ABBAUST | ABB AUSTRALIA PTY LTD | 5811944 | Active
000021178 | GAUGE,PRESSURE | ABB SafeLink & SafeLink 2 Gas Density | ABBAUST | ABB AUSTRALIA PTY LTD | C2592 | Active
000404986 | BOX CONNECTOR,ELECTRICAL | Mains, 1Ph Supply Side Cable Range 10 - 35mm2 c/w IPC Consumer Side Cable Range 4 to 35mm2, NON-IPC (P10) (scm) | SICAME | SICAME AUSTRALIA PTY LTD | MCB1/2HAE | Active
000406303 | BUCKLE | suit 10mm S/Steel Band (P100) (scm) | LEGEND | LEGEND POWER SYSTEMS | CABBUCKLE9.5 | Active
000406303 | BUCKLE | suit 10mm S/Steel Band (P100) (scm) | PLP | PREFORMED LINE PRODUCTS (AUST) | SSSB-10 | Active
000409727 | CLAMP,INSULATION PIERCING | Connector, IPC, 6/35mm2 Bi-Metal Main, 4/35mm2 Non-IPC Tap, c/w Stainless Steel Fasteners, QESI 27/97 Item 5 (scm) (P10) | SICAME | SICAME AUSTRALIA PTY LTD | HSC435AE | Active
000409732 | CLAMP,CABLE | IPC Connector, Insulated, Multi-Service LV ABC Main, FRP Black Body, Black Id Plate, 35 to 95mm2 Mains, 4 x 6-35mm2 Taps c/w S/Steel Fasteners, Pack of 10 | SICAME | SICAME AUSTRALIA PTY LTD | MSCI/3595XE | Active
000411215 | CLAMP,INSULATION PIERCING | Connector, IPC, 35/95mm2 Main, 35/95mm2 Tap, c/w Stainless Steel Fasteners (P20) (scm) | SICAME | SICAME AUSTRALIA PTY LTD | TTD201XFAPE | Active
000411223 | CLAMP,CABLE | IPC, Bare Al Main 50-150mm2, Insulated Tap 35-95mm2, LV-ABC | TECONN | TE CONNECTIVITY LTD | P3B120I-BC | Active
000411223 | CLAMP,CABLE | IPC, Bare Al Main 50-150mm2, Insulated Tap 35-95mm2, LV-ABC | SICAME | SICAME AUSTRALIA PTY LTD | NTD351AXFAE | Active
000413447 | CLAMP,SUSPENSION | Straight-Line, LVABC, Fully Supported, Al Alloy, 2 x 95mm2, 30 to 33mm Dia Circ c/w Insulating Insert Clamp to have Roller Attachment Holes, Pack of 20 | PLP | PREFORMED LINE PRODUCTS (AUST) | D-IBSRC450 | Active
000413447 | CLAMP,SUSPENSION | Straight-Line, LVABC, Fully Supported, Al Alloy, 2 x 95mm2, 30 to 33mm Dia Circ c/w Insulating Insert Clamp to have Roller Attachment Holes, Pack of 20 | SICAME | SICAME AUSTRALIA PTY LTD | SC470 | Active
000414079 | CLAMP,ELEC CONDUCTOR,STRAIN | Termination, ABC, 50/95mm2, 2 or 4 Core (P10) (scm) | SICAME | SICAME AUSTRALIA PTY LTD | PA11/1SRER | Active
000414092 | CLAMP,ELEC CONDUCTOR,STRAIN | Termination, ABC, 25mm2, 2 3 or 4 Core, 2.5kN Failing Load (scm) (P50) | SICAME | SICAME AUSTRALIA PTY LTD | PC63F27A | Active
000414092 | CLAMP,ELEC CONDUCTOR,STRAIN | Termination, ABC, 25mm2, 2 3 or 4 Core, 2.5kN Failing Load (scm) (P50) | SICAME | SICAME AUSTRALIA PTY LTD | PC63F27B | Active
000414121 | CLAMP,INSULATION PIERCING | Connector, IPC, 5/19mm Dia Bare Al Main, 6/35mm2 IPC Tap, ETS 27/97 Item 2 (P12) (scm) | SICAME | SICAME AUSTRALIA PTY LTD | CAW35E | Active
000414131 | CLAMP,INSULATION PIERCING | Connector, IPC, 3/14mm Dia Bare Cu Main, 6/35mm2 IPC Tap, ETS 27/97 Item 4 (P12) (scm) | SICAME | SICAME AUSTRALIA PTY LTD | CCW35E | Active
000414131 | CLAMP,INSULATION PIERCING | Connector, IPC, 3/14mm Dia Bare Cu Main, 6/35mm2 IPC Tap, ETS 27/97 Item 4 (P12) (scm) | TECONN | TE CONNECTIVITY LTD | P2B100UMK2I | Active
000417515 | DAMPER,VIBRATION,TRANSMISSION LINE | Spiral Vibration, 3/4/2.50 ACSR/GZ, 3/4/0.93 ACSR/GZ (Imp), 6/1/2.50 ACSR/GZ Colour Code Blue (P25) (scm) | ACCULEC | ACCULEC PTY LTD (303899) | SVD0635H | Active
000417515 | DAMPER,VIBRATION,TRANSMISSION LINE | Spiral Vibration, 3/4/2.50 ACSR/GZ, 3/4/0.93 ACSR/GZ (Imp), 6/1/2.50 ACSR/GZ Colour Code Blue (P25) (scm) | PLP | PREFORMED LINE PRODUCTS (AUST) | SVD-0103 | Active
000426146 | FUSEHOLDER,BASE & CARRIER | 415V AC, 160A, 6/95mm2, Service, IPC Terminals, suit HRC DIN Size 00 Fuse Links (Dulmison K292 only) (P24) (scm) | PLP | PREFORMED LINE PRODUCTS (AUST) | D-K292 | Active
000429033 | GRIP,DEADEND | FT, Helical, for AAC & AAAC, 7/3.00, Libra & Emerald, 9mm Conductor Dia, Colour Code Red | PLP | PREFORMED LINE PRODUCTS (AUST) | AFG-090-CL | Active
000429106 | TERMINATION,PREFORMED | FT, QUINCE, 3/4/1.75 ACSR/GZ (P50) | PLP | PREFORMED LINE PRODUCTS (AUST) | AWFG-053 | Active
000429114 | GRIP,DEADEND | FT, Helical, Single Piece, for ACSR/GZ, 3/4/2.50, Raisin, 7.5mm Conductor Dia, Colour Code Blue | TECONN | TE CONNECTIVITY LTD | FSLD0750-5 | Active
000429114 | GRIP,DEADEND | FT, Helical, Single Piece, for ACSR/GZ, 3/4/2.50, Raisin, 7.5mm Conductor Dia, Colour Code Blue | PLP | PREFORMED LINE PRODUCTS (AUST) | AWFG-075-X | Active
000429149 | GRIP,DEADEND | FT, Helical, Single Piece, for ACSR/GZ, 6/1/3.75, Banana, 11.25mm Conductor Dia, Colour Code Black | PLP | PREFORMED LINE PRODUCTS (AUST) | AWFG-113-X | Active
000429157 | GRIP,DEADEND | FT, 6/4.75+7/1.60 ACSR/GZ (Cherry) Colour Code Blue, (scm) (P20) | PLP | PREFORMED LINE PRODUCTS (AUST) | AWFG-143-X | Active
000022784 | TURNBUCKLE | Ratchet Turnbuckle, 1.6T WWL, 16mm Thd, 532mm Open & 350mm Closed, suit Inline Links | ACCULEC | ACCULEC PTY LTD (303899) | TBMSUEE | Active
000016485 | LADDER,EXTENSION | Fibreglass, 5.5m Fully Extended (18ft), ETS RSE02 | LADAMAX | LADAMAX ALUMINIUM PRODUCTS PTY LTD | FXT-EQ17 | Active
002483808 | SHEETING,REFLECTIVE | Traffic Sign Blanking Plate, Roll-up, 600 x 600mm, Retroreflective Yellow, Hard Velcro Backed, 4 Corner Eyelets | REFLEFAB | REFLECT FABRICS PTY LTD | EXSC6060YB | Active
002483808 | SHEETING,REFLECTIVE | Traffic Sign Blanking Plate, Roll-up, 600 x 600mm, Retroreflective Yellow, Hard Velcro Backed, 4 Corner Eyelets | REFLEFAB | REFLECT FABRICS PTY LTD | EXSCAAAAAA | Active
002455319 | PROTECTOR,HEARING | Ear Plugs, Disposable, Corded, 26dB Min Rating, Class 5 (P100) | ATOMSUPP | ATOM SUPPLY GROUP P/L | 90098044 | Active
002455319 | PROTECTOR,HEARING | Ear Plugs, Disposable, Corded, 26dB Min Rating, Class 5 (P100) | BLKWOODJ | J BLACKWOOD & SONS LIMITED | 06479982 | Active
002455335 | PROTECTOR,HEARING | Ear Plugs, Disposable, Corded, Easy Removal Handles, 22dB Min Rating, Class 4 (P50) | BLKWOODJ | J BLACKWOOD & SONS LIMITED | 01498507 | Active
002455335 | PROTECTOR,HEARING | Ear Plugs, Disposable, Corded, Easy Removal Handles, 22dB Min Rating, Class 4 (P50) | UVEX | UVEX SAFETY GROUP | UVEX-XA-CD | Active
002479327 | PROTECTOR,HEARING | Ear Plugs, Disposable, Uncorded, 29 dB Min Rating, Class 5 (P200) | ATOMSUPP | ATOM SUPPLY GROUP P/L | 30000613 | Active
002479327 | PROTECTOR,HEARING | Ear Plugs, Disposable, Uncorded, 29 dB Min Rating, Class 5 (P200) | MOLDEX | MOLDEX-METRIC | 6604 | Active
000024986 | BATTERY,STORAGE | 12V, 3.0Ah, Compact M12 Red Li-Ion for Milwaukee Tools | MILWAUKE | MILWAUKEE POWER TOOLS | M12B3 | Active
000024986 | BATTERY,STORAGE | 12V, 3.0Ah, Compact M12 Red Li-Ion for Milwaukee Tools | C&LTOOL | C&L TOOL CENTRE | MILWAM12B3 | Active
000025114 | WRENCH,IMPACT | Milwaukee, M18 Fuel, Small 155mm, 1/2" Friction Ring Anvil, 18V, Powerstate Brushless Motor, 4-Mode Drive Control, Skin Only | C&LTOOL | C&L TOOL CENTRE | MILWTM18FIW2F12-0 | Active
000025114 | WRENCH,IMPACT | Milwaukee, M18 Fuel, Small 155mm, 1/2" Friction Ring Anvil, 18V, Powerstate Brushless Motor, 4-Mode Drive Control, Skin Only | MILWAUKE | MILWAUKEE POWER TOOLS | M18FIW2F12-0 | Active
000025424 | DUST GUARD,SPECTACLE | Helios Clip-on/off Dust Guard, EVA Closed Cell Foam, Protect against Dust & Flying Particles, suit Helios Safety Glasses Range | PROTECTA | PROTECTA-VISION AUSTRALIA | SX915DG | Active
000025424 | DUST GUARD,SPECTACLE | Helios Clip-on/off Dust Guard, EVA Closed Cell Foam, Protect against Dust & Flying Particles, suit Helios Safety Glasses Range | ATOMSUPP | ATOM SUPPLY GROUP P/L | 248942 | Active
000025467 | SAFETY DEVICE,PERSONNEL SECURING | SALA Nano-Lok LE Twin Leg Lifeline, 2.4m x 20mm Kevlar/Dyneema Webbing, Self Retracting c/w Scaffold Hooks & Quick Connector for Harness Mounting, | HGHTDYNM | HEIGHT DYNAMICS | HD 3101640 | Active
000025467 | SAFETY DEVICE,PERSONNEL SECURING | SALA Nano-Lok LE Twin Leg Lifeline, 2.4m x 20mm Kevlar/Dyneema Webbing, Self Retracting c/w Scaffold Hooks & Quick Connector for Harness Mounting, | HGHTDYNM | HEIGHT DYNAMICS | 3101640 | Active
000025536 | INSECT REPELLENT,PERSONAL | Bushmans; Aerosol 150g; 20% Deet; 7 hours effective protection | ATOMSUPP | ATOM SUPPLY GROUP P/L | 88891588 | Active
000025536 | INSECT REPELLENT,PERSONAL | Bushmans; Aerosol 150g; 20% Deet; 7 hours effective protection | ALPHAFAS | ALPHA FIRST AID SUPPLIES | 99879 | Active
000025551 | INSECT REPELLENT,PERSONAL | RID Antiseptic Repellent; 100ml Lotion Pump-16% DEET;4 hours effective protection | ATOMSUPP | ATOM SUPPLY GROUP P/L | PRO-009788 | Active
000025551 | INSECT REPELLENT,PERSONAL | RID Antiseptic Repellent; 100ml Lotion Pump-16% DEET;4 hours effective protection | ALPHAFAS | ALPHA FIRST AID SUPPLIES | 347 | Active
000025551 | INSECT REPELLENT,PERSONAL | RID Antiseptic Repellent; 100ml Lotion Pump-16% DEET;4 hours effective protection | ATOMSUPP | ATOM SUPPLY GROUP P/L | 403321 | Active
000025562 | INSECT REPELLENT,PERSONAL | RID, Tropical Strength, Antispectic, Bite Protection, Repels + Protects, 150g Spray, 8hrs Protection | ALPHAFAS | ALPHA FIRST AID SUPPLIES | 320020 | Active
000025562 | INSECT REPELLENT,PERSONAL | RID, Tropical Strength, Antispectic, Bite Protection, Repels + Protects, 150g Spray, 8hrs Protection | ATOMSUPP | ATOM SUPPLY GROUP P/L | 417166 | Active
002480655 | SWITCHBOARD,POWER | Feeder Switchgear Unit, 24kV, 630A, 25kA, 1250A Bus Metal Encl Fixed Switchgear & Control Gear Assy c/w 110V DC Aux Supply, incl CTs for Feeder | TAMCO | TAMCO SWITCHGEAR (MANUFACTURER) | 22000 | Active
002480655 | SWITCHBOARD,POWER | Feeder Switchgear Unit, 24kV, 630A, 25kA, 1250A Bus Metal Encl Fixed Switchgear & Control Gear Assy c/w 110V DC Aux Supply, incl CTs for Feeder | TAMCO | TAMCO SWITCHGEAR (MANUFACTURER) | T1-GV3N630FDR | Active
002483881 | RELAY,ELECTROMAGNETIC | 24V DC Input, 1 N/O Contact, Assembled Relay Module, Push-in Connection c/w Relay Base, Ejector & Multi-layer Gold Contact Relay (Pack of 10, MOQ 10) | PHOENIX | PHOENIX CONTACT PTY LTD | 2903359 | Active
000021736 | CLOTH,CLEANING | Disposable, Solvent Impregnated, Degreasing Wipe, for Cleaning EHV Cable 150 Wipes per Bucket | HYLEC | HYLEC ENERGY SOLUTIONS | 67159 | Active
000022825 | RANGE FINDER,LASER | Nikon Forestry Pro II, Three-Point Measurement System, 6 x Magnification, Back-Lit External Display, Max Range: 7.5-1600m, CR2 LI Battery | AMPLITUD | AMPLITUDE PTY LTD (396777) | BKA094YA | Active
002466746 | BIT,AUGER | Impact, 18mm Dia, 610mm OAL, Steel, Ring Twist Pattern, 11mm Hex Shank, Quick Release | LEGEND | LEGEND POWER SYSTEMS | MSS-1116L | Active
002466746 | BIT,AUGER | Impact, 18mm Dia, 610mm OAL, Steel, Ring Twist Pattern, 11mm Hex Shank, Quick Release | SPECFORC | SPECIALISED FORCE PTY LTD | STMSF818600 | Active
002484756 | SWITCHBOARD,POWER | 48V DC Main & Dist Board, 36 Pole on 1 x 36 Pole Chassis, Indoor, 125V, 100A, Form 3b/2bi, 2kA, IP51, Main Section c/w 1 x Charger 100A MCCB, 2 x Battery | WEBER | WEBER SOUTH PACIFIC PTY LTD | DE8520028-M113 | Active
002484822 | SWITCHBOARD,POWER | DC Dist Board, Indoor, 125V, 100A, Form 2bi, 2kA, IP51, 60 Pole Chassis c/w 2 x Supply 160A LBS, 30 x 2 Pole CBs on 1 x 60 Pole Chassis for Dist Circuits, | WEBER | WEBER SOUTH PACIFIC PTY LTD | DE6010025-M102 | Active
002466282 | CABLE,POWER,ELECTRICAL | Control, 0.6/1kV, 10C x 2.5mm2 (7/0.67) Cu, X-HF-90 Insulated/HFS-90-TP Bedded/ DBT/HFS-90-TP Sheath, 500m Wood Drum, JTS 04-05-02 | MIDLAND | MIDLAND METALS OVERSEAS PTE LTD | MMO-10X2.5 CU XHF HFS DBT HFS | Active
000006076 | BRACKET,INSULATOR | Suspension/Angle Type, Galvanised Steel Suspension Style, LV Reel Insulator to Pole, 100mm x 86mm, 2 X 18mm Dia Holes | HAYMANS | HAYMANS ELECTRICAL | 6076 | Active
002484871 | CIRCUIT BREAKER | 1600A, 42kA/1Sec, ACB Std, Sentron 3WL, ETU45B | SIEMENS | SIEMENS LTD | 3WL1116-3FB62-1AA2-Z | Active
002484871 | CIRCUIT BREAKER | 1600A, 42kA/1Sec, ACB Std, Sentron 3WL, ETU45B | WEBER | WEBER SOUTH PACIFIC PTY LTD | SIE-1600ETU45B | Active
002484889 | CIRCUIT BREAKER | 1600A, 42kA/1Sec, ACB Upgde, Sentron 3WL, ETU76B c/w COM35 | SIEMENS | SIEMENS LTD | 3WL1116-2NB62-1GA2 | Active
002484889 | CIRCUIT BREAKER | 1600A, 42kA/1Sec, ACB Upgde, Sentron 3WL, ETU76B c/w COM35 | WEBER | WEBER SOUTH PACIFIC PTY LTD | SIE-1600ETU76B | Active
002484897 | CIRCUIT BREAKER | 3200A, 65kA/1Sec, ACB Std, Sentron 3WL, ETU45B | SIEMENS | SIEMENS LTD | 3WL1232-2FB62-1AA2-Z | Active
002484897 | CIRCUIT BREAKER | 3200A, 65kA/1Sec, ACB Std, Sentron 3WL, ETU45B | WEBER | WEBER SOUTH PACIFIC PTY LTD | SIE-3200ETU45B | Active
002481588 | MODULE | MD100m Digital Input Module, 16 Channels, 2 Sets of 8 x DI, 5V DC Range, each Set Isolated | CGI | CGI TECHNOLOGIES & SOLUTIONS P/L | MD100M-DI-2 | Active
000021743 | CLAMP,SUSPENSION,ELEC CONDUCTOR | Suspension Single, Colour Code Black, suit 14.36 to 14.55mm OPGW Conductor Range, Left Hand Lay | TECONN | TE CONNECTIVITY LTD | HSC-1379 | Active
000021743 | CLAMP,SUSPENSION,ELEC CONDUCTOR | Suspension Single, Colour Code Black, suit 14.36 to 14.55mm OPGW Conductor Range, Left Hand Lay | PLP | PREFORMED LINE PRODUCTS (AUST) | OPGWSS-1436LC-EN | Active
000023974 | SPLICE,CONDUCTOR | Mechanical Shear Head Bolt, 44.4kN, 800A, Cable Range 11-18.8mm Dia, suit AAC/AAAC/ACSR, Box of 1 (scm) | SICAME | SICAME AUSTRALIA PTY LTD | MTRS11-18 | Active
000030066 | EARTHING,STIRRUP | Transverse Double, suit Sulphur 61/3.75 AAAC | PLP | PREFORMED LINE PRODUCTS (AUST) | ESTD-338-125 | Active
000104160 | LINK,COMPRESSION | 185mm2, Cu, Hex Die A/F 20.0mm (scm) (P20) | TECONN | TE CONNECTIVITY LTD | CK185/1 | Active
000104160 | LINK,COMPRESSION | 185mm2, Cu, Hex Die A/F 20.0mm (scm) (P20) | TYCOELEC | TYCO ELECTRONICS | H1494/20 | Active
000104191 | TIE,PREFORMED | Top, Neck Dia 76mm, 19/3.75 AAC, Pluto Armoured, (scm) (P50) | PLP | PREFORMED LINE PRODUCTS (AUST) | AWDT-290A-76T | Active
000104193 | SUPPORT,ELECTRICAL CABLE | Clamp, 30-110mm Dia c/w 2 x 13mm Holes, 95mm Centres with Centreline Parallel to Cable Axis, ETS 2009/0164/T (scm) | TYCOELEC | TYCO ELECTRONICS | CBH30-110/1 | Active
000104195 | DAMPER,VIBRATION,TRANSMISSION LINE | Spiral Vibration, 19/3.75 AAC, Pluto, Colour Code Green (P8) (scm) | ACCULEC | ACCULEC PTY LTD (303899) | SVD1432H | Active
000104195 | DAMPER,VIBRATION,TRANSMISSION LINE | Spiral Vibration, 19/3.75 AAC, Pluto, Colour Code Green (P8) (scm) | PLP | PREFORMED LINE PRODUCTS (AUST) | SVD-0106 | Active
000104206 | LINK,COMPRESSION | Reducing, Cu, 70mm2/35mm2, Cu, Hex Die A/F 11.5mm/9.2mm (scm) | TYCOELEC | TYCO ELECTRONICS | CKR7035/1 | Active
000104221 | TIE,PREFORMED | Side, Neck Dia 76mm, 19/3.75 AAC, Pluto Armoured (P40) (scm) | PLP | PREFORMED LINE PRODUCTS (AUST) | AWST290A76T | Active
000104223 | TIE,PREFORMED | Side, Neck Dia 76mm, 19/3.75 AAC, Pluto Unarmoured, (scm) (P40) | PLP | PREFORMED LINE PRODUCTS (AUST) | AWST-180-76 | Active
000104224 | TIE,PREFORMED | Side, Neck Dia 112mm, 3/2.75 SC/AC Armoured, (scm) (P50) | PLP | PREFORMED LINE PRODUCTS (AUST) | AWST-102A-112 | Active
000104225 | TIE,PREFORMED | Side, Neck Dia 76mm, 3/2.75 SC/AC Armoured, (scm) (P50) | TECONN | TE CONNECTIVITY LTD | ST-0549/76P | Active
000104225 | TIE,PREFORMED | Side, Neck Dia 76mm, 3/2.75 SC/AC Armoured, (scm) (P50) | PLP | PREFORMED LINE PRODUCTS (AUST) | AWST102A76 | Active
002457877 | BATTERY,STORAGE | 48V, 125Ah, Dual String, 8 x FXH100-12S VRLA Monoblocs w/out Rack, Subs Standby Battery Bank, Contract 10591, Item 10a | CENTURY | CENTURY YUASA BATTERIES PTY LTD | 313122-ITEM 3C | Active
002457919 | BATTERY,STORAGE | 48V, 1000Ah, Dual String, 48 x UXL550-2 VRLA Monoblocs w/out Rack, Subs Standby Battery Bank, Contract 10591, Item 14a | CENTURY | CENTURY YUASA BATTERIES PTY LTD | 341263 | Active
002457968 | BATTERY,STORAGE | 125V, 180Ah, Dual String, 38 x UXH100-6 VRLA Monoblocs c/w Rack, Subs Standby Battery Bank, Contract 10591, Item 2b | CENTURY | CENTURY YUASA BATTERIES PTY LTD | 341274 | Active
002458016 | BATTERY,STORAGE | 110V, 224Ah, Dual String, 36 x UXH125-6 VRLA Monoblocs c/w Rack, Subs Standby Battery Bank, Contract 10591, Item 7b | CENTURY | CENTURY YUASA BATTERIES PTY LTD | 341279 | Active
002458040 | BATTERY,STORAGE | 48V, 125Ah, Dual String, 8 x FXH100-12S VRLA Monoblocs c/w Rack, Subs Standby Battery Bank, Contract 10591, Item 10b | CENTURY | CENTURY YUASA BATTERIES PTY LTD | 313122-ITEM 3C+R | Active
002458073 | BATTERY,STORAGE | 48V, 500Ah, Dual String, 48 x UXL330-2 VRLA Monoblocs c/w Rack, Subs Standby Battery Bank, Contract 10591, Item 13b | CENTURY | CENTURY YUASA BATTERIES PTY LTD | 341285 | Active
002458115 | BATTERY,STORAGE | 110V, 90Ah, Dual String, 18 x UXH50-12 VRLA Monoblocs c/w Enclosed Rack, Subs Standby Battery Bank, Contract 10591, Item 4c | CENTURY | CENTURY YUASA BATTERIES PTY LTD | 341296 | Active
002458156 | BATTERY,STORAGE | 48V, 90Ah, Dual String, 8 x UXH50-12 VRLA Monoblocs c/w Enclosed Rack, Subs Standby Battery Bank, Contract 10591, Item 9c | CENTURY | CENTURY YUASA BATTERIES PTY LTD | 341236 | Active
002458164 | BATTERY,STORAGE | 48V, 224Ah, Dual String, 16 x UXH125-6 VRLA Monoblocs c/w Enclosed Rack, Subs Standby Battery Bank, Contract 10591, Item 12c | CENTURY | CENTURY YUASA BATTERIES PTY LTD | 341301 | Active
000104449 | WRENCH | Drive End, 200mm Lg, for 38mm (1.5") Swamp Anchor, Rated at 10000 Lbf.ft | TEN | THE ENERGY NETWORK (AUST) PTY LTD | C303-0020 | Active
000104449 | WRENCH | Drive End, 200mm Lg, for 38mm (1.5") Swamp Anchor, Rated at 10000 Lbf.ft | CHANCE | CHANCE (MANUFACTURER) | C303-0020 | Active
000104449 | WRENCH | Drive End, 200mm Lg, for 38mm (1.5") Swamp Anchor, Rated at 10000 Lbf.ft | BRITECH | BRI-TECH PTY LTD | C303-0020 | Active
000104448 | WRENCH | Drive End, 2133mm Lg (7ft), Rated at 10000 Lbf.ft | AMPLITUD | AMPLITUDE PTY LTD (396777) | SAE09639 | Active
000104448 | WRENCH | Drive End, 2133mm Lg (7ft), Rated at 10000 Lbf.ft | TEN | THE ENERGY NETWORK (AUST) PTY LTD | C1021583 | Active
000104448 | WRENCH | Drive End, 2133mm Lg (7ft), Rated at 10000 Lbf.ft | BRITECH | BRI-TECH PTY LTD | C1021583 | Active
000104474 | STRIPPER,CABLE,HAND | Square Cut Bushing 50mm2 ABC to suit Ripley 2 x 2 Cable End Stripper (IIN2402357) | AMPLITUD | AMPLITUDE PTY LTD (396777) | 47550 | Active
000104474 | STRIPPER,CABLE,HAND | Square Cut Bushing 50mm2 ABC to suit Ripley 2 x 2 Cable End Stripper (IIN2402357) | THEWMCCA | TMAC THEW & MCCANN GROUP | TM10022 | Active
000104504 | CRIMPING TOOL,HYDRAULIC | Hand Operated, 12 Tonne | SPECFORC | SPECIALISED FORCE PTY LTD | EP431 | Active
000104578 | GRIP,CABLE,WOVEN | Sock, Cable Pulling, to suit 3 x 35mm2 Triplex U/G Cable, 40-55 Dia, Max Tension 35kN, 2 Ply, Galv Strands, Alloy Ferrule, Soft Eye (scm) | AMPLITUD | AMPLITUDE PTY LTD (396777) | CT20 | Active
000104578 | GRIP,CABLE,WOVEN | Sock, Cable Pulling, to suit 3 x 35mm2 Triplex U/G Cable, 40-55 Dia, Max Tension 35kN, 2 Ply, Galv Strands, Alloy Ferrule, Soft Eye (scm) | TYCOELEC | TYCO ELECTRONICS | MGC1040 | Active
000104618 | BLADE SET,CABLE STRIPPER | suit Cable Outer Sheath IR Cutter | PLP | PREFORMED LINE PRODUCTS (AUST) | IBST5024B | Active
000104618 | BLADE SET,CABLE STRIPPER | suit Cable Outer Sheath IR Cutter | TEN | THE ENERGY NETWORK (AUST) PTY LTD | IBST5024B | Active
000104618 | BLADE SET,CABLE STRIPPER | suit Cable Outer Sheath IR Cutter | TYCOELEC | TYCO ELECTRONICS | IBST5024B | Active
000104621 | DIE,COMPRESSION | Hex Crimp, 14mm A/F, suit Cu Screen, for Triplex Cable | TECONN | TE CONNECTIVITY LTD | 38-140CU/1 | Active
000104621 | DIE,COMPRESSION | Hex Crimp, 14mm A/F, suit Cu Screen, for Triplex Cable | TEN | THE ENERGY NETWORK (AUST) PTY LTD | K12-CS14 | Active
000104655 | SLING | Round, 1000mm, Effective 2000kg SWL, Out Of Green Polyester, Round Slings Synthetic Fibre, to AS4497.2 | AMPLITUD | AMPLITUDE PTY LTD (396777) | 900210 | Active
000104655 | SLING | Round, 1000mm, Effective 2000kg SWL, Out Of Green Polyester, Round Slings Synthetic Fibre, to AS4497.2 | ROBLIFT | ROBERTSONS LIFTING & RIGGING PTY LTD | MRS2000X1 | Active
000104656 | SLING | Round, 1500mm, Effective 2000kg SWL, Out Of Green Polyester, Round Slings Synthetic Fibre, to AS4497.2 | AMPLITUD | AMPLITUDE PTY LTD (396777) | 900215 | Active
000104656 | SLING | Round, 1500mm, Effective 2000kg SWL, Out Of Green Polyester, Round Slings Synthetic Fibre, to AS4497.2 | ROBLIFT | ROBERTSONS LIFTING & RIGGING PTY LTD | MRS2000X1.5 | Active
000104657 | SLING | Round, 2000mm, Effective 2000kg SWL, Out Of Green Polyester, Round Slings Synthetic Fibre, to AS4497.2 | AMPLITUD | AMPLITUDE PTY LTD (396777) | 900220 | Active
000104657 | SLING | Round, 2000mm, Effective 2000kg SWL, Out Of Green Polyester, Round Slings Synthetic Fibre, to AS4497.2 | ROBLIFT | ROBERTSONS LIFTING & RIGGING PTY LTD | MRS2000X2 | Active
000104775 | MULTIMETER | Clamp, Digital, Voltage, Current, Min of Cat III 600V, ETS RSE04 | YOKOGAWA | YOKOGAWA AUSTRALIA PTY LTD | CL150 | Active
000104775 | MULTIMETER | Clamp, Digital, Voltage, Current, Min of Cat III 600V, ETS RSE04 | RTE | RAPID-TECH EQUIPMENT PTY LTD | CL150 | Active
000104779 | SHADE BRIM,SAFETY HELMET | Snap Brim, Plastic, for Sun Protection, White Only, suit Protector 43 Safety Caps | ATOMSUPP | ATOM SUPPLY GROUP P/L | 79903070 | Active
000104779 | SHADE BRIM,SAFETY HELMET | Snap Brim, Plastic, for Sun Protection, White Only, suit Protector 43 Safety Caps | SNAPBRIM | SNAP BRIM (MANUFACTURER) | HC600 | Active
000104779 | SHADE BRIM,SAFETY HELMET | Snap Brim, Plastic, for Sun Protection, White Only, suit Protector 43 Safety Caps | BUNZL | BUNZL LIMITED | FRSNAPBRMWG1003 | Active
000104779 | SHADE BRIM,SAFETY HELMET | Snap Brim, Plastic, for Sun Protection, White Only, suit Protector 43 Safety Caps | ATOMSUPP | ATOM SUPPLY GROUP P/L | FRSNAPBRMWG1003 | Active
000105003 | METER | Digital Earth Resistance Tester, LCD, IP67 Rated, 0-2000 OHM | KYORITSU | KYORITSU (MANUFACTURER) | 4105DL-H | Active
000105003 | METER | Digital Earth Resistance Tester, LCD, IP67 Rated, 0-2000 OHM | YOKOGAWA | YOKOGAWA AUSTRALIA PTY LTD | YO EY200 | Active
000105016 | DETECTOR,VOLTAGE | HV Tester, 11/66kV, Indoor/Outdoor Kit, Audible/Visual Indication, Universal Sunrise Fitting in Carry Case c/w Full Range of Adapters, ETS RSE04 | HYLEC | HYLEC ENERGY SOLUTIONS | IDKCTAG200EMR1166 | Active
000105016 | DETECTOR,VOLTAGE | HV Tester, 11/66kV, Indoor/Outdoor Kit, Audible/Visual Indication, Universal Sunrise Fitting in Carry Case c/w Full Range of Adapters, ETS RSE04 | HYLEC | HYLEC ENERGY SOLUTIONS | IDKCTAG200MR1166Q | Active
000105026 | INSULATION,ELEC COND | Tiger Tail 2.5m Lg, Regular, Red & Black Stripe, Class 1, 650V, HDPE Insulating Barrier, 35mm ID Nom, Protective Cover for LV Conductor, Compliant to AS4202 | BALMORAL | BALMORAL ENGINEERING PTY LTD | DB35ARB | Active
000023922 | LINK,INLINE | Temp 11kV, 600A Continous, Full Assembly w/o Leads, c/w Arc Chute & Customised Wooden Box, Set of 3 | ACCULEC | ACCULEC PTY LTD (303899) | ALTDCS-EXKIT | Active
000023941 | LINK,INLINE | Temp 11kV, 600A Continous, Flathooks, Link Only, w/o Arc Chute, Hardware or Turnbuckle | ACCULEC | ACCULEC PTY LTD (303899) | ALTD06200RH | Active
000030065 | EARTHING,STIRRUP | Assembly, Single Conductor Line Clamp, suit Venus/Sulphur 61/3.75 | PLP | PREFORMED LINE PRODUCTS (AUST) | BBESA-338 | Active
000030067 | EARTHING,STIRRUP | Transverse Double, suit Oxygen 19/4.75 AAAC | PLP | PREFORMED LINE PRODUCTS (AUST) | ESTD-240-P | Active
000030069 | EARTHING,STIRRUP | Transverse Single, suit Sulphur 61/3.75 AAAC | PLP | PREFORMED LINE PRODUCTS (AUST) | ESTS-338 | Active
000030407 | EARTHING,STIRRUP | Assembly, Conductor Inline Clamps, suit Neon/Pluto 19/3.75 | PLP | PREFORMED LINE PRODUCTS (AUST) | BBESA-175 | Active
002474278 | EARTHING,STIRRUP | Transverse Double, Conductor 26.3mm, 125mm Centre Spacing, Strirup Radius 50mm, Strirup 25.4mm | PLP | PREFORMED LINE PRODUCTS (AUST) | ESTD-263-125 | Active
002483170 | EARTHING,STIRRUP | Substation Earthing, suit 50.8mm OD Cu Pipe, Natural Finish | FULTON | FULTON INDUSTRIES AUSTRALIA P/L | ESTC-51 | Active
002484905 | CIRCUIT BREAKER | 3200A, 65kA/1Sec, ACB Upgde, Sentron 3WL, ETU76B c/w COM35 | SIEMENS | SIEMENS LTD | 3WL1232-2NB62-1GA2 | Active
002484905 | CIRCUIT BREAKER | 3200A, 65kA/1Sec, ACB Upgde, Sentron 3WL, ETU76B c/w COM35 | WEBER | WEBER SOUTH PACIFIC PTY LTD | SIE-3200ETU76B | Active
002484921 | CIRCUIT BREAKER SUBASSEMBLY | Arc Fault Protection System, VAMP 221, Central Unit | SCHNEIDR | SCHNEIDER PTY LTD (MANUFACTURER) | V2213A3AAA 12LSE VA1A6 VX002-5 | Active
002484921 | CIRCUIT BREAKER SUBASSEMBLY | Arc Fault Protection System, VAMP 221, Central Unit | WEBER | WEBER SOUTH PACIFIC PTY LTD | MF135243EQ01-K2 | Active
002484954 | CIRCUIT BREAKER SUBASSEMBLY | 3WL, Zone Selective Interlock Module | SIEMENS | SIEMENS LTD | 3WL9111-0AT2 | Active
002484954 | CIRCUIT BREAKER SUBASSEMBLY | 3WL, Zone Selective Interlock Module | WEBER | WEBER SOUTH PACIFIC PTY LTD | SIE-3WL9111-0AT2 | Active
002484962 | CIRCUIT BREAKER SUBASSEMBLY | 240V AC, 24V DC 5A Power Supply | PHOENIX | PHOENIX CONTACT PTY LTD | 2904600 | Active
002484962 | CIRCUIT BREAKER SUBASSEMBLY | 240V AC, 24V DC 5A Power Supply | WEBER | WEBER SOUTH PACIFIC PTY LTD | PHO-2904600 | Active
002484988 | COVER,TERMINAL | Vertigroup VS3, for Bottom Connect 630A Fuse Switch | WEBER | WEBER SOUTH PACIFIC PTY LTD | 36435.001 | Active
002484988 | COVER,TERMINAL | Vertigroup VS3, for Bottom Connect 630A Fuse Switch | WEBER | WEBER SOUTH PACIFIC PTY LTD | EFE-36435.0010 | Active
002484996 | LINK | Vertigroup VS3, 1250A Solid Link | WEBER | WEBER SOUTH PACIFIC PTY LTD | CSK3 | Active
002485001 | COVER,TERMINAL | Vertigroup VS3, for Double Ganged Fuse Switch, for Bottom Connect 1260A Fuse Switch | WEBER | WEBER SOUTH PACIFIC PTY LTD | V-KU/O2000E | Active
002485019 | ACCESSORY KIT,ELEC EQUIP | Feeder Parallel Connection Kit, Vertigroup VS3, for joining 2 x 630A Switch Fuses c/w 3 x Connection Tags, Cover, Handle Connect Bar, Bolt Pack, | WEBER | WEBER SOUTH PACIFIC PTY LTD | V-BK1P | Active
002485027 | ACCESSORY KIT,ELEC EQUIP | Feeder Parallel Connection Kit, Vertigroup VS3, for 2 x 300mm2 Cables c/w 3 x Connection Tags, Cover, Bolt Pack | WEBER | WEBER SOUTH PACIFIC PTY LTD | V-TSKIT | Active
002485035 | SWITCH,FUSED | LV Circuit, 630A, 3 Pole, Vertigroup VS3, Bottom Connect c/w 630A Fuse Switch, Cable Connection Kit for 2 x 300mm2 Cables | WEBER | WEBER SOUTH PACIFIC PTY LTD | VS31000BP-003 | Active
002485043 | SWITCH,FUSED | LV Circuit, 1260A, 3 Pole, Vertigroup VS3, Bottom Connect c/w 2 x 630A Fuse Switches, Cable Connection Kit for 3 x 300mm2 Cables | WEBER | WEBER SOUTH PACIFIC PTY LTD | VS32000BP-004 | Active
002430221 | CONNECTOR ELBOW | Set of 3, 630A, Bolted, suit 22kV 1 Core 185mm2 Al XLPE Cable, (scm) | TECONN | TE CONNECTIVITY LTD | RSTI-ERG52 | Active
000104226 | TIE,PREFORMED | Side, Neck Dia 112mm, 3/2.75 SC/GZ 3/12 Steel, Armoured, (scm) (P50) | PLP | PREFORMED LINE PRODUCTS (AUST) | GST-102A-112 | Active
000104227 | TIE,PREFORMED | Side, Neck Dia 76mm, 3/2.75 SC/GZ 3/12 Steel, Armoured, (scm) (P50) | PLP | PREFORMED LINE PRODUCTS (AUST) | GST102A76 | Active
000104229 | TIE,PREFORMED | Side, Neck Dia 76mm, 7/2.50 AAC & AAAC 3/4/2.50 ACSR 6/1/2.50 ACSR, Armoured (scm) (P50) | PLP | PREFORMED LINE PRODUCTS (AUST) | AWST-140A-76 | Active
000104232 | TIE,PREFORMED | Side, Neck Dia 112mm, 7/3.00 AAC, Libra Unarmoured, (scm) (P50) | PLP | PREFORMED LINE PRODUCTS (AUST) | AWST090112 | Active
000429173 | GRIP,DEADEND | FT, 6/1/3.00 ACSR/GZ (Apple) 4/3/3.00 ACSR/GZ, (Sultana) Colour Code Red (scm) (P25) | PLP | PREFORMED LINE PRODUCTS (AUST) | AWFG-090-X | Active
000429203 | GRIP,DEADEND | FT, Helical, for HDBC, 7/1.75, (7/.064 Imp), 5.25mm Conductor Dia, Colour Code Purple | PLP | PREFORMED LINE PRODUCTS (AUST) | CFG-0525 | Active
000429378 | TERMINATION,PREFORMED | FT, 7/2.75 SC/GZ, for use on GY3 Insulator (P20) (scm) | PLP | PREFORMED LINE PRODUCTS (AUST) | GFG-083-CL | Active
000429491 | TERMINATION,PREFORMED | FT, 3/2.75 SC/AC, 3/12 Al Clad Steel (P50) (scm) | PLP | PREFORMED LINE PRODUCTS (AUST) | AWFG-K023 | Active
000430163 | TERMINATION,PREFORMED | FT, 19/2.00 SC/GZ, (GUY LOK) (P40) | TECONN | TE CONNECTIVITY LTD | FGG0970-1020 | Active
000430163 | TERMINATION,PREFORMED | FT, 19/2.00 SC/GZ, (GUY LOK) (P40) | PLP | PREFORMED LINE PRODUCTS (AUST) | GSC-100 | Active
000430228 | TERMINATION,PREFORMED | FT, 7/2.75 SC/GZ, "GUY LOK" | TECONN | TE CONNECTIVITY LTD | FGG0790-0830 | Active
000430228 | TERMINATION,PREFORMED | FT, 7/2.75 SC/GZ, "GUY LOK" | PLP | PREFORMED LINE PRODUCTS (AUST) | GSC083 | Active
000431534 | GUARD | Earth Made From 20mm Heavy Duty Hft Conduit 2.65m L for HV & LV Earth (Not Swer) (P500) (scm) | TYCOELEC | TYCO ELECTRONICS | EG265020 | Active
000431534 | GUARD | Earth Made From 20mm Heavy Duty Hft Conduit 2.65m L for HV & LV Earth (Not Swer) (P500) (scm) | PLP | PREFORMED LINE PRODUCTS (AUST) | D-EG265020 | Active
000431593 | GUARD | Stay, Aluminium Tube Deburred, 32mm OD x 1.6mm Thick x 2.40m Long, Powder Coated Pearl White (scm) (P215) | RMSPROD | RMS PRODUCTS (RELAY MONITORING SYSTEMS) | 0431593 | Active
000431593 | GUARD | Stay, Aluminium Tube Deburred, 32mm OD x 1.6mm Thick x 2.40m Long, Powder Coated Pearl White (scm) (P215) | RMSRVR | RMS (RIVERSLEIGH MANAGEMENT SERVICES) | 0431593 | Active
000447021 | TERMINAL,LUG | Compression, Bi-Metal, Cu Palm, 25mm2, M10 Bolt Hole, Hex Die A/F 14.0mm, ABC (P10) (scm) | SICAME | SICAME AUSTRALIA PTY LTD | CPTAU25 | Active
000447021 | TERMINAL,LUG | Compression, Bi-Metal, Cu Palm, 25mm2, M10 Bolt Hole, Hex Die A/F 14.0mm, ABC (P10) (scm) | LEGEND | LEGEND POWER SYSTEMS | BMABC25-10 | Active
000468357 | PROTECTOR,ELECTRICAL CABLE | Armour Rod, Greyling (Imp) 6/1/2.50 ACSR Blue (P50) (scm) | PLP | PREFORMED LINE PRODUCTS (AUST) | AAR-075 | Active
000474602 | SLEEVE,COMPRESSION | FT, AAC 7/3.00 Libra, 7/0.110" Ladybird, 7/0.188" Grub, Hex Die 17.3mm A/F, Al (scm) | TYCOELEC | TYCO ELECTRONICS | FT44A/1 | Active
000474602 | SLEEVE,COMPRESSION | FT, AAC 7/3.00 Libra, 7/0.110" Ladybird, 7/0.188" Grub, Hex Die 17.3mm A/F, Al (scm) | LEGEND | LEGEND POWER SYSTEMS | AFT44A | Active
000474618 | SLEEVE,COMPRESSION | NT, 7/4.75, AL, AAC & AAAC 6/4.75+7/1.60 ACSR,7/4.50 AAC, Hex Die A/F 22.0mm (scm) (P1) | TYCOELEC | TYCO ELECTRONICS | NT61/1 | Active
000474651 | SLEEVE,COMPRESSION | FT, 7/4.75, AAAC, Iodine, Hex Die A/F 22.0mm (scm) | PLP | PREFORMED LINE PRODUCTS (AUST) | CMFT61A | Active
000474651 | SLEEVE,COMPRESSION | FT, 7/4.75, AAAC, Iodine, Hex Die A/F 22.0mm (scm) | TYCOELEC | TYCO ELECTRONICS | FT61R/1 | Active
000023914 | LINK,INLINE | Temp 11kV, 600A Continous, Full assembly Flathooks, Ratchet Turnbuckle, Clevis & Shackles, w/o Arc Chute | ACCULEC | ACCULEC PTY LTD (303899) | ALTDCSN_ARCEX | Active
002481471 | TERMINATION KIT,ELECTRICAL CABLE | Outdoor, 76/132kV, 1C, 1200mm2 Stranded Segmental Milliken WB Cu, XLPE/OF/WBT/ CorrCu Sheath(40kA/0.5Sec)/MDPE, Graphite Coating | BRUGG | BRUGG CABLES (MANUFACTURER) | S1925-4-1200-OF-CU | Active
002481471 | TERMINATION KIT,ELECTRICAL CABLE | Outdoor, 76/132kV, 1C, 1200mm2 Stranded Segmental Milliken WB Cu, XLPE/OF/WBT/ CorrCu Sheath(40kA/0.5Sec)/MDPE, Graphite Coating | CBLGRID | CABLE GRID AUSTRALIA PTY LTD | CG-2481471-S1925-4 | Active
000105074 | DRIVER,EARTH ROD | Driving Attachment to suit Kango Hammer, 12mm Driver, suits 13mm Cu Clad | C&LTOOL | C&L TOOL CENTRE | MILWA4932399265 | Active
000105074 | DRIVER,EARTH ROD | Driving Attachment to suit Kango Hammer, 12mm Driver, suits 13mm Cu Clad | MILWAUKE | MILWAUKEE POWER TOOLS | 4932399265 | Active
000105444 | DIE,COMPRESSION | Hex Crimp, 12T, Engraved 14.0mm A/F Al | TEN | THE ENERGY NETWORK (AUST) PTY LTD | K12-14.0-AL | Active
000105444 | DIE,COMPRESSION | Hex Crimp, 12T, Engraved 14.0mm A/F Al | TEN | THE ENERGY NETWORK (AUST) PTY LTD | K12-A7-2.25 | Active
000105449 | DIE,COMPRESSION | Hex Crimp, 12T, Engraved 28.4mm A/F Al | TECONN | TE CONNECTIVITY LTD | 38-284AL/1 | Active
000105449 | DIE,COMPRESSION | Hex Crimp, 12T, Engraved 28.4mm A/F Al | TEN | THE ENERGY NETWORK (AUST) PTY LTD | K12-A240-300 | Active
000105454 | DIE,COMPRESSION | Hex Crimp, 5T, Engraved 17.3mm A/F Al, ABC | TECONN | TE CONNECTIVITY LTD | 5T-M173-50 | Active
000105454 | DIE,COMPRESSION | Hex Crimp, 5T, Engraved 17.3mm A/F Al, ABC | SPECFORC | SPECIALISED FORCE PTY LTD | 5T-17.3AFABC | Active
001001104 | CABLE TIE | Nylon, Natural, 380 x 7.6mm (P100) | TECONN | TE CONNECTIVITY LTD | CT3807/100 | Active
001001104 | CABLE TIE | Nylon, Natural, 380 x 7.6mm (P100) | TYCOELEC | TYCO ELECTRONICS | CT3807/100 | Active
001811190 | CLOTH,CLEANING | Silicone Impregnated for Wiping Epoxiglas Tools | TEN | THE ENERGY NETWORK (AUST) PTY LTD | 10-090 | Active
001811190 | CLOTH,CLEANING | Silicone Impregnated for Wiping Epoxiglas Tools | HYLEC | HYLEC ENERGY SOLUTIONS | TC53 | Active
001837490 | GLOVES,ELECTRICAL WORKER'S | Ansell ActivArmr, Class 00, 500VAC, Size 10, Insulating Rubber, Red, Straight Cuff, 280mm (11") Lg, ASTM D120 | BALMORAL | BALMORAL ENGINEERING PTY LTD | RIG0011RS10 | Active
001837490 | GLOVES,ELECTRICAL WORKER'S | Ansell ActivArmr, Class 00, 500VAC, Size 10, Insulating Rubber, Red, Straight Cuff, 280mm (11") Lg, ASTM D120 | ANSELL | ANSELL LTD | RIG0011RS10 | Active
001837490 | GLOVES,ELECTRICAL WORKER'S | Ansell ActivArmr, Class 00, 500VAC, Size 10, Insulating Rubber, Red, Straight Cuff, 280mm (11") Lg, ASTM D120 | NTWRKPWR | NETWORK POWER SERVICES | EOO500280-10 | Active
001837610 | CLEANING COMPOUND,OPTICAL LENS | Spectrum, 200ML Pump Action Bottle, Cat # SACF34, suit Cleaning Station SACS30 c/w Spray Head Sash28 | ATOMSUPP | ATOM SUPPLY GROUP P/L | 1216004 | Active
001837610 | CLEANING COMPOUND,OPTICAL LENS | Spectrum, 200ML Pump Action Bottle, Cat # SACF34, suit Cleaning Station SACS30 c/w Spray Head Sash28 | BLKWOODJ | J BLACKWOOD & SONS LIMITED | 03989908 | Active
001841513 | HELMET,SAFETY | Wide Brim, HH40, ABS (Type 1), White, Non-Vented, Unbranded, AS1801 | 3MAUST | 3M AUSTRALIA PTY LTD | AT010703455 | Active
001841513 | HELMET,SAFETY | Wide Brim, HH40, ABS (Type 1), White, Non-Vented, Unbranded, AS1801 | ATOMSUPP | ATOM SUPPLY GROUP P/L | 463959 | Active
001841513 | HELMET,SAFETY | Wide Brim, HH40, ABS (Type 1), White, Non-Vented, Unbranded, AS1801 | RSEA | RSEA SAFETY PTY LTD | TA400 WHITEOSFA | Active
001841513 | HELMET,SAFETY | Wide Brim, HH40, ABS (Type 1), White, Non-Vented, Unbranded, AS1801 | ATOMSUPP | ATOM SUPPLY GROUP P/L | 90078023 | Active
001843001 | BAG,TOOL | Linesman Pouch, Leather c/w Belt | BALMORAL | BALMORAL ENGINEERING PTY LTD | 26028 | Active
001843001 | BAG,TOOL | Linesman Pouch, Leather c/w Belt | BALMORAL | BALMORAL ENGINEERING PTY LTD | 26028 WB | Active
001843001 | BAG,TOOL | Linesman Pouch, Leather c/w Belt | LINCLTHR | LINC LEATHER AUSTRALIA | TLBLBR50FTLHLBRF | Active
002438943 | LINK,INLINE | Temp LV, 250A Continuous c/w 0.75m Lg, 50mm2 Cu Lead, Clear Insulation Bolted to Link one end, Hand Clamp with Non-conductive Handle, min 30mm Jaw | BRITECH | BRI-TECH PTY LTD | LVLINKCOMBOERG | Active
002438943 | LINK,INLINE | Temp LV, 250A Continuous c/w 0.75m Lg, 50mm2 Cu Lead, Clear Insulation Bolted to Link one end, Hand Clamp with Non-conductive Handle, min 30mm Jaw | ACCULEC | ACCULEC PTY LTD (303899) | LVINLINELINKERG | Active
000021169 | TOWELETTE,CLEANING | PPE & Lens Cleaning Wipes, Pre-Moistened Alcohol Free, Anti-Static, Ultra Soft Non-abrasive, for Glass or PC Lens, Eyewear, Earmuffs, Respirators, Visors, | ATOMSUPP | ATOM SUPPLY GROUP P/L | 31020094 | Active
000021169 | TOWELETTE,CLEANING | PPE & Lens Cleaning Wipes, Pre-Moistened Alcohol Free, Anti-Static, Ultra Soft Non-abrasive, for Glass or PC Lens, Eyewear, Earmuffs, Respirators, Visors, | SAFESCTT | SCOTT SAFETY AUSTRALIA | SCT30 | Active
000021169 | TOWELETTE,CLEANING | PPE & Lens Cleaning Wipes, Pre-Moistened Alcohol Free, Anti-Static, Ultra Soft Non-abrasive, for Glass or PC Lens, Eyewear, Earmuffs, Respirators, Visors, | ATOMSUPP | ATOM SUPPLY GROUP P/L | 60010899 | Active
000021169 | TOWELETTE,CLEANING | PPE & Lens Cleaning Wipes, Pre-Moistened Alcohol Free, Anti-Static, Ultra Soft Non-abrasive, for Glass or PC Lens, Eyewear, Earmuffs, Respirators, Visors, | ATOMSUPP | ATOM SUPPLY GROUP P/L | 60013845 | Active
000023897 | LINK,INLINE | Temp 11kV, 600A Continous, Flathooks, Single Unit, c/w Arc Chute | ACCULEC | ACCULEC PTY LTD (303899) | ALTD06200RLH | Active
002481794 | CAP,SCREW,BOTTLE AND JAR | Dorony, 38mm, Red, u/w 1Ltr Jerry Can Bottle | COXEN | COXEN CHEMICALS PTY LTD | CAP38MMDORR | Active
002485050 | SWITCH,FUSED | LV Circuit, 160A, 3 Pole, Vertigroup VS3, Bottom Connect c/w 160A Fuse Switch | WEBER | WEBER SOUTH PACIFIC PTY LTD | V00-P185 | Active
001803247 | BAG,TOOL | Canvas Carry c/w Drawstring for Linesman Body Belts, as per sample previously supplied | TEN | THE ENERGY NETWORK (AUST) PTY LTD | TENM415 | Active
002407335 | BAG,TOOL | Recovery Bag, Large | TJM | TJM 4X4 MEGASTORE | 867TJMLGBAG | Active
002408235 | BAG,TOOL | Auxillary Storage, Hose Hydraulic, suit 6.0m Hose | LEGEND | LEGEND POWER SYSTEMS | MSS-DHTB | Active
000477429 | SPLICE,CONDUCTOR | Preformed, FT, 4/3/3.75 ACSR, 6/1/3.75 ACSR, Colour Code Black (P10) | PLP | PREFORMED LINE PRODUCTS (AUST) | FTS-113 | Active
000477526 | SPLICE,CONDUCTOR | Preformed, FT, 7/2.00 HDBC, Cu, Colour Code Yellow (P50) | PLP | PREFORMED LINE PRODUCTS (AUST) | CFS-060 | Active
000482341 | TIE,PREFORMED | Top, Neck Dia 76mm, 7/3.75 AAC & AAAC 6/1/3.75 ACSR 6/1/.161, ACSR/GZ (Imp) Armoured, (scm) (P50) | PLP | PREFORMED LINE PRODUCTS (AUST) | AWDT-210A-76 | Active
000482368 | TIE,PREFORMED | Top, Neck Dia 112mm, 7/3.75 AAC & AAAC 6/1/3.75 ACSR 6/1/.161, ACSR/GZ (Imp) Armoured, (scm) (P50) | PLP | PREFORMED LINE PRODUCTS (AUST) | AWDT-210A-112 | Active
000673008 | BUSHING SHIELD | 22kV, for Transformer Bushing, Polythene (MOQ 264) (P44) (scm) | ACCULEC | ACCULEC PTY LTD (303899) | GS565-B | Active
000673008 | BUSHING SHIELD | 22kV, for Transformer Bushing, Polythene (MOQ 264) (P44) (scm) | RMSRVR | RMS (RIVERSLEIGH MANAGEMENT SERVICES) | CM70380330 | Active
000673016 | BUSHING SHIELD | 11kV, for Transformer Bushing, Polythene (MOQ 288) (P72) (scm) | TECONN | TE CONNECTIVITY LTD | BCAC-P-IC-5D/6(B6) | Active
000673016 | BUSHING SHIELD | 11kV, for Transformer Bushing, Polythene (MOQ 288) (P72) (scm) | RMSRVR | RMS (RIVERSLEIGH MANAGEMENT SERVICES) | CM70380340 | Active
001090398 | TERMINAL,LUG | Compression, Cu, 50mm2, M12 Bolt Hole, Hex Die A/F 10.4mm (P50) (scm) | TECONN | TE CONNECTIVITY LTD | CG50M12/25 | Active
001090398 | TERMINAL,LUG | Compression, Cu, 50mm2, M12 Bolt Hole, Hex Die A/F 10.4mm (P50) (scm) | TYCOELEC | TYCO ELECTRONICS | H1421/25 | Active
001090417 | TERMINAL,LUG | Compression, Cu, 120mm2, M12 Bolt Hole, Hex Die A/F 16.5mm (P25) (scm) | LEGEND | LEGEND POWER SYSTEMS | CAL120-12 | Active
001090417 | TERMINAL,LUG | Compression, Cu, 120mm2, M12 Bolt Hole, Hex Die A/F 16.5mm (P25) (scm) | TECONN | TE CONNECTIVITY LTD | CG120M12/25 | Active
001090417 | TERMINAL,LUG | Compression, Cu, 120mm2, M12 Bolt Hole, Hex Die A/F 16.5mm (P25) (scm) | TYCOELEC | TYCO ELECTRONICS | H1382/25 | Active
002401004 | TERMINAL,LUG | Compression, Bi-Metal, Cu Palm, 50mm2, M12 Bolt Hole, Hex Die A/F 13.2mm (scm) | TYCOELEC | TYCO ELECTRONICS | BG50M12/1 | Active
002401004 | TERMINAL,LUG | Compression, Bi-Metal, Cu Palm, 50mm2, M12 Bolt Hole, Hex Die A/F 13.2mm (scm) | TECONN | TE CONNECTIVITY LTD | BG50M12/1 | Active
002401004 | TERMINAL,LUG | Compression, Bi-Metal, Cu Palm, 50mm2, M12 Bolt Hole, Hex Die A/F 13.2mm (scm) | LEGEND | LEGEND POWER SYSTEMS | BL50-12 | Active
002401041 | TERMINAL,LUG | Compression, Bi-Metal, Cu Palm, 185mm2, M12 Bolt Hole, Hex Die A/F 22.0mm, ETS 01-09-23 (P1) (scm) | LEGEND | LEGEND POWER SYSTEMS | BL185-12 | Active
002401041 | TERMINAL,LUG | Compression, Bi-Metal, Cu Palm, 185mm2, M12 Bolt Hole, Hex Die A/F 22.0mm, ETS 01-09-23 (P1) (scm) | TYCOELEC | TYCO ELECTRONICS | BG185M12/1 | Active
002401097 | SLEEVE,COMPRESSION | FT, HDBC, 7/2.75, Hex Die 10.4mm A/F, Cu, Utilux p/n TGCSM1, for use on this cable only (P50) (scm) | TYCOELEC | TYCO ELECTRONICS | TGCSM1/1 | Active
002401283 | TERMINATION,PREFORMED | FT, 19/4.75 AAC & AAAC Colour Code Blue (P10) | TECONN | TE CONNECTIVITY LTD | FAD2375-2620-8 | Active
002401283 | TERMINATION,PREFORMED | FT, 19/4.75 AAC & AAAC Colour Code Blue (P10) | DULMISON | DULMISON (AUST) PTY LTD | ADE2375 | Active
002401294 | CLAMP,ELEC CONDUCTOR,STRAIN | Compression Deadend c/w Eye Tail, Jumper Lug & Bolts, Hex Die A/F 28.5mm, suit Neon, 19/3.75 AAAC (scm) | PLP | PREFORMED LINE PRODUCTS (AUST) | CDEAAAC-188-2A | Active
002401296 | TERMINATION,PREFORMED | FT, PICKEREL, Grip Assembly, Colour Code White, Dwg 052-002-RD (P30) | PLP | PREFORMED LINE PRODUCTS (AUST) | FTG-084-SB | Active
002401741 | CLAMP,ELEC CONDUCTOR,STRAIN | Compression Deadend c/w Eye Tail, Jumper Lug & Bolts, Hex Die A/F St 9.5mm, Al 22.0mm, suit Cherry 6/4.75-7/1.60 ACSR (scm) | PLP | PREFORMED LINE PRODUCTS (AUST) | CDE-143-1-A | Active
002401741 | CLAMP,ELEC CONDUCTOR,STRAIN | Compression Deadend c/w Eye Tail, Jumper Lug & Bolts, Hex Die A/F St 9.5mm, Al 22.0mm, suit Cherry 6/4.75-7/1.60 ACSR (scm) | PLP | PREFORMED LINE PRODUCTS (AUST) | D-HD1521E | Active
002402771 | TIE,PREFORMED | Top, Neck Dia 76mm, 16mm2, Polydrop Unarmoured (P40) | PLP | PREFORMED LINE PRODUCTS (AUST) | D-PTT14307G | Active
002403514 | SLEEVE,COMPRESSION | FT, suit 30/7/2.50 ACSR, 30/7/.102 ACSR, 19/3.75 AAAC, 19/3.75 AAC, 37/.102 AAC, Hex Die A/F 26.2mm | LEGEND | LEGEND POWER SYSTEMS | AFT80R | Active
002403514 | SLEEVE,COMPRESSION | FT, suit 30/7/2.50 ACSR, 30/7/.102 ACSR, 19/3.75 AAAC, 19/3.75 AAC, 37/.102 AAC, Hex Die A/F 26.2mm | PLP | PREFORMED LINE PRODUCTS (AUST) | CMSJ-175 | Active
002403514 | SLEEVE,COMPRESSION | FT, suit 30/7/2.50 ACSR, 30/7/.102 ACSR, 19/3.75 AAAC, 19/3.75 AAC, 37/.102 AAC, Hex Die A/F 26.2mm | TYCOELEC | TYCO ELECTRONICS | FT80R/1 | Active
002403952 | LINK,COMPRESSION | Cu, 150mm2, (37/2.25) (P20) | TYCOELEC | TYCO ELECTRONICS | H1493/20 | Active
002403952 | LINK,COMPRESSION | Cu, 150mm2, (37/2.25) (P20) | CABLEACC | CABLE ACCESSORIES (AUST) | CAS150 | Active
002403967 | TERMINAL,LUG | Compression, Bi-Metal, Cu Palm, 150mm2, M12 Bolt Hole, Hex Die A/F 22.0mm, ETS 01-09-23 (P1) (scm) | LEGEND | LEGEND POWER SYSTEMS | BL150-12EX | Active
002403967 | TERMINAL,LUG | Compression, Bi-Metal, Cu Palm, 150mm2, M12 Bolt Hole, Hex Die A/F 22.0mm, ETS 01-09-23 (P1) (scm) | TYCOELEC | TYCO ELECTRONICS | BG150M12/1 | Active
002403969 | SLEEVE,COMPRESSION | 630mm2 Al Cable, Nom 160mm Lg, use Al Hex Die A/F 43.2mm (P1) (scm) | CABLEACC | CABLE ACCESSORIES (AUST) | ALK630 | Active
002434678 | SWITCH,ISOLATING | Load Break, 33kV, 400A, Horizontal Mount Enclosed, SF6 Insulated, Manually Operated c/w Surge Arresters, JTS 06-09-01 (scm) | INSULECT | INSULECT AUSTRALIA PTY LTD | 80974 | Active
002434678 | SWITCH,ISOLATING | Load Break, 33kV, 400A, Horizontal Mount Enclosed, SF6 Insulated, Manually Operated c/w Surge Arresters, JTS 06-09-01 (scm) | AKPOWER | AK POWER SOLUTIONS PTY LTD | 80915 | Active
002452142 | SWITCH,ISOLATING | Load Break, 22kV, 630A, Horizontal Mount Enclosed, SF6 Insulated, Manually Operated c/w Surge Arresters & HV Leads, JTS 06-09-01 (scm) | INSULECT | INSULECT AUSTRALIA PTY LTD | 80973 | Active
002452142 | SWITCH,ISOLATING | Load Break, 22kV, 630A, Horizontal Mount Enclosed, SF6 Insulated, Manually Operated c/w Surge Arresters & HV Leads, JTS 06-09-01 (scm) | AKPOWER | AK POWER SOLUTIONS PTY LTD | 80914 | Active
002452209 | SWITCH,ISOLATING | Load Break, 11kV, 630A, Horizontal Mount Enclosed, SF6 Insulated, Manually Operated c/w Surge Arresters & HV Leads, JTS 06-09-01 (scm) | AKPOWER | AK POWER SOLUTIONS PTY LTD | 80972 | Active
002467371 | SWITCH,ISOLATING | DIL Disconnector, 24kV, 800A, 150BIL, 25/1, MV Lnk, 5 Hole | PLP | PREFORMED LINE PRODUCTS (AUST) | A-A4816-11 | Active
002467389 | SWITCH,ISOLATING | DIL Disconnector, 36kV, 800A, 200BIL, 25/1, MV Lnk, 2/5 Hole | PLP | PREFORMED LINE PRODUCTS (AUST) | A-A4816-01 | Active
002470995 | SWITCH,ISOLATING | 15.5kV, 3 Ph, 630A, 12.5kA, Switch in SF6 Tank c/w Control Cubicle, 9m Control Cable, ADVC3 Controller, IOEX2 & FTIM2 Modules, Schneider RL27 (scm) | SCHNEIDR | SCHNEIDER PTY LTD (MANUFACTURER) | 420400202(SUB) | Active
002471001 | SWITCH,ISOLATING | 15.5kV, 3 Ph, 630A, 12.5kA, Switch in SF6 Tank c/w Control Cubicle, 9m Control Cable, ADVC3 Controller, Pole Mount Bracket, Aux Supply VT with VT CCT | SCHNEIDR | SCHNEIDER PTY LTD (MANUFACTURER) | 420400202(OH) | Active
002461440 | TRANSFORMER,DISTRIBUTION | Padmount, 11kV/433-250V, 500kVA, 3 Ph (Sq) LV Switchgear, LV Statistical Meter & Siemens 8DJH HV RMU, JTS 02-02-03(scm) | WILSON | WILSON TRANSFORMER CO. PTY LTD | 880-A312-11-AG | Active
002461457 | TRANSFORMER,DISTRIBUTION | Padmount, 11kV/433-250V, 750kVA, 3 Ph (Sq) LV Switchgear, LV Statistical Meter & Siemens 8DJH HV RMU, JTS 02-02-03(scm) | WILSON | WILSON TRANSFORMER CO. PTY LTD | 880-A313-11-AG | Active
002461465 | TRANSFORMER,DISTRIBUTION | Padmount, 11kV/433-250V, 1000kVA, 3 Ph (Sq) LV Switchgear, LV Statistical Meter & Siemens 8DJH HV RMU, JTS 02-02-03(scm) | WILSON | WILSON TRANSFORMER CO. PTY LTD | 880-A314-11-AG | Active
002461473 | TRANSFORMER,DISTRIBUTION | Padmount, 11kV/433-250V, 1500kVA, 3 Ph (Sq) LV Switchgear, LV Statistical Meter & Siemens 8DJH HV RMU, JTS 02-02-03(scm) | WILSON | WILSON TRANSFORMER CO. PTY LTD | 880-A417-11-AH | Active
002469781 | TRANSFORMER,DISTRIBUTION | 11kV, 1500kVA, 3 Ph, Epoxy Encapsulated Dry Type, IP21 Enclosure, Top or Bottom Cable Entry, 7Tap 6% Z, 75kV BIL Impulse Strength c/w LV Monitoring, | NHPELEC | NHP ELECTRICAL ENGINEERING | TXCR11KV-415V-1500KVA-EQ | Active
002481067 | FIXTURE,LIGHTING | 113W RoadFlair BRP392 (L113A) 4K, c/w Upcast Adaptor, Major Road, EQTS05-01-02 (scm) | PHILIPS | PHILIPS AUSTRALIA PTY LTD | 824110134371 | Active
002481695 | RELAY,PROTECTION | FW R502, Line Diff 3 Ended, 14/25 IO Logic, 48/125VDC Pwr, 110VDC Ctrl, 1A Ph & 1A N, 110VAC Input, 4U Rack, 1300nm, DNP over RS485 or 100BASEFX Ethernet | SEL | SCHWEITZER ENGINEERING LAB PTY LTD | 0311L7JDD321325XX | Active
002471613 | GROUNDING SET | Portable Trailing Earth, 18kA/0.5 Sec Outdoor Rating c/w 1 x 15m Lg 70mm2 Cu Conductor, Single Lead, G-Style Earth Clamps w/-Range 2 to 30mm & T-Bar Style | THEWMCCA | TMAC THEW & MCCANN GROUP | 2471613 | Active
002471613 | GROUNDING SET | Portable Trailing Earth, 18kA/0.5 Sec Outdoor Rating c/w 1 x 15m Lg 70mm2 Cu Conductor, Single Lead, G-Style Earth Clamps w/-Range 2 to 30mm & T-Bar Style | THEWMCCA | TMAC THEW & MCCANN GROUP | TM10770 | Active
001843587 | MASK,AIR FILTERING | Type P2, Disposable Respirator, Valved, White, protects against Dust, Mist & Fumes | ATOMSUPP | ATOM SUPPLY GROUP P/L | 55055062 | Active
001843587 | MASK,AIR FILTERING | Type P2, Disposable Respirator, Valved, White, protects against Dust, Mist & Fumes | ATOMSUPP | ATOM SUPPLY GROUP P/L | 40022584 | Active
001843587 | MASK,AIR FILTERING | Type P2, Disposable Respirator, Valved, White, protects against Dust, Mist & Fumes | BLKWOODJ | J BLACKWOOD & SONS LIMITED | 03576621 | Active
001843587 | MASK,AIR FILTERING | Type P2, Disposable Respirator, Valved, White, protects against Dust, Mist & Fumes | 3MAUST | 3M AUSTRALIA PTY LTD | 9322A+P2 | Active
001843587 | MASK,AIR FILTERING | Type P2, Disposable Respirator, Valved, White, protects against Dust, Mist & Fumes | SAFENQ | SAFETY NQ PTY LTD | 4SAD260 | Active
001843587 | MASK,AIR FILTERING | Type P2, Disposable Respirator, Valved, White, protects against Dust, Mist & Fumes | BLKWOODJ | J BLACKWOOD & SONS LIMITED | 04431805 | Active
002173008 | SADDLE | Zinc Plated, 16mm, Conduit Electrical (P100) (scm) | CNWELEC | CNW ELECTRICAL PTY LTD | CLI171GM | Active
002173008 | SADDLE | Zinc Plated, 16mm, Conduit Electrical (P100) (scm) | CLIPSAL | CLIPSAL (BY SCHNEIDER ELECTRIC) | CLI 171GM | Active
002173016 | SADDLE | Zinc Plated, 20mm, Conduit Electrical (P100) (scm) | HAYMANS | HAYMANS ELECTRICAL | CLI172GM | Active
002173016 | SADDLE | Zinc Plated, 20mm, Conduit Electrical (P100) (scm) | CLIPSAL | CLIPSAL (BY SCHNEIDER ELECTRIC) | CLI 172GM | Active
002173019 | SADDLE | Galv, Single Sided, 20mm (P100) | CNWELEC | CNW ELECTRICAL PTY LTD | CLI180HD20 | Active
002173019 | SADDLE | Galv, Single Sided, 20mm (P100) | CLIPSAL | CLIPSAL (BY SCHNEIDER ELECTRIC) | CLI 180HD20 | Active
002173032 | SADDLE | Zinc Plated, 32mm, Conduit Electrical (P50) (scm) | HAYMANS | HAYMANS ELECTRICAL | MTLFS-M32/ZP | Active
002173032 | SADDLE | Zinc Plated, 32mm, Conduit Electrical (P50) (scm) | MMELEC | MM ELECTRICAL MERCHANDISING | FGS-24340 | Active
002173040 | SADDLE | HFT, Double Sided, 25mm with 8mm Fixing Holes (P100) (scm) | HAYMANS | HAYMANS ELECTRICAL | CLI261HF25 | Active
002173040 | SADDLE | HFT, Double Sided, 25mm with 8mm Fixing Holes (P100) (scm) | CLIPSAL | CLIPSAL (BY SCHNEIDER ELECTRIC) | CLI 261HF25 | Active
002173048 | SADDLE | HFT, Single Sided, 31mm with 6mm Fixing Holes (P100) (scm) | HAYMANS | HAYMANS ELECTRICAL | IPDEP10-120A | Active
002173048 | SADDLE | HFT, Single Sided, 31mm with 6mm Fixing Holes (P100) (scm) | IPDGROUP | IPD GROUP LIMITED | EP10-120A | Active
002400277 | CASE,SPECTACLES | For Safety Glass | ATOMSUPP | ATOM SUPPLY GROUP P/L | 236519 | Active
002400277 | CASE,SPECTACLES | For Safety Glass | PROTECTA | PROTECTA-VISION AUSTRALIA | 3111408 | Active
002400377 | GLOVES,ELECTRICAL WORKER'S | Ansell ActivArmr, Class 00, 500VAC, Size 8.5, Insulating Rubber, Red, Straight Cuff, 280mm (11") Lg, ASTM D120 | BALMORAL | BALMORAL ENGINEERING PTY LTD | RIG0011RS8H | Active
002400377 | GLOVES,ELECTRICAL WORKER'S | Ansell ActivArmr, Class 00, 500VAC, Size 8.5, Insulating Rubber, Red, Straight Cuff, 280mm (11") Lg, ASTM D120 | ANSELL | ANSELL LTD | RIG0011RS8H | Active
002400377 | GLOVES,ELECTRICAL WORKER'S | Ansell ActivArmr, Class 00, 500VAC, Size 8.5, Insulating Rubber, Red, Straight Cuff, 280mm (11") Lg, ASTM D120 | NTWRKPWR | NETWORK POWER SERVICES | EOO500280-8.5 | Active
000022826 | LEAD,TEST | 10cm Lg, Black PVC Cable c/w Black Stackable Plug, Green Right Angle Plug, CAT III 600V, suit Fault Loop Impedance Meters Kyoritsu 4118A & 4120 | PTE | PACIFIC TEST EQUIPMENT PTY LTD | 2410V/9010N/2610N-10 | Active
002475119 | TRANSFORMER,DISTRIBUTION | Padmount Substation, 11kV, 750kVA, 3 Ph (Sq), ABB Safelink 2 (CFC) Switchgear & LV Switchgear, Ergon Branded w/o Padlock JTS 02-02-03 (scm) | WILSON | WILSON TRANSFORMER CO. PTY LTD | 880-A313-11-AD | Active
002484376 | CABLE,POWER,ELECTRICAL | U/Ground, 38/66kV, 1C, 1000mm2 Stranded Segmental Milliken WB Al, XLPE/WBT/CAS (25kA/1Sec)/LLDPE/Nyl/MDPE, Graphite Coating | KEI | KEI INDUSTRIES LIMITED | EHV-ECB036 - ITEM4 | Active
002403991 | SLEEVE,COMPRESSION | FT, AAC 7/2.50 Leo, AAAC 7/2.50 Chlorine 7/0.093" Locust, Hex Die 14.0mm A/F, Al (scm) | TYCOELEC | TYCO ELECTRONICS | FT36R/1 | Active
002404032 | TERMINATION,PREFORMED | FT, 3/3.25SC/AC (ALWLD) (P30) | TECONN | TE CONNECTIVITY LTD | FLD0675-704-5L | Active
002404032 | TERMINATION,PREFORMED | FT, 3/3.25SC/AC (ALWLD) (P30) | PLP | PREFORMED LINE PRODUCTS (AUST) | AWFG-K032 | Active
002405083 | LINK,COMPRESSION | Cu, 6mm2 Stranded Round Cable, Hex Die A/F 4.4mm Cu (P50) | TECONN | TE CONNECTIVITY LTD | CK6/50 | Active
002405083 | LINK,COMPRESSION | Cu, 6mm2 Stranded Round Cable, Hex Die A/F 4.4mm Cu (P50) | TYCOELEC | TYCO ELECTRONICS | H1453/50 | Active
002405093 | TERMINAL,LUG | Compression, Cu, 2.5mm2, M5 Bolt Hole (P100) | CABLEACC | CABLE ACCESSORIES (AUST) | CAL255 | Active
002405093 | TERMINAL,LUG | Compression, Cu, 2.5mm2, M5 Bolt Hole (P100) | LEGEND | LEGEND POWER SYSTEMS | CAL2.5-5 | Active
002405093 | TERMINAL,LUG | Compression, Cu, 2.5mm2, M5 Bolt Hole (P100) | TECONN | TE CONNECTIVITY LTD | CG2.5M5/100 | Active
002405093 | TERMINAL,LUG | Compression, Cu, 2.5mm2, M5 Bolt Hole (P100) | TYCOELEC | TYCO ELECTRONICS | H1436/100 | Active
002405099 | TERMINAL,LUG | Compression, Cu, 185mm2, M20 Bolt Hole, Hex Die A/F 20.0mm | TYCOELEC | TYCO ELECTRONICS | H1389/20 | Active
002405101 | TERMINAL,LUG | Compression, Cu, 185mm2, M12 Bolt Hole, Hex Die A/F 20.0mm (P20) (scm) | TYCOELEC | TYCO ELECTRONICS | H1387/20 | Active
002405221 | PROTECTOR,ELECTRICAL CABLE | Armour Rod, 7/4.50 AAC & AAAC, Green (P20) | PLP | PREFORMED LINE PRODUCTS (AUST) | AAR-135 | Active
002406150 | LINK,COMPRESSION | 10mm2 Cu Stranded Round Cable, Hex Die A/F 5.7mm Cu (P50) | LEGEND | LEGEND POWER SYSTEMS | CAS10 | Active
002406150 | LINK,COMPRESSION | 10mm2 Cu Stranded Round Cable, Hex Die A/F 5.7mm Cu (P50) | TECONN | TE CONNECTIVITY LTD | CK10/50 | Active
002406150 | LINK,COMPRESSION | 10mm2 Cu Stranded Round Cable, Hex Die A/F 5.7mm Cu (P50) | TYCOELEC | TYCO ELECTRONICS | H1454/50 | Active
002406397 | TERMINAL,LUG | Compression, Bi-Metal, Cu Palm, 120mm2, Die Size Nest 14 & Indent 16, Solid 4 Core Sector, ETS 01-09-23 (P1) | TYCOELEC | TYCO ELECTRONICS | H15661/1 | Active
002407118 | CLAMP,ELEC CONDUCTOR,STRAIN | Termination, Bolted ABC, 25mm2, 4 Core, Stainless Steel Fittings, Galv Steel Strap with Closed eye (scm) | PLP | PREFORMED LINE PRODUCTS (AUST) | BCST-4035-3GA | Active
002407119 | CLAMP,ELEC CONDUCTOR,STRAIN | Termination, Bolted ABC, 25mm2, 2 Core, Stainless Steel Fittings, Galv Steel Strap with Closed eye (scm) | PLP | PREFORMED LINE PRODUCTS (AUST) | BCST-2025-3GA | Active
002407127 | DAMPER,VIBRATION,TRANSMISSION LINE | Stockbridge Type, Nitrogen, 37/3.00 AAAC 1120, ETS 11-09-01 | PLP | PREFORMED LINE PRODUCTS (AUST) | D-DB1B18SS | Active
002407127 | DAMPER,VIBRATION,TRANSMISSION LINE | Stockbridge Type, Nitrogen, 37/3.00 AAAC 1120, ETS 11-09-01 | TEN | THE ENERGY NETWORK (AUST) PTY LTD | 4D20-23.4 | Active
002407127 | DAMPER,VIBRATION,TRANSMISSION LINE | Stockbridge Type, Nitrogen, 37/3.00 AAAC 1120, ETS 11-09-01 | DULHUNTY | DULHUNTY POWER (AUST) PTY LTD | 4D20-23.4: NITROGEN | Active
002407185 | CLAMP,SUSPENSION,ELEC CONDUCTOR | Armour Grip, 7/3.25 SC/GZ, M16 Bolt, ETS 11-09-01 | PLP | PREFORMED LINE PRODUCTS (AUST) | D-SHS0975 | Active
002407215 | PROTECTOR,ELECTRICAL CABLE | Armour Rod, Preformed, Full Length, Oxygen 19/4.75 AAAC 1120, ETS 11-09-01 (scm) | PLP | PREFORMED LINE PRODUCTS (AUST) | D-AAR2375 | Active
002407216 | PROTECTOR,ELECTRICAL CABLE | Armour Rod, Preformed, Full Length, Selenium 61/3.25 AAAC 1120, ETS 11-09-01 | PLP | PREFORMED LINE PRODUCTS (AUST) | D-AAR2930 | Active
002407218 | PROTECTOR,ELECTRICAL CABLE | Armour Rod, Preformed, Full Length, Grape 30/7/2.5 ACSR/GZ, ETS 11-09-01 | PLP | PREFORMED LINE PRODUCTS (AUST) | D-AAR1750 | Active
000004005 | PLATE,MOUNTING | Type 3U-2, 19" Rack Mounting Plate 3U, 16 x Fuse/Link | GMG | GLOBAL MANUFACTURING GROUP | EESS-10255-01 | Active
000004018 | PLATE,BLANKING | Type S4-4U-BL, 19" Rack Blanking Plate, High Size 4 | B&R | B&R ENCLOSURES PTY LTD | XB-586135/40 | Active
000004098 | FLANGE,ELEC BOX ENTRY | Type 1U-BR, 19" Rack Brushed Cable Entry 1U | B&R | B&R ENCLOSURES PTY LTD | XB-586135/31 | Active
000004148 | CABINET,ELEC EQUIP | RA1 Cubicle, Rear Access 48U, 800 x 800mm Base, c/w Duct, Rail & Bars, Mesh Rear Door | B&R | B&R ENCLOSURES PTY LTD | XB-443926/3 | Active
000004150 | CABINET,ELEC EQUIP | RA3 Cubicle, Rear Access 45U, 600 x 600mm Base, c/w Duct, Rail & Bars, Mesh Rear Door | B&R | B&R ENCLOSURES PTY LTD | XB-443926/5 | Active
000004152 | CABINET,ELEC EQUIP | RA5 Cubicle, Rear Access 45U, 800 x 800mm Base, c/w Duct, Rail & Bars, Mesh Rear Door | B&R | B&R ENCLOSURES PTY LTD | XB-443926/7 | Active
000004157 | RACK,ELEC EQUIP | Side Panel, suit FA1 & RA1, 48U, 800mm | B&R | B&R ENCLOSURES PTY LTD | XB-443926/12 | Active
000104786 | SCREW,COACH | M10 x 50mm, S/Steel Gde 316 (P100) | HOBSON | HOBSON ENGINEERING CO PTY LTD | BH16PLM100050 | Active
000104787 | SCREW,COACH | M12 x 100mm, S/Steel Gde 316 (P100) | GREGSF | GREG SEWELL FORGINGS PTY LTD | 104787 | Active
000104787 | SCREW,COACH | M12 x 100mm, S/Steel Gde 316 (P100) | STATEWD | STATEWIDE FASTNERS & ENGEERING SUPPLIES | CSM612100 | Active
000104787 | SCREW,COACH | M12 x 100mm, S/Steel Gde 316 (P100) | HOBSON | HOBSON ENGINEERING CO PTY LTD | BH16PLM120100 | Active
002481893 | CABLE,FIBRE OPTIC | U/Ground, 72 Fibres SMOF, c/w Termite & Rodent Protection, 4000m Drum | PRYSMIAN | PRYSMIAN POWER CABLES & SYSTEMS AUST | 60103119 | Active
002481927 | CABLE,FIBRE OPTIC | U/Ground, DTS, 4 Fibres SMOF, 4 Fibres MMOF, OM3, c/w Termite & Rodent Protection, 4000m Drum | PRYSMIAN | PRYSMIAN POWER CABLES & SYSTEMS AUST | 60103082 | Active
002473866 | TRANSFORMER,DISTRIBUTION | Groundmount, 11kV/433-250V, 315kVA, 3Ph, Air HV 180 LV Bsh, KNAN, FR3 Fluid Vol 580Ltr, Dyn 11, 7 Tap Positions, LV & HV Cable Box Fitted, OTI Dial Type, | TYREE | TYREE TRANSFORMERS PTY LTD | 200037 | Active
002476117 | TRANSFORMER,DISTRIBUTION | Padmount, 11kV, 500kVA, 3 Ph (Rect), ONAN, DYN11, 3CR12 Cubicle c/w ABB Safelink 2 11kV RMU CFCC, LV Switchboard w/Jean Muller Switchgear, LV Monitoring, | WILSON | WILSON TRANSFORMER CO. PTY LTD | 881-0651-11-AC | Active
002400509 | FUSEHOLDER,BASE & CARRIER | 550V AC, SC32PWH, 32A, Back Wired to 2 Studs, White, SC20/32Link, suit NS Fuse Carrier | FUSECO | FUSECO POWER SOLUTIONS PTY LTD | FB32PWH | Active
002400509 | FUSEHOLDER,BASE & CARRIER | 550V AC, SC32PWH, 32A, Back Wired to 2 Studs, White, SC20/32Link, suit NS Fuse Carrier | IPDGROUP | IPD GROUP LIMITED | SC32PWH/ERGON | Active
002400657 | SCREW,MACHINE | Nylon Thread, 3/16 x 1-1/2, Meter Mounting, use with IIN2407110 (P500) | HAYMANS | HAYMANS ELECTRICAL | HOBOOXOFR | Active
002400657 | SCREW,MACHINE | Nylon Thread, 3/16 x 1-1/2, Meter Mounting, use with IIN2407110 (P500) | MMELEC | MM ELECTRICAL MERCHANDISING | BOLOOXOFR | Active
002400776 | CABLE TIE | Nylon, Black, 200 x 4.8mm, UV Resistant (P100) | TECONN | TE CONNECTIVITY LTD | CT2004W/100 | Active
002400776 | CABLE TIE | Nylon, Black, 200 x 4.8mm, UV Resistant (P100) | TYCOELEC | TYCO ELECTRONICS | CT2004W/100 | Active
002400860 | COVER,INSULATING | LV, Line Cover, Rubber, 1200 x 450mm, Red c/w Velcro Fasteners & 0.5m Velcro Strap for rolled storage, AS4202, EE Dwg 941013-01/0F Item C | BALMORAL | BALMORAL ENGINEERING PTY LTD | 2004-EQ | Active
002401581 | CONNECTOR,ELECTRICAL | 3 Pin Plug, Top, for Extension Lead (P10) | CLIPSAL | CLIPSAL (BY SCHNEIDER ELECTRIC) | CLI 439STR | Active
002401581 | CONNECTOR,ELECTRICAL | 3 Pin Plug, Top, for Extension Lead (P10) | CNWELEC | CNW ELECTRICAL PTY LTD | CLI439STR | Active
002402773 | LEAD,ELECTRICAL | Bridge, LV, 250A, Long Handle, 900mm c/w 2 x Clamps, 3m x 50mm2 Cu Clear Insulation, Marked with Rating, Date of Manufacture & Supplier | HYLEC | HYLEC ENERGY SOLUTIONS | LVBRIDGEERG3.0L-HS | Active
002402773 | LEAD,ELECTRICAL | Bridge, LV, 250A, Long Handle, 900mm c/w 2 x Clamps, 3m x 50mm2 Cu Clear Insulation, Marked with Rating, Date of Manufacture & Supplier | HYLEC | HYLEC ENERGY SOLUTIONS | LVBRIDGEERG3.0 | Active
002402779 | DIE,COMPRESSION | Hex, 12T, 11.5mm A/F Cu | TECONN | TE CONNECTIVITY LTD | 38-115CU/1 | Active
002402779 | DIE,COMPRESSION | Hex, 12T, 11.5mm A/F Cu | TEN | THE ENERGY NETWORK (AUST) PTY LTD | K12-C70 | Active
002402973 | ADAPTOR,SWITCH HOOK FITTING | Tool Head to Hot Line Stick, 100 x 32mm, Plastic, Universal Male Head, for the top of a Hot Line Stick | TEN | THE ENERGY NETWORK (AUST) PTY LTD | A10012 | Active
002403317 | WRENCH,RATCHET | Single Ended, Reversible, Dual Size, 19mm & 24mm A/F Hex Sockets, Cushioned Grip Handle | ATOMSUPP | ATOM SUPPLY GROUP P/L | 222799 | Active
002403317 | WRENCH,RATCHET | Single Ended, Reversible, Dual Size, 19mm & 24mm A/F Hex Sockets, Cushioned Grip Handle | WARBTOOL | WARBY TOOLS | SRRNG1924 | Active
002403367 | HOOK,CANT | Lightweight, Solid Alloy Handle, Adjustable Hook Length, suit all Wood Pole Sizes | THEWMCCA | TMAC THEW & MCCANN GROUP | 2403367 | Active
002403367 | HOOK,CANT | Lightweight, Solid Alloy Handle, Adjustable Hook Length, suit all Wood Pole Sizes | THEWMCCA | TMAC THEW & MCCANN GROUP | TM10832 | Active
002403388 | CLAMP | Live Line, Operating Tool to suit Ring/ Bayonet Type Clamps, Tool to fit Sunrise Fitting | HYLEC | HYLEC ENERGY SOLUTIONS | LLCR | Active
002403388 | CLAMP | Live Line, Operating Tool to suit Ring/ Bayonet Type Clamps, Tool to fit Sunrise Fitting | TEN | THE ENERGY NETWORK (AUST) PTY LTD | LLCR | Active
002403405 | ROD,EARTH | 900mm, Steel c/w attachment for Portable Earths | SICAME | SICAME AUSTRALIA PTY LTD | GALROD-900ER | Active
002403455 | SADDLE | Galv Steel, Conduit, 20mm (3/4") (P100) | HAYMANS | HAYMANS ELECTRICAL | MTLFS-M20/HDG | Active
002403455 | SADDLE | Galv Steel, Conduit, 20mm (3/4") (P100) | HAYMANS | HAYMANS ELECTRICAL | CLI172HDGM | Active
002403455 | SADDLE | Galv Steel, Conduit, 20mm (3/4") (P100) | MMELEC | MM ELECTRICAL MERCHANDISING | FGS-29200 | Active
002469674 | BLADE,CUTTER,CABLE | Replacement Blade for Milwaukee M18HCC, suit Cu/Al Cable | C&LTOOL | C&L TOOL CENTRE | MILWA48440411 | Active
002469674 | BLADE,CUTTER,CABLE | Replacement Blade for Milwaukee M18HCC, suit Cu/Al Cable | MILWAUKE | MILWAUKEE POWER TOOLS | 48440411 | Active
000003350 | SWITCH,ISOLATING | 24V DC - 30V DC, AC/DC Power, Q-Diode, St George STATCOM | AMSC | AMSC AUSTRALIA PTY LTD | 16363 | Active
000003351 | SWITCH,ISOLATING | Aux Transverse, St George STATCOM | AMSC | AMSC AUSTRALIA PTY LTD | 16608 | Active
000003352 | SWITCH,ISOLATING | Aux, 110V, 3A, St George STATCOM MC070 | AMSC | AMSC AUSTRALIA PTY LTD | 0017366 | Active
000003353 | SWITCH,ISOLATING | Test Switch, 600V, 30A, 10 Pole, 3 PT, 3 CT, St George STATCOM | AMSC | AMSC AUSTRALIA PTY LTD | 16078 | Active
002407219 | PROTECTOR,ELECTRICAL CABLE | Armour Rod, Preformed, Full Length, Lime 30/7/3.5 ACSR/GZ, ETS 11-09-01 | PLP | PREFORMED LINE PRODUCTS (AUST) | D-AAR2375N | Active
002407234 | CLAMP,SUPPORT,ELEC CONDUCTOR | Armour Grip, Nitrogen, 37/3.00 AAAC 1120 For use with Clamp End Post Insulator, ETS 11-09-01 | PLP | PREFORMED LINE PRODUCTS (AUST) | D-HSP2100 | Active
002407241 | CLAMP,SUSPENSION | Double Armour Grip, suit 13.62mm-14.20mm LHL OPGW CC-38/48/551 c/w Yoke Plate, No Shackle or Clevis Tongues, M16 Bolt, ETS 11-09-01 | DULHUNTY | DULHUNTY POWER (AUST) PTY LTD | ERG-2407241 | Active
002407241 | CLAMP,SUSPENSION | Double Armour Grip, suit 13.62mm-14.20mm LHL OPGW CC-38/48/551 c/w Yoke Plate, No Shackle or Clevis Tongues, M16 Bolt, ETS 11-09-01 | PLP | PREFORMED LINE PRODUCTS (AUST) | OFAGS-4300212L- + YPT-070-560 | Active
002419547 | TERMINATION CONDUCTOR COMPRESSION | FT, Iodine, 7/4.75 AAAC 1120, Inline Palm, Jumper Lug & Bolt, Die Size Al 22mm, ETS 11-09-01 | PLP | PREFORMED LINE PRODUCTS (AUST) | D-HD706E | Active
002419562 | TERMINATION CONDUCTOR COMPRESSION | FT, Grape, 30/7/2.50 ACSR/GZ Transverse Palm, Jumper Lug & Bolt, Die Size Al 28.5mm, Steel 16.0mm, ETS 11-09-01 | PLP | PREFORMED LINE PRODUCTS (AUST) | D-HD525X | Active
002419588 | TERMINATION CONDUCTOR COMPRESSION | FT, Neon, 19/3.75 AAAC 1120, Transverse Palm, Jumper Lug & Bolt, Die Size Al 28.5mm, ETS 11-09-01 | PLP | PREFORMED LINE PRODUCTS (AUST) | D-HD708X | Active
002443901 | COVER,ELECTRICAL CONNECTOR | Termination, 120mm2, 7/4.75, CCT, Cover for Wedge Strain Clamp (scm) | PLP | PREFORMED LINE PRODUCTS (AUST) | CCC80120 | Active
002443927 | COVER,ELECTRICAL CONNECTOR | Working Earth Point Cover, 120mm2, CCT, UV Stabilised Material (scm) | PLP | PREFORMED LINE PRODUCTS (AUST) | CCWEPC | Active
002458727 | SPLICE,CONDUCTOR | Preformed, FT, LAMPREY, Compacted ACSR, Two Piece, Colour Code Red, Dwg 060-039-RD | PLP | PREFORMED LINE PRODUCTS (AUST) | FTS-087-SB | Active
002458735 | SPLICE,CONDUCTOR | Preformed, FT, 7/0.173-7/0.076 ACSR, Hyena, Colour Code Blue, (scm) | PLP | PREFORMED LINE PRODUCTS (AUST) | FTS-146 | Active
002462315 | BUSHING SHIELD | Bushing Connection Insulating Cover, suit 22kV NGK Gas Switch | TECONN | TE CONNECTIVITY LTD | BCIC-1226 | Active
002462323 | BUSHING SHIELD | Bushing Connection Insulating Cover, suit 11kV NGK Gas Switch | TECONN | TE CONNECTIVITY LTD | BCIC-1227 | Active
002466654 | SPLICE,CONDUCTOR | Mechanical Shear Head Bolts, Extra HT, 25kN, 420A, Cable Range 6-11.3mm Dia, suit AAC/AAAC/ACSR (scm) | SICAME | SICAME AUSTRALIA PTY LTD | MTRS06-11-EHT | Active
002466662 | SPLICE,CONDUCTOR | Mechanical Shear Head Bolts, Extra HT, 34kN, 570A, Cable Range 10-14.3mm Dia, suit AAC/AAAC/ACSR (scm) | SICAME | SICAME AUSTRALIA PTY LTD | MTRS10-14-EHT | Active
002471373 | CLAMP,INSULATION PIERCING | Connector, IPC 7/120mm2 Bare Al Main 25/95mm2 IPC Tap c/w S/Steel Fasteners (P20) (scm) | PLP | PREFORMED LINE PRODUCTS (AUST) | K473 | Active
002481976 | GUIDE BAR,CHAIN SAW | 406mm, Dual-Stud Retention, Compatible with Milwaukee Chainsaw (M18FCHS) | C&LTOOL | C&L TOOL CENTRE | MILWA48093001 | Active
002481976 | GUIDE BAR,CHAIN SAW | 406mm, Dual-Stud Retention, Compatible with Milwaukee Chainsaw (M18FCHS) | MILWAUKE | MILWAUKEE POWER TOOLS | 48093001 | Active
000020199 | BRACKET,RAISER | Extension, Galv Steel, SHS, 800mm Ext, 100 x 100 x 5mm, 1490mm Lg, 9kN MWT, for u/w Metal Xarm, EQTS 01-03-01 | HAYIND | HAYMAN INDUSTRIES PTY LTD | 20199 | Active
002407192 | CLAMP,SUSPENSION,ELEC CONDUCTOR | Armour Grip, Selenium, 61/3.25 ACCC 1120 M16 Bolt, ETS 11-09-01 | PLP | PREFORMED LINE PRODUCTS (AUST) | D-HSU2930 | Active
002477966 | TRANSFORMER,DISTRIBUTION | Padmount, 11kV, 315 kVA, 4-Way (Sq), ONAN, DYN11, 3CR12 Cubicle, c/w ABB Safelink 2 CFCC & LV Switchboard w/ Jean Muller Switchgear, LV Monitoring, LV CTs | WILSON | WILSON TRANSFORMER CO. PTY LTD | 880-A311-11-AL | Active
002477974 | TRANSFORMER,DISTRIBUTION | Padmount, 11kV, 500 kVA, 4-Way (Sq), ONAN, DYN11, 3CR12 Cubicle, c/w ABB Safelink 2 CFCC & LV Switchboard w/ Jean Muller Switchgear, LV Monitoring, LV CTs | WILSON | WILSON TRANSFORMER CO. PTY LTD | 880-A312-11-AL | Active
002477982 | TRANSFORMER,DISTRIBUTION | Padmount, 11kV, 750 kVA, 4-Way (Sq), ONAN, DYN11, 3CR12 Cubicle, c/w ABB Safelink 2 CFCC & LV Switchboard w/ Jean Muller Switchgear, LV Monitoring, LV CTs | WILSON | WILSON TRANSFORMER CO. PTY LTD | 880-A313-11-AL | Active
002477990 | TRANSFORMER,DISTRIBUTION | Padmount, 11kV, 1000 kVA, 4-Way (Sq), ONAN, DYN11, 3CR12 Cubicle, c/w ABB Safelink 2 CFCC & LV Switchboard w/ Jean Muller Switchgear, LV Monitoring, LV CTs | WILSON | WILSON TRANSFORMER CO. PTY LTD | 880-A314-11-AL | Active
002403557 | GRIP,CABLE,JAW | Come-Along, suit Bare Cu, Al & Uncoated Steel Wire, Cable Range 4.57-15.24mm Dia c/w Safety Latch | SPECFORC | SPECIALISED FORCE PTY LTD | AL-10KN-GRIP | Active
002406020 | SEALING COMPOUND | Sikaflex 11FC, Black Adhesive to attach Site Id Digits, 300g Cartridge (scm) | ATOMSUPP | ATOM SUPPLY GROUP P/L | 90360073 | Active
002406020 | SEALING COMPOUND | Sikaflex 11FC, Black Adhesive to attach Site Id Digits, 300g Cartridge (scm) | BLKWOODJ | J BLACKWOOD & SONS LIMITED | 00351271 | Active
002406872 | DETECTOR,VOLTAGE | Fameca TAG, HV Tester, 11/66kV, Outdoor Kit, Audible/Visual Indication, Universal Sunrise Fitting in Carry Case c/w Hook & Probe, TS RSE04 | HYLEC | HYLEC ENERGY SOLUTIONS | TAG200EMR1166 | Active
002406872 | DETECTOR,VOLTAGE | Fameca TAG, HV Tester, 11/66kV, Outdoor Kit, Audible/Visual Indication, Universal Sunrise Fitting in Carry Case c/w Hook & Probe, TS RSE04 | HYLEC | HYLEC ENERGY SOLUTIONS | TAG200MR11223366 | Active
002407089 | FOOTWEAR COVERS | Tyvek Overboots, Short Leg, CTYOB, XL WH Per Pair | ATOMSUPP | ATOM SUPPLY GROUP P/L | 90160482 | Active
002407089 | FOOTWEAR COVERS | Tyvek Overboots, Short Leg, CTYOB, XL WH Per Pair | BLKWOODJ | J BLACKWOOD & SONS LIMITED | 04237070 | Active
002407099 | SLING | Cross Arm Flat Webbing, 680 x 50mm, Effective, 750kg WLL, Compliant to AS 1353.1 | HGHTDYNM | HEIGHT DYNAMICS | HD-CA680-750 | Active
002407099 | SLING | Cross Arm Flat Webbing, 680 x 50mm, Effective, 750kg WLL, Compliant to AS 1353.1 | HGHTDYNM | HEIGHT DYNAMICS | CA680-750 | Active
002416139 | WRENCH,RATCHET | Single Ended, Reversible, Dual Size, 13mm & 17mm A/F Hex Sockets, Long Handle with Grip, Approx O/A 260mm Lg | SICAME | SICAME AUSTRALIA PTY LTD | RPS13/17-6H | Active
002416543 | TELESCOPIC STICK | Fibreglass, 12m Ext Length, Combination Operating/Measuring Telescopic Hot Line Stick, Metric Graduations M/CM, Triang Shape, Hi-Vis Foam-Filled Top Section, | TEN | THE ENERGY NETWORK (AUST) PTY LTD | MV40-Q-EQL | Active
002416543 | TELESCOPIC STICK | Fibreglass, 12m Ext Length, Combination Operating/Measuring Telescopic Hot Line Stick, Metric Graduations M/CM, Triang Shape, Hi-Vis Foam-Filled Top Section, | TEN | THE ENERGY NETWORK (AUST) PTY LTD | MV-40-EGX | Active
002416543 | TELESCOPIC STICK | Fibreglass, 12m Ext Length, Combination Operating/Measuring Telescopic Hot Line Stick, Metric Graduations M/CM, Triang Shape, Hi-Vis Foam-Filled Top Section, | TEN | THE ENERGY NETWORK (AUST) PTY LTD | MV-40-K | Active
002416592 | SCREWDRIVER,CROSS TIP | 4 x 75, Insulated 1000V, for Insulated Tool Kit (Phillips Head) | HYLEC | HYLEC ENERGY SOLUTIONS | IC18DB-4X75 | Active
002416592 | SCREWDRIVER,CROSS TIP | 4 x 75, Insulated 1000V, for Insulated Tool Kit (Phillips Head) | TEN | THE ENERGY NETWORK (AUST) PTY LTD | CRU-4X75 | Active
002416634 | SCREWDRIVER,FLAT TIP | 4 x 100, Insulated 1000V, for Insulated Tool Kit | HYLEC | HYLEC ENERGY SOLUTIONS | IS18DB-4X120 | Active
002416634 | SCREWDRIVER,FLAT TIP | 4 x 100, Insulated 1000V, for Insulated Tool Kit | TEN | THE ENERGY NETWORK (AUST) PTY LTD | TB-4X100B | Active
002416667 | SCREWDRIVER,FLAT TIP | 8 x 150, Insulated 1000V, for Insulated Tool Kit | HYLEC | HYLEC ENERGY SOLUTIONS | IS18DB-8X150 | Active
002416667 | SCREWDRIVER,FLAT TIP | 8 x 150, Insulated 1000V, for Insulated Tool Kit | TEN | THE ENERGY NETWORK (AUST) PTY LTD | TB-8X150 | Active
002416683 | WRENCH,RATCHET | Reversible 1/2" Drive Insulated 1000V for use in Insulated Tool Kit | HYLEC | HYLEC ENERGY SOLUTIONS | MS65P | Active
002416683 | WRENCH,RATCHET | Reversible 1/2" Drive Insulated 1000V for use in Insulated Tool Kit | TEN | THE ENERGY NETWORK (AUST) PTY LTD | C250VM | Active
002426781 | CLAMP,SUSPENSION,ELEC CONDUCTOR | Double Armour Grip Assembly, Diving, 30/7/3.50 ACSR/AC, M16 Bolt, Incl Yoke Plate, No Clevis Tongues, ETS 11-09-01 | PLP | PREFORMED LINE PRODUCTS (AUST) | D-HSD2450+DI (NEW) | Active
000104312 | SWITCH,ISOLATING | 1000A c/w Removable Solid Links, Suit LV Distribution Cabinet (scm) | WEBER | WEBER SOUTH PACIFIC PTY LTD | VER1000AUPO8 | Active
000104731 | SWITCH,ISOLATING | Meter Isolation Link c/w 22mm Brass Tube Isolating Link, Clear PC w/-Meter Seal Eyelets, Backwired 4 x 35mm Terminals, Rated 125, Dwg 887923-01, ETS 04-04-02 | LEGENDCS | LEGEND CORPORATE SERVICES (MANUFACTURE) | S7125BWQ | Active
002481406 | JOINT,ELECTRICAL POWER CABLE | Screen Break, 76/132kV, 1C, 630mm2 Stranded Compacted Circ WB Al, XLPE/OF/ WBT/CAS(25kA/1Sec)/LLDPE/Nyl/MDPE, Graphite Coating | BRUGG | BRUGG CABLES (MANUFACTURER) | S2006-630-OF | Active
002481406 | JOINT,ELECTRICAL POWER CABLE | Screen Break, 76/132kV, 1C, 630mm2 Stranded Compacted Circ WB Al, XLPE/OF/ WBT/CAS(25kA/1Sec)/LLDPE/Nyl/MDPE, Graphite Coating | CBLGRID | CABLE GRID AUSTRALIA PTY LTD | CG-2481406-S2006 | Active
002481505 | CONNECTOR,ELECTRICAL | Inner Cone Plug, suit Cable 76/132kV, 1C 630mm2 Stranded Compacted Circ WB Al, XLPE/OF/WBT/CAS(25kA/1Sec)/LLDPE/Nyl/ MDPE, Graphite Coating u/w Brugg Socket | BRUGG | BRUGG CABLES (MANUFACTURER) | S1960-4 (630AL1COF) | Active
002481505 | CONNECTOR,ELECTRICAL | Inner Cone Plug, suit Cable 76/132kV, 1C 630mm2 Stranded Compacted Circ WB Al, XLPE/OF/WBT/CAS(25kA/1Sec)/LLDPE/Nyl/ MDPE, Graphite Coating u/w Brugg Socket | CBLGRID | CABLE GRID AUSTRALIA PTY LTD | CG-2481505-S1960-4 | Active
002404555 | BUSBAR | Flat, Cu, 4m Lg, 40 x 6.3mm, Hard Drawn, Round Edge | PRIMETAL | PRIMARY METALS & ALLOYS PTY LTD | 1-0014 | Active
002404555 | BUSBAR | Flat, Cu, 4m Lg, 40 x 6.3mm, Hard Drawn, Round Edge | CNSDEXTR | CONSOLIDATED EXTRUSIONS PTY LTD | 707710058 | Active
002462414 | BUSBAR | Tubular, Al Alloy 6063-T6, 8m Lg, 80mm OD, 6mm Thk Wall (Mill run min 20 lengths) | CAPRAL | CAPRAL ALUMINIUM LTD | EX5032 (ME233) 839240 | Active
000030048 | BRACKET,INSULATOR | Support, Bolted Run Post Insulator, suit Post Insulated Mount 127 PCD, Neon, 19/3.75 AAAC | PLP | PREFORMED LINE PRODUCTS (AUST) | BBFCS-135195-127-76 | Active
000030073 | CLAMP,ELECTRICAL | Tee, Bolted Run Palm Tap, AS4, 2 Hole 50mm Centre, suit Oxygen 19/4.75 AAAC | PLP | PREFORMED LINE PRODUCTS (AUST) | BRPT-238-P1A | Active
000030081 | CONNECTOR ASSEMBLY,ELECTRICAL | Compression Expansion Termination, suit 50mm Busbar | ADAPTAUS | ADAPT AUSTRALIA PTY LTD | PLKM2904D050P5 | Active
000030083 | TERMINATION CONDUCTOR COMPRESSION | Deadend, 2 Inline Palm, 180 Deg Apart, AS5 9, 4 Hole 50mm Centre, 2 Hole 50mm Centre, suit Sulphur Conductor 61/3.75 AAAC, Outer Sleeve Die Size 47.5 A/F | PLP | PREFORMED LINE PRODUCTS (AUST) | CDEAAAC-338-P5P1 | Active
000030084 | SPACER,STRAIGHT | Bolted Clamp, Double 125mm Centre, suit Sulphur Conductor 61/3.75 AAAC | PLP | PREFORMED LINE PRODUCTS (AUST) | SPSD-338-125 | Active
000030085 | CLAMP,ELECTRICAL | Bolted with Spacer Inside, suit Sulphur to Sulphur Conductor | PLP | PREFORMED LINE PRODUCTS (AUST) | EPOPGB | Active
000023395 | FACESHIELD,INDUSTRIAL | Arc Flash Protection Faceshield c/w Chin Guard, 10cal/cm2 | CNWELEC | CNW ELECTRICAL PTY LTD | VLTARC-FS | Active
000023395 | FACESHIELD,INDUSTRIAL | Arc Flash Protection Faceshield c/w Chin Guard, 10cal/cm2 | CNWELEC | CNW ELECTRICAL PTY LTD | BI11524 | Active
000023395 | FACESHIELD,INDUSTRIAL | Arc Flash Protection Faceshield c/w Chin Guard, 10cal/cm2 | LEGEND | LEGEND POWER SYSTEMS | 140204BSDERGOS | Active
000023395 | FACESHIELD,INDUSTRIAL | Arc Flash Protection Faceshield c/w Chin Guard, 10cal/cm2 | ATOMSUPP | ATOM SUPPLY GROUP P/L | 250103 | Active
000023395 | FACESHIELD,INDUSTRIAL | Arc Flash Protection Faceshield c/w Chin Guard, 10cal/cm2 | EFO | ELECTRICAL FACTORY OUTLET PTY LTD | SALISBURY AS1000 | Active
002425288 | FACESHIELD,INDUSTRIAL | Full Face Shield, Browguard & Ratchett Headband, use in Bat Removal Kit | BLKWOODJ | J BLACKWOOD & SONS LIMITED | 04276459 | Active
002425288 | FACESHIELD,INDUSTRIAL | Full Face Shield, Browguard & Ratchett Headband, use in Bat Removal Kit | PRALSAFE | PROTECTOR ALSAFE | 04276459 | Active
002483832 | TEST KIT | Rapid Antigen Nasal Self-Test Device, to Detect COVID-19 (SARS-CoV-2, Influenza A&B Combo Detection), ARTG approval #443914 (1 Pack contains 5 x Tests) | AHC | ABSOLUTE HEALTH CO | RAT-JC-COMBO | Active
002416691 | EXTENSION,SOCKET WRENCH | 1/2" Drive, 125mm Lg Insulated 1000V for use in Insulated Tool Kit | HYLEC | HYLEC ENERGY SOLUTIONS | MS71 | Active
002416691 | EXTENSION,SOCKET WRENCH | 1/2" Drive, 125mm Lg Insulated 1000V for use in Insulated Tool Kit | TEN | THE ENERGY NETWORK (AUST) PTY LTD | R250-125 | Active
002416709 | EXTENSION,SOCKET WRENCH | 1/2" Drive, 250mm Lg Insulated 1000V for use in Insulated Tool Kit | TEN | THE ENERGY NETWORK (AUST) PTY LTD | R250-250 | Active
002416709 | EXTENSION,SOCKET WRENCH | 1/2" Drive, 250mm Lg Insulated 1000V for use in Insulated Tool Kit | HYLEC | HYLEC ENERGY SOLUTIONS | MS71L | Active
002416717 | WRENCH,BOX | Single Spanner, 10mm, Offset, 1000V Insulated, for Tool Kit | HYLEC | HYLEC ENERGY SOLUTIONS | MS21-10 | Active
002416717 | WRENCH,BOX | Single Spanner, 10mm, Offset, 1000V Insulated, for Tool Kit | TEN | THE ENERGY NETWORK (AUST) PTY LTD | D13-10 | Active
002416725 | WRENCH,BOX | Single Spanner, 11mm, Offset, 1000V Insulated, for Tool Kit | HYLEC | HYLEC ENERGY SOLUTIONS | MS21-11 | Active
002416725 | WRENCH,BOX | Single Spanner, 11mm, Offset, 1000V Insulated, for Tool Kit | TEN | THE ENERGY NETWORK (AUST) PTY LTD | D13-11 | Active
002416733 | WRENCH,BOX | Single Spanner, 12mm, Offset, 1000V Insulated, for Tool Kit | HYLEC | HYLEC ENERGY SOLUTIONS | MS21-12 | Active
002416733 | WRENCH,BOX | Single Spanner, 12mm, Offset, 1000V Insulated, for Tool Kit | TEN | THE ENERGY NETWORK (AUST) PTY LTD | D13-12 | Active
002416758 | WRENCH,BOX | Single Spanner, 14mm, Offset, 1000V Insulated, for Tool Kit | TEN | THE ENERGY NETWORK (AUST) PTY LTD | D13-14 | Active
002416758 | WRENCH,BOX | Single Spanner, 14mm, Offset, 1000V Insulated, for Tool Kit | HYLEC | HYLEC ENERGY SOLUTIONS | MS21-14 | Active
002416766 | WRENCH,BOX | Single Spanner, 15mm, Offset, 1000V Insulated, for Tool Kit | HYLEC | HYLEC ENERGY SOLUTIONS | MS21-15 | Active
002416766 | WRENCH,BOX | Single Spanner, 15mm, Offset, 1000V Insulated, for Tool Kit | TEN | THE ENERGY NETWORK (AUST) PTY LTD | D13-15 | Active
002416774 | WRENCH,BOX | Single Spanner, 16mm, Offset, 1000V Insulated, for Tool Kit | HYLEC | HYLEC ENERGY SOLUTIONS | MS21-16 | Active
002416774 | WRENCH,BOX | Single Spanner, 16mm, Offset, 1000V Insulated, for Tool Kit | TEN | THE ENERGY NETWORK (AUST) PTY LTD | D13-16 | Active
002416782 | WRENCH,BOX | Single Spanner, 17mm, Offset, 1000V Insulated, for Tool Kit | HYLEC | HYLEC ENERGY SOLUTIONS | MS21-17 | Active
002416782 | WRENCH,BOX | Single Spanner, 17mm, Offset, 1000V Insulated, for Tool Kit | TEN | THE ENERGY NETWORK (AUST) PTY LTD | D13-17 | Active
002416808 | WRENCH,BOX | Single Spanner, 19mm, Offset, 1000V Insulated, for Tool Kit | HYLEC | HYLEC ENERGY SOLUTIONS | MS21-19 | Active
002416808 | WRENCH,BOX | Single Spanner, 19mm, Offset, 1000V Insulated, for Tool Kit | TEN | THE ENERGY NETWORK (AUST) PTY LTD | D13-19 | Active
002416824 | WRENCH,OPEN END | Single Spanner, 11mm, Insulated 1000V, for use in Insulated Tool Kit | HYLEC | HYLEC ENERGY SOLUTIONS | MS16-11 | Active
002416824 | WRENCH,OPEN END | Single Spanner, 11mm, Insulated 1000V, for use in Insulated Tool Kit | TEN | THE ENERGY NETWORK (AUST) PTY LTD | D14-11 | Active
002416832 | WRENCH,OPEN END | Single Spanner, 12mm, Insulated 1000V, for use in Insulated Tool Kit | HYLEC | HYLEC ENERGY SOLUTIONS | MS16-12 | Active
002416832 | WRENCH,OPEN END | Single Spanner, 12mm, Insulated 1000V, for use in Insulated Tool Kit | TEN | THE ENERGY NETWORK (AUST) PTY LTD | D14-12 | Active
002416840 | WRENCH,OPEN END | Single Spanner, 13mm, Insulated 1000V, for use in Insulated Tool Kit | HYLEC | HYLEC ENERGY SOLUTIONS | MS16-13 | Active
002416840 | WRENCH,OPEN END | Single Spanner, 13mm, Insulated 1000V, for use in Insulated Tool Kit | TEN | THE ENERGY NETWORK (AUST) PTY LTD | D14-13 | Active
002416881 | WRENCH,OPEN END | Single Spanner, 17mm, Insulated 1000V, for use in Insulated Tool Kit | HYLEC | HYLEC ENERGY SOLUTIONS | MS16-17 | Active
002416881 | WRENCH,OPEN END | Single Spanner, 17mm, Insulated 1000V, for use in Insulated Tool Kit | TEN | THE ENERGY NETWORK (AUST) PTY LTD | D14-17 | Active
002416899 | WRENCH,OPEN END | Single Spanner, 18mm, Insulated 1000V, for use in Insulated Tool Kit | HYLEC | HYLEC ENERGY SOLUTIONS | MS16-18 | Active
002416899 | WRENCH,OPEN END | Single Spanner, 18mm, Insulated 1000V, for use in Insulated Tool Kit | TEN | THE ENERGY NETWORK (AUST) PTY LTD | D14-18 | Active
002416915 | SOCKET,SOCKET WRENCH | 1/2", 16mm for use in Insulated Tool Kit | HYLEC | HYLEC ENERGY SOLUTIONS | MS66-16 | Active
002416915 | SOCKET,SOCKET WRENCH | 1/2", 16mm for use in Insulated Tool Kit | TEN | THE ENERGY NETWORK (AUST) PTY LTD | D250-12P-16 | Active
002416972 | SOCKET,SOCKET WRENCH | Male, 4mm for use in Insulated Tool Kit | HYLEC | HYLEC ENERGY SOLUTIONS | MS67-4 | Active
002416972 | SOCKET,SOCKET WRENCH | Male, 4mm for use in Insulated Tool Kit | TEN | THE ENERGY NETWORK (AUST) PTY LTD | M250-4 | Active
002417368 | ROPE,FIBROUS | Static, Kernmantle, 11mm x 60m, American Std ASTM F2116-01 | HGHTDYNM | HEIGHT DYNAMICS | DG LSK 11MM X 60M COLOURED | Active
002417442 | BOLT,HANGER | Plate, S/Steel c/w 10mm Bolt Hole & Clip In Point large enough for 2 x Karabiners, AS 1891 or BS EN959 | HGHTDYNM | HEIGHT DYNAMICS | P34050 | Active
002417442 | BOLT,HANGER | Plate, S/Steel c/w 10mm Bolt Hole & Clip In Point large enough for 2 x Karabiners, AS 1891 or BS EN959 | HGHTDYNM | HEIGHT DYNAMICS | H168,P36AS,10 | Active
002417467 | KARABINER | Alloy, 36kN, American Std ASTM F1956-99 (2005) | HGHTDYNM | HEIGHT DYNAMICS | 8700198 | Active
002417608 | RESCUE KIT | for LV Switchboard c/w 1 x Rescue Crook, 1 x Pair Gloves Size 11 Class 'O', 1 x Torch, 1 x Fire Blanket, 1 x Burn Dressing, 1 x Sign "Isolate Here in | HYLEC | HYLEC ENERGY SOLUTIONS | QLVRKITERGON | Active
002417772 | PROBE-LEAD ASSEMBLY,TEST | Trailing Earth Lead, Soil Probe, Storage Spool, Reel Spike c/w 15m of Lead, 4mm Banana Plug, min Cat III 600V Rated to IEC 61010, suit Voltage Meter Input | AMPLITUD | AMPLITUDE PTY LTD (396777) | ETL15SS | Active
002417772 | PROBE-LEAD ASSEMBLY,TEST | Trailing Earth Lead, Soil Probe, Storage Spool, Reel Spike c/w 15m of Lead, 4mm Banana Plug, min Cat III 600V Rated to IEC 61010, suit Voltage Meter Input | PTE | PACIFIC TEST EQUIPMENT PTY LTD | PTE-015 | Active
002417871 | TIP,TEST PROBE | Phase Rotation Meter, Red, White & Blue, suit Kyoritsu 8031F | ATOMSUPP | ATOM SUPPLY GROUP P/L | 500188 | Active
002417871 | TIP,TEST PROBE | Phase Rotation Meter, Red, White & Blue, suit Kyoritsu 8031F | MMELEC | MM ELECTRICAL MERCHANDISING | KYO9000016037 | Active
002480671 | SWITCHBOARD,POWER | Feeder/Bus Tie Switchgear Unit, 24kV, 1250A, 25kA, 1250A Bus Metal Encl Fixed Switchgear & Control Gear Assy c/w 110V DC Aux Supply, incl CTs for Bus Tie | TAMCO | TAMCO SWITCHGEAR (MANUFACTURER) | 22002 | Active
002480671 | SWITCHBOARD,POWER | Feeder/Bus Tie Switchgear Unit, 24kV, 1250A, 25kA, 1250A Bus Metal Encl Fixed Switchgear & Control Gear Assy c/w 110V DC Aux Supply, incl CTs for Bus Tie | TAMCO | TAMCO SWITCHGEAR (MANUFACTURER) | T3-GV3N1250TIE | Active
002480713 | SWITCHBOARD,POWER | Single Feeder Switchgear Unit (Egx Incomer), 12kV, 800A, 25kA, 2000A Bus Metal Encl Fixed Switchgear, 110V DC Aux Supply, incl CTs for Feeder & Bus | TAMCO | TAMCO SWITCHGEAR (MANUFACTURER) | 11005 | Active
002480713 | SWITCHBOARD,POWER | Single Feeder Switchgear Unit (Egx Incomer), 12kV, 800A, 25kA, 2000A Bus Metal Encl Fixed Switchgear, 110V DC Aux Supply, incl CTs for Feeder & Bus | TAMCO | TAMCO SWITCHGEAR (MANUFACTURER) | T2-VHIF630INC450 | Active
000649085 | SWITCH,ISOLATING | 22kV, 400A Outdoor Isolator, Double Insulator, Crossarm Mounting, Purchase Spec PS6/005/OMDE/85 | ABBAUST | ABB AUSTRALIA PTY LTD | 7502760 | Active
000649107 | SWITCH,ISOLATING | Link, 11/22kV, 630A, 150kV BIL, Crossarm Mounted, ETS 06-05-01 (scm) | NGKSTANG | NGK STANGER PTY LTD | 70414ERGON2 | Active
000677488 | SWITCH,ISOLATING | 1250A, 72.5kV, DB c/w Control Box with Earth Switch, High Structure, CEB TS PS6/012/SE/86/C | AEMAUST | AEM AUSTRALIA PTY LTD | DB72/SE72 | Active
002402290 | SWITCH,ISOLATING | Switchboard, Power, LV Isolator URD 250A c/w Links with Back Entry Terminal Palms GS & Barriers | WEBER | WEBER SOUTH PACIFIC PTY LTD | STSAR01 | Active
002402290 | SWITCH,ISOLATING | Switchboard, Power, LV Isolator URD 250A c/w Links with Back Entry Terminal Palms GS & Barriers | WEBER | WEBER SOUTH PACIFIC PTY LTD | ST1SAR01 | Active
002481232 | JOINT,ELECTRICAL POWER CABLE | Screen Break, 38/66kV, 1C, 300mm2 Stranded Compacted Circ WB Cu, XLPE/WBT CAS/LLDPE/Nyl/MDPE, Graphite Coating | CBLGRID | CABLE GRID AUSTRALIA PTY LTD | CG-2481232-S1968-4 | Active
002481232 | JOINT,ELECTRICAL POWER CABLE | Screen Break, 38/66kV, 1C, 300mm2 Stranded Compacted Circ WB Cu, XLPE/WBT CAS/LLDPE/Nyl/MDPE, Graphite Coating | BRUGG | BRUGG CABLES (MANUFACTURER) | S1968-4 (300CU1C) | Active
002481844 | CABLE,FIBRE OPTIC | Aerial, 72 Fibres SMOF, ADSS, Long Span (0-600m), 4000m Drum | AFLG | AFL GLOBAL | EMJ81ELS072BK | Active
002481901 | CABLE,FIBRE OPTIC | U/Ground, Ploughed, 72 Fibres SMOF, Tensile 6kN, Crush 4kN, c/w Termite & Rodent Protection, 4000m Drum | PRYSMIAN | PRYSMIAN POWER CABLES & SYSTEMS AUST | 60103255 | Active
000171013 | CABLE GLAND | Heatshrink, 72mm Max Dia, Single Entry | PLP | PREFORMED LINE PRODUCTS (AUST) | PLP-HSG-5 | Active
000171013 | CABLE GLAND | Heatshrink, 72mm Max Dia, Single Entry | GILBERT | GILBERT LODGE AUSTRALIA PTY LTD | RAYCFTS5 | Active
002400894 | CABLE GLAND | Brass, 83mm c/w Armour Clamp (CABUS) | INTERENG | INTERTECH ENGINEERING PTY LTD | VA164+VA202 | Active
002400895 | CABLE GLAND | Nylon, M40, 19-28mm OD, 18mm Lg Thread, A/F 49.2mm, Black, IP68 | LEGEND | LEGEND POWER SYSTEMS | GN40 | Active
002400895 | CABLE GLAND | Nylon, M40, 19-28mm OD, 18mm Lg Thread, A/F 49.2mm, Black, IP68 | CABAC | CABAC (MANUFACTURER) | GN40 | Active
002400896 | CABLE GLAND | Nylon, M32, 15-21mm OD, 15mm Lg Thread, A/F 41.5mm, Black, IP68 | LEGEND | LEGEND POWER SYSTEMS | GN32 | Active
002400896 | CABLE GLAND | Nylon, M32, 15-21mm OD, 15mm Lg Thread, A/F 41.5mm, Black, IP68 | CABAC | CABAC (MANUFACTURER) | GN32 | Active
002400896 | CABLE GLAND | Nylon, M32, 15-21mm OD, 15mm Lg Thread, A/F 41.5mm, Black, IP68 | GILBERT | GILBERT LODGE AUSTRALIA PTY LTD | CABGN32 | Active
002400897 | CABLE GLAND | Nylon, M25, 11-17mm OD, 15mm Lg Thread, A/F 32.0mm, Black, IP68 | GILBERT | GILBERT LODGE AUSTRALIA PTY LTD | CABGN25 | Active
002400897 | CABLE GLAND | Nylon, M25, 11-17mm OD, 15mm Lg Thread, A/F 32.0mm, Black, IP68 | LEGEND | LEGEND POWER SYSTEMS | GN25 | Active
002400897 | CABLE GLAND | Nylon, M25, 11-17mm OD, 15mm Lg Thread, A/F 32.0mm, Black, IP68 | CABAC | CABAC (MANUFACTURER) | GN25 | Active
002428969 | POLESTRAP KIT | 12 Non-conductive Heavy Duty Strap & Carry Bag | TEN | THE ENERGY NETWORK (AUST) PTY LTD | TENM714 | Active
002443554 | CABLE ASSY,FIBRE OPTIC | Patch Lead, 5m Lg, FC-FC Connectors, 3 Fibre D-Series, SMOF MIL Spec, 2 Core, 5mm Jacket, Black | OPTICAL | OPTICAL FIBRE SYSTEMS PTY LTD | OFS-CAB-09D2-MIL-II-05 | Active
002418226 | BRACKET,LIFTING | Transformer, with Webbing Ratchet Strap, WLL 861kg (1900 lbs) | TEN | THE ENERGY NETWORK (AUST) PTY LTD | 5800-5-V1 | Active
002418788 | GLOVES,PROTECTIVE | Mechanical Protection, Size 10, Rating 5 for Cut Protection, Knitted Material c/w Protective Coating on Palms & Fingers | HYLEC | HYLEC ENERGY SOLUTIONS | 80813-10 | Active
002418788 | GLOVES,PROTECTIVE | Mechanical Protection, Size 10, Rating 5 for Cut Protection, Knitted Material c/w Protective Coating on Palms & Fingers | BALMORAL | BALMORAL ENGINEERING PTY LTD | PFLEX-10 | Active
002418820 | GRIP,CABLE,WOVEN | Sock, Cable Pulling, to suit 120mm U/G Cable, 52-62mm Dia, Synthetic, Single Eye | SPECFORC | SPECIALISED FORCE PTY LTD | HV3120 | Active
002418820 | GRIP,CABLE,WOVEN | Sock, Cable Pulling, to suit 120mm U/G Cable, 52-62mm Dia, Synthetic, Single Eye | TEN | THE ENERGY NETWORK (AUST) PTY LTD | HV3120 | Active
002418838 | GRIP,CABLE,WOVEN | Sock, Cable Pulling, to suit 185mm U/G Cable, 59-69mm Dia, Synthetic, Single Eye | SPECFORC | SPECIALISED FORCE PTY LTD | HV3185 | Active
002418838 | GRIP,CABLE,WOVEN | Sock, Cable Pulling, to suit 185mm U/G Cable, 59-69mm Dia, Synthetic, Single Eye | BLKWOODJ | J BLACKWOOD & SONS LIMITED | 01119951 | Active
002419687 | HOSE,NONMETALLIC | Hydraulic, Aux LP, Rubber Twin Line Non-conductive 2250psi, 3/8NPT Male Ends Clear Bend Restrictors 10ft Lg (3.048m) NRP B098 c/w Parker FF3726FP | TEN | THE ENERGY NETWORK (AUST) PTY LTD | REL-2250-3-O-TEN | Active
002419687 | HOSE,NONMETALLIC | Hydraulic, Aux LP, Rubber Twin Line Non-conductive 2250psi, 3/8NPT Male Ends Clear Bend Restrictors 10ft Lg (3.048m) NRP B098 c/w Parker FF3726FP | SPECFORC | SPECIALISED FORCE PTY LTD | B098/FF | Active
002421519 | COVER,INSULATING | LV, Arm Cover, Rubber, 1200 x 450mm, Lt Blue c/w Xarm Cutout 125 x 100mm c/w Velcro Fasteners & 0.5m Velcro Strap for rolled storage, AS4202, | BALMORAL | BALMORAL ENGINEERING PTY LTD | 7004-EQ | Active
002421527 | MAT,INSULATING | LV, Ground Rubber, 1500 x 1000 x 6mm, Black, Cable/Pillar Base Cutout, 450 x 450 x 650mm Dia Cuts c/w 2x 1m Velcro Straps for rolled storage, | BALMORAL | BALMORAL ENGINEERING PTY LTD | 181A-3-ERG | Phasing
002422541 | DISPENSER,DRINKING WATER | 2L Bladder, Hydration Backpack, Portable Personal Fluid System | ATA | ADVENTURE TRADING AUSTRALIA | BLUE TONGUE TACTIX 2L | Active
002422541 | DISPENSER,DRINKING WATER | 2L Bladder, Hydration Backpack, Portable Personal Fluid System | HAYMANS | HAYMANS ELECTRICAL | MMBPACK2LBLADDER | Active
002422541 | DISPENSER,DRINKING WATER | 2L Bladder, Hydration Backpack, Portable Personal Fluid System | RSEA | RSEA SAFETY PTY LTD | 936336 | Active
002422541 | DISPENSER,DRINKING WATER | 2L Bladder, Hydration Backpack, Portable Personal Fluid System | BLKWOODJ | J BLACKWOOD & SONS LIMITED | STINGER 02795080 | Active
002422897 | ACCESS KIT | Roof Access c/w 2x 11mm x 30m Dynamic Ropes, 2x 1200mm Sling, 2x 400mm Sling, 1x Fragram Tape Angle Measuring Spirit Level, 10x Bolt Plate Hangers with 10mm | HGHTDYNM | HEIGHT DYNAMICS | ER KIT ROOF ACCESS | Active
002422897 | ACCESS KIT | Roof Access c/w 2x 11mm x 30m Dynamic Ropes, 2x 1200mm Sling, 2x 400mm Sling, 1x Fragram Tape Angle Measuring Spirit Level, 10x Bolt Plate Hangers with 10mm | HGHTDYNM | HEIGHT DYNAMICS | HD RAKIT | Active
002422988 | DRILL BIT,STEP | 4 - 20mm Size Range, Single Flute, TiNi High Speed Steel | C&LTOOL | C&L TOOL CENTRE | PROAMPSTEP4-20 | Active
002423002 | DRILL BIT,STEP | 4 - 32mm Size Range, Single Flute, TiNi High Speed Steel | C&LTOOL | C&L TOOL CENTRE | PROAMPSTEP4-32 | Active
002423895 | BLADE,CABLE STRIPPER | Blunt Nose, suit Stripper Cable, Outer Sheath must suit IR Cutter | HYLEC | HYLEC ENERGY SOLUTIONS | HSJRB | Active
002423895 | BLADE,CABLE STRIPPER | Blunt Nose, suit Stripper Cable, Outer Sheath must suit IR Cutter | TEN | THE ENERGY NETWORK (AUST) PTY LTD | HRIPS-B | Active
002423929 | STRIPPER,CABLE,HAND | Suitable for Cables up to 45mm Dia, Sheath & Insulation up to 12mm Depth, must be Speed Stripper Model # 1542-2CL1 | TEN | THE ENERGY NETWORK (AUST) PTY LTD | 1542-2CL-1 | Active
002428597 | INSULATION,ELEC COND | Flexible Line Hose, Class 2, Style B, Short Lip, Coupler One End, Orange, 31.5mm Dia, 915mm Lg | TEN | THE ENERGY NETWORK (AUST) PTY LTD | C406-0304 | Active
002428597 | INSULATION,ELEC COND | Flexible Line Hose, Class 2, Style B, Short Lip, Coupler One End, Orange, 31.5mm Dia, 915mm Lg | SALISBRY | SALISBURY (MANUFACTURER) | OR125-3C | Active
002428597 | INSULATION,ELEC COND | Flexible Line Hose, Class 2, Style B, Short Lip, Coupler One End, Orange, 31.5mm Dia, 915mm Lg | CHANCE | CHANCE (MANUFACTURER) | C406-0304 | Active
002481950 | PROTECTOR,HEARING | Ear Plugs, Banded, 22dB Min Rating, Class 4, Pack of 5 | ATOMSUPP | ATOM SUPPLY GROUP P/L | 445851 | Active
002481950 | PROTECTOR,HEARING | Ear Plugs, Banded, 22dB Min Rating, Class 4, Pack of 5 | UVEX | UVEX SAFETY GROUP | 2125.372 | Active
002483071 | MODULE | Relay Module, 4G Option A, for NOJA Reclosers RC20 Series | NOJA | NOJA POWER SWITCHGEAR PTY LTD | REL-20-4GA-S | Active
002403349 | SWITCH,ISOLATING | LV 660V, 800A, Crossarm Mounted with Lug Type Terminal Palms c/w Bolts, Washers & Nuts, ETS 06-02-01 | NGKSTANG | NGK STANGER PTY LTD | NZ4298EXP/2 | Active
002405284 | SWITCH,ISOLATING | Mains, Panel Mount, 80A, 3Ph Heavy Duty, Triple Pole, Back Wiring | CLIPSAL | CLIPSAL (BY SCHNEIDER ELECTRIC) | CLI PT80BK | Active
002405285 | SWITCH,ISOLATING | Mains, Panel Mount, 80A, 1Ph Heavy Duty, Single Pole, Back Wiring | CLIPSAL | CLIPSAL (BY SCHNEIDER ELECTRIC) | CLI PS80BK | Active
002434033 | CABLE GLAND | Non-Metalic, Compression Fitting, 30.0 - 38.0mm2 Dia Cable (scm) | LEGEND | LEGEND POWER SYSTEMS | GN50 | Active
002434033 | CABLE GLAND | Non-Metalic, Compression Fitting, 30.0 - 38.0mm2 Dia Cable (scm) | CABAC | CABAC (MANUFACTURER) | GN50 | Active
002434033 | CABLE GLAND | Non-Metalic, Compression Fitting, 30.0 - 38.0mm2 Dia Cable (scm) | GILBERT | GILBERT LODGE AUSTRALIA PTY LTD | CABGN50 | Active
002437929 | CABLE GLAND | Metal, 70 - 150mm2 GN/YE Covered Cu Conductor Cable, IP66, Non-armoured A2-25, Dwg # EESS-10031-04 | CABLEACC | CABLE ACCESSORIES (AUST) | A2-25 | Active
002437937 | CABLE GLAND | Metal, 185mm2 & 240mm2 GN/YE Covered Cu Conductor Cable, IP66, Non-armoured A2-32, Dwg # EESS-10031-04 | CABLEACC | CABLE ACCESSORIES (AUST) | A2-32 | Active
002438364 | CABLE GLAND | Brass, A2 Compression Fitting, M25 OD, 14.5 - 20.5mm, Non-armoured c/w Brass Locknuts | CCG | CCG CABLE TERMINATIONS | 053502 | Active
002438372 | CABLE GLAND | Brass, A2 Compression Fitting, M32 OD, 20.5 - 26.5mm, Non-armoured c/w Brass Locknuts | CCG | CCG CABLE TERMINATIONS | 053503 | Active
002438380 | CABLE GLAND | Brass, A2 Compression Fitting, M40 OD, 26.5 - 34.5mm, Non-armoured c/w Brass Locknuts | CCG | CCG CABLE TERMINATIONS | 053504 | Active
002438398 | CABLE GLAND | Brass, A2 Compression Fitting, M50 OD, 34.5 - 43.5mm, Non-armoured c/w Brass Locknuts | CCG | CCG CABLE TERMINATIONS | 053505 | Active
002438406 | CABLE GLAND | Brass, A2 Compression Fitting, M63 OD, 43.5 - 56.0mm, Non-armoured c/w Brass Locknuts (P2) | CCG | CCG CABLE TERMINATIONS | 053506 | Active
002438414 | CABLE GLAND | Brass, A2 Compression Fitting, M75 OD, 56.0 - 65.0mm, Non-armoured c/w Brass Locknuts | CCG | CCG CABLE TERMINATIONS | 053507 | Active
002438422 | CABLE GLAND | Brass, A2 Compression Fitting, M82 OD, 65.0 - 74.0mm, Non-armoured c/w Brass Locknuts | CCG | CCG CABLE TERMINATIONS | 053508 | Active
002438430 | CABLE GLAND | Brass, A2 Compression Fitting, M90 OD, 73.0 - 82.0mm, Non-armoured c/w Brass Locknuts | CCG | CCG CABLE TERMINATIONS | 053509 | Active
002439263 | CABLE GLAND | Gland Plate Kit to suit 35mm 22kV Cable, for Entry to RM6 22kV Switchgear, 107mm Phase Centres, for 1 Switch (scm) | SCHNEIDR | SCHNEIDER PTY LTD (MANUFACTURER) | 51194117F0 | Active
002439271 | CABLE GLAND | Gland Plate Kit to suit 35mm 22kV Cable, for Entry to RM6 22kV Switchgear with Config SSFS or FSFS, 145mm Phase Centres for 1 Switch or Fuse (scm) | SCHNEIDR | SCHNEIDER PTY LTD (MANUFACTURER) | 51194114F0 | Active
002439289 | CABLE GLAND | Gland Plate Kit c/w Cable Clamps & Support Plate, to suit 630mm 22kV Cable, for Entry to RM6 22kV Switchgear, 107mm Phase Centres, for 1 Switch (scm) | SCHNEIDR | SCHNEIDER PTY LTD (MANUFACTURER) | 51193819F0 | Active
002439297 | CABLE GLAND | Gland Plate Kit c/w Cable Clamps & Support Plate, to suit 630mm 22kV Cable, for Entry to RM6 22kV Switchgear with Config SSFS or FSFS, 145mm Phase Centres | SCHNEIDR | SCHNEIDER PTY LTD (MANUFACTURER) | 51193818F0 | Active
002456499 | CABLE GLAND | Brass, A2 Compression Fitting, M50 OD, 29.5- 38.1mm, Non-armoured c/w Brass Locknuts, IP66 (P2) (scm) | CABAC | CABAC (MANUFACTURER) | A2-50S GLAND | Active
002456598 | CABLE GLAND | Brass, A2 Compression Fitting, M63 OD, 32- 42mm, Non-armoured c/w Brass Locknuts, IP68 (P2) (scm) | LEGEND | LEGEND POWER SYSTEMS | GU63+LNM63 | Active
002456598 | CABLE GLAND | Brass, A2 Compression Fitting, M63 OD, 32- 42mm, Non-armoured c/w Brass Locknuts, IP68 (P2) (scm) | GILBERT | GILBERT LODGE AUSTRALIA PTY LTD | POWMG63 | Active
002456598 | CABLE GLAND | Brass, A2 Compression Fitting, M63 OD, 32- 42mm, Non-armoured c/w Brass Locknuts, IP68 (P2) (scm) | CABAC | CABAC (MANUFACTURER) | GU63+LNM63 | Active
002464998 | CABLE GLAND | Nylon, M16, 5-10mm OD, 15mm Lg Thread, A/F 21.8mm, Black, IP68 | HAYMANS | HAYMANS ELECTRICAL | CAB GN16 | Active
002464998 | CABLE GLAND | Nylon, M16, 5-10mm OD, 15mm Lg Thread, A/F 21.8mm, Black, IP68 | CABAC | CABAC (MANUFACTURER) | GN16 | Active
002482107 | PARTS KIT,HEARING | HYX4 Hygiene Kit, for 3M Earmuffs | 3MAUST | 3M AUSTRALIA PTY LTD | HYX4 | Active
002457927 | BATTERY,STORAGE | 32V, 125Ah, Dual String, 10 x UXH75-6 VRLA Monoblocs w/out Rack, Subs Standby Battery Bank, Contract 10591, Item 15a | CENTURY | CENTURY YUASA BATTERIES PTY LTD | 341264 | Active
002457935 | BATTERY,STORAGE | 32V, 180Ah, Dual String, 10 x UXH100-6 VRLA Monoblocs w/out Rack, Subs Standby Battery Bank, Contract 10591, Item 16a | CENTURY | CENTURY YUASA BATTERIES PTY LTD | 341265 | Active
002458081 | BATTERY,STORAGE | 48V, 1000Ah, Dual String, 48 x UXL550-2 VRLA Monoblocs c/w Rack, Subs Standby Battery Bank, Contract 10591, Item 14b | CENTURY | CENTURY YUASA BATTERIES PTY LTD | 341286 | Active
002481398 | JOINT,ELECTRICAL POWER CABLE | Screen Break, 76/132kV, 1C, 630mm2 Stranded Compacted Circ WB Al, XLPE/ WBT/CAS(25kA/1Sec)/LLDPE/Nyl/MDPE, Graphite Coating | BRUGG | BRUGG CABLES (MANUFACTURER) | S2006-630 | Active
002481398 | JOINT,ELECTRICAL POWER CABLE | Screen Break, 76/132kV, 1C, 630mm2 Stranded Compacted Circ WB Al, XLPE/ WBT/CAS(25kA/1Sec)/LLDPE/Nyl/MDPE, Graphite Coating | CBLGRID | CABLE GRID AUSTRALIA PTY LTD | CG-2481398-S2006 | Active
002481430 | JOINT,ELECTRICAL POWER CABLE | Screen Break, 76/132kV, 1C, 1600mm2 Stranded Segmental Milliken WB Cu, XLPE/ OF/WBT/CAS(40kA/0.5Sec)/MDPE, Graphite Coating | BRUGG | BRUGG CABLES (MANUFACTURER) | S2006-1600 | Active
002481430 | JOINT,ELECTRICAL POWER CABLE | Screen Break, 76/132kV, 1C, 1600mm2 Stranded Segmental Milliken WB Cu, XLPE/ OF/WBT/CAS(40kA/0.5Sec)/MDPE, Graphite Coating | CBLGRID | CABLE GRID AUSTRALIA PTY LTD | CG-2481430-S2006 | Active
002481869 | CABLE,FIBRE OPTIC | U/Ground, 72 Fibres SMOF, c/w Termite Protection, 4000m Drum | PRYSMIAN | PRYSMIAN POWER CABLES & SYSTEMS AUST | 60103077 | Active
002481984 | COVER,DUST AND MOISTURE | Protective Boot, Rubber, u/w Milwaukee Compact Impact Wrench | MILWAUKE | MILWAUKEE POWER TOOLS | 49162864 | Active
002481984 | COVER,DUST AND MOISTURE | Protective Boot, Rubber, u/w Milwaukee Compact Impact Wrench | C&LTOOL | C&L TOOL CENTRE | MILWA49162854 | Active
002423937 | BLADE,CABLE STRIPPER | Spare Blade, suit Speed Stripper, Model 1542-2CL1 | TEN | THE ENERGY NETWORK (AUST) PTY LTD | 1562 | Active
002425171 | HARNESS,SAFETY,INDUSTRIAL | Style E, Size Medium, Full Body, Fall Arrest, for large Transformer & Substation Structures, ETS RSE01 | HGHTDYNM | HEIGHT DYNAMICS | 823M0018 | Active
002425171 | HARNESS,SAFETY,INDUSTRIAL | Style E, Size Medium, Full Body, Fall Arrest, for large Transformer & Substation Structures, ETS RSE01 | HGHTDYNM | HEIGHT DYNAMICS | SALA 823M0018 | Active
002427102 | RESCUE KIT | for Tower c/w Container IIN2427110, Controlled Descent Device IIN2427151, Haul Trak System IIN2470284, Karabiner Triple Action IIN1804018, | HGHTDYNM | HEIGHT DYNAMICS | HD TRK CS BOX | Active
002427110 | CONTAINER | Weatherproof Construction, for Tower Rescue Kit | HGHTDYNM | HEIGHT DYNAMICS | BG35034034BL-TOWER | Active
002427128 | KNIFE,LINEMANS | Rescue Cutter, Flat, Hook Style, Fixed Blade, suit Cutting HD Webbing & up to 11mm Kernmantle Style Ropes when used with a Gloved Hand, ETS RSE01 | HGHTDYNM | HEIGHT DYNAMICS | ER AEROJACK & POUCH | Active
002427128 | KNIFE,LINEMANS | Rescue Cutter, Flat, Hook Style, Fixed Blade, suit Cutting HD Webbing & up to 11mm Kernmantle Style Ropes when used with a Gloved Hand, ETS RSE01 | HGHTDYNM | HEIGHT DYNAMICS | K2003K | Active
002427136 | ROPE,FIBROUS | Blue Kernmantle Type, 80m x 11mm c/w Permanent Eye One End & Back Splice Other End, for Tower Rescue Kit Only | HGHTDYNM | HEIGHT DYNAMICS | HD EETR80 | Active
002427193 | HARNESS,SAFETY,INDUSTRIAL | Style D, Size Small, Full Body, Fall Arrest, Light Weight, for comfort fit on Female Figure, ETS RSE01 | HGHTDYNM | HEIGHT DYNAMICS | 783S4016 | Active
002427193 | HARNESS,SAFETY,INDUSTRIAL | Style D, Size Small, Full Body, Fall Arrest, Light Weight, for comfort fit on Female Figure, ETS RSE01 | HGHTDYNM | HEIGHT DYNAMICS | SALA 783S4016 | Active
002427193 | HARNESS,SAFETY,INDUSTRIAL | Style D, Size Small, Full Body, Fall Arrest, Light Weight, for comfort fit on Female Figure, ETS RSE01 | LRI | LIFE AND RESCUE INTERNATIONAL | 101207 | Active
002452423 | GLOVES,HEAT PROTECTIVE | Vantage, Heat Retardant, Size 8, Plaited, DuPont Kevlar & Ploy/Cotton, Knitwrist, suitable for Hot Work Environments | ANSELL | ANSELL LTD | 70-761/SIZE 8 | Active
002452423 | GLOVES,HEAT PROTECTIVE | Vantage, Heat Retardant, Size 8, Plaited, DuPont Kevlar & Ploy/Cotton, Knitwrist, suitable for Hot Work Environments | ATOMSUPP | ATOM SUPPLY GROUP P/L | 131584 | Active
002452423 | GLOVES,HEAT PROTECTIVE | Vantage, Heat Retardant, Size 8, Plaited, DuPont Kevlar & Ploy/Cotton, Knitwrist, suitable for Hot Work Environments | ALLENS | ALLENS INDUSTRIAL PRODUCTS | AN70761/08 | Active
002482057 | FIXTURE,LIGHTING | LED 40W Evolve Leopard (L40) 4K c/w Tilt Adaptor, Major Road, EQTS 05-01-02 | CLS | CONNECTED LIGHT SOLUTIONS | S16406R | Active
002482875 | CHARGER,BATTERY | 125V, 40A, Substation Battery Charger, suits both single & dual string, Alpha Cordex, EESS-10735-01-0C, Contract 10591, Item 63 | ICS | ICS INDUSTRIES PTY LTD (ENERSYS) | PSM125B-3C0C-C | Active
002482883 | CHARGER,BATTERY | 110V, 10A, Substation Battery Charger, suits both single & dual string, Alpha Cordex, EESS-10735-01-0C, Contract 10591, Item 64 | ICS | ICS INDUSTRIES PTY LTD (ENERSYS) | PSM110B-3C0C-A | Active
002482891 | CHARGER,BATTERY | 110V, 16A, Substation Battery Charger, suits both single & dual string, Alpha Cordex, EESS-10735-01-0C, Contract 10591, Item 65 | ICS | ICS INDUSTRIES PTY LTD (ENERSYS) | PSM110B-3C0C-B | Active
002482925 | CHARGER,BATTERY | 110V, 40A, Substation Battery Charger, suits both single & dual string, Alpha Cordex, EESS-10735-01-0C, Contract 10591, Item 68 | ICS | ICS INDUSTRIES PTY LTD (ENERSYS) | PSM110B-3C0C-D(40A) | Active
002482933 | CHARGER,BATTERY | 110V, 63A, Substation Battery Charger, suits both single & dual string, Alpha Cordex, EESS-10735-01-0C, Contract 10591, Item 69 | ICS | ICS INDUSTRIES PTY LTD (ENERSYS) | PSM110E-3C0C-A | Active
002482958 | CHARGER,BATTERY | 48V, 16A, Substation Battery Charger, suits both single & dual string, Alpha Cordex, EESS-10735-01-0C, Contract 10591, Item 71 | ICS | ICS INDUSTRIES PTY LTD (ENERSYS) | PSM048A-3C0C-A(16A) | Active
002405429 | SWITCH,ISOLATING | Disconnector, 12/24kV, Single Insulator, 400A Min, Suitable for 30 Deg, Crossarm Mounting, 125 BIL c/w Type "Z" Hanger Kit (part no. 69196) | NGKSTANG | NGK STANGER PTY LTD | 70414ERGON2 | Active
002405430 | SWITCH,ISOLATING | Disconnector, 12/24kV 630A, 120kV BIL (Min) Single Pole Links c/w Crossarm Mounting Bracket & Fitted with Load Break Device | NGKSTANG | NGK STANGER PTY LTD | 70414AB1 | Active
002481620 | HOLDER,TELEPHONE | EQ RAM Mounts Phone Kit, u/w Universal Sticks, c/w Carry Bag | AMPLITUD | AMPLITUDE PTY LTD (396777) | EQRMPHKIT | Active
002427201 | SLING | Rescue Connector Sling, Flat, Short c/w Triple Action Karabiner Each End | HGHTDYNM | HEIGHT DYNAMICS | HD E300E | Active
002427490 | TOWELETTE,CLEANING | Boom Stick Pre-wash Wipes, Individual Saturated 24" x 24" in Sealed Foil Pouch (Box of 24 Wipes) | TEN | THE ENERGY NETWORK (AUST) PTY LTD | B-1-K | Active
002427953 | HOT LINE STICK | Live Line, Insulated Stick, 720mm Lg, 76mm Dia, Construct as per Specs in Dwg 901962-01 | TEN | THE ENERGY NETWORK (AUST) PTY LTD | ALIFT-JIB-EEC | Active
002428068 | GLOVES,ELECTRICAL WORKER'S | Class 2, Size 11, Natural Rubber, Black, Straight Cuff, 16" (400mm Lg) | BALMORAL | BALMORAL ENGINEERING PTY LTD | RIG216YBS11 | Active
002428068 | GLOVES,ELECTRICAL WORKER'S | Class 2, Size 11, Natural Rubber, Black, Straight Cuff, 16" (400mm Lg) | ANSELL | ANSELL LTD | RIG216YBS11 | Active
002428159 | GLOVES,LIVE LINE ELECTRICAL WORKERS | Class 3, Natural Rubber, Black Straight Cuff, Size 11 (pair) Glove Length, 16 inch (400mm) | BALMORAL | BALMORAL ENGINEERING PTY LTD | RIG316YBS11 | Active
002428159 | GLOVES,LIVE LINE ELECTRICAL WORKERS | Class 3, Natural Rubber, Black Straight Cuff, Size 11 (pair) Glove Length, 16 inch (400mm) | ANSELL | ANSELL LTD | RIG316YBS11 | Active
002428159 | GLOVES,LIVE LINE ELECTRICAL WORKERS | Class 3, Natural Rubber, Black Straight Cuff, Size 11 (pair) Glove Length, 16 inch (400mm) | SALISBRY | SALISBURY (MANUFACTURER) | E316YB/11 | Active
002428241 | GLOVES,ELECTRICAL WORKER'S | Class 4, Size 11, Natural Rubber, Black, Straight Cuff, 18" (450mm Lg) | BALMORAL | BALMORAL ENGINEERING PTY LTD | RIG418YBS11 | Active
002428241 | GLOVES,ELECTRICAL WORKER'S | Class 4, Size 11, Natural Rubber, Black, Straight Cuff, 18" (450mm Lg) | ANSELL | ANSELL LTD | RIG418YBS11 | Active
002405661 | SWITCH,ISOLATING | Link Isolating Substation (Zone) 24kV, 150kV BIL 630A Single Pole, Double Insulator Disconnector with Undrilled Terminal Palms | NGKSTANG | NGK STANGER PTY LTD | 70423/3CAP | Active
002406355 | SWITCH,ISOLATING | LV, 660V, 630A, Crossarm Mounted with Lug Type Terminal Palms c/w Bolts, Washers & Nuts, ETS 06-02-01 | NGKSTANG | NGK STANGER PTY LTD | NZ4284EXP/2 | Active
002406361 | SWITCH,ISOLATING | Link, Type B, 12kV (W/B Quote 1466 Closing 31/04/01) | NGKSTANG | NGK STANGER PTY LTD | 70416WBB7258469298/2 | Active
002406795 | SWITCH,ISOLATING | Link Isolating, 33kV, 400A, 170kV BIL, Crossarm Mounted, ETS 06-05-01 (scm) | NGKSTANG | NGK STANGER PTY LTD | 70423ERGON2 | Active
000030090 | CONNECTOR-SWITCH | Internal Socket Housing, 500V, 20A, 5 Round Pins, 3Ph, 1Ph Outlet, Orange | CLIPSAL | CLIPSAL (BY SCHNEIDER ELECTRIC) | CLI 56SO520LERO | Active
000030091 | CONNECTOR-SWITCH | Appliance Inlet, 500V, 50A, 5 Round Pins Generator Connection | CLIPSAL | CLIPSAL (BY SCHNEIDER ELECTRIC) | CLI 56AI550 | Active
000030092 | CIRCUIT BREAKER | MCB, 250V, 20A - 30mA, 8kA, 2 Pole, 3Ph, 1Ph Outlet, RCBO Safety MCB | CLIPSAL | CLIPSAL (BY SCHNEIDER ELECTRIC) | CLI RCBM220/30 | Active
000030114 | CROSS,CABLE RACK | Tray, 450mm W, 60mm H, 300mm Rad, NEMA 12B Steel, Galv Steel | EZYSTRUT | EZYSTRUT CABLE & PIPE SUPPORTS | N1C4503H | Active
000030127 | RISER,CABLE RACK,EXTERNAL CURVE | 90 Deg, 600mm W, 60mm H, 300mm Rad, NEMA 12B Steel, Galv Steel | EZYSTRUT | EZYSTRUT CABLE & PIPE SUPPORTS | N1ER6003H | Active
000030136 | REDUCER,CABLE RACK | Offset, Left Hand, 450 to 150mm W, 60mm H, NEMA 12B Steel, Galv Steel | EZYSTRUT | EZYSTRUT CABLE & PIPE SUPPORTS | N1LHR450150H | Active
000030142 | REDUCER,CABLE RACK | Offset, Right Hand, 450 to 150mm W, 60mm H, NEMA 12B Steel, Galv Steel | EZYSTRUT | EZYSTRUT CABLE & PIPE SUPPORTS | N1RHR450150H | Active
000030143 | REDUCER,CABLE RACK | Offset, Right Hand, 300 to 150mm W, 60mm H, NEMA 12B Steel, Galv Steel | EZYSTRUT | EZYSTRUT CABLE & PIPE SUPPORTS | N1RHR300150H | Active
000022259 | ADAPTOR KIT | Parallel, Convert 2 x 630A Weber LV Fuse Strips to 800A, c/w Copper Tags, Handle Joiner, Polycarb Cover | WEBER | WEBER SOUTH PACIFIC PTY LTD | V-BK3 | Active
002433852 | CABLE,POWER,ELECTRICAL | U/Ground, 19/33(36)kV, 1C, 1000mm2 Milliken Stranded WB Al, TRXLPE/WBT/CWS inc OF(13.7kA/1Sec)/WBT/LAT/LLDPE/Nyl/ MDPE, Graphite Coating, Drum w/Pulling | KEI | KEI INDUSTRIES LIMITED | KEI33AL1C1000LAT13.7KAOFC | Active
002433852 | CABLE,POWER,ELECTRICAL | U/Ground, 19/33(36)kV, 1C, 1000mm2 Milliken Stranded WB Al, TRXLPE/WBT/CWS inc OF(13.7kA/1Sec)/WBT/LAT/LLDPE/Nyl/ MDPE, Graphite Coating, Drum w/Pulling | CBLGRID | CABLE GRID AUSTRALIA PTY LTD | CG-2433852 | Active
002484053 | TOOL | Clevis Pin Installer, Sunrise Attachment (Live Line Tools) | RITZ | RITZ FERRAMENTAS (MANUFACTURER) | RM4455-102 | Active
002484061 | BRUSH,WIRE,SCRATCH | Conductor Cleaning Brush, Semi-Tubular Shape Type, Sunrise Attachment (Live Line Tools) | RITZ | RITZ FERRAMENTAS (MANUFACTURER) | RM4455-92 | Active
002484079 | GAUGE | Conductor Diameter, Aluminium, Sunrise Attachment (Live Line Tools) | RITZ | RITZ FERRAMENTAS (MANUFACTURER) | RM4455-72 | Active
002484087 | TOOL | Cotter Key, All-Purpose, Sunrise Attachment (Live Line Tools) | RITZ | RITZ FERRAMENTAS (MANUFACTURER) | RM4455-82 | Active
002484277 | ADAPTOR,UNIVERSAL | Sunrise Attachment (Live Line Tools) | RITZ | RITZ FERRAMENTAS (MANUFACTURER) | RM4455-84 | Active
000023886 | WRENCH,RATCHET | Large VDE Adjustable Torque Wrench, 460mm,Dualescale, 20-100Nm(15-80 lbf.ft) 1/2" Drive, CW/CCW Operation, Reversible Ratchet, 1000V AC/1500V DC, | CNWELEC | CNW ELECTRICAL PTY LTD | 36 50393 0100 029 ASSY | Active
002484319 | INSTALLATION TOOL,CABLE TIE | Tensioning Tool, Palm Grip, Metal Body with Plastic Hand-Grips | ABBAUST | ABB AUSTRALIA PTY LTD | WT3D | Active
002484459 | CABLE,POWER,ELECTRICAL | U/Ground, 76/132kV, 1C, 1200mm2 Stranded Segmental Milliken WB Cu, XLPE/WBT/CAS (40kA/0.5Sec)/MDPE, Graphite Coating | KEI | KEI INDUSTRIES LIMITED | EHV-ECB036 - ITEM32 | Active
002404380 | SEALING COMPOUND | Insulating Sealer, 300gm Pressure Pack, Ivy Spray (Ctn 12) | IDEALELE | IDEAL ELECTRICAL SUPPLIERS | CRC2044 | Active
002404380 | SEALING COMPOUND | Insulating Sealer, 300gm Pressure Pack, Ivy Spray (Ctn 12) | CNWELEC | CNW ELECTRICAL PTY LTD | 2044 | Active
002442093 | INSULATION SLEEVING,ELECTRICAL | Heat Shrink Tubing, BPTM 30/12-A/U, 3m Lg, HV Outdoor Tubing (scm) | TECONN | TE CONNECTIVITY LTD | BPTM-30/12-A/U-4(S30) | Active
002428423 | GLOVE SHELLS,ELECTRICAL WORKERS | Live Line Leather Protector, Goat Skin, 3" Cuff, suit Glove Sizes 8.0 & 8.5, 12" Lg (305mm) | ANSELL | ANSELL LTD | OUTHVGS8 | Active
002428423 | GLOVE SHELLS,ELECTRICAL WORKERS | Live Line Leather Protector, Goat Skin, 3" Cuff, suit Glove Sizes 8.0 & 8.5, 12" Lg (305mm) | BALMORAL | BALMORAL ENGINEERING PTY LTD | OUTHVGS8 | Active
002428423 | GLOVE SHELLS,ELECTRICAL WORKERS | Live Line Leather Protector, Goat Skin, 3" Cuff, suit Glove Sizes 8.0 & 8.5, 12" Lg (305mm) | SALISBRY | SALISBURY (MANUFACTURER) | ILP3S 8/8.5 | Active
002428522 | COVER,UTILITY LINE | Live Line, Hardcover, Rated 25kV, High Density PE, 1500mm Lg, Conductor Cover w/out Gripall Adapter | TEN | THE ENERGY NETWORK (AUST) PTY LTD | P406-0184 | Active
002428522 | COVER,UTILITY LINE | Live Line, Hardcover, Rated 25kV, High Density PE, 1500mm Lg, Conductor Cover w/out Gripall Adapter | CHANCE | CHANCE (MANUFACTURER) | P406-0184 | Active
002428563 | COVER,UTILITY POLE | Live Line, Class 4, High Dielectric Linear PE, 1830mm Lg, 300mm Dia | TEN | THE ENERGY NETWORK (AUST) PTY LTD | C406-0000 | Active
002428563 | COVER,UTILITY POLE | Live Line, Class 4, High Dielectric Linear PE, 1830mm Lg, 300mm Dia | CHANCE | CHANCE (MANUFACTURER) | C406-0000 | Active
002428654 | COVER,INSULATING | Live Line, Flexible Line Hose, Class 3, Orange colour Style A Plain, Both ends 40mm dia x 915mm Lg | TEN | THE ENERGY NETWORK (AUST) PTY LTD | OR150-3 | Active
002428654 | COVER,INSULATING | Live Line, Flexible Line Hose, Class 3, Orange colour Style A Plain, Both ends 40mm dia x 915mm Lg | SALISBRY | SALISBURY (MANUFACTURER) | OR150-3 | Active
002428654 | COVER,INSULATING | Live Line, Flexible Line Hose, Class 3, Orange colour Style A Plain, Both ends 40mm dia x 915mm Lg | CHANCE | CHANCE (MANUFACTURER) | C406-0297 | Active
002428696 | INSULATION,ELEC COND | Flexible Line Hose, Class 4, Style D, Extended Lip, Coupler One End, Orange, 40mm Dia, 915mm Lg | TEN | THE ENERGY NETWORK (AUST) PTY LTD | SU150-3C | Active
002428696 | INSULATION,ELEC COND | Flexible Line Hose, Class 4, Style D, Extended Lip, Coupler One End, Orange, 40mm Dia, 915mm Lg | SALISBRY | SALISBURY (MANUFACTURER) | SU150-3C | Active
002428779 | CLAMP,LIVE LINE | Blanket Clamp Peg, Large, Wooden, 200mm Opening, for Live Line | TEN | THE ENERGY NETWORK (AUST) PTY LTD | CNS-3 | Active
002428779 | CLAMP,LIVE LINE | Blanket Clamp Peg, Large, Wooden, 200mm Opening, for Live Line | HASTINGS | HASTINGS (MANUFACTURER) | CNS-3 | Active
002428837 | HAND STICK,INSULATED | Wire Holding Stick, Overall 1900mm Lg, Stick 32mm Dia | TEN | THE ENERGY NETWORK (AUST) PTY LTD | C403-3068 | Active
002428837 | HAND STICK,INSULATED | Wire Holding Stick, Overall 1900mm Lg, Stick 32mm Dia | CHANCE | CHANCE (MANUFACTURER) | C403-3068 | Active
002428852 | HAND STICK,INSULATED | Roller Link Stick, Overall 1450mm Lg, Stick 32mm Dia | TEN | THE ENERGY NETWORK (AUST) PTY LTD | H4714-4 | Active
002428852 | HAND STICK,INSULATED | Roller Link Stick, Overall 1450mm Lg, Stick 32mm Dia | CHANCE | CHANCE (MANUFACTURER) | H47144 | Active
002428860 | HAND STICK,INSULATED | Hoist Link Stick, Insulation 390mm Lg, Stick 32mm Dia | TEN | THE ENERGY NETWORK (AUST) PTY LTD | C400-1175 | Active
002428860 | HAND STICK,INSULATED | Hoist Link Stick, Insulation 390mm Lg, Stick 32mm Dia | CHANCE | CHANCE (MANUFACTURER) | C400-1175 | Active
002434777 | HOOK | Drag, for Moving/Positioning Versadeck Ground Protection Mats | ENVIREX | ENVIREX | VH | Active
002419570 | TERMINATION CONDUCTOR COMPRESSION | FT, Iodine, 7/4.75 AAAC 1120, Transverse Palm, Jumper Lug & Bolt, Die Size Al 22mm, ETS 11-09-01 | PLP | PREFORMED LINE PRODUCTS (AUST) | D-HD706X | Active
002426708 | PROTECTOR,ELECTRICAL CABLE | Armour Rod, Preformed, Full Length, Cricket 30/7/2.50 ACSR/AC, ETS 11-09-01 | PLP | PREFORMED LINE PRODUCTS (AUST) | D-AAR1750 | Active
002426765 | CLAMP,SUSPENSION,ELEC CONDUCTOR | Double Armour Grip Assembly, Cherry, 6/4.75+7/1.6 ACSR/GZ, M16 Bolt, Incl Yoke Plate, No Clevis Tongues, ETS 11-09-01 | PLP | PREFORMED LINE PRODUCTS (AUST) | D-HSD1430+YOKE | Active
002426922 | LEAD,ELECTRICAL | Earth Bonding Lead + PG Clamp (10kA/0.5Sec), suit "Banana", 6/1/3.75, ACSR/GZ Armour Grip Suspension Units, to Ergon Transmission Line Spec (scm) | PLP | PREFORMED LINE PRODUCTS (AUST) | EBL-OPGW010719-ER | Active
002434017 | TIE,PREFORMED | Side, Neck Dia 54mm Insulator, 7/2.75 SC/GZ OHEW, Armoured (scm) | PLP | PREFORMED LINE PRODUCTS (AUST) | GTY-083-54 | Active
000030148 | REDUCER,CABLE RACK | Straight, 450 to 150mm W, 60mm H, NEMA 12B Steel, Galv Steel | EZYSTRUT | EZYSTRUT CABLE & PIPE SUPPORTS | N1SR450150H | Active
000030158 | RACK,CABLE | ST3 Supatray, 3m Lg, 150mm W, 50mm H, Galvabond, ST3-150-GB | EZYSTRUT | EZYSTRUT CABLE & PIPE SUPPORTS | ET3150G | Active
000030172 | RACK,CABLE | ST5 Supatray, 3m Lg, 450mm W, 75mm H, Galv Steel, ST5-450-GB | EZYSTRUT | EZYSTRUT CABLE & PIPE SUPPORTS | ET5450H | Active
000030178 | BRACE,CORNER | ST3 T-X Bracket, 50mm H, Galvabond, to Intersect/Change Cable Tray Direction by Creating a Tee or Cross Section | EZYSTRUT | EZYSTRUT CABLE & PIPE SUPPORTS | ET3TXG | Active
000030180 | BRACE,CORNER | ST5 T-X Bracket, 75mm H, Galvabond, to Intersect/Change Cable Tray Direction by Creating a Tee or Cross Section | EZYSTRUT | EZYSTRUT CABLE & PIPE SUPPORTS | ET5TXH | Active
002482537 | CULVERT BOX | Concrete, 1.7 Tonne, 11kV 1.5MVA Substation Support, Super Heavy Duty | BUNDCNCT | BUNDABERG CONCRETE CASTERS | 939 | Active
002475101 | TRANSFORMER,DISTRIBUTION | Padmount Substation, 11kV, 500kVA, 3 Ph (Sq), ABB Safelink 2 (CFC) Switchgear & LV Switchgear, Ergon Branded w/o Padlock JTS 02-02-03 (scm) | WILSON | WILSON TRANSFORMER CO. PTY LTD | 880-A312-11-AD | Active
002485274 | SWITCH,ISOLATING | Battery Isolation Cubicle, 1 x Indoor, 125V, 160A, Form 1, 2kA, IP51, 1 x 3 Pole 200A DC CB, c/w 160A Overload Trip & 2000A Instantaneous Trip w/-Aux | WEBER | WEBER SOUTH PACIFIC PTY LTD | VC110010-M103 | Active
000003293 | COIL,ELECTRICAL | Inverter Pole Assy, St George STATCOM | AMSC | AMSC AUSTRALIA PTY LTD | 07302319 | Active
000003293 | COIL,ELECTRICAL | Inverter Pole Assy, St George STATCOM | AMSC | AMSC AUSTRALIA PTY LTD | 7302319 | Active
002402865 | TRANSFORMER,DISTRIBUTION | Groundmount, 33kV/433V, 1000kVA, 3 Ph, 50Hz, O/A 2004 x 1849mm, KNAN, Dyn11, HV Busing DIN Interface C, c/w LV & HV Cable Box (scm) | TYREE | TYREE TRANSFORMERS PTY LTD | 0750-1591 | Active
002404649 | TRANSFORMER,DISTRIBUTION | Groundmount, 22kV/433-250V, 1000kVA, 3 Ph, 50Hz, ONAN, Cable Entry c/w HV Cable Box & LV Bushing, ETS 02-03-02 | WILSON | WILSON TRANSFORMER CO. PTY LTD | 875-0646-11-AB | Active
002405701 | TRANSFORMER,DISTRIBUTION | Padmount, 11kV, 315kVA, 3 Ph (Sq) LV Switchgear & No HV Switchgear Front Entry, JTS 02-04-01 Item 7 (scm) | WILSON | WILSON TRANSFORMER CO. PTY LTD | 880-0641-11-AA | Active
002405704 | TRANSFORMER,DISTRIBUTION | Padmount, 11kV, 200kVA, 3 Ph (Sq) Weber LV Switchgear & No HV Switchgear (scm) | ABBAUST | ABB AUSTRALIA PTY LTD | 168149 | Active
002406496 | TRANSFORMER,DISTRIBUTION | SWER Pole Mount, 11kV, 10kVA (Pallet x 4) (scm) | TOSHIBA | TOSHIBA INTERNATIONAL CORPORATION P/L | TXSPS-0010AA-001 | Active
002485373 | GLOVES,PROTECTIVE | Bamboo TwinFlex, Size 10, Cut Level D, 18 Gauge, Protective Coating on Palms & Fingers, Knitted Cuff, Green/Black, for Dry & Slightly Damp/Oily Conditions | UVEX | UVEX SAFETY GROUP | 60090-10 | Active
002485381 | GLOVES,PROTECTIVE | Bamboo TwinFlex, Size 11, Cut Level D, 18 Gauge, Protective Coating on Palms & Fingers, Knitted Cuff, Green/Black, for Dry & Slightly Damp/Oily Conditions | UVEX | UVEX SAFETY GROUP | 60090-11 | Active
002437580 | MOTOR | Drive for Feeder Switch, suit ABB Safelink2, JTS 06-08-01 (scm) | ABBAUST | ABB AUSTRALIA PTY LTD | 5811940 | Active
002483238 | SLING | Endless, 500mm, 1000Kg SWL, Violet | AMPLITUD | AMPLITUDE PTY LTD (396777) | 900105 | Active
002426377 | PARTS KIT | Retrofit Kit, 3 x AB Chance Load Break Interrupter Kit, suit AEM ABS | PLP | PREFORMED LINE PRODUCTS (AUST) | A-A8214-01 | Active
000368110 | INSECTICIDE | WaspJet, Aerosol, Spray up to 6m, Di-Electric Strength, Kills Wasps & Larvae | ATOMSUPP | ATOM SUPPLY GROUP P/L | 513636 | Active
000368110 | INSECTICIDE | WaspJet, Aerosol, Spray up to 6m, Di-Electric Strength, Kills Wasps & Larvae | ATOMSUPP | ATOM SUPPLY GROUP P/L | 237381 | Active
000368110 | INSECTICIDE | WaspJet, Aerosol, Spray up to 6m, Di-Electric Strength, Kills Wasps & Larvae | MINEHAN | MINEHAN AGENCIES PTY LTD | 16-04-0924 | Active
002427532 | SANITISER | Liquid Gel; Anti-Bacterial Hand Sanitiser; 500 ml Pump Action Bottle; For use when water is not available. | SHERRIFF | SHERRIFF ELECTRICAL P/L (WHOLESALERS) | SHE-ALC SANITISER 500ML | Active
002427532 | SANITISER | Liquid Gel; Anti-Bacterial Hand Sanitiser; 500 ml Pump Action Bottle; For use when water is not available. | ATOMSUPP | ATOM SUPPLY GROUP P/L | 32818048 | Active
000022156 | TEST PAPER & CHART,PH | FI1101 Indicator Sticks, pH 0-14 Scale, to Test pH/Alkaline Levels in Waste Water, Pack of 100 | ROWE | ROWE SCIENTIFIC PTY LTD | FI1101 PH-1-14 | Active
002483915 | RELAY,PROTECTION | Bus Diff, 3Ph, 10 - 40% 1A, 30TE Size 6, 2 Out, Hand Reset, No Resistors | GE | GENERAL ELECTRIC COMPANY | MCAG34VCBC0000A | Active
002483519 | TOILET,PORTABLE | Cleanwaste GO Anywhere, Packed Away 48 x 36 x 12cm, Set up 53 x 43 x 36cm, 226kg Weight Limit, 3 Fold-out Legs, to be used with Toilet Bags | EZYGONOW | EZYGONOW, EEZYGO PTY LTD | EGN007 | Active
002483519 | TOILET,PORTABLE | Cleanwaste GO Anywhere, Packed Away 48 x 36 x 12cm, Set up 53 x 43 x 36cm, 226kg Weight Limit, 3 Fold-out Legs, to be used with Toilet Bags | CLNWASTE | CLEANWASTE | D119PET | Active
002483519 | TOILET,PORTABLE | Cleanwaste GO Anywhere, Packed Away 48 x 36 x 12cm, Set up 53 x 43 x 36cm, 226kg Weight Limit, 3 Fold-out Legs, to be used with Toilet Bags | ATOMSUPP | ATOM SUPPLY GROUP P/L | 502785 | Active
002485779 | PARTS KIT | Retrofit Kit, for Fulton 3-Way Link Pillar c/w Operation Instructions & Diagram, Lockout Kit & Label Kit, Stds A677 | FULTON | FULTON INDUSTRIES AUSTRALIA P/L | 01-PPB4T-3W+6F-QLD-RUKIT | Active
002486108 | PARTITION,TERMINAL BLOCK | Type TS-UT 6-T/SP, Partition Plate, 105.2mm Lg, 1mm W, 67.5mm H, Gray, suit Terminals | PHOENIX | PHOENIX CONTACT PTY LTD | 3072821 | Active
000021419 | TERMINAL BLOCK | Type USLKG 6N, Ground Modular, 6mm2 Cross Section, 2 Connections, Green-Yellow, Universal Mtg, Pack of 50 | HAYMANS | HAYMANS ELECTRICAL | PHO0442079 | Active
000021419 | TERMINAL BLOCK | Type USLKG 6N, Ground Modular, 6mm2 Cross Section, 2 Connections, Green-Yellow, Universal Mtg, Pack of 50 | PHOENIX | PHOENIX CONTACT PTY LTD | 0442079 | Active
000021420 | TERMINAL BLOCK | Type UK 10N, Feed-through, 76A, 800V, 10mm2 Cross Section, 2 Connections, Gray, Universal Mtg, Pack of 50 | HAYMANS | HAYMANS ELECTRICAL | PHO3005073 | Active
000021420 | TERMINAL BLOCK | Type UK 10N, Feed-through, 76A, 800V, 10mm2 Cross Section, 2 Connections, Gray, Universal Mtg, Pack of 50 | PHOENIX | PHOENIX CONTACT PTY LTD | 3005073 | Active
000021421 | BRIDGE,TERMINAL BLOCK | Type FBI 10-10, Fixed Bridge, 76A, 10 Posn, 10mm, Screw Mtg, Silver, suit Terminal Type UK10N, Pack of 10 | HAYMANS | HAYMANS ELECTRICAL | PHO0203276 | Active
000021421 | BRIDGE,TERMINAL BLOCK | Type FBI 10-10, Fixed Bridge, 76A, 10 Posn, 10mm, Screw Mtg, Silver, suit Terminal Type UK10N, Pack of 10 | PHOENIX | PHOENIX CONTACT PTY LTD | 0203276 | Active
000021422 | BRIDGE,TERMINAL BLOCK | Type EB 10-10, Insertion Bridge, 70A, 10 Posn, 10mm, Gray, suit Terminal Type UK10N, Pack of 10 | HAYMANS | HAYMANS ELECTRICAL | PHO0203137 | Active
000021422 | BRIDGE,TERMINAL BLOCK | Type EB 10-10, Insertion Bridge, 70A, 10 Posn, 10mm, Gray, suit Terminal Type UK10N, Pack of 10 | PHOENIX | PHOENIX CONTACT PTY LTD | 0203137 | Active
000021425 | BRIDGE,TERMINAL BLOCK | Type FBI 2-15, Fixed Bridge, 150A, 2 Posn, 15mm, Screw Mtg, Silver, suit Terminal Type UK35, Pack of 10 | HAYMANS | HAYMANS ELECTRICAL | PHO0201333 | Active
000021425 | BRIDGE,TERMINAL BLOCK | Type FBI 2-15, Fixed Bridge, 150A, 2 Posn, 15mm, Screw Mtg, Silver, suit Terminal Type UK35, Pack of 10 | PHOENIX | PHOENIX CONTACT PTY LTD | 0201333 | Active
000021426 | BRIDGE,TERMINAL BLOCK | Type FBI 3-15, Fixed Bridge, 150A, 3 Posn, 15mm, Screw Mtg, Silver, suit Terminal Type UK35, Pack of 10 | HAYMANS | HAYMANS ELECTRICAL | PHO0201278 | Active
000021426 | BRIDGE,TERMINAL BLOCK | Type FBI 3-15, Fixed Bridge, 150A, 3 Posn, 15mm, Screw Mtg, Silver, suit Terminal Type UK35, Pack of 10 | PHOENIX | PHOENIX CONTACT PTY LTD | 0201278 | Active
002483154 | MANHOLE TOP ASSEMBLY | Footpath Access, Explosion Mitigation, 2 Part Cover, Class B, 750 x 1245mm Clr Opening, Unfilled Black Ductile Iron & Frame, 80kN Load Capacity, 50mm Timber | EJAUST | EJ AUSTRALIA PTY LTD | EMLB210E | Active
002408011 | TRANSFORMER,DISTRIBUTION | Groundmount, 22kV/433-250V, 1500kVA, 3 Ph, ONAN, HV Cable Box & LV Bushing, ETS 02-02-02 Item 30 (scm) | WILSON | WILSON TRANSFORMER CO. PTY LTD | 876-0647-11-AB | Active
002408045 | TRANSFORMER,DISTRIBUTION | Padmount, 22kV/433-250V, 315kVA, 3 Ph, 50Hz, ONAN (Rect) LV Switchgear & HV RMU, 2 x Switch Disconnectors & 1 x Fuse Switch, Rect Plinth Nominal | WILSON | WILSON TRANSFORMER CO. PTY LTD | 881-8841-11-AB | Phasing
002408078 | TRANSFORMER,DISTRIBUTION | Padmount, 22kV/433-250V, 315kVA, 3 Ph, ONAN (Rect) LV Switchgear & F&G HV RMU, 3 x Switch Disconnectors & 1 x Fuse Switch, Rect Plinth Nominal | WILSON | WILSON TRANSFORMER CO. PTY LTD | 881-8842-11-AC | Active
002408086 | TRANSFORMER,DISTRIBUTION | Padmount, 22kV/433-250V, 500kVA, 3 Ph, ONAN (Rect) LV Switchgear & HV RMU, 2 x Switch Disconnectors & 1 x Fuse Switch, Rect Plinth Nominal | WILSON | WILSON TRANSFORMER CO. PTY LTD | 881-8843-11-AB | Active
002483469 | ATTACHMENT,FORKLIFT | Magnetic Fork Covers, suit Forklift Tyne Dimensions 120-130mm W & 1000-1190mm Lg, 9mm Thk Dags, Black Rubber Upper Layer, (supplied as a pair) | CASCADE | CASCADE (AUST) PTY LTD | 6538264 | Active
002484392 | CABLE,POWER,ELECTRICAL | U/Ground, 76/132kV, 1C, 630mm2 Stranded Compacted Circ WB Al, XLPE/WBT/CAS (25kA/1Sec)/LLDPE/Nyl/MDPE, Graphite Coating | KEI | KEI INDUSTRIES LIMITED | EHV-ECB036 - ITEM26 | Active
000003730 | COIL,ELECTRICAL | Trip, 32V DC, Control Voltage 25.8-32V DC, suit ABB VBF 36 & 40 CB (2 x per CB), 00000977 Part 1 | ABBAUST | ABB AUSTRALIA PTY LTD | 7900181 | Active
000003731 | COIL,ELECTRICAL | Close, 32V DC, Control Voltage 25.8-35.2V DC, suit ABB VBF 36 & 40 CB (1 x per CB), 00000977 Part 1 | ABBAUST | ABB AUSTRALIA PTY LTD | 7900182 | Active
000003733 | COIL,ELECTRICAL | Trip, 48V DC, Control Voltage 33.6-52.8V DC, suit ABB VBF 36 & 40 CB (2 x per CB), 00000977 Part 1 | ABBAUST | ABB AUSTRALIA PTY LTD | 7900183 | Active
000003734 | COIL,ELECTRICAL | Close, 48V DC, Control Voltage 33.6-52.8V DC, suit ABB VBF 36 & 40 CB (1 x per CB), 00000977 Part 1 | ABBAUST | ABB AUSTRALIA PTY LTD | 7900184 | Active
002483816 | SHEETING,REFLECTIVE | Traffic Sign Blanking Plate, Roll-up, 1200 x 300mm, Retroreflective Yellow, Hard Velcro Backed, 4 Corner Eyelets | REFLEFAB | REFLECT FABRICS PTY LTD | EXSCBBBBBB | Active
002483816 | SHEETING,REFLECTIVE | Traffic Sign Blanking Plate, Roll-up, 1200 x 300mm, Retroreflective Yellow, Hard Velcro Backed, 4 Corner Eyelets | REFLEFAB | REFLECT FABRICS PTY LTD | EXSC12030YB | Active
002480028 | SWITCHBOARD,POWER | LV Indoor, 750(750)kVA, ACB Std, Sentron 3WL, ETU45B, AFPS VAMP 221, 1600A TX ACB 42kA/1Sec, 4 x 630A SF, Mob Gen Conn & 1600A ACB, Metal Encl, Dual Top/Bottom | WEBER | WEBER SOUTH PACIFIC PTY LTD | MF115123-EQ01 | Active
002480044 | SWITCHBOARD,POWER | LV Indoor, 750(750)kVA, ACB Std, Sentron 3WL, ETU45B, AFPS VAMP 221, 1600A TX ACB 42kA/1Sec, 4 x 630A SF, Mob Gen Conn, 2 x SF Spare Slots, Metal Encl, Dual | WEBER | WEBER SOUTH PACIFIC PTY LTD | MF115123-EQ03 | Active
002480200 | SWITCHBOARD,POWER | LV Indoor, TX Isolator, 1500(1500)kVA, ACB Std, Sentron 3WL, ETU45B, AFPS VAMP 221, 3200A TX ACB 65kA/1Sec, Mob Gen Conn, Direct Busbar Connect, Metal Encl, | WEBER | WEBER SOUTH PACIFIC PTY LTD | MF001243-EQ01 | Active
002480341 | SWITCHBOARD,POWER | LV Outdoor, 1500(1000)kVA, ACB Upgde, Sentron 3WL, ETU76B c/w COM35 Module, AFPS VAMP 221, 3200A TX ACB 65kA/1Sec, 4 x 630A SF (1 x Provisional SF Slot) | WEBER | WEBER SOUTH PACIFIC PTY LTD | VC540240-S304 | Active
002480507 | SWITCHBOARD,POWER | LV Outdoor, 1500(315)kVA, ACB Upgde, Sentron 3WL, ETU76B c/w COM35 Module, AFPS VAMP 221, 3200A TX ACB 65kA/1Sec, 5 x 630A SF (1 x Provisional SF Slot) | WEBER | WEBER SOUTH PACIFIC PTY LTD | VC540240-S320 | Active
002480549 | CIRCUIT BREAKER SUBASSEMBLY | 500kV, Rating Plug 1000A, Sentron 3WL, spare part for Open CB | SIEMENS | SIEMENS LTD | 3WL9111-0AA57-0AA0 | Active
002480549 | CIRCUIT BREAKER SUBASSEMBLY | 500kV, Rating Plug 1000A, Sentron 3WL, spare part for Open CB | WEBER | WEBER SOUTH PACIFIC PTY LTD | SIE-RP1000 | Active
002480580 | COMMUNICATION SYSTEM | ACB Additional to Enable SCADA for DNP3, RTU SICAM A8000 Relay, Interface in DNP3 | WEBER | WEBER SOUTH PACIFIC PTY LTD | SIE-SICAMA8000 | Active
002480580 | COMMUNICATION SYSTEM | ACB Additional to Enable SCADA for DNP3, RTU SICAM A8000 Relay, Interface in DNP3 | SIEMENS | SIEMENS LTD | SICAMA8000 | Active
000023730 | CONNECTOR,ELECTRICAL | Terminal Clamp, In-Line Bi-Metal Service Connector, suit 6-35mm2 Cable, 13mm AF 12nm Shear Head | SICAME | SICAME AUSTRALIA PTY LTD | ILC635E | Active
000023730 | CONNECTOR,ELECTRICAL | Terminal Clamp, In-Line Bi-Metal Service Connector, suit 6-35mm2 Cable, 13mm AF 12nm Shear Head | TECONN | TE CONNECTIVITY LTD | BPC P35-P35I | Active
002483923 | RELAY,PROTECTION | Bus Diff, 3Ph, 10 - 40% 5A, 30TE Size 6, 2 Out, Hand Reset, No Resistors | GE | GENERAL ELECTRIC COMPANY | MCAG34VCBF0000A | Active
002425734 | CONVERTER,SIGNAL DATA | Media Converter, 19-60VDC Aux Voltage, Areva Model # MiCOM P591401A0M0000 | AREVA | AREVA T&D AUSTRALIA LTD | MICOM P591401A0M0000 | Active
000022100 | FUSE ELEMENT,ELECTRICAL | 20A, 12kV, Dropout Fuse Link, u/w Fault Tamer Fuse Carrier & Current Limiter, AS1033, Bushfire Mitigation | S&C ELEC | S&C ELECTRIC COMPANY | 526020 | Active
000014543 | BIT,AUGER | Impact, 12mm Dia, 305mm OAL, Steel, Ring Twist Pattern, 11mm Hex Shank, Quick Release | SPECFORC | SPECIALISED FORCE PTY LTD | STMSF812225 | Active
000014547 | BIT,AUGER | Impact, 22mm Dia, 205mm OAL, Steel, Ring Twist Pattern, 11mm Hex Shank, Quick Release | LEGEND | LEGEND POWER SYSTEMS | MSS-0078M | Active
000014547 | BIT,AUGER | Impact, 22mm Dia, 205mm OAL, Steel, Ring Twist Pattern, 11mm Hex Shank, Quick Release | SPECFORC | SPECIALISED FORCE PTY LTD | STMSF 822 X 225 | Active
002484806 | SWITCHBOARD,POWER | DC Dist Board, Indoor, 125V, 100A, Form 2bi, 2kA, IP51, 36 Pole Chassis c/w 2 x Supply 160A LBS, 18 x 2 Pole CBs on 1 x 36 Pole Chassis for Dist Circuits, | WEBER | WEBER SOUTH PACIFIC PTY LTD | DE608025-M101 | Active
002484814 | SWITCHBOARD,POWER | DC Dist Board, Indoor, 125V, 100A, Form 2bi, 2kA, IP51, 48 Pole Chassis c/w 2 x Supply 160A LBS, 24 x 2 Pole CBs on 1 x 48 Pole Chassis for Dist Circuits, | WEBER | WEBER SOUTH PACIFIC PTY LTD | DE6010025-M101 | Active
002456424 | LANYARD,SAFETY,INDUSTRIAL | Twin Tail, Tower Climbing Hook, Back Lanyard Kit c/w Small & Large Hooks | HGHTDYNM | HEIGHT DYNAMICS | FERNO VAIHBLANMHA | Active
002456424 | LANYARD,SAFETY,INDUSTRIAL | Twin Tail, Tower Climbing Hook, Back Lanyard Kit c/w Small & Large Hooks | HGHTDYNM | HEIGHT DYNAMICS | FTCHBLK | Active
000004100 | PLATE,MOUNTING | Type 3U-1, 19" Rack Mounting Plate 3U, 15 x Fuse/Link | GMG | GLOBAL MANUFACTURING GROUP | EESS-10254-01 | Active
000004097 | PLATE,MOUNTING | Type 3U-CB, 19" Rack Mounting Plate 3U, CB Switches & Lamps | B&R | B&R ENCLOSURES PTY LTD | EESS-10245-01 | Active
000004097 | PLATE,MOUNTING | Type 3U-CB, 19" Rack Mounting Plate 3U, CB Switches & Lamps | GMG | GLOBAL MANUFACTURING GROUP | EESS-10245-01 | Active
000004123 | RACK,ELEC EQUIP | Side Panel, RA1, 48RU, 800mm D, Dwg 1042893-02-0A, EESS-10721-01-0A, ETS 2011/0532/T | PLP | PREFORMED LINE PRODUCTS (AUST) | EE-4880-50-RA1-N42 | Phasing
000004158 | PANEL,ELEC EQUIP | Side Panel, FA2, RA2 & RA5, 45U x 800mm | B&R | B&R ENCLOSURES PTY LTD | XB-586135/18 | Active
002483261 | TRANSFORMER,VOLTAGE | 11kV IVT, 6350/63.5/63.5V, 50Hz, 0.2M/3P 50VA each Wdg, Post Type 1Ph Outdoor c/w Metering Accuracy Tests, VKU1-24, Contract 988 Item 46 | EPCINTER | EPC INTERNATIONAL PTY LTD | M196379 | Active
002483261 | TRANSFORMER,VOLTAGE | 11kV IVT, 6350/63.5/63.5V, 50Hz, 0.2M/3P 50VA each Wdg, Post Type 1Ph Outdoor c/w Metering Accuracy Tests, VKU1-24, Contract 988 Item 46 | KONCAR | KONCAR - ELECTRICAL INDUSTRY INC | VKU1-24 (6350:63.5:63.5V) | Active
002453983 | FUSE LINK,ENCLOSED ELEMENT | 3A, Standard Blade, Purple (P5) | ASHDOWN | ASHDOWN-INGRAM (NOW CALLED NAPA) | ACX1600BL | Active
002408128 | TRANSFORMER,DISTRIBUTION | Padmount, 22kV/433-250V, 1000kVA, 3 Ph, ONAN (Rect) LV Switchgear & HV RMU, 2 x Switch Disconnectors & 1 x Fuse Switch, Rect Plinth Nominal | WILSON | WILSON TRANSFORMER CO. PTY LTD | 881-8845-11-AB | Active
002408169 | TRANSFORMER,DISTRIBUTION | Padmount, 22kV/433-250V, 1000kVA, 3 Ph, ONAN (Rect) LV Switchgear & F&G HV RMU, 3 x Switch Disconnectors & 1 x Fuse Switch, Rect Plinth Nominal | WILSON | WILSON TRANSFORMER CO. PTY LTD | 881-8846-11-AC | Active
002474203 | CIRCUIT CARD | MDIM RL2 Assembly, suit RL-Series Sectionaliser, 15/27kV LBS | SCHNEIDR | SCHNEIDER PTY LTD (MANUFACTURER) | 999900215 | Active
000003736 | COIL,ELECTRICAL | Trip, 110V DC, Control Voltage 77-121V DC, suit ABB VBF 36 & 40 CB (2 x per CB), 00000977 Part 1 | ABBAUST | ABB AUSTRALIA PTY LTD | 7900185 | Active
000003737 | COIL,ELECTRICAL | Close, 110V DC, Control Voltage 77-121V DC, suit ABB VBF 36 & 40 CB (1 x per CB), 00000977 Part 1 | ABBAUST | ABB AUSTRALIA PTY LTD | 7900186 | Active
000003739 | COIL,ELECTRICAL | Trip, 125V DC, Control Voltage 87.5-137.5V DC, suit ABB VBF 36 & 40 CB (2 x per CB), 00000977 Part 1 | ABBAUST | ABB AUSTRALIA PTY LTD | 7900187 | Active
000003740 | COIL,ELECTRICAL | Close, 125V DC, Control Voltage 87.5-137.5V DC, suit ABB VBF 36 & 40 CB (1 x per CB), 00000977 Part 1 | ABBAUST | ABB AUSTRALIA PTY LTD | 7900188 | Active
000003742 | COIL,ELECTRICAL | Trip, 240V DC/AC, Control Voltage 195.5 - 253 V DC or AC, suit ABB VBF 36.20.25 CB (2 x per CB), ETS 2009/0092/T Item 7M | ABBAUST | ABB AUSTRALIA PTY LTD | 7900175 | Active
000003743 | COIL,ELECTRICAL | Close, 240V DC/AC, Control Voltage 195.5 - 253 V DC or AC, suit ABB VBF 36.20.25 CB (1 x per CB), ETS 2009/0092/T Item 7N | ABBAUST | ABB AUSTRALIA PTY LTD | 7900176 | Active
002485522 | TAG,MARKER | Pole Inspection Disc, Al, Colour Dulux Orange X15 Powder Coated, 50mm Dia, 2mm Thk c/w 6mm Dia Punched Hole 8mm from Edge, for Asset Inspectors to | UAM | UTILITY ASSET MANAGEMENT P/L | IN02414 | Active
000104450 | LOCKING ASSEMBLY | Locking Dog | AMPLITUD | AMPLITUDE PTY LTD (396777) | SAE10425 | Active
000104450 | LOCKING ASSEMBLY | Locking Dog | ACCULEC | ACCULEC PTY LTD (303899) | C3030069HD | Active
000104450 | LOCKING ASSEMBLY | Locking Dog | BRITECH | BRI-TECH PTY LTD | C3030069HD | Active
002402750 | SNAP HOOK | Hauling Line, Tested Stamped & Certified | ACCULEC | ACCULEC PTY LTD (303899) | M1849 | Active
002402750 | SNAP HOOK | Hauling Line, Tested Stamped & Certified | CHANCE | CHANCE (MANUFACTURER) | M1849 | Active
002428530 | COVER,UTILITY LINE | Live Line, Hardcover, Class 4, High Density PE, 1500mm Lg, Conductor Cover c/w Gripall Adapter | ACCULEC | ACCULEC PTY LTD (303899) | C406-0514GA | Active
002428530 | COVER,UTILITY LINE | Live Line, Hardcover, Class 4, High Density PE, 1500mm Lg, Conductor Cover c/w Gripall Adapter | CHANCE | CHANCE (MANUFACTURER) | C406-0514GA | Active
002429017 | HOIST,MANUAL LEVER | 1.5 Ton Nominal Capacity, Webbing Strap, 901mm, Long Insulated Handle c/w Hotstick Hooks & Latches, ETS RES13 | ACCULEC | ACCULEC PTY LTD (303899) | PSC3090452 | Active
002429017 | HOIST,MANUAL LEVER | 1.5 Ton Nominal Capacity, Webbing Strap, 901mm, Long Insulated Handle c/w Hotstick Hooks & Latches, ETS RES13 | CHANCE | CHANCE (MANUFACTURER) | PSC3090452 | Active
002475283 | CLAMP,ELECTRICAL | Helical Compression, Constant Force Spring, 14-22mm Dia, for Earthing Screened Control Cables | LEGEND | LEGEND POWER SYSTEMS | CFS1 | Active
002475291 | CLAMP,ELECTRICAL | Helical Compression, Constant Force Spring, 19-29mm Dia, for Earthing Screened Control Cables | LEGEND | LEGEND POWER SYSTEMS | CFS2 | Active
002475309 | CLAMP,ELECTRICAL | Helical Compression, Constant Force Spring, 20-37mm Dia, for Earthing Screened Control Cables | LEGEND | LEGEND POWER SYSTEMS | CFS3 | Active
002475317 | CLAMP,ELECTRICAL | Helical Compression, Constant Force Spring, 31-50mm Dia, for Earthing Screened Control Cables | LEGEND | LEGEND POWER SYSTEMS | CFS4 | Active
002478113 | DRILL SET,TWIST | Milwaukee, 29 Piece Kit, 2mm to 13mm, 1/4" Quick Connect, Ti, 135 Deg Split Point Tip | MILWAUKE | MILWAUKEE POWER TOOLS | 48894862 | Active
002478113 | DRILL SET,TWIST | Milwaukee, 29 Piece Kit, 2mm to 13mm, 1/4" Quick Connect, Ti, 135 Deg Split Point Tip | C&LTOOL | C&L TOOL CENTRE | MILWA48894862 | Active
002475622 | SWITCHGEAR | RMU, 22kV, 630A, 21kA/3s, SafePlus CCCC, Non-Extensible, Non-Motorized, Internal Arc Class AFLR 20kA/1s, in IP54 Outdoor Enclosure S/Steel Gde 316 (scm) | ABBAUST | ABB AUSTRALIA PTY LTD | 5822105 | Active
002475614 | SWITCHGEAR | RMU, 22kV, 630A, 21kA/3s, SafePlus CCC, Non-Extensible, Non-Motorized, Internal Arc Class AFLR 20kA/1s, in IP54 Outdoor Enclosure S/Steel Gde 316 (scm) | ABBAUST | ABB AUSTRALIA PTY LTD | 5822104 | Active
002457786 | BATTERY,STORAGE | 125V, 125Ah, Dual String, 38 x UXH75-6 VRLA Monoblocs w/out Rack, Subs Standby Battery Bank, Contract 10591, Item 1a | CENTURY | CENTURY YUASA BATTERIES PTY LTD | 341250 | Active
002457794 | BATTERY,STORAGE | 125V, 180Ah, Dual String, 38 x UXH100-6 VRLA Monoblocs w/out Rack, Subs Standby Battery Bank, Contract 10591, Item 2a | CENTURY | CENTURY YUASA BATTERIES PTY LTD | 341251 | Active
002457851 | BATTERY,STORAGE | 110V, 400Ah, Dual String, 108 x UXL220-2 VRLA Monoblocs w/out Rack, Subs Standby Battery Bank, Contract 10591, Item 8a | CENTURY | CENTURY YUASA BATTERIES PTY LTD | 341257 | Active
002457869 | BATTERY,STORAGE | 48V, 90Ah, Dual String, 8 x UXH50-12 VRLA Monoblocs w/out Rack, Subs Standby Battery Bank, Contract 10591, Item 9a | CENTURY | CENTURY YUASA BATTERIES PTY LTD | 341258 | Active
002458107 | BATTERY,STORAGE | 32V, 180Ah, Dual String, 10 x UXH100-6 VRLA Monoblocs c/w Rack, Subs Standby Battery Bank, Contract 10591, Item 16b | CENTURY | CENTURY YUASA BATTERIES PTY LTD | 241288 | Active
002458149 | BATTERY,STORAGE | 110V, 400Ah, Dual String, 108 x UXL220-2 VRLA Monoblocs c/w Enclosed Rack, Subs Standby Battery Bank, Contract 10591, Item 8c | CENTURY | CENTURY YUASA BATTERIES PTY LTD | 341300 | Active
002483790 | CARD,INFORMATION | Notification Card Book, PIN Waiver approval form, 100 Leaves, 215x100mm | IDENMARK | IDENTIMARK SOLUTIONS | C8684 | Active
002424067 | TRANSFORMER,DISTRIBUTION | Padmount, 22kV/433-250V, 315kVA, 3 Ph, 50Hz, ONAN, LV Switchgear & No HV Switchgear, Rect Plinth Nominal Size 1310 x 4100mm, ETS 02-02-02 (scm) | SCHNEIDR | SCHNEIDER PTY LTD (MANUFACTURER) | X0315V22EA2L2H1 | Active
002424067 | TRANSFORMER,DISTRIBUTION | Padmount, 22kV/433-250V, 315kVA, 3 Ph, 50Hz, ONAN, LV Switchgear & No HV Switchgear, Rect Plinth Nominal Size 1310 x 4100mm, ETS 02-02-02 (scm) | WILSON | WILSON TRANSFORMER CO. PTY LTD | 881-8842-11-AA | Active
002424083 | TRANSFORMER,DISTRIBUTION | Padmount, 22kV/433-250V, 500kVA, 3 Ph, ONAN (Rect) LV Switchgear & F&G HV RMU, 2 x Switch Disconnectors & 1 x Fuse Switch, Rect Plinth Nominal | WILSON | WILSON TRANSFORMER CO. PTY LTD | 881-8844-11-AB | Active
002427243 | TRANSFORMER,DISTRIBUTION | Groundmount, 11kV/433-250V, 500kVA, 3Ph, 180 LV Bsh, HV & LV Air Cable Box, ONAN, Dyn11, 7 Tap Positions, JTS 02-03-01 (scm) | TYREE | TYREE TRANSFORMERS PTY LTD | 500M4INQ-B | Active
002427250 | TRANSFORMER,DISTRIBUTION | Groundmount, 11kV/433-250V, 750kVA, 3Ph, HV & LV Air Cable Box, JTS 02-03-01 (scm) | TYREE | TYREE TRANSFORMERS PTY LTD | 750M4INQ-B | Active
002427268 | TRANSFORMER,DISTRIBUTION | Groundmount, 11kV/433-250V, 1000kVA, 3Ph, ONAN, HV & LV Air Cable Box, JTS 02-03-01 (scm) | TYREE | TYREE TRANSFORMERS PTY LTD | 1000M4INQ-B | Active
001911231 | BUSBAR | Flat, Cu, 38.1 x 3.18mm, Earthing, 18kg Coils | PRIMETAL | PRIMARY METALS & ALLOYS PTY LTD | 4/702 | Active
000025104 | ELECTROLYTE POWDER | Hydration Qwik Sticks, Mixed Flavours, Low Joule, Sugar Free, Carb Free, for Diabetics, 3g Stachet to be mixed into 600ml water (P10) | ATOMSUPP | ATOM SUPPLY GROUP P/L | 500063 | Active
000025104 | ELECTROLYTE POWDER | Hydration Qwik Sticks, Mixed Flavours, Low Joule, Sugar Free, Carb Free, for Diabetics, 3g Stachet to be mixed into 600ml water (P10) | SQWINCH | THE SQWINCHER CORP (MANUFACTURER) | SQ060119 | Active
000025104 | ELECTROLYTE POWDER | Hydration Qwik Sticks, Mixed Flavours, Low Joule, Sugar Free, Carb Free, for Diabetics, 3g Stachet to be mixed into 600ml water (P10) | ATOMSUPP | ATOM SUPPLY GROUP P/L | 60039425 | Active
000003876 | COIL,ELECTRICAL | Indoor, Tuning Coil T72D, Double Coil Air Core, 130mm W, 15 to 31mm2, suit Tight Coupled AFLC Coupling Cell, site specific inductance & current rating | LANDIS | LANDIS GYR (AUST) PTY LTD | 161.990.00008 | Active
002402830 | TRANSFORMER,DISTRIBUTION | Pole Mount, 33kV, 10kVA, 1 Ph (Pallet x 4) (scm) | WILSON | WILSON TRANSFORMER CO. PTY LTD | 873-A383-11 | Active
002483972 | HOLDER | Aerosol Can, Sunrise Attachment (Live Line Tools) | RITZ | RITZ FERRAMENTAS (MANUFACTURER) | RC403-2270 | Active
002483980 | PLIERS | All-Angle, Sunrise Attachment (Live Line Tools) | RITZ | RITZ FERRAMENTAS (MANUFACTURER) | RC403-0177 | Active
002484004 | ADJUSTER | Ball Socket (Long), Sunrise Attachment (Live Line Tools) | RITZ | RITZ FERRAMENTAS (MANUFACTURER) | RM4455-87 | Active
002484129 | TOOL | Cotter Key Remover, Snap Out Type, Sunrise Attachment (Live Line Tools) | RITZ | RITZ FERRAMENTAS (MANUFACTURER) | RM4455-12 | Active
002484186 | TOOL | Insulator Fork (Universal), Sunrise Attachment (Live Line Tools) | RITZ | RITZ FERRAMENTAS (MANUFACTURER) | RM4455-67 | Active
002484210 | HANDLE,SAW | Pruning Saw, Pistol Grip, Sunrise Attachment (Live Line Tools) | RITZ | RITZ FERRAMENTAS (MANUFACTURER) | RM4455-66 | Active
002484236 | CUTTER,WIRE ROPE,HAND OPERATED | Sunrise Attachment (Live Line Tools) | FORCORP | FORCORP PTY LTD (MANUFACTURER) | FHITWC06U | Active
002475598 | SWITCHGEAR | RMU, 22kV, 630A, 21kA/3s, SafePlus CCFF, Non-Extensible, Non-Motorized, Internal Arc Class AFLR 20kA/1s, in IP54 Outdoor Enclosure S/Steel Gde 316 (scm) | ABBAUST | ABB AUSTRALIA PTY LTD | 5822102 | Active
000024827 | MODULE | Switch Interface Module, for NOJA RC10 Series | NOJA | NOJA POWER SWITCHGEAR PTY LTD | SIMS-01 | Active
000023296 | BASE,DISTRIBUTION PILLAR | 400A LV Link Pillar Base Assy, UDC, C&I, 336mm H x 695mm W x 613mm D, Green PPL, suit LV 3Ph 400A Fuse Switch, TS 521 (scm) | FLOWLINE | FLOWLINE INDUSTRIES PTY LTD | ES23296 | Active
000104555 | BASE,DISTRIBUTION PILLAR | URD, Split Base Pillar Kit, 2 Halves, 550mm W x 510mm D x 350mm H, Green PE | KULAK | KULAK PTY LTD | SBKGIMSDK | Active
000168560 | BASE,DISTRIBUTION PILLAR | URD, 550mm W x 510mm D x 350mm H Green PE, ETS 35/99 item 1, Dwg 04-03-01 (scm) | LEGEND | LEGEND POWER SYSTEMS | PBBL | Active
000168560 | BASE,DISTRIBUTION PILLAR | URD, 550mm W x 510mm D x 350mm H Green PE, ETS 35/99 item 1, Dwg 04-03-01 (scm) | LEGEND | LEGEND POWER SYSTEMS | PBB-G-IM-CWK | Active
000168560 | BASE,DISTRIBUTION PILLAR | URD, 550mm W x 510mm D x 350mm H Green PE, ETS 35/99 item 1, Dwg 04-03-01 (scm) | FLOWLINE | FLOWLINE INDUSTRIES PTY LTD | ES1006 | Active
002400888 | BASE,DISTRIBUTION PILLAR | 530 x 530 x 320mm H, for Large Green PE Pillar (Pallets of 12) (scm) | DULMISON | DULMISON (AUST) PTY LTD | URDIB65 | Active
002475523 | MODULE | Power Input/Output Module, for NOJA RC10 & RC20 Series | NOJA | NOJA POWER SWITCHGEAR PTY LTD | IOM-14-S | Active
002427276 | TRANSFORMER,DISTRIBUTION | Groundmount, 11kV/433-250V, 1500kVA, 3Ph, HV & LV Air Cable Box, JTS 02-03-01 (scm) | TYREE | TYREE TRANSFORMERS PTY LTD | 1500M4INQ-B | Active
002435626 | TRANSFORMER,DISTRIBUTION | Padmount, 22kV/433-250V, 200kVA, 3 Ph, ONAN (Rect) LV Switchgear & Schneider RM6 HV SFU, 1 x Switch Disconnector & 1 x Fuse Switch, Rect Plinth Nominal | SCHNEIDR | SCHNEIDER PTY LTD (MANUFACTURER) | X0200V22EA2L1H2 | Active
002435634 | TRANSFORMER,DISTRIBUTION | Padmount, 22kV/433-250V, 315kVA, 3 Ph, ONAN, LV Switchgear & Schneider RM6 HV RMU, 2 x Switch Disconnectors & 1 x Fuse Switch, Rect Plinth Nominal | SCHNEIDR | SCHNEIDER PTY LTD (MANUFACTURER) | X0315V22EA2L2H3 | Active
002435642 | TRANSFORMER,DISTRIBUTION | Padmount, 22kV/433-250V, 315kVA, 3 Ph, ONAN (Rect) LV Switchgear & Schneider RM6 HV RMU, 3 x Switch Disconnectors & 1 x Fuse Switch, Rect Plinth Nominal | SCHNEIDR | SCHNEIDER PTY LTD (MANUFACTURER) | X0315V22EA2L2H4 | Active
002435659 | TRANSFORMER,DISTRIBUTION | Padmount, 22kV/433-250V, 315kVA, 3 Ph, ONAN (Rect) LV Switchgear & Schneider RM6 HV RMU, 2 x Switch Disconnectors & 2 x Fuse Switch, Rect Plinth Nominal | SCHNEIDR | SCHNEIDER PTY LTD (MANUFACTURER) | X0315V22EA2L2H5 | Active
002435667 | TRANSFORMER,DISTRIBUTION | Padmount, 22kV/433-250V, 500kVA, 3 Ph, ONAN (Rect) LV Switchgear & Schneider RM6 HV RMU, 2 x Switch Disconnectors & 1 x Fuse Switch, Rect Plinth Nominal | SCHNEIDR | SCHNEIDER PTY LTD (MANUFACTURER) | X0500V22EA2L2H3 | Active
002435675 | TRANSFORMER,DISTRIBUTION | Padmount, 22kV/433-250V, 500kVA, 3 Ph, ONAN (Rect) LV Switchgear & Schneider RM6 HV RMU, 3 x Switch Disconnectors & 1 x Fuse Switch, Rect Plinth Nominal | SCHNEIDR | SCHNEIDER PTY LTD (MANUFACTURER) | X0500V22EA2L2H4 | Active
002435683 | TRANSFORMER,DISTRIBUTION | Padmount, 22kV/433-250V, 500kVA, 3 Ph, ONAN (Rect) LV Switchgear & Schneider RM6 HV RMU, 2 x Switch Disconnectors & 2 x Fuse Switch, Rect Plinth Nominal | SCHNEIDR | SCHNEIDER PTY LTD (MANUFACTURER) | X0500V22EA2L2H5 | Active
002435691 | TRANSFORMER,DISTRIBUTION | Padmount, 22kV/433-250V, 1000kVA, 3 Ph, ONAN (Rect) LV Switchgear (incl LV CB) & Schneider RM6 HV RMU, 2 x Switch Disconnectors & 1 x Fuse Switch, Rect | SCHNEIDR | SCHNEIDER PTY LTD (MANUFACTURER) | X1000V22EA2L3H3 | Active
000105000 | NECKTIE | Cool Off Neck Tie, Water Activated, Evaporative Cooling Bandana, Tie Closure, Royal Blue | ATOMSUPP | ATOM SUPPLY GROUP P/L | 444230 - 6700FR | Active
000105000 | NECKTIE | Cool Off Neck Tie, Water Activated, Evaporative Cooling Bandana, Tie Closure, Royal Blue | ATOMSUPP | ATOM SUPPLY GROUP P/L | 79913183 | Active
000105000 | NECKTIE | Cool Off Neck Tie, Water Activated, Evaporative Cooling Bandana, Tie Closure, Royal Blue | BLKWOODJ | J BLACKWOOD & SONS LIMITED | 02268335 | Active
000019303 | MULTIMETER | Clamp Meter Leakage Current, Range AC 20mA /200mA/200A, 24mm Dia Jaw Opening, to IEC 61010-1 CAT III 300V & IEC 61010-2-032, c/w Soft Carry Case | RTE | RAPID-TECH EQUIPMENT PTY LTD | CL320 | Active
000012061 | STRAPPING | Giant Band, S/Steel Gde 201, 31.8mm W, 30.4m Lg, 1.1mm Thk | BLKWOODJ | J BLACKWOOD & SONS LIMITED | 03315756 | Active
000012061 | STRAPPING | Giant Band, S/Steel Gde 201, 31.8mm W, 30.4m Lg, 1.1mm Thk | BANDIT | BAND-IT AUSTRALIA | G432 | Active
002485530 | GROMMET | Diaphragm, 16 x 11mm, Overall Dia 19mm, 8mm Thk, Black, PVC, for External Antenna into Switchboard, Pack of 500 | ESSENTRA | ESSENTRA COMPONENTS AUST | 19435 | Active
000006310 | BRACKET,INSULATOR | Insulator Reinforcing Pieces, Base Mtg Type, Galv Steel, Cast or Al Alloy, for 65mm NB Tube, Set of 2 | DOWNCAST | DOWNS ALUMINIUM CASTINGS | TS02 | Active
000006609 | BRACKET,MOUNTING | Electrical Power Cable Support, Type B, Al Cast, 292mm Lg, for Steel Channel in Concrete Joint Pits, Bag of 10 | DOWNCAST | DOWNS ALUMINIUM CASTINGS | CB290 | Active
000104484 | GUARD,POLE | Gapped Earth Band, EE Dwg 876161-01 (scm) | ADNOUGHT | ADNOUGHT SHEETMETAL FABRICATIONS | RFQ4547 | Active
002485639 | CIRCUIT BREAKER | Tembreak Pro MCCB 250 FRAME 36kA 3P 100A Basic Electronic | NHPELEC | NHP ELECTRICAL ENGINEERING | P250F3100BE | Active
000024217 | BOX, ESCAPE | Orange, 200 x 100 x 500mm, EWP Plastic Escape Box Only, to house Descending Rope | HGHTDYNM | HEIGHT DYNAMICS | EWP BOX | Active
000004016 | PLATE,BLANKING | Type S2-4U-BL, 19" Rack Blanking Plate 4U, High Size 2 | B&R | B&R ENCLOSURES PTY LTD | XB-586135/38 | Active
002466316 | CABLE,POWER,ELECTRICAL | Control, 0.6/1kV, 10C x 4mm2 (7/0.85) Cu/X-HF-90 Insulated/HFS-90-TP Bedded/ DBT/HFS-90-TP Sheath, 250m Wood Drum, JTS 04-05-02 | MIDLAND | MIDLAND METALS OVERSEAS PTE LTD | MMO-10X4 CU XHF HFS DBT HFS | Active
002482214 | CAPACITOR ASSEMBLY | Bank, Outdoor, AFLC, 66kV, 3 Ph, 10.18Mvar, Coupling Capacitors, 8 Capacitors 4.8uF, 2 Steel Frameworks, 6 Insulators for Steel Frameworks, | MVTECH | MV TECHNOLOGY SOLUTIONS P/L | 304.101.115101 | Active
002451722 | SWITCHGEAR | RMU, 12kV, SafeLink 2 CCFC c/w Operating Handle, Mounting Plinth & Outdoor Encl, for 11kV Oil Type Transformer Connection to 1000kVA, JTS 06-08-01 | ABBAUST | ABB AUSTRALIA PTY LTD | 5811952 | Active
002402012 | TRANSFORMER,DISTRIBUTION | Pole Mount, 33kV, 100kVA, 3 Ph (scm) | WILSON | WILSON TRANSFORMER CO. PTY LTD | 874-0618-11 | Active
002402829 | TRANSFORMER,DISTRIBUTION | Pole Mount, 33kV, 25kVA, 3 Ph | ABBAUST | ABB AUSTRALIA PTY LTD | 165228MODXARMBKT | Active
002402928 | TRANSFORMER,DISTRIBUTION | Padmount, 33/22kV, 315kVA, 3 Ph, HV Bush, 180 LV Bush | ABBAUST | ABB AUSTRALIA PTY LTD | 102870 | Active
002405689 | TRANSFORMER,DISTRIBUTION | Pole Mount, 11kV, 50kVA, 1 Ph (Pallet x 2) (scm) | WILSON | WILSON TRANSFORMER CO. PTY LTD | 873-A372-11-AA | Active
002405702 | TRANSFORMER,DISTRIBUTION | Padmount, 11kV, 500kVA, 3 Ph (Sq) LV Switchgear & no HV Switchgear, JTS 02-04-01 Item 8 (scm) | WILSON | WILSON TRANSFORMER CO. PTY LTD | 880-0642-11-AA | Active
002480796 | TERMINAL BLOCK | PT6-T, Disconnect CT Terminal, Orange, 1000V, 32A, 91 x 10 x 63mm, 35mm DIN Rail Mtg, Clip-on, 0.5-10mm Cond Size | PHOENIX | PHOENIX CONTACT PTY LTD | 1068179 | Active
002484723 | SWITCHBOARD,POWER | Main AC Board 400V AC, 2 x Local TFMR, 400A ATS, 4 x 250A CB Essential 2 x 160A CB Non-Ess, Manual CO, Incl Dist Board, Outdoor, S/Steel | WEBER | WEBER SOUTH PACIFIC PTY LTD | VC318040-EQL01 | Active
002435709 | TRANSFORMER,DISTRIBUTION | Padmount, 22kV/433-250V, 1000kVA, 3 Ph, ONAN (Rect) LV Switchgear (incl LV CB) & Schneider RM6 HV RMU, 3 x Switch Disconnectors & 1 x Fuse Switch, Rect | SCHNEIDR | SCHNEIDER PTY LTD (MANUFACTURER) | X1000V22EA2L3H4 | Active
002435717 | TRANSFORMER,DISTRIBUTION | Padmount, 22kV/433-250V, 1000kVA, 3 Ph, ONAN (Rect) LV Switchgear (incl LV CB) & Schneider RM6 HV RMU, 2 x Switch Disconnectors & 2 x Fuse Switch, Rect | SCHNEIDR | SCHNEIDER PTY LTD (MANUFACTURER) | X1000V22EA2L3H5 | Active
002440022 | TRANSFORMER,DISTRIBUTION | Padmount, 11kV/433-250V, 100kVA (Sq) RMU 2x Switch & 1x Fuse, Steel Plinth, Station Service, NQ Std Unit, Wilson Dwg 880-7003-11 | WILSON | WILSON TRANSFORMER CO. PTY LTD | 7003-0016 | Active
002440022 | TRANSFORMER,DISTRIBUTION | Padmount, 11kV/433-250V, 100kVA (Sq) RMU 2x Switch & 1x Fuse, Steel Plinth, Station Service, NQ Std Unit, Wilson Dwg 880-7003-11 | WILSON | WILSON TRANSFORMER CO. PTY LTD | 880-7003-11 | Active
002433845 | CABLE,POWER,ELECTRICAL | U/Ground, 19/33(36)kV, 1C, 1000mm2 Milliken Stranded WB Al, TRXLPE/WBT/CWS inc OF(25kA/1Sec)/WBT/LAT/LLDPE/Nyl/ MDPE, Graphite Coating, Drum w/Pulling | KEI | KEI INDUSTRIES LIMITED | KEI33AL1C1000LAT25KAOFC | Active
002433845 | CABLE,POWER,ELECTRICAL | U/Ground, 19/33(36)kV, 1C, 1000mm2 Milliken Stranded WB Al, TRXLPE/WBT/CWS inc OF(25kA/1Sec)/WBT/LAT/LLDPE/Nyl/ MDPE, Graphite Coating, Drum w/Pulling | CBLGRID | CABLE GRID AUSTRALIA PTY LTD | CG-2433845 | Active
002484343 | CONNECTOR,ELECTRICAL | Inner Cone Socket, 145kV, Brugg Size T2L (757mm) c/w Contact Extension u/w Brugg Plug TFD 1.145-11 & TFD 1.145-12 | BRUGG | BRUGG CABLES (MANUFACTURER) | 1939-4 | Active
002484426 | CABLE,POWER,ELECTRICAL | U/Ground, 76/132kV, 1C, 1200mm2 Stranded Segmental Milliken WB Al, XLPE/OF/WBT/ CAS(25kA/1Sec)/LLDPE/Nyl/MDPE, Graphite Coating | KEI | KEI INDUSTRIES LIMITED | EHV-ECB036 - ITEM29 | Active
002484517 | CONNECTOR,ELECTRICAL | Inner Cone Plug, suit Cable 76/132kV, 1C, 400mm2 Stranded Compacted Circ WB Cu, XLPE/WBT/CorrCu Sheath(40kA/0.5Sec)/ MDPE, Graphite Coating u/w Brugg Socket | BRUGG | BRUGG CABLES (MANUFACTURER) | CG-2484517-S1867-4 | Active
002484517 | CONNECTOR,ELECTRICAL | Inner Cone Plug, suit Cable 76/132kV, 1C, 400mm2 Stranded Compacted Circ WB Cu, XLPE/WBT/CorrCu Sheath(40kA/0.5Sec)/ MDPE, Graphite Coating u/w Brugg Socket | CBLGRID | CABLE GRID AUSTRALIA PTY LTD | CG-2484517-S1867-4 | Active
000030002 | LIGHT,PANEL | Pilot, Convertor, White c/w Red 6V LED, 90-140V, DC/DC, Round for Front Panel Mounting | IDEC | IDEC (MANUFACTURER) | HW1P-1D2D-W-6 RED | Active
000030009 | LIGHT EMITTING DIODE | Single Globe, White, 8-48V AC/DC Range, BA9, Bayonet Cap, for 24V & 32V Applications | ELEMENT | ELEMENT14 PTY LTD (FORMALLY FARNELL) | 2559976438 | Active
000030011 | CONTROL,ROTARY SWITCH | Auto Reclose, A215, Black Handle, Engraving AUP0505: Enable- -Disable | KRSNMR | KRAUS & NAIMER (MANUFACTURER) | CH10B AU110R-600E AUS0001 | Active
000030122 | TEE,CABLE RACK | Nema 1, 450mm W, 300mm Inner Radius, Hot Dip Galv, suit NEMA 12B Class | EZYSTRUT | EZYSTRUT CABLE & PIPE SUPPORTS | N1T4503H | Active
000030124 | RISER,CABLE RACK,EXTERNAL CURVE | 90 Deg, 150mm W, 60mm H, 300mm Rad, NEMA 12B Steel, Galv Steel | EZYSTRUT | EZYSTRUT CABLE & PIPE SUPPORTS | N1ER1503H | Active
000030126 | RISER,CABLE RACK,EXTERNAL CURVE | 90 Deg, 450mm W, 60mm H, 300mm Rad, NEMA 12B Steel, Galv Steel | EZYSTRUT | EZYSTRUT CABLE & PIPE SUPPORTS | N1ER4503H | Active
000030133 | REDUCER,CABLE RACK | Offset, Left Hand, 600 to 300mm W, 60mm H, NEMA 12B Steel, Galv Steel | EZYSTRUT | EZYSTRUT CABLE & PIPE SUPPORTS | N1LHR600300H | Active
000030239 | SETSCREW | M12 x 25mm, Hex, S/Steel, suit Unistrut System | EZYSTRUT | EZYSTRUT CABLE & PIPE SUPPORTS | HS1225S | Active
002485787 | CONTROL,INTERFACE | MD100 Dual NIC Small Form Factor RTU/HMI, w/o 4G Modem, no I/O | CGI | CGI TECHNOLOGIES & SOLUTIONS P/L | MD100-2E1S-XGW | Active
002485795 | ADAPTER,SOCKET WRENCH | 3/8F x 1/2M Impact Rated | C&LTOOL | C&L TOOL CENTRE | GEN340440 | Active
002485803 | WRENCH,SOCKET | 3 in 1 Square Nut Socket Impact Rated 7/16" Hex, suits 3/4", 1" & 1 1/8" Square Nuts | C&LTOOL | C&L TOOL CENTRE | MILWA49665101 | Active
002485977 | FIXTURE,LIGHTING | LED 18W Avenue Gen 2 (L18 3K) 3K, Nostalgia, Green c/w NEMA PE Cell, Minor Road, No Bracket, EQTS 05-01-02 | SYLVANIA | SYLVANIA SCHREDER | S1S3BD01L18 | Active
000023978 | ROLLER,CABLE | Max Rated Tension 15kN c/w Saftey Hook designed for 4 x 95mm2 or 4 x 150mm2 ABC, for Installing Inuslated Cable | FULTON | FULTON INDUSTRIES AUSTRALIA P/L | L5300/3 | Active
002477867 | BRACKET,INSULATOR | Trunnion Adaptor, suits Stringing Roller to Clamp Top Type Horizontal & Vertical Insulators | HYLEC | HYLEC ENERGY SOLUTIONS | 5908 | Active
000003966 | CHUTE,ARC | Blast Shield for N-Series Recloser | SCHNEIDR | SCHNEIDER PTY LTD (MANUFACTURER) | 991000210 | Active
002434918 | CHUTE,ARC | Switch Contacts, Arc Shield, ABS Stanger 630A, Manufacture Dwg 68587 | NGKSTANG | NGK STANGER PTY LTD | 68587 | Active
002404519 | SWITCHGEAR | RMU, 24kV, 3 x Feeder Switches, 1 x Switch Fuse, GAC 3K1TS, JTS 06-08-01 (scm) | ORMAUST | ORMAZABAL AUSTRALIA P/L | 500017837 | Active
002480861 | PARTITION,TERMINAL BLOCK | Spacer Plate, suit PT6-T Terminal Block | PHOENIX | PHOENIX CONTACT PTY LTD | 1028592 | Active
000104597 | BUSBAR | Tubular, Al Alloy 6101-T6 or 6063-T6, 8m Lg, 50mm OD, 4mm Thk Wall (Mill run min 14 lengths) | CAPRAL | CAPRAL ALUMINIUM LTD | EX5081 | Active
000030001 | LIGHT,PANEL | Pilot, Convertor, White c/w Green LED, 90-140V, DC/DC, Round for Front Panel Mounting | IDEC | IDEC (MANUFACTURER) | HW1P-1D2D-W-6 GREEN | Active
000030004 | PUSH BUTTON | Convertor Illuminated, White c/w Blue 6V LED, 90-140V, DC-DC | IDEC | IDEC (MANUFACTURER) | HW1L-M1F11DCDCD-W-6 BLUE | Active
000030051 | SUPPORT,ELEC EQUIP | Busbar Support Assembly, Double Roller, suit 100mm Busbar Mount 127 PCD | PLP | PREFORMED LINE PRODUCTS (AUST) | BBSA-100-RR | Active
000030089 | CONNECTOR-SWITCH | Surface Socket, 250V, 15A, 3 Flat Pins, 3Ph, 1Ph Outlet, Orange, IP66 | CLIPSAL | CLIPSAL (BY SCHNEIDER ELECTRIC) | CLI 56SO3153LERO | Active
000030093 | CIRCUIT BREAKER | 415V, 20A, 3Ph, 3 Pole 6kA, 3Ph, 1Ph Outlet, C Curve | CLIPSAL | CLIPSAL (BY SCHNEIDER ELECTRIC) | CLI 4CB320/6 | Active
000030094 | COVER,SWITCH BOX | Enclosure Lid, Blank, 3 Gang, 3Ph, 1Ph Outlet, Orange | CLIPSAL | CLIPSAL (BY SCHNEIDER ELECTRIC) | CLI 56L3GY | Active
000030095 | CASE,SWITCH BOX | Enclosure, Industrial Mounting Back Box, 294 x 294 x 63mm H, 9 Gang, 3Ph, 1Ph Outlet, Orange | CLIPSAL | CLIPSAL (BY SCHNEIDER ELECTRIC) | CLI 56E9RO | Active
000030096 | COVER,ACCESS | DIN Rail Assy Mtg Cover Kit, 240V/440V, 3Ph, 1Ph Outlet, suit MCB & 4 Pole RCD, 240V/415V Neon, Grey | CLIPSAL | CLIPSAL (BY SCHNEIDER ELECTRIC) | CLI 56CB4NRO | Active
000030097 | FLOODLIGHT,ELECTRIC | Pierlite, 400W Metal Halide Asymmetrical | PIERLITE | PIERLITE AUSTRALIA PTY LTD | PIERO400MH | Active
000030104 | RACK,CABLE | Straight Tray, 4m Lg, 150mm W, 65mm H, NEMA 12B Steel, Galv Steel | EZYSTRUT | EZYSTRUT CABLE & PIPE SUPPORTS | N1L1504H | Active
000030116 | BEND,CABLE RACK | Flat 90 Deg, 150mm W, 60mm H, 300mm Rad, NEMA 12B Steel, Galv Steel | EZYSTRUT | EZYSTRUT CABLE & PIPE SUPPORTS | N1B1503H | Active
000030118 | BEND,CABLE RACK | Flat 90 Deg, 450mm W, 60mm H, 300mm Rad, NEMA 12B Steel, Galv Steel | EZYSTRUT | EZYSTRUT CABLE & PIPE SUPPORTS | N1B4503H | Active
000030120 | TEE,CABLE RACK | Tray, 150mm W, 60mm H, 300mm Rad, NEMA 12B Steel, Galv Steel | EZYSTRUT | EZYSTRUT CABLE & PIPE SUPPORTS | N1T1503H | Active
000030147 | REDUCER,CABLE RACK | Straight, 450 to 300mm W, 60mm H, NEMA 12B Steel, Galv Steel | EZYSTRUT | EZYSTRUT CABLE & PIPE SUPPORTS | N1SR450300H | Active
002400600 | FUSE,CARTRIDGE | 80A, 12kV, Full Range, Barrel 442mm Lg, 86mm Dia, End Caps 34mm Lg, 45mm Dia c/w Striker Pin to DIN Standard 43625 (scm) | FUSECO | FUSECO POWER SOLUTIONS PTY LTD | 3010213/80 | Active
002484772 | SWITCHBOARD,POWER | 110V DC Main Board, Indoor, 125V, 100A, Form 3b/2bi, 2kA, IP51, Main Section c/w 1 x Charger 100A MCCB, 2 x Battery String 250A Switches, 6 x 63A MCCBs, | WEBER | WEBER SOUTH PACIFIC PTY LTD | DE8511029-M101 | Active
002484780 | SWITCHBOARD,POWER | 48V DC Main Board, Indoor, 125V, 100A, Form 3b/2bi, 2kA, IP51, Main Section c/w 1 x Charger 100A MCCB, 2 x Battery String 250A Switches, 6 x 63A MCCBs, | WEBER | WEBER SOUTH PACIFIC PTY LTD | DE8511029-M102 | Active
002478881 | CANTEEN,WATER | 1.5L Drink Bottle, S/Steel, Lockable Drink Lid c/w Zip Pouch & Carry Strap | ATOMSUPP | ATOM SUPPLY GROUP P/L | 479515 | Active
002478881 | CANTEEN,WATER | 1.5L Drink Bottle, S/Steel, Lockable Drink Lid c/w Zip Pouch & Carry Strap | THERMOS | THERMOS PTY LTD | FHT1500BK4AUS | Active
002484939 | CIRCUIT BREAKER SUBASSEMBLY | Arc Fault Protection System, VAMP 12L, I/O Unit | WEBER | WEBER SOUTH PACIFIC PTY LTD | SCH-VAM12LSE | Active
002484939 | CIRCUIT BREAKER SUBASSEMBLY | Arc Fault Protection System, VAMP 12L, I/O Unit | SCHNEIDR | SCHNEIDER PTY LTD (MANUFACTURER) | VAM12LSE | Active
002484947 | CIRCUIT BREAKER SUBASSEMBLY | 48V DC to 24V DC Converter, not Bi-Directional | SIEMENS | SIEMENS LTD | 6EP3233-0TA00-0AY0 | Active
002484947 | CIRCUIT BREAKER SUBASSEMBLY | 48V DC to 24V DC Converter, not Bi-Directional | WEBER | WEBER SOUTH PACIFIC PTY LTD | SIE-6EP3233-OTA00-0AY0 | Active
002484970 | CIRCUIT BREAKER SUBASSEMBLY | 24V DC Buffer | PHOENIX | PHOENIX CONTACT PTY LTD | 2907913 | Active
002484970 | CIRCUIT BREAKER SUBASSEMBLY | 24V DC Buffer | WEBER | WEBER SOUTH PACIFIC PTY LTD | PHO-2907913 | Active
000003827 | MODULE | EPL Injection Control/Monitor Module, 1RU, 19" Rack Mount, suit Landis & Gyr AFLC Controller | LANDIS | LANDIS GYR (AUST) PTY LTD | 316.414.03001 | Active
002484327 | SEALING COMPOUND | Resin & Hardener Filling Compound BK-PUR-17, to 170kV Brugg Cables | BRUGG | BRUGG CABLES (MANUFACTURER) | 69999 | Active
002484368 | CABLE,POWER,ELECTRICAL | U/Ground, 38/66kV, 1C, 630mm Stranded Compacted Circ WB Cu, XLPE/OFC/WBT/CAS (25kA/1Sec)/LLDPE/Nyl/MDPE, Graphite Coating | KEI | KEI INDUSTRIES LIMITED | EHV-ECB036 - ITEM3 | Active
002484467 | CABLE,POWER,ELECTRICAL | U/Ground, 76/132kV, 1C, 1600mm2 Stranded Segmental Milliken WB Cu, XLPE/OF/WBT/ CAS(40kA/0.5Sec)/MDPE, Graphite Coating | KEI | KEI INDUSTRIES LIMITED | EHV-ECB036 - ITEM33 | Active
002484483 | JOINT,ELECTRICAL POWER CABLE | Screen Break, 76/132kV, 1C, 400mm2 Stranded Compacted Circ WB Cu, XLPE/WBT/ CorrCu Sheath(40kA/0.5Sec)/MDPE, Graphite Coating | BRUGG | BRUGG CABLES (MANUFACTURER) | CG-2484483-S1962-4 | Active
002484483 | JOINT,ELECTRICAL POWER CABLE | Screen Break, 76/132kV, 1C, 400mm2 Stranded Compacted Circ WB Cu, XLPE/WBT/ CorrCu Sheath(40kA/0.5Sec)/MDPE, Graphite Coating | CBLGRID | CABLE GRID AUSTRALIA PTY LTD | CG-2484483-S1962-4 | Active
002401525 | COIL,ELECTRICAL | 240V AC, to suit CA3-23 CA3-30 Contactor | IDEALELE | IDEAL ELECTRICAL SUPPLIERS | SPRCAC737240VAC | Active
002401525 | COIL,ELECTRICAL | 240V AC, to suit CA3-23 CA3-30 Contactor | MMELEC | MM ELECTRICAL MERCHANDISING | S&SCAC7-37/240VAC | Active
002483352 | CONNECTOR,ELECTRICAL | Inner Cone Socket, 72.5kV, Brugg Size G0L (583mm) c/w Contact Extension & Dust Cap u/w Brugg Plug TFD 1.72-11, IEC 62271-209 Fig 3 | BRUGG | BRUGG CABLES (MANUFACTURER) | S2036 | Active
000104635 | CONNECTOR | Switchgear, Bi-Metal, suit 185mm2 Al Round Stranded & for attachment to 12mm Dia Cu Pin, Hex Die A/F 22.0mm (scm) | CABAC | CABAC (MANUFACTURER) | BSC185/12K | Active
002406394 | CONNECTOR | Switchgear, Bi-Metal, suit 95mm2 Al Round Stranded & 12mm2 Dia Cu Pin, Hex Die A/F 17.3mm | CABLEACC | CABLE ACCESSORIES (AUST) | BSC95/12K | Active
002406713 | CLAMP,CABLE | IPC, 95-240mm2 Bare Al Main, 35-95mm2 IPC Tap, c/w S/Steel Fasteners (P4) | PLP | PREFORMED LINE PRODUCTS (AUST) | D-K475 | Active
002406713 | CLAMP,CABLE | IPC, 95-240mm2 Bare Al Main, 35-95mm2 IPC Tap, c/w S/Steel Fasteners (P4) | SICAME | SICAME AUSTRALIA PTY LTD | NTD431AXFAE | Active
002463677 | CONNECTOR | Cylinder Head Tube Connector, Scania DC12 & DC13 Mechanical Parts | SCANIA | SCANIA AUSTRIALIA | 1490086 | Active
000030179 | BRACE,CORNER | ST3 T-X Bracket, 50mm H, Galv Steel, to Intersect/Change Cable Tray Direction by Creating a Tee or Cross Section | EZYSTRUT | EZYSTRUT CABLE & PIPE SUPPORTS | ET3TXH | Active
000030217 | ROD,CONTINUOUS THREAD | M6, 3m Lg, Zinc Plated, suit Unistrut System | EZYSTRUT | EZYSTRUT CABLE & PIPE SUPPORTS | TR6Z | Active
000030229 | NUT,PLAIN,GANG CHANNEL | M8, S/Steel c/w Spring, suit Unistrut System | EZYSTRUT | EZYSTRUT CABLE & PIPE SUPPORTS | E1007S | Active
000030241 | NUT,PLAIN,HEX | M8, S/Steel Gde 316, suit Unistrut System | EZYSTRUT | EZYSTRUT CABLE & PIPE SUPPORTS | HN8S | Active
000030256 | RACEWAY,NONMETALLIC | Slotted Duct, 2m Lg, 150 x 100mm, PVC, Grey, for Electrical Cable (P6) | LEGRAND | LEGRAND AUSTRALIA (MANUFACTURER) | 6361-23 | Active
000030259 | COVER,ACCESS | Unistrut, Standard, 3m Lg, 450mm W Nom, Steel Type 12B | EZYSTRUT | EZYSTRUT CABLE & PIPE SUPPORTS | CFN14503H | Active
000030284 | MOUNTING BASE,TERMINAL BLOCK | Rail Type TS35, Unperforated, 2m Lg, 35 x 15mm, 1.5mm Thk, Galv Steel, TS 35X15 2M/ST/ZN | WEIDMLLR | WEIDMULLER (AUST) PTY LTD | 0236400000 | Active
000030327 | MARKER,INSERT | Type MC612PA, Preprinted: 11->20 (x10), Horizontal Card, 6.0mm Spacing, White, Polycarbonate, Terminal Block Accessory | ABBAUST | ABB AUSTRALIA PTY LTD | 1SNK 150 021 R0000 | Active
000030393 | JUMPER BAR,TERMINAL BLOCK | Type JB6-3, 6mm Spacing, 3 Pole, Orange, Plug-in, Screwless Mounting, IP20, Terminal Block Accessory | ABBAUST | ABB AUSTRALIA PTY LTD | 1SNK 906 303 R0000 | Active
000030401 | TERMINAL BLOCK | Type ZS10, Standard Feed-through, 8mm Spacing, 10mm2 Rated Cross-Section, 57A Rated Current, Screw Clamp, IP20, Grey | ABBAUST | ABB AUSTRALIA PTY LTD | 1SNK 508 010 R0000 | Active
000030402 | MARKER,INSERT | Type MC612PA, Preprinted: 101->110 (x10) Vertical Card, 6.0mm Spacing, White, Polycarbonate, Terminal Block Accessory | ABBAUST | ABB AUSTRALIA PTY LTD | 1SNK 150 112 R0000 | Active
000030422 | MARKER,INSERT | Type MC812PA, Preprinted: 71->80 (x10), Horizontal Card, 8mm Spacing, White, Polycarbonate, Terminal Block Accessory | ABBAUST | ABB AUSTRALIA PTY LTD | 1SNK 160 081 R0000 | Active
002482529 | WIRE,LOCKING,ANTIPILFER SEAL | Meter Sealing, Nylon, Crimped, 0.7mm Dia on 120m Reel, Green, suits Ferrule Type Maun Seals | HARCOR | HARCOR SECURITY SEALS PTY LTD | SU03308 | Active
002482800 | CABLE,POWER,ELECTRICAL | Twin & Earth, 2.5mm2, 2.5mm Earth, Pln Annld Cu, Flat TPS, 3V-90 PVC Sheath, Red Black Green/Yellow Cores, White Sheath | HAYMANS | HAYMANS ELECTRICAL | CBL2.5TE | Active
000003828 | MODULE | EPL Serial Port Board, suit Landis & Gyr AFLC Controller | LANDIS | LANDIS GYR (AUST) PTY LTD | 316.414.10011 | Active
000003829 | MODULE | EPL Communications Controller PLXCOMM, 1RU, 19" Rack Mount, suit Landis & Gyr AFLC Controller | LANDIS | LANDIS GYR (AUST) PTY LTD | 316.414.09006 | Active
000003837 | MODULE | Operating Panel, for SFU-K 103...503 Transmitter Control, ETS 2011/0363/T 12e-SFU | LANDIS | LANDIS GYR (AUST) PTY LTD | 170.146.00000 | Active
000003841 | MODULE | Power Module c/w Operating Panel, for SFU-K 403 Transmitter Control, ETS 2011/0363/T 12i-SFU | LANDIS | LANDIS GYR (AUST) PTY LTD | 107.200.00403 | Active
000003850 | MODULE | CPU Board, for FQD 5.4 & SFU-K 303/403 Transmitter Control, ETS 2011/0363/T 12b-FQD | LANDIS | LANDIS GYR (AUST) PTY LTD | 316.901.01001 | Active
000003854 | MODULE | Power Module c/w CPU, Profibus & Firmaware, suit FQD6 Transmitter Control, ETS 2011/0363/T 12f-FQD | LANDIS | LANDIS GYR (AUST) PTY LTD | 6000.000.00301 | Active
000003906 | MODULE | Active Burden Module, 48/54VDC, Flying Lead, 1.2m Leads, ENA TS 48-4 Compliance, for Schneider Reclosers N15, N27 & N38 | RMSPROD | RMS PRODUCTS (RELAY MONITORING SYSTEMS) | ABM-C-1-S01 | Active
002443471 | MODULE | FlexDSX, 4-Pack Module c/w LSA-Plus Front & Rear, 4 Port, 120 Ohm Interface Module, Cross Connect E1, Multifunction, EE Dwg 1014130-03 | TECONN | TE CONNECTIVITY LTD | DFX-9E8008 | Active
002443489 | MODULE | FlexDSX, 4-Pack Module c/w LSA-Plus Front & BNC Rear, 4 Port, 120/75 Ohm Interface Module, Cross Connect E1, Multifunction, EE Dwg 1014130-03 | TECONN | TE CONNECTIVITY LTD | DFX-9E2008 | Active
002468890 | CONNECTOR | Bleed Rail Connector Fitting, Bolt, Single Port, for Bleed Pipe, Scania Engine DC13 Mechanical Parts | SCANIA | SCANIA AUSTRIALIA | 1858064 | Active
000030315 | JUMPER BAR,TERMINAL BLOCK | Type JB5-10, 5.2mm Spacing, 10 Pole, Orange, Plug-in, Screwless Mounting, IP20, Terminal Block Accessory | ABBAUST | ABB AUSTRALIA PTY LTD | 1SNK 905 310 R0000 | Active
000030396 | JUMPER BAR,TERMINAL BLOCK | Type JB6-10, 6mm Spacing, 10 Pole, Orange, Plug-in, Screwless Mounting, IP20, Terminal Block Accessory | ABBAUST | ABB AUSTRALIA PTY LTD | 1SNK 906 310 R0000 | Active
000030409 | JUMPER BAR,TERMINAL BLOCK | Type JB8-2, 8mm Spacing, 2 Pole, Orange, Plug-in, Screwless Mounting, IP20, Terminal Block Accessory | ABBAUST | ABB AUSTRALIA PTY LTD | 1SNK 908 302 R0000 | Active
000030411 | JUMPER BAR,TERMINAL BLOCK | Type JB8-4, 8mm Spacing, 4 Pole, Orange, Plug-in, Screwless Mounting, IP20, Terminal Block Accessory | ABBAUST | ABB AUSTRALIA PTY LTD | 1SNK 908 304 R0000 | Active
002472645 | ACCELEROMETER | Nexion NX6300, Tier 2 GPS, Impact/ Rollover Detector Kit, suit GME CM60 c/w GNSS Antenna & 5m Cable, Mounting Cradle & Lead | MCQ | MOBILE COMMUNICATIONS QUEENSLAND | NX6300-ERG-CM-PKG | Active
000016139 | SUNSCREEN PREPARATION | Lotion; Skin Care; Water Soluble; For protection of hands/face after washing; 1000ml bottle | ATOMSUPP | ATOM SUPPLY GROUP P/L | 304860 | Phasing
000016139 | SUNSCREEN PREPARATION | Lotion; Skin Care; Water Soluble; For protection of hands/face after washing; 1000ml bottle | BLKWOODJ | J BLACKWOOD & SONS LIMITED | 03216204 | Phasing
000024219 | TRANSFORMER,ISOLATION | 15-25kV Isolation, 150 Ohm I/O, Wide Pass Band, suit XDSL, 8kHz to 12MHz, Encapulated in Epoxy Resin, use to Isolate Single 2-Wire Channel | DYNEIND | DYNE INDUSTRIES PTY LTD | 8812 | Active
000104184 | TRANSFORMER,ISOLATION | SWER Pole Mount, 11/12.7kV/500-250V, 200/200/10kVA, TS 02-01-01 Item 54 (scm) | WILSON | WILSON TRANSFORMER CO. PTY LTD | 873-0630-11 | Active
000104211 | TRANSFORMER,ISOLATION | SWER Pole/Platform Mount, 11/19.1kV/ 500-250V, 100/100/10kVA (Pallet x 1) (scm) | WILSON | WILSON TRANSFORMER CO. PTY LTD | 873-0631-11-AA | Active
000104212 | TRANSFORMER,ISOLATION | SWER Pole/Platform Mount, 11/19.1kV/ 500-250V, 200/200/10kVA (scm) | WILSON | WILSON TRANSFORMER CO. PTY LTD | 873-0632-11 | Active
000104784 | TRANSFORMER,ISOLATION | SWER Pole/Platform Mount, 22/11kV/ 500-250V, 200/200/10kVA | ABBAUST | ABB AUSTRALIA PTY LTD | 111210 | Active
000104785 | TRANSFORMER,ISOLATION | SWER Pole/Platform Mount, 22/11kV/ 500-250V, 100/100/10kVA | ABBAUST | ABB AUSTRALIA PTY LTD | 111228 | Active
000859842 | TRANSFORMER,ISOLATION | SWER Pole Mount, 22/19.1kV/500-250V, 200/200/10kVA (scm) | WILSON | WILSON TRANSFORMER CO. PTY LTD | 873-0625-11 | Active
000859919 | TRANSFORMER,ISOLATION | SWER Pole Mount, 11/12.7kV/500-250V, 100/100/10kVA (Pallet x 1) (scm) | WILSON | WILSON TRANSFORMER CO. PTY LTD | 873-0622-11-AA | Active
002468411 | MODULE | RFL GARD8000 Teleprotection, Power Supply Interface Module, 3RU, G.703 | PLC | POWERLINE COMMUNICATIONS (AUST) | RF-SP500310-4 | Active
002470896 | MODULE | Switchgear Interface Module, RC10ES-OSM200, for NOJA RC10 Series | NOJA | NOJA POWER SWITCHGEAR PTY LTD | SIM-03 | Active
002471142 | MODULE | Active Burden Module, 48/54VDC, Screw Terminals, ENA TS 48-4 Compliance | RMSPROD | RMS PRODUCTS (RELAY MONITORING SYSTEMS) | ABM-C-2- | Active
002474898 | MODULE | Diode Redundancy Module, 48V DC, Cape River East StatCom | AMSC | AMSC AUSTRALIA PTY LTD | 02000422 | Active
002474898 | MODULE | Diode Redundancy Module, 48V DC, Cape River East StatCom | AMSC | AMSC AUSTRALIA PTY LTD | 2000422 | Active
002476992 | MODULE | MD100m Digital Output Module, 16 Channels, Individually Isolated | CGI | CGI TECHNOLOGIES & SOLUTIONS P/L | MD100M-DO | Active
002477032 | MODULE | MD100m, SFP Transceiver, Cu, 100Base-T | CGI | CGI TECHNOLOGIES & SOLUTIONS P/L | MD100M-SFP-CE | Active
002477396 | MODULE | MD303 RTU GPS Module | CGI | CGI TECHNOLOGIES & SOLUTIONS P/L | MD303CPU-GPS | Active
002477453 | MODULE | MD300io-r Chassis, Sub-Rack, 19", c/w CM301 and E50 fitted, No I/O Cards Fitted | CGI | CGI TECHNOLOGIES & SOLUTIONS P/L | MD300IO-R | Active
002477503 | MODULE | MD300io Digital Input Module, 16 Channels, Min 3.4V Activation | CGI | CGI TECHNOLOGIES & SOLUTIONS P/L | DIM302-3.4 | Active
002477511 | MODULE | MD300io Digital /Pulsed Output Module, 8 Channels | CGI | CGI TECHNOLOGIES & SOLUTIONS P/L | DOM302 | Active
002477529 | MODULE | MD300io Analogue Input Module, 8 Channels | CGI | CGI TECHNOLOGIES & SOLUTIONS P/L | AIM302 | Active
002477537 | MODULE | MD300io Analogue Output Module, 4 Channels | CGI | CGI TECHNOLOGIES & SOLUTIONS P/L | AOM302 | Active
000030000 | LIGHT,PANEL | Pilot, No LED, Full Voltage, Input Various Voltages, Round for Front Panel Mounting, LED not included | IPDGROUP | IPD GROUP LIMITED | HW1P-1FQ-W | Active
000030000 | LIGHT,PANEL | Pilot, No LED, Full Voltage, Input Various Voltages, Round for Front Panel Mounting, LED not included | IDEC | IDEC (MANUFACTURER) | HW1P-1FQ-W | Active
000030103 | BOLT,U | M16 x 219 c/w Nuts & Washers | BLKWOODJ | J BLACKWOOD & SONS LIMITED | KURMSGCM160219 | Active
000030132 | REDUCER,CABLE RACK | Offset, Left Hand, 600 to 450mm W, 60mm H, NEMA 12B Steel, Galv Steel | EZYSTRUT | EZYSTRUT CABLE & PIPE SUPPORTS | N1LHR600450H | Active
000030187 | PLATE,JOINING,CABLE RACK | ST3 Splice Plate, 50mm H, Galv Steel, to join cable tray sections together | EZYSTRUT | EZYSTRUT CABLE & PIPE SUPPORTS | ET3SH | Active
000030240 | NUT,PLAIN,HEX | M6, S/Steel Gde 316, suit Unistrut System | EZYSTRUT | EZYSTRUT CABLE & PIPE SUPPORTS | HN6S | Active
000030244 | NUT,PLAIN,GANG CHANNEL | M6, S/Steel c/w Spring, suit P3300 & P4000 Unistrut System | EZYSTRUT | EZYSTRUT CABLE & PIPE SUPPORTS | E4006S | Active
000030404 | COVER,TERMINAL BLOCK | Type KCO Protective Cover Kit, Versatile Mounting c/w 2 x End Stops & 2 x Sealing Accessories, Dark Grey, Terminal Block Accessory | ABBAUST | ABB AUSTRALIA PTY LTD | 1SNK 900 624 R0000 | Active
000022951 | WRENCH,RATCHET | 50 VDE Insulated Adjustable Torque Wrench, Clockwise, Counter Clockwise Operation, Reversible Ratchet, 1/2" Drive, Dual Scale 5-50Nm (5-50 LBF.FT), | CNWELEC | CNW ELECTRICAL PTY LTD | 36 50393 0100 028 ASSY | Active
002427292 | BUSHING,SLEEVE | Inline Boot, suit 11kV, XLPE Cable 35-400mm2 & 11kV ABB SafeLink RMU, suit Bushing Dia 46-70mm, Raychem RCAB4120 or Equiv (3 per Set) (scm) | TECONN | TE CONNECTIVITY LTD | RCAB-4120 | Active
002427292 | BUSHING,SLEEVE | Inline Boot, suit 11kV, XLPE Cable 35-400mm2 & 11kV ABB SafeLink RMU, suit Bushing Dia 46-70mm, Raychem RCAB4120 or Equiv (3 per Set) (scm) | GILBERT | GILBERT LODGE AUSTRALIA PTY LTD | RAYRCAB4120 | Active
002427292 | BUSHING,SLEEVE | Inline Boot, suit 11kV, XLPE Cable 35-400mm2 & 11kV ABB SafeLink RMU, suit Bushing Dia 46-70mm, Raychem RCAB4120 or Equiv (3 per Set) (scm) | PLP | PREFORMED LINE PRODUCTS (AUST) | CPA-PLP-CUB-2 | Active
002486090 | HOLDER,MARKER | Type KLM-A, Marker Strip Carrier, 44 x 7mm Lettering Field, Adjustable Height, for Terminals | PHOENIX | PHOENIX CONTACT PTY LTD | 1004348 | Active
000021414 | BRIDGE,TERMINAL BLOCK | Type EB 10-8, Insertion Bridge, 57A, 10 Posn, 8mm, Gray, suit Terminal Type UK6N, Pack of 10 | HAYMANS | HAYMANS ELECTRICAL | PHO0202138 | Active
000021414 | BRIDGE,TERMINAL BLOCK | Type EB 10-8, Insertion Bridge, 57A, 10 Posn, 8mm, Gray, suit Terminal Type UK6N, Pack of 10 | PHOENIX | PHOENIX CONTACT PTY LTD | 0202138 | Active
000021416 | PARTITION,TERMINAL BLOCK | Type TS-K, Partition Plate, 22mm Lg, 0.5mm W, 22mm H, Gray, suit Terminal Type UK6N, UK10N & UK35, Pack of 50 | HAYMANS | HAYMANS ELECTRICAL | PHO1302215 | Active
000021416 | PARTITION,TERMINAL BLOCK | Type TS-K, Partition Plate, 22mm Lg, 0.5mm W, 22mm H, Gray, suit Terminal Type UK6N, UK10N & UK35, Pack of 50 | PHOENIX | PHOENIX CONTACT PTY LTD | 1302215 | Active
000021423 | TERMINAL BLOCK | Type USLKG 10N, Ground Modular, 10mm2 Cross Section, 2 Connections, Green-Yellow, Universal Mtg, Pack of 50 | HAYMANS | HAYMANS ELECTRICAL | PHO3003923 | Active
000021423 | TERMINAL BLOCK | Type USLKG 10N, Ground Modular, 10mm2 Cross Section, 2 Connections, Green-Yellow, Universal Mtg, Pack of 50 | PHOENIX | PHOENIX CONTACT PTY LTD | 3003923 | Active
000021436 | END PLATE,TERMINAL BLOCK | Type D-UDK 4, End Cover, 63.5mm Lg, 1.5mm W, 35.9mm H, Gray, Universal Mtg, suit Terminal Type UDK4, Pack of 50 | HAYMANS | HAYMANS ELECTRICAL | PHO2775113 | Active
000021436 | END PLATE,TERMINAL BLOCK | Type D-UDK 4, End Cover, 63.5mm Lg, 1.5mm W, 35.9mm H, Gray, Universal Mtg, suit Terminal Type UDK4, Pack of 50 | PHOENIX | PHOENIX CONTACT PTY LTD | 2775113 | Active
000021438 | PARTITION,TERMINAL BLOCK | Type TS-KK3, Partition Plate, 14mm Lg, 0.5mm W, 16mm H, Gray, suit Terminal Type UDK4, Pack of 50 | HAYMANS | HAYMANS ELECTRICAL | PHO2770215 | Active
000021438 | PARTITION,TERMINAL BLOCK | Type TS-KK3, Partition Plate, 14mm Lg, 0.5mm W, 16mm H, Gray, suit Terminal Type UDK4, Pack of 50 | PHOENIX | PHOENIX CONTACT PTY LTD | 2770215 | Active
000021453 | MARKER STRIP | Type ZB10, Number 1 to 10, Vertical, White, suit Terminal Block 10.2mm W, Pack of 10 | HAYMANS | HAYMANS ELECTRICAL | PHO1053027:0001 | Active
000021453 | MARKER STRIP | Type ZB10, Number 1 to 10, Vertical, White, suit Terminal Block 10.2mm W, Pack of 10 | PHOENIX | PHOENIX CONTACT PTY LTD | 1053027:0001 | Active
000021454 | MARKER STRIP | Type ZB10, Number 11 to 20, Vertical, White, suit Terminal Block 10.2mm W, Pack of 10 | HAYMANS | HAYMANS ELECTRICAL | PHO1053027:0011 | Active
000021454 | MARKER STRIP | Type ZB10, Number 11 to 20, Vertical, White, suit Terminal Block 10.2mm W, Pack of 10 | PHOENIX | PHOENIX CONTACT PTY LTD | 1053027:0011 | Active
000429092 | GRIP,DEADEND | FT, Helical, for AAC, AAAC & GZ, 37/3.00, Saturn, Nitrogen & 7/4.75 CCT, 21mm Conductor Dia, Colour Code Black | PLP | PREFORMED LINE PRODUCTS (AUST) | AFG-210-CL-ER | Active
000429092 | GRIP,DEADEND | FT, Helical, for AAC, AAAC & GZ, 37/3.00, Saturn, Nitrogen & 7/4.75 CCT, 21mm Conductor Dia, Colour Code Black | DULMISON | DULMISON (AUST) PTY LTD | ADE2100 | Active
000859927 | TRANSFORMER,ISOLATION | SWER Pole Mount, 22/12.7kV/500-250V, 100/100/10kVA (Pallet x 1) (scm) | WILSON | WILSON TRANSFORMER CO. PTY LTD | 873-A393-11 | Active
000859943 | TRANSFORMER,ISOLATION | SWER Pole Mount, 22/19.1kV/500-250V, 100/100/10kVA (Pallet x 1) (scm) | WILSON | WILSON TRANSFORMER CO. PTY LTD | 873-0624-11-AA | Active
002402880 | TRANSFORMER,ISOLATION | SWER Platform Mount, 11/38.1kV, 300/300kVA, No LV, Centre Tapped Secondary for Duplex | ABBAUST | ABB AUSTRALIA PTY LTD | 171892GA172015 | Active
002477545 | MODULE | MD300 Termination Module, Digital Input | CGI | CGI TECHNOLOGIES & SOLUTIONS P/L | TM301-DI | Active
002477552 | MODULE | MD300 Termination Module, Digital Output | CGI | CGI TECHNOLOGIES & SOLUTIONS P/L | TM301-DO | Active
002477560 | MODULE | MD300 Termination Module, Analogue Input | CGI | CGI TECHNOLOGIES & SOLUTIONS P/L | TM301-AI | Active
002478667 | MODULE | Fusesaver WiFi Comms Module, c/w Trip & Close Actuators, Short-Range Wireless Transceiver, LED Fault Indicator, Rechargeable Battery, EQTS 06-07-04 | SIEMENS | SIEMENS LTD | 3AX1350-1E | Active
002478675 | MODULE | AFLC 3Ph Power Module, Suits Enermet/ L&G SFU-K 203, w/o Mounting Frame & LCD Display | LANDIS | LANDIS GYR (AUST) PTY LTD | 17'019'900'203 | Active
002480788 | MODULE | MD100m CPU Processor Module, 2 x SFP Ethernet, 4 x DI Channels, 5V DC Range, 2 x RS232/RS485 | CGI | CGI TECHNOLOGIES & SOLUTIONS P/L | MD100M-CPU-2 | Active
000025529 | INSECT REPELLENT,PERSONAL | Bushmans; Aerosol 350g; 20% Deet; 7 hours effective protection; | GILBERT | GILBERT LODGE AUSTRALIA PTY LTD | BSMBP350A | Active
000025529 | INSECT REPELLENT,PERSONAL | Bushmans; Aerosol 350g; 20% Deet; 7 hours effective protection; | ALPHAFAS | ALPHA FIRST AID SUPPLIES | 320023 | Active
000025529 | INSECT REPELLENT,PERSONAL | Bushmans; Aerosol 350g; 20% Deet; 7 hours effective protection; | ATOMSUPP | ATOM SUPPLY GROUP P/L | 91040206 | Active
001898023 | TOOL KIT,SEPARATOR | Wedge, Core Separation, to suit LV ABC | TEN | THE ENERGY NETWORK (AUST) PTY LTD | PMR87 | Active
001898023 | TOOL KIT,SEPARATOR | Wedge, Core Separation, to suit LV ABC | GILBERT | GILBERT LODGE AUSTRALIA PTY LTD | PMR87 | Active
001898023 | TOOL KIT,SEPARATOR | Wedge, Core Separation, to suit LV ABC | SICAME | SICAME AUSTRALIA PTY LTD | PMR87 | Active
002402720 | TOOL KIT,SEPARATOR | ABC Separation Tool | GILBERT | GILBERT LODGE AUSTRALIA PTY LTD | DULIBSW95 | Active
002402720 | TOOL KIT,SEPARATOR | ABC Separation Tool | TYCOELEC | TYCO ELECTRONICS | IBSW95 | Active
002430569 | PARTS KIT | Hanging Kit c/w Magnet, Hook & Strap, suit Fluke Meters (scm) | GILBERT | GILBERT LODGE AUSTRALIA PTY LTD | FLUTPAC | Active
002430569 | PARTS KIT | Hanging Kit c/w Magnet, Hook & Strap, suit Fluke Meters (scm) | FLUKE | FLUKE AUSTRALIA PTY LTD (MANUFACTURER) | FLUKE TPAK | Active
002438463 | ADAPTOR | Stray Voltage Eliminator, 3k Ohm, use with High-Impedance Digital Multimeters, Accepts 4mm Safety-Shrouded Banana Plugs | FLUKE | FLUKE AUSTRALIA PTY LTD (MANUFACTURER) | SV225 | Active
002438463 | ADAPTOR | Stray Voltage Eliminator, 3k Ohm, use with High-Impedance Digital Multimeters, Accepts 4mm Safety-Shrouded Banana Plugs | GILBERT | GILBERT LODGE AUSTRALIA PTY LTD | FLUSV225 | Active
000156595 | CLEANING COMPOUND,SOLVENT | Cable Cleaning CC-4 supplied in 964ml Container (P4) | GILBERT | GILBERT LODGE AUSTRALIA PTY LTD | 3MCC-4 | Active
000156595 | CLEANING COMPOUND,SOLVENT | Cable Cleaning CC-4 supplied in 964ml Container (P4) | 3MAUST | 3M AUSTRALIA PTY LTD | MMMCC-4 | Active
001975809 | TAPE,INSULATION,ELECTRICAL | Scotch, 19mm x 9m, No 23 | GILBERT | GILBERT LODGE AUSTRALIA PTY LTD | 3M23-19 | Active
001975809 | TAPE,INSULATION,ELECTRICAL | Scotch, 19mm x 9m, No 23 | 3MAUST | 3M AUSTRALIA PTY LTD | MMM23-19MM | Active
001978212 | TAPE,INSULATION,ELECTRICAL | Scotch Vinyl Mastic, 101mm x 3m (scm) | GILBERT | GILBERT LODGE AUSTRALIA PTY LTD | 3VM-101 | Active
001978212 | TAPE,INSULATION,ELECTRICAL | Scotch Vinyl Mastic, 101mm x 3m (scm) | 3MAUST | 3M AUSTRALIA PTY LTD | MMMVM-101 | Active
002405057 | TAPE,INSULATION,ELECTRICAL | Anti-Treacking Scotch, No 70, 25.4mm x 9.1m x 0.30mm, (MOQ 10 rolls per delivery location) | GILBERT | GILBERT LODGE AUSTRALIA PTY LTD | 3M70H | Active
002405057 | TAPE,INSULATION,ELECTRICAL | Anti-Treacking Scotch, No 70, 25.4mm x 9.1m x 0.30mm, (MOQ 10 rolls per delivery location) | CABAC | CABAC (MANUFACTURER) | REE3M70H | Active
002406406 | TAPE,INSULATION,ELECTRICAL | Scotch 3M-VM, 38mm | GILBERT | GILBERT LODGE AUSTRALIA PTY LTD | 3MVM-38 | Active
002406406 | TAPE,INSULATION,ELECTRICAL | Scotch 3M-VM, 38mm | 3MAUST | 3M AUSTRALIA PTY LTD | MMMVM-38 | Active
002461127 | TAPE,ADHESIVE | 3M VHB Double Sided, 12mm W x 32.9m Lg, 1.1mm Thk, Acrylic Adhesive, Grey, for attaching meter backing boards to asbestos meter panels only | GILBERT | GILBERT LODGE AUSTRALIA PTY LTD | 3MVHBRP+110GF-12 | Active
002461127 | TAPE,ADHESIVE | 3M VHB Double Sided, 12mm W x 32.9m Lg, 1.1mm Thk, Acrylic Adhesive, Grey, for attaching meter backing boards to asbestos meter panels only | GILBERT | GILBERT LODGE AUSTRALIA PTY LTD | 3MVHBRP45F-12 | Active
002461127 | TAPE,ADHESIVE | 3M VHB Double Sided, 12mm W x 32.9m Lg, 1.1mm Thk, Acrylic Adhesive, Grey, for attaching meter backing boards to asbestos meter panels only | 3MAUST | 3M AUSTRALIA PTY LTD | RP45F | Active
002480630 | LABEL | Sticker, Main Switch Warning, Self Adhesive, Super Vinyl V90, White & Purple background, Yurika Logo | ARTCRAFT | ARTCRAFT PTY LTD (QLD) | C0010202 | Active
000105029 | CABLE,POWER,ELECTRICAL | U/Ground, 19/33(36)kV, 1C, 630mm2 Stranded Circ WB Cu, TRXLPE/WBT/CWS (13.7kA/1Sec)/WBT/LAT/LLDPE/Nyl/MDPE, Graphite Coating, Drum w/Pulling Eye | KEI | KEI INDUSTRIES LIMITED | KEI33CU1C630LAT13.7KA | Active
000105029 | CABLE,POWER,ELECTRICAL | U/Ground, 19/33(36)kV, 1C, 630mm2 Stranded Circ WB Cu, TRXLPE/WBT/CWS (13.7kA/1Sec)/WBT/LAT/LLDPE/Nyl/MDPE, Graphite Coating, Drum w/Pulling Eye | CBLGRID | CABLE GRID AUSTRALIA PTY LTD | CG-105029 | Active
002478584 | CABLE,POWER,ELECTRICAL | U/Ground, 38/66kV, 1C, 300mm2 Stranded Compacted Circ WB Cu, XLPE/WBT/CAS/ LLDPE/Nyl/MDPE, Graphite Coating | KEI | KEI INDUSTRIES LIMITED | EHV-ECB036 - ITEM 1 | Active
002478584 | CABLE,POWER,ELECTRICAL | U/Ground, 38/66kV, 1C, 300mm2 Stranded Compacted Circ WB Cu, XLPE/WBT/CAS/ LLDPE/Nyl/MDPE, Graphite Coating | CBLGRID | CABLE GRID AUSTRALIA PTY LTD | CG-2478584 | Active
002478584 | CABLE,POWER,ELECTRICAL | U/Ground, 38/66kV, 1C, 300mm2 Stranded Compacted Circ WB Cu, XLPE/WBT/CAS/ LLDPE/Nyl/MDPE, Graphite Coating | KEI | KEI INDUSTRIES LIMITED | KEI/DEL/20-21/EHV-ECB037_C2286 | Active
002478584 | CABLE,POWER,ELECTRICAL | U/Ground, 38/66kV, 1C, 300mm2 Stranded Compacted Circ WB Cu, XLPE/WBT/CAS/ LLDPE/Nyl/MDPE, Graphite Coating | CBLGRID | CABLE GRID AUSTRALIA PTY LTD | C2286EOQ0-4 | Active
002483998 | TOOL,APPLICATION | Armour Rod, Serviette Ring, Sunrise Attachment (Live Line Tools) | HASTINGS | HASTINGS (MANUFACTURER) | 10-096 | Active
002484228 | KNIFE,LINEMANS | Skinning, Sunrise Attachment (Live Line Tools) | RITZ | RITZ FERRAMENTAS (MANUFACTURER) | RM4455-50 | Active
002484244 | HACKSAW,HAND | Sunrise Attachment (Live Line Tools) | RITZ | RITZ FERRAMENTAS (MANUFACTURER) | RM4455-23 | Active
002486116 | TUNER,RADIO | Portable AM/FM Radio, Built-In Speaker, LED Battery Status Indicator, 70 x 119 x 38mm, for Monitoring Partial Discharge (PD) | SANGEAN | SANGEAN ELECTRONICS INC | SR-35 | Active
002485845 | FIXTURE,LIGHTING | LED 14W Avenue Gen 2 (L14 3K) 3K, Nostalgia Type 1, Blue/Grey c/w NEMA PE Cell, Minor Road, Bracket to Dwg 05-01-01, EQTS 05-01-02 | SYLVANIA | SYLVANIA SCHREDER | S1S3BD13L14 | Active
002485860 | FIXTURE,LIGHTING | LED 18W Avenue Gen 2 (L18 3K) 3K, Nostalgia Type 1, Black c/w NEMA PE Cell, Minor Road, Bracket to Dwg 05-01-01, EQTS 05-01-02 | SYLVANIA | SYLVANIA SCHREDER | S1S3BD12L18 | Active
002485878 | FIXTURE,LIGHTING | LED 18W Avenue Gen 2 (L18 3K) 3K, Nostalgia Type 1, Blue/Grey c/w NEMA PE Cell, Minor Road, Bracket to Dwg 05-01-01, EQTS 05-01-02 | SYLVANIA | SYLVANIA SCHREDER | S1S3BD13L18 | Active
002485894 | FIXTURE,LIGHTING | LED 14W Avenue Gen 2 (L14 3K) 3K, Nostalgia Type 2, Black c/w NEMA PE Cell, Minor Road, Bracket to Dwg 05-01-07, EQTS 05-01-02 | SYLVANIA | SYLVANIA SCHREDER | S1S3BD22L14 | Active
002485951 | FIXTURE,LIGHTING | LED 14W Avenue Gen 2 (L14 3K) 3K, Nostalgia, Black c/w NEMA PE Cell, Minor Road, No Bracket, EQTS 05-01-02 | SYLVANIA | SYLVANIA SCHREDER | S1S3BD02L14 | Active
002485969 | FIXTURE,LIGHTING | LED 14W Avenue Gen 2 (L14 3K) 3K, Nostalgia, Blue/Grey c/w NEMA PE Cell, Minor Road, No Bracket, EQTS 05-01-02 | SYLVANIA | SYLVANIA SCHREDER | S1S3BD03L14 | Active
002485985 | FIXTURE,LIGHTING | LED 18W Avenue Gen 2 (L18 3K) 3K, Nostalgia, Black c/w NEMA PE Cell, Minor Road, No Bracket, EQTS 05-01-02 | SYLVANIA | SYLVANIA SCHREDER | S1S3BD02L18 | Active
002485993 | FIXTURE,LIGHTING | LED 18W Avenue Gen 2 (L18 3K) 3K, Nostalgia, Blue/Grey c/w NEMA PE Cell, Minor Road, No Bracket, EQTS 05-01-02 | SYLVANIA | SYLVANIA SCHREDER | S1S3BD03L18 | Active
000017489 | DOOR,ACCESS | Temporary Replacement Door, 350 x 110mm Nom, Al, Access Steel Streetlight Pole, suit Minor Road Streetlight Poles & Estate Poles | ENERGEX | ENERGEX | MINOR RD | Active
002420982 | PANEL,BLANK | SCADA, SCD5200, SCD6000, Non-CE | SCHNEIDR | SCHNEIDER PTY LTD (MANUFACTURER) | SY-0399134R | Active
002475242 | PANEL,BLANK | Omron CS1 Series, Space Unit, Single Slot, Blank Protective Cover, for unused I/O Slot Spaces in CS/C200H Series Units | OMRON | OMRON ELECTRONICS PTY LTD | C200H-SP001 | Active
002402914 | TRANSFORMER,ISOLATION | SWER Pole/Platform Mount, 22/12.7kV/ 500-250V, 200/200/10kVA (scm) | WILSON | WILSON TRANSFORMER CO. PTY LTD | 873-0633-11 | Active
002402916 | TRANSFORMER,ISOLATION | SWER Pole Mount, 33/12.7kV/500-250V, 100/100/10kVA, TS 02-01-01 Item 33 (Pallet x 1) (scm) | WILSON | WILSON TRANSFORMER CO. PTY LTD | 873-0626-11-AA | Active
002402917 | TRANSFORMER,ISOLATION | SWER Pole/Platform Mount, 33/12.7kV/ 500-250V, 200/200/10kVA (scm) | WILSON | WILSON TRANSFORMER CO. PTY LTD | 873-0627-11 | Active
002402919 | TRANSFORMER,ISOLATION | SWER Pole/Platform Mount, 33/19.1kV/ 500-250V, 200/200/10kVA (scm) | WILSON | WILSON TRANSFORMER CO. PTY LTD | 873-0629-11 | Active
002406500 | TRANSFORMER,ISOLATION | SWER Pole Mount, 11/11kV, 100/100kVA, No LV, TS 02-01-01 (Pallet x 1) (scm) | WILSON | WILSON TRANSFORMER CO. PTY LTD | 873-0634-11-AA | Active
002406501 | TRANSFORMER,ISOLATION | SWER Pole Mount, 11/11kV, 500-250V, 200/200/10kVA (scm) | WILSON | WILSON TRANSFORMER CO. PTY LTD | 873-0635-11 | Active
002406854 | TRANSFORMER,ISOLATION | SWER Padmount, 11/12.7kV/500-250V, 1000/1000/10kVA, WB Dwg A4-1667 Sh 4 | ABBAUST | ABB AUSTRALIA PTY LTD | 287865 | Active
002406858 | TRANSFORMER,ISOLATION | SWER Pole Mount, 11/19.1kV/500-250V, 350/350/10kVA | ABBAUST | ABB AUSTRALIA PTY LTD | 470891 | Active
000021801 | GRIP,DEADEND | Helical, 37/0.102 AAC (37/2.50), EQTS 01-09-02 (P10) | PLP | PREFORMED LINE PRODUCTS (AUST) | AFG-175-CL | Active
002485324 | METER,WATTHOUR | E360 S3301 3P3E WC 1LC Relay c/w LTE Comms, Extended Terminal Cover | LANDIS | LANDIS GYR (AUST) PTY LTD | S3301D1MA1NE001YM | Active
002424992 | CABLE,POWER,ELECTRICAL | U/Ground, 19/33(36)kV, 1C, 630mm2 Stranded Circ WB Cu, TRXLPE/WBT/CWS inc OF(13.7kA/1Sec)/WBT/LAT/LLDPE/Nyl/MDPE, Graphite Coating, Drum w/Pulling Eye | CBLGRID | CABLE GRID AUSTRALIA PTY LTD | CG-2424992 | Active
002424992 | CABLE,POWER,ELECTRICAL | U/Ground, 19/33(36)kV, 1C, 630mm2 Stranded Circ WB Cu, TRXLPE/WBT/CWS inc OF(13.7kA/1Sec)/WBT/LAT/LLDPE/Nyl/MDPE, Graphite Coating, Drum w/Pulling Eye | KEI | KEI INDUSTRIES LIMITED | KEI33CU1C630LAT13.7KAOFC | Active
002433878 | CABLE,POWER,ELECTRICAL | U/Ground, 19/33(36)kV, 1C, 1000mm2 Milliken Stranded WB Al, TRXLPE/WBT/CWS (25kA/1Sec)/WBT/LAT/LLDPE/Nyl/MDPE, Graphite Coating, Drum w/Pulling Eye | KEI | KEI INDUSTRIES LIMITED | KEI33AL1C1000LAT25KA | Active
002433878 | CABLE,POWER,ELECTRICAL | U/Ground, 19/33(36)kV, 1C, 1000mm2 Milliken Stranded WB Al, TRXLPE/WBT/CWS (25kA/1Sec)/WBT/LAT/LLDPE/Nyl/MDPE, Graphite Coating, Drum w/Pulling Eye | CBLGRID | CABLE GRID AUSTRALIA PTY LTD | CG-2433878 | Active
002484749 | SWITCHBOARD,POWER | 110V DC Main & Dist Board, 36 Pole on 2 x 72 Pole Chassis, Indoor, 125V, 100A, Form 3b/2bi, 2kA, IP51, Main Section c/w 1 x Charger 100A MCCB, 2 x Battery | WEBER | WEBER SOUTH PACIFIC PTY LTD | DE8520028-M112 | Active
002484764 | SWITCHBOARD,POWER | 48V DC Main & Dist Board, 36 Pole on 2 x 72 Pole Chassis, Indoor, 125V, 100A, Form 3b/2bi, 2kA, IP51, Main Section c/w 1 x Charger 100A MCCB, 2 x Battery | WEBER | WEBER SOUTH PACIFIC PTY LTD | DE8520028-M114 | Active
000019872 | PIT,UTILITY | Type P8, Cable Pit Body, Polymer Concrete, 1395 x 580 x 900mm c/w T-Bar, u/w Type 8 Galv Steel Pit Lid | PLP | PREFORMED LINE PRODUCTS (AUST) | D-PIT8CWTBAR | Active
000025109 | TONGS,MATERIAL LIFTING | Model 30 Pole Tong, Pole Scissors, 4.5T 45mm Opening with 6.5T Bow Shackle | ACCULEC | ACCULEC PTY LTD (303899) | POLETONG-HD30S | Active
002471464 | SEAL,ANTIPILFERAGE | Pull-Fly, PP, Yellow, Stamped with Energex/Ergon & Sequential Numbering, for Sealing of Demand Reset Mechanisms & Meter Isolation Link, Pack of 5000 | HARCOR | HARCOR SECURITY SEALS PTY LTD | BR08214X3 | Active
000030086 | BUSBAR | Flat, Tinned Cu, 4m Lg, 38.1 x 3.18mm with radius corners R/C | PRIMETAL | PRIMARY METALS & ALLOYS PTY LTD | 1.3111 | Active
000004028 | RACK,ELEC EQUIP | Side Panel, RA3 & RA4, 45RU, 800mm D, Dwg 1042895-02-0A, EESS-10721-01-0A, ETS 2011/0532/T | PLP | PREFORMED LINE PRODUCTS (AUST) | EE-4560-50-RA3/RA4 | Phasing
000030255 | RACEWAY,NONMETALLIC | Slotted Duct, 2m Lg, 120 x 80mm, PVC, Grey, for Electrical Cable (P8) | LEGRAND | LEGRAND AUSTRALIA (MANUFACTURER) | 6361-25 | Active
002483204 | FUSE,CARTRIDGE | 65A, 69kV, Boric Acid Filled, Standard Speed, suit SMD-50 Fuse Mounts | S&C ELEC | S&C ELECTRIC COMPANY | 476065 | Active
002483212 | FUSE,CARTRIDGE | 50A, 69kV, Boric Acid Filled, Standard Speed, suit SMD-50 Fuse Mounts | S&C ELEC | S&C ELECTRIC COMPANY | 476050 | Active
000025117 | TRANSFORMER,DISTRIBUTION | Padmount, 11kV, 315kVA, (Sq) HV Haz LV Bsh, Mineral Oil Insulated, ONAN, DYN 11, 3CR12 Cubicle, 7 Tap Posn c/w Siemens 8DJH RMU RRT Non-Ext HV RMU & | WILSON | WILSON TRANSFORMER CO. PTY LTD | 880-A311-11-AB | Active
000025118 | TRANSFORMER,DISTRIBUTION | Padmount, 11kV, 500kVA, (Sq) HV Haz LV Bsh, Mineral Oil Insulated, ONAN, DYN 11, 3CR12 Cubicle, 7 Tap Posn c/w Siemens 8DJH RMU RRT Non-Ext HV RMU & | WILSON | WILSON TRANSFORMER CO. PTY LTD | 880-A312-11-AB | Active
000025119 | TRANSFORMER,DISTRIBUTION | Padmount, 11kV, 750kVA, (Sq) HV Haz LV Bsh, Mineral Oil Insulated, ONAN, DYN 11, 3CR12 Cubicle, 7 Tap Posn c/w Siemens 8DJH RMU RRT Non-Ext HV RMU & | WILSON | WILSON TRANSFORMER CO. PTY LTD | 880-A313-11-AB | Active
000104275 | TRANSFORMER,DISTRIBUTION | Padmount, 11kV, 750kVA, 3 Ph (Sq) LV Switchgear & No HV Switchgear, JTS 02-04-01 Item 9 (scm) | WILSON | WILSON TRANSFORMER CO. PTY LTD | 880-0643-11-AA | Active
002480747 | SWITCHBOARD,POWER | Feeder/Bus Tie Switchgear Unit, 12kV, 2000A, 25kA, 2000A Bus Metal Encl Fixed Switchgear & Control Gear Assy c/w 110V DC Aux Supply, incl CTs for Bus Tie | TAMCO | TAMCO SWITCHGEAR (MANUFACTURER) | 11002 | Active
002480747 | SWITCHBOARD,POWER | Feeder/Bus Tie Switchgear Unit, 12kV, 2000A, 25kA, 2000A Bus Metal Encl Fixed Switchgear & Control Gear Assy c/w 110V DC Aux Supply, incl CTs for Bus Tie | TAMCO | TAMCO SWITCHGEAR (MANUFACTURER) | T5-VHIF2000TIE700 | Active
002480002 | CONVERTER,DC TO DC | 48/48V, 10A, 500W, 352 x 132 x 62mm | HELIOS | HELIOS POWER SOLUTIONS PTY LTD | DCW500-48-48FT-P9200 | Active
002421741 | CONVERTER,DC TO DC | 125/48V, 20A, ETS EESS-10735-01-0B, 00000015 Item 31 | ELTEK | ELTEK (A DELTA GROUP COMPANY) | A64172.000 | Active
002421758 | CONVERTER,DC TO DC | 110/48V, 20A, ETS EESS-10735-01-0B, 00000015 Item 32 | ELTEK | ELTEK (A DELTA GROUP COMPANY) | A64172.001 | Active
002421766 | CONVERTER,DC TO DC | 110/32V, 20A, ETS EESS-10735-01-0B, 00000015 Item 33 | ELTEK | ELTEK (A DELTA GROUP COMPANY) | A64172.002 | Active
002440303 | CONVERTER,DC TO DC | 48V DC (40-60) Input, 12V DC Output 5A, 96W, 87 x 155 x 50mm | AMTEX | AMTEX ELECTRONICS PTY LTD | DCW100-12FT | Active
002447761 | CONVERTER,DC TO DC | 110/48V, 10A, 500W, 352 x 132 x 62mm, 2 x Units to be Connected in Parallel inside a 19" Rack, 2U, N+1 Configuration | AMTEX | AMTEX ELECTRONICS PTY LTD | RM-DCW500-110-48FT-A | Active
002447779 | CONVERTER,DC TO DC | 110/12V, 12A, 144W, 198 x 112 x 51mm | AMTEX | AMTEX ELECTRONICS PTY LTD | DCW150-110-12FT | Active
002447787 | CONVERTER,DC TO DC | 110/24V, 4A, 96W, 87 x 155 x 50mm | AMTEX | AMTEX ELECTRONICS PTY LTD | DCW100-110-24FT | Active
002453488 | CONVERTER,DC TO DC | 110/48V, 10A, 500W, 352 x 132 x 62mm, Panel Mount (1 x unit) | AMTEX | AMTEX ELECTRONICS PTY LTD | DCW500-110-48FT (1XUNIT) | Active
002453496 | CONVERTER,DC TO DC | 48/12V, 25A, 300W, 290 x 132 x 62mm, Panel Mount (1 x unit) | AMTEX | AMTEX ELECTRONICS PTY LTD | DCW300-48-12FT | Active
002453504 | CONVERTER,DC TO DC | 48/12V, 16A, 200W, 254 x 113 x 58mm, Panel Mount (1 x unit) | AMTEX | AMTEX ELECTRONICS PTY LTD | DCW200-12FT | Active
002458180 | CONVERTER,DC TO DC | 48/32V, 20A, ETS EESS-10735-01-0B, 00000015 Item 34 | ELTEK | ELTEK (A DELTA GROUP COMPANY) | A64172.003 | Active
002458198 | CONVERTER,DC TO DC | 32/48V, 20A, ETS EESS-10735-01-0B, 00000015 Item 35 | ELTEK | ELTEK (A DELTA GROUP COMPANY) | A64172.004 | Active
002482842 | TRANSFORMER,EARTHING | 22kV, 200A, 6.6kA/30 Sec, 4.79 Ohms/Ph, ZN, Mineral Oil, ONAN, Dwg 931121-03, ETS 2006/0106/T | WILSON | WILSON TRANSFORMER CO. PTY LTD | P0705 | Active
000104276 | TRANSFORMER,DISTRIBUTION | Padmount, 11kV, 1000kVA, 3 Ph (Sq) LV Switchgear & No HV Switchgear, Front Entry, JTS 02-04-01 Item 10 (scm) | WILSON | WILSON TRANSFORMER CO. PTY LTD | 880-0644-11-AA | Active
000104277 | TRANSFORMER,DISTRIBUTION | Padmount, 11kV, 100kVA, 3 Ph (Sq) LV Switchgear & No HV Switchgear, Front Entry, JTS 02-04-01 Item 6 | WILSON | WILSON TRANSFORMER CO. PTY LTD | 880-8823-11 | Active
000104277 | TRANSFORMER,DISTRIBUTION | Padmount, 11kV, 100kVA, 3 Ph (Sq) LV Switchgear & No HV Switchgear, Front Entry, JTS 02-04-01 Item 6 | ABBAUST | ABB AUSTRALIA PTY LTD | 748825 | Active
000104382 | TRANSFORMER,DISTRIBUTION | Pole Mount, 22kV, 50kVA, 1 Ph (Pallet x 2) (scm) | TOSHIBA | TOSHIBA INTERNATIONAL CORPORATION P/L | TX1PS-0050BA-001 | Active
000104383 | TRANSFORMER,DISTRIBUTION | Pole Mount, 33kV, 50kVA, 1 Ph (Pallet x 2) (scm) | WILSON | WILSON TRANSFORMER CO. PTY LTD | 873-0616-11-AA | Active
000104385 | TRANSFORMER,DISTRIBUTION | SWER Pole Mount, 11kV, 50kVA (Pallet x 2) (scm) | TOSHIBA | TOSHIBA INTERNATIONAL CORPORATION P/L | TXSPS-0050BAA-001 | Active
000104710 | TRANSFORMER,DISTRIBUTION | Pole Mount, 11/22kV, 100kVA, 3 Ph, S/Steel Gde 316 Tank, External Off Line Tap Charger for Switching of HV, JTS 02-01-01 | TYREE | TYREE TRANSFORMERS PTY LTD | 104710 | Active
000104710 | TRANSFORMER,DISTRIBUTION | Pole Mount, 11/22kV, 100kVA, 3 Ph, S/Steel Gde 316 Tank, External Off Line Tap Charger for Switching of HV, JTS 02-01-01 | ABBAUST | ABB AUSTRALIA PTY LTD | 105972 | Active
000104711 | TRANSFORMER,DISTRIBUTION | Pole Mount, 11/22kV, 25kVA, 1 Ph, S/Steel Gde 316 Tank, External Off Line Tap Changer for Switching of HV, JTS 02-01-01 | ABBAUST | ABB AUSTRALIA PTY LTD | 105980 | Active
000104712 | TRANSFORMER,DISTRIBUTION | Pole Mount, 11/22kV 315kVA, 3 Ph, S/Steel Gde 316 Tank, External Off Line Tap Charger for Switching of HV, JTS 02-01-01 | ABBAUST | ABB AUSTRALIA PTY LTD | 105964 | Active
000859609 | TRANSFORMER,DISTRIBUTION | Pole Mount, 11kV, 10kVA, 1 Ph, (Pallet x 4) (scm) | TYREE | TYREE TRANSFORMERS PTY LTD | 10M1EQ | Active
000859609 | TRANSFORMER,DISTRIBUTION | Pole Mount, 11kV, 10kVA, 1 Ph, (Pallet x 4) (scm) | WILSON | WILSON TRANSFORMER CO. PTY LTD | 873-A370-11-AA | Active
000859612 | TRANSFORMER,DISTRIBUTION | Pole Mount, 11kV, 25kVA, 1 Ph, (Pallet x 4) (scm) | TYREE | TYREE TRANSFORMERS PTY LTD | 25M1EQ | Active
000859612 | TRANSFORMER,DISTRIBUTION | Pole Mount, 11kV, 25kVA, 1 Ph, (Pallet x 4) (scm) | WILSON | WILSON TRANSFORMER CO. PTY LTD | 873-A371-11-AA | Active
000859625 | TRANSFORMER,DISTRIBUTION | Pole Mount, 11kV, 25kVA, 3 Ph, (Pallet x 2) (scm) | TYREE | TYREE TRANSFORMERS PTY LTD | 25M4EQ | Active
000859625 | TRANSFORMER,DISTRIBUTION | Pole Mount, 11kV, 25kVA, 3 Ph, (Pallet x 2) (scm) | WILSON | WILSON TRANSFORMER CO. PTY LTD | 874-A373-11-AA | Active
000859633 | TRANSFORMER,DISTRIBUTION | Pole Mount, 11kV, 63kVA, 3 Ph, (Pallet x 2) (scm) | WILSON | WILSON TRANSFORMER CO. PTY LTD | 874-A374-11-AA | Active
002483527 | BAG,PORTABLE TOILET | Cleanwaste GO Anywhere Toilet Kit c/w 1 Waste Collection Bag Pre-loaded with Waste Treatment Powder, 1 Zip-close, Puncture-resistant, Waste Disposal Bag, | EZYGONOW | EZYGONOW, EEZYGO PTY LTD | EGN004 | Active
002483527 | BAG,PORTABLE TOILET | Cleanwaste GO Anywhere Toilet Kit c/w 1 Waste Collection Bag Pre-loaded with Waste Treatment Powder, 1 Zip-close, Puncture-resistant, Waste Disposal Bag, | ATOMSUPP | ATOM SUPPLY GROUP P/L | 502786 | Active
002483527 | BAG,PORTABLE TOILET | Cleanwaste GO Anywhere Toilet Kit c/w 1 Waste Collection Bag Pre-loaded with Waste Treatment Powder, 1 Zip-close, Puncture-resistant, Waste Disposal Bag, | CLNWASTE | CLEANWASTE | D019W12 | Active
002483535 | TENT | Ensuite Tent, Pop Up Privacy Shelter, 120 x 120 x 210mm, Instant Pop-up c/w Pegs & Guy Ropes, No Base, Packs into a Compact Circular Bag | ANACONDA | ANACONDA GROUP PTY LTD | 9341235256062 | Active
002402010 | TRANSFORMER,DISTRIBUTION | Pole Mount, 33kV, 25kVA, 3 Ph (Pallet x 2) (scm) | WILSON | WILSON TRANSFORMER CO. PTY LTD | 874-0615-11-AA | Active
002402052 | TRANSFORMER,DISTRIBUTION | Padmount, 11kV, 750kVA, 3 Ph (Rect) No LV Switchgear or HV Switchgear | ABBAUST | ABB AUSTRALIA PTY LTD | 167562 | Active
002405674 | TRANSFORMER,DISTRIBUTION | SWER Pole Mount, 19.1kV, 50kVA c/w Spark Gaps fitted to HV Bushings | TOSHIBA | TOSHIBA INTERNATIONAL CORPORATION P/L | TXSPS-0050CA-001 | Active
002405674 | TRANSFORMER,DISTRIBUTION | SWER Pole Mount, 19.1kV, 50kVA c/w Spark Gaps fitted to HV Bushings | ABBAUST | ABB AUSTRALIA PTY LTD | 112028 | Active
002406498 | TRANSFORMER,DISTRIBUTION | SWER Pole Mount, 11kV, 25kVA (Pallet x 4) (scm) | TOSHIBA | TOSHIBA INTERNATIONAL CORPORATION P/L | TXSPS-0025AA-001 | Active
002458206 | CONVERTER,DC TO DC | 32/110V, 20A, ETS EESS-10735-01-0B, 00000015 Item 36 | ELTEK | ELTEK (A DELTA GROUP COMPANY) | A64172.005 | Active
001104726 | ADAPTOR,BRACKET | Convert Minor to Major Rd, 0.3m PT Bracket, Galv Steel, EQTS 05-02-01, | EZYSTRUT | EZYSTRUT CABLE & PIPE SUPPORTS | E1104726 | Active
001104726 | ADAPTOR,BRACKET | Convert Minor to Major Rd, 0.3m PT Bracket, Galv Steel, EQTS 05-02-01, | GMPOLES | GM POLES PTY LTD | SL-MIN-MAJ-AD | Active
001104726 | ADAPTOR,BRACKET | Convert Minor to Major Rd, 0.3m PT Bracket, Galv Steel, EQTS 05-02-01, | IUPOLE | INTERNATIONAL UTILITY POLES PTY LTD | EX-13168 | Active
001104726 | ADAPTOR,BRACKET | Convert Minor to Major Rd, 0.3m PT Bracket, Galv Steel, EQTS 05-02-01, | INGAL | INGAL EPS | GEX13166 | Active
000859641 | TRANSFORMER,DISTRIBUTION | Pole Mount, 11kV, 100kVA, 3 Ph (scm) | WILSON | WILSON TRANSFORMER CO. PTY LTD | 874-0606-11-AA | Active
000859668 | TRANSFORMER,DISTRIBUTION | Pole Mount, 11kV, 200kVA, 3 Ph (scm) | WILSON | WILSON TRANSFORMER CO. PTY LTD | 874-0607-11-AA | Active
000859676 | TRANSFORMER,DISTRIBUTION | Pole Mount, 11kV, 315kVA, 3 Ph (scm) | WILSON | WILSON TRANSFORMER CO. PTY LTD | 874-0608-11-AA | Active
000859684 | TRANSFORMER,DISTRIBUTION | Pole Mount, 11kV, 500kVA, 3 Ph (scm) | WILSON | WILSON TRANSFORMER CO. PTY LTD | 874-0609-11-AA | Active
000859706 | TRANSFORMER,DISTRIBUTION | Pole Mount, 22kV, 10kVA, 1 Ph (Pallet x 4) (scm) | TOSHIBA | TOSHIBA INTERNATIONAL CORPORATION P/L | TX1PS-0010BA-001 | Active
000859710 | TRANSFORMER,DISTRIBUTION | Pole Mount, 22kV, 25kVA, 1 Ph (Pallet x 4) (scm) | TOSHIBA | TOSHIBA INTERNATIONAL CORPORATION P/L | TX1PS-0025BA-001 | Active
000859722 | TRANSFORMER,DISTRIBUTION | Pole Mount, 22kV, 25kVA, 3 Ph (Pallet x 2) (scm) | TOSHIBA | TOSHIBA INTERNATIONAL CORPORATION P/L | TX3PS-0025BA-001 | Active
000859749 | TRANSFORMER,DISTRIBUTION | Pole Mount, 22kV, 63kVA, 3 Ph (Pallet x 2) (scm) | TOSHIBA | TOSHIBA INTERNATIONAL CORPORATION P/L | TX3PS-0063BA-001 | Active
000859757 | TRANSFORMER,DISTRIBUTION | Pole Mount, 22kV, 100kVA, 3 Ph (scm) | TOSHIBA | TOSHIBA INTERNATIONAL CORPORATION P/L | TX3PS-00100BA-001 | Active
R25011 | METER,WATTHOUR | REFURBISHED, Mk7C, 1 Element, 1Ph, 240V, 10-100A, Class 1, Bottom Connected, Load Profiling 1 c/w Comms Interface, Type 4 Small | EDMI | EDMI PTY LTD | 7C11-A152-29-F211-7F02-1010 | Active
R25016 | METER,WATTHOUR | REFURBISHED, Mk7A, 2 Element, 1Ph, 240V, 15-100A, Class 1, Bottom Connected, Load Profiling TOU Meter c/w Comms Interface | EDMI | EDMI PTY LTD | 7A11-A344-29-F211-7L02-6011 | Active
R25018 | METER,WATTHOUR | REFURBISHED, Mk10D, Polyphase, 3Ph, 240V 15-100A, Class 1, Bottom Connected, Load Profiling TOU Meter c/w Comms Interface | EDMI | EDMI PTY LTD | 1D11-1B-112-27-G11-201030-2N | Active
R25022 | METER,WATTHOUR | REFURBISHED, Mk7C Atlas 2, 1 Element, 240V, 10-100A, Class 1, Bottom Connected c/w Integrated ELM410 CATM1 Modem, Type 4 Small Stick on Antenna | EDMI | EDMI PTY LTD | 7C13-A252-29-J211-7J02-1110 | Active
R25023 | METER,WATTHOUR | REFURBISHED, Mk7A Atlas 2, 2 Element, 240V, 10-100A, Class 1, Bottom Connected c/w Integrated ELM410 CATM1 Modem, Type 4 Small Stick on Antenna | EDMI | EDMI PTY LTD | 7A13-A344-29-J211-7D02-6110 | Active
R25026 | METER,WATTHOUR | REFURBISHED, Mk7A Atlas 2, 2 Element, 240V, 10-100A, Class 1, Bottom Connected METER ONLY | EDMI | EDMI PTY LTD | 7A13-A344-29-J211-7D02-6110 | Active
002468841 | JUMPER BAR,TERMINAL BLOCK | Type JB5-5, 5.2mm Spacing, 5 Pole Orange, Plug-in, Screwless Mounting, IP20, Terminal Block Accessory | ABBAUST | ABB AUSTRALIA PTY LTD | 1SNK 905 305 R0000 | Active
002483113 | TERMINAL,LUG | AS5 Busbar Lug, 50mm Pin, 0 Deg | PLP | PREFORMED LINE PRODUCTS (AUST) | BBTL-500-AS5-0 | Active
002483295 | TEST KIT | Rapid Oral Fluid Self-Test Device, to detect COVID-19 in Saliva, TGA Approved | AHC | ABSOLUTE HEALTH CO | CO-07-20 | Active
002483162 | EARTHING,STIRRUP | Substation Earthing, suit 38.1mm OD Cu Pipe, Natural Finish | FULTON | FULTON INDUSTRIES AUSTRALIA P/L | ESTC-38 | Active
002483196 | FUSE,CARTRIDGE | 80A, 69kV, Boric Acid Filled, Standard Speed, suit SMD-50 Fuse Mounts | S&C ELEC | S&C ELECTRIC COMPANY | 476080 | Active
002483360 | CONNECTOR,ELECTRICAL | Inner Cone Test Plate, 72.5kV, suit Brugg Socket Size G0L, c/w Manometer & Dilo Gas Fitting | BRUGG | BRUGG CABLES (MANUFACTURER) | S2050 | Active
002483055 | RADIO SET | P25 Dual Base Station, 50W, Tait TB8100, c/w 2x Reciter, 2 x PA & 1 x PMU | TAITCOMM | TAIT COMMUNICATIONS (TAIT LTD) | TB8115-B3HJ-B3HJ-G0BC-10 | Active
002459741 | CONVERTER,DC TO DC | 48V DC Input, 5V DC, 5A Output, 25W, 400kHz, 100 x 65 x 18mm, Screw Terminal Block | AMTEX | AMTEX ELECTRONICS PTY LTD | APK25-4805 | Active
002479954 | CONVERTER,DC TO DC | Wide Range Input 40-101VDC, 72/48V, 10A, 10A, 500W, Solar Application | HELIOS | HELIOS POWER SOLUTIONS PTY LTD | BAP 319R-72/48F4TSA-U0132 | Active
000022395 | POLE,PUBLIC LIGHTING,METAL | Minor Road Mid Hinged (Right), 5.0m, Base Plate Mounted, 350 PCD Bolt Spacing, Black, Integral 0.5m Outreach, EQTS 05-02-01, Dwg 5HG-A3 (scm) | GMPOLES | GM POLES PTY LTD | MH 5E-BK-350 | Active
000859765 | TRANSFORMER,DISTRIBUTION | Pole Mount, 22kV, 200kVA, 3 Ph (scm) | WILSON | WILSON TRANSFORMER CO. PTY LTD | 874-0610-11 | Active
000859781 | TRANSFORMER,DISTRIBUTION | Pole Mount, 22kV, 500kVA, 3 Ph (scm) | WILSON | WILSON TRANSFORMER CO. PTY LTD | 874-0612-11 | Active
000859803 | TRANSFORMER,DISTRIBUTION | SWER Pole Mount, 12.7kV, 10kVA (Pallet x 4) (scm) | TOSHIBA | TOSHIBA INTERNATIONAL CORPORATION P/L | TXSPS-0010BA-001 | Active
000859807 | TRANSFORMER,DISTRIBUTION | SWER Pole Mount, 12.7kV, 25kVA (Pallet x 4) (scm) | TOSHIBA | TOSHIBA INTERNATIONAL CORPORATION P/L | TXSPS-0025BA-001 | Active
000859811 | TRANSFORMER,DISTRIBUTION | SWER Pole Mount, 19.1kV, 10kVA (Pallet x 2) (scm) | TOSHIBA | TOSHIBA INTERNATIONAL CORPORATION P/L | TXSPS-0010CA-001 | Active
000859897 | TRANSFORMER,DISTRIBUTION | Pole Mount, 22kV, 315kVA, 3 Ph (scm) | WILSON | WILSON TRANSFORMER CO. PTY LTD | 874-0611-11 | Active
000860438 | TRANSFORMER,DISTRIBUTION | Padmount, 11kV, 315kVA, 3 Ph (Rect) LV Switchgear & No HV Switchgear, JTS 02-02-01 Item 5 (scm) | WILSON | WILSON TRANSFORMER CO. PTY LTD | 881-0636-11-AA | Active
000860439 | TRANSFORMER,DISTRIBUTION | Padmount, 11kV, 315kVA, 3 Ph (Rect) LV Switchgear, LV Statistical Meter & HV RMU, ETS 02-02-01 | WILSON | WILSON TRANSFORMER CO. PTY LTD | 881-0636-11-AG | Active
000860446 | TRANSFORMER,DISTRIBUTION | Padmount, 11kV, 500kVA, 3 Ph, LV Switchgear & No HV Switchgear, JTS 02-02-01 Item 6 (scm) | WILSON | WILSON TRANSFORMER CO. PTY LTD | 881-0637-11-AA | Active
002454296 | TRANSFORMER,VOLTAGE | 11kV/240V, 50VA, 1 Ph, External Aux Power Supply c/w Pole Mounting Bracket, suits NOJA ONLY, JTS 06-07-03(6), 10260 Group 3, Item 60 | NOJA | NOJA POWER SWITCHGEAR PTY LTD | VT11-220 | Active
002407110 | NUT,PLAIN,HEX | 3/16", Nylon, use with IIN2400657 (P100) | HOBSON | HOBSON ENGINEERING CO PTY LTD | NH66P1024 | Active
002480804 | TERMINAL BLOCK | PT6-T, Disconnect Trip Link, Red, 1000V, 32A, 91 x 10 x 63mm, 35mm DIN Rail Mtg, Clip-on, 0.5-10mm Cond Size | PHOENIX | PHOENIX CONTACT PTY LTD | 1322568 | Active
002423010 | CRIMPING TOOL,HYDRAULIC | Battery Operated, 5 Tonne c/w Milwaukee Adaptor | LEGEND | LEGEND POWER SYSTEMS | MSS-K-240R-ADP | Phasing
002423010 | CRIMPING TOOL,HYDRAULIC | Battery Operated, 5 Tonne c/w Milwaukee Adaptor | SPECFORC | SPECIALISED FORCE PTY LTD | ECO-261(BB)-C/DIE | Phasing
000104806 | SOCKET,SOCKET WRENCH | Socket Bolt, for Cordless Drill to drive in U/Ground Pillar D Bolts | LEGEND | LEGEND POWER SYSTEMS | D-SOCKET | Active
000104806 | SOCKET,SOCKET WRENCH | Socket Bolt, for Cordless Drill to drive in U/Ground Pillar D Bolts | CABAC | CABAC (MANUFACTURER) | D-SOCKET | Active
001841540 | PROTECTOR,NECK | Neck Flap, White Cotton, suit Safety Helmet | BLKWOODJ | J BLACKWOOD & SONS LIMITED | 00803513 | Active
002402425 | FLAG,SIGNAL | Warning, High Visibility Red or Orange Cloth, Min Dia 300 x 300mm, with 2 Eyelets for attaching to Ladder Rung (Projecting Loads-Legal | CEDE | C EDE PTY LIMITED | FLAGSNQEBD4 | Active
002402425 | FLAG,SIGNAL | Warning, High Visibility Red or Orange Cloth, Min Dia 300 x 300mm, with 2 Eyelets for attaching to Ladder Rung (Projecting Loads-Legal | BLKWOODJ | J BLACKWOOD & SONS LIMITED | 00827730 | Active
002403707 | CASE,SPECTACLES | Soft Padded Vinyl c/w Velcro Catch & Belt Loop to suit Large Spectacles | BLKWOODJ | J BLACKWOOD & SONS LIMITED | 04620059 | Active
002406689 | WRENCH,RATCHET | Single Ended, Reversible, Dual Size, 17mm & 19mm A/F Hex Sockets, Cushioned Grip Handle | WARBTOOL | WARBY TOOLS | SRRNG1719 | Active
002406689 | WRENCH,RATCHET | Single Ended, Reversible, Dual Size, 17mm & 19mm A/F Hex Sockets, Cushioned Grip Handle | LEGEND | LEGEND POWER SYSTEMS | MSS-RRP-1719 | Active
002466761 | BIT,AUGER | Impact, 12mm Dia, 457mm OAL, Steel, Ring Twist Pattern, 11mm Hex Shank, Quick Release | C&LTOOL | C&L TOOL CENTRE | ALPWAH120457 | Active
002466761 | BIT,AUGER | Impact, 12mm Dia, 457mm OAL, Steel, Ring Twist Pattern, 11mm Hex Shank, Quick Release | SPECFORC | SPECIALISED FORCE PTY LTD | STMSF812457 | Active
002471498 | CRIMPING TOOL,HYDRAULIC | Battery Operated, 18V, 13T, Platinum Series, Skin Only | ACCULEC | ACCULEC PTY LTD (303899) | S7G-C431M-EQ | Active
002471498 | CRIMPING TOOL,HYDRAULIC | Battery Operated, 18V, 13T, Platinum Series, Skin Only | LEGEND | LEGEND POWER SYSTEMS | MSS-C130-NBC-ADP | Active
002471498 | CRIMPING TOOL,HYDRAULIC | Battery Operated, 18V, 13T, Platinum Series, Skin Only | LEGENDCS | LEGEND CORPORATE SERVICES (MANUFACTURE) | MSS-C130-42-18VNBC | Active
002472900 | LANYARD,SAFETY,INDUSTRIAL | Stretch cord, Swiveling connection, Adjustable barrel lock, Length 380mm 4.6kg WLL | ATOMSUPP | ATOM SUPPLY GROUP P/L | 3713 | Active
002472900 | LANYARD,SAFETY,INDUSTRIAL | Stretch cord, Swiveling connection, Adjustable barrel lock, Length 380mm 4.6kg WLL | ATOMSUPP | ATOM SUPPLY GROUP P/L | 19765 | Active
002485399 | COIL,ELECTRICAL | Close Coil, Switchboard Spare Part, for VH1F Tamco 11kV Switchgear | TAMCO | TAMCO SWITCHGEAR (MANUFACTURER) | 189050002045-VH1F | Active
002485415 | COIL,ELECTRICAL | Trip Coil, Switchboard Spare Part, for VH1F Tamco 11kV Switchgear | TAMCO | TAMCO SWITCHGEAR (MANUFACTURER) | 189050000085-VH1F | Active
002485423 | COIL,ELECTRICAL | Close Coil, Switchboard Spare Part, for GV3N Tamco 22kV Switchgear | TAMCO | TAMCO SWITCHGEAR (MANUFACTURER) | 189050002045-GV3N | Active
002485431 | MOTOR | Spring Charge, Switchboard Spare Part, for GV3N Tamco 22kV Switchgear | TAMCO | TAMCO SWITCHGEAR (MANUFACTURER) | 189050000914-GV3N | Active
002483337 | MANHOLE TOP ASSEMBLY | Footpath Access, Explosion Mitigation, 2 Part Cover, Class B, 750 x 1245mm Clr Opening, S/Steel Mesh & Frame, 80kN Load Capacity, 50mm Marked with ELECTRICITY | AQSGROUP | AQSEPTENCE GROUP PTY LTD | 10000299072 | Active
002484715 | PROBE | TP-BT Bluetooth Optical Probe, MCU Based Design, Meter Reading ANSI C12.18, Bluetooth to 4.0, Default Fixed Baud Rate 9600bps | TESPRO | TESPRO ELECTRONICS CO LTD | TP-BT-ANSI-N | Active
002466233 | CABLE,POWER,ELECTRICAL | Control, 0.6/1kV, 6C x 1.5mm2 (7/0.5) Cu, X-HF-90 Insulated/HFS-90-TP Bedded/ DBT/HFS-90-TP Sheath, 500m Wood Drum, JTS 04-05-02 | MIDLAND | MIDLAND METALS OVERSEAS PTE LTD | MMO-6X1.5 CU XHF HFS DBT HFS | Active
000003832 | MODULE | EPL Injection Control Module, 1RU, 19" Rack Mount, suit Landis & Gyr AFLC Controller | LANDIS | LANDIS GYR (AUST) PTY LTD | 316.414.02010 | Active
000024713 | POWER STRIP,ELECTRICAL OUTLET | 4 Outlet, 10A, Portable Power Device, MCB & RCD Protection, Double Pole Shuttered Outlets, 240V, IP33 Rated, 30mA Sensitivity, Meets AS/NZS3012, | CNWELEC | CNW ELECTRICAL PTY LTD | 485P4CB30-EO | Active
000003292 | COIL,ELECTRICAL | Inductor, New Single Coil, St George STATCOM | AMSC | AMSC AUSTRALIA PTY LTD | 06302978 | Active
000003292 | COIL,ELECTRICAL | Inductor, New Single Coil, St George STATCOM | AMSC | AMSC AUSTRALIA PTY LTD | 6302978 | Active
002401990 | TRANSFORMER,DISTRIBUTION | Pole Mount, 11/6.6kV, 200kVA, 3 Ph, Bushing Entry, NQ TS M195 | WILSON | WILSON TRANSFORMER CO. PTY LTD | 874-0945-11 | Active
002474435 | SPRAY ATTACHMENT,BOTTLE | Sprayer Trigger, 500ml Bottle c/w Adjustable Nozzle | BLKWOODJ | J BLACKWOOD & SONS LIMITED | 01643653 | Active
002474435 | SPRAY ATTACHMENT,BOTTLE | Sprayer Trigger, 500ml Bottle c/w Adjustable Nozzle | PACPLUS | PACPLUS WHOLESALERS PTY LTD | 517-500S+517000 | Active
002474435 | SPRAY ATTACHMENT,BOTTLE | Sprayer Trigger, 500ml Bottle c/w Adjustable Nozzle | BLKWOODJ | J BLACKWOOD & SONS LIMITED | 04413305 | Active
002400821 | SADDLE | Cu, Double Sided, 8mm (5/16") c/w 2 x 5mm Holes (P100) (scm) | MMELEC | MM ELECTRICAL MERCHANDISING | MMECSL031 | Active
002400821 | SADDLE | Cu, Double Sided, 8mm (5/16") c/w 2 x 5mm Holes (P100) (scm) | BLKWOODJ | J BLACKWOOD & SONS LIMITED | 03468801 | Active
002400822 | SADDLE | Cu, Double Sided, 10mm (3/8") c/w 2 x 5mm Holes (P100) (scm) | MMELEC | MM ELECTRICAL MERCHANDISING | MMECSL037 | Active
002400822 | SADDLE | Cu, Double Sided, 10mm (3/8") c/w 2 x 5mm Holes (P100) (scm) | BLKWOODJ | J BLACKWOOD & SONS LIMITED | 03468908 | Active
002405931 | SCREW,TAPPING,THREAD CUTTING | Self Drill, Self Tap, 20mm Lg, 7 Gauge, Gypfast Needlepoint (P1000) | BLKWOODJ | J BLACKWOOD & SONS LIMITED | 01871753 | Active
002405931 | SCREW,TAPPING,THREAD CUTTING | Self Drill, Self Tap, 20mm Lg, 7 Gauge, Gypfast Needlepoint (P1000) | CLIPSAL | CLIPSAL (BY SCHNEIDER ELECTRIC) | CLI 357/20 | Active
002485290 | METER,WATTHOUR | E360 S1310 1P1E WC c/w LTE Comms | LANDIS | LANDIS GYR (AUST) PTY LTD | S1310D1MA1NN001YM | Active
002485308 | METER,WATTHOUR | E360 S1325 1P2E WC c/w LTE Comms | LANDIS | LANDIS GYR (AUST) PTY LTD | S1325D1MA1NN001YM | Active
002485316 | METER,WATTHOUR | E360 S3300 3P3E WC c/w LTE Comms, Extended Terminal Cover | LANDIS | LANDIS GYR (AUST) PTY LTD | S3300D1MA1NE001YM | Active
002465888 | CLEANING KIT | SF6 Response Clean-Up Kit c/w Carry Bag, 1 x Duct Tape, 12 x Disposable Towels, A-Frame Safety Sign, SF6 Hazard Barrier Tape, Blue Vinyl Gloves, 2 x Pr Maxichem | ALLENS | ALLENS INDUSTRIAL PRODUCTS | SF6 RESPONSE KIT | Active
002485340 | GLOVES,PROTECTIVE | Bamboo TwinFlex, Size 7, Cut Level D, 18 Gauge, Protective Coating on Palms & Fingers, Knitted Cuff, Green/Black, for Dry & Slightly Damp/Oily Conditions | UVEX | UVEX SAFETY GROUP | 60090-7 | Active
002485357 | GLOVES,PROTECTIVE | Bamboo TwinFlex, Size 8, Cut Level D, 18 Gauge, Protective Coating on Palms & Fingers, Knitted Cuff, Green/Black, for Dry & Slightly Damp/Oily Conditions | UVEX | UVEX SAFETY GROUP | 60090-8 | Active
002485365 | GLOVES,PROTECTIVE | Bamboo TwinFlex, Size 9, Cut Level D, 18 Gauge, Protective Coating on Palms & Fingers, Knitted Cuff, Green/Black, for Dry & Slightly Damp/Oily Conditions | UVEX | UVEX SAFETY GROUP | 60090-9 | Active
000030332 | MARKER,INSERT | Type MC612PA, Preprinted: 61->70 (x10), Horizontal Card, 6.0mm Spacing, White, Polycarbonate, Terminal Block Accessory | ABBAUST | ABB AUSTRALIA PTY LTD | 1SNK 150 071 R0000 | Active
000030333 | MARKER,INSERT | Type MC612PA, Preprinted: 71->80 (x10), Horizontal Card, 6.0mm Spacing, White, Polycarbonate, Terminal Block Accessory | ABBAUST | ABB AUSTRALIA PTY LTD | 1SNK 150 081 R0000 | Active
000030334 | MARKER,INSERT | Type MC612PA, Preprinted: 81->90 (x10), Horizontal Card, 6.0mm Spacing, White, Polycarbonate, Terminal Block Accessory | ABBAUST | ABB AUSTRALIA PTY LTD | 1SNK 150 083 R0000 | Active
000030335 | MARKER,INSERT | Type MC612PA, Preprinted: 91->100 (x10), Horizontal Card, 6.0mm Spacing, White, Polycarbonate, Terminal Block Accessory | ABBAUST | ABB AUSTRALIA PTY LTD | 1SNK 150 101 R0000 | Active
000030336 | MARKER,INSERT | Type MC512PA, Preprinted: 1->10 (x10), Vertical Card, 5.2mm Spacing, White, Polycarbonate, Terminal Block Accessory | ABBAUST | ABB AUSTRALIA PTY LTD | 1SNK 140 012 R0000 | Active
000030337 | MARKER,INSERT | Type MC512PA, Preprinted: 11->20 (x10), Vertical Card, 5.2mm Spacing, White, Polycarbonate, Terminal Block Accessory | ABBAUST | ABB AUSTRALIA PTY LTD | 1SNK 140 022 R0000 | Active
000030338 | MARKER,INSERT | Type MC512PA, Preprinted: 21->30 (x10), Vertical Card, 5.2mm Spacing, White, Polycarbonate, Terminal Block Accessory | ABBAUST | ABB AUSTRALIA PTY LTD | 1SNK 140 032 R0000 | Active
000030339 | MARKER,INSERT | Type MC512PA, Preprinted: 31->40 (x10), Vertical Card, 5.2mm Spacing, White, Polycarbonate, Terminal Block Accessory | ABBAUST | ABB AUSTRALIA PTY LTD | 1SNK 140 042 R0000 | Active
000030340 | MARKER,INSERT | Type MC512PA, Preprinted: 41->50 (x10), Vertical Card, 5.2mm Spacing, White, Polycarbonate, Terminal Block Accessory | ABBAUST | ABB AUSTRALIA PTY LTD | 1SNK 140 052 R0000 | Active
000030342 | MARKER,INSERT | Type MC512PA, Preprinted: 61->70 (x10), Vertical Card, 5.2mm Spacing, White, Polycarbonate, Terminal Block Accessory | ABBAUST | ABB AUSTRALIA PTY LTD | 1SNK 140 072 R0000 | Active
000030344 | MARKER,INSERT | Type MC612PA, Preprinted: 11->20 (x10), Vertical Card, 6.0mm Spacing, White, Polycarbonate, Terminal Block Accessory | ABBAUST | ABB AUSTRALIA PTY LTD | 1SNK 150 022 R0000 | Active
000030345 | MARKER,INSERT | Type MC612PA, Preprinted: 21->30 (x10), Vertical Card, 6.0mm Spacing, White, Polycarbonate, Terminal Block Accessory | ABBAUST | ABB AUSTRALIA PTY LTD | 1SNK 150 032 R0000 | Active
000030346 | MARKER,INSERT | Type MC612PA, Preprinted: 31->40 (x10), Vertical Card, 6.0mm Spacing, White, Polycarbonate, Terminal Block Accessory | ABBAUST | ABB AUSTRALIA PTY LTD | 1SNK 150 042 R0000 | Active
000030348 | MARKER,INSERT | Type MC612PA, Preprinted: 51->60 (x10), Vertical Card, 6.0mm Spacing, White, Polycarbonate, Terminal Block Accessory | ABBAUST | ABB AUSTRALIA PTY LTD | 1SNK 150 062 R0000 | Active
000030349 | MARKER,INSERT | Type MC612PA, Preprinted: 61->70 (x10), Vertical Card, 6.0mm Spacing, White, Polycarbonate, Terminal Block Accessory | ABBAUST | ABB AUSTRALIA PTY LTD | 1SNK 150 072 R0000 | Active
000030350 | MARKER,INSERT | Type MC612PA, Preprinted: 71->80 (x10), Vertical Card, 6.0mm Spacing, White, Polycarbonate, Terminal Block Accessory | ABBAUST | ABB AUSTRALIA PTY LTD | 1SNK 150 082 R0000 | Active
000030352 | MARKER,INSERT | Type MC612PA, Preprinted: 91->100 (x10), Vertical Card, 6.0mm Spacing, White, Polycarbonate, Terminal Block Accessory | ABBAUST | ABB AUSTRALIA PTY LTD | 1SNK 150 102 R0000 | Active
000030372 | EARTHING,STIRRUP | Assembly, Earth Park Adaptor, suit Selenium 61/3.25 AAAC | PLP | PREFORMED LINE PRODUCTS (AUST) | BBESA-293 | Active
000030385 | CONNECTOR | Elbow, Compression, Al, 30 Deg, suit 100mm Busbar | ADAPTAUS | ADAPT AUSTRALIA PTY LTD | PLKM1400D100E1 | Active
000030386 | CONNECTOR ASSEMBLY,ELECTRICAL | Compression A Frame, suit 50mm Busbar | ADAPTAUS | ADAPT AUSTRALIA PTY LTD | PLKM1600D0505 | Active
000030387 | CONNECTOR ASSEMBLY,ELECTRICAL | Compression Tee Configuration, 15 Deg, suit 50mm Busbar | ADAPTAUS | ADAPT AUSTRALIA PTY LTD | PLKM1500D050050E2 | Active
000030388 | BOX,ELECTRICAL,MULTIAPPLICATION | Type K71, Floodlight Marshalling Box, 230 x 280 x 102mm, Al, Natural Finish, EE Dwg 884146-12 | WEIDMLLR | WEIDMULLER (AUST) PTY LTD | 0573700000 | Active
000030413 | JUMPER BAR,TERMINAL BLOCK | Type JB8-10, 8mm Spacing, 10 Pole, Orange, Plug-in, Screwless Mounting, IP20, Terminal Block Accessory | ABBAUST | ABB AUSTRALIA PTY LTD | 1SNK 908 310 R0000 | Active
000030415 | MARKER,INSERT | Type MC812PA, Preprinted: 1->10 (x10), Horizontal Card, 8mm Spacing, White, Polycarbonate, Terminal Block Accessory | ABBAUST | ABB AUSTRALIA PTY LTD | 1SNK 160 011 R0000 | Active
000030416 | MARKER,INSERT | Type MC812PA, Preprinted: 11->20 (x10), Horizontal Card, 8mm Spacing, White, Polycarbonate, Terminal Block Accessory | ABBAUST | ABB AUSTRALIA PTY LTD | 1SNK 160 021 R0000 | Active
000030417 | MARKER,INSERT | Type MC812PA, Preprinted: 21->30 (x10), Horizontal Card, 8mm Spacing, White, Polycarbonate, Terminal Block Accessory | ABBAUST | ABB AUSTRALIA PTY LTD | 1SNK 160 031 R0000 | Active
000030418 | MARKER,INSERT | Type MC812PA, Preprinted: 31->40 (x10), Horizontal Card, 8mm Spacing, White, Polycarbonate, Terminal Block Accessory | ABBAUST | ABB AUSTRALIA PTY LTD | 1SNK 160 041 R0000 | Active
000006132 | CLAMP,LIVE LINE | Ring Type, Copper, 3.2-10.8mm Main Conductor, 3.2-10.8mm Tap Off HDBC, 7/2.75, Hex Die 10.4mm A/F, Cu (P50) (scm) | THEWMCCA | TMAC THEW & MCCANN GROUP | TM11596 | Active
000006132 | CLAMP,LIVE LINE | Ring Type, Copper, 3.2-10.8mm Main Conductor, 3.2-10.8mm Tap Off HDBC, 7/2.75, Hex Die 10.4mm A/F, Cu (P50) (scm) | LEGEND | LEGEND POWER SYSTEMS | BC2-0-UK | Active
000022097 | FUSE ELEMENT,ELECTRICAL | 7A, 12kV, Dropout Fuse Link, u/w Fault Tamer Fuse Carrier & Current Limiter, AS1033, Bushfire Mitigation | S&C ELEC | S&C ELECTRIC COMPANY | 526007 | Active
000022098 | FUSE ELEMENT,ELECTRICAL | 10A, 12kV, Dropout Fuse Link, u/w Fault Tamer Fuse Carrier & Current Limiter, AS1033, Bushfire Mitigation | S&C ELEC | S&C ELECTRIC COMPANY | 526010 | Active
000022099 | FUSE ELEMENT,ELECTRICAL | 15A, 12kV, Dropout Fuse Link, u/w Fault Tamer Fuse Carrier & Current Limiter, AS1033, Bushfire Mitigation | S&C ELEC | S&C ELECTRIC COMPANY | 526015 | Active
000022103 | FUSECARRIER | 12kA RMS, 12kV, for Fault Tamer Dropout Fuse, c/w Base Trunnion, AS1033, Bushfire Mitigation | S&C ELEC | S&C ELECTRIC COMPANY | 98572 | Active
002433886 | CABLE,POWER,ELECTRICAL | U/Ground, 19/33(36)kV, 1C, 1000mm2 Milliken Stranded WB Al, TRXLPE/WBT/CWS (13.7kA/1Sec)/WBT/LAT/LLDPE/Nyl/MDPE, Graphite Coating, Drum w/Pulling Eye | KEI | KEI INDUSTRIES LIMITED | KEI33AL1C1000LAT13.7KA | Active
002433886 | CABLE,POWER,ELECTRICAL | U/Ground, 19/33(36)kV, 1C, 1000mm2 Milliken Stranded WB Al, TRXLPE/WBT/CWS (13.7kA/1Sec)/WBT/LAT/LLDPE/Nyl/MDPE, Graphite Coating, Drum w/Pulling Eye | CBLGRID | CABLE GRID AUSTRALIA PTY LTD | CG-2433886 | Active
002480085 | SWITCHBOARD,POWER | LV Indoor, 750(315)kVA, ACB Std, Sentron 3WL, ETU45B, AFPS VAMP 221, 1600A TX ACB 42kA/1Sec, 4 x 630A SF, Mob Gen Conn, 2 x SF Spare Slots, Metal Encl, Dual | WEBER | WEBER SOUTH PACIFIC PTY LTD | MF115123-EQ07 | Active
002480150 | SWITCHBOARD,POWER | LV Indoor, 1500(750)kVA, ACB Upgde, Sentron 3WL, ETU76B c/w COM35 Module, AFPS VAMP 221, 3200A TX ACB 65kA/1Sec, 4 x 630A SF, Mob Gen Conn & 3200A ACB, | WEBER | WEBER SOUTH PACIFIC PTY LTD | MF135243-EQ06 | Active
002480242 | SWITCHBOARD,POWER | LV Indoor, TX Isolator, 1500(750)kVA, ACB Std, Sentron 3WL, ETU45B, AFPS VAMP 221, 3200A TX ACB 65kA/1Sec, Mob Gen Conn, Direct Busbar Connect, Metal Encl, | WEBER | WEBER SOUTH PACIFIC PTY LTD | MF001243-EQ05 | Active
002480408 | SWITCHBOARD,POWER | LV Outdoor, 1500(315)kVA, ACB Upgde, Sentron 3WL, ETU76B c/w COM35 Module, AFPS VAMP 221, 3200A TX ACB 65kA/1Sec, 4 x 630A SF (1 x Provisional SF Slot) | WEBER | WEBER SOUTH PACIFIC PTY LTD | VC540240-S310 | Active
002480564 | CIRCUIT BREAKER | 1600A, 42kA/1 Sec, MCCB Upgde Retrofit Kit, Sentron 3VA2, ETU650 | WEBER | WEBER SOUTH PACIFIC PTY LTD | V-RF1600-EQ02 | Active
002480572 | CIRCUIT BREAKER | 1600A, 42kA/1 Sec, MCCB Std Retrofit Kit, Sentron 3VA2, ETU350 | WEBER | WEBER SOUTH PACIFIC PTY LTD | V-RF1600-EQ03 | Active
002485407 | MOTOR | Spring Charge, Switchboard Spare Part, for VH1F Tamco 11kV Switchgear | TAMCO | TAMCO SWITCHGEAR (MANUFACTURER) | 189050000038-VH1F | Active
000104435 | SCREW,TAPPING,THREAD CUTTING | Timber T17, 12/11 x 50mm, 5/16" HWF, Class 3 (P1000) (scm) | REXEL | REXEL AUSTRALIA | 17GHC1250 | Active
000104435 | SCREW,TAPPING,THREAD CUTTING | Timber T17, 12/11 x 50mm, 5/16" HWF, Class 3 (P1000) (scm) | MACSIM | MACSIM FASTENING SYSTEMS | MSF17GHC1250 | Active
001260054 | SCREW,MACHINE | Meter Fixing, 3 x 32mm, B&R High/Low Thread (P100) | REXEL | REXEL AUSTRALIA | BPS323 | Active
001260054 | SCREW,MACHINE | Meter Fixing, 3 x 32mm, B&R High/Low Thread (P100) | MMELEC | MM ELECTRICAL MERCHANDISING | BPS323 | Active
002485266 | SWITCH,ISOLATING | Battery Isolation Cubicle, 1 x Indoor, 125V, 112A, Form 1, 2kA, IP51, 1 x 3 Pole 160A DC CB, c/w 112A Overload Trip & 2000A Instantaneous Trip w/-Aux | WEBER | WEBER SOUTH PACIFIC PTY LTD | VC110020-M104 | Active
002466639 | SIGN | Substation Signage, "DANGER", Cable Earth Bonded At This End, Adhesive, 250 x 180mm, Dwg EESS-10181-68 | ARTCRAFT | ARTCRAFT PTY LTD (QLD) | C0010245 | Active
002472348 | SIGN | Al Plate, "DANGER-HIGH VOLTAGE AT GROUND LEVEL", Capacitor Bank Enclosure Entry, 450 x 300mm, EESS-10181-88 | ARTCRAFT | ARTCRAFT PTY LTD (QLD) | C0010244 | Active
000030419 | MARKER,INSERT | Type MC812PA, Preprinted: 41->50 (x10), Horizontal Card, 8mm Spacing, White, Polycarbonate, Terminal Block Accessory | ABBAUST | ABB AUSTRALIA PTY LTD | 1SNK 160 051 R0000 | Active
002458172 | BATTERY,STORAGE | 48V, 500Ah, Dual String, 48 x UXL 330-2 VRLA Monoblocs c/w Enclosed Rack, Subs Standby Battery Bank, Contract 10591, Item 13c | CENTURY | CENTURY YUASA BATTERIES PTY LTD | 341302 | Active
000025368 | GREASE,SPECIAL PURPOSE | MOLYKOTE 3451, Chemical Resistant Bearing Grease, FluoroSilicone, PTFE Thickner, White, NLGI Gde 2, High Temp, High Drop Point | BLKWOODJ | J BLACKWOOD & SONS LIMITED | 03847838 | Active
000025368 | GREASE,SPECIAL PURPOSE | MOLYKOTE 3451, Chemical Resistant Bearing Grease, FluoroSilicone, PTFE Thickner, White, NLGI Gde 2, High Temp, High Drop Point | BSC | BSC MOTION TECHNOLOGY | 85GMFS3451MKT | Active
002483345 | CABLE,FIBRE OPTIC | U/Ground, 48 Fibres, SMOF (G652.d), HS1 Design, Gel Filled Loose Tubes, 12 Fibres per Tube, Central Strenght Member PE/Nylon/Nonmtl Armour/PE Sheath, | OPTICAL | OPTICAL FIBRE SYSTEMS PTY LTD | NMJ61DJB048BK | Active
000014546 | BIT,AUGER | Impact, 18mm Dia, 457mm OAL, Steel, Ring Twist Pattern, 11mm Hex Shank, Quick Release | LEGEND | LEGEND POWER SYSTEMS | MSS-1116 | Active
000014546 | BIT,AUGER | Impact, 18mm Dia, 457mm OAL, Steel, Ring Twist Pattern, 11mm Hex Shank, Quick Release | SPECFORC | SPECIALISED FORCE PTY LTD | STMSF818457 | Active
000017085 | GLOVES,ELECTRICAL WORKER'S | Rubber, Insulating Class 0, Size 8.5, Max 1000V AC, Yellow, ANSI/ASTM D120 | BALMORAL | BALMORAL ENGINEERING PTY LTD | RIG014YS8H | Active
000022886 | PROBE-LEAD ASSEMBLY,TEST | Black Lead, Silicon, 400mm Lg, 1.5mm2 Double Insulated, 4mm Female Fixed End & 4mm Male Retractable End, Cat III 300V, suit Adaptor for PM 45 Leads for Test | PTE | PACIFIC TEST EQUIPMENT PTY LTD | 2063/2513-40-N | Active
000022886 | PROBE-LEAD ASSEMBLY,TEST | Black Lead, Silicon, 400mm Lg, 1.5mm2 Double Insulated, 4mm Female Fixed End & 4mm Male Retractable End, Cat III 300V, suit Adaptor for PM 45 Leads for Test | REXEL | REXEL AUSTRALIA | PTE-119 | Active
000023977 | MULTIMETER | Flexible Clamp Meter, TrueRMS 30A/300A/ 3000A, Flexible Coil, Backlight LCD Display, 1.8m Lead c/w 2 x AAA Batteries | REXEL | REXEL AUSTRALIA | KEW2210R | Active
000023977 | MULTIMETER | Flexible Clamp Meter, TrueRMS 30A/300A/ 3000A, Flexible Coil, Backlight LCD Display, 1.8m Lead c/w 2 x AAA Batteries | KYORITSU | KYORITSU (MANUFACTURER) | KEW2210R | Active
000023977 | MULTIMETER | Flexible Clamp Meter, TrueRMS 30A/300A/ 3000A, Flexible Coil, Backlight LCD Display, 1.8m Lead c/w 2 x AAA Batteries | AMPLITUD | AMPLITUDE PTY LTD (396777) | DCL3000R | Active
000023977 | MULTIMETER | Flexible Clamp Meter, TrueRMS 30A/300A/ 3000A, Flexible Coil, Backlight LCD Display, 1.8m Lead c/w 2 x AAA Batteries | IPDGROUP | IPD GROUP LIMITED | 26-18 | Active
000104509 | WRENCH/DRILL,IMPACT,HYDRAULIC | Closed Centre, Variable Trigger Speed with Trigger Guard c/w Flush Face Quick Connect Couplings & Internal Flow Control to Prevent Over Speed | LEGEND | LEGEND POWER SYSTEMS | MSS-IW-DT716-TG-C | Active
000105001 | COOLING LINER,SAFETY HELMET | 100% Cotton, Fabric Containing Water Activated Crystals, to cool the wearers forehead, attaches to the Helmet Harness | BLKWOODJ | J BLACKWOOD & SONS LIMITED | 02268403 | Active
002486231 | MOTOR-GENERATOR | Standby, 10kVA, 1Ph, DEIF CGC412 Ctrlr, MOXA TCF-142-M-ST, Aux Battery Charger, 15A Outlet, Vermin Proofing, 300L Fuel Capacity, Bunded, Bund Lvl Switch with | ENIQUEST | ENIQUEST PTY LTD (MANUFACTURER) | 013-020 | Active
000017490 | DOOR,ACCESS | Temporary Replacement Door, 500 x 155mm Nom, Al, Access Steel Streetlight Pole, suit Major Road Streetlight Poles & Estate Poles | ENERGEX | ENERGEX | MAJOR RD | Active
002482735 | SWITCHBOARD,POWER | Feeder/Bus Tie Switchgear Unit, 12kV, 2000A, 25kA, 2000A Bus Metal Encl Fixed Switchgear & Control Gear Assy c/w 110V DC Aux Supply, incl CTs for Bus Tie | TAMCO | TAMCO SWITCHGEAR (MANUFACTURER) | 11008 | Active
002482735 | SWITCHBOARD,POWER | Feeder/Bus Tie Switchgear Unit, 12kV, 2000A, 25kA, 2000A Bus Metal Encl Fixed Switchgear & Control Gear Assy c/w 110V DC Aux Supply, incl CTs for Bus Tie | TAMCO | TAMCO SWITCHGEAR (MANUFACTURER) | T9-VHIF2000TIEMD100M | Active
002483287 | RELAY,PROTECTION | FW B4C, Isolated Systems, 48/110V DC Pwr, 24/250V DC Logic 12/11 IO, 1A/5A, 196-560V AC Input, Flush/40TE, DNP 100Base-FX, MM LC Ethernet | SCHNEIDR | SCHNEIDER PTY LTD (MANUFACTURER) | P14222QBLM0B49L | Active
002483873 | POWER SUPPLY,UNINTERRUPTABLE | TRIO-UPS, 24V DC/10A Output, 1 Ph Input, Push-in Connection c/w Integrated Pwr Supply Unit | PHOENIX | PHOENIX CONTACT PTY LTD | 2907161 | Active
002483907 | CONVERTER,DC TO DC | 24V DC Input, 5V DC, 5A Output, 25W, 400kHz, 100 x 65 x 18mm, Screw Terminal Block | HELIOS | HELIOS POWER SOLUTIONS PTY LTD | APK25-2405 | Active
002486157 | CONNECTOR,ELECTRICAL | Inner Cone Socket, 145kV, Brugg Size T2 (470mm) c/w Contact Extension u/w Brugg Plug TFD 1.145-11 & TFD 1.145-12 | CBLGRID | CABLE GRID AUSTRALIA PTY LTD | CG-2486157-S1940 | Active
000004146 | CABINET,ELEC EQUIP | FA1 Cubicle, Front Access 48U, Swing Frame Rack, 800 x 800mm Base, c/w Duct, Rail & Bars, Dwg 1042892-01 | B&R | B&R ENCLOSURES PTY LTD | XB-443926/1 | Active
000004159 | RACK,ELEC EQUIP | Side Panel, suit RA2, 48U, 600mm | B&R | B&R ENCLOSURES PTY LTD | XB-443926/15 | Active
000015591 | LABEL | Sticker, "METER NEUTRAL BEHIND THIS PANEL", Split Back Self Adhesive Vinyl, Black Text on Yellow B/Ground, 60 x 35mm Pack of 500 | ARTCRAFT | ARTCRAFT PTY LTD (QLD) | 15591 | Active
000004141 | MULTIPLEXER CARD | DynaFlex Sub-Rack, suit DB4/DB2/DM2/ DynaFlex CC/Dynanet 19", 6RU, 16 Slots | COMMTEL | COMMTEL NETWORK SOLUTIONS | DYF-SR-19-16-NDM | Active
000004143 | MULTIPLEXER CARD | M4 4-Slot Cartridge, 20 to 72V DC | COMMTEL | COMMTEL NETWORK SOLUTIONS | M4-DC | Active
002453058 | BUSBAR | Tubular, Al Alloy 6101-T6 or 6063-T6, 10m Lg, 100mm OD, 6mm Thk Wall (Mill run min 11 lengths) | CAPRAL | CAPRAL ALUMINIUM LTD | EB1027 | Active
002444305 | MODULE,TRANSCEIVER | SDH SFP L-16.1, Opto-Electronics Trx, DDM -5/+80 | ALCATEL | ALCATEL-LUCENT AUSTRALIA LTD | 1AB196370008 | Active
002444313 | MODULE,TRANSCEIVER | SDH SFP L-16.2, Opto-Electronics Trx, DDM -5/+80 | ALCATEL | ALCATEL-LUCENT AUSTRALIA LTD | 1AB196370009 | Active
002448231 | MODULE,TRANSCEIVER | PDH SFP, TX850 / RX850nm, 2km, MMF, 100Base-SX, 0-70 DegC, LC Connector | COMMTEL | COMMTEL NETWORK SOLUTIONS | SFP-MMF-FE-T850R850-2 | Active
002448256 | MODULE,TRANSCEIVER | PDH SFP, TX1310 / RX1310nm, 60km, SMF, 100Base-Fx, DDM, 0-70 DegC, LC Connector | COMMTEL | COMMTEL NETWORK SOLUTIONS | SFP-DFW-FE-T13R13-60 | Active
002448264 | MODULE,TRANSCEIVER | PDH SFP, TX1550 / RX1550, 100km, SMF, 100Base-Fx, DDM, 0-70 DegC, LC Connector | COMMTEL | COMMTEL NETWORK SOLUTIONS | SFP-DFW-FE-T15R15-100 | Active
002452779 | MODULE,TRANSCEIVER | SDH XFP, 1310nm, 10km, SMF, TSS-100, I64.1/10GbE Base-L, LC Double Connector | ALCATEL | ALCATEL-LUCENT AUSTRALIA LTD | 1AB214540001 | Active
002472918 | LANYARD,SAFETY,INDUSTRIAL | Non-Shock Absorbing webbing; Nickel-plated iron d-ring, Loop other end, Length 450mm, 181kg WLL | ATOMSUPP | ATOM SUPPLY GROUP P/L | 19175 | Active
002472918 | LANYARD,SAFETY,INDUSTRIAL | Non-Shock Absorbing webbing; Nickel-plated iron d-ring, Loop other end, Length 450mm, 181kg WLL | ATOMSUPP | ATOM SUPPLY GROUP P/L | 3175 | Active
000014545 | BIT,AUGER | Impact, 18mm Dia, 205mm OAL, Steel, Ring Twist Pattern, 11mm Hex Shank, Quick Release | LEGEND | LEGEND POWER SYSTEMS | MSS-1116S | Active
000014545 | BIT,AUGER | Impact, 18mm Dia, 205mm OAL, Steel, Ring Twist Pattern, 11mm Hex Shank, Quick Release | SPECFORC | SPECIALISED FORCE PTY LTD | STMSF818225 | Active
000014550 | BIT,AUGER | Impact, 26mm Dia, 475mm OAL, Steel, Ring Twist Pattern, 11mm Hex Shank, Quick Release | LEGEND | LEGEND POWER SYSTEMS | MSS-1126 | Active
000014550 | BIT,AUGER | Impact, 26mm Dia, 475mm OAL, Steel, Ring Twist Pattern, 11mm Hex Shank, Quick Release | SPECFORC | SPECIALISED FORCE PTY LTD | STMSF826457 | Active
002485134 | HELMET,SAFETY | Gallet LH050 Helicopter Helmet, White, Large c/w Standard Passive Comms, M-7/DC Electret Microphone, Tinted Inner Visor | FHA | FLIGHT HELMETS AUSTRALIA | GA74764 | Active
002485159 | COVER,MICROPHONE | Gallet Wind Muff, for LH050 Helicopter Helmet | FHA | FLIGHT HELMETS AUSTRALIA | CIWS-E-1-OR | Active
002485167 | HELMET,SAFETY | Aspida Flight Helmet Non-NVG, Gloss White c/w Standard Comms Package, Electret Microphone, Dual Visor Cover, Tinted Inner & Clear Outer lenses | REDBARON | RED BARON ALSE | ASP01-XL | Active
002485217 | PAD,HELMET | Nephos Comfort Liner, X-Large, 5/8" Thk, for Aspida Flight Helmet | REDBARON | RED BARON ALSE | PCL1758 | Active
002485225 | BAG,TOOL | Black, Standard Helmet Bag, for Aspida Flight Helmet | REDBARON | RED BARON ALSE | PAH-HB103 | Active
002485233 | COVER,MICROPHONE | Wind Muff, Small, 24 x 40mm, for Aspida Flight Helmet | REDBARON | RED BARON ALSE | PA-10S | Active
002485241 | HEADSET-MICROPHONE | Bose A20 Aviation Flight Headset c/w Bluetooth, Straight Cord, U174 Helicopter Plug | FLGHTSTR | FLIGHT STORE PTY LTD | 857641-3130 | Active
002485258 | PARTS KIT | Bose A20 Accessory Kit c/w Microphone Cover, Headset Ear Cushion Kit, Headband Cushion Kit | FLGHTSTR | FLIGHT STORE PTY LTD | A20KIT | Active
002480465 | SWITCHBOARD,POWER | LV Outdoor, 1500(750)kVA, ACB Upgde, Sentron 3WL, ETU76B c/w COM35 Module, AFPS VAMP 221, 3200A TX ACB 65kA/1Sec, 4 x 630A SF (1 x Provisional SF Slot) | WEBER | WEBER SOUTH PACIFIC PTY LTD | VC540240-S316 | Active
002480598 | COMMUNICATION SYSTEM | ACB Additional to Enable SCADA for IEC61850, RTU SICAM A8000 Relay, Interface in IEC61850 | SIEMENS | SIEMENS LTD | SICAMA8001 | Active
002480598 | COMMUNICATION SYSTEM | ACB Additional to Enable SCADA for IEC61850, RTU SICAM A8000 Relay, Interface in IEC61850 | WEBER | WEBER SOUTH PACIFIC PTY LTD | SIE-SICAMA8001 | Active
000014693 | CLAMP,ELECTRICAL | Parallel Groove, 35-120mm2 Al/Steel Main & 10-50mm2 Cu Tap, 1 Bolt, NT, Transverse Grooved (scm) | THEWMCCA | TMAC THEW & MCCANN GROUP | TM12118 | Active
002403222 | CLAMP,ELECTRICAL | Parallel Groove, 50-300mm2 Al/Steel Main & 35-240mm2 Cu Tap, 3 Bolt, NT, Transverse Grooved (scm) | CABAC | CABAC (MANUFACTURER) | BPG300/240 | Active
002403222 | CLAMP,ELECTRICAL | Parallel Groove, 50-300mm2 Al/Steel Main & 35-240mm2 Cu Tap, 3 Bolt, NT, Transverse Grooved (scm) | LEGEND | LEGEND POWER SYSTEMS | BPG300/240 | Active
000854259 | RECLOSER,AUTO | Oil Circuit, 11/12.7/19.1kV, SWER, 5A, ETS 06-07-01 (scm) | COOPER | COOPER ELECTRICAL AUSTRALIA PTY LTD | KE10C13 | Active
002470235 | RECLOSER,AUTO | SYNCHROPHASOR RC20-S TRIAL, Sectionaliser, Load Break Switch, 22kV, 3 Ph, 400A, 12.5kA Cap, Vacuum Interrupting, O/door Pole Mount c/w | NOJA | NOJA POWER SWITCHGEAR PTY LTD | OSM27-RC20-S | Active
000025075 | TERMINAL,LUG | Neutral, Tinned Cu, 100 x 80mm, Horseshoe Shape, for Neutral Connections, Pack of 50 (scm) | GMG | GLOBAL MANUFACTURING GROUP | ENERGEX-9353-A4 B | Active
002472827 | LABEL | Sticker, "Small Tools "STOP" or Parts ONLY" Hexagon shape sticker, Self Adhesive Viny, White Text on Red B/Ground, 180 x 158mm | ARTCRAFT | ARTCRAFT PTY LTD (QLD) | SPC-2472827 | Active
002472827 | LABEL | Sticker, "Small Tools "STOP" or Parts ONLY" Hexagon shape sticker, Self Adhesive Viny, White Text on Red B/Ground, 180 x 158mm | UTENGSGN | UTILITY ENGRAVING & SIGNS | STOP STICKER | Active
000004149 | CABINET,ELEC EQUIP | RA2 Cubicle, Rear Access 48U, 600 x 600mm Base, c/w Duct, Rail & Bars, Mesh Rear Door | B&R | B&R ENCLOSURES PTY LTD | XB-443926/4 | Active
002468197 | FLANGE,ELEC BOX ENTRY | Split Base Plate, False Floor Cable Entry, 800 x 800mm, FA11, FA2, RA11 & RA5 Cubicles | B&R | B&R ENCLOSURES PTY LTD | XB-586135/27 | Active
002485761 | MANHOLE TOP ASSEMBLY | Footpath Access, Explosion Mitigation, Vented Cover, Class B, 750 x 750mm Clr Opening, Unfilled Black Ductile Iron & Frame, 80kN Load Capacity, Marked with | EJAUST | EJ AUSTRALIA PTY LTD | LA77B_EMC | Active
002466266 | CABLE,POWER,ELECTRICAL | Control, 0.6/1kV, 4C x 2.5mm2 (7/0.67) Cu, X-HF-90 Insulated/HFS-90-TP Bedded/ DBT/HFS-90-TP Sheath, 250m Wood Drum, JTS 04-05-02 | MIDLAND | MIDLAND METALS OVERSEAS PTE LTD | MMO-4X2.5 CU XHF HFS DBT HFS | Active
000004121 | CABINET,ELEC EQUIP | RA4 Cubicle, Rear Access, 45RU, 800 x 600mm W, Dwg 1042896-01-0A, EESS-10721-01-0A, ETS 2011/0532/T | PLP | PREFORMED LINE PRODUCTS (AUST) | EE-RA4-45RU | Phasing
000866001 | TRANSFORMER,METERING | 11kV/110kV, 400A, 3Ph, Distribution Use ONLY c/w 11kV/110V, 3Ph 50VA/ph Cls 0.5m3p VT, 3 x 200/5 Cls 15VA/ph 0.5m2 CT, 6 x HV Bushings, Pole/Platform Mount | TWS | TWS ENERGY CONTROLS | SBT01C | Active
000866052 | TRANSFORMER,METERING | 22kV/110V, 200A, 3Ph c/w 22kV/110V, 3Ph Cls 0.5m VT, 3 x 50-100/5 Cls 0.5s ext 200% 15VA CTs, 6 x HV Bushings, Pole/ Platform Mount, Galv c/w Surge Arrester | TWS | TWS ENERGY CONTROLS | SCT16 | Active
001276538 | TRANSFORMER,METERING | Current Transformer, Indoor, LV 660V, 1500/5 (15-3750) Amp, Output 15VA Burden 0.6 Ohms, Class 0.5 S Ext 200%, Type 'W', 112mm ID, to AS60044.1 | WFENERGY | WF ENERGY CONTROLS | 240W1121500/5/ER | Active
001276655 | TRANSFORMER,METERING | Current Transformer, Indoor, LV 660V, 200/5 (2-400) Amp, Output 5VA Burden 0.2 Ohms, Class 0.5 S Ext 200%, Type 'S', 45mm ID, to AS60044.1 | WFENERGY | WF ENERGY CONTROLS | 240S45CL05S/NCER | Active
000020251 | SIGN | Kerb Marker, 155 x 65 x 2mm, ELECTRIC CABLE IN ROAD, S/STEEL Plate, c/w QTY 2 x 6mm Holes & QTY 2 x 50 x 5mm S/STEEL Mush HD Spikes | HTDKERB | HTD KERBMARKERS AUSTRALIA | E3-20251 | Active
000104333 | SIGN | Al, Pole, Asset Identification Number, EE Dwg 901732-01 (MOQ 5000) (scm) | ARTCRAFT | ARTCRAFT PTY LTD (QLD) | NP68912 | Active
000025327 | CUTTER,CABLE,HAND OPERATED | Intercable, Cable Screen Cutter HLS Kit in Rigid Case, Contains: Cutter, Stop Clamp, Silicon Grease | INTERCBL | INTERCABLE TOOLS SRL (MANUFACTURER) | AV6400 | Active
002454312 | TRANSFORMER,VOLTAGE | 33kV/240V, 50VA, 1 Ph, External Aux Power Supply c/w Pole Mounting Bracket, suits NOJA ONLY, JTS 06-07-03(6), 10260 Group 3, Item 62 | NOJA | NOJA POWER SWITCHGEAR PTY LTD | VT33-220 | Active
002483964 | UMBRELLA | Showerproof Nylon Fabric, 75cm, Open Canopy 150cm W, Fibreglass Shaft, PVC Handle, SPF Rating 50+, AS/NZS 4399 | CNWELEC | CNW ELECTRICAL PTY LTD | LEG2005 | Active
002483964 | UMBRELLA | Showerproof Nylon Fabric, 75cm, Open Canopy 150cm W, Fibreglass Shaft, PVC Handle, SPF Rating 50+, AS/NZS 4399 | ATOMSUPP | ATOM SUPPLY GROUP P/L | 517278 | Active
002404285 | CABLE TIE | Nylon, Black, 550 x 13mm, UV Resistant UHD (P100) | CARROLL | CARROLL CABLE TIES & ACCESSORIES | CT550HB | Active
002423093 | SIGN | Colourbond, "10km/hr" Symbol, 600 x 450mm, Substation Road Traffic Speed Advice, Dwg A4-901978-31 | ARTCRAFT | ARTCRAFT PTY LTD (QLD) | RA-1A-10-1W | Active
000032905 | LUBRICANT | Maxi-Lube Silicone Compound Grease, 500g | STATEWD | STATEWIDE FASTNERS & ENGEERING SUPPLIES | WO504 | Active
000030298 | PARTITION,TERMINAL BLOCK | Type TW SAKB/C/T, 3mm W, Terminal Block Accessory for SAKC 10 2STB, EE Dwg # 901625-06 | WEIDMLLR | WEIDMULLER (AUST) PTY LTD | 0242920000 | Active
000104315 | CABINET,ELEC EQUIP | LV Distribution, 6 Module c/w 1 x 1000A Isolator, 2 x 630A Fuse Switches, 3 x Fuse 100A Auxiliary Supply Panel, All Non-lockable External Panels to be | WEBER | WEBER SOUTH PACIFIC PTY LTD | VC115120ERG | Active
001276659 | TRANSFORMER,METERING | Current Indoor, 660V, Ratio 1000/2000/ 3000/5A, Class 0.5m, Type C, 112mm ID Hole | WFENERGY | WF ENERGY CONTROLS | 24C112123L/5 | Active
001276685 | TRANSFORMER,METERING | Current Transformer, Indoor, LV 660V, 800/5 (8-1600) Amp, Output 15VA Burden 0.6 Ohms, Class 0.5 S Ext 200%, Type 'T', 85mm ID, to AS60044.1 | WFENERGY | WF ENERGY CONTROLS | 240T850800/5/ER | Active
002401549 | TRANSFORMER,METERING | 33kV/110V, 200A, 3Ph c/w 33kV/110V, 3Ph Cls 0.5m VT 3 x 100/50/5 Cls 0.5m2 CT, 6 x HV Bushings, Pole/Platform Mount, Galv c/w Surge Arrester Brackets Fitted | TWS | TWS ENERGY CONTROLS | SCQ08 | Active
000104355 | ABSORBENT MATERIAL,SPILL CLEANUP | Bio-Active Organic Absorbent, 10kg Bag (MOQ 1 Pallet = 70 bags) | ABSORBES | ABSORB ENVIRONMENTAL SOLUTIONS | AESPFS/70 | Active
000104360 | ABSORBENT MATERIAL,SPILL CLEANUP | K-SORB, Organic Hydrophobic Absorbent, 5L Bag (P20) | ABSORBES | ABSORB ENVIRONMENTAL SOLUTIONS | 5KSORB/5LTRFQ4866 | Active
000023715 | BATTERY,STORAGE | 12V, 25.4Ah, for RC10 Control Box, suit NOJA RC10 ES Controller | CENTURY | CENTURY YUASA BATTERIES PTY LTD | PSX104-12 | Active
000023715 | BATTERY,STORAGE | 12V, 25.4Ah, for RC10 Control Box, suit NOJA RC10 ES Controller | NOJA | NOJA POWER SWITCHGEAR PTY LTD | BAT-0004 | Active
000104572 | SIGN | T4-5, Road Sign, Al, "POWERLINE WORKS IN PROGRESS", 900 x 600mm, Class 1, suit Swing Stand 900 x 600mm, AS1742.3 | JAYBRO | JAYBRO CIVIL & SAFETY PRODUCTS | 13T4Q01A | Active
000104575 | SIGN | T1-5A, Traffic Road Sign, Al, "Workers Ahead" Symbol, 900 x 600mm, Class 1W, Black Border, suit Swing Stand 900 x 600mm, AS1742.1 | ARTCRAFT | ARTCRAFT PTY LTD (QLD) | ST00704 | Active
000014821 | BIT,AUGER | Impact, 8mm Dia, 205mm OAL, Steel, Ring Twist Pattern, 11mm Hex Shank, Quick Release | LEGEND | LEGEND POWER SYSTEMS | MSS-0516S | Active
000014821 | BIT,AUGER | Impact, 8mm Dia, 205mm OAL, Steel, Ring Twist Pattern, 11mm Hex Shank, Quick Release | SPECFORC | SPECIALISED FORCE PTY LTD | STMSF808200 | Active
002436004 | SIGN | PVP Material, "CONSTRUCTION SITE", 840 x 1188mm, Anti-Graffiti Coating, Mounting Holes in 4 Corners, for all Ergon Construction Sites, Site Specific | SUMMIT | SUMMIT GROUP | SF17PE6050 | Active
000005002 | END PLATE,TERMINAL BLOCK | Type ES4-SF, End Section, 1.5mm Spacing, Dark Grey, suit ZS4-SF1 Fuse Holder Terminals | ABBAUST | ABB AUSTRALIA PTY LTD | 1SNK 508 960 R0000 | Active
000030309 | END PLATE,TERMINAL BLOCK | Type ES4, End Section, 2.2mm Spacing, Dark Grey, Terminal Block Accessory for ZS4 to ZS16 | ABBAUST | ABB AUSTRALIA PTY LTD | 1SNK 505 910 R0000 | Active
001010148 | END PLATE,TERMINAL BLOCK | End Section, High Grade Melamine AP, Terminal Block Accessory for SAKC10 & SAKT1 | WEIDMLLR | WEIDMULLER (AUST) PTY LTD | KLI 014672 | Active
000016849 | POLE,LINE CONSTRUCTION,WOOD | Hardwood, 8m, 20kN, CCA Treated, P8/20 | KOPPERS | KOPPERS TIMBER PRESERVATION PTY LTD | 8 M LG;20 KN; | Active
000020895 | POLE,LINE CONSTRUCTION,WOOD | Hardwood, 14m, 20kN, CCA Treated, P14/20 | KOPPERS | KOPPERS TIMBER PRESERVATION PTY LTD | 14 M/20 KN | Active
002485696 | HOLDER | Nut/Washer Holder, Handheld, for M16 Galvanised Nuts/Washers | AMPLITUD | AMPLITUDE PTY LTD (396777) | NJ24 | Active
000019044 | ANCHOR,GUY | Multi-Helix, Swamp, Sq Shaft, 4 x Anchor 250mm 300mm 350mm & 355mm Helix Sizes, 3.05m Lg Hub, 38mm2 Galv Shaft, 9.5kNm MWT | BRITECH | BRI-TECH PTY LTD | 012642-EJNS | Active
001766591 | ANCHOR,GUY | Double Helix, 300mm Dia, 35mm2 Hub Thread, Mid Strength 6000ft lb (P5) | TEN | THE ENERGY NETWORK (AUST) PTY LTD | D11426-M24 | Active
001766609 | ANCHOR,GUY | Double Helix, 100mm Dia, 35mm2 Hub Metric Thread, Mid Strength 6000ft lb (scm) | BRITECH | BRI-TECH PTY LTD | T102-2039 | Active
001766613 | ANCHOR,GUY | Single Helix, 250mm Dia, 35mm2 Hub Metric Thread, Mid Strength 6000ft lb (P4) (scm) | BRITECH | BRI-TECH PTY LTD | T102-1946 | Active
002400673 | ANCHOR,GUY | Double Helix, Swamp, 254 + 304.8mm Dia, 38.1mm2 Hub, SS Anchor, Galv, Mid Strength 5500ft lb | TEN | THE ENERGY NETWORK (AUST) PTY LTD | D6634 | Active
002401349 | ANCHOR,GUY | Single Helix, 150mm Dia, Square One, High Strength 10000ft lb | TEN | THE ENERGY NETWORK (AUST) PTY LTD | TD225-64M24 | Active
002401351 | ANCHOR,GUY | Rock Expanding, 60mm x 2.1m c/w 19.05mm Rod, suit 50mm Hole | BRITECH | BRI-TECH PTY LTD | R384 | Active
002409266 | ANCHOR,GUY | Vertical Stay Anchor, Concrete, 144kN, EE Dwg 907451-03 | ISM | ISM MANUFACTURING PTY LTD | ERGON-907451-03 | Active
002459758 | BRACKET,MOUNTING | DIN Rail Bracket, for Amtex APK25 DC/DC Converter (require 2 x brackets per converter) | AMTEX | AMTEX ELECTRONICS PTY LTD | C-CL01-002-KIT | Active
002459758 | BRACKET,MOUNTING | DIN Rail Bracket, for Amtex APK25 DC/DC Converter (require 2 x brackets per converter) | AMTEX | AMTEX ELECTRONICS PTY LTD | C-CL01-002 | Active
002464386 | LUBRICANT | Lanotec, HD Lanolin, 300g Aerosol, Light Brown Liquid, Water Proofing Preservative, Lubricant & Anti-Corrosion Agent, Do Not use on Locks, Pack of 12 | LANOTEC | LANOTEC AUSTRALIA PTY LTD | HD/PP-0300 | Active
002464386 | LUBRICANT | Lanotec, HD Lanolin, 300g Aerosol, Light Brown Liquid, Water Proofing Preservative, Lubricant & Anti-Corrosion Agent, Do Not use on Locks, Pack of 12 | REXEL | REXEL AUSTRALIA | ZZZHD/PP-0300 | Active
000157120 | SIGN | Kerb Marker, 35mm Dia, 1.6mm H, "E", Brass, c/w QTY 2 x 25mm L MTG Studs on Back, (P100) | HTDKERB | HTD KERBMARKERS AUSTRALIA | BRASS E-157120 | Active
000157120 | SIGN | Kerb Marker, 35mm Dia, 1.6mm H, "E", Brass, c/w QTY 2 x 25mm L MTG Studs on Back, (P100) | SHTEUPTN | SHUTE-UPTON ENGINEERING | T345 | Active
000157126 | SIGN | Type 2, "WARNING UNDERGROUND CABLE", Dwg 875246-01 (scm) | UTENGSGN | UTILITY ENGRAVING & SIGNS | 531099 | Active
002447902 | SIGN | Hazard Sign, Al, "NON-IONISING RADIATION", 225 x 150 x 1.6mm, Non-reflective, Black Text & Symbol, Yellow B/Ground, for Sabre Ranger | ARTCRAFT | ARTCRAFT PTY LTD (QLD) | 002447902 | Active
002480663 | SWITCHBOARD,POWER | Bus Section Switchgear Unit, 24kV, 1250A 25kA, 1250A Bus Metal Encl Fixed Switchgear & Control Gear Assy c/w 110V DC Aux Supply, incl CTs for Dual | TAMCO | TAMCO SWITCHGEAR (MANUFACTURER) | 22001 | Active
002480663 | SWITCHBOARD,POWER | Bus Section Switchgear Unit, 24kV, 1250A 25kA, 1250A Bus Metal Encl Fixed Switchgear & Control Gear Assy c/w 110V DC Aux Supply, incl CTs for Dual | TAMCO | TAMCO SWITCHGEAR (MANUFACTURER) | T2-GV3N1250BSBT | Active
000021413 | BRIDGE,TERMINAL BLOCK | Type FBI 10-8, Fixed Bridge, 57A, 10 Posn, 8mm, Screw Mtg, Silver, suit Terminal Type UK6N, Pack of 10 | HAYMANS | HAYMANS ELECTRICAL | PHO0203263 | Active
000021413 | BRIDGE,TERMINAL BLOCK | Type FBI 10-8, Fixed Bridge, 57A, 10 Posn, 8mm, Screw Mtg, Silver, suit Terminal Type UK6N, Pack of 10 | PHOENIX | PHOENIX CONTACT PTY LTD | 0203263 | Active
000021427 | BRIDGE,TERMINAL BLOCK | Type EB 10-15, Insertion Bridge, 110A, 10 Posn, 15.25mm, Gray, suit Terminal Type UK35, Pack of 10 | HAYMANS | HAYMANS ELECTRICAL | PHO0205135 | Active
000021427 | BRIDGE,TERMINAL BLOCK | Type EB 10-15, Insertion Bridge, 110A, 10 Posn, 15.25mm, Gray, suit Terminal Type UK35, Pack of 10 | PHOENIX | PHOENIX CONTACT PTY LTD | 0205135 | Active
000021451 | MARKER STRIP | Type ZB8, Number 31 to 40, Vertical, White, suit Terminal Block 8.2mm W, Pack of 10 | HAYMANS | HAYMANS ELECTRICAL | PHO1052028:0031 | Active
000021451 | MARKER STRIP | Type ZB8, Number 31 to 40, Vertical, White, suit Terminal Block 8.2mm W, Pack of 10 | PHOENIX | PHOENIX CONTACT PTY LTD | 1052028:0031 | Active
002471530 | ROD,EARTH | 3000 x 13mm Dia, Cu Bonded Steel, may be either Hand or Machine Driven Used for Anti-theft construction | PLP | PREFORMED LINE PRODUCTS (AUST) | CBE-127-3000 | Active
002471530 | ROD,EARTH | 3000 x 13mm Dia, Cu Bonded Steel, may be either Hand or Machine Driven Used for Anti-theft construction | ERICO | NVENT ERICO | 611300 | Active
002447753 | CABINET,ELEC EQUIP | 19" Quantum Rack, 45RU, 600mm D c/w Front/Rear Doors, Lockable Sides, Top Panel, Earth Bar, Cable Support Panels, Slotted Vertical DIN Rail & Duct with | HALLAM | HALLAM GROUP (OZCONNECT/INFRAST/MANUF) | ERG-QR45600-01 | Active
002454825 | CABINET,ELEC EQUIP | LV Distribution, GRP, 2 x 630A Fuse Switches & 3 x 32A Fuses for Street Lights, UV Stabilised, for use in CNI areas | HYLEC | HYLEC ENERGY SOLUTIONS | HSCANDI-ER | Active
002454833 | CABINET,ELEC EQUIP | LV Distribution, GRP, 9 x 100A Fuse Carriers, UV Stabilised, for use in Residential areas | HYLEC | HYLEC ENERGY SOLUTIONS | HSFLOOD-ER | Active
002454841 | CABINET,ELEC EQUIP | Base, LV Distribution, GRP 500mm, UV Stabilised, suit CNI & Residential Cabinets | HYLEC | HYLEC ENERGY SOLUTIONS | S9540000ER | Active
002443570 | CABLE ASSY,FIBRE OPTIC | Patch Lead, 10m Lg, FC-LC Connectors, 5 Fibre D-Series, SMOF MIL Spec, 2 Core, 5mm Jacket, Black | OPTICAL | OPTICAL FIBRE SYSTEMS PTY LTD | OFS-CAB-09D2-MIL-IV-10 | Active
002403599 | DAMPER,VIBRATION,TRANSMISSION LINE | Stockbridge Type, to suit 19/3.25 AAAC Krypton Conductor | DULHUNTY | DULHUNTY POWER (AUST) PTY LTD | 4D20180 | Active
002407130 | DAMPER,VIBRATION,TRANSMISSION LINE | Stockbridge Type, DB0.5, OXYGEN, High Freq | TYCOELEC | TYCO ELECTRONICS | DB05B21SS | Active
002407134 | DAMPER,VIBRATION,TRANSMISSION LINE | Stockbridge Type, GRAPE, 30/7/2.5 ACSR/GZ, Low Freq, ETS 2005/037/T (SLT) | TYCOELEC | TYCO ELECTRONICS | DB1B15SS | Active
002407135 | DAMPER,VIBRATION,TRANSMISSION LINE | Stockbridge Type, Lime, 30/7/3.5 ACSR/GZ, ETS 11-09-01 | PLP | PREFORMED LINE PRODUCTS (AUST) | D-DB2B27SS | Active
002407135 | DAMPER,VIBRATION,TRANSMISSION LINE | Stockbridge Type, Lime, 30/7/3.5 ACSR/GZ, ETS 11-09-01 | DULHUNTY | DULHUNTY POWER (AUST) PTY LTD | 4D30-27.0: LIME | Active
002407140 | DAMPER,VIBRATION,TRANSMISSION LINE | Spiral Type, 7/2.75 SC/GZ, ETS 2005/037/T (SLT) | TYCOELEC | TYCO ELECTRONICS | SVD0635 | Active
002401685 | SIGN | Metal, "DANGER 11000 VOLTS", 380 x 190 x 1.6mm, Dwg 10/102 | PRALSAFE | PROTECTOR ALSAFE | BRADY840906 | Active
002401685 | SIGN | Metal, "DANGER 11000 VOLTS", 380 x 190 x 1.6mm, Dwg 10/102 | JAYBRO | JAYBRO CIVIL & SAFETY PRODUCTS | DWG 10/102 | Active
002403445 | SIGN | Al, "DANGER, HIGH VOLTAGE", 360 x 170mm, as specified for Regulatory Signs in AS1319-1994 | ARTCRAFT | ARTCRAFT PTY LTD (QLD) | SI045021 | Active
002483501 | RIBBON,INKING | M61-R6610, Black, Ribbon Size 50.8 x 22.4mm, suits BMP61 Printer & Durasleeve Labels | BRADY | BRADY AUSTRALIA | 148134 | Active
000411402 | CLAMP,ELECTRICAL | Parallel Groove, 16-70mm2 Al or Steel Main & Tap, 2 Bolt, NT, Transverse Grooved, Bare (scm) | LEGEND | LEGEND POWER SYSTEMS | ALPG16/70-2B | Active
000411402 | CLAMP,ELECTRICAL | Parallel Groove, 16-70mm2 Al or Steel Main & Tap, 2 Bolt, NT, Transverse Grooved, Bare (scm) | CABAC | CABAC (MANUFACTURER) | ALPG16/70-2B | Active
000411312 | CLAMP,ELECTRICAL | Parallel Groove, 95-240mm2 Al or Steel Main & Tap, U-Bolt, NT, Transverse Grooved (scm) | THEWMCCA | TMAC THEW & MCCANN GROUP | TM12226 | Active
000022547 | CLAMP,ELECTRICAL | Parallel Groove, 35-300mm2 Al or Steel Main & Tap, 3 Bolt, NT, Transverse Grooved (scm) | CABAC | CABAC (MANUFACTURER) | ALPG35/300-3B | Active
000022547 | CLAMP,ELECTRICAL | Parallel Groove, 35-300mm2 Al or Steel Main & Tap, 3 Bolt, NT, Transverse Grooved (scm) | THEWMCCA | TMAC THEW & MCCANN GROUP | TM12151 | Active
000022547 | CLAMP,ELECTRICAL | Parallel Groove, 35-300mm2 Al or Steel Main & Tap, 3 Bolt, NT, Transverse Grooved (scm) | LEGEND | LEGEND POWER SYSTEMS | ALPG35/300-3B | Active
000015075 | CLAMP,ELECTRICAL | Parallel Groove, 10-95mm2 Cu Main & Tap, 2 Bolt, NT, Transverse Grooved, (scm) | THEWMCCA | TMAC THEW & MCCANN GROUP | 10572E | Active
000015075 | CLAMP,ELECTRICAL | Parallel Groove, 10-95mm2 Cu Main & Tap, 2 Bolt, NT, Transverse Grooved, (scm) | THEWMCCA | TMAC THEW & MCCANN GROUP | P2C 10-95 | Active
000015075 | CLAMP,ELECTRICAL | Parallel Groove, 10-95mm2 Cu Main & Tap, 2 Bolt, NT, Transverse Grooved, (scm) | TYCOELEC | TYCO ELECTRONICS | 3030-FS | Active
000015918 | CLAMP,ELECTRICAL | Parallel Groove, 95-240mm2 Cu Main & Tap, U-Bolt, NT, Transverse Grooved, (scm) | THEWMCCA | TMAC THEW & MCCANN GROUP | TM12231 | Active
000411398 | CLAMP,ELECTRICAL | Parallel Groove, 25-150mm2 Al/Steel Main & 10-95mm2 Cu Tap, 2 Bolt, NT, Transverse Grooved (scm) | TECONN | TE CONNECTIVITY LTD | 3911-FS | Active
000411398 | CLAMP,ELECTRICAL | Parallel Groove, 25-150mm2 Al/Steel Main & 10-95mm2 Cu Tap, 2 Bolt, NT, Transverse Grooved (scm) | CABAC | CABAC (MANUFACTURER) | BPG150/95 | Active
000411398 | CLAMP,ELECTRICAL | Parallel Groove, 25-150mm2 Al/Steel Main & 10-95mm2 Cu Tap, 2 Bolt, NT, Transverse Grooved (scm) | LEGEND | LEGEND POWER SYSTEMS | BPG150/95 | Active
000024906 | TUBE,METALLIC | Spiral, Seam Casing Liners, Galv, 0.8mm x 610mm Dia, 1500mm Lg, used to contain Pole Foundations | ROLADUCT | ROLADUCT SPIRAL TUBING PTY LTD | 610 - DIA | Active
000022913 | BAG,PLASTIC | Bag, SML, Orange PVC, Zipped Top, Tabbed & Clear Front Reinforced Bottom, Suitable Replacement Bags for Polarity Kits & T-Mac RMU Testers | TEN | THE ENERGY NETWORK (AUST) PTY LTD | TENM417 | Active
000104447 | ADAPTOR | from Locking Dog Assy to 75mm2 Drive Shaft (Kelly Bar) | ACCULEC | ACCULEC PTY LTD (303899) | C3030075 | Active
000104447 | ADAPTOR | from Locking Dog Assy to 75mm2 Drive Shaft (Kelly Bar) | BRITECH | BRI-TECH PTY LTD | C3030075 | Active
002402804 | EXTRACTOR TOOL | Service Fuse Head Extractor, Universal Fuse Puller Head, Sunrise Fitting & Moulded Thread | ACCULEC | ACCULEC PTY LTD (303899) | LVP-1 | Active
002402804 | EXTRACTOR TOOL | Service Fuse Head Extractor, Universal Fuse Puller Head, Sunrise Fitting & Moulded Thread | ACCULEC | ACCULEC PTY LTD (303899) | FEH | Active
002402804 | EXTRACTOR TOOL | Service Fuse Head Extractor, Universal Fuse Puller Head, Sunrise Fitting & Moulded Thread | BRITECH | BRI-TECH PTY LTD | FEH | Active
002403658 | PAD,SCOURING | Eager Beaver, White, Non Scratching, for Live Line Cleaning | ACCULEC | ACCULEC PTY LTD (303899) | SABCOCLOTH | Active
002403658 | PAD,SCOURING | Eager Beaver, White, Non Scratching, for Live Line Cleaning | BRITECH | BRI-TECH PTY LTD | SABCOCLOTH | Active
002428514 | COVER,UTILITY LINE | Live Line, Hardcover, Rated 25kV, High Density PE, 1500mm Lg, Conductor Cover c/w Gripall Adapter | ACCULEC | ACCULEC PTY LTD (303899) | C406-0181GA | Active
002428514 | COVER,UTILITY LINE | Live Line, Hardcover, Rated 25kV, High Density PE, 1500mm Lg, Conductor Cover c/w Gripall Adapter | CHANCE | CHANCE (MANUFACTURER) | C406-0181GA | Active
002454858 | CABINET,ELEC EQUIP | Base Extension, LV Distribution, GRP 500mm, UV Stabilised, suit Residential Cabinets in flood prone areas | HYLEC | HYLEC ENERGY SOLUTIONS | S9540010 | Active
002458586 | CABINET,ELEC EQUIP | LV Distribution, GRP, UV Stabilised, configured to house a Protection IED (scm) | HYLEC | HYLEC ENERGY SOLUTIONS | IEDERG | Active
002486363 | PLATE,BLANKING | 19" Rack Blanking plate 4U, 12c ASEA Equipment Frame, 83mm W | B&R | B&R ENCLOSURES PTY LTD | XB-586135/60 | Active
002476927 | FIXTURE,LIGHTING | 13.7W StreetLED3, 4000K Standard Visor, SPD, NEMA PE Cell, Painted RAL9006 | SYLVANIA | SYLVANIA SCHREDER | JLC99BD01L14 | Active
002476935 | FIXTURE,LIGHTING | 13.7W StreetLED3, 4000K Aeroscreen Visor, SPD, NEMA PE Cell, Painted RAL9006 | SYLVANIA | SYLVANIA SCHREDER | JLC99BD11L14 | Active
002482305 | FIXTURE,LIGHTING | LED 14W Avenue Gen 2 (L14) 4K, Nostalgia Type 1, Green c/w NEMA PE Cell, Minor Road, Bracket to Dwg 05-01-01, EQTS 05-01-02 (scm) | SYLVANIA | SYLVANIA SCHREDER | S1S4BD11L14 | Active
002482354 | FIXTURE,LIGHTING | LED 18W Avenue Gen 2 (L18) 4K, Nostalgia Type 1, Blue/Grey c/w NEMA PE Cell, Minor Road, Bracket to Dwg 05-01-01, EQTS 05-01-02 (scm) | SYLVANIA | SYLVANIA SCHREDER | S1S4BD13L18 | Active
002482404 | FIXTURE,LIGHTING | LED 18W Avenue Gen 2 (L18) 4K, Nostalgia Type 2, Black c/w NEMA PE Cell, Minor Road, Bracket to Dwg 05-01-07, EQTS 05-01-02 (scm) | SYLVANIA | SYLVANIA SCHREDER | S1S4BD22L18 | Active
002482412 | FIXTURE,LIGHTING | LED 18W Avenue Gen 2 (L18) 4K, Nostalgia Type 2, Blue/Grey c/w NEMA PE Cell, Minor Road, Bracket to Dwg 05-01-07, EQTS 05-01-02 (scm) | SYLVANIA | SYLVANIA SCHREDER | S1S4BD23L18 | Active
002479871 | FIXTURE,LIGHTING | 100W Tango G4 LED Flood, Pedestrian Crossing, 4K Asymmetrical Medium Beam, EQTS 05-01-02 (scm) | PHILIPS | PHILIPS AUSTRALIA PTY LTD | 824110137961 | Active
002479889 | FIXTURE,LIGHTING | 200W Tango G4 LED Flood, Pedestrian Crossing, 4K Asymmetrical Medium Beam, EQTS 05-01-02 (scm) | PHILIPS | PHILIPS AUSTRALIA PTY LTD | 824110137971 | Active
002479897 | FIXTURE,LIGHTING | 200W Tango G4 LED Flood, Pedestrian Crossing, 3K Asymmetrical Medium Beam, EQTS 05-01-02 (scm) | PHILIPS | PHILIPS AUSTRALIA PTY LTD | 824110137981 | Active
002479855 | FIXTURE,LIGHTING | 100W Tango G4 LED Flood, Watchman, 4K Symmetrical Wide Beam, c/w 1.5m Lead, EQTS 05-01-02 (scm) | PHILIPS | PHILIPS AUSTRALIA PTY LTD | 824110137941 | Active
002479863 | FIXTURE,LIGHTING | 200W Tango G4 LED Flood, Watchman, 4K Symmetrical Wide Beam, c/w 1.5m Lead, EQTS 05-01-02 (scm) | PHILIPS | PHILIPS AUSTRALIA PTY LTD | 824110137951 | Active
000004067 | LEAD,ELECTRICAL | Multiplexer Cable, PDH, 5m Lg, V24 10 Pair Stub Cable P1 & P2, suit 24020, Dwg 903187-03 | COMMTEL | COMMTEL NETWORK SOLUTIONS | STD-0036-P1-10-5M & P2-10-5M | Active
002454916 | DAMPER,VIBRATION,TRANSMISSION LINE | Stockbridge, 4D30, Cricket, 30/7/2.50 ACSR/AC, ETS 11-09-01 | MACLEAN | MACLEAN POWER SYSTEMS | 4D30-18.0 CRICKET | Active
000411344 | CLAMP,ELECTRICAL | Parallel Groove, 16-120mm2 Al or Steel Main & Tap, 2 Bolt, NT, Transverse Grooved (scm) | CABAC | CABAC (MANUFACTURER) | ALPG16/120-2B | Active
000411344 | CLAMP,ELECTRICAL | Parallel Groove, 16-120mm2 Al or Steel Main & Tap, 2 Bolt, NT, Transverse Grooved (scm) | LEGEND | LEGEND POWER SYSTEMS | ALPG16/120-2B | Active
000411347 | CLAMP,ELECTRICAL | Parallel Groove, 25-150mm2 Al or Steel Main & Tap, 2 Bolt, NT, Transverse Grooved (scm) | CABAC | CABAC (MANUFACTURER) | ALPG16/150-2B | Active
000411347 | CLAMP,ELECTRICAL | Parallel Groove, 25-150mm2 Al or Steel Main & Tap, 2 Bolt, NT, Transverse Grooved (scm) | LEGEND | LEGEND POWER SYSTEMS | ALPG16/150-2B | Active
000411347 | CLAMP,ELECTRICAL | Parallel Groove, 25-150mm2 Al or Steel Main & Tap, 2 Bolt, NT, Transverse Grooved (scm) | ACCULEC | ACCULEC PTY LTD (303899) | ALPG25/150-2B | Active
000411405 | CLAMP,ELECTRICAL | Parallel Groove, 16-150mm2 Cu Main & Tap, 2 Bolt, NT, Transverse Grooved, (scm) | THEWMCCA | TMAC THEW & MCCANN GROUP | TM12145 | Active
000411401 | CLAMP,ELECTRICAL | Parallel Groove, 95-240mm2 Al/Steel Main & 70-185mm2 Cu Tap, U-Bolt, NT, Transverse Grooved (scm) | THEWMCCA | TMAC THEW & MCCANN GROUP | TM12229 | Active
000014816 | LABEL | 'L 80 A' & 'R 80 A', Paper, Pressure Sensitive Permanent Adhesive, 33 x 13mm, 7mm Black Text on White Gloss B/Ground, for URD Fuseholders, 100 pairs per Roll | CUTLER | CUTLER BRANDS PTY LTD | ENERGE-14816 | Active
002448223 | MULTIPLEXER CARD | PDH, DFX100, 4 x Eth Ports, 4 x E1 Ports 3 x V.11 Ports, 2 x SFP 100Base-X, Subrack Mechanics c/w P2P support Software (excl SFP's) | COMMTEL | COMMTEL NETWORK SOLUTIONS | DFX100-SFP & DFX100SW-P2P-SFP | Active
002464394 | PENETRATING FLUID | WD-40, Multi-Use, Smart Straw, 350g Aerosol | BLKWOODJ | J BLACKWOOD & SONS LIMITED | 02962121 | Active
002464394 | PENETRATING FLUID | WD-40, Multi-Use, Smart Straw, 350g Aerosol | WD-40 | WD-40 COMPANY AUSTRALIA PTY LTD | 61109 | Active
002463578 | SENSOR,PRESSURE-TEMPERATURE | Charge Air Temp/Pressure Sensor, Scania DC12 Mechanical Parts | SCANIA | SCANIA AUSTRIALIA | 1787244 | Phasing
002463834 | TRANSDUCER,PICKUP | Magnetic Pickup, 5/8 UNF x 63mm 1.1kR-C, Scania DC12 Canopy Parts | HEINZMNN | HEINZMANN AUSTRALIA PTY LTD | 616-165 | Phasing
002403449 | SIGN | Al, "ERGON", 220 x 120 x 1.6mm, Class 1, Double Sided, Side 1 LH Arrow, Side 2 RH Arrow, Both Sides Red Screen Printed with 'Ergon' Cutout, White Reflective | ARTCRAFT | ARTCRAFT PTY LTD (QLD) | SZ11301 | Phasing
002485456 | MODULE,ELECTRONIC | MMLG01, Test Block, Vertically Mounted Test Module with DC Isolation on Removal of Cover c/w Size 2 Flush Mounted Case | CSEUNI | CSE UNISERVE PTY LTD | MMLG01R1AB9002D | Active
002428977 | HAND GUARD,HOT STICK | Non-Conductive, "Delrin", 1-1/4" Dia, (32mm) 2 Piece, suits Standard & Shotgun Operating Sticks, Orange Colour | ACCULEC | ACCULEC PTY LTD (303899) | A30002 | Active
002428977 | HAND GUARD,HOT STICK | Non-Conductive, "Delrin", 1-1/4" Dia, (32mm) 2 Piece, suits Standard & Shotgun Operating Sticks, Orange Colour | HASTINGS | HASTINGS (MANUFACTURER) | A30002 | Active
002429025 | INSULATOR | Epoxy Insulator, 95mm Lg, 65mm Dia c/w 7/16" Stud 15mm Lg, Grey, for Conductor Support Equipment, suit Chance Applications, ETS RES13 | AMPLITUD | AMPLITUDE PTY LTD (396777) | RM4805-7 | Active
002429025 | INSULATOR | Epoxy Insulator, 95mm Lg, 65mm Dia c/w 7/16" Stud 15mm Lg, Grey, for Conductor Support Equipment, suit Chance Applications, ETS RES13 | CHANCE | CHANCE (MANUFACTURER) | M48057 | Active
002429025 | INSULATOR | Epoxy Insulator, 95mm Lg, 65mm Dia c/w 7/16" Stud 15mm Lg, Grey, for Conductor Support Equipment, suit Chance Applications, ETS RES13 | ACCULEC | ACCULEC PTY LTD (303899) | M48057 | Active
002429058 | FASTENER | Harness Sleeve Buttons, Four Screw Type, Orange, replacement Buttons for Live Line Sleeve Harness, Pack of 4 | ACCULEC | ACCULEC PTY LTD (303899) | B22-4 | Active
002429058 | FASTENER | Harness Sleeve Buttons, Four Screw Type, Orange, replacement Buttons for Live Line Sleeve Harness, Pack of 4 | SALISBRY | SALISBURY (MANUFACTURER) | B22-4 | Active
000006610 | BRACKET,MOUNTING | Electrical Power Cable Support, Type C, Al Cast, 444mm Lg, for Steel Channel in Concrete Joint Pits, Bag of 10 | DOWNCAST | DOWNS ALUMINIUM CASTINGS | CB440 | Active
002485704 | CONTROL,TEMPERATURE | BWDK Series Temperature Monitor, BWDK-3208B & BWDK-3208E Functions, 260 x 200 x 80mm c/w Temperature Probes, for ABB Resibloc Dry Type Transformers | HITACHI | HITACHI ENERGY AUSTRALIA LTD | BWDK-3208BE | Active
002468205 | FLANGE,ELEC BOX ENTRY | Split Base Plate, False Floor Cable Entry, 800 x 600mm, RA4 Cubicles | B&R | B&R ENCLOSURES PTY LTD | XB-586135/28 | Active
002468213 | FLANGE,ELEC BOX ENTRY | Split Base Plate, False Floor Cable Entry, 600 x 600mm, RA21 & RA3 Cubicles | B&R | B&R ENCLOSURES PTY LTD | XB-586135/29 | Active
002427417 | ADAPTOR KIT | DNOB c/w 3x Adapter Bkts, 6x S/Steel Self Tappers & Instruction | SICAME | SICAME AUSTRALIA PTY LTD | CLA-DNOB-KIT1 | Active
002449395 | ADAPTOR KIT | Parallel, suit 2 x Jean Muller LV Fuse Strips, 630A c/w Parallel Rails, Handle Joiner & Terminal Cover (scm) | HYLEC | HYLEC ENERGY SOLUTIONS | HSL8990669PK_PSD2 | Active
002457620 | ADAPTOR KIT | MCCB Retrofit, LV Circuit Breaker, suit Mounting on Schneider LC Boards with 203mm Busbar Centres (scm) | WEBER | WEBER SOUTH PACIFIC PTY LTD | V-RF200-185 | Active
002459113 | ADAPTOR KIT | Parallel, suit 2 x Schneider Opus, 630A & Fuseway, 1260A c/w Parallel Rails, Handle Joiner & Terminal Cover (scm) | SCHNEIDR | SCHNEIDER PTY LTD (MANUFACTURER) | EZERG15 | Active
002461978 | ADAPTOR KIT | 19" Adapter, 14 Pin to 12 Pin Cable Assy | COOPER | COOPER ELECTRICAL AUSTRALIA PTY LTD | 5045394B1412 | Active
000023823 | LUBRICANT | CRC 808 Silicone Multi-Service Spray, 330g Aerosol, for Lubricating Fibreglass Booms on EWPS | BLKWOODJ | J BLACKWOOD & SONS LIMITED | 04843063 | Active
000023823 | LUBRICANT | CRC 808 Silicone Multi-Service Spray, 330g Aerosol, for Lubricating Fibreglass Booms on EWPS | ATOMSUPP | ATOM SUPPLY GROUP P/L | 80500914 | Active
000023823 | LUBRICANT | CRC 808 Silicone Multi-Service Spray, 330g Aerosol, for Lubricating Fibreglass Booms on EWPS | CRC | CRC INDUSTRIES AUSTRALIA PTY LTD | 3055 | Active
002448249 | MODULE,TRANSCEIVER | PDH SFP, TX1310 / RX1310nm, 30km, SMF, DFW 100Base-Fx, DDM, 0-70 DegC, LC Connector | COMMTEL | COMMTEL NETWORK SOLUTIONS | SFP-DFW-FE-T13R13-30 | Active
002486025 | HORN,ARC | Arcing Horn Assembly, S/Steel Gde 304, suit ALM YHDB 66kV Isolator | SBA | SBA AMALGAMATED PTY LTD | A429 ARCING HORNS | Active
002428605 | INSULATION,ELEC COND | Flexible Line Hose, Class 2, Style B, Short Lip, Coupler One End, Orange, 31.5mm Dia, 1372mm Lg | TEN | THE ENERGY NETWORK (AUST) PTY LTD | OR125-45C | Active
002428605 | INSULATION,ELEC COND | Flexible Line Hose, Class 2, Style B, Short Lip, Coupler One End, Orange, 31.5mm Dia, 1372mm Lg | CHANCE | CHANCE (MANUFACTURER) | C406-0305 | Active
002428605 | INSULATION,ELEC COND | Flexible Line Hose, Class 2, Style B, Short Lip, Coupler One End, Orange, 31.5mm Dia, 1372mm Lg | SALISBRY | SALISBURY (MANUFACTURER) | OR125-45C | Active
002428613 | INSULATION,ELEC COND | Flexible Line Hose, Class 2, Style A, Short Lip, Plain, Straight Both Ends, Orange, 31.5mm Dia, 915mm Lg | TEN | THE ENERGY NETWORK (AUST) PTY LTD | OR125-3 | Active
002428613 | INSULATION,ELEC COND | Flexible Line Hose, Class 2, Style A, Short Lip, Plain, Straight Both Ends, Orange, 31.5mm Dia, 915mm Lg | CHANCE | CHANCE (MANUFACTURER) | C406-0294 | Active
002428613 | INSULATION,ELEC COND | Flexible Line Hose, Class 2, Style A, Short Lip, Plain, Straight Both Ends, Orange, 31.5mm Dia, 915mm Lg | SALISBRY | SALISBURY (MANUFACTURER) | OR125-3 | Active
002428621 | INSULATION,ELEC COND | Flexible Line Hose, Class 2, Style A, Short Lip, Plain, Straight Both Ends, Orange, 31.5mm Dia, 1372mm Lg | TEN | THE ENERGY NETWORK (AUST) PTY LTD | OR125-45 | Active
002428621 | INSULATION,ELEC COND | Flexible Line Hose, Class 2, Style A, Short Lip, Plain, Straight Both Ends, Orange, 31.5mm Dia, 1372mm Lg | CHANCE | CHANCE (MANUFACTURER) | C406-0295 | Active
002428621 | INSULATION,ELEC COND | Flexible Line Hose, Class 2, Style A, Short Lip, Plain, Straight Both Ends, Orange, 31.5mm Dia, 1372mm Lg | SALISBRY | SALISBURY (MANUFACTURER) | OR125-45 | Active
002428670 | INSULATION,ELEC COND | Flexible Line Hose, Class 4, Style C, Extended Lip, Plain, Straight Both Ends, Orange, 40mm Dia, 915mm Lg | TEN | THE ENERGY NETWORK (AUST) PTY LTD | SU150-3 | Active
002428670 | INSULATION,ELEC COND | Flexible Line Hose, Class 4, Style C, Extended Lip, Plain, Straight Both Ends, Orange, 40mm Dia, 915mm Lg | CHANCE | CHANCE (MANUFACTURER) | C406-0341 | Active
002428670 | INSULATION,ELEC COND | Flexible Line Hose, Class 4, Style C, Extended Lip, Plain, Straight Both Ends, Orange, 40mm Dia, 915mm Lg | SALISBRY | SALISBURY (MANUFACTURER) | SU150-3 | Active
002428688 | INSULATION,ELEC COND | Flexible Line Hose, Class 4, Style C, Extended Lip, Plain, Straight Both Ends, Orange, 40mm Dia, 1372mm Lg | TEN | THE ENERGY NETWORK (AUST) PTY LTD | SU150-45 | Active
002428688 | INSULATION,ELEC COND | Flexible Line Hose, Class 4, Style C, Extended Lip, Plain, Straight Both Ends, Orange, 40mm Dia, 1372mm Lg | SALISBRY | SALISBURY (MANUFACTURER) | SU150-45 | Active
002428688 | INSULATION,ELEC COND | Flexible Line Hose, Class 4, Style C, Extended Lip, Plain, Straight Both Ends, Orange, 40mm Dia, 1372mm Lg | CHANCE | CHANCE (MANUFACTURER) | C406-0342 | Active
002428704 | INSULATION,ELEC COND | Flexible Line Hose, Class 4, Style D, Extended Lip, Coupler One End, Orange, 40mm Dia, 1372mm Lg | TEN | THE ENERGY NETWORK (AUST) PTY LTD | SU150-45C | Active
002428704 | INSULATION,ELEC COND | Flexible Line Hose, Class 4, Style D, Extended Lip, Coupler One End, Orange, 40mm Dia, 1372mm Lg | SALISBRY | SALISBURY (MANUFACTURER) | SU150-45C | Active
002428738 | INSULATION,ELEC COND | Flexible Line Hose, Class 4, Coupler, Extended Lip, Orange, Flexible Dielectric, 40mm Dia, 267mm Lg | TEN | THE ENERGY NETWORK (AUST) PTY LTD | C406-0340 | Active
002428738 | INSULATION,ELEC COND | Flexible Line Hose, Class 4, Coupler, Extended Lip, Orange, Flexible Dielectric, 40mm Dia, 267mm Lg | CHANCE | CHANCE (MANUFACTURER) | C406-0340 | Active
002435238 | LEAD,ELECTRICAL | Kyoritsu RCD/Loop Impedance Replacement Lead | KYORITSU | KYORITSU (MANUFACTURER) | 7123 | Active
000004007 | PLATE,MOUNTING | Type 3U-TT, 19" Rack Mounting Plate 3U, Test Terminals | B&R | B&R ENCLOSURES PTY LTD | XB-586135/47 | Active
000004010 | PLATE,MOUNTING | Type 4U-4, 19" Rack, 4RU, Dwg 901626-05-0A, ETS 2006/0142/T | PLP | PREFORMED LINE PRODUCTS (AUST) | EE-TYPE-4U-4-N42 | Active
000004012 | PLATE,MOUNTING | Type 6U-1, 19" Rack, 6RU, Dwg 901628-02-0A, ETS 2006/0142/T | PLP | PREFORMED LINE PRODUCTS (AUST) | EE-TYPE-6U-1-N42 | Active
000004013 | PLATE,MOUNTING | Type 10U-Touch Screen, 19" Rack Mounting Plate 10U | B&R | B&R ENCLOSURES PTY LTD | XB-586135/52 | Active
002406179 | SIGN | Plaque, U/G Cable Location (Kerb) Small, 80 x 25 x 10mm, Cast Aluminium, c/w QTY 2 x 25mm Fixed Legs, Dwg A4-875247-01 (scm) | HTDKERB | HTD KERBMARKERS AUSTRALIA | ERG003 | Active
002406179 | SIGN | Plaque, U/G Cable Location (Kerb) Small, 80 x 25 x 10mm, Cast Aluminium, c/w QTY 2 x 25mm Fixed Legs, Dwg A4-875247-01 (scm) | WMOLDSON | WM OLDS & SONS PTY LTD | DWG 22A41108 | Active
002406180 | SIGN | Plaque, U/G Cable Location (Footpath) Large, 100 x 100 x 10mm, Cast Aluminium, c/w QTY 2 x 20mm Fixed Legs, Dwg A4-875249-01 (scm) | HTDKERB | HTD KERBMARKERS AUSTRALIA | ERG001 | Active
002406180 | SIGN | Plaque, U/G Cable Location (Footpath) Large, 100 x 100 x 10mm, Cast Aluminium, c/w QTY 2 x 20mm Fixed Legs, Dwg A4-875249-01 (scm) | WMOLDSON | WM OLDS & SONS PTY LTD | DWG 22A41110 | Active
002430247 | TRACK,VEHICLE RECOVERY | MaxTrax, 4WD Ground Traction Device | MAXTRAX | MAXTRAX (MANUFACTURER) | MTXOSO | Active
002485811 | FIXTURE,LIGHTING | LED 14W StreetLED3 (L14A 3K) 3K, Aeroscreen c/w NEMA PE Cell, Tilt Adaptor, Minor Road, EQTS 05-01-02 | SYLVANIA | SYLVANIA SCHREDER | JLC30BD11L14 | Active
002485829 | FIXTURE,LIGHTING | LED 14W Avenue Gen 2 (L14 3K) 3K, Nostalgia Type 1, Green c/w NEMA PE Cell, Minor Road, Bracket to Dwg 05-01-01, EQTS 05-01-02 | SYLVANIA | SYLVANIA SCHREDER | S1S3BD11L14 | Active
002485837 | FIXTURE,LIGHTING | LED 14W Avenue Gen 2 (L14 3K) 3K, Nostalgia Type 1, Black c/w NEMA PE Cell, Minor Road, Bracket to Dwg 05-01-01, EQTS 05-01-02 | SYLVANIA | SYLVANIA SCHREDER | S1S3BD12L14 | Active
002485852 | FIXTURE,LIGHTING | LED 18W Avenue Gen 2 (L18 3K) 3K, Nostalgia Type 1, Green c/w NEMA PE Cell, Minor Road, Bracket to Dwg 05-01-01, EQTS 05-01-02 | SYLVANIA | SYLVANIA SCHREDER | S1S3BD11L18 | Active
002485886 | FIXTURE,LIGHTING | LED 14W Avenue Gen 2 (L14 3K) 3K, Nostalgia Type 2, Green c/w NEMA PE Cell, Minor Road, Bracket to Dwg 05-01-07, EQTS 05-01-02 | SYLVANIA | SYLVANIA SCHREDER | S1S3BD21L14 | Active
002485902 | FIXTURE,LIGHTING | LED 14W Avenue Gen 2 (L14 3K) 3K, Nostalgia Type 2, Blue/Grey c/w NEMA PE Cell, Minor Road, Bracket to Dwg 05-01-07, EQTS 05-01-02 | SYLVANIA | SYLVANIA SCHREDER | S1S3BD23L14 | Active
002485910 | FIXTURE,LIGHTING | LED 18W Avenue Gen 2 (L18 3K) 3K, Nostalgia Type 2, Green c/w NEMA PE Cell, Minor Road, Bracket to Dwg 05-01-07, EQTS 05-01-02 | SYLVANIA | SYLVANIA SCHREDER | S1S3BD21L18 | Active
002485928 | FIXTURE,LIGHTING | LED 18W Avenue Gen 2 (L18 3K) 3K, Nostalgia Type 2, Black c/w NEMA PE Cell, Minor Road, Bracket to Dwg 05-01-07, EQTS 05-01-02 | SYLVANIA | SYLVANIA SCHREDER | S1S3BD22L18 | Active
002485936 | FIXTURE,LIGHTING | LED 18W Avenue Gen 2 (L18 3K) 3K, Nostalgia Type 2, Blue/Grey c/w NEMA PE Cell, Minor Road, Bracket to Dwg 05-01-07, EQTS 05-01-02 | SYLVANIA | SYLVANIA SCHREDER | S1S3BD23L18 | Active
002485944 | FIXTURE,LIGHTING | LED 14W Avenue Gen 2 (L14 3K) 3K, Nostalgia, Green c/w NEMA PE Cell, Minor Road, No Bracket, EQTS 05-01-02 | SYLVANIA | SYLVANIA SCHREDER | S1S3BD01L14 | Active
000018151 | LID,PIT | Type 8, Galv Steel, 1310 x 498 x 48mm, u/w Type P8 Cable Pit Body (supplied in 2 pieces 655 x 498 x 48mm) | PLP | PREFORMED LINE PRODUCTS (AUST) | D-PIT8LST (PAIR X 2 PIECES) | Active
000004039 | MULTIPLEXER CARD | PDH, DF2-8, Laser Low Power, 1300nm Optical Line Equipment with EPROM | COMMTEL | COMMTEL NETWORK SOLUTIONS | 21518 / 21905 | Phasing
000004040 | MULTIPLEXER CARD | PDH, 2MB Automatic Changeover Unit, 75 Ohm c/w EPROM | COMMTEL | COMMTEL NETWORK SOLUTIONS | 21561.2 / 21565 | Phasing
000004041 | MULTIPLEXER CARD | PDH, DM8, 4 x 2, 2nd Order Multiplexer, 75 Ohm c/w EPROM | COMMTEL | COMMTEL NETWORK SOLUTIONS | 21301 / 21305 | Phasing
000004042 | MULTIPLEXER CARD | PDH, DM2 Multiplexing Equipment, 75 Ohm c/w EPROM | COMMTEL | COMMTEL NETWORK SOLUTIONS | 21101 & 21141 (DM2) | Phasing
000004043 | MULTIPLEXER CARD | PDH, DB-2 B2, 2MB Branching Equipment, 75 Ohm c/w EPROM | COMMTEL | COMMTEL NETWORK SOLUTIONS | 24002 / 24060 | Phasing
000004044 | MULTIPLEXER CARD | PDH, DB-2 X2, 2MB Branching Equipment, 75 Ohm c/w EPROM | COMMTEL | COMMTEL NETWORK SOLUTIONS | 24011 / 24061 | Phasing
000004058 | MULTIPLEXER CARD | PDH, 4W E&M Card, 8 Channel c/w EPROM | COMMTEL | COMMTEL NETWORK SOLUTIONS | 21236 / 25360.00 | Phasing
000004162 | PLATE,MOUNTING | 19" Rack Mounting Kit for ABB 620 Series Relays | ABBAUST | ABB AUSTRALIA PTY LTD | 2RCA031135A0001 | Active
000004163 | PLATE,MOUNTING | 19" Rack Mounting Kit for ABB 615 Series Relays | ABBAUST | ABB AUSTRALIA PTY LTD | 1MRS050694 | Active
002448132 | PLATE,MOUNTING | Transformer Hold Down, 250 x 200 x12 PL, Galv Steel, EE Dwg 1020748-03 Item 34 Mark G | ISM | ISM MANUFACTURING PTY LTD | 1020748-03-34 | Active
002450443 | MULTIPLEXER CARD | PDH, DN2 Dynamic Node Equip Interface Unit, 2 x 2MB, 120 Ohm c/w EPROM | COMMTEL | COMMTEL NETWORK SOLUTIONS | 24100 / 24160 | Phasing
000025011 | METER,WATTHOUR | Mk7C, 1 Element, 1Ph, 240V, 10-100A, Class 1, Bottom Connected, Load Profiling 1 c/w Comms Interface, Type 4 Small, JTS 080301, Metering Dynamics | EDMI | EDMI PTY LTD | 7C11-A152-29-F211-7F02-1010 | Phasing
000025016 | METER,WATTHOUR | Mk7A, 2 Element, 1Ph, 240V, 15-100A, Class 1, Bottom Connected, Load Profiling TOU Meter c/w Comms Interface, Type 4 Small, Metering Dynamics | EDMI | EDMI PTY LTD | 7A11-A344-29-F211-7L02-6011 | Phasing
000025018 | METER,WATTHOUR | Mk10D, Polyphase, 3Ph, 240V, 15-100A, Class 1, Bottom Connected, Load Profiling TOU Meter c/w Comms Interface, Type 4 Small, Metering Dynamics | EDMI | EDMI PTY LTD | 1D11-1B-112-27-G11-201030-2N | Phasing
002406542 | SIGN | ABS Plastic, "DANGER ELECTRIC CABLES BURIED HERE", 3mm, Dwg A4-296-02 Issue B | ARTCRAFT | ARTCRAFT PTY LTD (QLD) | SE12295 | Active
002483840 | ADAPTOR | Depth Limiter, 90mm OD, 44mm ID, 23mm W, 2 Piece, 5mm Allen Key Bolts, Acetyl Nylon, Suits Milwaukee M18FMT0 Multi-Tool | HYLEC | HYLEC ENERGY SOLUTIONS | HESDEPTHLIMITER90_2 | Active
002486033 | ISOLATOR | 12kV, 630A HSB Switch c/w Load Break Devices & Pole Top Mtg Bracket | NGKSTANG | NGK STANGER PTY LTD | 70209/56ER | Active
002465821 | CAN,UTILITY | 5L Jerry Can, 38mm, Natural | ALLENS | ALLENS INDUSTRIAL PRODUCTS | JC5LNATS | Active
002486124 | CONNECTOR,ELECTRICAL | Inner Cone Socket, 72.5kV, Brugg Size G0 (310mm) c/w Dust Cap u/w Brugg Plug, TFD 1.72-11, IEC 62271-209 Fig 3 | CBLGRID | CABLE GRID AUSTRALIA PTY LTD | CG-2486124-S2034 | Active
002486140 | CONNECTOR,ELECTRICAL | Inner Cone Socket, 145kV, Brugg Size G2 (470mm) Cylindrical Fixing Ring c/w Contact Extension & Dust Cap u/w Brugg Plug, TFD 1.170-11, IEC 62271-209 Fig 3 | CBLGRID | CABLE GRID AUSTRALIA PTY LTD | CG-2486140-S1779-4 | Active
000104767 | INSULATION,ELEC COND | Tiger Tail 2.5m Lg, Yellow & Black, Aerial Warning Device, Tubular Overhead Line Cover for Visual Indication Only, Nominal 35mm ID, 2.5mm Thk Wall | BALMORAL | BALMORAL ENGINEERING PTY LTD | DB35A | Phasing
002476836 | CLAMP,ELEC PWR CABLE,SUPPORT | Ellis Type, Cast LM6 Al, Plain Al, 105 x 49 x 68mm, Single Cable 51 - 57mm Dia, Fixing Bolts 2 x M10, 79mm Bolt Ctrs | CMI ELEC | CMI ELECTRICAL PRODUCTS | EP2A-09N | Active
002476844 | CLAMP,ELEC PWR CABLE,SUPPORT | Ellis Type, Cast LM6 Al, Plain Al, 133 x 64 x 75mm, Single Cable 64 - 70mm Dia, Fixing Bolts 2 x M10, 106mm Bolt Ctrs | CMI ELEC | CMI ELECTRICAL PRODUCTS | EP2A-11N | Active
002476851 | CLAMP,ELEC PWR CABLE,SUPPORT | Ellis Type, Cast LM6 Al Plain Al, 133 x 64 x 87mm, Single Cable 70 - 76mm Dia, Fixing Bolts 2 x M10, 106mm Bolt Ctrs | CMI ELEC | CMI ELECTRICAL PRODUCTS | EP2A-1200N | Active
000010008 | CLAMP,ELEC PWR CABLE,SUPPORT | for Cable 67 to 71 OD c/w Neo Insert, supplied w/out S/Steel M10 Nuts, Bolts & Washers | INTERENG | INTERTECH ENGINEERING PTY LTD | CABUS 5974NI | Active
000010009 | CLAMP,ELEC PWR CABLE,SUPPORT | for Cable 73 to 78 OD c/w Neo Insert, supplied w/out S/Steel M8 Nuts, Bolts & Washers | INTERENG | INTERTECH ENGINEERING PTY LTD | CABUS 5981NI | Active
002484681 | SWITCH,ISOLATING | Auto Transfer Switch, 3Ph+N, 125A Rating, Supply 1, Off, Supply 2, ATS Mechanism Only, ATYS P M 4P 125A, Tech Spec C10493 | NHPELEC | NHP ELECTRICAL ENGINEERING | EQL002484681 | Active
002484699 | SWITCH,ISOLATING | Auto Transfer Switch, 3Ph+N, 400A Rating, Supply 1, Off, Supply 2, ATS Mechanism Only, ATYS P 4P 400A, Tech Spec C10493 | NHPELEC | NHP ELECTRICAL ENGINEERING | EQL002484699 | Active
002484707 | SWITCH,ISOLATING | Auto Transfer Switch, 3Ph+N, 630A Rating, Supply 1, Off, Supply 2, ATS Mechanism Only, ATYS P 4P 630A, Tech Spec C10493 | NHPELEC | NHP ELECTRICAL ENGINEERING | EQL002484707 | Active
000016386 | CLAMP,LIVE LINE | Ring Type, Plated Al Body, Bi-Metallic, 4.1-18.9mm Main Conductor, 4.1-13.9mm Tap, u/w Slotted HD Type Operating Stick on Al/Cu Mains With Al/Cu Tap HDBC, | ACCULEC | ACCULEC PTY LTD (303899) | S1530AGP | Active
000104815 | LID,PIT | Type LP6 c/w Ergon Logo (scm) | VISCOUNT | VISCOUNT ROTATIONAL MOULDINGS | UG2351XA | Active
002422210 | LID,PIT | For U/G Pit, Type P2, Concrete, Marked "ELECTRICITY REMOTE HV EARTH" | EVERHARD | EVERHARD INDUSTRIES PTY LTD | 63612 | Active
002438927 | LID,PIT | Cablemate Type 66, Polymer Concrete, 665 x 665mm, 24kg, AS 3996 Class A: Elec | ACOPOLY | ACO POLYCRETE PTY LTD | 75160 | Active
000004074 | MULTIPLEXER CARD | PDH, Data Interface Unit N*64, 2m, NX64k, G.703/704, 75 Ohm c/w EPROM | COMMTEL | COMMTEL NETWORK SOLUTIONS | 24013 / 24062 | Phasing
000004075 | MULTIPLEXER CARD | PDH, Exchange End Unit, 6 Channel Sub c/w EPROM | COMMTEL | COMMTEL NETWORK SOLUTIONS | 21216 / 25160 | Phasing
002485480 | CONVERTER,SIGNAL DATA | RuggedCom Ethernet/Fibre Media Converter Switch, Hardened, 10BaseT to 10FL, ST Multimode 820nm, 48V DC (range 36-59V) c/w DIN Rail Mount | CSEUNI | CSE UNISERVE PTY LTD | RMC-48-TFLMM | Active
002485480 | CONVERTER,SIGNAL DATA | RuggedCom Ethernet/Fibre Media Converter Switch, Hardened, 10BaseT to 10FL, ST Multimode 820nm, 48V DC (range 36-59V) c/w DIN Rail Mount | SIEMENS | SIEMENS LTD | RMC-48-TFLMM-XX | Active
000022901 | RESISTOR,VOLTAGE SENSITIVE | Metal Oxide Varistor, CNR-20D681K, for Lightning Protection, suit Nu-Lec CAPM5 PTCC Control Box | SCHNEIDR | SCHNEIDER PTY LTD (MANUFACTURER) | 997000150 | Active
000105453 | DIE,COMPRESSION | Hex Crimp, 5T, Engraved 14.0mm A/F Al, ABC | TECONN | TE CONNECTIVITY LTD | 5T-M140-50 | Active
000105453 | DIE,COMPRESSION | Hex Crimp, 5T, Engraved 14.0mm A/F Al, ABC | SPECFORC | SPECIALISED FORCE PTY LTD | 5T-14.0AFABC | Active
002406993 | SIGN | Plaque, U/G Cable Location (Corner), 100 x 100 x 10mm, Cast Aluminium, c/w 2 x 20mm Fixed Legs, Dwg A4-875248-01 (scm) | HTDKERB | HTD KERBMARKERS AUSTRALIA | ERG002 | Active
002406993 | SIGN | Plaque, U/G Cable Location (Corner), 100 x 100 x 10mm, Cast Aluminium, c/w 2 x 20mm Fixed Legs, Dwg A4-875248-01 (scm) | WMOLDSON | WM OLDS & SONS PTY LTD | 414565 | Active
000010010 | CLAMP,ELEC PWR CABLE,SUPPORT | for Cable 79 to 84 OD c/w Neo Insert, supplied w/out S/Steel M10 Nuts, Bolts & Washers | INTERENG | INTERTECH ENGINEERING PTY LTD | CABUS 5987NI | Active
000104146 | CLAMP,ELEC PWR CABLE,SUPPORT | Trefoil, Cast Al, suit 22kV 50mm2 Cable 29.2mm Dia c/w Clamping Bolts, use with M10 Fixing Bolt, Clamp to be supplied assembled (P5) | INTERENG | INTERTECH ENGINEERING PTY LTD | CABUS 5435NI | Active
002435279 | CLAMP,ELEC PWR CABLE,SUPPORT | Trefoil, Cast Al, 75-78mm OD Cable c/w 6mm Neoprene Insert, M12 304 S/Steel Clamp Bolts, suit 69-72mm Dia Cable, use M16 Centre Fixing Bolt, Supply Clamp | INTERENG | INTERTECH ENGINEERING PTY LTD | CABUS 5478NI 6MM | Active
002438513 | CLAMP,ELEC PWR CABLE,SUPPORT | Single, Channel Mount, Cast Al, suit Cable OD 50-57mm c/w 3mm Neoprene Insert Simple Two-Bolt Fix & Locate Cable Clamp suit IIN2426070 | INTERENG | INTERTECH ENGINEERING PTY LTD | CABUS 5857NI | Active
002438562 | CLAMP,ELEC PWR CABLE,SUPPORT | Single, Surface Mount, Cast Al, suit Cable OD 73-78mm c/w 3mm Neoprene Insert Simple Two-Bolt Fix & Locate Cable Clamp suit IIN2424968 & 2424992 | INTERENG | INTERTECH ENGINEERING PTY LTD | CABUS 5978NI | Active
002438570 | CLAMP,ELEC PWR CABLE,SUPPORT | Single, Surface Mount, Cast Al, suit Cable OD 61-67mm c/w 3mm Neoprene Insert Simple Two-Bolt Fix & Locate Cable Clamp suit IIN2426096 & 2426088 | INTERENG | INTERTECH ENGINEERING PTY LTD | CABUS 5967NI | Active
002450286 | CLAMP,ELEC PWR CABLE,SUPPORT | Single, Cast Al, 86-92mm OD Cable, use 12mm Fixing Bolt, EE Dwg 5-2-1179 | INTERENG | INTERTECH ENGINEERING PTY LTD | CABUS 5992 | Active
002476869 | CLAMP,ELEC PWR CABLE,SUPPORT | Vulcan+ Type, S/Steel Gde 316L, LSFZH POLYMRC Liner & Base Pad, 79 x 112 x 54mm, Trefoil Cable Range 30 - 35mm, Single Cable 49 - 64mm Dia, | CMI ELEC | CMI ELECTRICAL PRODUCTS | EPVRT-03 | Active
002478063 | CLAMP,ELEC PWR CABLE,SUPPORT | Vulcan+ Type, S/Steel Gde 316L, LSFZH Polymrc Liner & Base Pad, 105 x 133 x 54mm, Trefoil Cable Range 40-46mm, Single Cable 63-84mm Dia, Fixing Bolt | CMI ELEC | CMI ELECTRICAL PRODUCTS | EPVRT-06 | Active
002479004 | CLAMP,ELEC PWR CABLE,SUPPORT | Trefoil, Cast Al, 60-63mm OD Cable c/w Tre3mm Neoprene Insert, M12 304 S/Steel Clamp Bolts, suit 57-60mm Dia Cable, use M16 Centre Fixing Bolt, Supply Clamp | INTERENG | INTERTECH ENGINEERING PTY LTD | 5463NI | Active
002484384 | CABLE,POWER,ELECTRICAL | U/Ground, 38/66kV, 1C, 1000mm Stranded Segmental Milliken WB Al, XLPE/OFC/WBT/ CAS(25kA/1Sec)/LLDPE/Nyl/MDPE, Graphite Coating | KEI | KEI INDUSTRIES LIMITED | EHV-ECB036 - ITEM5 | Active
002484442 | CABLE,POWER,ELECTRICAL | U/Ground, 76/132kV, 1C, 1200mm2 Stranded Segmental Milliken WB Cu, XLPE/OF/WBT/ CorrCu Sheath(40kA/0.5Sec)/MDPE, Graphite Coating | KEI | KEI INDUSTRIES LIMITED | EHV-ECB036 - ITEM31 | Active
002484350 | CABLE,POWER,ELECTRICAL | U/Ground, 38/66kV, 1C, 630mm2 Stranded Compacted Circ WB Cu, XLPE/WBT/CAS (25kA/1Sec)/LLDPE/Nyl/MDPE, Graphite Coating | KEI | KEI INDUSTRIES LIMITED | EHV-ECB036 - ITEM2 | Active
002484434 | CABLE,POWER,ELECTRICAL | U/Ground, 76/132kV, 1C, 800mm2 Stranded Segmental Milliken WB Cu, XLPE/WBT/ CorrCu Sheath(40kA/0.5Sec)/MDPE, Graphite Coating | KEI | KEI INDUSTRIES LIMITED | EHV-ECB036 - ITEM30 | Active
002484475 | CABLE,POWER,ELECTRICAL | U/Ground, 76/132kV, 1C, 1600mm2 Stranded Segmental Milliken WB Cu, XLPE/WBT/ CorrCu Sheath(40kA/0.5Sec)/MDPE, Graphite Coating | KEI | KEI INDUSTRIES LIMITED | EHV-ECB036 - ITEM34 | Active
000104462 | PIT,UTILITY | Type LP8, 1365 x 545 x 895mm, HDPE c/w T-Bar, suit Type LP6 Pit Lid & Type 8 Galv Lid, Pallet of 6 | TRI UGRD | TRI UNDERGROUND AUSTRALIA PTY LTD | TRIP8P | Active
000104462 | PIT,UTILITY | Type LP8, 1365 x 545 x 895mm, HDPE c/w T-Bar, suit Type LP6 Pit Lid & Type 8 Galv Lid, Pallet of 6 | VISCOUNT | VISCOUNT ROTATIONAL MOULDINGS | UG2008XA | Active
000168052 | PIT,UTILITY | Pit U/G Body Type P4, Black HDPE (Comes in pallets of 16 only) | PLP | PREFORMED LINE PRODUCTS (AUST) | D-PIT4 | Active
000168052 | PIT,UTILITY | Pit U/G Body Type P4, Black HDPE (Comes in pallets of 16 only) | TRI UGRD | TRI UNDERGROUND AUSTRALIA PTY LTD | TRIP4P | Active
000168052 | PIT,UTILITY | Pit U/G Body Type P4, Black HDPE (Comes in pallets of 16 only) | TYCOELEC | TYCO ELECTRONICS | PIT4 | Active
000168052 | PIT,UTILITY | Pit U/G Body Type P4, Black HDPE (Comes in pallets of 16 only) | BRITECH | BRI-TECH PTY LTD | PIT4 | Active
002405160 | PIT,UTILITY | Pit Cable Jointing Type PIT7 (Plastic) 910mm Long 440mm Wide 1075mm Deep Complete with 2 Concrete Lids (Marked Electric Cable) and Junction Tee Bar | TYCOELEC | TYCO ELECTRONICS | PIT7PIT7LCTEPIT7TBAR | Active
002470169 | MULTIPLEXER CARD | DynaFlex Power Interface Unit, 20 to 72V DC, Single Slot | COMMTEL | COMMTEL NETWORK SOLUTIONS | DYF-PIU-DC | Active
002481083 | MULTIPLEXER CARD | SDH, 1662 SM, Termination Bus Card | ALCATEL | ALCATEL-LUCENT AUSTRALIA LTD | 3AL79088ACAA | Active
002444214 | MODULE,TRANSCEIVER | 1GbE, SDH SFP LX, Opto-Electronics Trx, DDM | ALCATEL | ALCATEL-LUCENT AUSTRALIA LTD | 1AB187280031 | Active
002444222 | MODULE,TRANSCEIVER | 1GbE, SDH SFP ZX, Opto-Electronics Trx, DDM | ALCATEL | ALCATEL-LUCENT AUSTRALIA LTD | 1AB187280042 | Active
002444230 | MODULE,TRANSCEIVER | SDH SFP S-1.1, Opto-Electronics Trx, DDM | ALCATEL | ALCATEL-LUCENT AUSTRALIA LTD | 1AB194670004 | Active
002444248 | MODULE,TRANSCEIVER | SDH SFP L-1.1, Opto-Electronics Trx, DDM -40/+85 | ALCATEL | ALCATEL-LUCENT AUSTRALIA LTD | 1AB194670005 | Active
002444255 | MODULE,TRANSCEIVER | SDH SFP L-1.2, Opto-Electronics Trx, DDM -40/+85 | ALCATEL | ALCATEL-LUCENT AUSTRALIA LTD | 1AB194670006 | Active
002444271 | MODULE,TRANSCEIVER | SDH SFP L-4.1, Opto-Electronics Trx, DDM -40/+85 | ALCATEL | ALCATEL-LUCENT AUSTRALIA LTD | 1AB196360006 | Active
002485126 | END CAP | MV Series, Section 9, Telescopic Stick Part, Triangular, Black, Rubber Base Cap | TEN | THE ENERGY NETWORK (AUST) PTY LTD | P18026 | Active
002485126 | END CAP | MV Series, Section 9, Telescopic Stick Part, Triangular, Black, Rubber Base Cap | HASTINGS | HASTINGS (MANUFACTURER) | P18026 | Active
002485720 | BIT,SCREWDRIVER | Cross Tip, 1/4" Quick Connect Pozi Drive, PZ1x50mm (P3) | C&LTOOL | C&L TOOL CENTRE | MAKAP-53506 | Active
002485738 | BIT,SCREWDRIVER | Cross Tip, 1/4" Quick Connect Pozi Drive, PZ2x50mm (P3) | C&LTOOL | C&L TOOL CENTRE | MAKAP-53512 | Active
001841521 | HELMET,SAFETY | Cap, HC43E31, White, Unbranded, AS1801 | RSEA | RSEA SAFETY PTY LTD | TA560 WHITEOSFA | Active
001841521 | HELMET,SAFETY | Cap, HC43E31, White, Unbranded, AS1801 | BLKWOODJ | J BLACKWOOD & SONS LIMITED | 04041230 | Active
002420776 | MODULE | SCADA, SCD5200, SCD6000, 10 Slot Card File | SCHNEIDR | SCHNEIDER PTY LTD (MANUFACTURER) | SY-2003098 | Active
002443349 | RACK,ELEC EQUIP | Sub-Rack, 19", 4U High Rack Mount Frame, Powder Coated Steel & Al Bars c/w Predrilled Holes, suit Areva P591 Interface Relays | RMSPROD | RMS PRODUCTS (RELAY MONITORING SYSTEMS) | 4M800K1 | Active
002466712 | MODULE | SCADA, SCD5200, SCD6000, 2 x 5 I/O Slot Chassis/Backplane | SCHNEIDR | SCHNEIDER PTY LTD (MANUFACTURER) | SY-2003092 | Active
002477388 | RACK,ELEC EQUIP | MD303 RTU Mounting Kit | CGI | CGI TECHNOLOGIES & SOLUTIONS P/L | MD303-MK | Active
002483493 | HOLDER,CARD-LABEL | Wire Marking Carriers, Size 8-16mm, PVC, Clear, DMC-8/16-15 (P500) | BRADY | BRADY AUSTRALIA | 13259 | Active
002464378 | LUBRICANT | CRC Electrical Silicone Multi-Use Lubricant, 300g Aerosol | CRC | CRC INDUSTRIES AUSTRALIA PTY LTD | 2094 | Active
002464378 | LUBRICANT | CRC Electrical Silicone Multi-Use Lubricant, 300g Aerosol | BLKWOODJ | J BLACKWOOD & SONS LIMITED | 04460109 | Active
002427771 | PIT,UTILITY | Without Lid, U/G Body Type P2, Black HDPE (scm) | PLP | PREFORMED LINE PRODUCTS (AUST) | D-PIT2 | Active
002438919 | PIT,UTILITY | Cablemate Type 66, Polymer Concrete, 665 x 665 x 620mm, 62kg, No Lid | ACOPOLY | ACO POLYCRETE PTY LTD | 75105 | Active
002401684 | SIGN | ABS Plastic, "DANGER DO NOT OPERATE", 150 x 75 x 3mm c/w 2 x 8mm Hanging Holes, Dwg 901978-65 (scm) | ARTCRAFT | ARTCRAFT PTY LTD (QLD) | SE12092 | Active
002484012 | ADJUSTER | Ball Socket (Short), Sunrise Attachment (Live Line Tools) | RITZ | RITZ FERRAMENTAS (MANUFACTURER) | RM4455-22 | Active
002484020 | WRENCH,BOX | Bolt Head, Sunrise Attachment (Live Line Tools) | RITZ | RITZ FERRAMENTAS (MANUFACTURER) | RM4455-88 | Active
002484038 | CHUCK,INDEPENDENT-UNIVERSAL JAW | Blank, Sunrise Attachment (Live Line Tools) | RITZ | RITZ FERRAMENTAS (MANUFACTURER) | RM4455-37 | Active
002484046 | MIRROR,INSPECTION | Clear Vision, Sunrise Attachment (Live Line Tools) | RITZ | RITZ FERRAMENTAS (MANUFACTURER) | RM4455-38 | Active
002484095 | HOLDER | Cotter Key, Sunrise Attachment (Live Line Tools) | RITZ | RITZ FERRAMENTAS (MANUFACTURER) | RM4455-103 | Active
002484103 | TOOL | Cotter key Installation, Sunrise Attachment (Live Line Tools) | RITZ | RITZ FERRAMENTAS (MANUFACTURER) | RM4455-18 | Active
002484111 | TOOL | Cotter Key Pusher, Sunrise Attachment (Live Line Tools) | RITZ | RITZ FERRAMENTAS (MANUFACTURER) | RM4455-19 | Active
002484137 | TOOL | Flexible Wrench Head, 1/2" Square Drive, Sunrise Attachment (Live Line Tools) | RITZ | RITZ FERRAMENTAS (MANUFACTURER) | RM4455-46 | Active
002484145 | RULE,MULTIPLE FOLDING | Sunrise Attachment (Live Line Tools) | RITZ | RITZ FERRAMENTAS (MANUFACTURER) | RM4455-16 | Active
002484152 | TOOL | Hot Rodder Tool, Sunrise Attachment (Live Line Tools) | RITZ | RITZ FERRAMENTAS (MANUFACTURER) | RC403-1071 | Active
002484160 | TOOL | Insulator Controller, Sunrise Attachment (Live Line Tools) | RITZ | RITZ FERRAMENTAS (MANUFACTURER) | 5455-35 | Active
002484178 | TOOL | Insulator Controller (Shepherd Hook), Sunrise Attachment (Live Line Tools) | RITZ | RITZ FERRAMENTAS (MANUFACTURER) | RM4455-39 | Active
002484194 | DRIFTPIN | Locating Pin, Sunrise Attachment (Live Line Tools) | RITZ | RITZ FERRAMENTAS (MANUFACTURER) | RM4455-15 | Active
002484251 | HAMMER,HAND | Sunrise Attachment (Live Line Tools) | RITZ | RITZ FERRAMENTAS (MANUFACTURER) | RM4455-85 | Active
002484285 | HOOK | Vegetation Control, Tree & Rope Hook, Sunrise Attachment (Live Line Tools) | RITZ | RITZ FERRAMENTAS (MANUFACTURER) | RM4455-80 | Active
002484293 | TOOL | W Keys, Sunrise Attachment (Live Line Tools) | RITZ | RITZ FERRAMENTAS (MANUFACTURER) | RM4455-97 | Active
002422772 | SIGN | Not Electrically Connected, Black Text on White Sign | ARTCRAFT | ARTCRAFT PTY LTD (QLD) | DIGIT-PRSIGN | Active
R25024 | METER,WATTHOUR | REFURBISHED, Mk10D Atlas 2, 3 Ph, 240V, 10-100A, Class 1, Bottom Connected c/w Integrated ELM410 CATM1 Modem, Type 4 Small Stick on Antenna | EDMI | EDMI PTY LTD | 1D13-1B-112-27-J11-201021-400 | Active
R25025 | METER,WATTHOUR | REFURBISHED, Mk7C Atlas 2, 1 Element, 240V, 10-100A, Class 1, Bottom Connected METER ONLY | EDMI | EDMI PTY LTD | 7C13-A252-29-J211-7J02-1110 | Active
R25027 | METER,WATTHOUR | REFURBISHED, Mk10D Atlas 2, 3 Ph, 240V, 10-100A, Class 1, Bottom Connected, METER ONLY | EDMI | EDMI PTY LTD | 1D13-1B-112-27-J11-201021-400 | Active
002406656 | SWEATBAND,HEADWEAR | Lambswool, suit Protector Hard Hats | ALLENS | ALLENS INDUSTRIAL PRODUCTS | AT010701343 | Active
002422723 | FLAG,SAFETY | Bunting, Type 3, Green Flags 200 x 240mm c/w 'Construction Site' every 5th Flag, Black Text 12 x 30mm, Single Side Print, 4mm Dia PPL Rope, 30m Lg Roll | RMSROAD | RMS ROADSIGNS (ROAD MNGMNT SOLUTIONS) | TYPE 3 SITE FLAGGED BUNTING | Active
002422749 | FLAG,SAFETY | Bunting, Type 4, Pink Flags 200 x 240mm c/w 'Live Exposed Parts' every 5th Flag, Black Text 12 x 30mm, Single Side Print, 4mm Dia PPL Rope, 30m Lg Roll | RMSROAD | RMS ROADSIGNS (ROAD MNGMNT SOLUTIONS) | TYPE 4 SITE FLAGGED BUNTING | Active
002438067 | FLAG,SAFETY | Bunting, Alternating Red & White Flags c/w 'Danger Sign & NAR' every 4th Flag, for Network Access Restrictions, 4mm UV Resistant Poly Rope, 30m Lg Roll | ARTCRAFT | ARTCRAFT PTY LTD (QLD) | NAR BUNTING | Active
002473429 | FLAG,SAFETY | Bunting, Red & White Flags c/w 'Danger RAZ' Printed on every 2nd White Flag | PROMARK | PROMARK PTY LTD (MANUFACTURER) | CUS10691 | Active
000004099 | PLATE,MOUNTING | Type 14U-Metering, 19" Rack Mounting Plate 14U | B&R | B&R ENCLOSURES PTY LTD | XB-586135/53 | Active
000004154 | DOOR,ACCESS | Mesh Door, Front, FA2, 45U x 800mm | B&R | B&R ENCLOSURES PTY LTD | XB-586135/13 | Active
000004155 | DOOR,ACCESS | Mesh Door, Rear, Bi-Fold, suit RA1, 48RU, 800mm | B&R | B&R ENCLOSURES PTY LTD | XB-443926/10 | Active
001001100 | CABLE TIE | Nylon, Natural, 102 x 3mm (P100) | TECONN | TE CONNECTIVITY LTD | CT1002/100 | Active
001001100 | CABLE TIE | Nylon, Natural, 102 x 3mm (P100) | TYCOELEC | TYCO ELECTRONICS | CT1002/100 | Active
001001101 | CABLE TIE | Nylon, Natural, 138 x 4mm (P100) | TECONN | TE CONNECTIVITY LTD | CT1503/100 | Active
001001101 | CABLE TIE | Nylon, Natural, 138 x 4mm (P100) | TYCOELEC | TYCO ELECTRONICS | CT1503/100 | Active
001001102 | CABLE TIE | Nylon, Natural, 200 x 4.8mm (P100) (scm) | TECONN | TE CONNECTIVITY LTD | CT2004/100 | Active
001001102 | CABLE TIE | Nylon, Natural, 200 x 4.8mm (P100) (scm) | TYCOELEC | TYCO ELECTRONICS | CT2004/100 | Active
002442101 | METER,WATTHOUR | Prog Id XXXX, Mk10E, 3 Element, 3Ph, 4 Wire, 110V, 1-4A, Class 0.5S, Bottom Connect, AUX Power Supply, 1A HV Applications, Undercover Comms Capable | EDMI | EDMI PTY LTD | 1E00-23C0-611-27-F12-201300-03 | Active
000014544 | BIT,AUGER | Impact, 14mm Dia, 205mm OAL, Steel, Ring Twist Pattern, 11mm Hex Shank, Quick Release | SPECFORC | SPECIALISED FORCE PTY LTD | STMSF814225 | Active
000014544 | BIT,AUGER | Impact, 14mm Dia, 205mm OAL, Steel, Ring Twist Pattern, 11mm Hex Shank, Quick Release | LEGEND | LEGEND POWER SYSTEMS | MSS-0916S | Active
000014548 | BIT,AUGER | Impact, 22mm Dia, 457mm OAL, Steel, Ring Twist Pattern, 11mm Hex Shank, Quick Release | LEGEND | LEGEND POWER SYSTEMS | MSS-0078 | Active
000014548 | BIT,AUGER | Impact, 22mm Dia, 457mm OAL, Steel, Ring Twist Pattern, 11mm Hex Shank, Quick Release | SPECFORC | SPECIALISED FORCE PTY LTD | STMSF822457 | Active
000017635 | BIT,AUGER | Impact, 16mm Dia, 205mm OAL, Steel, Ring Twist Pattern, 11mm Hex Shank, Quick Release | LEGEND | LEGEND POWER SYSTEMS | MSS-0058S | Active
000017635 | BIT,AUGER | Impact, 16mm Dia, 205mm OAL, Steel, Ring Twist Pattern, 11mm Hex Shank, Quick Release | SPECFORC | SPECIALISED FORCE PTY LTD | STMSF816225 | Active
000022884 | PROBE-LEAD ASSEMBLY,TEST | Red Lead, Silicon, 200mm Lg, 1.5mm2 Double Insulated, 4mm Female Fixed End & Bootlace Ferrule End, Cat III 300V, suit Adaptor for PM 45 Leads for Meter | PTE | PACIFIC TEST EQUIPMENT PTY LTD | PTE-061 | Active
000022884 | PROBE-LEAD ASSEMBLY,TEST | Red Lead, Silicon, 200mm Lg, 1.5mm2 Double Insulated, 4mm Female Fixed End & Bootlace Ferrule End, Cat III 300V, suit Adaptor for PM 45 Leads for Meter | REXEL | REXEL AUSTRALIA | PTE-091 RED | Active
001837403 | GLOVES,DISPOSABLE | Vinyl, Large, Box of 100 Pairs | BLKWOODJ | J BLACKWOOD & SONS LIMITED | 07709915 | Active
001837403 | GLOVES,DISPOSABLE | Vinyl, Large, Box of 100 Pairs | ATOMSUPP | ATOM SUPPLY GROUP P/L | 285443 DVBPFL | Active
002407084 | COVERALLS,SAFETY,INDUSTRIAL | XL, Disposable, c/w Hood, TYVEK, White, IDO | BLKWOODJ | J BLACKWOOD & SONS LIMITED | 04516565 | Active
002418697 | METER | Insulation & Continuity Test 10kV, Min of Cat III 600V | REXEL | REXEL AUSTRALIA | KY03124A | Active
002418697 | METER | Insulation & Continuity Test 10kV, Min of Cat III 600V | KYORITSU | KYORITSU (MANUFACTURER) | 3124A | Active
002422376 | TOOL,APPLICATION | S/Steel, Red Painted Finish, Install & Quick Release Device used for Aviation Signal Flags, Fits Sunrise Head | SUMMIT | SUMMIT GROUP | SF17PE1024 | Phasing
002422376 | TOOL,APPLICATION | S/Steel, Red Painted Finish, Install & Quick Release Device used for Aviation Signal Flags, Fits Sunrise Head | REXEL | REXEL AUSTRALIA | SF17PE1024 | Phasing
002459907 | CLIP,GLOVE | Glove Clip Keeper, to hold Work Gloves, Dielectric, Non-Corrosive, attaches to Belt Loop or Pocket | BLKWOODJ | J BLACKWOOD & SONS LIMITED | 04112987 | Active
002459907 | CLIP,GLOVE | Glove Clip Keeper, to hold Work Gloves, Dielectric, Non-Corrosive, attaches to Belt Loop or Pocket | ATOMSUPP | ATOM SUPPLY GROUP P/L | 88859998 | Active
002459907 | CLIP,GLOVE | Glove Clip Keeper, to hold Work Gloves, Dielectric, Non-Corrosive, attaches to Belt Loop or Pocket | AMPLITUD | AMPLITUDE PTY LTD (396777) | GGG115-Y | Active
002459907 | CLIP,GLOVE | Glove Clip Keeper, to hold Work Gloves, Dielectric, Non-Corrosive, attaches to Belt Loop or Pocket | BLKWOODJ | J BLACKWOOD & SONS LIMITED | 04837323 | Active
002461200 | STRIPPER,CABLE,HAND | Self Adjusting, Cutting & Stripping 0.2-6mm2 Cu or Al, Stopper for Adjusting Strip Length | TTLTOOL | TOTAL TOOLS TOWNSVILLE | CWS1 | Active
002461200 | STRIPPER,CABLE,HAND | Self Adjusting, Cutting & Stripping 0.2-6mm2 Cu or Al, Stopper for Adjusting Strip Length | REXEL | REXEL AUSTRALIA | CWS1 | Active
002472884 | LANYARD,SAFETY,INDUSTRIAL | Shock Absorbing,Swiveling Design,Locking Carabiner on one end, Loop other end, Length 960mm to 1220mm;, 11.3kg WLL | ATOMSUPP | ATOM SUPPLY GROUP P/L | 19809 | Active
002472884 | LANYARD,SAFETY,INDUSTRIAL | Shock Absorbing,Swiveling Design,Locking Carabiner on one end, Loop other end, Length 960mm to 1220mm;, 11.3kg WLL | BLKWOODJ | J BLACKWOOD & SONS LIMITED | 02700981 | Active
002472884 | LANYARD,SAFETY,INDUSTRIAL | Shock Absorbing,Swiveling Design,Locking Carabiner on one end, Loop other end, Length 960mm to 1220mm;, 11.3kg WLL | ATOMSUPP | ATOM SUPPLY GROUP P/L | 3109F | Active
001260038 | SCREW,MACHINE | Meter Fixing, 3 x 13mm, B&R High/Low Thread (P100) | REXEL | REXEL AUSTRALIA | BPS133 | Active
001260038 | SCREW,MACHINE | Meter Fixing, 3 x 13mm, B&R High/Low Thread (P100) | MMELEC | MM ELECTRICAL MERCHANDISING | BPS133 | Active
002472041 | CABLE TIE | Nylon, Light Duty, 200 x 2.5mm, Pack of 100 | LEGEND | LEGEND POWER SYSTEMS | CT196BK-LD | Active
000009417 | BIT,AUGER | Impact, 10mm Dia, 205mm OAL, Steel, Ring Twist Pattern, 11mm Hex Shank, Quick Release | LEGEND | LEGEND POWER SYSTEMS | MSS-0038S | Active
000009417 | BIT,AUGER | Impact, 10mm Dia, 205mm OAL, Steel, Ring Twist Pattern, 11mm Hex Shank, Quick Release | SPECFORC | SPECIALISED FORCE PTY LTD | STMSF810200 | Active
000019310 | BIT,AUGER | Impact, 26mm Dia, 205mm OAL, Steel, Ring Twist Pattern, 11mm Hex Shank, Quick Release | LEGEND | LEGEND POWER SYSTEMS | MSS-1126S | Active
000019310 | BIT,AUGER | Impact, 26mm Dia, 205mm OAL, Steel, Ring Twist Pattern, 11mm Hex Shank, Quick Release | SPECFORC | SPECIALISED FORCE PTY LTD | STMSF826225 | Active
000022885 | PROBE-LEAD ASSEMBLY,TEST | Black Lead, Silicon, 200mm Lg, 1.5mm2 Double Insulated, 4mm Female Fixed End & Bootlace Ferrule End, Cat III 300V, suit Adaptor for PM 45 Leads for Meter | PTE | PACIFIC TEST EQUIPMENT PTY LTD | PTE-091 BLACK | Active
000022885 | PROBE-LEAD ASSEMBLY,TEST | Black Lead, Silicon, 200mm Lg, 1.5mm2 Double Insulated, 4mm Female Fixed End & Bootlace Ferrule End, Cat III 300V, suit Adaptor for PM 45 Leads for Meter | REXEL | REXEL AUSTRALIA | PTE-091 | Active
002466753 | BIT,AUGER | Impact, 16mm Dia, 457mm OAL, Steel, Ring Twist Pattern, 11mm Hex Shank, Quick Release | LEGEND | LEGEND POWER SYSTEMS | MSS-0058 | Active
002466753 | BIT,AUGER | Impact, 16mm Dia, 457mm OAL, Steel, Ring Twist Pattern, 11mm Hex Shank, Quick Release | SPECFORC | SPECIALISED FORCE PTY LTD | STMSF816457 | Active
000395443 | CLOTH,CLEANING | Wipers, Replace-a-rag, 490mm x 70m or Equivalent, Blue 4193 (P3) | BLKWOODJ | J BLACKWOOD & SONS LIMITED | 01455104 | Active
002405939 | BUSBAR | Flat, Cu, 25.4 x 3.18mm, Earthing, Round Edge, 20kg Coils | CNSDEXTR | CONSOLIDATED EXTRUSIONS PTY LTD | 707714352 | Active
000030007 | LIGHT EMITTING DIODE | Single Globe, Green, 8-48V AC/DC Range, BA9, Bayonet Cap, for 24V & 32V Applications | ELEMENT | ELEMENT14 PTY LTD (FORMALLY FARNELL) | 2555326438 | Active
000030017 | CONTROL,ROTARY SWITCH | CB Control, A715, Red Handle, Engraving AUQ003: Trip-N-Close Return to Centre, No Internal Bridges | KRSNMR | KRAUS & NAIMER (MANUFACTURER) | CH10B A715-600E AUS0003 | Active
000030049 | BRACKET,INSULATOR | Support, Bolted Run Post Insulator, suit Post Insulated Mount 127 PCD, Oxygen, 19/4.75 AAAC | PLP | PREFORMED LINE PRODUCTS (AUST) | BBFCS-196240-127-76 | Active
000030050 | BRACKET,INSULATOR | Support, Bolted Run Post Insulator, suit Post Insulated Mount 127 PCD, Sulphur, 61/3.75 AAAC | PLP | PREFORMED LINE PRODUCTS (AUST) | BBFCS-301350-127-76 | Active
000030075 | CLAMP,ELECTRICAL | Tee, Bolted Run Palm Tap, AS4, 2 Hole 50mm Centre, suit Sulphur 61/3.75 AAAC | PLP | PREFORMED LINE PRODUCTS (AUST) | BRPT-338-P1 | Active
000030112 | CROSS,CABLE RACK | Tray, 150mm W, 60mm H, 300mm Rad, NEMA 12B Steel, Galv Steel | EZYSTRUT | EZYSTRUT CABLE & PIPE SUPPORTS | N1C1503H | Active
000030129 | RISER,CABLE RACK,INTERNAL CURVE | 90 Deg, 300mm W, 60mm H, 300mm Rad, NEMA 12B Steel, Galv Steel | EZYSTRUT | EZYSTRUT CABLE & PIPE SUPPORTS | N1IR3003H | Active
000030139 | REDUCER,CABLE RACK | Offset, Right Hand, 600 to 300mm W, 60mm H, NEMA 12B Steel, Galv Steel | EZYSTRUT | EZYSTRUT CABLE & PIPE SUPPORTS | N1RHR600300H | Active
000030146 | REDUCER,CABLE RACK | Straight, 600 to 150mm W, 60mm H, NEMA 12B Steel, Galv Steel | EZYSTRUT | EZYSTRUT CABLE & PIPE SUPPORTS | N1SR600150H | Active
000030150 | REDUCER,CABLE RACK | Splice Plate, 75mm W, 60mm H, NEMA 12B Steel, Galv Steel | UNISTRUT | UNISTRUT AUSTRALIA (MANUFACTURER) | LEE380 | Active
000030154 | SETSCREW | Cable Rack Splice Screw, NEMA 12B Steel, Galv Steel, use 4 per Bend, Riser & Reducer, 6 per Tee & 8 per Cross | EZYSTRUT | EZYSTRUT CABLE & PIPE SUPPORTS | HS825H | Active
000030159 | RACK,CABLE | ST3 Supatray, 3m Lg, 300mm W, 50mm H, Galvabond, ST3-300-GB | EZYSTRUT | EZYSTRUT CABLE & PIPE SUPPORTS | ET3300G | Active
000030160 | RACK,CABLE | ST3 Supatray, 3m Lg, 450mm W, 50mm H, Galvabond, ST3-450-GB | EZYSTRUT | EZYSTRUT CABLE & PIPE SUPPORTS | ET3450G | Active
002482743 | SWITCHBOARD,POWER | Transformer Switchgear Unit, 12kV, 2000A 25kA, 2000A Bus Metal Encl Fixed Switchgear & Control Gear Assy c/w 110V DC Aux Supply, incl CTs for | TAMCO | TAMCO SWITCHGEAR (MANUFACTURER) | 11009 | Active
002482743 | SWITCHBOARD,POWER | Transformer Switchgear Unit, 12kV, 2000A 25kA, 2000A Bus Metal Encl Fixed Switchgear & Control Gear Assy c/w 110V DC Aux Supply, incl CTs for | TAMCO | TAMCO SWITCHGEAR (MANUFACTURER) | T10-VHIF2000TRXNORELAY | Active
002482768 | SWITCHBOARD,POWER | Feeder/Bus Tie Switchgear Unit, 24kV, 1250A, 25kA, 1250A Bus Metal Encl Fixed Switchgear & Control Gear Assy c/w 110V DC Aux Supply, incl CTs for Bus Tie | TAMCO | TAMCO SWITCHGEAR (MANUFACTURER) | 22005 | Active
002482768 | SWITCHBOARD,POWER | Feeder/Bus Tie Switchgear Unit, 24kV, 1250A, 25kA, 1250A Bus Metal Encl Fixed Switchgear & Control Gear Assy c/w 110V DC Aux Supply, incl CTs for Bus Tie | TAMCO | TAMCO SWITCHGEAR (MANUFACTURER) | T6-GV3N1250MD100M | Active
002459915 | TRANSFORMER,METERING | 11kV/110kV, 3 Ph, Substation Use ONLY c/w 11kV/110V, 3 Ph 50VA/ph Cls 0.5m VT, 3 x 200/100/5 Cls 0.5m2 7.5VA CT, 6 x HV Bushings, Pole/Platform Mount | CIRCLECT | CIRCLE-C TRANSFORMERS | 13/11/6/10369 | Active
002480069 | SWITCHBOARD,POWER | LV Indoor, 750(500)kVA, ACB Std, Sentron 3WL, ETU45B, AFPS VAMP 221, 1600A TX ACB 42kA/1Sec, 4 x 630A SF, Mob Gen Conn, 2 x SF Spare Slots, Metal Encl, Dual | WEBER | WEBER SOUTH PACIFIC PTY LTD | MF115123-EQ05 | Active
002480143 | SWITCHBOARD,POWER | LV Indoor, 1500(750)kVA, ACB Std, Sentron 3WL, ETU45B, AFPS VAMP 221, 3200A TX ACB 65kA/1Sec, 4 x 630A SF, Mob Gen Conn & 3200A ACB, Metal Encl, | WEBER | WEBER SOUTH PACIFIC PTY LTD | MF135243-EQ05 | Active
002480515 | CIRCUIT BREAKER SUBASSEMBLY | 1500kV, Rating Plug 3200A, Sentron 3WL, spare part for Open CB | WEBER | WEBER SOUTH PACIFIC PTY LTD | SIE-RP3200 | Active
002480515 | CIRCUIT BREAKER SUBASSEMBLY | 1500kV, Rating Plug 3200A, Sentron 3WL, spare part for Open CB | SIEMENS | SIEMENS LTD | 3WL9111-0AA64-0AA0 | Active
002469773 | RECLOSER,AUTO | SYNCHROPHASOR RC20-S TRIAL, Sectionaliser, Load Break Switch, 11kV, 3 Ph, 400A, 12.5kA Cap, Vacuum Interrupting, O/door Pole Mount c/w | NOJA | NOJA POWER SWITCHGEAR PTY LTD | OSM15-RC20-S | Active
002470243 | RECLOSER,AUTO | SYNCHROPHASOR RC20-S TRIAL, Sectionaliser, Load Break Switch, 33kV, 3 Ph, 400A, 12.5kA Cap, Vacuum Interrupting, O/door Pole Mount c/w | NOJA | NOJA POWER SWITCHGEAR PTY LTD | OSM38-RC20-S | Active
002483576 | RECLOSER,AUTO | 36kV, 3 Ph, 800A, 12.5kA, Tank Unit Only with SA Fitted, No VT or Control Box, EQTS 06-07-03 | NOJA | NOJA POWER SWITCHGEAR PTY LTD | OSM38-12-800-300 TANK ONLY | Active
002485688 | HOLDER | Nut/Washer Holder, Handheld, for M12 Stainless Nuts/Washers | AMPLITUD | AMPLITUDE PTY LTD (396777) | NJ19 | Active
000030420 | MARKER,INSERT | Type MC812PA, Preprinted: 51->60 (x10), Horizontal Card, 8mm Spacing, White, Polycarbonate, Terminal Block Accessory | ABBAUST | ABB AUSTRALIA PTY LTD | 1SNK 160 061 R0000 | Active
000030421 | MARKER,INSERT | Type MC812PA, Preprinted: 61->70 (x10), Horizontal Card, 8mm Spacing, White, Polycarbonate, Terminal Block Accessory | ABBAUST | ABB AUSTRALIA PTY LTD | 1SNK 160 071 R0000 | Active
000030423 | MARKER,INSERT | Type MC812PA, Preprinted: 81->90 (x10), Horizontal Card, 8mm Spacing, White, Polycarbonate, Terminal Block Accessory | ABBAUST | ABB AUSTRALIA PTY LTD | 1SNK 160 083 R0000 | Active
000030424 | MARKER,INSERT | Type MC812PA, Preprinted: 1->10 (x10), Vertical Card, 8mm Spacing, White, Polycarbonate, Terminal Block Accessory | ABBAUST | ABB AUSTRALIA PTY LTD | 1SNK 160 012 R0000 | Active
000030425 | MARKER,INSERT | Type MC812PA, Preprinted: 11->20 (x10), Vertical Card, 8mm Spacing, White, Polycarbonate, Terminal Block Accessory | ABBAUST | ABB AUSTRALIA PTY LTD | 1SNK 160 022 R0000 | Active
000030426 | MARKER,INSERT | Type MC812PA, Preprinted: 21->30 (x10), Vertical Card, 8mm Spacing, White, Polycarbonate, Terminal Block Accessory | ABBAUST | ABB AUSTRALIA PTY LTD | 1SNK 160 032 R0000 | Active
000030428 | MARKER,INSERT | Type MC812PA, Preprinted: 41->50 (x10), Vertical Card, 8mm Spacing, White, Polycarbonate, Terminal Block Accessory | ABBAUST | ABB AUSTRALIA PTY LTD | 1SNK 160 052 R0000 | Active
000030429 | MARKER,INSERT | Type MC812PA, Preprinted: 51->60 (x10), Vertical Card, 8mm Spacing, White, Polycarbonate, Terminal Block Accessory | ABBAUST | ABB AUSTRALIA PTY LTD | 1SNK 160 062 R0000 | Active
000030430 | MARKER,INSERT | Type MC812PA, Preprinted: 61->70 (x10), Vertical Card, 8mm Spacing, White, Polycarbonate, Terminal Block Accessory | ABBAUST | ABB AUSTRALIA PTY LTD | 1SNK 160 072 R0000 | Active
000030431 | MARKER,INSERT | Type MC812PA, Preprinted: 71->80 (x10), Vertical Card, 8mm Spacing, White, Polycarbonate, Terminal Block Accessory | ABBAUST | ABB AUSTRALIA PTY LTD | 1SNK 160 082 R0000 | Active
000030437 | CLAMP,ELECTRICAL | Palmless Connector, Al, 4x14mm Dia Holes 50mm Centre, suit 15-21mm OD Conductor, S/Steel U-bolts, Nuts & Spring Washers, for clamping cable to switchgear | PLP | PREFORMED LINE PRODUCTS (AUST) | D-APC4 | Active
002468817 | MARKER,INSERT | Type MC512PA, Preprinted: 71->80 (x10), Horizontal Card, 5.2mm Spacing, White, Polycarbonate, Terminal Block Accessory | ABBAUST | ABB AUSTRALIA PTY LTD | 1SNK 140 081 R0000 | Active
002468825 | MARKER,INSERT | Type MC512PA, Preprinted: 81->90 (x10), Horizontal Card, 5.2mm Spacing, White, Polycarbonate, Terminal Block Accessory | ABBAUST | ABB AUSTRALIA PTY LTD | 1SNK 140 083 R0000 | Active
002468833 | MARKER,INSERT | Type MC512PA, Preprinted: 91->100 (x10), Horizontal Card, 5.2mm Spacing, White, Polycarbonate, Terminal Block Accessory | ABBAUST | ABB AUSTRALIA PTY LTD | 1SNK 140 101 R0000 | Active
002480739 | SWITCHBOARD,POWER | Bus Section Switchgear Unit, 12kV, 2000A 25kA, 2000A Bus Metal Encl Fixed Switchgear & Control Gear Assy c/w 110V DC Aux Supply, incl CTs for Dual | TAMCO | TAMCO SWITCHGEAR (MANUFACTURER) | 11003 | Active
002480739 | SWITCHBOARD,POWER | Bus Section Switchgear Unit, 12kV, 2000A 25kA, 2000A Bus Metal Encl Fixed Switchgear & Control Gear Assy c/w 110V DC Aux Supply, incl CTs for Dual | TAMCO | TAMCO SWITCHGEAR (MANUFACTURER) | T4-VHIF2000BSBT | Active
000030166 | RACK,CABLE | ST5 Supatray, 3m Lg, 150mm W, 75mm H, Galvabond, ST5-150-GB | EZYSTRUT | EZYSTRUT CABLE & PIPE SUPPORTS | ET5150G | Active
000030170 | RACK,CABLE | ST5 Supatray, 3m Lg, 150mm W, 75mm H, Galv Steel, ST5-150-GB | EZYSTRUT | EZYSTRUT CABLE & PIPE SUPPORTS | ET5150H | Active
000030177 | PLATE,JOINING,CABLE RACK | ST5 Bendside, 3m Lg, 75mm H, Galv Steel to create bends of varying degrees | EZYSTRUT | EZYSTRUT CABLE & PIPE SUPPORTS | ET5RLH | Active
000030184 | PLATE,JOINING,CABLE RACK | ST5 Link Plate, 75mm H, Galvabond, to join & vary the angle of a cable tray | EZYSTRUT | EZYSTRUT CABLE & PIPE SUPPORTS | ET5RLG | Active
000030197 | CHANNEL,STRUCTURAL | Unistrut, 3m Lg, 41 x 41mm, 2.5mm Thk, Galv Steel | EZYSTRUT | EZYSTRUT CABLE & PIPE SUPPORTS | E10003000H | Active
000030203 | SETSCREW | M6 x 25mm, Hex, Zinc Plated, suit Unistrut System | EZYSTRUT | EZYSTRUT CABLE & PIPE SUPPORTS | HS625Z | Active
000030210 | SETSCREW | M10 x 40mm, Hex, Zinc Plated, suit Unistrut System | EZYSTRUT | EZYSTRUT CABLE & PIPE SUPPORTS | HS1040Z | Active
000030220 | BRACKET,CANTILEVER | P2663 HG/SS, 250mm Lg, 40mm W, 8mm Thk | EZYSTRUT | EZYSTRUT CABLE & PIPE SUPPORTS | CB2-250H | Active
000030221 | BRACKET,CANTILEVER | P2663 HG/SS, 400mm Lg, 40mm W, 8mm Thk | EZYSTRUT | EZYSTRUT CABLE & PIPE SUPPORTS | CB2-400H | Active
000030222 | BRACKET,CANTILEVER | P2663 HG/SS, 550mm Lg, 40mm W, 8mm Thk | UNISTRUT | UNISTRUT AUSTRALIA (MANUFACTURER) | P2663550 | Active
002483956 | HOLDER,UMBRELLA | Magnetic, Adjustable, 50Kg Pull Force | CNWELEC | CNW ELECTRICAL PTY LTD | THE TRADE SHADE | Active
002485654 | CIRCUIT BREAKER | Tembreak Pro MCCB 250 FRAME 36kA 3P 250A Basic Electronic | NHPELEC | NHP ELECTRICAL ENGINEERING | P250F3250BE | Active
001001110 | CABLE TIE | Nylon, Black, 430 x 4.8mm, UV Resistant (P100) (scm) | TECONN | TE CONNECTIVITY LTD | CT4504W/100 | Active
001001110 | CABLE TIE | Nylon, Black, 430 x 4.8mm, UV Resistant (P100) (scm) | TYCOELEC | TYCO ELECTRONICS | CT4504W/100 | Active
001001113 | CABLE TIE | S/Steel 316, 360 x 4.6mm Panduit # MLT4S-CP316 (or equivalent) | TECONN | TE CONNECTIVITY LTD | CT3604SS/100 | Active
001001113 | CABLE TIE | S/Steel 316, 360 x 4.6mm Panduit # MLT4S-CP316 (or equivalent) | TYCOELEC | TYCO ELECTRONICS | CT3604SS/100 | Active
002400777 | CABLE TIE | Nylon, Black, 300 x 8mm, UV Resistant (P100) (scm) | TYCOELEC | TYCO ELECTRONICS | CT3007W/100 | Active
000022849 | SWITCH,FUSED | 13kA, 36kV, Air Insulated, HRC Fuse Holder suits Electrical Fuse Links, DWG 11027-A4 | NGKSTANG | NGK STANGER PTY LTD | 69800/28SECV | Active
000022851 | FUSE ELEMENT,ELECTRICAL | 6.3A, 36kV, Air Insulated, HRC Current Limiting, suits HRC Fuse Holder, 565mm Lg, 51mm Dia, BS2692, Part 1, BS Ref, FA3-ADIHA | BUSSMAN | BUSSMANN MANUFACTURING | 36ADIHA6.3 | Active
000024825 | PANEL | HMI Operator Panel, for NOJA RC10 Series | NOJA | NOJA POWER SWITCHGEAR PTY LTD | PANS-01E | Active
002483246 | SLING | Endless, 3000mm, 4000Kg SWL, Grey | AMPLITUD | AMPLITUDE PTY LTD (396777) | 900430 | Active
002485282 | RELAY,PROTECTION | FW 14C, Fdr Mgt, OC, EF & SEF, 5/8 I/O, SEF, 5/8 I/O, 24-250VDC Pwr, 1/5A CT, DNP3 over RS485, 4U 20TE Case | SCHNEIDR | SCHNEIDER PTY LTD (MANUFACTURER) | P123B00Z412EC0 | Active
002407281 | CLAMP,SUSPENSION | Trunnion, Galv Steel, 36mm to 46mm, ETS 11-09-01 | PLP | PREFORMED LINE PRODUCTS (AUST) | SCAT-3646-A | Active
002486132 | CONNECTOR,ELECTRICAL | Inner Cone Socket, 72.5kV, Brugg Size T0 (310mm) c/w Contact Extension & Dust Cap u/w Brugg Plug TFD 1.72-11, IEC 62271-209 Fig 3 | CBLGRID | CABLE GRID AUSTRALIA PTY LTD | CG-2486132-S2038 | Active
000004151 | CABINET,ELEC EQUIP | RA4 Cubicle, Rear Access 45U, 800 x 600mm Base, c/w Duct, Rail & Bars, Mesh Rear Door | B&R | B&R ENCLOSURES PTY LTD | XB-443926/6 | Active
000004083 | MULTIPLEXER CARD | PDH, Ring Generator 5T Wide for NDM Subrack, No DC/DC Converter | NOKIANET | NOKIA SIEMENS NETWORKS | T37885.01 | Phasing
000004085 | MULTIPLEXER CARD | PDH, DN2 Dynamic Node Equip Bus Power Unit | COMMTEL | COMMTEL NETWORK SOLUTIONS | 24170 | Phasing
000004086 | MULTIPLEXER CARD | PDH, DN2 Dynamic Node Equip Control Unit, 75 Ohm c/w EPROM | COMMTEL | COMMTEL NETWORK SOLUTIONS | 24111 / 24161 | Phasing
000004087 | MULTIPLEXER CARD | PDH, DN2 Dynamic Node Equip Interface Unit, 2 x 2MB, 75 Ohm c/w EPROM | COMMTEL | COMMTEL NETWORK SOLUTIONS | 24101.00 / 24160 | Phasing
000018070 | ADAPTOR,BRACKET | Major to Minor Rd, 34 OD x 130 Spigot, Galv Steel, suit 42 OD x 120 Lg Outreach /Pole Bracket c/w 2 x M10 x 25mm Lg S/Steel Hex HD Set Screws, EQTS 05-02-01 | INGAL | INGAL EPS | GEX18070 | Active
002462968 | SOLENOID,ELECTRICAL | Genuine Fuel Rack Solenoid, Hino JO8 Mechanincal Parts | HINO | HINO MOTORS | 276801370 | Active
000019784 | CANTEEN,WATER | 1L Drink Bottle, Plastic, Pop-Top c/w Insulated Zip-off Cooler Jacket & Carry Strap | BLKWOODJ | J BLACKWOOD & SONS LIMITED | 02229996 | Active
000019784 | CANTEEN,WATER | 1L Drink Bottle, Plastic, Pop-Top c/w Insulated Zip-off Cooler Jacket & Carry Strap | ATOMSUPP | ATOM SUPPLY GROUP P/L | 118647 | Active
000019784 | CANTEEN,WATER | 1L Drink Bottle, Plastic, Pop-Top c/w Insulated Zip-off Cooler Jacket & Carry Strap | STATEWD | STATEWIDE FASTNERS & ENGEERING SUPPLIES | CIHC1 | Active
002404492 | SIGN | Warning Sign, Al, "DANGER HIGH VOLTAGE", 300 x 225mm, Class 1, Black Text, White Reflective B/Ground | PRALSAFE | PROTECTOR ALSAFE | BRADY842167 | Active
000030223 | BRACKET,CANTILEVER | P2663 HG/SS, 700mm Lg, 40mm W, 8mm Thk | EZYSTRUT | EZYSTRUT CABLE & PIPE SUPPORTS | CB4-750H | Active
000030230 | NUT,PLAIN,GANG CHANNEL | M10, S/Steel c/w Spring, suit Unistrut System | EZYSTRUT | EZYSTRUT CABLE & PIPE SUPPORTS | E1008S | Active
000030264 | COVER,ACCESS | Unistrut, Standard, 3m Lg, 600mm W Nom, Steel Type 16A | EZYSTRUT | EZYSTRUT CABLE & PIPE SUPPORTS | CFN26003H | Active
000030274 | CLIP,SPRING TENSION | Unistrut, Cover Clip, Steel Type 16A | EZYSTRUT | EZYSTRUT CABLE & PIPE SUPPORTS | N2CCH | Active
000030281 | MOUNTING BASE,TERMINAL BLOCK | Rail Type TS35, Slotted Holes 25 x 5.2mm 1m Lg, 35 x 7.5mm, 1mm Thk, Galv Steel, TS 35X7.5/LL 1M/ST/ZN | WEIDMLLR | WEIDMULLER (AUST) PTY LTD | 0514510000 | Active
000030282 | MOUNTING BASE,TERMINAL BLOCK | Rail Type TS35, Slotted Holes 18 x 6.2mm 2m Lg, 35 x 7.5mm, 1mm Thk, Galv Steel, TS 35X7.5/LL/6 2M/ST/ZN | WEIDMLLR | WEIDMULLER (AUST) PTY LTD | 0676200000 | Active
000030283 | MOUNTING BASE,TERMINAL BLOCK | Rail Type TS35, Unperforated, 2m Lg, 35 x 15mm, 2.3mm Thk, Galv Steel, TS 35X15/2.3 2M/ST/ZN | WEIDMLLR | WEIDMULLER (AUST) PTY LTD | 0498000000 | Active
000030285 | MOUNTING BASE,TERMINAL BLOCK | Rail Type TS35, Slotted Holes 25 x 5.2mm 2m Lg, 35 x 15mm, 1.5mm Thk, Galv Steel, TS 35X15/LL 2M/ST/ZN | WEIDMLLR | WEIDMULLER (AUST) PTY LTD | 0236500000 | Active
000030286 | MOUNTING BASE,TERMINAL BLOCK | Rail Type TS35, Slotted Holes 25 x 5.2mm 1m Lg, 35 x 15mm, 1.5mm Thk, Galv Steel, TS 35X15/LL 1M/ST/ZN | WEIDMLLR | WEIDMULLER (AUST) PTY LTD | 0236510000 | Active
000030287 | MOUNTING BASE,TERMINAL BLOCK | Rail Type TS35, Slotted Holes 18 x 5.2mm 2m Lg, 35 x 15mm, 1.5mm Thk, Galv Steel, TS 35X15LL/5 2M/ST/ZN | WEIDMLLR | WEIDMULLER (AUST) PTY LTD | 1837380000 | Active
000030288 | MOUNTING BASE,TERMINAL BLOCK | Rail Type TS35, Slotted Holes 18 x 6.3mm 2m Lg, 35 x 15mm, 1.5mm Thk, Galv Steel, TS 35X15/LL/6x18 2M/ST/ZN | WEIDMLLR | WEIDMULLER (AUST) PTY LTD | 1805980000 | Active
000030289 | MOUNTING BASE,TERMINAL BLOCK | Rail Type TS35, Slotted Holes 25 x 6.3mm 2m Lg, 35 x 15mm, 1.5mm Thk, Galv Steel, TS 35X15/LL/6x25 2M/ST/ZN | WEIDMLLR | WEIDMULLER (AUST) PTY LTD | 1866290000 | Active
000030296 | TERMINAL BLOCK | SAKC 10/35 2 STB4 KRG, 10mm2 Rated, Cross-section, KrG, Medium Yellow, Screw Connection, Direct Mounting, Disconnect & Modular Disconnect Term, Test Link CT, | WEIDMLLR | WEIDMULLER (AUST) PTY LTD | 1404620000 | Active
000030301 | END PLATE,TERMINAL BLOCK | Type AP SAKB/C/T KRG, 3mm W, Terminal Block Accessory for SAKC 10 2STB & SAKT 1/LT STB14/4, EE Dwg # 901625-06 | WEIDMLLR | WEIDMULLER (AUST) PTY LTD | 0146720000 | Active
000030302 | PARTITION,TERMINAL BLOCK | Type TW SAKB/C/T1, 1.5mm W, Terminal Block Accessory for SAKT 1/LT STB14/4, EE Dwg # 901625-06 | WEIDMLLR | WEIDMULLER (AUST) PTY LTD | 0242960000 | Active
002485449 | COIL,ELECTRICAL | Trip Coil, Switchboard Spare Part, for GV3N Tamco 22kV Switchgear | TAMCO | TAMCO SWITCHGEAR (MANUFACTURER) | 189050000085-GV3N | Active
002485712 | ADAPTER,SOCKET WRENCH | 1/4" Quick Connect Hex Shank to 1/2" Square | C&LTOOL | C&L TOOL CENTRE | MAKAB-54673 | Active
002485746 | BIT,SCREWDRIVER | Flat Tip, 1/4" Quick Connect, 0.6 x 4.5 x 50mm (P3) | C&LTOOL | C&L TOOL CENTRE | MAKAB-25292 | Active
002485753 | BIT,SCREWDRIVER | Flat Tip, 1/4" Quick Connect, 0.8 x 4.5 x 50mm (P3) | C&LTOOL | C&L TOOL CENTRE | MAKAB-25301 | Active
002403467 | CABLE TIE | Nylon, Black, 370 x 7.6mm, UV Resistant Self Locking, Minimum Proof Tensile Strenght 22kgs, for Indoor & Outdoor Applications (P100) | LEGEND | LEGEND POWER SYSTEMS | CT365BK-HD | Active
002403467 | CABLE TIE | Nylon, Black, 370 x 7.6mm, UV Resistant Self Locking, Minimum Proof Tensile Strenght 22kgs, for Indoor & Outdoor Applications (P100) | TYCOELEC | TYCO ELECTRONICS | CT3807W/100 | Active
002405374 | CABLE TIE | Nylon, Black, 140 x 3.6mm, UV Resistant (P100) | TECONN | TE CONNECTIVITY LTD | CT1503W/100 | Active
002405374 | CABLE TIE | Nylon, Black, 140 x 3.6mm, UV Resistant (P100) | TYCOELEC | TYCO ELECTRONICS | CT1503W/100 | Active
002407075 | CABLE TIE | Head, suitable for use with Service Cable Tie Strap (P25) (scm) | HAYMANS | HAYMANS ELECTRICAL | TYDLH | Active
002407075 | CABLE TIE | Head, suitable for use with Service Cable Tie Strap (P25) (scm) | LEGEND | LEGEND POWER SYSTEMS | TYD-LH | Active
002407076 | CABLE TIE | Strap, 15m Roll, suitable for use with Service Cable (scm) | LEGEND | LEGEND POWER SYSTEMS | TYD-50R | Active
002407076 | CABLE TIE | Strap, 15m Roll, suitable for use with Service Cable (scm) | HAYMANS | HAYMANS ELECTRICAL | TYD50R | Active
002434769 | CABLE TIE | Nylon, Black, 530 x 9mm, UV Resistant (P100) | CABLEACC | CABLE ACCESSORIES (AUST) | KT53390 | Active
002465045 | CABLE TIE | Nylon, Black, 139.7 x 3.6mm, Weather & UV Resistant | HAYMANS | HAYMANS ELECTRICAL | HMTT30RBK/W | Active
002465045 | CABLE TIE | Nylon, Black, 139.7 x 3.6mm, Weather & UV Resistant | MATELEC | MATELEC AUSTRALIA | MTLNCT-150/32B | Active
002465045 | CABLE TIE | Nylon, Black, 139.7 x 3.6mm, Weather & UV Resistant | HAYMANS | HAYMANS ELECTRICAL | TY24MX | Active
002465052 | CABLE TIE | Nylon, Black, 185.67 x 4.83mm, Weather & UV Resistant | HAYMANS | HAYMANS ELECTRICAL | TY25MX | Active
002465052 | CABLE TIE | Nylon, Black, 185.67 x 4.83mm, Weather & UV Resistant | HAYMANS | HAYMANS ELECTRICAL | ALCTIE185B | Active
002465052 | CABLE TIE | Nylon, Black, 185.67 x 4.83mm, Weather & UV Resistant | MATELEC | MATELEC AUSTRALIA | MTLNCT-200/48B | Active
002465060 | CABLE TIE | Nylon, Black, 340.36 x 6.86mm, Weather & UV Resistant | MATELEC | MATELEC AUSTRALIA | MTLNCT-370/76B | Active
002465060 | CABLE TIE | Nylon, Black, 340.36 x 6.86mm, Weather & UV Resistant | HAYMANS | HAYMANS ELECTRICAL | TY27MX | Active
002465060 | CABLE TIE | Nylon, Black, 340.36 x 6.86mm, Weather & UV Resistant | HAYMANS | HAYMANS ELECTRICAL | ALCTIE360FB | Active
000004021 | PLATE,BLANKING | Type S6-TR, 19" Rack, 4RU, Size 6, Dwg 901638-02-0A, ETS 2006/0142/T | PLP | PREFORMED LINE PRODUCTS (AUST) | EE-SIZE 6-TR BLANKING-N42 | Active
002453439 | PLATE,BLANKING | Joint Plate Blanking Piece, Dowelled Heatshrink Covered Mechanical Lug (scm) | TYCOELEC | TYCO ELECTRONICS | BLMT-95/240-13EX | Active
000004088 | MULTIPLEXER CARD | PDH, DN2 Dynamic Node Equip Extended Bus Power Unit | COMMTEL | COMMTEL NETWORK SOLUTIONS | 24171 | Phasing
000004096 | MULTIPLEXER CARD | C37.94, Data Interface Unit, 4*C37.94 Optical Teleprotection Channel Card | COMMTEL | COMMTEL NETWORK SOLUTIONS | P21034.01 | Active
000004135 | MULTIPLEXER CARD | DB4 Single Slot 120 Ohm Bal with 4xE1, DynaFlex Digital Branching Unit, 4xE1 120/75 Ohm Euro, 1xBackPlane, 64k Cross Connect, 8d add/drop, Managed, Single | COMMTEL | COMMTEL NETWORK SOLUTIONS | DYF-DB4-120&DYF-DB4-SWENHANCED | Active
000004136 | MULTIPLEXER CARD | DIU, DynaFlex Serial Interface Unit, 4 x V.24/V.28, Sync/Asyn, 0..64k bps, V.110, V.14, Single Slot | COMMTEL | COMMTEL NETWORK SOLUTIONS | DYF-IU-SER-V24-4 | Active
000004137 | MULTIPLEXER CARD | DIU, DynaFlex 64k G.703 Data Unit, 10x64k G.703 co/contra Interfaces Euro, Single Slot | COMMTEL | COMMTEL NETWORK SOLUTIONS | DYF-IU-64KG703-10 | Active
000004139 | MULTIPLEXER CARD | VIU, DynaFlex POTS FXS Subscriber Unit, 8 x FXS, Integrated Ring Generator, Single Slot | COMMTEL | COMMTEL NETWORK SOLUTIONS | DYF-IU-SUB-FXS-8 | Active
000004140 | MULTIPLEXER CARD | VIU, DynaFlex POTS FXO Exchange Unit, 8 x FXO, Single Slot | COMMTEL | COMMTEL NETWORK SOLUTIONS | DYF-IU-SUB-FXO-8 | Active
000022369 | MULTIMETER | Electrical Digital Multimeter, 0-600V AC DC Auto Volts, Low Imp Select, True RMS 0.001-600V AC, 0.0 Ohms-40MH, 1-600 Ohm Continuity c/w Audible Select, Hold/Min/ | BLKWOODJ | J BLACKWOOD & SONS LIMITED | 06676247/FLU114 | Active
000012060 | BUCKLE | Open Type, Corrosion Resistant, suit 31.8mm S/Steel Strapping (P25) | BANDIT | BAND-IT AUSTRALIA | G442 | Active
002428985 | HAND GUARD,HOT STICK | Flexible Rubber, 1-1/2" Dia (40mm) | ACCULEC | ACCULEC PTY LTD (303899) | M3002-1 | Active
002428985 | HAND GUARD,HOT STICK | Flexible Rubber, 1-1/2" Dia (40mm) | CHANCE | CHANCE (MANUFACTURER) | M3002-1 | Active
002481786 | CAN,UTILITY | 1L Jerry Can Bottle D.G, Natural c/w Lid | PENSKE | PENSKE AUSTRALIA & NZ | MT1LBOTTLE | Active
002481786 | CAN,UTILITY | 1L Jerry Can Bottle D.G, Natural c/w Lid | COXEN | COXEN CHEMICALS PTY LTD | MT1L | Active
002444297 | MODULE,TRANSCEIVER | SDH SFP S-16.1, Opto-Electronics Trx, DDM -5/+85 | ALCATEL | ALCATEL-LUCENT AUSTRALIA LTD | 1AB196370006 | Active
001543192 | CABLE,POWER,ELECTRICAL | 0.6/1kV, 1C, 120mm2 (37/2.03) Cu/XLPE (X-90UV) Insul, Black, Metre Marked, 250m Wood Drum, JTS 03-01-08 (scm) | OLEX | OLEX AUSTRALIA PTY LTD | XDCP23SB001AACX | Active
001543192 | CABLE,POWER,ELECTRICAL | 0.6/1kV, 1C, 120mm2 (37/2.03) Cu/XLPE (X-90UV) Insul, Black, Metre Marked, 250m Wood Drum, JTS 03-01-08 (scm) | MIDLAND | MIDLAND METALS OVERSEAS PTE LTD | MMO-1X120 CU X BLK | Active
000030307 | TERMINAL BLOCK | Type ZS6-PE, Earth Feed-through, 6mm Spacing, 6mm2 Rated Cross-Section, Screw Clamp, IP20, Green/Yellow | ABBAUST | ABB AUSTRALIA PTY LTD | 1SNK 506 150 R0000 | Active
000030310 | PARTITION,TERMINAL BLOCK | Type CS, Circuit Seperator, Grey, Terminal Block Accessory | ABBAUST | ABB AUSTRALIA PTY LTD | 1SNK 900 101 R0000 | Active
000030311 | COVER,TERMINAL BLOCK | Type PL5 Protective Cover, 5.2mm Spacing Transparent, PC V2, Terminal Block Accessory | ABBAUST | ABB AUSTRALIA PTY LTD | 1SNK 900 618 R0000 | Active
000030316 | HOLDER,MARKER | Type LH-R1, Label Holder, 19.5mm W, Dark Grey, Terminal Block Accessory for Markers & Marking Systems | ABBAUST | ABB AUSTRALIA PTY LTD | 1SNK 900 607 R0000 | Active
000030317 | MARKER,INSERT | Type MC512, Blank, Horizontal Card, 5.2mm Spacing, White, Polycarbonate, Terminal Block Accessory | ABBAUST | ABB AUSTRALIA PTY LTD | 1SNK 140 000 R0000 | Active
000030318 | MARKER,INSERT | Type MC612, Blank, Horizontal Card, 6.0mm Spacing, White, Polycarbonate, Terminal Block Accessory | ABBAUST | ABB AUSTRALIA PTY LTD | 1SNK 150 000 R0000 | Active
000030319 | MARKER,INSERT | Type MC512PA, Preprinted: 1->10 (x10), Horizontal Card, 5.2mm Spacing, White, Polycarbonate, Terminal Block Accessory | ABBAUST | ABB AUSTRALIA PTY LTD | 1SNK 140 011 R0000 | Active
000030320 | MARKER,INSERT | Type MC512PA, Preprinted: 11->20 (x10), Horizontal Card, 5.2mm Spacing, White, Polycarbonate, Terminal Block Accessory | ABBAUST | ABB AUSTRALIA PTY LTD | 1SNK 140 021 R0000 | Active
000030322 | MARKER,INSERT | Type MC512PA, Preprinted: 31->40 (x10), Horizontal Card, 5.2mm Spacing, White, Polycarbonate, Terminal Block Accessory | ABBAUST | ABB AUSTRALIA PTY LTD | 1SNK 140 041 R0000 | Active
000030323 | MARKER,INSERT | Type MC512PA, Preprinted: 41->50 (x10), Horizontal Card, 5.2mm Spacing, White, Polycarbonate, Terminal Block Accessory | ABBAUST | ABB AUSTRALIA PTY LTD | 1SNK 140 051 R0000 | Active
000030324 | MARKER,INSERT | Type MC512PA, Preprinted: 51->60 (x10), Horizontal Card, 5.2mm Spacing, White, Polycarbonate, Terminal Block Accessory | ABBAUST | ABB AUSTRALIA PTY LTD | 1SNK 140 061 R0000 | Active
000030326 | MARKER,INSERT | Type MC612PA, Preprinted: 1->10 (x10), Horizontal Card, 6.0mm Spacing, White, Polycarbonate, Terminal Block Accessory | ABBAUST | ABB AUSTRALIA PTY LTD | 1SNK 150 011 R0000 | Active
000030329 | MARKER,INSERT | Type MC612PA, Preprinted: 31->40 (x10), Horizontal Card, 6.0mm Spacing, White, Polycarbonate, Terminal Block Accessory | ABBAUST | ABB AUSTRALIA PTY LTD | 1SNK 150 041 R0000 | Active
000030330 | MARKER,INSERT | Type MC612PA, Preprinted: 41->50 (x10), Horizontal Card, 6.0mm Spacing, White, Polycarbonate, Terminal Block Accessory | ABBAUST | ABB AUSTRALIA PTY LTD | 1SNK 150 051 R0000 | Active
000030331 | MARKER,INSERT | Type MC612PA, Preprinted: 51->60 (x10), Horizontal Card, 6.0mm Spacing, White, Polycarbonate, Terminal Block Accessory | ABBAUST | ABB AUSTRALIA PTY LTD | 1SNK 150 061 R0000 | Active
000003670 | TRANSFORMER,EARTHING | 11kV, 240A, 8kA/30 Sec, 2.5 Ohms, No Aux Supply, for Effecitvely Earthed Systems, ZN Vector Group, Dwg 1044565, EESS-10737 Rev: 0A, ETS 2006/0132/T | WILSON | WILSON TRANSFORMER CO. PTY LTD | DWG 1044565 | Active
002473023 | RELAY,PROTECTION | FW B4C, Fdr Mgt, Dir/Non-Dir OC, EF & SEF, 12/11 I/O, 24-32VDC Pwr, 1/5A CT, DNP3 over RS485 or LC Fibre Enet & IEC61850 | SCHNEIDR | SCHNEIDER PTY LTD (MANUFACTURER) | P142 91QBLM0B49L | Active
002473031 | RELAY,PROTECTION | FW B4C, Fdr Mgt, Dir/Non-Dir OC, EF & SEF, 12/11 I/O, 48-110VDC Pwr, 1/5A CT, DNP3 over RS485 or LC Fibre Enet & IEC61850 | SCHNEIDR | SCHNEIDER PTY LTD (MANUFACTURER) | P142 21QBLM0B49L | Active
002473049 | RELAY,PROTECTION | FW B4C, Fdr Mgt, Dir/Non-Dir OC, EF & SEF, 12/11 I/O, 110-250VDC Pwr, 1/5A CT, DNP3 over RS485 or LC Fibre Enet & IEC61850 | SCHNEIDR | SCHNEIDER PTY LTD (MANUFACTURER) | P142 31QBLM0B49L | Active
002473759 | RELAY,PROTECTION | FW 7.32, Transformer Biased 4 Winding Differential, 16/16 I/O, 24-48V DC Pwr Supply, 1/5A CT, DNP3 over RS485 or LC Fibre Ethernet & IEC61850 | GE | GENERAL ELECTRIC COMPANY | T60UAMHKLF8NH6PM8LP6PU8NW6T | Active
002473767 | RELAY,PROTECTION | FW 7.32, Transformer Biased 4 Winding Differential, 16/16 I/O, 125-250V DC Pwr Supply, 1/5A CT, DNP3 over RS485 or LC Fibre Ethernet & IEC61850 | GE | GENERAL ELECTRIC COMPANY | T60UAMHKHF8NH6PM8LP6PU8NW6T | Active
002474153 | RELAY,PROTECTION | FW R502, Line Diff 3 Ended, 14/25 IO Logic, 48/125VDC Pwr, 110VDC Ctrl, 1A Ph & 1A N, 110VAC Input, 4U Rack, 850nm, DNP over RS485 or 100BASEFX Ethernet | SEL | SCHWEITZER ENGINEERING LAB PTY LTD | 0311L7JCC321325XX | Active
002474161 | RELAY,PROTECTION | FW R502, Line Diff 3 Ended, 14/25 IO Logic, 48/125VDC Pwr, 110VDC Ctrl, 5A Ph & 5A N, 110VAC Input, 4U Rack, 850nm DNP over RS485 or 100BASEFX Ethernet | SEL | SCHWEITZER ENGINEERING LAB PTY LTD | 0311L7JCC325325XX | Active
002474179 | RELAY,PROTECTION | FW 7.32, GE Optional Module, AM, Trans Differential, T60, 4 Winding Processor | CSEUNI | CSE UNISERVE PTY LTD | T6M-9UH-AMK | Active
002474187 | RELAY,PROTECTION | FW 7.32, GE Optional Module, A5, Line Differential, L90, Dual CB Processor | CSEUNI | CSE UNISERVE PTY LTD | L9M-9UH-A5K | Active
002475812 | RELAY,PROTECTION | FW B4D, 2 Bias Txf Diff, 24/32V DC Pwr, 24/250V DC Logic 12/12 IO, 1/5A, Flush/60TE, DNP 100Base-FX, MM LC Enet | SCHNEIDR | SCHNEIDER PTY LTD (MANUFACTURER) | P642 91QDLM0B49L | Active
002404311 | INSULATION SLEEVING,ELECTRICAL | Heat Shrink, Wrap Around, 107/29mm ID, 1000mm Lg, Min 2mm Thk, Black, Polyolefin, Meltable Inner Lining | TECONN | TE CONNECTIVITY LTD | CRSM-107/29-1000/239(S5) | Active
002404311 | INSULATION SLEEVING,ELECTRICAL | Heat Shrink, Wrap Around, 107/29mm ID, 1000mm Lg, Min 2mm Thk, Black, Polyolefin, Meltable Inner Lining | GILBERT | GILBERT LODGE AUSTRALIA PTY LTD | RAYCRSM107/29-1000 | Active
002486769 | CABLE,FIBRE OPTIC | U/Ground, Ploughed, 72 Fibres SMOF, Tensile 2kN, Crush 2kN, c/w Termite Protection, 4000m Drum | AFLG | AFL GLOBAL | EMH61EPA072BK | Active
002486777 | CABLE,FIBRE OPTIC | U/Ground, Ploughed, 72 Fibres SMOF, Tensile 3kN, Crush 2kN, c/w Termite & Rodent Protection, 4000m Drum | AFLG | AFL GLOBAL | RMF61EFB072BK | Active
002481851 | CABLE,FIBRE OPTIC | Aerial, 72 Fibres SMOF, OPGW, 14.0mm Dia 15.8kA, 4000m Drum | SFPOC | SUZHOU FURUKAWA POWER OPTIC CABLE CO LTD | SFSJ-J-13395-72F | Active
002461804 | CABLE,FIBRE OPTIC | Aerial, 96 Fibres SMOF, ADSS, Short Span, Dry Core | AFLG | AFL GLOBAL | EMJ81ELL096BK | Active
002461804 | CABLE,FIBRE OPTIC | Aerial, 96 Fibres SMOF, ADSS, Short Span, Dry Core | CORNCBLE | CORNING CABLE SYSTEMS | A096SABDKP-HS11 | Active
002407331 | RELAY,PROTECTION | Multi-Contact Trip, 48V DC Aux Voltage, 12 Make Latching Contacts, Hand/Electrical Reset | RMSPROD | RMS PRODUCTS (RELAY MONITORING SYSTEMS) | 2HSM519B2-C-12M 2M28-S | Active
002407333 | RELAY,PROTECTION | Multi Contact Trip, 125V DC Aux Voltage, 12 Make Latching Contacts, Hand/Electrical Reset | RMSPROD | RMS PRODUCTS (RELAY MONITORING SYSTEMS) | 2HSM519B2-E-12M 2M28-S | Active
002486843 | RELAY,PROTECTION | FW R313-V2, Low Impedance Diff, 48-125V DC Pwr, 125V DC Logic 24/24 I/O, 1A CT, DNP3 100BASE-FX, MM LC Enet | SEL | SCHWEITZER ENGINEERING LAB PTY LTD | 0487B1X4X12XC2XEH9EEEXX | Active
000406291 | STRAPPING | S/Steel Band, Mat Finish, 16mm, supplied in 30m Coil | LEGEND | LEGEND POWER SYSTEMS | CABSTRAP15.8 | Active
000406291 | STRAPPING | S/Steel Band, Mat Finish, 16mm, supplied in 30m Coil | PLP | PREFORMED LINE PRODUCTS (AUST) | SSS-1630 | Active
002403959 | LINK,COMPRESSION | 35mm2 Al Cable, use Al Hex Die A/F 9.0mm | LEGEND | LEGEND POWER SYSTEMS | ALK35 | Active
002403959 | LINK,COMPRESSION | 35mm2 Al Cable, use Al Hex Die A/F 9.0mm | TYCOELEC | TYCO ELECTRONICS | H15204/1 | Active
002407026 | RELAY,PROTECTION | Single Pole Overcurrent/Earth Fault 0.1-40 Ion Earth Current Input 48-150Vdc Aux Supply DNP3 Communications Protocol Areva Model # MiCOM P120A00F411 | AREVA | AREVA T&D AUSTRALIA LTD | P120A00F412AD | Active
002407027 | RELAY,PROTECTION | Single Pole Overcurrent/Earth Fault 0.01-8 Ion Earth Current Input 24-60Vdc Aux Supply DNP3 Communications Portocol Areva Model # MiCOM P120B00A411 | AREVA | AREVA T&D AUSTRALIA LTD | P120B00A412AD | Active
002407028 | RELAY,PROTECTION | Single Pole Overcurrent/Earth Fault 0.01-8 Ion Earth Current Input 48-150Vdc Aux Supply DNP3 Communications Protocol Areva Model # MiCOM P120B00F411 | AREVA | AREVA T&D AUSTRALIA LTD | P120B00F412AD | Active
002407029 | RELAY,PROTECTION | Single Pole Overcurrent/Earth Fault 0.002-1 Ion Earth Current Input 24-60Vdc Aux Supply DNP3 Communications Protocol Areva Model # MiCOM P120C00A411 | AREVA | AREVA T&D AUSTRALIA LTD | P120C00A412AD | Active
002407030 | RELAY,PROTECTION | Single Pole Overcurrent/Earth Fault 0.002-1 Ion Earth Curr. Input 48-150Vdc Aux Supply DNP3 Communications Protocol Areva Model # MiCOM P120C00F411 | AREVA | AREVA T&D AUSTRALIA LTD | P120C00F412AD | Active
002407031 | RELAY,PROTECTION | High Impedance Differential 1A Secondary Input Current 48-150Vdc Aux Supply DNP3 Protocol Areva Model # MiCOM P121B00F411 c/w 3 Ph, 220 Ohm Stabilising Resistor & | AREVA | AREVA T&D AUSTRALIA LTD | P12B00F412AD | Active
002407033 | RELAY,PROTECTION | Biased Differential standard I/O 48-125Vdc power supply 1A secondary input current 2xREF elements 48Vdc control input DNP3 communications | SEL | SCHWEITZER ENGINEERING LAB PTY LTD | 0387A010HX3X221 | Active
002407034 | RELAY,PROTECTION | Biased Differential standard I/O 48-125V DC Pwr supply 1A secondary input current 2xREF elements 125V DC control input DNP3 communications | SEL | SCHWEITZER ENGINEERING LAB PTY LTD | 0387A010HX3X241 | Active
002407035 | RELAY,PROTECTION | Biased Differential standard I/O 48-125V DC Pwr supply 5A secondary input current 2xREF elements 48V DC control input DNP3 communications | SEL | SCHWEITZER ENGINEERING LAB PTY LTD | 0387A010HX3X321 | Active
002407087 | TOWELETTE,CLEANING-DISINFECTING | Isowipe, Bactericidal Wipes, contains Isopropyl Alcohol, for use on U/G Cable Joints, Terminations & part of the SF6 clean-up Kit | ATOMSUPP | ATOM SUPPLY GROUP P/L | 1216001 | Active
002407087 | TOWELETTE,CLEANING-DISINFECTING | Isowipe, Bactericidal Wipes, contains Isopropyl Alcohol, for use on U/G Cable Joints, Terminations & part of the SF6 clean-up Kit | BLKWOODJ | J BLACKWOOD & SONS LIMITED | 00931952 | Active
002476794 | TOWELETTE,CLEANING-DISINFECTING | Multipurpose, Antibacterial Disinfectant Alcohol Wipes, for Hands & Surfaces | HANLEY | HANLEY INDUSTRIAL ENTERPRISES | 3048350 | Active
002476794 | TOWELETTE,CLEANING-DISINFECTING | Multipurpose, Antibacterial Disinfectant Alcohol Wipes, for Hands & Surfaces | ATOMSUPP | ATOM SUPPLY GROUP P/L | 55090130 | Active
002476794 | TOWELETTE,CLEANING-DISINFECTING | Multipurpose, Antibacterial Disinfectant Alcohol Wipes, for Hands & Surfaces | STUPKIN | STUPKIN P/L FOR TV DIRECT 2U | 200611820701 | Active
002434397 | RELAY,PROTECTION | Feeder Management Directional/ Non-directional Overcurrent Earth Fault, SEF Relay, 12/11 I/O, 110 - 250VDC Power Supply, 1/5A CT with MODBUS | SCHNEIDR | SCHNEIDER PTY LTD (MANUFACTURER) | P142317B2M0439J | Active
002434405 | RELAY,PROTECTION | Feeder Management Directional/ Non-directional Overcurrent Earth Fault, SEF Relay, 12/11 I/O, 110 - 250VDC Power Supply, 1/5A CT, 415V VT with MODBUS | SCHNEIDR | SCHNEIDER PTY LTD (MANUFACTURER) | P142327B2M0439J | Active
002436061 | RELAY,PROTECTION | Feeder Management Directional/ Non-directional Overcurrent Earth Fault, SEF Relay, 12/11 I/O, 48 - 110VDC Power Supply, 1/5A CT, 415V VT with DNP 3.0 | SCHNEIDR | SCHNEIDER PTY LTD (MANUFACTURER) | P142227B4M0439J | Active
002436079 | RELAY,PROTECTION | Feeder Management Directional/ Non-directional Overcurrent Earth Fault, SEF Relay, 12/11 I/O, 110 - 250VDC Power Supply, 1/5A CT, 415V VT with DNP 3.0 | SCHNEIDR | SCHNEIDER PTY LTD (MANUFACTURER) | P142327B4M0439J | Active
002443091 | RELAY,PROTECTION | Remote I/O Device, 8/8/ I/O, 48-125V DC Power Supply, 48V DC Control, EIA-232 Mirror Bit Comms, Panel Mount | SEL | SCHWEITZER ENGINEERING LAB PTY LTD | 2505302XX | Active
002443109 | RELAY,PROTECTION | Remote I/O Device, 8/8/ I/O, 48-125V DC Power Supply, 125V DC Control, EIA-232 Mirror Bit Comms, Panel Mount | SEL | SCHWEITZER ENGINEERING LAB PTY LTD | 2505304XX | Active
002443117 | RELAY,PROTECTION | Remote I/O Device, 8/8/ I/O, 125-250V DC Power Supply, 250V DC Control, EIA-232 Mirror Bit Comms, Panel Mount | SEL | SCHWEITZER ENGINEERING LAB PTY LTD | 2505406XX | Active
002407037 | RELAY,PROTECTION | Biased Differential, Additional 8/12 I/O 48-125V DC Power Supply, 1A Secondary Input Current 2xREF Elements, 48V DC Control Input, DNP3 Comms Protocol | SEL | SCHWEITZER ENGINEERING LAB PTY LTD | 0387A011H23X221 | Active
002407038 | RELAY,PROTECTION | Biased Differential, Additional 8/12 I/O 48-125Vdc Power Supply, 1A Secondary Input Current 2xREF Elements 125Vdc Control Input, DNP3 Communications | SEL | SCHWEITZER ENGINEERING LAB PTY LTD | 0387A011H23X241 | Active
002407039 | RELAY,PROTECTION | Biased Differential, Additional 8/12 I/O 48-125Vdc Power Supply, 5A Secondary Input Current 2xREF Elements, 48Vdc Control Input, DNP3 Communications | SEL | SCHWEITZER ENGINEERING LAB PTY LTD | 0387A011H23X321 | Active
002407040 | RELAY,PROTECTION | Biased Differential, Additional 8/12 I/O 48-125Vdc Power Supply, 5A Secondary Input Current 2xREF Elements 125Vdc Control Input, DNP3 Communications | SEL | SCHWEITZER ENGINEERING LAB PTY LTD | 0387A011H23X341 | Active
002407041 | RELAY,PROTECTION | Distance Standard I/O 48-125VDC Pwr, 1A Secondary Input, 48VDC Control Input Voltage, DNP3 Comms Protocol | SEL | SCHWEITZER ENGINEERING LAB PTY LTD | 0311C00H23212X1 | Active
002407042 | RELAY,PROTECTION | Distance standard I/O 48-125Vdc power supply 1A secondary input current 125Vdc control input voltage DNP3 communication protocol SEL Model No. 0311C00H23214X1 | SEL | SCHWEITZER ENGINEERING LAB PTY LTD | 0311C00H23214X1 | Active
002407044 | RELAY,PROTECTION | Distance standard I/O 48-125Vdc power supply 5A secondary input current 125Vdc control input voltage DNP3 communication protocol SEL Model No. 0311C00H23254X1 | SEL | SCHWEITZER ENGINEERING LAB PTY LTD | 0311C00H23254X1 | Active
002467652 | AMPLIFIER | PDH Optical Booster Amplifier, 20dB Gain, +17dBm Max Output Power, FC-UPC, Managed | COMMTEL | COMMTEL NETWORK SOLUTIONS | OBA-17-FC-UPC | Active
002475986 | RELAY,PROTECTION | FW H9C, Fdr Diff, Dual CB, 110/250V DC Pwr, 24/250V DC Logic 16/14 IO, 1/5A, 110V AC Input, 850nm 2Ch, Flush/60TE, DNP 100Base-FX, MM LC Enet | SCHNEIDR | SCHNEIDER PTY LTD (MANUFACTURER) | P544 31QALM0H99M | Active
002476000 | RELAY,PROTECTION | FW H9C, Fdr Diff, Dual CB, 48/110V DC Pwr, 24/250V DC Logic 16/14 IO, 1/5A, 110V AC Input, 1300nm 1Ch, Flush/60TE, DNP 100Base-FX, MM LC Enet | SCHNEIDR | SCHNEIDER PTY LTD (MANUFACTURER) | P544 21QBLM0H99M | Active
002476018 | RELAY,PROTECTION | FW H9C, Fdr Diff, Dual CB, 110/250V DC Pwr, 24/250V DC Logic 16/14 IO, 1/5A, 110V AC Input, 1300nm 1Ch, Flush/60TE, DNP 100Base-FX, MM LC Enet | SCHNEIDR | SCHNEIDER PTY LTD (MANUFACTURER) | P544 31QBLM0H99M | Active
002475820 | RELAY,PROTECTION | FW B4D, 2 Bias Txf Diff, 48/110V DC Pwr, 24/250V DC Logic 12/12 IO, 1/5A, Flush/60TE, DNP 100Base-FX, MM LC Enet | SCHNEIDR | SCHNEIDER PTY LTD (MANUFACTURER) | P642 21QDLM0B49L | Active
002457349 | RELAY,PROTECTION | 2 Terminal Line Differential, Overcurrent & Earth Fault, 14/25 I/O, 24-48V DC Power Supply, 1A Ph & Polarising CT, 24V DC Control, 850nm | SEL | SCHWEITZER ENGINEERING LAB PTY LTD | 0311L0JC0221121XX | Active
002457356 | RELAY,PROTECTION | FW R301, 2 Terminal Line Differential, Overcurrent & Earth Fault, 14/25 I/O, 48-125VDC Pwr, 1A Ph & Polarising CT, 48VDC Control, 850nm | SEL | SCHWEITZER ENGINEERING LAB PTY LTD | 0311L0JC0321221XX | Active
002457372 | RELAY,PROTECTION | 2 Terminal Line Differential, Overcurrent & Earth Fault, 14/25 I/O, 24-48V DC Power Supply, 5A Ph & Polarising CT, 24V DC Control, 850nm | SEL | SCHWEITZER ENGINEERING LAB PTY LTD | 0311L0JC0225121XX | Active
002457380 | RELAY,PROTECTION | 2 Terminal Line Differential, Overcurrent & Earth Fault, 14/25 I/O, 48-125V DC Power Supply, 5A Ph & Polarising CT, 48V DC Control, 850nm | SEL | SCHWEITZER ENGINEERING LAB PTY LTD | 0311L0JC0325221XX | Active
002457398 | RELAY,PROTECTION | 2 Terminal Line Differential, Overcurrent & Earth Fault, 14/25 I/O, 48-125V DC Power Supply, 5A Ph & Polarising CT, 125V DC Control, 850nm | SEL | SCHWEITZER ENGINEERING LAB PTY LTD | 0311L0JC0325421XX | Active
002457406 | RELAY,PROTECTION | 3 Terminal Line Differential, Overcurrent & Earth Fault, 14/25 I/O, 24-48V DC Power Supply, 1A Ph & Polarising CT, 24V DC Control, 850nm | SEL | SCHWEITZER ENGINEERING LAB PTY LTD | 0311L0JCC221121XX | Active
002457414 | RELAY,PROTECTION | FW R301, 3 Terminal Line Differential, Overcurrent & Earth Fault, 14/25 I/O, 48-125VDC Pwr, 1A Ph & Polarising CT, 48VDC Control, 850nm | SEL | SCHWEITZER ENGINEERING LAB PTY LTD | 0311L0JCC321221XX | Active
002457422 | RELAY,PROTECTION | FW R301, 3 Terminal Line Differential, Overcurrent & Earth Fault, 14/25 I/O, 48-125VDC Pwr, 1A Ph & Polarising CT, 125VDC Control, 850nm | SEL | SCHWEITZER ENGINEERING LAB PTY LTD | 0311L0JCC321421XX | Active
002457430 | RELAY,PROTECTION | 3 Terminal Line Differential, Overcurrent & Earth Fault, 14/25 I/O, 24-48V DC Power Supply, 5A Ph & Polarising CT, 24V DC Control, 850nm | SEL | SCHWEITZER ENGINEERING LAB PTY LTD | 0311L0JCC225121XX | Active
002457455 | RELAY,PROTECTION | 3 Terminal Line Differential, Overcurrent & Earth Fault, 14/25 I/O, 48-125V DC Power Supply, 5A Ph & Polarising CT, 125VDC Control, 850nm | SEL | SCHWEITZER ENGINEERING LAB PTY LTD | 0311L0JCC325421XX | Active
002457463 | RELAY,PROTECTION | 2 Terminal Line Differential, Overcurrent & Earth Fault, 14/25 I/O, 24-48V DC Power Supply, 1A Ph & Polarising CT, 24V DC Control, 1300nm | SEL | SCHWEITZER ENGINEERING LAB PTY LTD | 0311L0JH0221121XX | Active
002457471 | RELAY,PROTECTION | 2 Terminal Line Differential, Overcurrent & Earth Fault, 14/25 I/O, 48-125V DC Power Supply, 1A Ph & Polarising CT, 125V DC Control, 1300nm | SEL | SCHWEITZER ENGINEERING LAB PTY LTD | 0311L0JH0321221XX | Active
002457489 | RELAY,PROTECTION | 2 Terminal Line Differential, Overcurrent & Earth Fault, 14/25 I/O, 24-125V DC Power Supply, 1A Ph & Polarising CT, 125V DC Control, 1300nm | SEL | SCHWEITZER ENGINEERING LAB PTY LTD | 0311L0JH0321421XX | Active
002421212 | PANEL,FUSE | 6 x 100A Fuseholders, Prewired for use in LV Supply Pillars (scm) | LEGEND | LEGEND POWER SYSTEMS | 6F-MPMAS-SLWSP | Active
002421212 | PANEL,FUSE | 6 x 100A Fuseholders, Prewired for use in LV Supply Pillars (scm) | FLOWLINE | FLOWLINE INDUSTRIES PTY LTD | ESQ062/1 | Active
002407052 | RELAY,PROTECTION | 2 Terminal Line differential standard I/O 48-125Vdc power supply 5A secondary input curr. 125Vdc control input voltage DNP3 communications protocol | SEL | SCHWEITZER ENGINEERING LAB PTY LTD | 0311L0HB03254X1 | Active
002407053 | RELAY,PROTECTION | 2 Terminal Line Differential Additional 8/12 I/O 48-125V DC Pwr Supply 1A Secondary Input Current 48V DC Control Input DNP3 Communications Protocol | SEL | SCHWEITZER ENGINEERING LAB PTY LTD | 0311L0JB0321221 | Active
002407054 | RELAY,PROTECTION | 2 Terminal Line differential additional 8/12 I/O 48-125Vdc power supply 1A secondary input current 125Vdc control input DNP3 communications protocol | SEL | SCHWEITZER ENGINEERING LAB PTY LTD | 0311L0JB0321421 | Active
002407055 | RELAY,PROTECTION | 2 Terminal Line differential additional 8/12 I/O 48-125Vdc power supply 5A secondary input current 48Vdc control input DNP3 communciations protocol | SEL | SCHWEITZER ENGINEERING LAB PTY LTD | 0311L0JB0325221 | Active
002407056 | RELAY,PROTECTION | 2 Terminal Line differential additional 8/12 I/O 48-125Vdc power supply 5A secondary input current 125Vdc control input DNP3 communications protocol | SEL | SCHWEITZER ENGINEERING LAB PTY LTD | 0311L0JB0325421 | Active
000411231 | CLAMP,CABLE | IPC, Bare Cu Main 7-95mm2, Insulated Tap 35-95mm2, c/w Stainless Steel Fasteners (P20) (scm) | SICAME | SICAME AUSTRALIA PTY LTD | NTD301XFAE | Active
002477727 | RELAY,PROTECTION | FW R502, Line Diff 3 Ended, 14/25 IO Logic, 24/48VDC Pwr, 48VDC Ctrl, 1A Ph & 1A N, 110VAC Input, 4U Vert, 1300nm, DNP over RS485 or 100BaseFX Enet | SEL | SCHWEITZER ENGINEERING LAB PTY LTD | 0311L7LDD221225XX | Active
002477735 | RELAY,PROTECTION | FW R502, Line Diff 3 Ended, 14/25 IO Logic, 24/48VDC Pwr, 110VDC Ctrl, 1A Ph & 1A N, 110VAC Input, 4U Vert, 1300nm, DNP over RS485 or 100BaseFX Enet | SEL | SCHWEITZER ENGINEERING LAB PTY LTD | 0311L7LDD221325XX | Active
002477743 | RELAY,PROTECTION | FW R502, Line Diff 3 Ended, 14/25 IO Logic, 24/48VDC Pwr, 48VDC Ctrl, 5A Ph & 5A N, 110VAC Input, 4U Vert, 1300nm, DNP over RS485 or 100BaseFX Enet | SEL | SCHWEITZER ENGINEERING LAB PTY LTD | 0311L7LDD225225XX | Active
002477750 | RELAY,PROTECTION | FW R502, Line Diff 3 Ended, 14/25 IO Logic, 24/48VDC Pwr, 110VDC Ctrl, 5A Ph & 5A N, 110VAC Input, 4U Vert, 1300nm, DNP over RS485 or 100BaseFX Enet | SEL | SCHWEITZER ENGINEERING LAB PTY LTD | 0311L7LDD225325XX | Active
002477776 | RELAY,PROTECTION | FW R502, Line Diff 3 Ended, 14/25 IO Logic, 24/48VDC Pwr, 110VDC Ctrl, 1A Ph & 1A N, 110VAC Input, 4U Vert, 850nm, DNP over RS485 or 100BaseFX Enet | SEL | SCHWEITZER ENGINEERING LAB PTY LTD | 0311L7LCC221325XX | Active
002403966 | SLEEVE,COMPRESSION | 70mm2, Al Cable, use Al Hex Die A/F 13.2mm | LEGEND | LEGEND POWER SYSTEMS | ALK70 | Active
002403966 | SLEEVE,COMPRESSION | 70mm2, Al Cable, use Al Hex Die A/F 13.2mm | TYCOELEC | TYCO ELECTRONICS | H15206/1 | Active
002403971 | TERMINAL,LUG | Compression, Al, 70mm2, M12 Bolt Hole, Hex Die A/F 13.2mm, ETS 01-09-23 (P1) | LEGEND | LEGEND POWER SYSTEMS | AL70-12 | Active
002403971 | TERMINAL,LUG | Compression, Al, 70mm2, M12 Bolt Hole, Hex Die A/F 13.2mm, ETS 01-09-23 (P1) | TYCOELEC | TYCO ELECTRONICS | H15130/1 | Active
002403976 | TERMINAL,LUG | Compression, Cu, 500mm2, Undrilled, Hex Die A/F 31.0mm | LEGEND | LEGEND POWER SYSTEMS | CAL500 | Active
002403976 | TERMINAL,LUG | Compression, Cu, 500mm2, Undrilled, Hex Die A/F 31.0mm | TYCOELEC | TYCO ELECTRONICS | H1449/1 | Active
002405260 | TERMINAL,LUG | Compression, Al, M12 Bolt Hole, Hex Die A/F 28.4mm, suit Saturn, Ruby, Nitrogen, Lemon 37/3.00 Al Overhead Conductors, ETS 01-09-23 (P1) | LEGEND | LEGEND POWER SYSTEMS | AL262-12 | Active
002405260 | TERMINAL,LUG | Compression, Al, M12 Bolt Hole, Hex Die A/F 28.4mm, suit Saturn, Ruby, Nitrogen, Lemon 37/3.00 Al Overhead Conductors, ETS 01-09-23 (P1) | TYCOELEC | TYCO ELECTRONICS | SL94/1 | Active
002406398 | TERMINAL,LUG | Compression, Bi-Metal, Cu Palm, 240mm2, M12 Bolt Hole, Hex Die A/F 28mm, Stranded 4 Core Sector Conductor, ETS 01-09-23 (P1) (scm) | TYCOELEC | TYCO ELECTRONICS | BG4HR240M12 | Active
002406398 | TERMINAL,LUG | Compression, Bi-Metal, Cu Palm, 240mm2, M12 Bolt Hole, Hex Die A/F 28mm, Stranded 4 Core Sector Conductor, ETS 01-09-23 (P1) (scm) | LEGEND | LEGEND POWER SYSTEMS | BL240-12 | Active
002437861 | TERMINAL,LUG | Tinned Cu, 120mm2, 2 x M13 Bolt Holes, 50mm Centres, Long Barrel, Long Palm, Dwg EESS-10031-04 | CABAC | CABAC (MANUFACTURER) | CAL120LPB1250 | Active
002437861 | TERMINAL,LUG | Tinned Cu, 120mm2, 2 x M13 Bolt Holes, 50mm Centres, Long Barrel, Long Palm, Dwg EESS-10031-04 | LEGEND | LEGEND POWER SYSTEMS | CAL120LPB1250 | Active
002457497 | RELAY,PROTECTION | 2 Terminal Line Differential, Overcurrent & Earth Fault, 14/25 I/O, 24-48V DC Power Supply, 5A Ph & Polarising CT, 24V DC Control, 1300nm | SEL | SCHWEITZER ENGINEERING LAB PTY LTD | 0311L0JH0225121XX | Active
002457513 | RELAY,PROTECTION | 2 Terminal Line Differential, Overcurrent & Earth Fault, 14/25 I/O, 48-125V DC Power Supply, 5A Ph & Polarising CT, 125V DC Control, 1300nm | SEL | SCHWEITZER ENGINEERING LAB PTY LTD | 0311L0JH0325421XX | Active
002457521 | RELAY,PROTECTION | Model 035163A2D812X1, Feeder Management, Additional 8/12 I/O, 24-48V DC Power Supply, 1A Ph & 0.05A Neutral Secondary Input Current, 24V DC Control Input | SEL | SCHWEITZER ENGINEERING LAB PTY LTD | 035163A2D812X1 | Active
002457539 | RELAY,PROTECTION | Model 035163A3D822X1, Feeder Management, Additional 8/12 I/O, 48-125V DC Power Supply, 1A Ph & 0.05A Neutral Secondary Input Current, 48V DC Control Input | SEL | SCHWEITZER ENGINEERING LAB PTY LTD | 035163A3D822X1 | Active
002458560 | RELAY,PROTECTION | Feeder Protection & Control IED, Type HBFGDAAHAAH1ANA1XG, Config G, Model REF615, Dwg Assy 602 (scm) | ABBAUST | ABB AUSTRALIA PTY LTD | HBFGDAAHAAH1ANA1XG, CONFIG G | Active
002460046 | RELAY,PROTECTION | Fdr Mgt, Dir/Non-Dir OC, EF & SEF Relay, 24-32VDC Pwr, 12/11 IO, 1/5A CT, DNP3 over RS485 or LC Fibre Ethernet & IEC61850 | SCHNEIDR | SCHNEIDER PTY LTD (MANUFACTURER) | P14291QBLM0B29L | Phasing
002460053 | RELAY,PROTECTION | Fdr Mgt, Dir/Non-Dir OC, EF & SEF Relay, 48-110VDC Pwr, 12/11 IO, 1/5A CT, DNP3 over RS485 or LC Fibre Ethernet & IEC61850 | SCHNEIDR | SCHNEIDER PTY LTD (MANUFACTURER) | P14221QBLM0B29L | Phasing
002460061 | RELAY,PROTECTION | Fdr Mgt, Dir/Non-Dir OC, EF & SEF Relay, 110-250VDC Pwr, 12/11 IO, 1/5A CT, DNP3 over RS485 or LC Fibre Ethernet & IEC61850 | SCHNEIDR | SCHNEIDER PTY LTD (MANUFACTURER) | P14231QBLM0B29L | Phasing
002407066 | RELAY,PROTECTION | Multi-Contact Trip, 48-66V DC Aux Voltage, 8 Latching C/O Contacts, Hand/Electrical Reset | SIEMENS | SIEMENS LTD | 7PA2221-1 | Active
002407312 | RELAY,PROTECTION | High Impedance Differential Protection, Voltage Operated, Setting Range 25-325V (50V Steps) 110V DC Aux Supply c/w Metrosil & Tripping Relay | RMSPROD | RMS PRODUCTS (RELAY MONITORING SYSTEMS) | 1M123K06 | Active
002407318 | RELAY,PROTECTION | High Impedance Differential Protection, Voltage Operated, Setting Range 25-115V (15V Steps) 32V DC Aux Supply c/w Metrosil & Tripping Relay | RMSPROD | RMS PRODUCTS (RELAY MONITORING SYSTEMS) | 1M123K19 | Active
002407330 | RELAY,PROTECTION | Multi-Contact Trip, 110V DC Aux Voltage, 12 Make Latching Contacts, Hand/Electrical Reset | RMSPROD | RMS PRODUCTS (RELAY MONITORING SYSTEMS) | 2HSM519B2-D-12M 2M28-S | Active
002408185 | RELAY,PROTECTION | Panel Mounted Directional/NonDirectional Overcurrent & Earth Fault, Standard I/O, 24-48V DC Power Supply, 1A Ph & 0.05A Neautral Secondary Input Current, 24V DC | SEL | SCHWEITZER ENGINEERING LAB PTY LTD | 0351A00322581X1 | Active
000411239 | CLAMP,CABLE | IPC, 25-95 ABC Mains, 2 x 6-35 ABC Tap (P12) | SICAME | SICAME AUSTRALIA PTY LTD | TT2D83XF3A | Active
002477594 | RELAY,PROTECTION | FW R502, Line Diff 3 Ended, 14/25 IO Logic, 24/48VDC Pwr, 48VDC Ctrl, 1A Ph & 1A N, 110VAC Input, 4U Rack, 850nm, DNP over RS485 or 100BaseFX Enet | SEL | SCHWEITZER ENGINEERING LAB PTY LTD | 0311L7JCC221225XX | Active
002477602 | RELAY,PROTECTION | FW R502, Line Diff 3 Ended, 14/25 IO Logic, 24/48VDC Pwr, 110VDC Ctrl, 1A Ph & 1A N, 110VAC Input, 4U Rack, 850nm, DNP over RS485 or 100BaseFX Enet | SEL | SCHWEITZER ENGINEERING LAB PTY LTD | 0311L7JCC221325XX | Active
002477628 | RELAY,PROTECTION | FW R502, Line Diff 3 Ended, 14/25 IO Logic, 24/48VDC Pwr, 48VDC Ctrl, 5A Ph & 5A N, 110VAC Input, 4U Rack, 850nm, DNP over RS485 or 100BaseFX Enet | SEL | SCHWEITZER ENGINEERING LAB PTY LTD | 0311L7JCC225225XX | Active
002477636 | RELAY,PROTECTION | FW R502, Line Diff 3 Ended, 14/25 IO Logic, 24/48VDC Pwr, 110VDC Ctrl, 5A Ph & 5A N, 110VAC Input, 4U Rack, 850nm, DNP over RS485 or 100BaseFX Enet | SEL | SCHWEITZER ENGINEERING LAB PTY LTD | 0311L7JCC225325XX | Active
002477644 | RELAY,PROTECTION | FW R502, Line Diff 3 Ended, 14/25 IO Logic, 48/125VDC Pwr, 48VDC Ctrl, 5A Ph & 5A N, 110VAC Input, 4U Rack, 850nm, DNP over RS485 or 100BaseFX Enet | SEL | SCHWEITZER ENGINEERING LAB PTY LTD | 0311L7JCC325225XX | Active
002477651 | RELAY,PROTECTION | FW R502, Line Diff 3 Ended, 14/25 IO Logic, 48/125VDC Pwr, 48VDC Ctrl, 1A Ph & 1A N, 110VAC Input, 4U Rack, 1300nm, DNP over RS485 or 100BaseFX Enet | SEL | SCHWEITZER ENGINEERING LAB PTY LTD | 0311L7JDD321225XX | Active
002477669 | RELAY,PROTECTION | FW R502, Line Diff 3 Ended, 14/25 IO Logic, 24/48VDC Pwr, 48VDC Ctrl, 1A Ph & 1A N, 110VAC Input, 4U Rack, 1300nm, DNP over RS485 or 100BaseFX Enet | SEL | SCHWEITZER ENGINEERING LAB PTY LTD | 0311L7JDD221225XX | Active
002477677 | RELAY,PROTECTION | FW R502, Line Diff 3 Ended, 14/25 IO Logic, 24/48VDC Pwr, 110VDC Ctrl, 1A Ph & 1A N, 110VAC Input, 4U Rack, 1300nm, DNP over RS485 or 100BaseFX Enet | SEL | SCHWEITZER ENGINEERING LAB PTY LTD | 0311L7JDD221325XX | Active
002477685 | RELAY,PROTECTION | FW R502, Line Diff 3 Ended, 14/25 IO Logic, 24/48VDC Pwr, 48VDC Ctrl, 5A Ph & 5A N, 110VAC Input, 4U Rack, 1300nm, DNP over RS485 or 100BaseFX Enet | SEL | SCHWEITZER ENGINEERING LAB PTY LTD | 0311L7JDD225225XX | Active
002477701 | RELAY,PROTECTION | FW R502, Line Diff 3 Ended, 14/25 IO Logic, 48/125VDC Pwr, 48VDC Ctrl, 5A Ph & 5A N, 110VAC Input, 4U Rack, 1300nm, DNP over RS485 or 100BaseFX Enet | SEL | SCHWEITZER ENGINEERING LAB PTY LTD | 0311L7JDD325225XX | Active
002477719 | RELAY,PROTECTION | FW R502, Line Diff 3 Ended, 14/25 IO Logic, 48/125VDC Pwr, 110VDC Ctrl, 5A Ph & 5A N, 110VAC Input, 4U Rack, 1300nm, DNP over RS485 or 100BaseFX Enet | SEL | SCHWEITZER ENGINEERING LAB PTY LTD | 0311L7JDD325325XX | Active
000003762 | TRANSFORMER,POWER | Padmount, 66/11kV, 250kVA, 3 Ph, 50Hz, ONAN, Dwg 954150-03 | TYREE | TYREE TRANSFORMERS PTY LTD | 250M902-B | Active
000024776 | CAP | Proflow Fit Tester, Replacement Part for Powered Air Purification Respirators | SAFESCTT | SCOTT SAFETY AUSTRALIA | 052693 | Active
000024776 | CAP | Proflow Fit Tester, Replacement Part for Powered Air Purification Respirators | ALLENS | ALLENS INDUSTRIAL PRODUCTS | UN052693 | Active
002470094 | CAP | 9/16" JIC F-Cap, Hydraulic Fitting | HYDRLINK | HYDRAULINK HOSE & FITTINGS | JC-06 | Active
002470102 | CAP | 3/4" JIC F-Cap, Hydraulic Fitting | HYDRLINK | HYDRAULINK HOSE & FITTINGS | JC-08 | Active
002470110 | CAP | 7/8" JIC F-Cap, Hydraulic Fitting | HYDRLINK | HYDRAULINK HOSE & FITTINGS | JC-10 | Active
002458701 | POLE,TELESCOPIC | Telescopic Downrod, 6m Lg, Extend to max 11.6m Lg, suit PLP ABS | PLP | PREFORMED LINE PRODUCTS (AUST) | A-A10251 | Active
002469427 | LEAD,ELECTRICAL | SP2, 5 Dry Contact Lead 5M | NETIC | NET IMPROVEMENT CONSULTING PTY LTD | AK-5DRY5M | Phasing
002469427 | LEAD,ELECTRICAL | SP2, 5 Dry Contact Lead 5M | DUONS | DUONS PTY LTD (AKCP PRODUCTS) | 5DCS | Phasing
002460087 | RELAY,PROTECTION | Feeder Management, Directional/Non-Dir Overcurrent, Earth Fault & SEF Relay, 24/14 I/O, 48-250V DC Power Supply, 1/5A CT, DNP3 over RS485 or LC Fibre | ABBAUST | ABB AUSTRALIA PTY LTD | REF620 NBFNAANNAAH1BNN11G | Active
002460095 | RELAY,PROTECTION | Feeder Management, Directional/Non-Dir Overcurrent, Earth Fault & SEF Relay, 24/14 I/O, 24-60V DC Power Supply, 1/5A CT, DNP3 over LC Fibre Ethernet & | ABBAUST | ABB AUSTRALIA PTY LTD | REF620 NBFNAANNNEH1BNN21G | Active
002460103 | RELAY,PROTECTION | Feeder Management, Directional/Non-Dir Overcurrent, Earth Fault & SEF Relay, 24/14 I/O, 48-250V DC Power Supply, 1/5A CT, DNP3 over LC Fibre Ethernet & | ABBAUST | ABB AUSTRALIA PTY LTD | REF620 NBFNAANNNEH1BNN11G | Active
002460111 | RELAY,PROTECTION | Single Phase, Non-Dir Overcurrent & Earth Fault, 4/6 I/O, 24-60V DC Power Supply, 1/5A CT, DNP3 over RS485 or LC Fibre Ethernet & IEC61850 | ABBAUST | ABB AUSTRALIA PTY LTD | REF615 HBFCACABAAH1ANN21G | Active
002460129 | RELAY,PROTECTION | Single Phase, Non-Dir Overcurrent & Earth Fault, 4/6 I/O, 48-250V DC Power Supply, 1/5A CT, DNP3 over RS485 or LC Fibre Ethernet & IEC61850 | ABBAUST | ABB AUSTRALIA PTY LTD | REF615 HBFCACABAAH1ANN11G | Active
002460137 | RELAY,PROTECTION | Single Phase, Non-Dir Overcurrent & Earth Fault, 4/6 I/O, 24-60V DC Power Supply, 1/5A CT, DNP3 over LC Fibre Ethernet & IEC61850 HSR/PRP | ABBAUST | ABB AUSTRALIA PTY LTD | REF615 HBFCACABNEH1ANN21G | Active
002460145 | RELAY,PROTECTION | Single Phase, Non-Dir Overcurrent & Earth Fault, 4/6 I/O, 48-250V DC Power Supply, 1/5A CT, DNP3 over LC Fibre Ethernet & IEC61850 HSR/PRP | ABBAUST | ABB AUSTRALIA PTY LTD | REF615 HBFCACABNEH1ANN11G | Active
002460152 | RELAY,PROTECTION | Capacitor Bank, Overload, Unbalance, Non-Dir Overcurrent & Earth Fault, 4/6 I/O, 24-60V DC Power Supply, 1/5A CT, DNP3 over RS485 or LC Fibre | ABBAUST | ABB AUSTRALIA PTY LTD | REV615 HBVBBCADAAH1BNN21G | Active
002460160 | RELAY,PROTECTION | Capacitor Bank, Overload, Unbalance, Non-Dir Overcurrent & Earth Fault, 4/6 I/O, 48-250V DC Power Supply, 1/5A CT, DNP3 over RS485 or LC Fibre | ABBAUST | ABB AUSTRALIA PTY LTD | REV615 HBVBBCADAAH1BNN11G | Active
002460186 | RELAY,PROTECTION | Capacitor Bank, Overload, Unbalance, Non-Dir Overcurrent & Earth Fault, 4/6 I/O, 48-250V DC Power Supply, 1/5A CT, DNP3 over LC Fibre Ethernet & | ABBAUST | ABB AUSTRALIA PTY LTD | REV615 HBVBBCADNEH1BNN11G | Active
002460194 | RELAY,PROTECTION | Summated Bus, Non-Dir Overcurrent & Earth Fault, 16/16 I/O, 24-48V DC Power Supply, 1/5A CT, DNP3 over RS485 or LC Fibre Ethernet & IEC61850 HSR/PRP, | GE | GENERAL ELECTRIC COMPANY | F35UA3HKLF8NH6PMXXP6PU6TWXX | Active
002460202 | RELAY,PROTECTION | Summated Bus, Non-Dir Overcurrent & Earth Fault, 16/16 I/O, 125-250V DC Power Supply, 1/5A CT, DNP3 over RS485 or LC Fibre Ethernet & IEC61850 HSR/PRP, | GE | GENERAL ELECTRIC COMPANY | F35UA3HKHF8NH6PMXXP6PU6TWXX | Active
002486728 | END CAP | Acti9, 1 Pole (P10) | SCHNEIDR | SCHNEIDER PTY LTD (MANUFACTURER) | A9XPE110 | Active
002486876 | RELAY,PROTECTION | FW B5A, 3 Bias Txf Diff with Volts, 24/48VDC Pwr, 24/250VDC Logic 16/16 IO, 1/5A CT, 100/120V VT, Flush/60TE, DNP 100Base-FX, MM LC Enet | SCHNEIDR | SCHNEIDER PTY LTD (MANUFACTURER) | P643 92QALM0B59M | Active
002486884 | RELAY,PROTECTION | FW B5A, 3 Bias Txf Diff with Volts, 48/110VDC Pwr, 24/250VDC Logic 16/16 IO, 1/5A CT, 100/120V VT, Flush/60TE, DNP 100Base-FX, MM LC Enet | SCHNEIDR | SCHNEIDER PTY LTD (MANUFACTURER) | P643 22QALM0B59M | Active
002486892 | RELAY,PROTECTION | FW B5A, 3 Bias Txf Diff with Volts, 110/250VDC Pwr, 24/250VDC Logic 16/16 IO 1/5A CT, 100/120V VT, Flush/60TE, DNP 100Base-FX, MM LC Enet | SCHNEIDR | SCHNEIDER PTY LTD (MANUFACTURER) | P643 32QALM0B59M | Active
002466142 | RELAY,PROTECTION | 2 Terminal Line Differential, Overcurrent & Earth Fault, Breaker & Half Application, 16/16 I/O, 24-48V DC Power Supply, 1/5A CT, 1300nm Fibre | GE | GENERAL ELECTRIC COMPANY | L90UA5HKLF8LH6PL8LN6PS6TUXXW7D | Active
002466159 | RELAY,PROTECTION | 2 Terminal Line Differential, Overcurrent & Earth Fault, Breaker & Half Application, 16/16 I/O, 125-250V DC Power Supply, 1/5A CT, 1300nm Fibre | GE | GENERAL ELECTRIC COMPANY | L90UA5HKHF8LH6PL8LN6PS6TUXXW7D | Active
002466167 | RELAY,PROTECTION | 3 Terminal Line Differential, Overcurrent & Earth Fault, Breaker & Half Application, 16/16 I/O, 24-48V DC Power Supply, 1/5A CT, 1300nm Fibre | GE | GENERAL ELECTRIC COMPANY | L90UA5HKLF8LH6PL8LN6PS6TUXXW7K | Active
002466175 | RELAY,PROTECTION | 3 Terminal Line Differential, Overcurrent & Earth Fault, Breaker & Half Application, 16/16 I/O, 125-250V DC Power Supply, 1/5A CT, 1300nm Fibre | GE | GENERAL ELECTRIC COMPANY | L90UA5HKHF8LH6PL8LN6PS6TUXXW7K | Active
002468007 | RELAY,PROTECTION | Remote I/O Device, 8/8/ I/O, 12-24V DC Power Supply, 12V DC Control, EIA-232 Mirror Bit Comms, Panel Mount | SEL | SCHWEITZER ENGINEERING LAB PTY LTD | 2505100XX | Active
002468015 | RELAY,PROTECTION | Remote I/O Device, 8/8/ I/O, 48-125V DC Power Supply, 110V DC Control, EIA-232 Mirror Bit Comms, Panel Mount | SEL | SCHWEITZER ENGINEERING LAB PTY LTD | 2505303XX | Active
002479418 | SWITCHBOARD,POWER | AC Distribution Board, 250A Main Switch, 24 Ess + 24 Non-Ess Chassis, Indoor, 1728 x 600 x 240mm | NHPELEC | NHP ELECTRICAL ENGINEERING | EQL2479418 | Active
002479483 | SWITCHBOARD,POWER | Transfer Switch, 400V AC, 125A, Generator Connection Point, Outdoor, S/Steel, 1296 x 600 x 240mm | NHPELEC | NHP ELECTRICAL ENGINEERING | EQL2479483 | Active
002460210 | RELAY,PROTECTION | GE Optional Modules, 8L, Standard 4CT/4VT c/w Enhanced Diagnostics (single module) | GE | GENERAL ELECTRIC COMPANY | UR-8LH | Active
002460236 | RELAY,PROTECTION | GE Optional Modules, 8N, Standard 8CT c/w Enhanced Diagnostics (single module) | GE | GENERAL ELECTRIC COMPANY | UR-8NH | Active
002460244 | RELAY,PROTECTION | GE Optional Module, 67, 8 Form-A (no monitoring) Outputs (single module) | GE | GENERAL ELECTRIC COMPANY | UR-67H | Active
002460319 | RELAY,PROTECTION | Low Impedance Differential, Overcurrent & Earth Fault, 24 Non-Common Inputs, 24 Outputs, 48-125V DC Power Supply, 125V DC Control & 1A CT, DNP3 over RS485 | SEL | SCHWEITZER ENGINEERING LAB PTY LTD | 0487B1X4X12XC2XEH9EEEXX | Active
002460533 | RELAY,PROTECTION | GE Optional Modules, 77, IEEE C37.94, 820nm, 64Kbps, Multimode, LED, 2 Channel (single module) | GE | GENERAL ELECTRIC COMPANY | UR-77H | Active
002460541 | RELAY,PROTECTION | GE Optional Modules, 7D, 1300nm, Single-mode, Laser, 1 Channels (single module) | GE | GENERAL ELECTRIC COMPANY | UR-7DH | Active
002460566 | RELAY,PROTECTION | FW 7.32, Distance, Overcurrent & Earth Fault, 16/16 I/O, 125-250VDC Pwr, 1/5A CT, DNP3 over RS485 or LC Fibre Ethernet & IEC61850 HSR/PRP | GE | GENERAL ELECTRIC COMPANY | D60UA3HKHF8MH6PMXXP6PU6TWXX | Active
002432573 | RELAY,PROTECTION | 1Ph Overcurrent & Earth Fault Relay, Standard I/O, 24 - 250VDC Power Supply, 1/5A CT, P120B | SCHNEIDR | SCHNEIDER PTY LTD (MANUFACTURER) | P120B00Z412BC0 | Active
002432722 | RELAY,PROTECTION | Biased Differential 3 Winding, 16/16 I/O, 24 - 48VDC, 1/5A HV/LV CT, REF Elements with DNP3 | SCHNEIDR | SCHNEIDER PTY LTD (MANUFACTURER) | P643117A4M0020K | Active
002432763 | RELAY,PROTECTION | Biased Differential 3 Winding, Extended 8/12 I/O, 48/125VDC, 1A Ph & 1A Neutral, 125V Control Voltage, REF Elements, DNP3 Communications Protocol | SEL | SCHWEITZER ENGINEERING LAB PTY LTD | 0387613X1H2X4X1 | Active
002432771 | RELAY,PROTECTION | Biased Differential 3 Winding, Extended 8/12 I/O, 48/125VDC, 1A Ph & 1A Neutral, 48V Control Voltage, REF Elements, DNP3 Communications Protocol | SEL | SCHWEITZER ENGINEERING LAB PTY LTD | 0387613X1H2X2X1 | Active
002486686 | CIRCUIT BREAKER | MCB, Acti9 iC60N, 2A, 1 Pole, C-Curve, DIN Rail | SCHNEIDR | SCHNEIDER PTY LTD (MANUFACTURER) | A9F44102 | Active
002486694 | CIRCUIT BREAKER | MCB, Acti9 iC60N, 6A, 1 Pole, C-Curve, DIN Rail | SCHNEIDR | SCHNEIDER PTY LTD (MANUFACTURER) | A9F44106 | Active
002477248 | RELAY,PROTECTION | MICOM Px4x Board, Second Rear Courier Port, Hardware Option 7 (board only) | SCHNEIDR | SCHNEIDER PTY LTD (MANUFACTURER) | P40 | Active
002478345 | RELAY,PROTECTION | GE Optional Module, 6G, 4 Form-A (voltage with optional current) Outputs, 8 Contact Inputs | GE | GENERAL ELECTRIC COMPANY | UR-6GH | Active
002475952 | RELAY,PROTECTION | FW H9C, Fdr Diff, 110/250V DC Pwr, 24/250V DC Logic 16/14 IO, 1/5A, 110V AC Input, 1300nm 2Ch, Flush/60TE, DNP 100Base-FX, MM LC Enet | SCHNEIDR | SCHNEIDER PTY LTD (MANUFACTURER) | P543 31QCLM0H99M | Active
002475960 | RELAY,PROTECTION | FW H9C, Fdr Diff, Dual CB, 24/32V DC Pwr, 24/250V DC Logic 16/14 IO, 1/5A, 110V AC Input, 850nm 2Ch, Flush/60TE, DNP 100Base-FX, MM LC Enet | SCHNEIDR | SCHNEIDER PTY LTD (MANUFACTURER) | P544 91QALM0H99M | Active
002475978 | RELAY,PROTECTION | FW H9C, Fdr Diff, Dual CB, 48/110V DC Pwr, 24/250V DC Logic 16/14 IO, 1/5A, 110V AC Input, 850nm 2Ch, Flush/60TE, DNP 100Base-FX, MM LC Enet | SCHNEIDR | SCHNEIDER PTY LTD (MANUFACTURER) | P544 21QALM0H99M | Active
002476026 | RELAY,PROTECTION | FW C5B, Low Impedance Diff, 24/32V DC Pwr, 24/250V DC Logic 24/24 IO, 1/5A, Flush/80TE, DNP 100Base-FX, MM LC Enet & IEC61850 | SCHNEIDR | SCHNEIDER PTY LTD (MANUFACTURER) | P746 92QELM0C59M | Active
002476034 | RELAY,PROTECTION | FW C5B, Low Impedance Diff, 48/110V DC Pwr, 24/250V DC Logic 24/24 IO, 1/5A, Flush/80TE, DNP 100Base-FX, MM LC Enet & IEC61850 | SCHNEIDR | SCHNEIDER PTY LTD (MANUFACTURER) | P746 22QELM0C59M | Active
002476042 | RELAY,PROTECTION | FW C5B, Low Impedance Diff, 110/250V DC Pwr, 24/250V DC Logic 24/24 IO, 1/5A, Flush/80TE, DNP 100Base-FX, MM LC Enet & IEC61850 | SCHNEIDR | SCHNEIDER PTY LTD (MANUFACTURER) | P746 32QELM0C59M | Active
002476059 | RELAY,PROTECTION | FW B4D, 3 Bias Txf Diff, 5 Term, 24/32V DC Pwr, 24/250V DC Logic 24/16 IO 1/5A, 110V AC Input, Flush/60TE, DNP 100Base-FX, MM LC Enet & IEC61850 | SCHNEIDR | SCHNEIDER PTY LTD (MANUFACTURER) | P645 92QDLM0B49M | Active
002476083 | RELAY,PROTECTION | FW B4D, 3 Bias Txf Diff, 5 Term, 48/110 DC Pwr, 24/250V DC Logic 24/16 IO 1/5A, 110V AC Input, Flush/60TE, DNP 100Base-FX, MM LC Enet & IEC61850 | SCHNEIDR | SCHNEIDER PTY LTD (MANUFACTURER) | P645 22QDLM0B49M | Active
002478360 | RELAY,PROTECTION | Summated Bus, Non-Dir O/C & E/F 16/16 IO, 125-250V DC Pwr, 1/5A CT, DNP3 over RS485 or LC Fibre Ethernet & IEC61850 HSR/PRP | GE | GENERAL ELECTRIC COMPANY | F35UA3HKHF8NH6PM8NP6PU6TWXX | Active
002478378 | RELAY,PROTECTION | FW V15E, FIS Distribution, O/C & E/F, 7/8 IO, 24-250V DC Pwr, IEC60870-5-103 Protocol | SCHNEIDR | SCHNEIDER PTY LTD (MANUFACTURER) | P127BA0Z312FE0 | Phasing
002500551 | GUARD | 125mm Grinder Offset Grinding Dust Extracting Guard | MAKITA | MAKITA INDUSTRIAL POWER TOOLS | MAKA191W06-8 | Active
002500551 | GUARD | 125mm Grinder Offset Grinding Dust Extracting Guard | C&LTOOL | C&L TOOL CENTRE | MAKA191W06-8 | Active
000019199 | COVER,ELECTRICAL EQUIPMENT | LV, High Visibility Insulating Line Cover, 850 x 850mm, Square, Half Centre Slit, Class II Drape Type, for O/Head Line Apparatus, to AS4204-1994 | BALMORAL | BALMORAL ENGINEERING PTY LTD | 8007 ERG | Active
000019199 | COVER,ELECTRICAL EQUIPMENT | LV, High Visibility Insulating Line Cover, 850 x 850mm, Square, Half Centre Slit, Class II Drape Type, for O/Head Line Apparatus, to AS4204-1994 | BALMORAL | BALMORAL ENGINEERING PTY LTD | 8007 ENGX | Active
000019199 | COVER,ELECTRICAL EQUIPMENT | LV, High Visibility Insulating Line Cover, 850 x 850mm, Square, Half Centre Slit, Class II Drape Type, for O/Head Line Apparatus, to AS4204-1994 | BALMORAL | BALMORAL ENGINEERING PTY LTD | 8007 | Active
002400498 | COVER,ELECTRICAL EQUIPMENT | Dust Cover, for Holec Fuse Base when Fuse Carrier is removed | EATONELE | EATON ELECTRIC SYSTEMS PTY LTD | 3681-316 | Active
002482313 | FIXTURE,LIGHTING | LED 14W Avenue Gen 2 (L14) 4K, Nostalgia Type 1, Black c/w NEMA PE Cell, Minor Road, Bracket to Dwg 05-01-01, EQTS 05-01-02 (scm) | SYLVANIA | SYLVANIA SCHREDER | S1S4BD12L14 | Active
002482339 | FIXTURE,LIGHTING | LED 18W Avenue Gen 2 (L18) 4K, Nostalgia Type 1, Green c/w NEMA PE Cell, Minor Road, Bracket to Dwg 05-01-01, EQTS 05-01-02 (scm) | SYLVANIA | SYLVANIA SCHREDER | S1S4BD11L18 | Active
002482347 | FIXTURE,LIGHTING | LED 18W Avenue Gen 2 (L18) 4K, Nostalgia Type 1, Black c/w NEMA PE Cell, Minor Road, Bracket to Dwg 05-01-01, EQTS 05-01-02 (scm) | SYLVANIA | SYLVANIA SCHREDER | S1S4BD12L18 | Active
002482370 | FIXTURE,LIGHTING | LED 14W Avenue Gen 2 (L14) 4K, Nostalgia Type 2, Black c/w NEMA PE Cell, Minor Road, Bracket to Dwg 05-01-07, EQTS 05-01-02 (scm) | SYLVANIA | SYLVANIA SCHREDER | S1S4BD22L14 | Active
002482396 | FIXTURE,LIGHTING | LED 18W Avenue Gen 2 (L18) 4K, Nostalgia Type 2, Green c/w NEMA PE Cell, Minor Road, Bracket to Dwg 05-01-07, EQTS 05-01-02 (scm) | SYLVANIA | SYLVANIA SCHREDER | S1S4BD21L18 | Active
002482438 | FIXTURE,LIGHTING | LED 14W Avenue Gen 2 (L14) 4K, Nostalgia Black c/w NEMA PE Cell, Minor Road, No Bracket, EQTS 05-01-02 (scm) | SYLVANIA | SYLVANIA SCHREDER | S1S4BD02L14 | Active
000021634 | SEALING COMPOUND | BUTYLBOND;DOUBLE SIDED;RUBBER ADHESIVE TAPE;50 MM W;BLACK COLOUR; USED AS A WATERPOOFING SEALANT; 15 m Roll. | ATOMSUPP | ATOM SUPPLY GROUP P/L | TESA60900 | Active
000021634 | SEALING COMPOUND | BUTYLBOND;DOUBLE SIDED;RUBBER ADHESIVE TAPE;50 MM W;BLACK COLOUR; USED AS A WATERPOOFING SEALANT; 15 m Roll. | HAYMANS | HAYMANS ELECTRICAL | RSC146-8999 | Active
000024693 | SEALING COMPOUND | Dow Corning, Number 7 Silicone Grease, for Use in Magnefix RMU Maintenance | EATONELE | EATON ELECTRIC SYSTEMS PTY LTD | 3983.302 | Active
000104363 | SEALING COMPOUND | Plug N Dike, Stop Leak Putty, 250g Tub (P12) | MMELEC | MM ELECTRICAL MERCHANDISING | AESPND250 | Active
002402100 | SEALING COMPOUND | Bitumastic Pitch, for Cable Box, 8kg Tin | REXEL | REXEL AUSTRALIA | 57016HEN | Active
002402101 | INSULATING COMPOUND,ELECTRICAL | DUSSEK R4, Rosin Oil, Semi Fluid Cable Compound, 25L, 20kg Drum | DUSSEK | DUSSEK (H&R GROUP) | DUSSEK R4 | Active
002402101 | INSULATING COMPOUND,ELECTRICAL | DUSSEK R4, Rosin Oil, Semi Fluid Cable Compound, 25L, 20kg Drum | REXEL | REXEL AUSTRALIA | INDREGENT4 | Active
002432789 | RELAY,PROTECTION | Biased Differential 3 Winding, Extended 8/12 I/O, 48/125VDC, 5A Ph & 5A Neutral, 125V Control Voltage, REF Elements, DNP3 Communications Protocol | SEL | SCHWEITZER ENGINEERING LAB PTY LTD | 0387613X5H2X4X1 | Active
002432797 | RELAY,PROTECTION | Biased Differential 3 Winding, Extended 8/12 I/O, 48/125VDC, 5A Ph & 5A Neutral, 48V Control Voltage, REF Elements, DNP3 Communications Protocol | SEL | SCHWEITZER ENGINEERING LAB PTY LTD | 0387613X5H2X2X1 | Active
002432805 | RELAY,PROTECTION | Capacitor Bank Second Relay to be used with the Feeder Management Relay, Standard I/O, 18 - 80VDC | ABBAUST | ABB AUSTRALIA PTY LTD | SPAJ160C RS611.051-CA | Active
002432813 | RELAY,PROTECTION | Capacitor Bank Second Relay to be used with the Feeder Management Relay, Standard I/O, 80 - 265VDC | ABBAUST | ABB AUSTRALIA PTY LTD | SPAJ160C RS611.051-AA | Active
002432821 | RELAY,PROTECTION | Distance, Extended 12/12 I/O, 110 - 250VDC Power Supply, 1/5A CT and DNP3 Communications Protocol | SCHNEIDR | SCHNEIDER PTY LTD (MANUFACTURER) | P445317B4M0369J | Active
002432847 | RELAY,PROTECTION | Distance, 48/110V DC Pwr, Extended 12/12 IO, 1/5A CT & DNP3 Comms Protocol | SCHNEIDR | SCHNEIDER PTY LTD (MANUFACTURER) | P445217B4M0369J | Active
002486637 | DRONE | DJI Mavic 3 + Flymore Kit, >250g, 75cm Landing Pad, Micro SD 128GB EVO Plus, Safety Carry Case, Energy Qld Skin | D1STORE | D1 STORE PTY LTY (FOR DJI TECH CO) | MAVIC3C | Active
002402109 | SEALING COMPOUND | Silicone Clear, Neutral Cure, 300g Cartridge | MMELEC | MM ELECTRICAL MERCHANDISING | REEGSA6854C | Active
002404361 | SEALING COMPOUND | Plastic, Weather Proof, Green | BLKWOODJ | J BLACKWOOD & SONS LIMITED | 00232594 | Active
002404362 | SEALING COMPOUND | Butyl Mastic, White, 400g Cartridge | MMELEC | MM ELECTRICAL MERCHANDISING | REEGSA6465W | Active
002405339 | SEALING COMPOUND | Mastic, Black, 300g Cartridge | DCP | DC PRODUCTS PTY LTD | GIS28085 | Active
002406019 | SEALING COMPOUND | Silastic, 150g Tube | DCP | DC PRODUCTS PTY LTD | GIS28088 | Active
002464287 | SEALING COMPOUND | Selleys 401, Multi-Purpose Silicone Sealant, Clear, 300g | ATOMSUPP | ATOM SUPPLY GROUP P/L | 40041435 | Active
002464287 | SEALING COMPOUND | Selleys 401, Multi-Purpose Silicone Sealant, Clear, 300g | BLKWOODJ | J BLACKWOOD & SONS LIMITED | 01068955 | Active
002464287 | SEALING COMPOUND | Selleys 401, Multi-Purpose Silicone Sealant, Clear, 300g | ATOMSUPP | ATOM SUPPLY GROUP P/L | 296112 | Active
002432946 | RELAY,PROTECTION | Multi-Contact Trip, 24V DC Power Supply, 12 Make Latching Contacts, Hand/Electrical Reset | RMSPROD | RMS PRODUCTS (RELAY MONITORING SYSTEMS) | 2HSM519B2-A-12M 2M28-S | Active
002432987 | RELAY,PROTECTION | Multi-Contact Trip, 24/27V, 20 Make Latching Contacts, Hand/Electrical Reset | ALSTOM | ALSTOM GRID AUSTRALIA LIMITED | MVAJ205TA0000A | Active
002434371 | RELAY,PROTECTION | Feeder Management Directional/ Non-directional Overcurrent Earth Fault, SEF Relay, 12/11 I/O, 48 - 110VDC Power Supply, 1/5A CT with MODBUS | SCHNEIDR | SCHNEIDER PTY LTD (MANUFACTURER) | P142217B2M0439J | Active
002443125 | RELAY,PROTECTION | Remote I/O Device, 8/8/ I/O, 48-125V DC Power Supply, 48V DC Control, EIA-232 Mirror Bit Comms, 19" Rack Mount | SEL | SCHWEITZER ENGINEERING LAB PTY LTD | 250603012X | Active
002443133 | RELAY,PROTECTION | Remote I/O Device, 8/8/ I/O, 48-125V DC Power Supply, 125V DC Control, EIA-232 Mirror Bit Comms, 19" Rack Mount | SEL | SCHWEITZER ENGINEERING LAB PTY LTD | 250603014X | Active
002443141 | RELAY,PROTECTION | Remote I/O Device, 8/8/ I/O, 125-250V DC Power Supply, 250V DC Control, EIA-232 Mirror Bit Comms, 19" Rack Mount | SEL | SCHWEITZER ENGINEERING LAB PTY LTD | 250604016X | Active
002466191 | END CAP | Heatshrink Size 12-4mm, Cable Range O/D 4-10mm, 40mm Lg, 2.6mm Thk Wall, Cross-linked PO w/- Thermoplastic Sealant, suit 4.0 - 35mm2 Cable | CABAC | CABAC (MANUFACTURER) | SRE1 | Active
002417954 | CABLE,FIBRE OPTIC | Aerial, 24 Fibres SMOF, OPGW, 14.0mm Dia | PWRLINK | POWERLINK QUEENSLAND | CC-38/48/551 | Phasing
002432581 | RELAY,PROTECTION | 1Ph Overcurrent & Earth Fault Relay, Standard I/O, 24 - 250VDC Power Supply, 1/5A CT, P120C | SCHNEIDR | SCHNEIDER PTY LTD (MANUFACTURER) | P120C00Z412BC0 | Active
002432698 | RELAY,PROTECTION | Biased Differential 2 Winding, Extended 8/12 I/O, 24/48VDC, 1A Ph & 1A Neutral, 24V Control Voltage, 2 x REF Elements, DNP3 Communications Protocol | SEL | SCHWEITZER ENGINEERING LAB PTY LTD | 0387A011H22X211 | Active
002479384 | SWITCHBOARD,POWER | AC Distribution Board, 250A Main Switch, 12 + 42 Hybrid Chassis, Indoor, 1512 x 600 x 240mm | NHPELEC | NHP ELECTRICAL ENGINEERING | EQL2479384 | Active
002479475 | SWITCHBOARD,POWER | AC Main Board, 400V AC, Local Transformer, 1 x 400A CB, 1 x 250A CB, 1 x 160A CB with Generator Connection, Outdoor, S/Steel, 1992 x 600 x 254mm | NHPELEC | NHP ELECTRICAL ENGINEERING | EQL2479475 | Active
002464311 | SEALING COMPOUND | Loctite 567, Master Pipe Sealant, 250ml Tube | BLKWOODJ | J BLACKWOOD & SONS LIMITED | 01314818 | Active
002464311 | SEALING COMPOUND | Loctite 567, Master Pipe Sealant, 250ml Tube | HENKEL | HENKEL AUSTRALIA PTY LTD (LOCTITE BRAND) | 234453 | Active
002464329 | SEALING COMPOUND | Loctite 515, Master Gasket Flex, Flange & Gasket Sealant, 300ml Catridge | BLKWOODJ | J BLACKWOOD & SONS LIMITED | 05894512 | Active
002464329 | SEALING COMPOUND | Loctite 515, Master Gasket Flex, Flange & Gasket Sealant, 300ml Catridge | HENKEL | HENKEL AUSTRALIA PTY LTD (LOCTITE BRAND) | 265605 | Active
002464345 | SEALING COMPOUND | ThreeBond, High Temp Sealant, 311g Catridge | BLKWOODJ | J BLACKWOOD & SONS LIMITED | 00863625 | Active
002429744 | ARRESTER,ELECTRICAL SURGE | LDC3, Ur=96kV, Uc=77kV, 10kA, Gapless Metal Oxide c/w Insulated base for 110kV Effectively Earthed Systems | SIEMENS | SIEMENS LTD | 3EL2 096-2PJ31-4XA5 | Active
002429744 | ARRESTER,ELECTRICAL SURGE | LDC3, Ur=96kV, Uc=77kV, 10kA, Gapless Metal Oxide c/w Insulated base for 110kV Effectively Earthed Systems | TYCOELEC | TYCO ELECTRONICS | CP8805-000 | Active
002429751 | ARRESTER,ELECTRICAL SURGE | LDC3, Ur=120kV, Uc=88kV, 10kA, Gapless Metal Oxide c/w Insulated Base for 132kV Effectively Earthed Systems | SIEMENS | SIEMENS LTD | 3EL2 120-2PM31-4XA5 | Active
002429751 | ARRESTER,ELECTRICAL SURGE | LDC3, Ur=120kV, Uc=88kV, 10kA, Gapless Metal Oxide c/w Insulated Base for 132kV Effectively Earthed Systems | TYCOELEC | TYCO ELECTRONICS | CP8806-000 | Active
000186032 | LUBRICATING OIL,GENERAL PURPOSE | For Underground Cable, 5L Containers, Aqualube Type | HAYMANS | HAYMANS ELECTRICAL | 329002GEC | Active
002460574 | RELAY,PROTECTION | Multi-Contact Tripping Relay, 32V DC, 10 Make, 0 Break, Non-Latching Contacts c/w Latching Flag | RMSPROD | RMS PRODUCTS (RELAY MONITORING SYSTEMS) | 2HSM512B2-B-10M00B-2M28S1 | Active
002460582 | RELAY,PROTECTION | Multi-Contact Tripping Relay, 125V DC, 10 Make, 0 Break, Non-Latching Contacts c/w Latching Flag | RMSPROD | RMS PRODUCTS (RELAY MONITORING SYSTEMS) | 2HSM512B2-E-10M00B-2M28S1 | Active
002443729 | RELAY,PROTECTION | 2 Terminal Line Differential, 16/14 I/O, 110-250VDC, 1/5A CT, DNP3 Comms Protocol 1300nm Single Mode Fibre Optic Comms Module, Model # P543317B4M0559K | SCHNEIDR | SCHNEIDER PTY LTD (MANUFACTURER) | P543 317B4M0559K | Active
002430403 | FRAME,STORAGE | For Mats, Versadeck Transport, Frame Galv Construction, Forklift & Chain/ Sling Lifting Points on all sides/ends, Safe use decals, SWL, Tare & S/No Plate, | ENVIREX | ENVIREX | VDSF2010E | Active
000124007 | FUSE,CARTRIDGE | 415V AC, HRC Cartridge VK Type, 45A, 57 x 22.2mm Dia, ETS 12-02-01 Group A | FUSECO | FUSECO POWER SOLUTIONS PTY LTD | 2258F-45 | Active
002482420 | FIXTURE,LIGHTING | LED 14W Avenue Gen 2 (L14) 4K, Nostalgia Green c/w NEMA PE Cell, Minor Road, No Bracket, EQTS 05-01-02 (scm) | SYLVANIA | SYLVANIA SCHREDER | S1S4BD01L14 | Active
002460590 | RELAY,PROTECTION | Multi-Contact Tripping Relay, 250V DC, 10 Make, 0 Break, Non-Latching Contacts c/w Latching Flag | RMSPROD | RMS PRODUCTS (RELAY MONITORING SYSTEMS) | 2HSM512B2-F-10M00B-2M28S1 | Active
002460608 | RELAY,PROTECTION | Multi-Contact Tripping Relay, 30-34V DC, 10 Make, 0 Break, Non-Latching Contacts c/w Latching Hand-Reset Flag (Alternate) | ALSTOM | ALSTOM GRID AUSTRALIA LIMITED | MVAJ101RA0200A | Active
002460616 | RELAY,PROTECTION | Multi-Contact Tripping Relay, 48-54V DC, 10 Make, 0 Break, Non-Latching Contacts c/w Latching Hand-Reset Flag (Alternate) | ALSTOM | ALSTOM GRID AUSTRALIA LIMITED | MVAJ101RA0500A | Active
002460632 | RELAY,PROTECTION | Multi-Contact Tripping Relay, 220-250V DC, 10 Make, 0 Break, Non-Latching Contacts c/w Latching Hand-Reset Flag (Alternate) | ALSTOM | ALSTOM GRID AUSTRALIA LIMITED | MVAJ101RA1000A | Active
002460640 | RELAY,PROTECTION | Multi-Contact Tripping Relay, 32V DC, 10 Make, 0 Break, Non-Latching Contacts c/w Non-Latching Flag | RMSPROD | RMS PRODUCTS (RELAY MONITORING SYSTEMS) | 2HSM511B2-B-10M00B-2M28S1 | Active
002460657 | RELAY,PROTECTION | Multi-Contact Tripping Relay, 48V DC, 10 Make, 0 Break, Non-Latching Contacts c/w Non-Latching Flag | RMSPROD | RMS PRODUCTS (RELAY MONITORING SYSTEMS) | 2HSM511B2-C-10M00B-2M28S1 | Active
002460665 | RELAY,PROTECTION | Multi-Contact Tripping Relay, 110V DC, 10 Make, 0 Break, Non-Latching Contacts c/w Non-Latching Flag | RMSPROD | RMS PRODUCTS (RELAY MONITORING SYSTEMS) | 2HSM511B2-D-10M00B-2M28S1 | Active
002460673 | RELAY,PROTECTION | Multi-Contact Tripping Relay, 125V DC, 10 Make, 0 Break, Non-Latching Contacts c/w Non-Latching Flag | RMSPROD | RMS PRODUCTS (RELAY MONITORING SYSTEMS) | 2HSM511B2-E-10M00B-2M28S1 | Active
002460681 | RELAY,PROTECTION | Multi-Contact Tripping Relay, 250V DC, 10 Make, 0 Break, Non-Latching Contacts c/w Non-Latching Flag | RMSPROD | RMS PRODUCTS (RELAY MONITORING SYSTEMS) | 2HSM511B2-F-10M00B-2M28S1 | Active
002460699 | RELAY,PROTECTION | Multi-Contact Tripping Relay, 32V DC, 10 Make, 0 Break, Latching Contacts c/w Latching Flag | RMSPROD | RMS PRODUCTS (RELAY MONITORING SYSTEMS) | 2HSM519B2-B-10M00B-2M28S1 | Active
002460707 | RELAY,PROTECTION | Multi-Contact Tripping Relay, 48V DC, 10 Make, 0 Break, Latching Contacts c/w Latching Flag | RMSPROD | RMS PRODUCTS (RELAY MONITORING SYSTEMS) | 2HSM519B2-C-10M00B-2M28S1 | Active
002460715 | RELAY,PROTECTION | Multi-Contact Tripping Relay, 110V DC, 10 Make, 0 Break, Latching Contacts c/w Latching Flag | RMSPROD | RMS PRODUCTS (RELAY MONITORING SYSTEMS) | 2HSM519B2-D-10M00B-2M28S1 | Active
002460731 | RELAY,PROTECTION | Multi-Contact Tripping Relay, 250V DC, 10 Make, 0 Break, Latching Contacts c/w Latching Flag | RMSPROD | RMS PRODUCTS (RELAY MONITORING SYSTEMS) | 2HSM519B2-F-10M00B-2M28S1 | Active
002456010 | RELAY,PROTECTION | 2 Terminal Line Differential Relay, 16/14 I/O, 24 -32V DC Power Supply, 1/5A CT, 110V VT, DNP3 Comms Protocol, 1300nm Single Mode Fibre Optic Comms | SCHNEIDR | SCHNEIDER PTY LTD (MANUFACTURER) | P543 917B4M0559K | Active
002457265 | RELAY,PROTECTION | Model 0311C11HA2D1121, Distance, Extended 8/12 I/O, 24-48V DC Power Supply, 1A Ph & 1A Polarising, 24V Control Voltage, DNP3 Comms Protocol, | SEL | SCHWEITZER ENGINEERING LAB PTY LTD | 0311C11HA2D1121 | Active
002457307 | RELAY,PROTECTION | Model 0311C11HA2D5121, Distance, Extended 8/12 I/O, 24-48V DC Power Supply, 5A Ph & 5A Polarising, 24V Control Voltage, DNP3 Comms Protocol, | SEL | SCHWEITZER ENGINEERING LAB PTY LTD | 0311C11HA2D5121 | Active
002457364 | RELAY,PROTECTION | FW R301, 2 Terminal Line Differential, Overcurrent & Earth Fault, 14/25 I/O, 48-125VDC Pwr, 1A Ph & Polarising CT, 125VDC Control, 850nm | SEL | SCHWEITZER ENGINEERING LAB PTY LTD | 0311L0JC0321421XX | Active
002457448 | RELAY,PROTECTION | 3 Terminal Line Differential, Overcurrent & Earth Fault, 14/25 I/O, 48-125V DC Power Supply, 5A Ph & Polarising CT, 48VDC Control, 850nm | SEL | SCHWEITZER ENGINEERING LAB PTY LTD | 0311L0JCC325221XX | Active
002457505 | RELAY,PROTECTION | 2 Terminal Line Differential, Overcurrent & Earth Fault, 14/25 I/O, 48-125V DC Power Supply, 5A Ph & Polarising CT, 48V DC Control, 1300nm | SEL | SCHWEITZER ENGINEERING LAB PTY LTD | 0311L0JH0325221XX | Active
002457547 | RELAY,PROTECTION | Model 035163A3D8421X1, Feeder Management Additional 8/12 I/O, 48-125V DC Power Supply, 1A Ph & 0.05A Neutral Secondary Input Current, 125V DC Control Input | SEL | SCHWEITZER ENGINEERING LAB PTY LTD | 035163A3D8421X1 | Active
002457554 | RELAY,PROTECTION | Model 035163A2D912X1, Feeder Management, Additional 8/12 I/O, 24-48V DC Power Supply, 5A Ph & 0.05A Neutral Secondary Input Current, 24V DC Control Input | SEL | SCHWEITZER ENGINEERING LAB PTY LTD | 035163A2D912X1 | Active
002457562 | RELAY,PROTECTION | Model 035163A3D922X1, Feeder Management, Additional 8/12 I/O, 48-125V DC Power Supply, 5A Ph & 0.05A Neutral Secondary Input Current, 48V DC Control Input | SEL | SCHWEITZER ENGINEERING LAB PTY LTD | 035163A3D922X1 | Active
002457570 | RELAY,PROTECTION | Model 035163A3D9421X1, Feeder Management Additional 8/12 I/O, 48-125V DC Power Supply, 5A Ph & 0.05A Neutral Secondary Input Current, 125V DC Control Input | SEL | SCHWEITZER ENGINEERING LAB PTY LTD | 035163A3D9421X1 | Active
002486629 | DRONE | DJI Mini 3 Pro + Flymore Kit, <250g, 55cm Landing Pad, Micro SD 128GB EVO Plus, 240V to USB-C Adaptor, Energy Qld Skin | D1STORE | D1 STORE PTY LTY (FOR DJI TECH CO) | DJIMINI3PROFMKIT | Active
002423499 | RELAY,PROTECTION | Media Converter G.703 to C37.94 Fibre Optic, 18-300V DC & 85-264V AC Power Supply, Rack Mount Bracket | SEL | SCHWEITZER ENGINEERING LAB PTY LTD | 30940CBBX | Active
000447023 | TERMINAL,LUG | Compression, Bi-Metal, Cu Palm, 25mm2, M12 Bolt Hole, Hex Die A/F 14.0mm, ABC (P10) | LEGEND | LEGEND POWER SYSTEMS | BMABC25 | Active
000447023 | TERMINAL,LUG | Compression, Bi-Metal, Cu Palm, 25mm2, M12 Bolt Hole, Hex Die A/F 14.0mm, ABC (P10) | SICAME | SICAME AUSTRALIA PTY LTD | CPTAU25-12.5DIA | Active
000621342 | CONDUCTOR CONTACT PASTE | Alminox Electrical Jointing Compound, Grease Base w/Zinc Grit, Grey, 325g Tube c/w Cone Nozzle, Oxide & Corrosion Inhibitor, for Alum Connections | PLP | PREFORMED LINE PRODUCTS (AUST) | D-ALM325G | Active
000621342 | CONDUCTOR CONTACT PASTE | Alminox Electrical Jointing Compound, Grease Base w/Zinc Grit, Grey, 325g Tube c/w Cone Nozzle, Oxide & Corrosion Inhibitor, for Alum Connections | TYCOELEC | TYCO ELECTRONICS | ALM325G | Active
002486942 | ALTERNATOR | 207kVA, 4 Pole, 415V, 50 Hz, Class"H", Single Bearing, Flywheel SAE No 11.5, Flywheel Housing SAE No 2, AVR Ctrl c/w Paralleling Device DroopCT's | MECCALTE | MECCALTE GROUP | ECO38-1M4C | Active
002460749 | RELAY,PROTECTION | Multi-Contact Tripping Relay, 30-34V DC, 10 Make, 0 Break, Latching Contacts c/w Latching Flag (Alternate) | ALSTOM | ALSTOM GRID AUSTRALIA LIMITED | MVAJ105RA0200A | Active
002460756 | RELAY,PROTECTION | Multi-Contact Tripping Relay, 48-54V DC, 10 Make, 0 Break, Latching Contacts c/w Latching Flag (Alternate) | ALSTOM | ALSTOM GRID AUSTRALIA LIMITED | MVAJ105RA0500A | Active
002460764 | RELAY,PROTECTION | Multi-Contact Tripping Relay, 110-125V DC, 10 Make, 0 Break, Latching Contacts c/w Latching Flag (Alternate) | ALSTOM | ALSTOM GRID AUSTRALIA LIMITED | MVAJ105RA0800A | Active
002460772 | RELAY,PROTECTION | Multi-Contact Tripping Relay, 220-250V DC, 10 Make, 0 Break, Latching Contacts c/w Latching Flag (Alternate) | ALSTOM | ALSTOM GRID AUSTRALIA LIMITED | MVAJ105RA1000A | Active
002460780 | RELAY,PROTECTION | Multi-Contact Tripping Relay, 32V DC, 1 Make, 16 Break, Non-Latching Contacts c/w Latching Flag | RMSPROD | RMS PRODUCTS (RELAY MONITORING SYSTEMS) | 2HSM520D2-B-01M16B-4M56S1 | Active
002460798 | RELAY,PROTECTION | Multi-Contact Tripping Relay, 48V DC, 1 Make, 16 Break, Non-Latching Contacts c/w Latching Flag | RMSPROD | RMS PRODUCTS (RELAY MONITORING SYSTEMS) | 2HSM520D2-C-01M16B-4M56S1 | Active
002460806 | RELAY,PROTECTION | Multi-Contact Tripping Relay, 110V DC, 1 Make, 16 Break, Non-Latching Contacts c/w Latching Flag | RMSPROD | RMS PRODUCTS (RELAY MONITORING SYSTEMS) | 2HSM520D2-D-01M16B-4M56S1 | Active
002460814 | RELAY,PROTECTION | Multi-Contact Tripping Relay, 125V DC, 1 Make, 16 Break, Non-Latching Contacts c/w Latching Flag | RMSPROD | RMS PRODUCTS (RELAY MONITORING SYSTEMS) | 2HSM520D2-E-01M16B-4M56S1 | Active
002460830 | RELAY,PROTECTION | Multi-Contact Tripping Relay, 32V DC, 20 Make, 0 Break, Latching Contacts c/w Latching Flag | RMSPROD | RMS PRODUCTS (RELAY MONITORING SYSTEMS) | 2HSM519D2-B-19M00B-4M56S1 | Active
002460848 | RELAY,PROTECTION | Multi-Contact Tripping Relay, 48V DC, 20 Make, 0 Break, Latching Contacts c/w Latching Flag | RMSPROD | RMS PRODUCTS (RELAY MONITORING SYSTEMS) | 2HSM519D2-C-19M00B-4M56S1 | Active
002460855 | RELAY,PROTECTION | Multi-Contact Tripping Relay, 110V DC, 20 Make, 0 Break, Latching Contacts c/w Latching Flag | RMSPROD | RMS PRODUCTS (RELAY MONITORING SYSTEMS) | 2HSM519D2-D-19M00B-4M56S1 | Active
002460079 | RELAY,PROTECTION | Feeder Management, Directional/Non-Dir Overcurrent, Earth Fault & SEF Relay, 24/14 I/O, 24-60V DC Power Supply, 1/5A CT, DNP3 over RS485 or LC Fibre | ABBAUST | ABB AUSTRALIA PTY LTD | REF620 NBFNAANNAAH1BNN21G | Active
002460178 | RELAY,PROTECTION | Capacitor Bank, Overload, Unbalance, Non-Dir Overcurrent & Earth Fault, 4/6 I/O, 24-60V DC Power Supply, 1/5A CT, DNP3 over LC Fibre Ethernet & | ABBAUST | ABB AUSTRALIA PTY LTD | REV615 HBVBBCADNEH1BNN21G | Active
002460228 | RELAY,PROTECTION | GE Optional Modules, 8M, Sensitive Ground 4CT/4VT c/w Enhanced Diagnostics (single module) | GE | GENERAL ELECTRIC COMPANY | UR-8MH | Active
002460251 | RELAY,PROTECTION | GE Optional Modules, 4D, 16 Contact Inputs c/w Auto-Burnishing (max of three modules within a case) | GE | GENERAL ELECTRIC COMPANY | UR-4DH (AUTO-BURNISH DISABLED) | Active
002460301 | RELAY,PROTECTION | Low Impedance Differential, Overcurrent & Earth Fault, 24 Non-Common Inputs, 24 Outputs, 48-125V DC Power Supply, 48V DC Control & 1A CT, DNP3 over RS485 | SEL | SCHWEITZER ENGINEERING LAB PTY LTD | 0487B1X4X12XC2XCH9CCCXX | Phasing
002460335 | RELAY,PROTECTION | Low Impedance Differential, Overcurrent & Earth Fault, 24 Non-Common Inputs, 24 Outputs, 48-125V DC Power Supply, 48V DC Control & 5A CT, DNP3 over RS485 | SEL | SCHWEITZER ENGINEERING LAB PTY LTD | 0487B1X4X52XC2XCH9CCCXX | Phasing
002460343 | RELAY,PROTECTION | Low Impedance Differential, Overcurrent & Earth Fault, 24 Non-Common Inputs, 24 Outputs, 48-125V DC Power Supply, 125V DC Control & 5A CT, DNP3 over RS485 | SEL | SCHWEITZER ENGINEERING LAB PTY LTD | 0487B1X4X52XC2XEH9EEEXX | Phasing
002486439 | SWITCHBOARD,POWER | Main AC Board, 2 x Local TFMR, 400A ATS, 4 x 250A CB Essential 4 x 160A CB Non-Ess, Manual CO, Without Dist Board, Outdoor, S/Steel | WEBER | WEBER SOUTH PACIFIC PTY LTD | VC318040-EQL02 | Active
002481877 | CABLE,FIBRE OPTIC | U/Ground, Ploughed, 72 Fibres SMOF, Tensile 6kN, Crush 3kN, c/w Termite Protection, 4000m Drum | PRYSMIAN | PRYSMIAN POWER CABLES & SYSTEMS AUST | 60103117 | Active
002486835 | ADAPTOR,FUSE LINK | HV, Extend Length of 11kV Fuse, for 22kV ABB SafePlus RMU, Set of 3 | ABBAUST | ABB AUSTRALIA PTY LTD | 1YMB333104M0001 | Active
002425130 | RELAY,PROTECTION | Line Distance, LV, 24/48V Power Supply, 24 Digital Inputs, 22 Outputs | CSEUNI | CSE UNISERVE PTY LTD | D60-E00-HCL-F8FH6GM4DP4LUXXWXX | Active
002425148 | RELAY,PROTECTION | Line Distance, HV, 125/250V Power Supply 24 Digital Inputs, 22 Outputs | CSEUNI | CSE UNISERVE PTY LTD | D60-E00-HCH-F8FH6GM4DP4LUXXWXX | Active
002480119 | SWITCHBOARD,POWER | LV Indoor, 1500(1500)kVA, ACB Upgde, Sentron 3WL, ETU76B c/w COM35 Module, AFPS VAMP 221, 3200A TX ACB 65kA/1Sec, 4 x 630A SF, Mob Gen Conn & 3200A ACB, | WEBER | WEBER SOUTH PACIFIC PTY LTD | MF135243-EQ02 | Active
002480176 | SWITCHBOARD,POWER | LV Indoor, 1500(500)kVA, ACB Upgde, Sentron 3WL, ETU76B c/w COM35 Module, AFPS VAMP 221, 3200A TX ACB 65kA/1Sec, 4 x 630A SF, Mob Gen Conn & 3200A ACB, | WEBER | WEBER SOUTH PACIFIC PTY LTD | MF135243-EQ08 | Active
002480184 | SWITCHBOARD,POWER | LV Indoor, 1500(315)kVA, ACB Std, Sentron 3WL, ETU45B, AFPS VAMP 221, 3200A TX ACB 65kA/1Sec, 4 x 630A SF, Mob Gen Conn & 3200A ACB, Metal Encl, | WEBER | WEBER SOUTH PACIFIC PTY LTD | MF135243-EQ09 | Active
002480218 | SWITCHBOARD,POWER | LV Indoor, TX Isolator, 1500(1500)kVA, ACB Upgde, Sentron 3WL, ETU76B c/w COM35 Module, AFPS VAMP 221, 3200A TX ACB 65kA/1Sec, Mob Gen Conn, Direct Busbar | WEBER | WEBER SOUTH PACIFIC PTY LTD | MF001243-EQ02 | Active
002480234 | SWITCHBOARD,POWER | LV Indoor, TX Isolator, 1500(1000)kVA, ACB Upgde, Sentron 3WL, ETU76B c/w COM35 Module, AFPS VAMP 221, 3200A TX ACB 65kA/1Sec, Mob Gen Conn, Direct Busbar | WEBER | WEBER SOUTH PACIFIC PTY LTD | MF001243-EQ04 | Active
002480333 | SWITCHBOARD,POWER | LV Outdoor, 1500(1000)kVA, ACB Std, Sentron 3WL, ETU45B, AFPS VAMP 221, 3200A TX ACB 65kA/1Sec, 4 x 630A SF (1 x Provisional SF Slot) Mob Gen Conn & | WEBER | WEBER SOUTH PACIFIC PTY LTD | VC540240-S303 | Active
002480390 | SWITCHBOARD,POWER | LV Outdoor, 1500(315)kVA, ACB Std, Sentron 3WL, ETU45B, AFPS VAMP 221, 3200A TX ACB 65kA/1Sec, 4 x 630A SF (1 x Provisional SF Slot) Mob Gen Conn & | WEBER | WEBER SOUTH PACIFIC PTY LTD | VC540240-S309 | Active
002480424 | SWITCHBOARD,POWER | LV Outdoor, 1500(1500)kVA, ACB Upgde, Sentron 3WL, ETU76B c/w COM35 Module, AFPS VAMP 221, 3200A TX ACB 65kA/1Sec, 4 x 630A SF (1 x Provisional SF Slot) | WEBER | WEBER SOUTH PACIFIC PTY LTD | VC540240-S312 | Active
002480432 | SWITCHBOARD,POWER | LV Outdoor, 1500(1000)kVA, ACB Std, Sentron 3WL, ETU45B, AFPS VAMP 221, 3200A TX ACB 65kA/1Sec, 4 x 630A SF (1 x Provisional SF Slot) Mob Gen Conn & | WEBER | WEBER SOUTH PACIFIC PTY LTD | VC540240-S313 | Active
002432953 | RELAY,PROTECTION | Multi-Contact Trip, 250V DC Power Supply 12 Make Latching Contacts, Hand/Electrical Reset | RMSPROD | RMS PRODUCTS (RELAY MONITORING SYSTEMS) | 2HSM519B2-F-12M 2M28-S | Active
002500577 | BONDER ASSEMBLY | LV Bonders, 7.5kA/1 Sec, 11kA/0.5 Sec, Looped PED c/w 4 x Clip-on Screw-up 2 x 2m & 1 x 3m 35mm2 Cu Flexible Cable c/w Bag | SICAME | SICAME AUSTRALIA PTY LTD | CLA-LVB-KIT-EQ-1 | Active
002500601 | CHAINSAW | Chainsaw Built-In Clamp and Guide Sharpener Kit | MAKITA | MAKITA INDUSTRIAL POWER TOOLS | 953030040 | Active
002500601 | CHAINSAW | Chainsaw Built-In Clamp and Guide Sharpener Kit | C&LTOOL | C&L TOOL CENTRE | MAKA953030040 | Active
002443711 | RELAY,PROTECTION | 2 Terminal Line Differential, 16/14 I/O, 48-110VDC, 1/5A CT, DNP3 Comms Protocol, 1300nm Single Mode Fibre Optic Comms Module, Model # P543217B4M0559K | SCHNEIDR | SCHNEIDER PTY LTD (MANUFACTURER) | P543 217B4M0559K | Active
002443794 | RELAY,PROTECTION | Media Converter, G.703 to Fibre Optic, 110-250V DC, 4U/20TE Case Size, Areva Model # P591501A0M0000A | AREVA | AREVA T&D AUSTRALIA LTD | P591501A0M0000A | Active
002451516 | RELAY,PROTECTION | Multi-Contact Trip, 48V DC Aux Voltage, 1 Make, 16 Break Non-latching Contacts, Hand Reset Flag c/w 4M56 Case | RMSPROD | RMS PRODUCTS (RELAY MONITORING SYSTEMS) | 2HSM512-D-2-C-1M16B-4M56-S | Active
002486900 | TRANSFORMER,EARTHING | 11kV, 2500A/10 Sec, 8 Ohms/Ph, ZN, KNAN, Natural Ester, Interface C1 Bushings, CT Mounts | WILSON | WILSON TRANSFORMER CO. PTY LTD | B048 | Active
002460863 | RELAY,PROTECTION | Multi-Contact Tripping Relay, 125V DC, 20 Make, 0 Break, Latching Contacts c/w Latching Flag | RMSPROD | RMS PRODUCTS (RELAY MONITORING SYSTEMS) | 2HSM519D2-E-19M00B-4M56S1 | Active
002460871 | RELAY,PROTECTION | Multi-Contact Tripping Relay, 250V DC, 20 Make, 0 Break, Latching Contacts c/w Latching Flag | RMSPROD | RMS PRODUCTS (RELAY MONITORING SYSTEMS) | 2HSM519D2-F-19M00B-4M56S1 | Active
002460889 | RELAY,PROTECTION | Capacitor Voltage, Transformer Monitor IED, 1/5A AC Nom, 24-250V DC Aux, RS485 & 100Base-FX Fibre Comms | ALSTOM | ALSTOM GRID AUSTRALIA LIMITED | M871280YE12X | Phasing
002460905 | RELAY,PROTECTION | High Impedance Differential, Resistor 0-50 Ohms, Adjustable 200W | SCHNEIDR | SCHNEIDER PTY LTD (MANUFACTURER) | FL9933-002 | Active
002460921 | RELAY,PROTECTION | High Impedance Differential, Resistor 0-200 Ohms, Adjustable 200W | SCHNEIDR | SCHNEIDER PTY LTD (MANUFACTURER) | FL9933-004 | Active
002460939 | RELAY,PROTECTION | High Impedance Differential, Metrosil & Resistor Module | ABBAUST | ABB AUSTRALIA PTY LTD | RK795101-DC METROSIL | Active
002460954 | RELAY,PROTECTION | Remote I/O Device, 8/8/ I/O, V DC Power Supply, 24V DC Control, EIA-232 Mirror Bit Comms, Panel Mount | SEL | SCHWEITZER ENGINEERING LAB PTY LTD | 2505101XX | Active
002465680 | RELAY,PROTECTION | 2 Terminal Line Differential, Overcurrent & Earth Fault, Breaker & Half Application, 16/16 I/O, 24-48V DC Power Supply, 1/5A CT, 820nm Fibre | GE | GENERAL ELECTRIC COMPANY | L90UA5HKLF8LH6PL8LN6PS6TUXXW76 | Active
002465698 | RELAY,PROTECTION | 2 Terminal Line Differential, Overcurrent & Earth Fault, Breaker & Half Application, 16/16 I/O, 125-250V DC Power Supply, 1/5A CT, 820nm Fibre | GE | GENERAL ELECTRIC COMPANY | L90UA5HKHF8LH6PL8LN6PS6TUXXW76 | Active
002465706 | RELAY,PROTECTION | 3 Terminal Line Differential, Overcurrent & Earth Fault, Breaker & Half Application, 16/16 I/O, 24-48V DC Power Supply, 1/5A CT, 820nm Fibre | GE | GENERAL ELECTRIC COMPANY | L90UA5HKLF8LH6PL8LN6PS6TUXXW77 | Active
002465714 | RELAY,PROTECTION | 3 Terminal Line Differential, Overcurrent & Earth Fault, Breaker & Half Application, 16/16 I/O, 125-250V DC Power Supply, 1/5A CT, 820nm Fibre | GE | GENERAL ELECTRIC COMPANY | L90UA5HKHF8LH6PL8LN6PS6TUXXW77 | Active
002486744 | TRANSFORMER,POWER | 66/11kV, 1.5MVA, Dyn1, ONAN, HV to LV 6.25%, DETC 7T -7.5% to +7.5%, Attached Radiator, Hermetically Sealed | WILSON | WILSON TRANSFORMER CO. PTY LTD | B084-0001 | Active
000024998 | WRENCH,SOCKET | J Hook Centre Impact Socket 49mm x 14mm 1/2 Square Drive | SPECFORC | SPECIALISED FORCE PTY LTD | JHOOK-CENTRE | Active
000121075 | END CAP | Heat Shrinkable c/w Sealant, suit Cable 30-45mm O/D | TECONN | TE CONNECTIVITY LTD | 102L044/S(S50) | Active
000121075 | END CAP | Heat Shrinkable c/w Sealant, suit Cable 30-45mm O/D | GILBERT | GILBERT LODGE AUSTRALIA PTY LTD | RAY102L044 | Active
000121199 | END CAP | Heat Shrinkable, suit Cable 8-17mm O/D | GILBERT | GILBERT LODGE AUSTRALIA PTY LTD | RAY102L022 | Active
002486819 | END CAP | Heatshrink Size 120-60mm, Cable Range O/D 65-110mm, 150mm Lg, 5mm Thk Wall, Cross-linked Polyolefin | CABAC | CABAC (MANUFACTURER) | SRE6 | Active
002486819 | END CAP | Heatshrink Size 120-60mm, Cable Range O/D 65-110mm, 150mm Lg, 5mm Thk Wall, Cross-linked Polyolefin | ACCULEC | ACCULEC PTY LTD (303899) | SRE6 | Active
002486827 | END CAP | Heatshrink Size 145-60mm, Cable Range O/D 70-130mm, 150mm Lg, 5mm Thk Wall, Cross-linked Polyolefin | CABAC | CABAC (MANUFACTURER) | SRE7 | Active
002486827 | END CAP | Heatshrink Size 145-60mm, Cable Range O/D 70-130mm, 150mm Lg, 5mm Thk Wall, Cross-linked Polyolefin | ACCULEC | ACCULEC PTY LTD (303899) | SRE7 | Active
002460384 | RELAY,PROTECTION | FW 7.32, Transformer Biased 2 Winding Differential, Overcurrent & 2 x REF, 10/12 I/O, 24-48V DC Pwr Supply, 1/5A CT, DNP3 over RS485 or LC Fibre | GE | GENERAL ELECTRIC COMPANY | T60UA3HKLF8NH6PMXXPXXU6TWXX | Active
002460392 | RELAY,PROTECTION | FW 7.32, Transformer Biased 2 Winding Differential, Overcurrent & 2 x REF, 10/12 I/O, 125-250V DC Pwr Supply, 1/5A CT, DNP3 over RS485 or LC Fibre | GE | GENERAL ELECTRIC COMPANY | T60UA3HKHF8NH6PMXXPXXU6TWXX | Active
002466100 | RELAY,PROTECTION | 2 Terminal Line Differential, Overcurrent & Earth Fault, 10/12 I/O, 24-48V DC Power Supply, 1/5A CT, 1300nm Fibre Optic Line Comms Module, | GE | GENERAL ELECTRIC COMPANY | L90UA3HKLF8LH6PLXXNXXS6TUXXW7D | Active
002466118 | RELAY,PROTECTION | 2 Terminal Line Differential, Overcurrent & Earth Fault, 10/12 I/O, 125-250V DC Power Supply, 1/5A CT, 1300nm Fibre Optic Line Comms Module, | GE | GENERAL ELECTRIC COMPANY | L90UA3HKHF8LH6PLXXNXXS6TUXXW7D | Active
002466126 | RELAY,PROTECTION | 3 Terminal Line Differential, Overcurrent & Earth Fault, 10/12 I/O, 24-48V DC Power Supply, 1/5A CT, 1300nm Fibre Optic Line Comms Module, | GE | GENERAL ELECTRIC COMPANY | L90UA3HKLF8LH6PLXXNXXS6TUXXW7K | Active
002466134 | RELAY,PROTECTION | 3 Terminal Line Differential, Overcurrent & Earth Fault, 10/12 I/O, 125-250V DC Power Supply, 1/5A CT, 1300nm Fibre Optic Line Comms Module, | GE | GENERAL ELECTRIC COMPANY | L90UA3HKHF8LH6PLXXNXXS6TUXXW7K | Active
000003442 | RELAY | Socket, 10A, 300V, 11 Terminals, M3 Screw Terminal, DIN Rail Mount, Surface Mount, compatible with RR2KP & RR3PA Device | IDEC | IDEC (MANUFACTURER) | SR3P-06 | Active
000010005 | RELAY,PROTECTION | Line Differential, 125 - 250V, 0.7A/100 - 240, 50/60Hz, UR Series | GE | GENERAL ELECTRIC COMPANY | L90A00HCHF8AH6GL6UNXXSXXUXXW7R | Active
000010007 | RELAY,PROTECTION | Current Differential, Control Unit | SEL | SCHWEITZER ENGINEERING LAB PTY LTD | 0387A0103X3X331 | Active
001014362 | RELAY,PROTECTION | Plug in Aux, 14 Blade, 110V DC, 4 Change Over Contacts | MMELEC | MM ELECTRICAL MERCHANDISING | IDCRH4B-UDC110V | Active
001014381 | RELAY,PROTECTION | Plug in Aux, 11 Pin, 110V AC, 3 Change Over Contacts, RELECO Type C3-A30-X 110V AC | IDEALELE | IDEAL ELECTRICAL SUPPLIERS | RE040210 | Active
001014381 | RELAY,PROTECTION | Plug in Aux, 11 Pin, 110V AC, 3 Change Over Contacts, RELECO Type C3-A30-X 110V AC | REXEL | REXEL AUSTRALIA | RE040210 | Active
001014382 | RELAY,PROTECTION | Plug in Aux, 11 Pin, 110V DC, 3 Change Over Contacts | HAYMANS | HAYMANS ELECTRICAL | OMRMK3PN5IDC110 | Active
001014382 | RELAY,PROTECTION | Plug in Aux, 11 Pin, 110V DC, 3 Change Over Contacts | REXEL | REXEL AUSTRALIA | INDRE40411 | Active
001014382 | RELAY,PROTECTION | Plug in Aux, 11 Pin, 110V DC, 3 Change Over Contacts | LAWRENCE | LAWRENCE & HANSON | C3-A30-DX 110VDC | Active
000003338 | RELAY | Socket, 600V AC, 1A, 8-Pin Spade, Omron PTF08A-E, St George Statcom & Cape River East StatCom | AMSC | AMSC AUSTRALIA PTY LTD | 00016996 | Active
000003338 | RELAY | Socket, 600V AC, 1A, 8-Pin Spade, Omron PTF08A-E, St George Statcom & Cape River East StatCom | AMSC | AMSC AUSTRALIA PTY LTD | 16996 | Active
000003342 | RELAY,ELECTROMAGNETIC | 4 Ch Input, 90-140V AC/DC, OPTO-22 Snap-IAC5, St George STATCOM | AMSC | AMSC AUSTRALIA PTY LTD | 16336 | Active
000003343 | RELAY,ELECTROMAGNETIC | 4 Ch Input, 10-32V DC, OPTO-22 Snap-IDC5, St George STATCOM | AMSC | AMSC AUSTRALIA PTY LTD | 16342 | Active
000003441 | RELAY,ELECTROMAGNETIC | Aux, 3PDT, 10A, 110V DC, Round Pin, General Purpose | IDEC | IDEC (MANUFACTURER) | RR3PA-U-DC110V | Active
000003782 | RELAY,ELECTROMAGNETIC | Aux, Indication, B10-17, 32V DC Control Voltage, suit ABB VBF 36.20.25 CB (1 x per CB) ETS 2009/0092/T Item 7Q | ABBAUST | ABB AUSTRALIA PTY LTD | 7900203 | Phasing
000003785 | RELAY,ELECTROMAGNETIC | Aux, Indication, B10-17, 48V DC Control Voltage, suit ABB VBF 36.20.25 CB (1 x per CB) ETS 2009/0092/T Item 7T | ABBAUST | ABB AUSTRALIA PTY LTD | 7900207 | Phasing
000003793 | RELAY,ELECTROMAGNETIC | Aux, Anti Pumping, B10-13, 240V DC Control Voltage, suit ABB VBF 36.20.25 CB (1 x per CB) ETS 2009/0092/T Item 7AB | ABBAUST | ABB AUSTRALIA PTY LTD | 7900220 | Phasing
000003794 | RELAY,ELECTROMAGNETIC | Aux, Indication, B10-17, 240V DC Control Voltage, suit ABB VBF 36.20.25 CB (1 x per CB) ETS 2009/0092/T Item 7AC | ABBAUST | ABB AUSTRALIA PTY LTD | 7900221 | Phasing
002407239 | CLAMP,SUSPENSION | Armour Grip c/w Structural Rods & Earth suit 13.62mm-14.20 mm CC-38/48/551 LHL OPGW,No Shackle or Twist/Eye Tongue, ETS 11-09-01 | PLP | PREFORMED LINE PRODUCTS (AUST) | OPGW-1436LC-EN | Active
002407239 | CLAMP,SUSPENSION | Armour Grip c/w Structural Rods & Earth suit 13.62mm-14.20 mm CC-38/48/551 LHL OPGW,No Shackle or Twist/Eye Tongue, ETS 11-09-01 | DULHUNTY | DULHUNTY POWER (AUST) PTY LTD | ERG-2407239 | Active
002407240 | CLAMP,SUSPENSION | Double Armour Grip Assembly, suit 11.4mm CC-30/30/449 OPGW c/w Yoke Plate, No Shackle or Clevis Tongues, M16 Bolt, ETS 11-09-01 | PLP | PREFORMED LINE PRODUCTS (AUST) | OFAGS-4300204L + YPT-120-400 | Active
002407240 | CLAMP,SUSPENSION | Double Armour Grip Assembly, suit 11.4mm CC-30/30/449 OPGW c/w Yoke Plate, No Shackle or Clevis Tongues, M16 Bolt, ETS 11-09-01 | DULHUNTY | DULHUNTY POWER (AUST) PTY LTD | ERG-2407240 | Active
002407249 | CLAMP,SUSPENSION | Downlead Cushion, suit 14.0mm OPGW & with 14.0mm OPGW & Attachment to Concrete Pole, ETS 11-09-01 | TEN | THE ENERGY NETWORK (AUST) PTY LTD | OPGW-DL-18-CW | Active
002407249 | CLAMP,SUSPENSION | Downlead Cushion, suit 14.0mm OPGW & with 14.0mm OPGW & Attachment to Concrete Pole, ETS 11-09-01 | TEN | THE ENERGY NETWORK (AUST) PTY LTD | OPGW-DL-14.0-C | Active
002407249 | CLAMP,SUSPENSION | Downlead Cushion, suit 14.0mm OPGW & with 14.0mm OPGW & Attachment to Concrete Pole, ETS 11-09-01 | PLP | PREFORMED LINE PRODUCTS (AUST) | OFDLC-8003042B | Active
002407249 | CLAMP,SUSPENSION | Downlead Cushion, suit 14.0mm OPGW & with 14.0mm OPGW & Attachment to Concrete Pole, ETS 11-09-01 | DULHUNTY | DULHUNTY POWER (AUST) PTY LTD | OPGW-DL-14.0C | Active
002407250 | CLAMP,SUSPENSION | Downlead Cushion, suit 11.4mm OPGW & with 11.4mm OPGW & Attachment to Steel Towers, ETS 11-09-01 | TEN | THE ENERGY NETWORK (AUST) PTY LTD | OPGW-DL-11.40-S | Active
002407250 | CLAMP,SUSPENSION | Downlead Cushion, suit 11.4mm OPGW & with 11.4mm OPGW & Attachment to Steel Towers, ETS 11-09-01 | PLP | PREFORMED LINE PRODUCTS (AUST) | OFDLM-01-A | Active
002407250 | CLAMP,SUSPENSION | Downlead Cushion, suit 11.4mm OPGW & with 11.4mm OPGW & Attachment to Steel Towers, ETS 11-09-01 | DULHUNTY | DULHUNTY POWER (AUST) PTY LTD | OPGW-DL-11.4S | Active
002460434 | RELAY,PROTECTION | FW 7.32, Transformer Biased 3 Winding Differential, Overcurrent & 3 x REF, 16/16 I/O, 24-48V DC Pwr Supply, 1/5A CT, DNP3 over RS485 or LC Fibre | GE | GENERAL ELECTRIC COMPANY | T60UA3HKLF8NH6PM8LP6PU6TWXX | Active
002460442 | RELAY,PROTECTION | FW 7.32, Transformer Biased 3 Winding Differential, Overcurrent & 3 x REF, 16/16 I/O, 125-250V DC Pwr Supply, 1/5A CT, DNP3 over RS485 or LC Fibre | GE | GENERAL ELECTRIC COMPANY | T60UA3HKHF8NH6PM8LP6PU6TWXX | Active
002460483 | RELAY,PROTECTION | 2 Terminal Line Differential, Overcurrent & Earth Fault, 10/12 I/O, 24-48V DC Power Supply, 1/5A CT, 820nm Fibre Optic Line Comms Module, | GE | GENERAL ELECTRIC COMPANY | L90UA3HKLF8LH6PLXXNXXS6TUXXW76 | Active
002460491 | RELAY,PROTECTION | 2 Terminal Line Differential, Overcurrent & Earth Fault, 10/12 I/O, 125-250V DC Power Supply, 1/5A CT, 820nm Fibre Optic Line Comms Module, | GE | GENERAL ELECTRIC COMPANY | L90UA3HKHF8LH6PLXXNXXS6TUXXW76 | Active
002460509 | RELAY,PROTECTION | 3 Terminal Line Differential, Overcurrent & Earth Fault, 10/12 I/O, 24-48V DC Power Supply, 1/5A CT, 820nm Fibre Optic Line Comms Module, | GE | GENERAL ELECTRIC COMPANY | L90UA3HKLF8LH6PLXXNXXS6TUXXW77 | Active
002460517 | RELAY,PROTECTION | 3 Terminal Line Differential, Overcurrent & Earth Fault, 10/12 I/O, 125-250V DC Power Supply, 1/5A CT, 820nm Fibre Optic Line Comms Module, | GE | GENERAL ELECTRIC COMPANY | L90UA3HKHF8LH6PLXXNXXS6TUXXW77 | Active
002460525 | RELAY,PROTECTION | GE Optional Modules, 76, IEEE C37.94, 820nm, 64Kbps, Multimode, LED, 1 Channel (single module) | GE | GENERAL ELECTRIC COMPANY | UR-76H | Active
002486462 | RELAY,PROTECTION | FW H9C, Fdr Diff/Dist Dual CB, 24/32V DC Pwr, 24/250V DC Logic 24/32 IO, 1/5A, 110V AC Input, 850nm 2Ch, Flush/60TE, DNP 100Base-FX, MM LC Enet | SCHNEIDR | SCHNEIDER PTY LTD (MANUFACTURER) | P54691QALM0H99M | Active
002486488 | RELAY,PROTECTION | FW H9C, Fdr Diff/Dist Dual CB, 110/250V DC Pwr, 24/250V DC Logic 24/32 IO, 1/5A, 110V AC Input, 850nm 2Ch, Flush/60TE, DNP 100Base-FX, MM LC Enet | SCHNEIDR | SCHNEIDER PTY LTD (MANUFACTURER) | P54631QALM0H99M | Active
002486496 | KNIFE,CRAFTSMAN'S | 1000V Insulated Curved S/Steel knife, Back of Blade Covered, c/w Soft Case | HYLEC | HYLEC ENERGY SOLUTIONS | IS79 | Active
002475838 | RELAY,PROTECTION | FW B4D, 2 Bias Txf Diff, 110/250V DC Pwr 24/250V DC Logic 12/12 IO, 1/5A, Flush/60TE, DNP 100Base-FX, MM LC Enet | SCHNEIDR | SCHNEIDER PTY LTD (MANUFACTURER) | P642 31QDLM0B49L | Active
002475846 | RELAY,PROTECTION | FW B4D, 3 Bias Txf Diff, 24/32V DC Pwr, 24/250V DC Logic 16/16 IO, 1/5A, Flush/60TE, DNP 100Base-FX, MM LC Enet | SCHNEIDR | SCHNEIDER PTY LTD (MANUFACTURER) | P643 91QALM0B49M | Active
002475853 | RELAY,PROTECTION | FW B4D, 3 Bias Txf Diff, 48/110V DC Pwr, 24/250V DC Logic 16/16 IO, 1/5A, Flush/60TE, DNP 100Base-FX, MM LC Enet | SCHNEIDR | SCHNEIDER PTY LTD (MANUFACTURER) | P643 21QALM0B49M | Active
002475861 | RELAY,PROTECTION | FW B4D, 3 Bias Txf Diff, 110/250V DC Pwr 24/250V DC Logic 16/16 IO, 1/5A, Flush/60TE, DNP 100Base-FX, MM LC Enet | SCHNEIDR | SCHNEIDER PTY LTD (MANUFACTURER) | P643 31QALM0B49M | Active
002475895 | RELAY,PROTECTION | FW H9C, Fdr Diff, 110/250V DC Pwr, 24/250V DC Logic 16/14 IO, 1/5A, 110V AC Input, 850nm 2Ch, Flush/60TE, DNP 100Base-FX, MM LC Enet | SCHNEIDR | SCHNEIDER PTY LTD (MANUFACTURER) | P543 31QALM0H99M | Active
002475929 | RELAY,PROTECTION | FW H9C, Fdr Diff, 110/250V DC Pwr, 24/250V DC Logic 16/14 IO, 1/5A, 110V AC Input, 1300nm 1Ch, Flush/60TE, DNP 100Base-FX, MM LC Enet | SCHNEIDR | SCHNEIDER PTY LTD (MANUFACTURER) | P543 31QBLM0H99M | Active
002403213 | CLAMP,CABLE | Clamp, Electrical, Insulation Piercing, Bi-metal, 50-95mm2 Mains, 1.5-6mm2 Tap Suits Al/Cu ABC Connections, Supplied with One End Cap (P20) | TYCOELEC | TYCO ELECTRONICS | EP95-13 S | Active
002407013 | RELAY,PROTECTION | Directional/Non-directional Overcurrent & Earth Fault Standard I/O 48-125Vdc Power Supply 1A Ph & 0.05A Neutral Input Current 48Vdc Control Input Voltage DNP3 | SEL | SCHWEITZER ENGINEERING LAB PTY LTD | 0351A00H23582X1 | Active
002407014 | RELAY,PROTECTION | Directional/Non-directional Overcurrent and Earth Fault standard I/O 48-125Vdc power supply 1A phase and 0.05A neutral input current 125Vdc control input | SEL | SCHWEITZER ENGINEERING LAB PTY LTD | 0351A00H23584X1 | Active
002486926 | DRIVER,EARTH ROD | Driving Attachment to suit SDS MAX Jack Hammer, 12mm Driver, suits 13mm Cu Clad | C&LTOOL | C&L TOOL CENTRE | MAKAP-63781-BK9 | Active
002486934 | BIT,SCREWDRIVER | Slotted Flat, 1000V, 5.5 x 1.0mm | C&LTOOL | C&L TOOL CENTRE | WIHA34581 | Active
002486959 | TRANSDUCER,ELECTRICAL | AC Voltage w/True RMS, Input 88-132V AC, Output 0-20mA DC, 1Ph 2 Wire, High Accuracy (<0.2% of FS), 4kV Isolation, Auxiliary Power 20-70V DC | UPI | UNIVERSITY PATON INSTRUMENTS PTY LTD | CVT-12-VO5-A4-ADL-X | Active
002486967 | TRANSDUCER,ELECTRICAL | AC Voltage w/True RMS, Input 88-132V AC, 50Hz, Output 0-20mA DC, 1Ph 2 Wire, High Accuracy (<0.2% of FS), 4kV Isolation, Auxiliary Power 85-265V AC/100-300V DC | UPI | UNIVERSITY PATON INSTRUMENTS PTY LTD | CVT-12-VO5-A4-ADH | Active
002463867 | RELAY,ELECTROMAGNETIC | Telemecanique Overload Relay, 690V AC, 4A, 0 400Hz, 3 Pole, 2.5 - 4A FLC Motor Rating, Scania DC12 Canopy Parts | CNWELEC | CNW ELECTRICAL PTY LTD | LRD08 | Active
002463875 | RELAY,ELECTROMAGNETIC | Finder Control Relay, 24V DC, 10A, 8 Pin, Scania DC12 Canopy Parts | HAYMANS | HAYMANS ELECTRICAL | 60.12 | Active
002468858 | RELAY,ELECTROMAGNETIC | Aux, 10A, 48-60V DC, 4 C/O Contacts Plug-In, Blade Plug-In, Magnetic Arc Blowouts | RMSPROD | RMS PRODUCTS (RELAY MONITORING SYSTEMS) | D-B-D048 | Active
000000189 | RELAY,PROTECTION | MBCZ 12-104, Feeder Breaker Module, 220kV Bus Protection, Mica Creek C Substation | AREVA | AREVA T&D AUSTRALIA LTD | MBCZ12104H1CB2255C | Phasing
000000192 | RELAY,PROTECTION | MBCZ 16-003, Bus Differential Module, 220kV Bus Protection, Mica Creek C Substation | AREVA | AREVA T&D AUSTRALIA LTD | MBCZ16003D1OO2000C | Phasing
000000193 | RELAY,PROTECTION | MBCZ 16-005, Bus Differential Check Module, 220kV Bus Protection, Mica Creek C Substation | AREVA | AREVA T&D AUSTRALIA LTD | MBCZ16005D1OO2000C | Phasing
002460558 | RELAY,PROTECTION | FW 7.32, Distance, Overcurrent & Earth Fault, 16/16 I/O, 24-48VDC Pwr, 1/5A CT, DNP3 over RS485 or LC Fibre Ethernet & IEC61850 HSR/PRP | GE | GENERAL ELECTRIC COMPANY | D60UA3HKLF8MH6PMXXP6PU6TWXX | Active
002460624 | RELAY,PROTECTION | Multi-Contact Tripping Relay, 110-125V DC, 10 Make, 0 Break, Non-Latching Contacts c/w Latching Hand-Reset Flag (Alternate) | ALSTOM | ALSTOM GRID AUSTRALIA LIMITED | MVAJ101RA0800A | Active
002460723 | RELAY,PROTECTION | Multi-Contact Tripping Relay, 125V DC, 10 Make, 0 Break, Latching Contacts c/w Latching Flag | RMSPROD | RMS PRODUCTS (RELAY MONITORING SYSTEMS) | 2HSM519B2-E-10M00B-2M28S1 | Active
002460822 | RELAY,PROTECTION | Multi-Contact Tripping Relay, 250V DC, 1 Make, 16 Break, Non-Latching Contacts c/w Latching Flag | RMSPROD | RMS PRODUCTS (RELAY MONITORING SYSTEMS) | 2HSM520D2-F-01M16B-4M56S1 | Active
002460897 | RELAY,PROTECTION | High Impedance Differential, Metrosil, 3 Ph Type 600A/S3/I/S1195, Characteristic C=900, B=0.25 | SCHNEIDR | SCHNEIDER PTY LTD (MANUFACTURER) | ZB9411-571 | Active
002460947 | RELAY,PROTECTION | ZIV Distance, Overcurrent & Earth Fault | DEWAR | DEWAR ELECTRONICS PTY LTD | 8ZLV-F4F-XXQ1C6SML | Active
002475994 | RELAY,PROTECTION | FW H9C, Fdr Diff, Dual CB, 24/32V DC Pwr, 24/250V DC Logic 16/14 IO, 1/5A, 110V AC Input, 1300nm 1Ch, Flush/60TE, DNP 100Base-FX, MM LC Enet | SCHNEIDR | SCHNEIDER PTY LTD (MANUFACTURER) | P544 91QBLM0H99M | Active
002477610 | RELAY,PROTECTION | FW R502, Line Diff 3 Ended, 14/25 IO Logic, 48/125VDC Pwr, 48VDC Ctrl,1A Ph & 1A N, 110VAC Input, 4U Rack, 850nm, DNP over RS485 or 100BaseFX Enet | SEL | SCHWEITZER ENGINEERING LAB PTY LTD | 0311L7JCC321225XX | Active
002477693 | RELAY,PROTECTION | FW R502, Line Diff 3 Ended, 14/25 IO Logic, 24/48VDC Pwr, 110VDC Ctrl, 5A Ph & 5A N, 110VAC Input, 4U Rack, 1300nm, DNP over RS485 or 100BaseFX Enet | SEL | SCHWEITZER ENGINEERING LAB PTY LTD | 0311L7JDD225325XX | Active
002477768 | RELAY,PROTECTION | FW R502, Line Diff 3 Ended, 14/25 IO Logic, 24/48VDC Pwr, 48VDC Ctrl, 1A Ph & 1A N, 110VAC Input, 4U Vert, 850nm, DNP over RS485 or 100BaseFX Enet | SEL | SCHWEITZER ENGINEERING LAB PTY LTD | 0311L7LCC221225XX | Active
002477784 | RELAY,PROTECTION | FW R502, Line Diff 3 Ended, 14/25 IO Logic, 24/48VDC Pwr, 48VDC Ctrl, 5A Ph & 5A N, 110VAC Input, 4U Vert, 850nm, DNP over RS485 or 100BaseFX Enet | SEL | SCHWEITZER ENGINEERING LAB PTY LTD | 0311L7LCC225225XX | Active
002477792 | RELAY,PROTECTION | FW R502, Line Diff 3 Ended, 14/25 IO Logic, 24/48VDC Pwr, 110VDC Ctrl, 5A Ph & 5A N, 110VAC Input, 4U Vert, 850nm, DNP over RS485 or 100BaseFX Enet | SEL | SCHWEITZER ENGINEERING LAB PTY LTD | 0311L7LCC225325XX | Active
002477800 | RELAY,PROTECTION | FW R309, Low Impedance Diff, 24 non- common Inputs, 24 Outputs, 48/125VDC Pwr, 110VDC Ctrl, 1A CT, 9U Rack DNP over RS485 or 100BaseFX | SEL | SCHWEITZER ENGINEERING LAB PTY LTD | 0487B1X4X12XC2XDH9DDDXX | Phasing
000021067 | SEALING COMPOUND | Leak Repair c/w Application Tool-50-11, 2 x 2-Part Cartridges, 4 x Static Mixer, 2 x Putty Sticks, 8 x Wipes, 1 x 600mm Sandpaper Strip, 4 x Application Sticks | TEN | THE ENERGY NETWORK (AUST) PTY LTD | EPCT-KIT1G | Active
002407015 | RELAY,PROTECTION | Directional/Non-directional Overcurrent & Earth Fault Standard I/O 48-125Vdc Power Supply 5A Ph & 0.05A Neutral Input Current 48Vdc Control Input Voltage DNP3 | SEL | SCHWEITZER ENGINEERING LAB PTY LTD | 0351A00H23592X1 | Active
002407016 | RELAY,PROTECTION | Directional/Non-directional Overcurrent and Earth Fault standard I/O 48-125Vdc power supply 5A phase and 0.05A neutral input current 125Vdc control input | SEL | SCHWEITZER ENGINEERING LAB PTY LTD | 0351A00H23594X1 | Active
002407018 | RELAY,PROTECTION | Fdr Management & Control Standard I/O 48-125VDC Pwr, 1A Ph & 0.05A Neutral Secondary Input Current 125VDC Control Input Voltage DNP3 | SEL | SCHWEITZER ENGINEERING LAB PTY LTD | 0351S61H33584X1 | Active
002407065 | RELAY,PROTECTION | Multi-Contact Trip, 24-33V DC Aux Voltage, 8 Latching C/O Contacts, Hand/Electrical Reset (MOQ 5) | SIEMENS | SIEMENS LTD | 7PA2261 | Active
002407067 | RELAY,PROTECTION | Multi-Contact Trip, 100-137V DC Aux Voltage, 8 Latching C/O Contacts, Hand/Electrical Reset | SIEMENS | SIEMENS LTD | 7PA2251-1 | Active
002407310 | RELAY,PROTECTION | Multi-Contact Trip, 32V DC Aux Voltage, 12 Make Latching Contacts, Hand/Electrical Reset | RMSPROD | RMS PRODUCTS (RELAY MONITORING SYSTEMS) | 2HSM519B2-B-12M 2M28-S | Active
000010006 | RELAY,PROTECTION | Directional Overcurrent, Fault Locating | SEL | SCHWEITZER ENGINEERING LAB PTY LTD | 03516033593XX1 | Active
002407022 | RELAY,PROTECTION | Fdr Management & Control Additional 8/12 IO 48-125VDC Pwr, 1A Ph & 0.05A Neutral Secondary Input Current 125VDC Control Input Voltage DNP3 | SEL | SCHWEITZER ENGINEERING LAB PTY LTD | 0351S61H3358421 | Active
002407023 | RELAY,PROTECTION | Fdr Management & Control Additional 8/12 IO 48-125VDC Pwr, 5A Ph & 0.05A Neutral Secondary Input Current 48VDC Control Input Voltage DNP3 | SEL | SCHWEITZER ENGINEERING LAB PTY LTD | 0351S61H3359221 | Active
002407024 | RELAY,PROTECTION | Fdr Management & Control Additional 8/12 IO 48-125VDC Pwr, 5A Ph & 0.05A Neutral Secondary Input Current 125VDC Control Input Voltage DNP3 | SEL | SCHWEITZER ENGINEERING LAB PTY LTD | 0351S61H3359421 | Active
002407025 | RELAY,PROTECTION | Single Pole Overcurrent/Earth Fault 0.1-40 Ion Earth Current Input 24-60V Aux Supply DNP3 Communications Protocol Areva Model # MiCOM P120A00A411 | AREVA | AREVA T&D AUSTRALIA LTD | P120A00A412AD | Active
002462539 | RELAY,PROTECTION | uMATRIX-S Platform Voltage Regulator, 40-275V AC & 40-300V DC Aux Supply, 80-150V AC/DC Status Input Groups 1&2, UMX2V164_B Factory Loaded UMX Appl | RMSPROD | RMS PRODUCTS (RELAY MONITORING SYSTEMS) | 2V164-S-BBBAAB- | Active
002468304 | RELAY,PROTECTION | FW7.32, GE Optional Module, 6P, 6 Form-A (current with optional voltage) Outputs, 4 Contact Inputs | GE | GENERAL ELECTRIC COMPANY | UR-6PH | Active
002477909 | RELAY,PROTECTION | Self/CT Powered, Time OC/E Relay, No Aux Voltage Required, 50/60 Hz, Requires Compatible WIC1 CTs,Settable via DIP Switches, 20 years Maintenance-Free | WOODWARD | WOODWARD INC MANUFACTURING CO | WIC1-2PE | Active
002478352 | RELAY,PROTECTION | SFI Bus, Non-Dir O/C & E/F, 16/16 IO, 24-48V DC Pwr, 1/5A CT, DNP3 over RS485 or LC Fibre Ethernet & IEC61850 HSR/PRP | GE | GENERAL ELECTRIC COMPANY | F35UA3HKLF8NH6PM8NP6PU6TWXX | Active
000016602 | INSULATION SLEEVING,ELECTRICAL | Heat Shrink, Wrap Around, 107/29mm ID, 1500mm Lg, Min 2mm Thk, Black, Polyolefin, Meltable Inner Lining, suit Cable 34 to 65mm Dia | RAYCHEM | RAYCHEM (AUSTRALIA) PTY LTD | CRSM-107/29-1500/239(B10) | Active
000016602 | INSULATION SLEEVING,ELECTRICAL | Heat Shrink, Wrap Around, 107/29mm ID, 1500mm Lg, Min 2mm Thk, Black, Polyolefin, Meltable Inner Lining, suit Cable 34 to 65mm Dia | TECONN | TE CONNECTIVITY LTD | CRSM-107/29-1500/239(S1) | Active
000016602 | INSULATION SLEEVING,ELECTRICAL | Heat Shrink, Wrap Around, 107/29mm ID, 1500mm Lg, Min 2mm Thk, Black, Polyolefin, Meltable Inner Lining, suit Cable 34 to 65mm Dia | LEGEND | LEGEND POWER SYSTEMS | ZT108/27-1500 | Active
002407311 | RELAY,PROTECTION | High Impedance Differential Protection, Voltage Operated, Setting Range 25-325V (50V Steps) 125V DC Aux Supply c/w Metrosil & Tripping Relay | RMSPROD | RMS PRODUCTS (RELAY MONITORING SYSTEMS) | 1M123K11 | Active
002407313 | RELAY,PROTECTION | High Impedance Differential Protection, Voltage Operated, Setting Range 25-325V (50V Steps) 48V DC Aux Supply c/w Metrosil & Tripping Relay | RMSPROD | RMS PRODUCTS (RELAY MONITORING SYSTEMS) | 1M123K10 | Active
002407314 | RELAY,PROTECTION | High Impedance Differential Protection, Voltage Operated, Setting Range 25-325V (50V Steps) 32V DC Aux Supply c/w Metrosil & Tripping Relay | RMSPROD | RMS PRODUCTS (RELAY MONITORING SYSTEMS) | 1M123K20 | Active
002407315 | RELAY,PROTECTION | High Impedance Differential Protection, Voltage Operated, Setting Range 25-115V (15V Steps) 125V DC Aux Supply c/w Metrosil & Tripping Relay | RMSPROD | RMS PRODUCTS (RELAY MONITORING SYSTEMS) | 1M123K15 | Active
002407316 | RELAY,PROTECTION | High Impedance Differential Protection, Voltage Operated, Setting Range 25-115V (15V Steps) 110V DC Aux Supply c/w Metrosil & Tripping Relay | RMSPROD | RMS PRODUCTS (RELAY MONITORING SYSTEMS) | 1M123K07 | Active
002407317 | RELAY,PROTECTION | High Impedance Differential Protection, Voltage Operated, Setting Range 25-115V (15V Steps) 48V DC Aux Supply c/w Metrosil & Tripping Relay | RMSPROD | RMS PRODUCTS (RELAY MONITORING SYSTEMS) | 1M123K18 | Active
002472330 | MODULE,TRANSCEIVER | 100Mb, SFP BiDi LX, T1550/R1310nm, 20km, SM, DDM, Industrial Temp, LC Simplex Connector | FLEXOPTX | FLEXOPTIX UNIVERSAL TRANSCEIVERS | S.B1503.20.DLI | Active
002483782 | MODULE,TRANSCEIVER | PDH SFP, SFW, SMF, TX1550/RX1310, LC, 60km L1.2/100Base-FX/STM-1, 0 to 70, Digital Diagnostic | AVARA | AVARA TECHNOLOGIES P/L (MANUFACTURER) | SFP-SFW-FE-T5R3-60 | Active
000405890 | BRACKET,INSULATOR | Bridging Post Insulator, Dwg 870181-01 (scm) | GREGSF | GREG SEWELL FORGINGS PTY LTD | 6391 | Active
000479375 | BRACE,CROSSARM | Type 650T, Dwg 01-11-01 (max pallet size 700) (scm) | GREGSF | GREG SEWELL FORGINGS PTY LTD | 6367 | Active
002400682 | NUT,PLAIN,GANG CHANNEL | M12, Zinc Plated c/w 60mm Spring, suit Unistrut System (P100) | EZYSTRUT | EZYSTRUT CABLE & PIPE SUPPORTS | E1010Z | Active
002403867 | BRACKET,ANGLE | Unistrut Fitting, 90Deg Angle, 51 x 48mm 6mm Thk, 41mm W Series Channel Fitting, Galv Steel | EZYSTRUT | EZYSTRUT CABLE & PIPE SUPPORTS | E1026H | Active
002434637 | CLAMP,TREFOIL | S/Steel, suit Cable 37.0 to 41.0mm Dia c/w Clamping Screws etc, for use with M8 Fixing Bolt, suit Mounting on Unistrut Channel, Clamp supplied assembled (scm) | EZYSTRUT | EZYSTRUT CABLE & PIPE SUPPORTS | ETF-37S | Active
002454676 | MOUSE | Wireless, Logitech M235 | DATA3 | DATA#3 LIMITED | 910-003384 | Active
002488112 | COMPUTER,DIGITAL | Intel NUC Rugged Chassis Element, Dual LAN Board, HMI Display Client Variant 1 Chassis, Case & Main Board, w/o AC Cord | MWAVE | MWAVE AUSTRALIA | BKCMCR1ABB-OP | Active
002488112 | COMPUTER,DIGITAL | Intel NUC Rugged Chassis Element, Dual LAN Board, HMI Display Client Variant 1 Chassis, Case & Main Board, w/o AC Cord | INTEL | INTEL CORPORATION | BKCMCR1ABB | Active
002488120 | MODULE,ELECTRONIC | Intel Celeron 6305 Processor, 2 Core 2 Thread 15W TDP Processor 4M Cache, 1.80 GHz c/w IPU, Config PCIe x4 Gen 3 (NVMe/SATA), for Intel NUC Rugged | MWAVE | MWAVE AUSTRALIA | BKCM11EBC4W | Active
002488120 | MODULE,ELECTRONIC | Intel Celeron 6305 Processor, 2 Core 2 Thread 15W TDP Processor 4M Cache, 1.80 GHz c/w IPU, Config PCIe x4 Gen 3 (NVMe/SATA), for Intel NUC Rugged | INTEL | INTEL CORPORATION | BKCM11EBC4W | Active
002488161 | CABLE ASSY,PWR,ELEC | AC Power Cord, 250V, 3 Core, 10A, 2m Lg, Mains Plug to IEC-C5 Connector, AS/NZS 3112 3 Pin Outlet | ELEMENT | ELEMENT14 PTY LTD (FORMALLY FARNELL) | 4178890 | Active
002488161 | CABLE ASSY,PWR,ELEC | AC Power Cord, 250V, 3 Core, 10A, 2m Lg, Mains Plug to IEC-C5 Connector, AS/NZS 3112 3 Pin Outlet | ACCESS | ACCESS COMMUNICATIONS PTY LTD | K3745 | Active
002488187 | MOUSE | SteriClick Washable, Easy Clean Mouse, USB, IP68 Waterproof & Dustproof | STERICLK | STERICLICK PTY LTD | B-CLINICALMOUSE | Active
002488187 | MOUSE | SteriClick Washable, Easy Clean Mouse, USB, IP68 Waterproof & Dustproof | STERICLK | STERICLICK PTY LTD | P-M3 (BLACK) | Active
002453447 | BUSBAR | Al, Earth Plate & Bar c/w Removable Cover (scm) | HYLEC | HYLEC ENERGY SOLUTIONS | HVABCEARTHBAR | Active
002452589 | ADAPTOR,ELECTRICAL CONDUIT | OFS900 Series, Simplex FC through Adaptor, SMOF | OPTICAL | OPTICAL FIBRE SYSTEMS PTY LTD | OFS-FC-ADT-SM | Active
002452605 | ADAPTOR,CONNECTOR,FIBRE OPTIC | OFS900 Series, Duplex LC through Adaptor, SMOF | OPTICAL | OPTICAL FIBRE SYSTEMS PTY LTD | OFS-DLC-ADT-SM | Active
002402765 | ADAPTOR,ELECTRICAL CONDUIT | Conduit Terminator, PVC, 16mm, Black, for Flexible Conduit, AS/NZS 2053.4, Box of 20 | HAYMANS | HAYMANS ELECTRICAL | CLI269/16 | Active
002489243 | MOTOR,UNIVERSAL | Power Head, 18V, Milwaukee, M18 Fuel, Brushless Motor | C&LTOOL | C&L TOOL CENTRE | M18FOPH20 | Active
002489243 | MOTOR,UNIVERSAL | Power Head, 18V, Milwaukee, M18 Fuel, Brushless Motor | C&LTOOL | C&L TOOL CENTRE | MILWTM18FOPH-0 | Active
002489243 | MOTOR,UNIVERSAL | Power Head, 18V, Milwaukee, M18 Fuel, Brushless Motor | MILWAUKE | MILWAUKEE POWER TOOLS | M18FOPH-0 | Active
002489250 | CHAINSAW | Pole Saw Attachment, M18 Fuel, 254mm Bar & Chain, QUIK-LOK Connection, Automatic Oiler, 124cm L | C&LTOOL | C&L TOOL CENTRE | MILWTM18FOPH-CSA | Active
002489250 | CHAINSAW | Pole Saw Attachment, M18 Fuel, 254mm Bar & Chain, QUIK-LOK Connection, Automatic Oiler, 124cm L | MILWAUKE | MILWAUKEE POWER TOOLS | M18FOPH-CSA | Active
002489276 | CHAIN,CHAINSAW | Milwaukee, M18 Fuel, 254mm, Replacement Chain to suit Pole Saw | C&LTOOL | C&L TOOL CENTRE | MILWA49162723 | Active
002489276 | CHAIN,CHAINSAW | Milwaukee, M18 Fuel, 254mm, Replacement Chain to suit Pole Saw | MILWAUKE | MILWAUKEE POWER TOOLS | A49162723 | Active
000022671 | BIT,AUGER | Impact, 22mm Dia, 900mm O/A Lg, Steel, Ring Twist, 7/16 Hex Shank, Quick Release | SPECFORC | SPECIALISED FORCE PTY LTD | STMSF822X900 | Active
002417921 | CABLE,FIBRE OPTIC | Aerial, OPGW, 11.4mm Dia, 24 Fibres, SMOF, 4000m Drum | SFPOC | SUZHOU FURUKAWA POWER OPTIC CABLE CO LTD | SFSJ-J-10470 | Active
002417921 | CABLE,FIBRE OPTIC | Aerial, OPGW, 11.4mm Dia, 24 Fibres, SMOF, 4000m Drum | PWRLINK | POWERLINK QUEENSLAND | CC-30/30/449 | Active
000003282 | CABLE ASSY SET,ELEC | Inverter 26C Ribbon, 48" Lg, St George STATCOM | AMSC | AMSC AUSTRALIA PTY LTD | 07550768 | Active
000003282 | CABLE ASSY SET,ELEC | Inverter 26C Ribbon, 48" Lg, St George STATCOM | AMSC | AMSC AUSTRALIA PTY LTD | 7550768 | Active
000003283 | CABLE ASSY SET,ELEC | Inverter 26C Ribbon, 49" Lg, St George STATCOM | AMSC | AMSC AUSTRALIA PTY LTD | 07550769 | Active
000003283 | CABLE ASSY SET,ELEC | Inverter 26C Ribbon, 49" Lg, St George STATCOM | AMSC | AMSC AUSTRALIA PTY LTD | 7550769 | Active
002486645 | O-RING | Water Pump O-Ring, Rubber, Hino Parts | HINO | HINO MOTORS | SZ30160008 | Active
000119017 | INSULATION SLEEVE,ELEC,BRANCHED | Heat Shrink Glove, LV Breakout, suit 3 Core, 300mm2, 75/34, Fingers 38/14 | SICAME | SICAME AUSTRALIA PTY LTD | LVH3B80/33-C | Active
000119017 | INSULATION SLEEVE,ELEC,BRANCHED | Heat Shrink Glove, LV Breakout, suit 3 Core, 300mm2, 75/34, Fingers 38/14 | PLP | PREFORMED LINE PRODUCTS (AUST) | CPA-SEH3-115-047 | Active
000119017 | INSULATION SLEEVE,ELEC,BRANCHED | Heat Shrink Glove, LV Breakout, suit 3 Core, 300mm2, 75/34, Fingers 38/14 | GILBERT | GILBERT LODGE AUSTRALIA PTY LTD | RAY402W526 | Active
000104683 | PAINT,FINISHING | Acrylic, Low Sheen, UV Stable, Black, 4L Water Based (P4) | BUNNINGS | BUNNINGS WAREHOUSE | BUN1400233 | Active
002402151 | PAINT,FINISHING | Enamel, White, 310g Spraypak Can (P12) | BLKWOODJ | J BLACKWOOD & SONS LIMITED | 03411261 | Active
002402155 | PAINT,FINISHING | Enamel, Storm Grey, 4L, N42 to AS2700 (P4) | BLKWOODJ | J BLACKWOOD & SONS LIMITED | 04921508 | Active
002488518 | DRILL,TWIST | Milwaukee Red Helix, Titanium, Hex Drill Bit, 4.8mm | C&LTOOL | C&L TOOL CENTRE | MILWA48894811 | Active
002488518 | DRILL,TWIST | Milwaukee Red Helix, Titanium, Hex Drill Bit, 4.8mm | MILWAUKE | MILWAUKEE POWER TOOLS | 48894811 | Active
002488534 | DRILL,TWIST | Milwaukee Red Helix, Titanium, Hex Drill Bit, 5.5mm | C&LTOOL | C&L TOOL CENTRE | MILWA48894813 | Active
002488534 | DRILL,TWIST | Milwaukee Red Helix, Titanium, Hex Drill Bit, 5.5mm | MILWAUKE | MILWAUKEE POWER TOOLS | 48894813 | Active
000023366 | SWIVEL,EYE AND LINK | Line Swivel, S/Steel Line Swivel, suits Cable Socks, 1.38" Dia, Rating 26.7kN WLL - 2.67T Marking Required | AMPLITUD | AMPLITUDE PTY LTD (396777) | CT250AR | Active
002400386 | ADAPTOR,ELECTRICAL CONDUIT | Conduit Terminator, Angle, PVC, 20mm 90 Deg Grey HD for Corrugated, (Aust Std) (P20) | HAYMANS | HAYMANS ELECTRICAL | CLI279AC20 | Active
002406865 | ADAPTOR,ELECTRICAL CONDUIT | Conduit Terminator, PVC, 25mm, Black, for Flexible Conduit, AS/NZS 2053.4, (Box of 20) | IDEALELE | IDEAL ELECTRICAL SUPPLIERS | CLI269/25BK | Active
002406865 | ADAPTOR,ELECTRICAL CONDUIT | Conduit Terminator, PVC, 25mm, Black, for Flexible Conduit, AS/NZS 2053.4, (Box of 20) | HAYMANS | HAYMANS ELECTRICAL | CLI269/25BK | Active
000024747 | PARTS KIT | Retrofit Kit, Safelink, ABB, Switch Fuse Interlock & Mechanism, Revision E | ABBAUST | ABB AUSTRALIA PTY LTD | CA7151 CA2067 | Active
000006496 | STRAND,WIRE | Stay Wire, SC/GZ 7/2.75mm, Galv Steel, Gde 1320, 250m Drum, JTS 03-03-01 (scm) | MIDLAND | MIDLAND METALS OVERSEAS PTE LTD | MMO-SC/GZ 7/2.75 | Active
000014757 | INSULATOR,LINE POST | 11kV Tie Top, Porcelain 286mm H, 18 kN Min. Cantilever, c/w M20 x 85mm Stud, Spring Washer & Nut (scm) | THEWMCCA | TMAC THEW & MCCANN GROUP | TM00723 | Active
000407595 | CAP,POST | Al, 350mm Dia, 0.55mm Thk, Dwg 10-01-23-1 (P100) (scm) | TYCOELEC | TYCO ELECTRONICS | POC350AL | Active
000407595 | CAP,POST | Al, 350mm Dia, 0.55mm Thk, Dwg 10-01-23-1 (P100) (scm) | RMSRVR | RMS (RIVERSLEIGH MANAGEMENT SERVICES) | 350MM POLE CAP | Active
000407595 | CAP,POST | Al, 350mm Dia, 0.55mm Thk, Dwg 10-01-23-1 (P100) (scm) | CAPRAL | CAPRAL ALUMINIUM LTD | R006035CIRMF000CAP350 | Active
000407595 | CAP,POST | Al, 350mm Dia, 0.55mm Thk, Dwg 10-01-23-1 (P100) (scm) | THEWMCCA | TMAC THEW & MCCANN GROUP | CAP350 | Active
002470342 | GREASE | Rubber Grease, 500g | HYDRLINK | HYDRAULINK HOSE & FITTINGS | HI7-1011-0005 ND | Active
002468734 | RELAY | RPH3, POW Controller, 48V DC, 1A CTs | GE | GENERAL ELECTRIC COMPANY | RPH3 TCR-PS48-CT1 | Active
002480960 | RELAY | POW Controller CSD 100 Flux, 24V DC Supply, 1/5A CT Inputs | GE | GENERAL ELECTRIC COMPANY | CSD100-FLUX | Active
002488559 | TOOL,APPLICATION | Pole Topping Tool, c/w Sunrise Fitting, suits Live Live Hand Sticks | AMPLITUD | AMPLITUDE PTY LTD (396777) | LLPTTCS | Active
002402420 | WRENCH,ADJUSTABLE | Steel Chrome Plated, 300mm Lg, 37mm Max, Jaw Opening | TEN | THE ENERGY NETWORK (AUST) PTY LTD | AC212VS | Active
002443547 | CABLE ASSY,FIBRE OPTIC | Patch Lead, 5m Lg, FC-ST Connectors, 2 Fibre D-Series, SMOF MIL Spec, 2 Core, 5mm Jacket, Black | OPTICAL | OPTICAL FIBRE SYSTEMS PTY LTD | OFS-CAB-09D2-MIL-HI-05 | Active
002443588 | CABLE ASSY,FIBRE OPTIC | Patch Lead, 20m Lg, FC-LC Connectors, 6 Fibre D-Series, SMOF MIL Spec, 2 Core, 5mm Jacket, Black | OPTICAL | OPTICAL FIBRE SYSTEMS PTY LTD | OFS-CAB-09D2-MIL-IV-20 | Active
002486561 | FORM,CONCRETE FORMING | Caisson Foundation, 1250mm ID, 1200mm Lg, 10mm PL | ISM | ISM MANUFACTURING PTY LTD | FOUNDATION CASING-1250ID-1.2M | Active
002400912 | INSULATION SLEEVE,ELEC,BRANCHED | Heat Shrink Glove, LV Breakout, 4 Way, suit 120mm U/Ground Cable | TECONN | TE CONNECTIVITY LTD | 502K016/S(S5) | Active
002400912 | INSULATION SLEEVE,ELEC,BRANCHED | Heat Shrink Glove, LV Breakout, 4 Way, suit 120mm U/Ground Cable | GILBERT | GILBERT LODGE AUSTRALIA PTY LTD | RAY502K016 | Active
002400914 | INSULATION SLEEVE,ELEC,BRANCHED | Heat Shrink Glove, LV Breakout, suit 3 Core, 10-25mm2, LV PLYSW PVC, Mastic Sealant | SICAME | SICAME AUSTRALIA PTY LTD | LVH3B45/14-C | Active
002400914 | INSULATION SLEEVE,ELEC,BRANCHED | Heat Shrink Glove, LV Breakout, suit 3 Core, 10-25mm2, LV PLYSW PVC, Mastic Sealant | PLP | PREFORMED LINE PRODUCTS (AUST) | CPA-SEH3-035-015 | Active
002400914 | INSULATION SLEEVE,ELEC,BRANCHED | Heat Shrink Glove, LV Breakout, suit 3 Core, 10-25mm2, LV PLYSW PVC, Mastic Sealant | GILBERT | GILBERT LODGE AUSTRALIA PTY LTD | RAY402W533 | Active
002400915 | INSULATION SLEEVE,ELEC,BRANCHED | Heat Shrink Glove, LV Breakout, suit 4 Core, 10-25mm, XLPE/PLYSW, PVC c/w Sealant (scm) | SICAME | SICAME AUSTRALIA PTY LTD | LVH4B38/14-C | Active
002400915 | INSULATION SLEEVE,ELEC,BRANCHED | Heat Shrink Glove, LV Breakout, suit 4 Core, 10-25mm, XLPE/PLYSW, PVC c/w Sealant (scm) | LEGEND | LEGEND POWER SYSTEMS | KEV420 | Active
002400915 | INSULATION SLEEVE,ELEC,BRANCHED | Heat Shrink Glove, LV Breakout, suit 4 Core, 10-25mm, XLPE/PLYSW, PVC c/w Sealant (scm) | PLP | PREFORMED LINE PRODUCTS (AUST) | CPA-SEH4-028-009 | Active
002400915 | INSULATION SLEEVE,ELEC,BRANCHED | Heat Shrink Glove, LV Breakout, suit 4 Core, 10-25mm, XLPE/PLYSW, PVC c/w Sealant (scm) | GILBERT | GILBERT LODGE AUSTRALIA PTY LTD | RAY502K033 | Active
002405836 | INSULATION SLEEVE,ELEC,BRANCHED | Heat Shrink Glove, LV Breakout, suit 2 Core, 4-35mm, for Terminating | TECONN | TE CONNECTIVITY LTD | 302K333/S(S20) | Active
002405836 | INSULATION SLEEVE,ELEC,BRANCHED | Heat Shrink Glove, LV Breakout, suit 2 Core, 4-35mm, for Terminating | PLP | PREFORMED LINE PRODUCTS (AUST) | CPA-SEH2-030-010 | Active
002405836 | INSULATION SLEEVE,ELEC,BRANCHED | Heat Shrink Glove, LV Breakout, suit 2 Core, 4-35mm, for Terminating | GILBERT | GILBERT LODGE AUSTRALIA PTY LTD | 302K33353/42 | Active
000020293 | STRAP,RETAINING | Ratchet Tie Down, 1.6m Tail, 36mm W, 600Kg Lashing Capacity, S Hook on Each End, Bog of 10 | BULLIVAN | BULLIVANTS PTY LTD | WRA-036-0600-016-SH | Active
002401985 | TRANSFORMER,DISTRIBUTION | Pole Mount, 6.6kV, 25kVA, 3 Ph, Bushing Entry, NQ TS M195 | ABBAUST | ABB AUSTRALIA PTY LTD | 741606 | Active
002489466 | HOIST,MANUAL LEVER | Ratchet Webbing Strap Hoist, NGK Nagaki 1500P-EX, 3m Strap, 750/1500kg Single/ Double Pull (Not rated for lifting) | LUGALL | LUG-ALL (MANUFACTURER) | N-1500P-EX | Active
000002579 | INSULATOR,DISC | 70kN, Tongue & Clevis, Glass, Type U70C, Normal Profile, 255mm Dia, 146mm Pitch c/w Hex Pin & HPA Split Pins, AS60305, Box of 3 | GRAPHSOL | GRAPH SOLUTIONS PTY LTD | 132239 | Active
002489557 | CLAMP,ELECTRICAL | Live Line, Eye Stem, 5-10mm Dia, use on Bail or Stirrup Clamp, EQTS 01-09-04 (scm) | VINNY | VINNY AUSTRALIA PTY LTD | HLC-100 | Active
002486520 | KEY | Anti Access Lock Key, for EJCo Explosion Mitigation Lids | EJAUST | EJ AUSTRALIA PTY LTD | EMLOCKINGKEY | Active
002487569 | PIN,INSULATOR | B/100/3.5 x 140mm, S/Steel Gde 316, ETS 01-01-01, Dwg 01-06-01 | GREGSF | GREG SEWELL FORGINGS PTY LTD | M06510 | Active
002489144 | COVER,ACCESS | Lockable Type P4, Class B, Glass Reinforced Nylon, Marked Electrical, Anti Skid Surface c/w Locking Tabs | TRI UGRD | TRI UNDERGROUND AUSTRALIA PTY LTD | TRITUFFP4LE | Active
002489169 | TAB,LOCK | For Type P4 Streetlight Pit to Allow Lockable & Padlockable Covers to be Secured | TRI UGRD | TRI UNDERGROUND AUSTRALIA PTY LTD | TRITUFFP4LELEX | Active
000003434 | TRANSFORMER,CURRENT | 72.5kV, 800/5A, 50Hz, Post Type 1Ph Outdoor, 5 Core, Metering in Core 5, S Class Winding, L4 Pollution, ETS 2004/346/T Item 7B | KONCAR | KONCAR - ELECTRICAL INDUSTRY INC | DWG M62757 | Active
000003497 | TRANSFORMER,CURRENT | 245kV, 1600/1A, 50Hz, Post Type 1Ph Outdoor, 6 Core, Metering in Core 5 & 6, Long Range Metering & S Class Winding, L4 Pollution, ETS 2010/0321/T Item 37B | KONCAR | KONCAR - ELECTRICAL INDUSTRY INC | CT245-37B-1600-1A-L4-6C-M5&6 | Active
002475556 | RECEIVER,RIPPLE CONTROL | Load Control, L350, R1100 c/w 2 x Switches & LTE Cat M Comms Module for Distribution Network | LANDIS | LANDIS GYR (AUST) PTY LTD | CMLQNXXX-EQ/R1100200NN001NNEQ | Active
001010201 | TERMINAL BLOCK | Compression, 4 Compression Tunnel Type, 500V, 80A, Black, suit up to 25mm2 Cable | IDEALELE | IDEAL ELECTRICAL SUPPLIERS | CLIBPT2 | Active
001010201 | TERMINAL BLOCK | Compression, 4 Compression Tunnel Type, 500V, 80A, Black, suit up to 25mm2 Cable | HAYMANS | HAYMANS ELECTRICAL | BLUBPT2 | Active
001010201 | TERMINAL BLOCK | Compression, 4 Compression Tunnel Type, 500V, 80A, Black, suit up to 25mm2 Cable | LAWRENCE | LAWRENCE & HANSON | CLIBPT2 | Active
001010201 | TERMINAL BLOCK | Compression, 4 Compression Tunnel Type, 500V, 80A, Black, suit up to 25mm2 Cable | REXEL | REXEL AUSTRALIA | CLIBPT2 | Active
000018109 | SLEEVE,ELECTRICAL CONNECTOR | Mechanical Shear Bolt, Al-Cu, 95-240mm2, 125mm Lg, Blocked, 4 x Contact Bolts | TECONN | TE CONNECTIVITY LTD | BSM-95/240 | Active
000018109 | SLEEVE,ELECTRICAL CONNECTOR | Mechanical Shear Bolt, Al-Cu, 95-240mm2, 125mm Lg, Blocked, 4 x Contact Bolts | LEGEND | LEGEND POWER SYSTEMS | ZSSP-95240 | Active
000023932 | SLEEVE,ELECTRICAL CONNECTOR | Mechanical Shear Bolt, 25-95mm2, 65mm Lg, 5mm Barrier, Al, Blocked, 2 x 13mm A/F Hex Contact Bolts | TECONN | TE CONNECTIVITY LTD | BSM-25/95 | Active
000023932 | SLEEVE,ELECTRICAL CONNECTOR | Mechanical Shear Bolt, 25-95mm2, 65mm Lg, 5mm Barrier, Al, Blocked, 2 x 13mm A/F Hex Contact Bolts | LEGEND | LEGEND POWER SYSTEMS | ZSSP-1695 | Active
000023942 | SLEEVE,ELECTRICAL CONNECTOR | Mechanical Shear Bolt, Al-Cu, 185-400mm2 170mm Lg, Blocked, 6 x Contact Bolts | TECONN | TE CONNECTIVITY LTD | BSM-185/400 | Active
002400976 | SLEEVE,ELECTRICAL CONNECTOR | Cu Solder splice, Jointing Solder Grip, Type Cu 35mm2 | CABLEACC | CABLE ACCESSORIES (AUST) | CASB25 | Active
002400976 | SLEEVE,ELECTRICAL CONNECTOR | Cu Solder splice, Jointing Solder Grip, Type Cu 35mm2 | TYCOELEC | TYCO ELECTRONICS | H1488/25RFQ2963 | Active
002400976 | SLEEVE,ELECTRICAL CONNECTOR | Cu Solder splice, Jointing Solder Grip, Type Cu 35mm2 | REXEL | REXEL AUSTRALIA | CAACAS35 | Active
002486454 | TOOL,APPLICATION | Combination Install & Quick Release Device, S/Steel, Orange Painted Finish, Fits Sunrise Head, used for Aviation Signal Flags | SUMMIT | SUMMIT GROUP | SF17PE1025 | Active
000030115 | CROSS,CABLE RACK | Tray, 600mm W, 60mm H, 300mm Rad, NEMA 12B Steel, Galv Steel | EZYSTRUT | EZYSTRUT CABLE & PIPE SUPPORTS | N1C6003H | Active
000030131 | RISER,CABLE RACK,INTERNAL CURVE | 90 Deg, 600mm W, 60mm H, 300mm Rad, NEMA 12B Steel, Galv Steel | EZYSTRUT | EZYSTRUT CABLE & PIPE SUPPORTS | N1IR6003H | Active
000030138 | REDUCER,CABLE RACK | Offset, Right Hand, 600 to 450mm W, 60mm H, NEMA 12B Steel, Galv Steel | EZYSTRUT | EZYSTRUT CABLE & PIPE SUPPORTS | N1RHR600450H | Active
000030145 | REDUCER,CABLE RACK | Straight, 600 to 300mm W, 60mm H, NEMA 12B Steel, Galv Steel | EZYSTRUT | EZYSTRUT CABLE & PIPE SUPPORTS | N1SR600300H | Active
000030149 | REDUCER,CABLE RACK | Straight, 300 to 150mm W, 60mm H, NEMA 12B Steel, Galv Steel | EZYSTRUT | EZYSTRUT CABLE & PIPE SUPPORTS | N1SR300150H | Active
000030162 | RACK,CABLE | ST3 Supatray, 3m Lg, 150mm W, 50mm H, Galv Steel, ST3-150-HG | EZYSTRUT | EZYSTRUT CABLE & PIPE SUPPORTS | ET3150H | Active
000030165 | RACK,CABLE | ST3 Supatray, 3m Lg, 600mm W, 50mm H, Galv Steel, ST3-600-HG | EZYSTRUT | EZYSTRUT CABLE & PIPE SUPPORTS | ET3600H | Active
000030167 | RACK,CABLE | ST5 Supatray, 3m Lg, 300mm W, 75mm H, Galvabond, ST5-300-GB | EZYSTRUT | EZYSTRUT CABLE & PIPE SUPPORTS | ET5300G | Active
000030169 | RACK,CABLE | ST5 Supatray, 3m Lg, 600mm W, 75mm H, Galvabond, ST5-600-GB | EZYSTRUT | EZYSTRUT CABLE & PIPE SUPPORTS | ET5600G | Active
000030175 | PLATE,JOINING,CABLE RACK | ST3 Bendside, 3m Lg, 50mm H, Galv Steel, to create bends of varying degrees | EZYSTRUT | EZYSTRUT CABLE & PIPE SUPPORTS | ET3RPH | Active
000030185 | PLATE,JOINING,CABLE RACK | ST5 Link Plate, 75mm H, Galv Steel, to join & vary the angle of a cable tray | EZYSTRUT | EZYSTRUT CABLE & PIPE SUPPORTS | ET5RPH | Active
000030188 | PLATE,JOINING,CABLE RACK | ST5 Splice Plate, 75mm H, Galvabond, to join cable tray sections together | EZYSTRUT | EZYSTRUT CABLE & PIPE SUPPORTS | ET5SG | Active
000030189 | PLATE,JOINING,CABLE RACK | ST5 Splice Plate, 75mm H, Galv Steel, to join cable tray sections together | EZYSTRUT | EZYSTRUT CABLE & PIPE SUPPORTS | ET5SH | Active
000030196 | CHANNEL,STRUCTURAL | Unistrut, 3m Lg, 41 x 41mm, 2.5mm Thk, Galvabond | EZYSTRUT | EZYSTRUT CABLE & PIPE SUPPORTS | E10003000G | Active
000030202 | SETSCREW | M6 x 20mm, Hex, Zinc Plated, suit Unistrut System | EZYSTRUT | EZYSTRUT CABLE & PIPE SUPPORTS | HS620Z | Active
000030206 | SETSCREW | M8 x 30mm, Hex, Zinc Plated, suit Unistrut System | EZYSTRUT | EZYSTRUT CABLE & PIPE SUPPORTS | HS830Z | Active
000030209 | SETSCREW | M10 x 25mm, Hex, Zinc Plated, suit Unistrut System | EZYSTRUT | EZYSTRUT CABLE & PIPE SUPPORTS | HS1025Z | Active
000030214 | WASHER,FLAT | Round, M6, Zinc Plated, suit Unistrut System | EZYSTRUT | EZYSTRUT CABLE & PIPE SUPPORTS | FW6Z | Active
000030216 | WASHER,FLAT | Round, M10, Zinc Plated, suit Unistrut System | EZYSTRUT | EZYSTRUT CABLE & PIPE SUPPORTS | FW10Z | Active
000030228 | NUT,PLAIN,GANG CHANNEL | M6, S/Steel c/w Spring, suit Unistrut System | EZYSTRUT | EZYSTRUT CABLE & PIPE SUPPORTS | E1006S | Active
000030232 | ROD,CONTINUOUS THREAD | M6, 3m Lg, S/Steel, suit Unistrut System | EZYSTRUT | EZYSTRUT CABLE & PIPE SUPPORTS | TR6S | Active
000030243 | NUT,PLAIN,HEX | M12, S/Steel Gde 316, suit Unistrut System | EZYSTRUT | EZYSTRUT CABLE & PIPE SUPPORTS | HN12S | Active
000030245 | NUT,PLAIN,GANG CHANNEL | M8, S/Steel c/w Spring, suit P3300 & P4000 Unistrut System | EZYSTRUT | EZYSTRUT CABLE & PIPE SUPPORTS | E4007S | Active
000030247 | NUT,PLAIN,GANG CHANNEL | M12, S/Steel c/w Spring, suit P3300 & P4000 Unistrut System | EZYSTRUT | EZYSTRUT CABLE & PIPE SUPPORTS | E4010S | Active
000030271 | COVER,ACCESS | Unistrut, Standard, 3m Lg, 450mm W Nom, Steel Type 20B-RI/20C-RI | EZYSTRUT | EZYSTRUT CABLE & PIPE SUPPORTS | CFET4503H | Active
000104496 | GUARD | Cable, Steel, Galv, 2700 x 130 x 130mm, EE Dwg 875401 (MOQ 50) (scm) | EZYSTRUT | EZYSTRUT CABLE & PIPE SUPPORTS | E104496 | Active
002479434 | SWITCHBOARD,POWER | AC Distribution Board, 1 X 100A Main Switch, 21 Pole Load Centre, 2 x 3 Ph, 32A CB, 2 x 20A CB, 1 x 10A CB, 2 x 20A ELCB, 2 x 10A ELCB & Timer, Indoor, | NHPELEC | NHP ELECTRICAL ENGINEERING | EQL2479434 | Active
000104525 | CLAMP,SUSPENSION | ADSS 36/48 Optical Fibre Cable, 14.0-14.99mm Dia & Short Spans c/w Cushioning Insert (P30) (scm) | PLP | PREFORMED LINE PRODUCTS (AUST) | OFDSC-140145-3 | Active
000104526 | CLAMP,SUSPENSION | ADSS 36/48 Optical Fibre Cable 18.0-18.99mm Dia & Long Spans c/w Cushioning Insert & Structural Rods (P20) (scm) | PLP | PREFORMED LINE PRODUCTS (AUST) | OFDSA180189 | Active
000104530 | CLAMP,SUSPENSION | Downlead Cushion, suit Short Span, 36/48/96 Optical Fibre Cables, 14.4 to 16.6mm Dia, for Wood Poles c/w Coach Screw & Washer (scm) | TEN | THE ENERGY NETWORK (AUST) PTY LTD | OPGW-DL-15-WS | Active
000104530 | CLAMP,SUSPENSION | Downlead Cushion, suit Short Span, 36/48/96 Optical Fibre Cables, 14.4 to 16.6mm Dia, for Wood Poles c/w Coach Screw & Washer (scm) | PLP | PREFORMED LINE PRODUCTS (AUST) | OFDLC-8003043 | Active
000104532 | CLAMP,SUSPENSION | Downlead Cushion, suit Short Span, 36/48/96 Optical Fibre Cables, 14.4 to 16.6mm Dia, for Concrete or Steel Poles (scm) | TEN | THE ENERGY NETWORK (AUST) PTY LTD | OPGW-DL-18-CW | Active
000104532 | CLAMP,SUSPENSION | Downlead Cushion, suit Short Span, 36/48/96 Optical Fibre Cables, 14.4 to 16.6mm Dia, for Concrete or Steel Poles (scm) | TEN | THE ENERGY NETWORK (AUST) PTY LTD | OPGW-DL-15-C | Active
000104532 | CLAMP,SUSPENSION | Downlead Cushion, suit Short Span, 36/48/96 Optical Fibre Cables, 14.4 to 16.6mm Dia, for Concrete or Steel Poles (scm) | PLP | PREFORMED LINE PRODUCTS (AUST) | OFDLC-8003043A | Active
000104533 | CLAMP,SUSPENSION | Downlead Cushion, suit Long Span, 36/48/96 Optical Fibre Cables, 16.7 to 19.1mm Dia, or Concrete or Steel Poles (scm) | PLP | PREFORMED LINE PRODUCTS (AUST) | OFDLC-8003044A | Active
000104533 | CLAMP,SUSPENSION | Downlead Cushion, suit Long Span, 36/48/96 Optical Fibre Cables, 16.7 to 19.1mm Dia, or Concrete or Steel Poles (scm) | TEN | THE ENERGY NETWORK (AUST) PTY LTD | OPGW-DL-17-C | Active
000413443 | CLAMP,SUSPENSION | ABC, 4 x 95mm2 Galv, for Bridging c/w Insulating Insert (P30) (scm) | TEN | THE ENERGY NETWORK (AUST) PTY LTD | ABCSC-495 | Active
000413443 | CLAMP,SUSPENSION | ABC, 4 x 95mm2 Galv, for Bridging c/w Insulating Insert (P30) (scm) | PLP | PREFORMED LINE PRODUCTS (AUST) | IBSC495 | Active
000413455 | CLAMP,SUSPENSION | Straight-Line, Clevis Type 1M, Galv Steel, Cu & Galv Steel Cond, 6-16mm Dia Clamp Range c/w Hex Clevis Pin & Humpback Split Pin | DULHUNTY | DULHUNTY POWER (AUST) PTY LTD | DSC-0616 | Active
000413455 | CLAMP,SUSPENSION | Straight-Line, Clevis Type 1M, Galv Steel, Cu & Galv Steel Cond, 6-16mm Dia Clamp Range c/w Hex Clevis Pin & Humpback Split Pin | GREGSF | GREG SEWELL FORGINGS PTY LTD | 1M-S-70KN | Active
000413455 | CLAMP,SUSPENSION | Straight-Line, Clevis Type 1M, Galv Steel, Cu & Galv Steel Cond, 6-16mm Dia Clamp Range c/w Hex Clevis Pin & Humpback Split Pin | PLP | PREFORMED LINE PRODUCTS (AUST) | D-9321763 | Active
000413463 | CLAMP,SUSPENSION | Angle, Clevis, Al, 6-16mm Dia Conductor up to 60 Deg Deviation (P10) (scm) | PLP | PREFORMED LINE PRODUCTS (AUST) | D-AAC0616A | Active
000413463 | CLAMP,SUSPENSION | Angle, Clevis, Al, 6-16mm Dia Conductor up to 60 Deg Deviation (P10) (scm) | TEN | THE ENERGY NETWORK (AUST) PTY LTD | AASC-060160-N | Active
002400796 | CLAMP,SUSPENSION | Straight-Line, Clevis Type 3M, Al Alloy, ACSR & AAC, 10-34mm Dia Clamp Range c/w Hex Clevis Pin & Humpback Split Pin | TEN | THE ENERGY NETWORK (AUST) PTY LTD | ASC-200340-N | Active
002400796 | CLAMP,SUSPENSION | Straight-Line, Clevis Type 3M, Al Alloy, ACSR & AAC, 10-34mm Dia Clamp Range c/w Hex Clevis Pin & Humpback Split Pin | PLP | PREFORMED LINE PRODUCTS (AUST) | D-ACC1723A | Active
002401236 | CLAMP,SUSPENSION | Angle, Clevis Type 2MA, Al Alloy, ACSR & AAC & AAAC, 9-25mm Dia Clamp Range c/w Round Clevis Pin & Humpback Split Pin | TEN | THE ENERGY NETWORK (AUST) PTY LTD | AASC-100250-N | Active
002401236 | CLAMP,SUSPENSION | Angle, Clevis Type 2MA, Al Alloy, ACSR & AAC & AAAC, 9-25mm Dia Clamp Range c/w Round Clevis Pin & Humpback Split Pin | PLP | PREFORMED LINE PRODUCTS (AUST) | D-ACC1025A | Active
000001439 | BUSBAR | Tubular, Cu, 5.8m Lg, 25.4mm (1") OD, 1.63mm (16 SWG) Thk Wall | PRIMETAL | PRIMARY METALS & ALLOYS PTY LTD | 1-7506-0254EGEX | Active
002452274 | TELEMETRY SYSTEM | Ceragon, RFU-HP, 8G, 1Rx up to 56M SM/All Indoor | CERAGON | CERAGON LTD | RFU-HP-1R-8 | Active
002452290 | TELEMETRY SYSTEM | Ceragon, RFU-HP, 6HG, 1Rx up to 56M SM/All Indoor | CERAGON | CERAGON LTD | RFU-HP-1R-6H | Active
002486991 | TELEMETRY SYSTEM | Ceragon, RFU 1500HP, 6HG, 40MHz, 2Rx SM/All Indoor | CERAGON | CERAGON LTD | 15HPA-2R-RFU-6HW | Active
002487031 | TELEMETRY SYSTEM | Ceragon, 8GHz 311MHz TR Separation, OCB Assy, Block B, Channel 02, HIGH | CERAGON | CERAGON LTD | 15OCB8-311B-02-H | Active
002487072 | TELEMETRY SYSTEM | Ceragon, 6LGHz, OCB Filter Set, 1 x Tx, 2 x Rx, Channel 02, HIGH | CERAGON | CERAGON LTD | 15F6L-6226.89N | Active
000003498 | TRANSFORMER,CURRENT | 245kV, 1600/1A, 50Hz, Post Type 1Ph Outdoor, 6 Core, Metering in Core 5 & 6, Long Range Metering, L4 Pollution, ETS 2010/0321/T Item 37C | KONCAR | KONCAR - ELECTRICAL INDUSTRY INC | CT245-37C-1600-1A-L4-6C-M5&6 | Active
000003575 | TRANSFORMER,CURRENT | 24kV, 1200/10A, 50Hz, Post Type 1Ph, Outdoor, 3 Core, Metering in Core 3, Koncar, ETS 2004/346/T Item 16 | KONCAR | KONCAR - ELECTRICAL INDUSTRY INC | 2004/346/T ITEM 16 | Active
000003576 | TRANSFORMER,CURRENT | 30/70/170kV Insulation Level, 5 Core, Core 1 & 2: 1200/800/1A, Class PX, Core 3 & 4: 800/1A, 5VA, Class 0.5, Core 5: 1200/1A, Class PX | ABBAUST | ABB AUSTRALIA PTY LTD | LZZBJ9-36/250W3BM | Active
002486785 | TRANSFORMER,CURRENT | Stemar DMC85, 1200/5A, 20VA, CL1.0 | STEMAR | STEMAR ELECTRICAL PRODUCTS | DMC85 | Active
000121090 | END CAP | Heat Shrinkable, suit Cable 65-95mm O/D | TECONN | TE CONNECTIVITY LTD | 102L055/S(S10) | Active
000121090 | END CAP | Heat Shrinkable, suit Cable 65-95mm O/D | GILBERT | GILBERT LODGE AUSTRALIA PTY LTD | RAY102L055 | Active
000025025 | METER,WATTHOUR | Mk7C Atlas 3, 1 Element, 240V, 10-100A, Class 1, Bottom Connected, Load Profiling, Type 4 Small Antenna, Metering Dynamics | EDMI | EDMI PTY LTD | 7C13-A252-29-J211-7J02-1110 | Active
000025026 | METER,WATTHOUR | Mk7A Atlas 3, 2 Element, 240V, 10-100A, Class 1, Bottom Connected, Load Profiling, Type 4 Small Antenna, Metering Dynamics | EDMI | EDMI PTY LTD | 7A13-A344-29-J211-7D02-6110 | Active
000479456 | BRACE,CROSSARM | Type 1000T, EE Dwg ES000752-01 (max pallet size 600) (scm) | GREGSF | GREG SEWELL FORGINGS PTY LTD | 6166 | Active
002403872 | NUT,PLAIN,GANG CHANNEL | M10, Zinc Plated c/w 30mm Spring, suit Unistrut System (P100) (scm) | EZYSTRUT | EZYSTRUT CABLE & PIPE SUPPORTS | E1008Z | Active
002406992 | GUARD | Post U/G Cable Warning Sign, Dwg A4-875243-01 (scm) | GREGSF | GREG SEWELL FORGINGS PTY LTD | 6387 | Active
002407096 | PIN,INSULATOR | M20 A/130/7 x 165mm, Rolled Thread S/Steel Gde 316, Dwg 01-06-02 | GREGSF | GREG SEWELL FORGINGS PTY LTD | M05883 | Active
002418895 | BRACKET,MOUNTING | Galv Steel, for Mounting Service Fuse on Transformer Pole, EE Dwg 930914-01 | EZYSTRUT | EZYSTRUT CABLE & PIPE SUPPORTS | E2418895 | Active
002418952 | BRACKET,MOUNTING | Neutral Terminal, 250 x 32 x 6mm, Galv Steel, 3 Holes, for Bundle Switch, EE Dwg 919996-01 | EZYSTRUT | EZYSTRUT CABLE & PIPE SUPPORTS | E2418952 | Active
002487551 | BRACE,CROSSARM | Type 1000C, S/Steel Gde 316, Deburr All Edges, Similar to QESI Dwg 01-11-02 Issue C (P10) | GREGSF | GREG SEWELL FORGINGS PTY LTD | M06509 | Active
002473015 | TOWEL,HAND | 1370 x 680mm, 100% Cotton, White, Extra Large, used for Heat Stress | GRIP | GRIP SERVICES PL (459456) | CCBT430 | Active
002489086 | LAMP,SAFETY HELMET | Milwaukee Spot/Flood Headlamp, 450 LM, Battery-Powered, c/w Hard Hat Clips & 3 AAA Batteries | MILWAUKE | MILWAUKEE POWER TOOLS | HL-SF | Active
002489086 | LAMP,SAFETY HELMET | Milwaukee Spot/Flood Headlamp, 450 LM, Battery-Powered, c/w Hard Hat Clips & 3 AAA Batteries | C&LTOOL | C&L TOOL CENTRE | MILWAHL-SF | Active
002489094 | LEAD SET,TEST | 3 Phase & Neutral Lead Kit, (2.4m) Red, White, Blue & Black, Replacement Set for Phase ID Kit | HYLEC | HYLEC ENERGY SOLUTIONS | 4940+5066KIT | Active
000024047 | RELAY,PROTECTION | Line Diff, OC & Dir EF, 16/10 I/O, 24-60VDC Pwr, 1/5A CT, 850nm FO Line Comms Module, DNP3 over RS485 & 100BaseTX, 4U Case | ABBAUST | ABB AUSTRALIA PTY LTD | RED615 HBDDAEAGAJH1AMA2XG | Active
002489672 | CABLE | CT Cable, 15m, All Voltages, suit Alpha Cordex Charger | ICS | ICS INDUSTRIES PTY LTD (ENERSYS) | 877-623-20-000 | Active
002407279 | CLAMP,SUSPENSION | Trunnion, Galv Steel, up to 21mm, Dwg 024-009-PD, ETS 11-09-01 | TEN | THE ENERGY NETWORK (AUST) PTY LTD | TSC-0921 | Active
002407279 | CLAMP,SUSPENSION | Trunnion, Galv Steel, up to 21mm, Dwg 024-009-PD, ETS 11-09-01 | PLP | PREFORMED LINE PRODUCTS (AUST) | SCAT-1221-A | Active
002407282 | CLAMP,SUSPENSION | Trunnion, Galv Steel, 46mm to 52mm, ETS 11-09-01 | PLP | PREFORMED LINE PRODUCTS (AUST) | BBB4652A | Active
002443059 | CLAMP,SUSPENSION | Double Click-on Hanger, 89 x 45 x 51mm, Plastic, Black, 2 x Cables per Hanger (10 per Box) | COMMSINC | COMMSCOPE INC | L4CLICK | Active
002461788 | CLAMP,SUSPENSION | ADSS 96 Optical Fibre Cable, suit Long Spans, 17.0-17.99 Dia c/w Cushioning Insert & Structural Rods (scm) | PLP | PREFORMED LINE PRODUCTS (AUST) | OFDSA-170179 | Active
000121008 | END CAP | Heat Shrinkable, suit Cable 17-30mm O/D | TECONN | TE CONNECTIVITY LTD | 102L033/S(S100) | Active
000121008 | END CAP | Heat Shrinkable, suit Cable 17-30mm O/D | GILBERT | GILBERT LODGE AUSTRALIA PTY LTD | RAY102L033 | Active
000121083 | END CAP | Heat Shrinkable c/w Sealant, suit Cable 45-75mm O/D | TECONN | TE CONNECTIVITY LTD | 102L048/S(S25) | Active
000121083 | END CAP | Heat Shrinkable c/w Sealant, suit Cable 45-75mm O/D | GILBERT | GILBERT LODGE AUSTRALIA PTY LTD | RAY102L048 | Active
002458859 | BATTERY,STORAGE | 14.4V, 4.0Ah, Li-Ion, suit Panasonic Drill IIN2425387 | CNWELEC | CNW ELECTRICAL PTY LTD | EY9L45B57 | Phasing
002458859 | BATTERY,STORAGE | 14.4V, 4.0Ah, Li-Ion, suit Panasonic Drill IIN2425387 | TTLTOOL | TOTAL TOOLS TOWNSVILLE | EY9L45B57 | Phasing
002489102 | HOOK | Live Line Hook, Orange, 50mm Dia, 110mm Lg, Conical Top with Closed Loop, Gravel Filled, c/w Reflective 3 Colour Sign "DANGER CREW ON LINE" | BENNIC | BENNIC CALIBRATION & TESTING | COL HOOKS | Active
000003869 | TRANSFORMER,CURRENT | 36kV, Indoor Epoxy, 1 Ph, 36/70/170kV Insulation Level, 4 Core, Core 1&2: 1200/800/1A, Class PX, Ek>=338 Rct<=5.3Ohm, Ie<=0.1A ON 1200/1A, | ABBAUST | ABB AUSTRALIA PTY LTD | LZZBJ9-36/250W3B | Active
002486868 | BIN,WASTE | EWP Bin, Small, Galv c/w Lid, Chain & Bow Shackle, for use on 12m Nifty-Lift | AMPLITUD | AMPLITUDE PTY LTD (396777) | EWPBINKIT | Active
000104202 | TERMINAL,LUG | Compression, Al, 35mm2, M12 Bolt Hole, Hex Die A/F 9.0mm, ETS 01-09-23 (P1) (scm) | LEGEND | LEGEND POWER SYSTEMS | AL35-12 | Active
000104202 | TERMINAL,LUG | Compression, Al, 35mm2, M12 Bolt Hole, Hex Die A/F 9.0mm, ETS 01-09-23 (P1) (scm) | TYCOELEC | TYCO ELECTRONICS | H15116X01/1 | Active
000158629 | TERMINAL,LUG | Compression, Al, 300mm2, M12 Bolt Hole, Hex Die A/F 28.4mm, 3 Core Consac, ETS 01-09-23 (P1) | LEGEND | LEGEND POWER SYSTEMS | AL300-12 | Active
000158629 | TERMINAL,LUG | Compression, Al, 300mm2, M12 Bolt Hole, Hex Die A/F 28.4mm, 3 Core Consac, ETS 01-09-23 (P1) | TYCOELEC | TYCO ELECTRONICS | H15159/1 | Active
000025027 | METER,WATTHOUR | Mk10D Atlas 3, 3 Ph, 240V, 10-100A, Class 1, Bottom Connected, Load Profiling, Type 4 Small Antenna, Metering Dynamics | EDMI | EDMI PTY LTD | 1D13-1B-112-27-J11-201021-400 | Active
002488682 | CIRCUIT BREAKER | 72.5kV, 3150A, 40kA/3sec, Outdoor SF6 Live Tank, 1 Pole Operated CB Unit c/w 125VDC Aux & 125VDC Motor Supply, L4 Pollution, 10546 item 62, GE GL309 F3 | GE | GENERAL ELECTRIC COMPANY | GL309 F3 | Active
002488724 | CIRCUIT BREAKER | 72.5kV, 3150A, 40kA/3sec, Outdoor SF6 Dead Tank, 3 Pole Operated CB Unit c/w 4 Bushing Protn CTs & 2 Bushing Mtrg CTs 125VDC Aux & 230VAC Motor Supply, L4 | GE | GENERAL ELECTRIC COMPANY | DT1-72.5 F1 | Active
002488732 | CIRCUIT BREAKER | 72.5kV, 3150A, 40kA/3sec, Outdoor SF6 Dead Tank, 3 Pole Operated CB Unit c/w 4 Bushing Protn CTs & 2 Bushing Mtrg CTs 110VDC Aux & 110VDC Motor Supply, L4 | GE | GENERAL ELECTRIC COMPANY | DT1-72.5 F1 | Active
002488740 | CIRCUIT BREAKER | 72.5kV, 3150A, 40kA/3sec, Outdoor SF6 Dead Tank, 3 Pole Operated CB Unit c/w 4 Bushing Protn CTs & 2 Bushing Mtrg CTs 125VDC Aux & 125VDC Motor Supply, L4 | GE | GENERAL ELECTRIC COMPANY | DT1-72.5 F1 | Active
002488799 | CIRCUIT BREAKER | 72.5kV, 3150A, 40kA/3sec, Outdoor SF6 Dead Tank, 1 Pole Operated CB Unit c/w 4 Bushing Protn CTs & 2 Bushing Mtrg CTs 110VDC Aux & 110VDC Motor Supply, L4 | GE | GENERAL ELECTRIC COMPANY | DT1-72.5 F3 | Active
002488823 | CIRCUIT BREAKER | 145kV, 3150A, 40kA/1sec, Outdoor SF6 Live Tank, 3 Pole Operated CB Unit c/w 48VDC Aux & 230VAC Motor Supply, L4 Pollution, 10546 item 82, GE GL312 F1 | GE | GENERAL ELECTRIC COMPANY | GL312 F1 | Active
002488864 | CIRCUIT BREAKER | 145kV, 3150A, 40kA/1sec, Outdoor SF6 Live Tank, 3 Pole Operated CB Unit c/w 125VDC Aux & 125VDC Motor Supply, L4 Pollution, 10546 item 86, GE GL312 F1 | GE | GENERAL ELECTRIC COMPANY | GL312 F1 | Active
002488914 | CIRCUIT BREAKER | 145kV, 3150A, 40kA/1sec, Outdoor SF6 Live Tank, 1 Pole Operated CB Unit c/w 110VDC Aux & 110VDC Motor Supply | GE | GENERAL ELECTRIC COMPANY | GL312 F3 | Active
002488930 | CIRCUIT BREAKER | 145kV, 3150A, 40kA/1sec, Outdoor SF6 Dead Tank, 3 Pole Operated CB Unit c/w 4 Bushing Protn CTs & 2 Bushing Mtrg CTs 32VDC Aux & 230VAC Motor Supply | GE | GENERAL ELECTRIC COMPANY | DT1-145 F1 | Active
002488948 | CIRCUIT BREAKER | 145kV, 3150A, 40kA/1sec, Outdoor SF6 Dead Tank, 3 Pole Operated CB Unit c/w 4 Bushing Protn CTs & 2 Bushing Mtrg CTs 48VDC Aux & 230VAC Motor Supply | GE | GENERAL ELECTRIC COMPANY | DT1-145 F1 | Active
002488955 | CIRCUIT BREAKER | 145kV, 3150A, 40kA/1sec, Outdoor SF6 Dead Tank, 3 Pole Operated CB Unit c/w 4 Bushing Protn CTs & 2 Bushing Mtrg CTs 110VDC Aux & 230VAC Motor Supply | GE | GENERAL ELECTRIC COMPANY | DT1-145 F1 | Active
002489003 | CIRCUIT BREAKER | 145kV, 3150A, 40kA/1sec, Outdoor SF6 Dead Tank, 1 Pole Operated CB Unit c/w 4 Bushing Protn CTs & 2 Bushing Mtrg CTs 48VDC Aux & 230VAC Motor Supply | GE | GENERAL ELECTRIC COMPANY | DT1-145 F3 | Active
002489136 | JOINT,ELECTRICAL CABLE,UNDERGROUND | 22kV, 630mm2 Al, 1C TRXLPE/WBT/CWS/WBT/ LAT/MDPE Cable c/w Cold Shrink Joint with Resin filled coffin Outer, Mechanical Cable Connectors, Cable | TECONN | TE CONNECTIVITY LTD | CSJT-ERG71 | Active
000157667 | LINK,COMPRESSION | Al, 95mm2 (19/2.52 - 37/1.78) | LEGEND | LEGEND POWER SYSTEMS | ALK95 | Active
000157667 | LINK,COMPRESSION | Al, 95mm2 (19/2.52 - 37/1.78) | TYCOELEC | TYCO ELECTRONICS | H15207/1 | Active
000158556 | TERMINAL,LUG | Compression, Al, 240mm2, M12 Bolt Hole, Hex Die A/F 28.4mm, ETS 01-09-23 (P1) (scm) | LEGEND | LEGEND POWER SYSTEMS | AL240-12 | Active
000158556 | TERMINAL,LUG | Compression, Al, 240mm2, M12 Bolt Hole, Hex Die A/F 28.4mm, ETS 01-09-23 (P1) (scm) | TYCOELEC | TYCO ELECTRONICS | H15153/1 | Active
000158564 | TERMINAL,LUG | Compression, Al, 50mm2, M10 Bolt Hole, Hex Die A/F 13.2mm2, ETS 01-09-23 (P1) | LEGEND | LEGEND POWER SYSTEMS | AL50-10 | Active
000158564 | TERMINAL,LUG | Compression, Al, 50mm2, M10 Bolt Hole, Hex Die A/F 13.2mm2, ETS 01-09-23 (P1) | TYCOELEC | TYCO ELECTRONICS | H15124/1 | Active
001090468 | TERMINAL,LUG | Compression, Cu, 240mm2, Undrilled, Hex Die A/F 23.1mm (P20) | LEGEND | LEGEND POWER SYSTEMS | CAL240 | Active
001090468 | TERMINAL,LUG | Compression, Cu, 240mm2, Undrilled, Hex Die A/F 23.1mm (P20) | TYCOELEC | TYCO ELECTRONICS | H1390/1 | Active
002405258 | TERMINAL,LUG | Compression, Al, M12 Bolt Hole, suit Moon, Jasper, Iodine 7/4.75 Al Overhead Conductors, ETS 01-09-23 (P1) | LEGEND | LEGEND POWER SYSTEMS | AL120-12 | Active
002405258 | TERMINAL,LUG | Compression, Al, M12 Bolt Hole, suit Moon, Jasper, Iodine 7/4.75 Al Overhead Conductors, ETS 01-09-23 (P1) | TYCOELEC | TYCO ELECTRONICS | SL61/1 | Active
002406373 | TERMINAL,LUG | Compression, Bi-Metal, Cu Palm, 50mm2, M12 Bolt Hole, Hex Die A/F 17.3mm, ABC (P10) (scm) | LEGEND | LEGEND POWER SYSTEMS | BMABC50 | Active
002406373 | TERMINAL,LUG | Compression, Bi-Metal, Cu Palm, 50mm2, M12 Bolt Hole, Hex Die A/F 17.3mm, ABC (P10) (scm) | SICAME | SICAME AUSTRALIA PTY LTD | CPTAU50 | Active
002406399 | TERMINAL,LUG | Compression, Bi-Metal, Cu Palm, 120mm2, M12 Bolt Hole, Die Size Nest 12 & Indent 16, Solid 3 Core Sector, ETS 01-09-23 (P1) | LEGEND | LEGEND POWER SYSTEMS | BLS120/3-12 | Active
002406399 | TERMINAL,LUG | Compression, Bi-Metal, Cu Palm, 120mm2, M12 Bolt Hole, Die Size Nest 12 & Indent 16, Solid 3 Core Sector, ETS 01-09-23 (P1) | TYCOELEC | TYCO ELECTRONICS | H15611/1 | Active
000003446 | BASE,RELAY | Mounting Socket, up to 2 Wires, 2.5mm2, 7mm W, DIN Rail Base Screw Terminal | RMSPROD | RMS PRODUCTS (RELAY MONITORING SYSTEMS) | V23 | Active
001014342 | BASE,RELAY | Socket, 14 Blade Aux Relay, DIN Rail Mount, suit RH4B-U Relay | CNWELEC | CNW ELECTRICAL PTY LTD | SH4B-05C | Active
001014342 | BASE,RELAY | Socket, 14 Blade Aux Relay, DIN Rail Mount, suit RH4B-U Relay | MMELEC | MM ELECTRICAL MERCHANDISING | IDCSH4B-05C | Active
001014344 | BASE,RELAY | Type S3-B, Socket, 11 Pin Aux Relay, DIN Rail Mount, Releco | MMELEC | MM ELECTRICAL MERCHANDISING | RELRE210102 | Active
002489524 | CONTROL,VOLTAGE REGULATOR | AVR Basler, DECS-150 5NS2V1B1S, 5A, Std Gen Protn, USB Front Panel, Vertical Mtg, Modbus TCP, Internal Autotracking, Std Pwr Output | BASLER | BASLER ELECTRIC COMPANY | DECS-150 5NS2V1B1S | Active
000005004 | TRANSFORMER,CURRENT | 36kV, 1200/1A, 50Hz, Post Type 1Ph Outdoor, 5 Core, Metering in Core 3, Statistical Metering, Live Tank Construction, Dwg 1067517 | KONCAR | KONCAR - ELECTRICAL INDUSTRY INC | M172174 | Active
000005005 | TRANSFORMER,CURRENT | 36kV, 1200/1A, 50Hz, Post Type 1Ph Outdoor, 6 Core, Metering in Cores 3&4, Revenue Metering, Live Tank Construction Dwg 1067518 | KONCAR | KONCAR - ELECTRICAL INDUSTRY INC | M172175 | Active
000005006 | TRANSFORMER,CURRENT | 36kV, 2000/1A, 50Hz, Post Type 1Ph Outdoor, 5 Core, Metering in Core 3, Statistical Metering, Live Tank Construction, Dwg 1067519 | KONCAR | KONCAR - ELECTRICAL INDUSTRY INC | M172176 | Active
000005007 | TRANSFORMER,CURRENT | 36kV, 2000/1A, 50Hz, Post Type 1Ph Outdoor, 6 Core, Metering in Cores 3&4, Revenue Metering, Live Tank Construction Dwg 1067520 | KONCAR | KONCAR - ELECTRICAL INDUSTRY INC | M172177 | Active
000005008 | TRANSFORMER,CURRENT | 72.5kV, 1200/1A, 50Hz, Post Type 1Ph Outdoor, 5 Core, Metering in Core 3, Statistical Metering, Live Tank Construction, Dwg 1067521 | KONCAR | KONCAR - ELECTRICAL INDUSTRY INC | M172178 | Active
000005009 | TRANSFORMER,CURRENT | 72.5kV, 1200/1A, 50Hz, Post Type 1Ph Outdoor, 6 Core, Metering in Cores 3&4, Revenue Metering, Live Tank Construction Dwg 1067522 | KONCAR | KONCAR - ELECTRICAL INDUSTRY INC | M172179 | Active
000005010 | TRANSFORMER,CURRENT | 72.5kV, 2000/1A, 50Hz, Post Type 1Ph Outdoor, 5 Core, Metering in Core 3, Statistical Metering, Live Tank Construction, Dwg 1067523 | KONCAR | KONCAR - ELECTRICAL INDUSTRY INC | M172180 | Active
000005011 | TRANSFORMER,CURRENT | 72.5kV, 2000/1A, 50Hz, Post Type 1Ph Outdoor, 6 Core, Metering in Cores 3&4, Revenue Metering, Live Tank Construction Dwg 1067524 | KONCAR | KONCAR - ELECTRICAL INDUSTRY INC | M172181 | Active
002486249 | SWITCH,ISOLATING | Socomec Auto Transfer Switch ADV Logic + Comms ATyS p M, 4 Pole, 100A | SOCOMEC | SOCOMEC PTY LTD (MANUFACTURER) | 93844010 | Active
002472595 | RADIO SET | P25 Trunked Radio Kit, Tait TM9455 c/w HHCH, Nexion NX6300 & Associated Cables, GNSS Antenna & 5m Lead | MCQ | MOBILE COMMUNICATIONS QUEENSLAND | TM9455-B1A0-CCUE-6300-PKG | Active
002489441 | HOIST,MANUAL LEVER | Ratchet Webbing Strap Hoist, LugAll 2A, 2.9m Strap, 450/900kg WLL Single/Double Pull | LUGALL | LUG-ALL (MANUFACTURER) | 2-A-1300-ANZ | Active
002489458 | HOIST,MANUAL LEVER | Ratchet Webbing Strap Hoist, LugAll 40A, 2.8m Strap, 900/1800kg WLL Single/Double Pull | LUGALL | LUG-ALL (MANUFACTURER) | 40-A-ANZ | Active
002406153 | SLEEVE,ELECTRICAL CONNECTOR | NT, Shear Bolt, suit 120mm2 Al, Solid, 4 Core & 3 Core Cable, for Joining or Repair | TYCOELEC | TYCO ELECTRONICS | UST185 | Active
002406755 | SLEEVE,ELECTRICAL CONNECTOR | NT, Shear Bolt, Straight, suit 240mm2 Al Stranded, Solid, 4 Core & 3 Core Round Cable | SICAME | SICAME AUSTRALIA PTY LTD | UM300 | Active
002469765 | SLEEVE,ELECTRICAL CONNECTOR | H-Tensile, Mechanical Shear Bolt, 120-300mm2,Tinned Al, Blocked, suit 120 to 300mm2, up to 42kV Cable (scm) | TECONN | TE CONNECTIVITY LTD | C73113N001 | Active
002469765 | SLEEVE,ELECTRICAL CONNECTOR | H-Tensile, Mechanical Shear Bolt, 120-300mm2,Tinned Al, Blocked, suit 120 to 300mm2, up to 42kV Cable (scm) | TECONN | TE CONNECTIVITY LTD | BSMB-120/300 | Active
000104654 | SLEEVE,COMPRESSION | FT, Oxygen, 19/4.75 AAAC 1120, Hex Die A/F 40.0mm | PLP | PREFORMED LINE PRODUCTS (AUST) | CMSAAAC-238-1 | Active
000024931 | GLOVES,ELECTRICAL WORKER'S | Electriflex Linesman, Class 2, 17kVAC, Size 8.5, Insulating Natural Rubber, Yellow/Black, Straight Cuff | TEN | THE ENERGY NETWORK (AUST) PTY LTD | NG216YB-8H | Active
000024932 | GLOVES,ELECTRICAL WORKER'S | Electriflex Linesman, Class 2, 17kVAC, Size 9, Insulating Natural Rubber, Yellow/Black, Straight Cuff | TEN | THE ENERGY NETWORK (AUST) PTY LTD | NG216YB-9 | Active
002466183 | END CAP | Heatshrink Size 6-2mm, Cable Range O/D 2-4mm, 25mm Lg, 2mm Thk Wall, Cross-linked PO w/-Thermoplastic Sealant, suit 1.0 - 2.5mm2 Cable | CABAC | CABAC (MANUFACTURER) | SRE0 | Active
002489078 | SOCKET,SOCKET WRENCH | Impact, Female, 18mm, 1/2" Drive, Long Shank | C&LTOOL | C&L TOOL CENTRE | GEN447818 | Active
002489078 | SOCKET,SOCKET WRENCH | Impact, Female, 18mm, 1/2" Drive, Long Shank | MILWAUKE | MILWAUKEE POWER TOOLS | 49666279 | Active
002489078 | SOCKET,SOCKET WRENCH | Impact, Female, 18mm, 1/2" Drive, Long Shank | C&LTOOL | C&L TOOL CENTRE | MILWA49666279 | Active
002478923 | DISINFECTANT,GENERAL PURPOSE | SaniSurface, Disinfectant Surface Spray, 750ml Trigger Spray Bottle | GECKO | GECKO CLEANTECH | 875-0007 | Active
002400186 | NUT,PLAIN,GANG CHANNEL | M8, Zinc Plated c/w Spring, suit P3300 & P4000 Unistrut System (P200) (scm) | EZYSTRUT | EZYSTRUT CABLE & PIPE SUPPORTS | E4007Z | Active
002400806 | JUNCTION BOX | Adaptable, 108 x 108 x 76mm, Rigid PVC c/w Sealing Gasket, IP56 | CLIPSAL | CLIPSAL (BY SCHNEIDER ELECTRIC) | 265/3-GY | Active
002400806 | JUNCTION BOX | Adaptable, 108 x 108 x 76mm, Rigid PVC c/w Sealing Gasket, IP56 | IDEALELE | IDEAL ELECTRICAL SUPPLIERS | CLI265/3GY | Active
002474344 | TERMINAL,LUG | AS5 Busbar Lug, Short, 50mm Pin, 0 Deg | PLP | PREFORMED LINE PRODUCTS (AUST) | BBTLS-500-AS5-0 | Active
002489391 | GLOVES | Inners, One size Fits All, 100% Knitted Cotton, Seamless Construction, Cream | DECO | DECO INDUSTRIAL GLOVES | EOLK | Active
002489409 | GRIP,CABLE,JAW | Wire Grip, ABC 28-45mm Dia, 4 x 95-150mm2, WLL 1800kg | THEWMCCA | TMAC THEW & MCCANN GROUP | TM10080 | Active
002481919 | CABLE,FIBRE OPTIC | U/Ground, 24 Fibres MMOF, OM4, c/w Termite & Rodent Protection, 4000m Drum | PRYSMIAN | PRYSMIAN POWER CABLES & SYSTEMS AUST | 60102963 | Active
002470128 | CAP | 1-1/16" JIC F-Cap, Hydraulic Fitting | HYDRLINK | HYDRAULINK HOSE & FITTINGS | JC-12 | Active
000005012 | TRANSFORMER,CURRENT | 145kV, 1200/1A, 50Hz, Post Type 1Ph Outdoor, 5 Core, Metering in Core 3, Statistical Metering, Live Tank Construction, Dwg 1067525 | KONCAR | KONCAR - ELECTRICAL INDUSTRY INC | M172182 | Active
000005013 | TRANSFORMER,CURRENT | 145kV, 1200/1A, 50Hz, Post Type 1Ph Outdoor, 6 Core, Metering in Cores 3&4, Revenue Metering, Live Tank Construction Dwg 1067526 | KONCAR | KONCAR - ELECTRICAL INDUSTRY INC | M172183 | Active
000005014 | TRANSFORMER,CURRENT | 245kV, 2000/1A, 50Hz, Post Type 1Ph Outdoor, 5 Core, Metering in Core 3, Statistical Metering, Live Tank Construction, Dwg 1067527 | KONCAR | KONCAR - ELECTRICAL INDUSTRY INC | M172184 | Active
000005015 | TRANSFORMER,CURRENT | 245kV, 2000/1A, 50Hz, Post Type 1Ph Outdoor, 6 Core, Metering in Cores 3&4, Revenue Metering, Live Tank Construction Dwg 1067528 | KONCAR | KONCAR - ELECTRICAL INDUSTRY INC | M172186 | Active
002487544 | BRACE,CROSSARM | Type 650C, S/Steel Gde 316, Deburr All Edges, Similar to QESI Dwg 01-11-02 Issue C (P10) | GREGSF | GREG SEWELL FORGINGS PTY LTD | M06508 | Active
002443331 | CORD ASSY,ELEC | CAT5E, Patch Strand Cable, Blue, 30cm, up to 350MHz, Gauge 24AWG, RJ45, Cable Type 4-Pair UTP, PVC | BBNS | BLACK BOX NETWORK SERVICES | EVNSL81-0001 | Active
000003780 | TRANSFORMER,VOLTAGE | 145kV, PVT, Power, 25kVA Secondary Output, 1 Ph, Post Type, Dwg EE-1048062, EESS-10734-01-0A, ETS 2012/0392/T | KONCAR | KONCAR - ELECTRICAL INDUSTRY INC | VPT-145-25 | Active
002463164 | SOLENOID,ELECTRICAL | Pilot Starter Solenoid, Hino JO8 Electrical Parts | NAPA | NAPA AUTO PARTS (ASHDOWN/GLEN WAVERLY) | 24214BX | Active
002489961 | CIRCUIT BREAKER | MCB C60H-DC, 4A, 2 Pole, 500V DC, C-Curve | SCHNEIDR | SCHNEIDER PTY LTD (MANUFACTURER) | SCH-A9N61524 | Active
002490001 | CIRCUIT BREAKER | MCB C60H-DC, 20A, 2 Pole, 500V DC, C-Curve | SCHNEIDR | SCHNEIDER PTY LTD (MANUFACTURER) | SCH-A9N61532 | Active
002490084 | RECEIVER,RIPPLE CONTROL | R1100, 217Hz, NQ-T, Program 201-211, Decabit, T33/T33other/T31 c/w 1 x Switch Fitted R1 | LANDIS | LANDIS GYR (AUST) PTY LTD | R1100200NNXXXNNEQ 201-211 | Active
002490092 | RECEIVER,RIPPLE CONTROL | R1100, 317Hz, NQ-B, Program 301-308, Decabit, T33/T33other/T31 c/w 1 x Switch Fitted R1 | LANDIS | LANDIS GYR (AUST) PTY LTD | R1100200NNXXXNNEQ 301-308 | Active
002490100 | RECEIVER,RIPPLE CONTROL | R1100, 217Hz, NQ-O, Program 351-358, Decabit, T33/T33other/T31 c/w 1 x Switch Fitted R1 | LANDIS | LANDIS GYR (AUST) PTY LTD | R1100200NNXXXNNEQ 351-358 | Active
002490118 | RECEIVER,RIPPLE CONTROL | R1100, 317Hz, MK, Program 401-408, Decabit, T33/T33other/T31 c/w 1 x Switch Fitted R1 | LANDIS | LANDIS GYR (AUST) PTY LTD | R1100200NNXXXNNEQ 401-408 | Active
002490126 | RECEIVER,RIPPLE CONTROL | R1100, 225Hz, CA, Program 501-506, Ricontic-B, T33/T33other/T31 c/w 1 x Switch Fitted R1 | LANDIS | LANDIS GYR (AUST) PTY LTD | R1100200NNXXXNNEQ 501-506 | Active
002490134 | RECEIVER,RIPPLE CONTROL | R1100, 317Hz, WB, Program 601-608, Pulsadis-S, T33/T33other/T31 c/w 1 x Switch Fitted R1 | LANDIS | LANDIS GYR (AUST) PTY LTD | R1100200NNXXXNNEQ 601-608 | Active
002490142 | RECEIVER,RIPPLE CONTROL | R1100, 425Hz, SW, Program 701-705, Decabit, T33/T33other/T31 c/w 1 x Switch Fitted R1 | LANDIS | LANDIS GYR (AUST) PTY LTD | R1100200NNXXXNNEQ 701-705 | Active
002490159 | RECEIVER,RIPPLE CONTROL | R1100, SW-R, Program 790, Time Switch, T33/T33other/T31 c/w 1 x Switch Fitted R1 | LANDIS | LANDIS GYR (AUST) PTY LTD | R1100200NNXXXNNEQ 790 | Active
002490274 | LIFTER,MANHOLE COVER | Gatic lifting kit, 2 x Long Handle Lid Lifters 1 x D (Short) Handle Lifter (Seal Cracker) 1 x Spanner, 1 x Scraper Knife, 2 x Roller Pipes, c/w Carry Bag | GATIC | GATIC (MANUFACTURER) | GM374LHP | Active
002490340 | GLOVES,ELECTRICAL WORKER'S | Salisbury Honeywell, Class 00, 500VAC, Size 10, Insulating Natural Rubber, Red, Straight Cuff, 280mm (11") Lg, ASTM D120 - 02A | TEN | THE ENERGY NETWORK (AUST) PTY LTD | E0011R-10 | Active
002490340 | GLOVES,ELECTRICAL WORKER'S | Salisbury Honeywell, Class 00, 500VAC, Size 10, Insulating Natural Rubber, Red, Straight Cuff, 280mm (11") Lg, ASTM D120 - 02A | SALISBRY | SALISBURY (MANUFACTURER) | E0011R-10 | Active
002490365 | GLOVES,ELECTRICAL WORKER'S | Salisbury Honeywell, Class 00, 500VAC, Size 11, Insulating Natural Rubber, Red, Straight Cuff, 280mm (11") Lg, ASTM D120 - 02A | TEN | THE ENERGY NETWORK (AUST) PTY LTD | E0011R-11 | Active
002490365 | GLOVES,ELECTRICAL WORKER'S | Salisbury Honeywell, Class 00, 500VAC, Size 11, Insulating Natural Rubber, Red, Straight Cuff, 280mm (11") Lg, ASTM D120 - 02A | SALISBRY | SALISBURY (MANUFACTURER) | E0011R-11 | Active
000024172 | WHEEL,ABRASIVE | Cut Off Wheel, 125 x 1 x 22.23mm Disc, Complies with AS17788.1 - 1987 | C&LTOOL | C&L TOOL CENTRE | MAKACOW125X1INOX | Active
000021424 | TERMINAL BLOCK | Type UK 35, Feed-through, 150A, 1000V, 35mm2 Cross Section, 2 Connections, Gray, Universal Mtg, Pack of 50 | HAYMANS | HAYMANS ELECTRICAL | PHO3008012 | Active
000021424 | TERMINAL BLOCK | Type UK 35, Feed-through, 150A, 1000V, 35mm2 Cross Section, 2 Connections, Gray, Universal Mtg, Pack of 50 | PHOENIX | PHOENIX CONTACT PTY LTD | 3008012 | Active
000021435 | TERMINAL BLOCK | Type UDK 4, Feed-through, 32A, 630V, 4mm2 Cross Section, 4 Connections, Gray, Universal Mtg, Pack of 50 | HAYMANS | HAYMANS ELECTRICAL | PHO2775016 | Active
000021435 | TERMINAL BLOCK | Type UDK 4, Feed-through, 32A, 630V, 4mm2 Cross Section, 4 Connections, Gray, Universal Mtg, Pack of 50 | PHOENIX | PHOENIX CONTACT PTY LTD | 2775016 | Active
000020278 | CUTTER,CABLE,HAND OPERATED | Pencil Sharpener Type, 95mm2 ABC | SPECFORC | SPECIALISED FORCE PTY LTD | HABC-95 | Active
000020278 | CUTTER,CABLE,HAND OPERATED | Pencil Sharpener Type, 95mm2 ABC | TEN | THE ENERGY NETWORK (AUST) PTY LTD | HABCP-95 | Active
002479756 | FIXTURE,LIGHTING | 138W RoadFlair BRP393 (L138A) 4K c/w Upcast Adaptor, Major Road, EQTS 05-01-02 (scm) | PHILIPS | PHILIPS AUSTRALIA PTY LTD | 824110136171 | Active
002477404 | MEMORY,PORTABLE | MD303 Flash Storage, 8GB-512GB | CGI | CGI TECHNOLOGIES & SOLUTIONS P/L | CFAST 3ME3 8GB | Active
002488286 | FAN,CIRCULATING | Milwaukee, M12 Mounting Fan, 12V, Portable, 3-Speed Setting, Skin Only, c/w Spring Loaded Clamp on Base | C&LTOOL | C&L TOOL CENTRE | MILWTM12AF-0 | Active
002488286 | FAN,CIRCULATING | Milwaukee, M12 Mounting Fan, 12V, Portable, 3-Speed Setting, Skin Only, c/w Spring Loaded Clamp on Base | MILWAUKE | MILWAUKEE POWER TOOLS | M12AF-0 | Active
002488468 | DRILL,TWIST | Milwaukee Red Helix, Titanium, Hex Drill Bit, 3.2mm (P2) | C&LTOOL | C&L TOOL CENTRE | MILWA48894806 | Active
002488468 | DRILL,TWIST | Milwaukee Red Helix, Titanium, Hex Drill Bit, 3.2mm (P2) | MILWAUKE | MILWAUKEE POWER TOOLS | 48894806 | Active
002488542 | DRILL,TWIST | Milwaukee Red Helix, Titanium, Hex Drill Bit, 6mm | C&LTOOL | C&L TOOL CENTRE | MILWA48894814 | Active
002488542 | DRILL,TWIST | Milwaukee Red Helix, Titanium, Hex Drill Bit, 6mm | MILWAUKE | MILWAUKEE POWER TOOLS | 48894814 | Active
000020677 | STRAP,RETAINING | Ratchet Tie Down, 6m Strap, Endless Loop 4000Kg Lashing Capacity (P1) | BULLIVAN | BULLIVANTS PTY LTD | WRA-050-4000-060-EL | Active
000426142 | FUSEHOLDER,BASE & CARRIER | 415V AC, 100A, 6/95mm2, Service, QESI27/97, Item 13 (scm) (P20) | SICAME | SICAME AUSTRALIA PTY LTD | PFV 100 695E IDPO | Active
000426142 | FUSEHOLDER,BASE & CARRIER | 415V AC, 100A, 6/95mm2, Service, QESI27/97, Item 13 (scm) (P20) | PLP | PREFORMED LINE PRODUCTS (AUST) | D-K490 | Active
002489268 | HANDLE,EXTENSION,CHAIN SAW | Milwaukee, M18 Fuel, Pole Saw Extension Bar Attachment, QUIK-LOK Coupler, 102cm L | C&LTOOL | C&L TOOL CENTRE | MILWTM18FOPH-EXA | Active
002489268 | HANDLE,EXTENSION,CHAIN SAW | Milwaukee, M18 Fuel, Pole Saw Extension Bar Attachment, QUIK-LOK Coupler, 102cm L | MILWAUKE | MILWAUKEE POWER TOOLS | M18FOPH-EXA | Active
002489284 | CUTTER,WEED,WHIP | Milwaukee, M18 Fuel, Line Trimmer Attachment, 355-406mm Cutting Swath, QUIK-LOK Connection, 102cm L | C&LTOOL | C&L TOOL CENTRE | MILWTM18FOPH-LTA | Active
002489284 | CUTTER,WEED,WHIP | Milwaukee, M18 Fuel, Line Trimmer Attachment, 355-406mm Cutting Swath, QUIK-LOK Connection, 102cm L | MILWAUKE | MILWAUKEE POWER TOOLS | M18FOPH-LTA | Active
002489425 | FIXTURE,LIGHTING | LED 25W StreetLED3 (L25A 2K) 2K, Aeroscreen c/w NEMA PE Cell, Tilt Adaptor, Minor Road, EQTS 05-01-02 | SYLVANIA | SYLVANIA SCHREDER | JLC22BD15L25 | Active
002489227 | HARNESS,SAFETY,INDUSTRIAL | Full Body Dielectric EWP, Small, Confined Space Harness | HGHTDYNM | HEIGHT DYNAMICS | FH24 SMALL | Active
000025522 | TRANSFORMER,CURRENT | 11kV, 800/1A, 50Hz, Post Type 1Ph, Outdoor, 1 Core, 1x800/500/200/1A, 0.1PX200R1 on 200/1 | KONCAR | KONCAR - ELECTRICAL INDUSTRY INC | DWG M20452 | Active
000025523 | TRANSFORMER,CURRENT | 24kV, 800/1A, 50Hz, Post Type 1Ph, Outdoor, 1 Core, 1x800/500/200/1A, 0.1PX200R1 on 200/1 | KONCAR | KONCAR - ELECTRICAL INDUSTRY INC | DWG M20452 | Active
002490381 | RELAY,ELECTROMAGNETIC | DR4---D048, High Speed Tripping Relay, 48VDC Coil, 4 C/O Contacts, Plug-In, u/w Smitt V23 DIN 35mm Rail Base | RMSPROD | RMS PRODUCTS (RELAY MONITORING SYSTEMS) | DR4---D048 | Active
002459972 | HOIST,MANUAL LEVER | Operated Serial, Web Strap, 1 Ton Nominal Capacity, Ratchet & Pawl Type, suits Live Line Lifting Jib | RIS | RANGER INDUSTRIAL SUPPLIES P/L | U300ALS | Phasing
001778107 | SPRING,VOLUTE | Washer, M20/M24, S/Steel Gde 316, Open Ends, 32mm LG, 8mm W, 85mm OD Large End, 24.5mm ID Small End, 3.3kN Compression Force, Box of 100, Dwg 01-04-03 (scm) | HOBSON | HOBSON ENGINEERING CO PTY LTD | WV16PM24 | Active
001778107 | SPRING,VOLUTE | Washer, M20/M24, S/Steel Gde 316, Open Ends, 32mm LG, 8mm W, 85mm OD Large End, 24.5mm ID Small End, 3.3kN Compression Force, Box of 100, Dwg 01-04-03 (scm) | THOMMRSH | THOMAS MARSH SPRINGS | 1778107 | Active
001778107 | SPRING,VOLUTE | Washer, M20/M24, S/Steel Gde 316, Open Ends, 32mm LG, 8mm W, 85mm OD Large End, 24.5mm ID Small End, 3.3kN Compression Force, Box of 100, Dwg 01-04-03 (scm) | THOMMRSH | THOMAS MARSH SPRINGS | EN148 | Active
002490852 | DIE,CRIMPING TOOL | Compression, 12T, "6" Profile, CEC15035 Copper Connector, 95-120mm2 | TEN | THE ENERGY NETWORK (AUST) PTY LTD | K12-U997 | Active
002468346 | TOOL,APPLICATION | Live Line Clamp Remover, Eye Ring Fitting, S/Steel, suit most Standard Clamp Rings, incl Powerline Warning Flags | BALMORAL | BALMORAL ENGINEERING PTY LTD | LLCR-E | Active
002477834 | COUPLING,ELECTRICAL CONDUIT | Adaptor, 50mm, HD, UPVC, Orange, Suits 50mm Flexible Orange Conduit | MMELEC | MM ELECTRICAL MERCHANDISING | CNXCONXC50HD | Active
002477834 | COUPLING,ELECTRICAL CONDUIT | Adaptor, 50mm, HD, UPVC, Orange, Suits 50mm Flexible Orange Conduit | REXEL | REXEL AUSTRALIA | CLI242/50EO | Active
002477826 | BEND,ELECTRICAL CONDUIT | 50mm, 90 Deg, 600mm Rad, UPVC, HD, Socket to Socket, Orange, AS/NZS2053 (scm) | MMELEC | MM ELECTRICAL MERCHANDISING | CLI247L50EO | Active
002477826 | BEND,ELECTRICAL CONDUIT | 50mm, 90 Deg, 600mm Rad, UPVC, HD, Socket to Socket, Orange, AS/NZS2053 (scm) | TRI UGRD | TRI UNDERGROUND AUSTRALIA PTY LTD | HDE5090600FFS | Active
002486702 | CIRCUIT BREAKER | MCB, Acti9 iC60N, 16A, 1 Pole, C-Curve, DIN Rail | SCHNEIDR | SCHNEIDER PTY LTD (MANUFACTURER) | A9F44116 | Active
002486710 | BUSBAR | Comb, Acti9, 12 Module, 1 Pole, 100A | SCHNEIDR | SCHNEIDER PTY LTD (MANUFACTURER) | A9XPH112 | Active
002486736 | CAP | Tooth, Acti9 (P20) | SCHNEIDR | SCHNEIDER PTY LTD (MANUFACTURER) | A9XPT920 | Active
002403939 | TERMINAL,LUG | Compression, Bi-Metal, Cu Palm, 70mm2, M12 Bolt Hole, 3 Core | LEGEND | LEGEND POWER SYSTEMS | BL70-12 | Active
002403939 | TERMINAL,LUG | Compression, Bi-Metal, Cu Palm, 70mm2, M12 Bolt Hole, 3 Core | CABLEACC | CABLE ACCESSORIES (AUST) | BL7012 | Active
002403986 | TERMINAL,LUG | Bi-Metal, Cu Palm, 300mm2, Die Size A/F Nest 12 & Indent 21, Solid 3 Core Sector Cable | LEGEND | LEGEND POWER SYSTEMS | BLS300/3-12 | Active
002403986 | TERMINAL,LUG | Bi-Metal, Cu Palm, 300mm2, Die Size A/F Nest 12 & Indent 21, Solid 3 Core Sector Cable | CABAC | CABAC (MANUFACTURER) | BAL300-12 | Active
002489532 | SWITCH,FUSE GEAR | 12kV, Schneider RM6, SF6 Insulated, I/D RMU, 2 x 630A Cable Switch, Disconnectors, 1 x 200A Transformer CB, (Type NE-IDI), IAC AFLR, ABB to be Free | SCHNEIDR | SCHNEIDER PTY LTD (MANUFACTURER) | RM6 NE-IDI REF 230110-12793119 | Active
002428175 | GLOVES,LIVE LINE ELECTRICAL WORKERS | Class 3, Natural Rubber, Black Straight Cuff, Size 12 (pair) Glove Length, 16 inch (400mm) | ANSELL | ANSELL LTD | RIG316YBS12 | Active
002428266 | GLOVES,ELECTRICAL WORKER'S | Class 4, Size 12, Natural Rubber, Black, Straight Cuff, 18" (450mm Lg) | TEN | THE ENERGY NETWORK (AUST) PTY LTD | NG418YB-12 | Active
002428266 | GLOVES,ELECTRICAL WORKER'S | Class 4, Size 12, Natural Rubber, Black, Straight Cuff, 18" (450mm Lg) | ANSELL | ANSELL LTD | RIG418YBS12 | Active
002433589 | DRIVE UNIT,HYDRAULIC | Rotator, suit 6.0T Cable Drum Stand, 500kg Line Pull, Diesel Engine, ETS RSE11 | REDMOND | REDMOND GARY AUSTRALIA PTY LTD | 500KG ROTATOR | Active
002433696 | POLE,PUBLIC LIGHTING,METAL | Major Road, 13.0m, Base Plate Mounted, 500 PCD Bolt Spacing, Galv, EQTS 05-02-01, Dwg 05-02-02 (scm) | INGAL | INGAL EPS | I05645-86 | Active
002433696 | POLE,PUBLIC LIGHTING,METAL | Major Road, 13.0m, Base Plate Mounted, 500 PCD Bolt Spacing, Galv, EQTS 05-02-01, Dwg 05-02-02 (scm) | IUPOLE | INTERNATIONAL UTILITY POLES PTY LTD | EX-05645 | Active
002433696 | POLE,PUBLIC LIGHTING,METAL | Major Road, 13.0m, Base Plate Mounted, 500 PCD Bolt Spacing, Galv, EQTS 05-02-01, Dwg 05-02-02 (scm) | GMPOLES | GM POLES PTY LTD | FBM-13-S | Active
002448165 | STRAPPING | S/Steel Band, Mat Finish, 6.35mm, supplied in 30.5m Coil | BLKWOODJ | J BLACKWOOD & SONS LIMITED | 4246909 | Active
002465672 | ANIMAL REPELLENT | Direct Stop, Animal Deterrent Spray, 83ml Aerosol Can, contains Citronella Oil, for Controlling Aggressive Animals | ALPHAFAS | ALPHA FIRST AID SUPPLIES | 320022 | Active
002465672 | ANIMAL REPELLENT | Direct Stop, Animal Deterrent Spray, 83ml Aerosol Can, contains Citronella Oil, for Controlling Aggressive Animals | ATOMSUPP | ATOM SUPPLY GROUP P/L | 271526 | Active
002486652 | KEY | Anti Access Lock Key, for Johnson Screens Explosion Mitigation Lids | AQSGROUP | AQSEPTENCE GROUP PTY LTD | 10000304587 | Active
002486660 | PLUG | Anti Access Lock Plug, for Johnson Screens Explosion Mitigation Lids | AQSGROUP | AQSEPTENCE GROUP PTY LTD | 10000311121 | Active
002489177 | RELAY,PROTECTION | FW5.0 FP1 Ver 5.1.23, Distribution Fdr Protn, Dir/Non-Dir OC, EF & SEF Relay, 16/10 IO, 100-240VDC Pwr, 1/5A CT, DNP3 over 2 x LC Fibre Enet & IEC61850 | ABBAUST | ABB AUSTRALIA PTY LTD | HBFNAEAGNHH1AAA11G | Active
002489185 | RELAY,PROTECTION | FW5.0 FP1 Ver 5.1.23, Distribution Fdr Protn, Dir/Non-Dir OC, EF & SEF Relay, 16/10 IO, 24-60VDC Pwr, 1/5A CT, DNP3 over 2 x LC Fibre Enet & IEC61850 | ABBAUST | ABB AUSTRALIA PTY LTD | HBFNAEAGNHH1AAA21G | Active
002490902 | SWITCHGEAR | RMU, 12kV, 630A, 25kA/3s, SafePlus CCCV, LHS/RHS Extensible, Non-Motorized C Modules, Motorized V Module, Internal Arc Class AFLR 20kA/1s, w/o Protection | ABBAUST | ABB AUSTRALIA PTY LTD | 5822202 | Active
002490928 | TRANSFORMER,VOLTAGE | RMU, 12 kV, 630A, 25kA/3s, ABB SafePlus M Module, LHS/RHS Joining Kit, Internal Arc Classification AFL 20kA/1s, Block Type VTs - JDZX10-10C1-A 11kV/v3:110/ | ABBAUST | ABB AUSTRALIA PTY LTD | 5822204 | Active
002490969 | TRANSFORMER,VOLTAGE | RMU, 24 kV, 630A, 20kA/3s, ABB SafePlus M Module, LHS/RHS Joining Kit, Internal Arc Classification AFL 20kA/1s, Block Type VTs - JDZX10-10C1-A 22kV/v3:110/ | ABBAUST | ABB AUSTRALIA PTY LTD | 5822208 | Active
002491017 | FUSE ELEMENT,ELECTRICAL | 11A, HBC Fluke Multimeter Fuse, Ceramic | FLUKE | FLUKE AUSTRALIA PTY LTD (MANUFACTURER) | 803293 | Active
002491025 | HANDLE,HOT LINE STICK | MV Series, Section 8, Telescopic Stick | HASTINGS | HASTINGS (MANUFACTURER) | A20359 | Active
002491041 | HANDLE,HOT LINE STICK | MV Series, Section 7 (9m Base Section), c/w Base Cap for Telescopic Stick, fitted with 66kV Sticker | HASTINGS | HASTINGS (MANUFACTURER) | A20349 | Active
002478071 | PRINTING MACHINE,LABEL | Brady M610, Handheld, Li-ION Rechargeable Battery, 240V AC, c/w Hard Case | BRADY | BRADY AUSTRALIA | 880974 | Active
002491082 | CONVERTER,FREQUENCY,STATIC | 400kVA, 400V, 50Hz, 2nd Signal Output Panel Only for u/w SC2478311, No Transmitter | MVTECH | MV TECHNOLOGY SOLUTIONS P/L | 280.106.115104 | Active
002491090 | TRANSFORMER,DISTRIBUTION | Padmount, 11kV/415V, Insul 22kV (Sq), Mineral Oil Insulated, ONAN, DYN11, 7 Tap, c/w HV Siemens RTR RMU & LV Terasaki CB | WILSON | WILSON TRANSFORMER CO. PTY LTD | 880-5872-11(315) | Active
002491157 | ANTENNA | 5G LTE 6.5dBi Collinear Antenna (698-3800 MHz), 5m N (M), Black | RFIND | RF INDUSTRIES PTY LTD | COL8195-5M-N | Active
000013023 | LINK,BRIDGING | 20A, Flat Copper HC , 60 x 12.5 x 1.5mm Nom Size, Suitably Shaped to fit a GEC SC32 Clip-In Type Fuseholder, suits Fuseholders FB20 & FB32 (P1) | FUSECO | FUSECO POWER SOLUTIONS PTY LTD | FB20/32LINK | Active
002491223 | KNIFE,LINEMANS | ZEN 911 Rescue Knife with Lanyard Attachment, Black, for Tower Rescue Kit | HGHTDYNM | HEIGHT DYNAMICS | ZEN 911 RESCUE KNIFE | Active
002491231 | BAG,TOOL | HD Haul Mate Bag, for Tower Rescue Kit | HGHTDYNM | HEIGHT DYNAMICS | HD HAUL MATE BAG | Active
002470284 | WINCH,PERSONNEL RESCUE | HD Haul Mate System Complete, for Tower Rescue Kit | HGHTDYNM | HEIGHT DYNAMICS | HD HAUL MATE SYSTEM COMPLETE | Active
002491256 | TOOL,APPLICATION | Bending Tool, for 50-300mm Solid & Stranded Aluminium Conductor UG Cables | HYLEC | HYLEC ENERGY SOLUTIONS | TWISTER90 | Active
002487189 | SCRAPER | Uni-Pro Precision Scraper, 50mm, Tungsten Carbide Blade, Steel, Grip Handle | AMPLITUD | AMPLITUDE PTY LTD (396777) | AL170 | Active
C492878 | STRAND,WIRE | C2L Stay Wire, SC/GZ 7/2.75mm, Galv Steel, Gde 1320, 250m Drum, JTS 03-03-01 (scm) | MIDLAND | MIDLAND METALS OVERSEAS PTE LTD | MMO-SC/GZ 7/2.75 (250M) | Phasing
C492894 | STRAND,WIRE | C2L Stay Wire, SC/GZ 19/2.00mm, Galv Steel, Gde 1320, 250m Drum, JTS 03-03-01 (scm) | MIDLAND | MIDLAND METALS OVERSEAS PTE LTD | MMO-SC/GZ 19/2.00 (250M) | Active
002488302 | CAP,POST | Al, 550mm Dia, 0.55mm Thk, Dwg 10-01-23-1 (P100) (scm) | TECONN | TE CONNECTIVITY LTD | PC-550/1 | Active
000407633 | CAP,POST | Al, 450mm Dia, 0.55mm Thk, Dwg 10-01-23-1 (P100) (scm) | TECONN | TE CONNECTIVITY LTD | PC-450/1 | Active
000407633 | CAP,POST | Al, 450mm Dia, 0.55mm Thk, Dwg 10-01-23-1 (P100) (scm) | CAPRAL | CAPRAL ALUMINIUM LTD | R006045CIRMF000 | Active
000407633 | CAP,POST | Al, 450mm Dia, 0.55mm Thk, Dwg 10-01-23-1 (P100) (scm) | TYCOELEC | TYCO ELECTRONICS | POC450AL | Active
000407633 | CAP,POST | Al, 450mm Dia, 0.55mm Thk, Dwg 10-01-23-1 (P100) (scm) | THEWMCCA | TMAC THEW & MCCANN GROUP | CAP450 | Active
000407633 | CAP,POST | Al, 450mm Dia, 0.55mm Thk, Dwg 10-01-23-1 (P100) (scm) | RMSRVR | RMS (RIVERSLEIGH MANAGEMENT SERVICES) | 450MM DIA | Active
002489060 | BATTERY,STORAGE | Battery Kit, 12V, 26Ah, Vertical Mount, suit NOJA RC20 Controller | NOJA | NOJA POWER SWITCHGEAR PTY LTD | BAT-20 | Active
002400389 | ADAPTOR,ELECTRICAL CONDUIT | Conduit Terminator, PVC, 20mm, Black, for Flexible Conduit, AS/NZS 2053.4, Box of 20 | HAYMANS | HAYMANS ELECTRICAL | CLI269/20 | Active
002400389 | ADAPTOR,ELECTRICAL CONDUIT | Conduit Terminator, PVC, 20mm, Black, for Flexible Conduit, AS/NZS 2053.4, Box of 20 | IDEALELE | IDEAL ELECTRICAL SUPPLIERS | 269/20BK | Active
000119011 | INSULATION SLEEVE,ELEC,BRANCHED | Heat Shrink Glove, LV Breakout, suit 4 Core, 185 to 300mm2, XLPE U/G Cable (scm) | LEGEND | LEGEND POWER SYSTEMS | KEV445 | Active
000119011 | INSULATION SLEEVE,ELEC,BRANCHED | Heat Shrink Glove, LV Breakout, suit 4 Core, 185 to 300mm2, XLPE U/G Cable (scm) | TECONN | TE CONNECTIVITY LTD | 502K026/S(S5) | Active
000119011 | INSULATION SLEEVE,ELEC,BRANCHED | Heat Shrink Glove, LV Breakout, suit 4 Core, 185 to 300mm2, XLPE U/G Cable (scm) | PLP | PREFORMED LINE PRODUCTS (AUST) | CPA-SEH4-100-040 | Active
000119011 | INSULATION SLEEVE,ELEC,BRANCHED | Heat Shrink Glove, LV Breakout, suit 4 Core, 185 to 300mm2, XLPE U/G Cable (scm) | GILBERT | GILBERT LODGE AUSTRALIA PTY LTD | RAY502K026 | Active
000003200 | TRANSFORMER,CURRENT | 72.5kV 1200/1A 50Hz, Post Type 1Ph Outdoor, 5 Core, Metering in Core 5, Hairpin Style, Standard, L4 Pollution, ETS 2010/0321/T Item 22A | KONCAR | KONCAR - ELECTRICAL INDUSTRY INC | CT072-22A-1200-1A-L4-5C-M5 | Active
002488450 | DRILL,TWIST | Milwaukee Red Helix, Titanium, Hex Drill Bit, 3mm (P2) | C&LTOOL | C&L TOOL CENTRE | MILWA48894805 | Active
002488450 | DRILL,TWIST | Milwaukee Red Helix, Titanium, Hex Drill Bit, 3mm (P2) | MILWAUKE | MILWAUKEE POWER TOOLS | 48894805 | Active
002488492 | DRILL,TWIST | Milwaukee Red Helix, Titanium, Hex Drill Bit, 4.2mm | C&LTOOL | C&L TOOL CENTRE | MILWA48894809 | Active
002488492 | DRILL,TWIST | Milwaukee Red Helix, Titanium, Hex Drill Bit, 4.2mm | MILWAUKE | MILWAUKEE POWER TOOLS | 48894809 | Active
002488500 | DRILL,TWIST | Milwaukee Red Helix, Titanium, Hex Drill Bit, 4.5mm | C&LTOOL | C&L TOOL CENTRE | MILWA48894810 | Active
002488500 | DRILL,TWIST | Milwaukee Red Helix, Titanium, Hex Drill Bit, 4.5mm | MILWAUKE | MILWAUKEE POWER TOOLS | 48894810 | Active
002471399 | TRANSFORMER,CURRENT | 72.5kV, 1200/5A, 50Hz, Post Type 1Ph Outdoor, 5 Core, Metering in Core 3, Statistical Metering, Live Tank Construction, Dwg 1079437 | KONCAR | KONCAR - ELECTRICAL INDUSTRY INC | DWG M186856 | Active
000003356 | TRANSFORMER,EARTHING | Ground Fault, Zig Zag S/Steel, St George STATCOM | AMSC | AMSC AUSTRALIA PTY LTD | 6302714 | Active
002489367 | INSULATING COMPOUND,ELECTRICAL | GUROFLO-H2000, 1 Part Silicon, Oil Based Insulating Medium, for 11kV - 33kV Cable Boxes with XLPE Cables, 20L Drum | TECONN | TE CONNECTIVITY LTD | EN2309-000 / GUROFLO-H2000 | Active
002444396 | WASHER,FLAT | Round, M16, 25mm OD, 18mm ID, 1.6mm, S/Steel (scm) | ISM | ISM MANUFACTURING PTY LTD | 25-OD-18-ID-1.6MM-SS | Active
002489896 | ANTENNA | 5G LTE Compact Antenna, 698-3800MHz, 1.25m RG58/SMA(M) | RFIND | RF INDUSTRIES PTY LTD | CSM700-1.25M-SMA | Active
000030052 | SUPPORT,ELEC EQUIP | Busbar Support Assembly, Sliding Type, Single Roller, suit 100mm Busbar Mount 127 PCD | PLP | PREFORMED LINE PRODUCTS (AUST) | BBSA-02 | Active
002456432 | CABINET,ELEC EQUIP | Battery Expansion Cubicle, suit s/code 2452936, 600W x 600D x 2200H c/w Shelves, Circuit Breakers, Cabling for up to 4 x 48V Battery Strings, suit | EATONELE | EATON ELECTRIC SYSTEMS PTY LTD | 120348-E | Active
002456440 | CABINET,ELEC EQUIP | Battery Expansion Cubicle, suit s/codes 2452944 & 2452951, 600W x 600D x 2200H c/w Shelves, Circuit Breakers, Cabling for up to 4 x 48V Battery Strings, suit | POWERON | POWER ON AUSTRALIA PTY LTD | POA15235 | Active
002456440 | CABINET,ELEC EQUIP | Battery Expansion Cubicle, suit s/codes 2452944 & 2452951, 600W x 600D x 2200H c/w Shelves, Circuit Breakers, Cabling for up to 4 x 48V Battery Strings, suit | EATONELE | EATON ELECTRIC SYSTEMS PTY LTD | 120347-E | Active
002466068 | CABINET,ELEC EQUIP | Outdoor Power Cabinet, 15U Type 2 Fan/Filter c/w 1 x Battery Shelf & Dual Skin, Ext IP55 Galv Steel & Inner Thermal Insulation, EMKA Locking System | ELTEK | ELTEK (A DELTA GROUP COMPANY) | ODU2-237143 + 228534 | Active
002486512 | SLING | Vertical Snake Sling 2 ply 50mm x 1.2m 48kN BLUE | HGHTDYNM | HEIGHT DYNAMICS | VSL S48KN1200 BLU | Active
000104207 | END CAP | suit 25mm2 ABC Cable (P200) (scm) | LEGEND | LEGEND POWER SYSTEMS | PC6-35 | Active
000104207 | END CAP | suit 25mm2 ABC Cable (P200) (scm) | SICAME | SICAME AUSTRALIA PTY LTD | CES 1 (25MMSQ) | Active
000157622 | SLEEVE,COMPRESSION | 185mm2, Al Cable, use Al Hex Die A/F 21.0mm (scm) | LEGEND | LEGEND POWER SYSTEMS | ALK185 | Active
000157622 | SLEEVE,COMPRESSION | 185mm2, Al Cable, use Al Hex Die A/F 21.0mm (scm) | TYCOELEC | TYCO ELECTRONICS | H15210/1 | Active
000158211 | TERMINAL,LUG | Compression, Al, 185mm2, M12 Bolt Hole, Hex Die A/F 22.0mm, ETS 01-09-23 (P1) | LEGEND | LEGEND POWER SYSTEMS | AL185-12 | Active
000158211 | TERMINAL,LUG | Compression, Al, 185mm2, M12 Bolt Hole, Hex Die A/F 22.0mm, ETS 01-09-23 (P1) | TYCOELEC | TYCO ELECTRONICS | H15147/1 | Active
000158513 | TERMINAL,LUG | Compression, Al, 50mm2, M12 Bolt Hole, ETS 01-09-23 (P1) (scm) | LEGEND | LEGEND POWER SYSTEMS | AL50-12 | Active
000158513 | TERMINAL,LUG | Compression, Al, 50mm2, M12 Bolt Hole, ETS 01-09-23 (P1) (scm) | TYCOELEC | TYCO ELECTRONICS | H15121X01/1 | Active
000158599 | TERMINAL,LUG | Compression, Al, 150mm2, M12 Bolt Hole, Hex Die A/F 22.0mm, ETS 01-09-23 (P1) | LEGEND | LEGEND POWER SYSTEMS | AL150-12 | Active
000158599 | TERMINAL,LUG | Compression, Al, 150mm2, M12 Bolt Hole, Hex Die A/F 22.0mm, ETS 01-09-23 (P1) | TYCOELEC | TYCO ELECTRONICS | H15143/1 | Active
000406307 | BUCKLE | suit 16mm S/Steel Band (P100) | LEGEND | LEGEND POWER SYSTEMS | CABBUCKLE15.8 | Active
000406307 | BUCKLE | suit 16mm S/Steel Band (P100) | PLP | PREFORMED LINE PRODUCTS (AUST) | SSSB-16 | Active
000474624 | SLEEVE,COMPRESSION | NT, 19/3.25, AL, AAC, Hex Die A/F 22.0mm | LEGEND | LEGEND POWER SYSTEMS | ALK150 | Active
000474624 | SLEEVE,COMPRESSION | NT, 19/3.25, AL, AAC, Hex Die A/F 22.0mm | TYCOELEC | TYCO ELECTRONICS | NT68/1 | Active
001090476 | TERMINAL,LUG | Compression, Cu, 300mm2, Undrilled, Hex Die A/F 26.0mm (P5) | LEGEND | LEGEND POWER SYSTEMS | CAL400 | Active
001090476 | TERMINAL,LUG | Compression, Cu, 300mm2, Undrilled, Hex Die A/F 26.0mm (P5) | TYCOELEC | TYCO ELECTRONICS | H1391/1 | Active
002403965 | SLEEVE,COMPRESSION | 300mm2, Al Cable, use Al Hex Die A/F 28.4mm (Utilux P/N H15212/1) | LEGEND | LEGEND POWER SYSTEMS | ALK300 | Active
002403965 | SLEEVE,COMPRESSION | 300mm2, Al Cable, use Al Hex Die A/F 28.4mm (Utilux P/N H15212/1) | TYCOELEC | TYCO ELECTRONICS | H15212/1 | Active
002406797 | TERMINAL,LUG | Compression, Bi-Metal, Cu Palm, 95mm2, M12 Bolt Hole, Hex Die A/F 17.3mm, Al 7/3.75 (scm) | LEGEND | LEGEND POWER SYSTEMS | BL95-12 | Active
002406797 | TERMINAL,LUG | Compression, Bi-Metal, Cu Palm, 95mm2, M12 Bolt Hole, Hex Die A/F 17.3mm, Al 7/3.75 (scm) | TYCOELEC | TYCO ELECTRONICS | BG95M12/1 | Active
002437853 | TERMINAL,LUG | Tinned Cu, 70mm2, 2 x M13 Bolt Holes, 50mm Centres, Long Barrel, Long Palm, Dwg EESS-10031-04 | LEGEND | LEGEND POWER SYSTEMS | CAL70LPB1250 | Active
002437853 | TERMINAL,LUG | Tinned Cu, 70mm2, 2 x M13 Bolt Holes, 50mm Centres, Long Barrel, Long Palm, Dwg EESS-10031-04 | CABAC | CABAC (MANUFACTURER) | CAL70LPB1250 | Active
002486413 | ISOPROPYL ALCOHOL | 100%, 5Ltr Bottle, Colourless Liquid, Industrial Solvent for Cleaning & Degreasing | SYDSOLV | SYDNEY SOLVENTS PTY LTD | 5L IPA 100% | Active
002475606 | SWITCHGEAR | RMU, 22kV, 630A, 21kA/3s, SafePlus CCCF, Non-Extensible, Non-Motorized, Internal Arc Class AFLR 20kA/1s, in IP54 Outdoor Enclosure S/Steel Gde 316 (scm) | ABBAUST | ABB AUSTRALIA PTY LTD | 5822103 | Active
002488021 | RELAY,PROTECTION | FW R313-V2, Low Z DIFF, 24-48VDC PWR, 24VDC Logic 24/24 I/O, 5A CT, 9U Case, DNP3 100Base-FX MM LC ENET | SEL | SCHWEITZER ENGINEERING LAB PTY LTD | 0487B1X2X52XC2XBH9BBBXX | Active
002488054 | RELAY,PROTECTION | FW R313-V2, Low Z DIFF, 48-125VDC PWR, 110VDC Logic 24/24 I/O, 1A CT, 9U Case, DNP3 100Base-FX MM LC ENET | SEL | SCHWEITZER ENGINEERING LAB PTY LTD | 0487B1X4X12XC2XDH9DDDXX | Active
002486470 | RELAY,PROTECTION | FW H9C, Fdr Diff/Dis Dual CB, 48/110V DC Pwr, 24/250V DC Logic 24/32 IO, 1/5A, 110V AC Input, 850nm 2Ch, Flush/60TE, DNP 100Base-FX, MM LC Enet | SCHNEIDR | SCHNEIDER PTY LTD (MANUFACTURER) | P54621QALM0H99M | Active
002486504 | LEAD,TEST | Shorting Lead, Colour - Red, Alligator Clip Both Ends, 400mm lg | AMPLITUD | AMPLITUDE PTY LTD (396777) | TP-R | Active
000105036 | LID | Concrete, suit Pit Type PIT7, Marked Electric Cable | TYCOELEC | TYCO ELECTRONICS | PIT7LCTE | Active
002404536 | ARRESTER,LIGHTNING | Electrical Surge, 6.6kV | ABBAUST | ABB AUSTRALIA PTY LTD | 7800156 | Active
000006493 | STRAND,WIRE | Stay Wire, SC/GZ 19/2.00mm, Galv Steel, Gde 1320, 250m Drum, JTS 03-03-01 (scm) | MIDLAND | MIDLAND METALS OVERSEAS PTE LTD | MMO-SC/GZ 19/2.00 | Active
000006494 | STRAND,WIRE | Stay Wire, SC/GZ 19/2.75mm, Galv Steel, Gde 1320, 250m Drum, JTS 03-03-01 (scm) | MIDLAND | MIDLAND METALS OVERSEAS PTE LTD | MMO-SC/GZ 19/2.75 | Active
002476109 | TRANSFORMER,CURRENT | 24kV, 1200/5A, 50Hz, Post Type 1Ph Outdoor, 3 Core, Metering in Core 3, Live Tank Construction | KONCAR | KONCAR - ELECTRICAL INDUSTRY INC | AGU-24 | Active
002482602 | TRANSFORMER,CURRENT | CT 10A, 15mm - PM45 / PQ45 | CHK | CHK POWER QUALITY PTY LTD | 1AC10 | Active
002482610 | TRANSFORMER,CURRENT | CT 100A, 15mm Iron (10-120A) - PM45/ PQ45 CATIV 600V | CHK | CHK POWER QUALITY PTY LTD | 1AC100S | Active
002462166 | FIXTURE,LIGHTING | 25W Modular LED (L25), 4K, Nostalgia Type 2, Bottle Green c/w NEMA PE Cell, Bracket to Dwg 05-01-07, Minor Road, EQTS 05-01-02 (scm) | GERARD | GERARD LIGHTING GROUP | LC99BD21L25 | Active
002491264 | RELAY,PROTECTION | Kries IKI-35, CT-Powered, Overcurrent, Short-Circuit & Earth Fault, 24V Release, Panel Mounting, 48 x 96 x 80mm | TECONN | TE CONNECTIVITY LTD | ES2190-000 | Active
002491330 | DIE,CRIMPING TOOL | Compression, Hex, 6T, 14.2mm A/F, Cu 95mm2, 6.0mm W | AMPLITUD | AMPLITUDE PTY LTD (396777) | K6-C95 | Active
002491447 | GAUGE,PRESSURE | SF6 Pressure Gauage, suit GL309, GL312, GL314, DT1 72.5, DT1 145 | GE | GENERAL ELECTRIC COMPANY | 47.239.910-01 | Active
002491520 | SOCKET,SOCKET WRENCH | 19mm x 3/8", Square Drive, 6 Point, Impact Rated | MILWAUKE | MILWAUKEE POWER TOOLS | 49666143 | Active
002491520 | SOCKET,SOCKET WRENCH | 19mm x 3/8", Square Drive, 6 Point, Impact Rated | C&LTOOL | C&L TOOL CENTRE | 49666143 | Active
002491520 | SOCKET,SOCKET WRENCH | 19mm x 3/8", Square Drive, 6 Point, Impact Rated | C&LTOOL | C&L TOOL CENTRE | ACT61110019 | Active
002480036 | SWITCHBOARD,POWER | LV Indoor, 750(750)kVA, ACB Upgde, Sentron 3WL, ETU76B c/w COM35 Module, AFPS VAMP 221, 1600A TX ACB 42kA/1Sec, 4 x 630A SF, Mob Gen Conn & 1600A ACB, | WEBER | WEBER SOUTH PACIFIC PTY LTD | MF115123-EQ02 | Active
002480051 | SWITCHBOARD,POWER | LV Indoor, 750(750)kVA, ACB Upgde, Sentron 3WL, ETU76B c/w COM35 Module, AFPS VAMP 221, 1600A TX ACB 42kA/1Sec, 4 x 630A SF, Mob Gen Conn, 2 x SF Spare | WEBER | WEBER SOUTH PACIFIC PTY LTD | MF115123-EQ04 | Active
002471969 | RELAY | Voltage Selecting Relay, 3 Ph, 4 Wire, 110V, 50Hz, 2s Delay on Drop-off | RMSPROD | RMS PRODUCTS (RELAY MONITORING SYSTEMS) | 2P48-AAB- | Active
002400572 | ADAPTOR,FUSE LINK | for Threaded EDO Fuse Element, suit 1-30A Fuse Links | NGKSTANG | NGK STANGER PTY LTD | 69231/1 | Active
002400572 | ADAPTOR,FUSE LINK | for Threaded EDO Fuse Element, suit 1-30A Fuse Links | ABBAUST | ABB AUSTRALIA PTY LTD | 7295860 | Active
002454817 | ADAPTOR,FUSE LINK | Type A, Extend Fuse 73mm to 94mm, suit RS100P Fuseholder | IPDGROUP | IPD GROUP LIMITED | AA | Active
000030151 | REDUCER,CABLE RACK | Splice Plate, 150mm W, 60mm H, NEMA 12B Steel, Galv Steel | EZYSTRUT | EZYSTRUT CABLE & PIPE SUPPORTS | N1ECR150H | Active
000030152 | REDUCER,CABLE RACK | Splice Plate, 300mm W, 60mm H, NEMA 12B Steel, Galv Steel | EZYSTRUT | EZYSTRUT CABLE & PIPE SUPPORTS | N1ECR300H | Active
000030155 | PLATE,JOINING,CABLE RACK | Splice, Non-Hinged Plate, NEMA 12B Steel, Galv Steel | EZYSTRUT | EZYSTRUT CABLE & PIPE SUPPORTS | N1SH | Active
000030156 | PLATE,JOINING,CABLE RACK | Splice, Hinged Horizontal, NEMA 12B Steel, Galv Steel | EZYSTRUT | EZYSTRUT CABLE & PIPE SUPPORTS | N1HSH | Active
000030157 | PLATE,JOINING,CABLE RACK | Splice, Hinged Vertical, NEMA 12B Steel, Galv Steel | EZYSTRUT | EZYSTRUT CABLE & PIPE SUPPORTS | N1VSH | Active
000030168 | RACK,CABLE | ST5 Supatray, 3m Lg, 450mm W, 75mm H, Galvabond, ST5-450-GB | EZYSTRUT | EZYSTRUT CABLE & PIPE SUPPORTS | ET5450G | Active
000030173 | RACK,CABLE | ST5 Supatray, 3m Lg, 600mm W, 75mm H, Galv Steel, ST5-600-GB | EZYSTRUT | EZYSTRUT CABLE & PIPE SUPPORTS | ET5600H | Active
000030182 | PLATE,JOINING,CABLE RACK | ST3 Link Plate, 50mm H, Galvabond, to join & vary the angle of a cable tray | EZYSTRUT | EZYSTRUT CABLE & PIPE SUPPORTS | ET3RLG | Active
000030183 | PLATE,JOINING,CABLE RACK | ST3 Link Plate, 50mm H, Galv Steel, to join & vary the angle of a cable tray | EZYSTRUT | EZYSTRUT CABLE & PIPE SUPPORTS | ET3RLH | Active
000030194 | SETSCREW | ST3 & ST5 Supatray Joining Hardware, Galv (P40) | EZYSTRUT | EZYSTRUT CABLE & PIPE SUPPORTS | SBH & CNH | Active
000030195 | CHANNEL,STRUCTURAL | Unistrut, 6m Lg, 41 x 41mm, 2.5mm Thk, Galvabond | EZYSTRUT | EZYSTRUT CABLE & PIPE SUPPORTS | E1000G | Active
000030198 | CHANNEL,STRUCTURAL | Unistrut, 6m Lg, 41 x 22mm, 2.5mm Thk, Galvabond | EZYSTRUT | EZYSTRUT CABLE & PIPE SUPPORTS | E3300G | Active
000030200 | CHANNEL,STRUCTURAL | Unistrut, 3m Lg, 41 x 22mm, 2.5mm Thk, Galvabond | EZYSTRUT | EZYSTRUT CABLE & PIPE SUPPORTS | E3300G 3000MM | Active
000030204 | SETSCREW | M6 x 30mm, Hex, Zinc Plated, suit Unistrut System | EZYSTRUT | EZYSTRUT CABLE & PIPE SUPPORTS | HS630Z | Active
000030207 | SETSCREW | M8 x 40mm, Hex, Zinc Plated, suit Unistrut System | EZYSTRUT | EZYSTRUT CABLE & PIPE SUPPORTS | HS840Z | Active
000030212 | NUT,PLAIN,HEX | M8, Zinc Plated, suit Unistrut System | EZYSTRUT | EZYSTRUT CABLE & PIPE SUPPORTS | HN8Z | Active
000030218 | ROD,CONTINUOUS THREAD | M8, 3m Lg, Zinc Plated, suit Unistrut System | EZYSTRUT | EZYSTRUT CABLE & PIPE SUPPORTS | TR8Z | Active
000030219 | ROD,CONTINUOUS THREAD | M10, 3m Lg, Zinc Plated, suit Unistrut System | EZYSTRUT | EZYSTRUT CABLE & PIPE SUPPORTS | TR10Z | Active
000030224 | BRACKET,CANTILEVER | PCL Series HG/SS, 320mm Lg, 165mm H1, 86mm H2 | EZYSTRUT | EZYSTRUT CABLE & PIPE SUPPORTS | CB4-300H | Active
000030225 | BRACKET,CANTILEVER | PCL Series HG/SS, 470mm Lg, 165mm H1, 86mm H2 | EZYSTRUT | EZYSTRUT CABLE & PIPE SUPPORTS | CB4-450H | Active
000030236 | SETSCREW | M6 x 20mm, Hex, S/Steel, suit Unistrut System | EZYSTRUT | EZYSTRUT CABLE & PIPE SUPPORTS | HS620S | Active
002479392 | SWITCHBOARD,POWER | AC Distribution Board,Switchyard, 160A Main Switch, 30A Outlet,10A Outlet, 24 Pole Chassis, Light Switch, Outdoor, S/Steel, 1296 x 600 x 240mm | NHPELEC | NHP ELECTRICAL ENGINEERING | EQL2479392 | Active
002479426 | SWITCHBOARD,POWER | AC Distribution Board, 100A Main Switch, 1Ph, 3 x 10A ELCB & 4 x 20A ELCB, Indoor, Steel Enclosure, 245 x 268 x 92mm | NHPELEC | NHP ELECTRICAL ENGINEERING | EQL2479426 | Active
002479491 | SWITCHBOARD,POWER | AC Distribution Board, 400V AC, Local Transformer, 1 x 160A CB, Outdoor, S/Steel, 864 x 600 x 240mm | NHPELEC | NHP ELECTRICAL ENGINEERING | EQL2479491 | Active
002486538 | PLUG | Anti Access Lock Plug, for EJCo Explosion Mitigation Lids | EJAUST | EJ AUSTRALIA PTY LTD | EMLOCKINGSERT | Active
002454106 | SPEAKER | P25, 10W Remote Speaker, for 25W Radio | TAITCOMM | TAIT COMMUNICATIONS (TAIT LTD) | T02-00004-0204 | Active
002472710 | SPEAKER | Uniden Bearcat BC23A, 15W Amplified Speaker | MILES | MILES ELECTRONICS | BC23A | Active
000551004 | INSULATOR,DISC | 70kN, Ball & Socket, Glass, Type U70BL, ETS 10-01-01, Item 18 (scm) | TECONN | TE CONNECTIVITY LTD | DI-U70BL320GVZW01 | Active
000003202 | TRANSFORMER,CURRENT | 72.5kV 1200/1A 50Hz, Post Type 1Ph Outdoor, 5 Core, Metering in Core 5, Hairpin Style, Long Range Metering, L4 Pollution, ETS 2010/0321/T Item 22C | KONCAR | KONCAR - ELECTRICAL INDUSTRY INC | CT072-22C-1200-1A-L4-5C-M5 | Active
000020675 | CABLE,FIBRE OPTIC | Aerial, 48 Fibres SMOF, OPGW, 14.5mm Dia Rating 14.85kA/0.5Sec & 10.7kA/1Sec, Breaking Load 65kN, Central Core S/Steel Tube, Left Hand Lay | SFPOC | SUZHOU FURUKAWA POWER OPTIC CABLE CO LTD | SFSJ-J-1522 | Active
002480192 | SWITCHBOARD,POWER | LV Indoor, 1500(315)kVA, ACB Upgde, Sentron 3WL, ETU76B c/w COM35 Module, AFPS VAMP 221, 3200A TX ACB 65kA/1Sec, 4 x 630A SF, Mob Gen Conn & 3200A ACB, | WEBER | WEBER SOUTH PACIFIC PTY LTD | MF135243-EQ10 | Active
002485621 | CIRCUIT BREAKER | Tembreak Pro MCCB 250 FRAME 36kA 3P 40A Basic Electronic | NHPELEC | NHP ELECTRICAL ENGINEERING | P250F340BE | Active
002402818 | CABLE,POWER,ELECTRICAL | 0.6/1kV, 1C, 95mm2 (37/1.78) Cu/XLPE (X-90UV) Insul, Black, Metre Marked, 250m Wood Drum, JTS 03-01-08 (scm) | MIDLAND | MIDLAND METALS OVERSEAS PTE LTD | MMO-1X95 CU X BLK | Active
002402818 | CABLE,POWER,ELECTRICAL | 0.6/1kV, 1C, 95mm2 (37/1.78) Cu/XLPE (X-90UV) Insul, Black, Metre Marked, 250m Wood Drum, JTS 03-01-08 (scm) | OLEX | OLEX AUSTRALIA PTY LTD | XDCC22SB001AACX | Active
000018679 | PROBE-LEAD ASSEMBLY,TEST | Trailing Earth Lead, 4mm Retractable Plug, Nylon Bar Reel, Earth Spike, Flexible Earth Lead Cable, Green Colour, 15-20mm Crimping Ferrule Sleeve, Joint | THEWMCCA | TMAC THEW & MCCANN GROUP | TM12659 | Active
000003274 | CABLE ASSY SET,ELEC | Inverter 26C Ribbon, 23" Lg, St George STATCOM | AMSC | AMSC AUSTRALIA PTY LTD | 07550773 | Active
000003274 | CABLE ASSY SET,ELEC | Inverter 26C Ribbon, 23" Lg, St George STATCOM | AMSC | AMSC AUSTRALIA PTY LTD | 7550773 | Active
000003275 | CABLE ASSY SET,ELEC | Inverter 26C Ribbon, 26" Lg, St George STATCOM | AMSC | AMSC AUSTRALIA PTY LTD | 07550765 | Active
000003275 | CABLE ASSY SET,ELEC | Inverter 26C Ribbon, 26" Lg, St George STATCOM | AMSC | AMSC AUSTRALIA PTY LTD | 7550765 | Active
000003276 | CABLE ASSY SET,ELEC | Inverter 26C Ribbon, 31" Lg, St George STATCOM | AMSC | AMSC AUSTRALIA PTY LTD | 07550774 | Active
000003276 | CABLE ASSY SET,ELEC | Inverter 26C Ribbon, 31" Lg, St George STATCOM | AMSC | AMSC AUSTRALIA PTY LTD | 7550774 | Active
000003277 | CABLE ASSY SET,ELEC | Inverter 26C Ribbon, 32" Lg, St George STATCOM | AMSC | AMSC AUSTRALIA PTY LTD | 07550775 | Active
000003277 | CABLE ASSY SET,ELEC | Inverter 26C Ribbon, 32" Lg, St George STATCOM | AMSC | AMSC AUSTRALIA PTY LTD | 7550775 | Active
000003278 | CABLE ASSY SET,ELEC | Inverter 26C Ribbon, 34" Lg, St George STATCOM | AMSC | AMSC AUSTRALIA PTY LTD | 07550766 | Active
000003278 | CABLE ASSY SET,ELEC | Inverter 26C Ribbon, 34" Lg, St George STATCOM | AMSC | AMSC AUSTRALIA PTY LTD | 7550766 | Active
000003279 | CABLE ASSY SET,ELEC | Inverter 26C Ribbon, 36" Lg, St George STATCOM | AMSC | AMSC AUSTRALIA PTY LTD | 07550767 | Active
000003279 | CABLE ASSY SET,ELEC | Inverter 26C Ribbon, 36" Lg, St George STATCOM | AMSC | AMSC AUSTRALIA PTY LTD | 7550767 | Active
000003280 | CABLE ASSY SET,ELEC | Inverter 26C Ribbon, 44" Lg, St George STATCOM | AMSC | AMSC AUSTRALIA PTY LTD | 07550776 | Active
000003280 | CABLE ASSY SET,ELEC | Inverter 26C Ribbon, 44" Lg, St George STATCOM | AMSC | AMSC AUSTRALIA PTY LTD | 7550776 | Active
000003281 | CABLE ASSY SET,ELEC | Inverter 26C Ribbon, 45" Lg, St George STATCOM | AMSC | AMSC AUSTRALIA PTY LTD | 07550777 | Active
000003281 | CABLE ASSY SET,ELEC | Inverter 26C Ribbon, 45" Lg, St George STATCOM | AMSC | AMSC AUSTRALIA PTY LTD | 7550777 | Active
000030238 | SETSCREW | M10 x 25mm, Hex, S/Steel, suit Unistrut System | EZYSTRUT | EZYSTRUT CABLE & PIPE SUPPORTS | HS1025S | Active
000030260 | COVER,ACCESS | Unistrut, Standard, 3m Lg, 600mm W Nom, Steel Type 12B | EZYSTRUT | EZYSTRUT CABLE & PIPE SUPPORTS | CFN16003H | Active
000030263 | COVER,ACCESS | Unistrut, Standard, 3m Lg, 450mm W Nom, Steel Type 16A | EZYSTRUT | EZYSTRUT CABLE & PIPE SUPPORTS | CFN24503H | Active
000030265 | COVER,ACCESS | Unistrut, Standard, 3m Lg, 150mm W Nom, Steel Type 20B/20C | EZYSTRUT | EZYSTRUT CABLE & PIPE SUPPORTS | CFN20C1503H | Active
000030267 | COVER,ACCESS | Unistrut, Standard, 3m Lg, 450mm W Nom, Steel Type 20B/20C | EZYSTRUT | EZYSTRUT CABLE & PIPE SUPPORTS | CFN20C4503H | Active
000030268 | COVER,ACCESS | Unistrut, Standard, 3m Lg, 600mm W Nom, Steel Type 20B/20C | EZYSTRUT | EZYSTRUT CABLE & PIPE SUPPORTS | CFN20C6003H | Active
000030269 | COVER,ACCESS | Unistrut, Standard, 3m Lg, 150mm W Nom, Steel Type 20B-RI/20C-RI | EZYSTRUT | EZYSTRUT CABLE & PIPE SUPPORTS | CFCT1503H | Active
000030270 | COVER,ACCESS | Unistrut, Standard, 3m Lg, 300mm W Nom, Steel Type 20B-RI/20C-RI | EZYSTRUT | EZYSTRUT CABLE & PIPE SUPPORTS | CFCT303H | Active
000030272 | COVER,ACCESS | Unistrut, Standard, 3m Lg, 600mm W Nom, Steel Type 20B-RI/20C-RI | EZYSTRUT | EZYSTRUT CABLE & PIPE SUPPORTS | CFN26003H | Active
000030273 | CLIP,SPRING TENSION | Unistrut, Cover Clip, Steel Type 12B | EZYSTRUT | EZYSTRUT CABLE & PIPE SUPPORTS | N1CCH | Active
000030276 | CLIP,SPRING TENSION | Unistrut, Cover Clip, Steel Type 20C | EZYSTRUT | EZYSTRUT CABLE & PIPE SUPPORTS | N20CCCH | Active
000030406 | RACK,CABLE | Straight Tray, 3m Lg, 600mm W, 65mm H, NEMA 12B Steel, Galv Steel | EZYSTRUT | EZYSTRUT CABLE & PIPE SUPPORTS | N1L600H | Active
000104405 | BOLT ASSEMBLY,FOUNDATION | Hold Down Bolt Assy, for LV Distribution Cabinet, Dwg 875270-01 (scm) | EZYSTRUT | EZYSTRUT CABLE & PIPE SUPPORTS | E104405 | Active
000104792 | SHACKLE | Bow, S/Steel Gde 316, 70kN, 16mm Bolt & Nut c/w Humpback Split Pin, Dwg 01-07-01 (P30) | GREGSF | GREG SEWELL FORGINGS PTY LTD | 4636 | Active
000104801 | NAIL PLATE | Shunt, 89 x 159mm c/w 27mm Hole, S/Steel Gde 316, Dwg 01-15-01 | GREGSF | GREG SEWELL FORGINGS PTY LTD | M06505 | Active
000405888 | CROSSARM,METAL | Galv Steel, Trident Termination, CA Dwg 875168-01 (scm) | EZYSTRUT | EZYSTRUT CABLE & PIPE SUPPORTS | E405888 | Active
000405991 | BRACKET,INSULATOR | Pole Top Pin, Galv Steel, 22/33kV, Dwg 01-13-01 Issue B (scm) | GREGSF | GREG SEWELL FORGINGS PTY LTD | 6157 | Active
000479227 | STRAP | Shackle Strap, 235 x 40 x 3mm, Galv Steel, Mild Flat, for LV Shackle Contruction, Bag of 50 | GREGSF | GREG SEWELL FORGINGS PTY LTD | 6355 | Active
000479294 | STRAP | Light Angle, LV, Dwg 01-12-03 (scm) | EZYSTRUT | EZYSTRUT CABLE & PIPE SUPPORTS | E479294 | Active
000479421 | BRACE,CROSSARM | Type 920, Dwg 22-A4-220 Rev-B | EZYSTRUT | EZYSTRUT CABLE & PIPE SUPPORTS | E479421 | Active
000924066 | BOLT ASSEMBLY,FOUNDATION | Galv, 350 PCD, 2325mm Lg c/w 2 Nuts & 2 Washers/THD Leg, for Major Road BPM & SBM Pole, Dwg 1051762-01 Ref No 1-05 (P6) (scm) | LVGSTNEN | LIVINGSTONE ENGINEERING | 4Y28X2250 | Active
002475697 | PLATE,BLANKING | Type 10U, 19" Rack Mounting Plate, 10U, Touch Screen, Cutout, 410.5 x 315mm, EESS-10721-01, 00000666 | GMG | GLOBAL MANUFACTURING GROUP | EESS-10251-02 | Active
002479376 | SWITCHBOARD,POWER | AC Distribution Board, 100A Auto Trans Switch, 100A Main Switch, 36 Pole Chassis, Outdoor, S/Steel, 1728 x 600 x 240mm | NHPELEC | NHP ELECTRICAL ENGINEERING | EQL2479376 | Active
002486975 | CAP | Radiator Cap, 38mm, S/Steel, Red Lever, Brass Pin, 7psi / 50kPa, suit Hino J08 Radiator | KAC | KAC GENERATION & MECHANICAL P/L | RCBP7PR | Active
000019201 | DETECTOR,VOLTAGE | Tag330, Single Voltage Range, 110-330kV, Audible/Visual Indication, Universal Sunrise Fitting in Carry Case, c/w Hook & Probe | HYLEC | HYLEC ENERGY SOLUTIONS | TAG330110275E | Active
002403286 | PAINT,MARKING | Spray & Mark, Marking Ink, Matt Black, Quick Dry, 350g Aerosol, Carton of 12 | MMELEC | MM ELECTRICAL MERCHANDISING | BAL37750 | Active
002403286 | PAINT,MARKING | Spray & Mark, Marking Ink, Matt Black, Quick Dry, 350g Aerosol, Carton of 12 | ATOMSUPP | ATOM SUPPLY GROUP P/L | 90880006 | Active
002403286 | PAINT,MARKING | Spray & Mark, Marking Ink, Matt Black, Quick Dry, 350g Aerosol, Carton of 12 | BLKWOODJ | J BLACKWOOD & SONS LIMITED | 03411108 | Active
002402152 | PAINT,FINISHING | Enamel, Deep Brunswick Green, 300g Spraypak Can | BLKWOODJ | J BLACKWOOD & SONS LIMITED | 03411057 | Active
002404374 | PAINT,FINISHING | Enamel, Zinc Coating, Red Oxide, 250g Spraypak Can | BLKWOODJ | J BLACKWOOD & SONS LIMITED | 00968532 | Active
002486611 | ACCESSORY KIT | for Shock Investigations c/w Teleperch Pole, 1.5m Lead, 16mm Double Clip, Al Plate with 4mm Bolt c/w Bag | HYLEC | HYLEC ENERGY SOLUTIONS | SHOCKKIT | Active
002433647 | LEAD,TEST | 0.75mm2 PVC, Black, 1.5m, 12A for Perch Tele, 4mm Straight & Right Angle Connector | RTE | RAPID-TECH EQUIPMENT PTY LTD | FFM5/2410-IEC-150-N | Active
002433647 | LEAD,TEST | 0.75mm2 PVC, Black, 1.5m, 12A for Perch Tele, 4mm Straight & Right Angle Connector | HYLEC | HYLEC ENERGY SOLUTIONS | FFM5/2410-IEC-150-N | Active
002489342 | PIT,UTILITY | U/G Cable Link Box, Precast Concrete, c/w 2 Part Class D Cast Iron Cover | IPA | INFRASTRUCTURE PRODUCTS AUST P/L | SP22-288-ENERGEX ENERGY | Active
002489581 | BUSBAR KIT | Mounting Kit XL-KIT-006, for Crompton XL8A Range | CROMPTON | CROMPTON INSTRUMENTS (AUST) P/L | XL-KIT-006 | Active
002489599 | DISPLAY UNIT | Murphy PV380-R2, 3.8" QVGA Monochrome LCD, 6-36VDC, 3.6-120VAC, 2-1000Hz, 500mA, Canbus Engine Display | MURPHY | MURPHY BY ENOVATION CONTROLS | PV380 R2 | Active
000003267 | CONTROLLER | EPL Local Controller, 3RU Module, Rack Mount, c/w EPL Comms Module, EPL Modem, EPL Injection Control Module, EPL Serial Port Board, EPL Injection Control/ | LANDIS | LANDIS GYR (AUST) PTY LTD | 316.466.03000 | Active
000003750 | CONTROLLER | MiniCSU-4N, 48V DC, suit RTP 48V Battery Chargers, Tech Spec EESS-10735-01-0B | LEGEND | LEGEND POWER SYSTEMS | RPS-RT048N0MCSU-RTP | Active
000001440 | BUSBAR | Tubular, Cu, 5.8m Lg, 38.1mm (1-1/2") OD 1.63mm (16 SWG) Thk Wall, Hard Drawn, High Conductivity | PRIMETAL | PRIMARY METALS & ALLOYS PTY LTD | 1-7506-0381EGEX | Active
000104595 | BUSBAR | Tubular, Al Alloy 6101-T6 or 6063-T6, 8m Lg, 80mm OD, 4mm Thk Wall | CAPRAL | CAPRAL ALUMINIUM LTD | EX5073 | Active
000104596 | BUSBAR | Tubular, Al Alloy 6101-T6 or 6063-T6, 8m Lg, 125mm OD, 6mm Thk Wall | CAPRAL | CAPRAL ALUMINIUM LTD | EX5034 | Active
000104599 | BUSBAR | Tubular, Al Alloy 6101-T6 or 6063-T6, 8m Lg, 100mm OD, 4mm Thk Wall (Mill run min 14 lengths) | CAPRAL | CAPRAL ALUMINIUM LTD | EX5060 | Active
000168575 | BUSBAR | Phase Connection, 80 x 40 x 6mm, for Underground Pillars (P10) (scm) | KULAK | KULAK PTY LTD | PCBAL8048 | Active
001909032 | BUSBAR | Flat, Cu, 4m Lg, 31.75 x 3.175mm, Hard Drawn, Round Edge | PRIMETAL | PRIMARY METALS & ALLOYS PTY LTD | 1-1010 | Active
001909032 | BUSBAR | Flat, Cu, 4m Lg, 31.75 x 3.175mm, Hard Drawn, Round Edge | CNSDEXTR | CONSOLIDATED EXTRUSIONS PTY LTD | 707712802 | Active
001909105 | BUSBAR | Flat, Cu, 4m Lg, 38.1 x 6.35mm, Hard Drawn, Round Edge | PRIMETAL | PRIMARY METALS & ALLOYS PTY LTD | 1-1059 | Active
001909105 | BUSBAR | Flat, Cu, 4m Lg, 38.1 x 6.35mm, Hard Drawn, Round Edge | CNSDEXTR | CONSOLIDATED EXTRUSIONS PTY LTD | 707712712 | Active
001909113 | BUSBAR | Flat, Cu, 4m Lg, 50.8 x 6.35mm, Hard Drawn, Round Edge | PRIMETAL | PRIMARY METALS & ALLOYS PTY LTD | 1-1063 | Active
001909113 | BUSBAR | Flat, Cu, 4m Lg, 50.8 x 6.35mm, Hard Drawn, Round Edge | CNSDEXTR | CONSOLIDATED EXTRUSIONS PTY LTD | 707713398 | Active
002400483 | BUSBAR | Round, Brass, 3.6m Lg, 7.94mm Dia | CNSDEXTR | CONSOLIDATED EXTRUSIONS PTY LTD | 703401708 | Active
002400187 | NUT,PLAIN,GANG CHANNEL | M10, Zinc Plated c/w Spring, suit P3300 & P4000 Unistrut System (P100) (scm) | EZYSTRUT | EZYSTRUT CABLE & PIPE SUPPORTS | E4008Z | Active
002400664 | GUARD | Stay, Urban Galv, QESI Dwg 01-19-01 | GREGSF | GREG SEWELL FORGINGS PTY LTD | 6177 | Active
002403193 | BRACKET,MOUNTING | Crossarm, Stabilizing, Galv Steel, for Wishbone Constructions, Dwg 25-A4 | GREGSF | GREG SEWELL FORGINGS PTY LTD | 6142 | Active
002403205 | BRACKET,INSULATOR | Gain Base, suit Line Post Insulator, EE Dwg ES000745-01 (scm) | GREGSF | GREG SEWELL FORGINGS PTY LTD | 6154 | Active
002403836 | STRAP,RETAINING | Strap Tie, Universal Type, 50 x 10mm, Galv | GREGSF | GREG SEWELL FORGINGS PTY LTD | 6388 | Active
002403864 | BRACKET,MOUNTING | Unistrut Fitting, Flat Plate, T-Shape, 138 x 90mm, 6mm Thk, 41mm W Series Channel Fitting, Galv Steel | EZYSTRUT | EZYSTRUT CABLE & PIPE SUPPORTS | E1031H | Active
002403866 | BASE,POST | Unistrut Fitting, Base Plate 150mm2 & U-Shape Plate 41mm W, 89mm H, 6mm Thk Series Channel Fitting, Galv Steel | EZYSTRUT | EZYSTRUT CABLE & PIPE SUPPORTS | E2072AH | Active
002403869 | BRACKET,ANGLE | Unistrut Fitting, 90Deg Angle & Flat Plate, 102 x 102mm, 6mm Thk, 41mm W Series Channel Fitting, Galv Steel | EZYSTRUT | EZYSTRUT CABLE & PIPE SUPPORTS | E2484H | Active
002403870 | BRACKET,DOUBLE ANGLE | Unistrut Fitting, Z-Shape, 90Deg Angle, Leg Angle 54 x 41 x 41mm Lg, 6mm Thk, 41mm W Series Channel Fitting, Galv Steel | EZYSTRUT | EZYSTRUT CABLE & PIPE SUPPORTS | E1045H | Active
002403871 | NUT,PLAIN,GANG CHANNEL | M8, Zinc Plated c/w 30mm Spring, suit Unistrut System (P100) (scm) | EZYSTRUT | EZYSTRUT CABLE & PIPE SUPPORTS | E1007Z | Active
002403874 | CHANNEL,STRUCTURAL | Unistrut, 6m Lg, 41 x 41mm, 2.5mm Thk, Galv Steel | EZYSTRUT | EZYSTRUT CABLE & PIPE SUPPORTS | E1000H | Active
002403875 | SETSCREW | M8 x 25mm, Hex, Zinc Plated, suit Unistrut System (P200) | EZYSTRUT | EZYSTRUT CABLE & PIPE SUPPORTS | HS825Z | Active
002486397 | FUSE,CARTRIDGE | 20A, 69kV, Boric Acid Filled, Standard Speed, Class Rating SMD-1A | S&C ELEC | S&C ELECTRIC COMPANY | 446020R1 | Active
002488609 | CIRCUIT BREAKER | 72.5kV, 3150A, 40kA/3sec, Outdoor SF6 Live Tank, 3 Pole Operated CB Unit c/w 125VDC Aux & 230VAC Motor Supply, L4 Pollution, 10546 item 48, GE GL309 F1 | GE | GENERAL ELECTRIC COMPANY | GL309 F1 | Active
002488617 | CIRCUIT BREAKER | 72.5kV, 3150A, 40kA/3sec, Outdoor SF6 Live Tank, 3 Pole Operated CB Unit c/w 110VDC Aux & 110VDC Motor Supply, L4 Pollution, 10546 item 49, GE GL309 F1 | GE | GENERAL ELECTRIC COMPANY | GL309 F1 | Active
002488633 | CIRCUIT BREAKER | 72.5kV, 3150A, 40kA/3sec, Outdoor SF6 Live Tank, 1 Pole Operated CB Unit c/w 32VDC Aux & 230VAC Motor Supply, L4 Pollution, 10546 item 57, GE GL309 F3 | GE | GENERAL ELECTRIC COMPANY | GL309 F3 | Active
002488641 | CIRCUIT BREAKER | 72.5kV, 3150A, 40kA/3sec, Outdoor SF6 Live Tank, 1 Pole Operated CB Unit c/w 48VDC Aux & 230VAC Motor Supply, L4 Pollution, 10546 item 58, GE GL309 F3 | GE | GENERAL ELECTRIC COMPANY | GL309 F3 | Active
002488658 | CIRCUIT BREAKER | 72.5kV, 3150A, 40kA/3sec, Outdoor SF6 Live Tank, 1 Pole Operated CB Unit c/w 110VDC Aux & 230VAC Motor Supply, L4 Pollution, 10546 item 59, GE GL309 F3 | GE | GENERAL ELECTRIC COMPANY | GL309 F3 | Active
002488666 | CIRCUIT BREAKER | 72.5kV, 3150A, 40kA/3sec, Outdoor SF6 Live Tank, 1 Pole Operated CB Unit c/w 125VDC Aux & 230VAC Motor Supply, L4 Pollution, 10546 item 60, GE GL309 F3 | GE | GENERAL ELECTRIC COMPANY | GL309 F3 | Active
002488989 | CIRCUIT BREAKER | 145kV, 3150A, 40kA/1sec, Outdoor SF6 Dead Tank, 3 Pole Operated CB Unit c/w 4 Bushing Protn CTs & 2 Bushing Mtrg CTs 125VDC Aux & 125VDC Motor Supply | GE | GENERAL ELECTRIC COMPANY | DT1-145 F1 | Active
002489037 | CIRCUIT BREAKER | 145kV, 3150A, 40kA/1sec, Outdoor SF6 Dead Tank, 1 Pole Operated CB Unit c/w 4 Bushing Protn CTs & 2 Bushing Mtrg CTs 110VDC Aux & 110VDC Motor Supply | GE | GENERAL ELECTRIC COMPANY | DT1-145 F3 | Active
002489045 | CIRCUIT BREAKER | 145kV, 3150A, 40kA/1sec, Outdoor SF6 Dead Tank, 1 Pole Operated CB Unit c/w 4 Bushing Protn CTs & 2 Bushing Mtrg CTs 125VDC Aux & 125VDC Motor Supply | GE | GENERAL ELECTRIC COMPANY | DT1-145 F3 | Active
002489052 | CIRCUIT BREAKER | 245kV, 3150A, 40kA/1sec, Outdoor SF6 Live Tank, 1 Pole Operated CB Unit c/w 110VDC Aux & 110VDC Motor Supply | GE | GENERAL ELECTRIC COMPANY | GL314 F3 | Active
002404375 | PAINT,FINISHING | Enamel, Zinc Coating, for Cold Galv, 400g Spraypak Can (P12) | BLKWOODJ | J BLACKWOOD & SONS LIMITED | 01015350 | Active
002489193 | BANDSAW,PORTABLE | Milwaukee, M12 Fuel, 12V, 776mm Blade, 63.5 x 63.5mm Cut Capacity, Brushless Motor, Variable Speed Trigger, Dual-actuation Trigger, c/w Rafter Hook | C&LTOOL | C&L TOOL CENTRE | MILWTM12FBS64-0 | Active
002489193 | BANDSAW,PORTABLE | Milwaukee, M12 Fuel, 12V, 776mm Blade, 63.5 x 63.5mm Cut Capacity, Brushless Motor, Variable Speed Trigger, Dual-actuation Trigger, c/w Rafter Hook | MILWAUKE | MILWAUKEE POWER TOOLS | M12FBS64-0 | Active
002473247 | DISCONNECTOR,HIGH VOLTAGE | 36kV, High Structure only, EESS-10724-01 | PLP | PREFORMED LINE PRODUCTS (AUST) | A-A4775-18 | Active
002473270 | DISCONNECTOR,HIGH VOLTAGE | 72.5kV, 25kA/3Sec, LHS Earth Switch | INSULECT | INSULECT AUSTRALIA PTY LTD | DSC12722 | Active
002473296 | DISCONNECTOR,HIGH VOLTAGE | 72.5kV, Low Structure only | INSULECT | INSULECT AUSTRALIA PTY LTD | DSC08841-01 | Active
002473320 | DISCONNECTOR,HIGH VOLTAGE | 145kV, 1600A, 40kA/1Sec, Motorised Operation | INSULECT | INSULECT AUSTRALIA PTY LTD | DSC12719 | Active
002473387 | DISCONNECTOR,HIGH VOLTAGE | 245kV, 25kA/3Sec, LHS Earth Switch | PLP | PREFORMED LINE PRODUCTS (AUST) | A-X0954 | Active
002473403 | DISCONNECTOR,HIGH VOLTAGE | 245kV, Low Structure only | PLP | PREFORMED LINE PRODUCTS (AUST) | A-X0823-08 | Active
002473411 | DISCONNECTOR,HIGH VOLTAGE | 245kV, High Structure only | PLP | PREFORMED LINE PRODUCTS (AUST) | A-X0823-09 | Active
002488229 | ELECTROLYTE DRINK | Sqwincher Fast Pack, Lemon Lime, Low Sodium, Gluten Free, Caffeine Free, 18ml Sachet, add water to make 180ml Serving, Box of 50 | ATOMSUPP | ATOM SUPPLY GROUP P/L | 91520016 | Active
002488229 | ELECTROLYTE DRINK | Sqwincher Fast Pack, Lemon Lime, Low Sodium, Gluten Free, Caffeine Free, 18ml Sachet, add water to make 180ml Serving, Box of 50 | SQWINCH | THE SQWINCHER CORP (MANUFACTURER) | SQ0066 | Active
002489201 | SIGN | Crew on Line Lockable Tag, 90 x 43 x 1mm Al with 10mm Hole, Double Sided Class 2 Reflective, " DANGER CREW ON LINE" Sticker | BENNIC | BENNIC CALIBRATION & TESTING | COLTAG | Active
000003753 | CONTROLLER | MiniCSU-4N, 125/110V DC, suit RTP 125V or 110V Battery Chargers, EESS-10735-01-0B | RTP | RECTIFIER TECHNOLOGIES PACIFIC PTY LTD | CMP-RT120MCSU4N | Active
000003753 | CONTROLLER | MiniCSU-4N, 125/110V DC, suit RTP 125V or 110V Battery Chargers, EESS-10735-01-0B | ACCULEC | ACCULEC PTY LTD (303899) | RPS-RT120MCSU-RTP | Active
000003753 | CONTROLLER | MiniCSU-4N, 125/110V DC, suit RTP 125V or 110V Battery Chargers, EESS-10735-01-0B | LEGEND | LEGEND POWER SYSTEMS | RPS-RT120MCSU-RTP | Active
000003867 | CONTROLLER | PLC 4 Modules Standard complete c/w Firmware, Configuration & Testing, suit FQD4 7 Transmitter Control, ETS 2011/0363/T 12s-FQD | LANDIS | LANDIS GYR (AUST) PTY LTD | 6000.000.00194 | Active
002474930 | FOOD CONTAINER,INSULATED | Icekool Ice Box, 24L Capacity | NEXBERG | NEXBERG PTY LTD T/A EVAKOOL ICE BOXES | IK24 | Active
002400485 | BUSBAR | Tubular, Al Alloy 6061-T6 or 6063-T6, 8m Lg, 50mm OD, 6mm Thk Wall | CAPRAL | CAPRAL ALUMINIUM LTD | E40545MF616760 | Active
002400486 | BUSBAR | Flat, Cu, 4m Lg, 25.4 x 3.18mm, Hard Drawn, Square Edge | PRIMETAL | PRIMARY METALS & ALLOYS PTY LTD | 1-0003-010 | Active
002400486 | BUSBAR | Flat, Cu, 4m Lg, 25.4 x 3.18mm, Hard Drawn, Square Edge | CNSDEXTR | CONSOLIDATED EXTRUSIONS PTY LTD | 707710679 | Active
002400487 | BUSBAR | Flat, Bare Cu, 4m Lg, 38 x 3mm, Hard Drawn, Square Edge | PRIMETAL | PRIMARY METALS & ALLOYS PTY LTD | 1-1011 | Active
002400488 | BUSBAR | Flat, Cu, 4m Lg, 50 x 3mm, Hard Drawn, Square Edge | PRIMETAL | PRIMARY METALS & ALLOYS PTY LTD | 1-1012 | Active
002400488 | BUSBAR | Flat, Cu, 4m Lg, 50 x 3mm, Hard Drawn, Square Edge | CNSDEXTR | CONSOLIDATED EXTRUSIONS PTY LTD | 707711000 | Active
002400489 | BUSBAR | Flat, Cu, 4m Lg, 50 x 6mm, Hard Drawn | PRIMETAL | PRIMARY METALS & ALLOYS PTY LTD | 1-0018 | Active
002400491 | BUSBAR | Flat, Cu, 4m Lg, 80 x 10mm, Hard Drawn, Square Edge | PRIMETAL | PRIMARY METALS & ALLOYS PTY LTD | 1-1091 | Active
002400493 | BUSBAR | Tubular, Al Alloy 6061-T6 or 6063-T6, 6.5m Lg, 40mm OD, 3mm Thk Wall | CAPRAL | CAPRAL ALUMINIUM LTD | E40539 | Active
000004108 | DOOR,ACCESS | Mesh Door, Bi-Fold, Rear, RA1, 48RU, 800mm W, Dwg 1042888-01-0A, EESS-10721-01-0A, ETS 2011/0532/T | PLP | PREFORMED LINE PRODUCTS (AUST) | EE-4814 BIFOLD-RA1-REAR | Phasing
000004126 | DOOR,ACCESS | Mesh Door, Front, RA4, 45RU, 800mm W, Dwg 1042883-01-0A, EESS-10721-01-0A, ETS 2011/0532/T | PLP | PREFORMED LINE PRODUCTS (AUST) | EE-4514-RA4 FRONT | Phasing
000004127 | DOOR,ACCESS | Mesh Door, Rear, RA4, 45RU, 800mm W, Dwg 1042883-01-0A, EESS-10721-01-0A, ETS 2011/0532/T | PLP | PREFORMED LINE PRODUCTS (AUST) | EE-4514-RA4 REAR | Phasing
000004156 | DOOR,ACCESS | Mesh Door, Rear, Bi-Fold, RA5, 45U x 800mm | B&R | B&R ENCLOSURES PTY LTD | XB-586135/15 | Active
002403876 | SETSCREW | M10 x 30mm, Hex, Zinc Plated, suit Unistrut System (P100) | EZYSTRUT | EZYSTRUT CABLE & PIPE SUPPORTS | HS1030Z | Active
002403913 | BRACKET,PIPE | Clamp, Galv, 60mm | EZYSTRUT | EZYSTRUT CABLE & PIPE SUPPORTS | E15-60H | Active
002486579 | FORM,CONCRETE FORMING | Caisson Foundation, 1250mm ID, 2400mm Lg, 10mm PL | ISM | ISM MANUFACTURING PTY LTD | FOUNDATION CASING-1250ID-2.4M | Active
002486587 | FORM,CONCRETE FORMING | Caisson Foundation, 1550mm ID, 1200mm Lg, 10mm PL | ISM | ISM MANUFACTURING PTY LTD | FOUNDATION CASING-1550ID-1.2M | Active
002486595 | FORM,CONCRETE FORMING | Caisson Foundation, 1550mm ID, 2400mm Lg, 10mm PL | ISM | ISM MANUFACTURING PTY LTD | FOUNDATION CASING-1550ID-2.4M | Active
002486603 | FORM,CONCRETE FORMING | Caisson Foundation, 1250mm ID, 4100mm Lg, 10mm PL | ISM | ISM MANUFACTURING PTY LTD | FOUNDATION CASING-1250ID-4.1M | Active
002466050 | PANEL,FUSE | Street Lighting for Minor Road Pole, 230 x 46mm Panel c/w Terminal Block, RCBO & Drip Shield, Dwg EQLS-10033, ETS 05-06-01 (scm) | FLOWLINE | FLOWLINE INDUSTRIES PTY LTD | ESQ063/3 | Active
000022276 | LID | Tote Box Lid, 645mm Lg, 413mm W, Polypropylene, suit Lamson Bin Size 10 | SIGNET | SIGNET PTY LTD | MAH009A | Active
000022276 | LID | Tote Box Lid, 645mm Lg, 413mm W, Polypropylene, suit Lamson Bin Size 10 | PROMARK | PROMARK PTY LTD (MANUFACTURER) | MAH009A | Active
000022276 | LID | Tote Box Lid, 645mm Lg, 413mm W, Polypropylene, suit Lamson Bin Size 10 | ATOMSUPP | ATOM SUPPLY GROUP P/L | 88897871 | Active
000030106 | RACK,CABLE | Straight Tray, 4m Lg, 450mm W, 65mm H, NEMA 12B Steel, Galv Steel | EZYSTRUT | EZYSTRUT CABLE & PIPE SUPPORTS | N1L4504H | Active
000030109 | RACK,CABLE | Straight Tray, 6m Lg, 300mm W, 65mm H, NEMA 12B Steel, Galv Steel | EZYSTRUT | EZYSTRUT CABLE & PIPE SUPPORTS | N1L3006H | Active
000030117 | BEND,CABLE RACK | Flat 90 Deg, 300mm W, 60mm H, 300mm Rad, NEMA 12B Steel, Galv Steel | EZYSTRUT | EZYSTRUT CABLE & PIPE SUPPORTS | N1B3003H | Active
000030135 | REDUCER,CABLE RACK | Offset, Left Hand, 450 to 300mm W, 60mm H, NEMA 12B Steel, Galv Steel | EZYSTRUT | EZYSTRUT CABLE & PIPE SUPPORTS | N1LHR450300H | Active
000030137 | REDUCER,CABLE RACK | Offset, Left Hand, 300 to 150mm W, 60mm H, NEMA 12B Steel, Galv Steel | EZYSTRUT | EZYSTRUT CABLE & PIPE SUPPORTS | N1LHR300150H | Active
000030140 | REDUCER,CABLE RACK | Offset, Right Hand, 600 to 150mm W, 60mm H, NEMA 12B Steel, Galv Steel | EZYSTRUT | EZYSTRUT CABLE & PIPE SUPPORTS | N1RHR600150H | Active
000030141 | REDUCER,CABLE RACK | Offset, Right Hand, 450 to 300mm W, 60mm H, NEMA 12B Steel, Galv Steel | EZYSTRUT | EZYSTRUT CABLE & PIPE SUPPORTS | N1RHR450300H | Active
000030144 | REDUCER,CABLE RACK | Straight, 600 to 450mm W, 60mm H, NEMA 12B Steel, Galv Steel | EZYSTRUT | EZYSTRUT CABLE & PIPE SUPPORTS | N1SR600450H | Active
000030153 | REDUCER,CABLE RACK | Splice Plate, 450mm W, 60mm H, NEMA 12B Steel, Galv Steel | EZYSTRUT | EZYSTRUT CABLE & PIPE SUPPORTS | N1ECR450H | Active
000030164 | RACK,CABLE | ST3 Supatray, 3m Lg, 450mm W, 50mm H, Galv Steel, ST3-450-HG | EZYSTRUT | EZYSTRUT CABLE & PIPE SUPPORTS | ET3450H | Active
000030171 | RACK,CABLE | ST5 Supatray, 3m Lg, 300mm W, 75mm H, Galv Steel, ST5-300-GB | EZYSTRUT | EZYSTRUT CABLE & PIPE SUPPORTS | ET5300H | Active
000030174 | PLATE,JOINING,CABLE RACK | ST3 Bendside, 3m Lg, 50mm H, Galvabond, to create bends of varying degrees | EZYSTRUT | EZYSTRUT CABLE & PIPE SUPPORTS | ET3RPG | Active
000030176 | PLATE,JOINING,CABLE RACK | ST5 Bendside, 3m Lg, 75mm H, Galvabond, to create bends of varying degrees | EZYSTRUT | EZYSTRUT CABLE & PIPE SUPPORTS | ET5RPG | Active
000030211 | NUT,PLAIN,HEX | M6, Zinc Plated, suit Unistrut System | EZYSTRUT | EZYSTRUT CABLE & PIPE SUPPORTS | HN6Z | Active
000030226 | BRACKET,CANTILEVER | PCL Series HG/SS, 635mm Lg, 215mm H1, 112mm H2 | EZYSTRUT | EZYSTRUT CABLE & PIPE SUPPORTS | CB4-600H | Active
000030227 | BRACKET,CANTILEVER | PCL Series HG/SS, 780mm Lg, 215mm H1, 112mm H2 | EZYSTRUT | EZYSTRUT CABLE & PIPE SUPPORTS | CB254-750H | Active
000030231 | NUT,PLAIN,GANG CHANNEL | M12, S/Steel c/w Spring, suit Unistrut System | EZYSTRUT | EZYSTRUT CABLE & PIPE SUPPORTS | E1010S | Active
000030233 | ROD,CONTINUOUS THREAD | M8, 3m Lg, S/Steel, suit Unistrut System | EZYSTRUT | EZYSTRUT CABLE & PIPE SUPPORTS | TR8S | Active
000030234 | ROD,CONTINUOUS THREAD | M10, 3m Lg, S/Steel, suit Unistrut System | EZYSTRUT | EZYSTRUT CABLE & PIPE SUPPORTS | TR10S | Active
000030235 | ROD,CONTINUOUS THREAD | M12, 3m Lg, S/Steel, suit Unistrut System | EZYSTRUT | EZYSTRUT CABLE & PIPE SUPPORTS | TR12S | Active
000030237 | SETSCREW | M8 x 25mm, Hex, S/Steel, suit Unistrut System | EZYSTRUT | EZYSTRUT CABLE & PIPE SUPPORTS | HS825S | Active
000030242 | NUT,PLAIN,HEX | M10, S/Steel Gde 316, suit Unistrut System | EZYSTRUT | EZYSTRUT CABLE & PIPE SUPPORTS | HN10S | Active
000030257 | COVER,ACCESS | Unistrut, Standard, 3m Lg, 150mm W Nom, Steel Type 12B | EZYSTRUT | EZYSTRUT CABLE & PIPE SUPPORTS | CFN11503H | Active
000030258 | COVER,ACCESS | Unistrut, Standard, 3m Lg, 300mm W Nom, Steel Type 12B | EZYSTRUT | EZYSTRUT CABLE & PIPE SUPPORTS | CFN13003H | Active
000030261 | COVER,ACCESS | Unistrut, Standard, 3m Lg, 150mm W Nom, Steel Type 16A | EZYSTRUT | EZYSTRUT CABLE & PIPE SUPPORTS | CFN21503H | Active
000030266 | COVER,ACCESS | Unistrut, Standard, 3m Lg, 300mm W Nom, Steel Type 20B/20C | EZYSTRUT | EZYSTRUT CABLE & PIPE SUPPORTS | CFN20C3003H | Active
000030275 | CLIP,SPRING TENSION | Unistrut, Cover Clip, Steel Type 20B | EZYSTRUT | EZYSTRUT CABLE & PIPE SUPPORTS | N3CCH | Active
000104213 | SPACER | Uni-Cushion, 45mm W x 7.6m Lg, for Cable Protection | EZYSTRUT | EZYSTRUT CABLE & PIPE SUPPORTS | E2600 | Active
000104386 | BRACKET,INSULATOR | Gain Base, suit Line Post Insulator, EE Dwg ES000746-01 | EZYSTRUT | EZYSTRUT CABLE & PIPE SUPPORTS | E104386 | Active
000104796 | BRACE,CROSSARM | Type 650T, S/Steel Gde 316, Deburr All Edges, Dwg 01-11-02 Issue C (P10) | GREGSF | GREG SEWELL FORGINGS PTY LTD | M02602 | Active
000104797 | BRACE,CROSSARM | Type 1000T, S/Steel Gde 316, Deburr All Edges, Dwg 01-11-02 Issue C (P10) | GREGSF | GREG SEWELL FORGINGS PTY LTD | 4717 | Active
002486546 | MANHOLE TOP ASSEMBLY | Footpath Access, Explosion Mitigation, 2 Single Cover, Class B, 750 x 750mm Clr Opening, S/Steel Mesh & Frame, 80kN Load Capacity, 50mm marked with ELECTRICITY | AQSGROUP | AQSEPTENCE GROUP PTY LTD | 1000031974 | Active
002487916 | POWER SUPPLY | AC/DC ECE60 Series, 85-264V AC, 5V DC, 10A Nom, 13A Peak, 50W, Chassis Mount, c/w Screw Terminals, 104 x 40 x 28.5mm | HELIOS | HELIOS POWER SOLUTIONS PTY LTD | ECE60US05-S | Active
002406219 | BUSBAR | Flat, Cu Strap, 38 x 3.2mm, Earthing, 18kg Coils | PRIMETAL | PRIMARY METALS & ALLOYS PTY LTD | 1-4129 | Active
002404435 | CROSSARM,METAL | 3000 x 127 x 76 x 10mm, Galv Steel, FN Regional Dwg G-140-A4 | EZYSTRUT | EZYSTRUT CABLE & PIPE SUPPORTS | E2404435 | Active
002407095 | PIN,INSULATOR | M24 C/200/11 x 165mm, Rolled Thread S/Steel Gde 316, Dwg 01-06-03 (P5) | GREGSF | GREG SEWELL FORGINGS PTY LTD | 5395 | Active
000105437 | AUGER KIT,RETAINING PIN | Ozzy Rexroth Motor Lower Auger Pin, Kelly Bar to Auger, Proline, GP, 5 Piston Staff c/w 1x 22mm 7/8" Pin, 1x 22mm Lynch Pin Retaining Collar, | OZCRANE | OZZY CRANES MANUFACTURING PL | ARP22, ARPH22, LYNCH PIN | Active
002400910 | INSULATION SLEEVING,ELECTRICAL | Heat Shrink Tubing, 50/16mm, 200mm Lg, Medium Wall | TECONN | TE CONNECTIVITY LTD | MWTM-50/16-1200/S(S10) | Phasing
002400910 | INSULATION SLEEVING,ELECTRICAL | Heat Shrink Tubing, 50/16mm, 200mm Lg, Medium Wall | GILBERT | GILBERT LODGE AUSTRALIA PTY LTD | RAYMWTM50/16-200 | Phasing
002487270 | TRANSFORMER,METERING | 22kV/110V, 400A Cont, 3Ph, c/w 22kV/110V 3Ph Cls 0.5m VT, 3 x 400/5 Class 0.5s ext 125% 15VA CTs,6 x HV Bushings, Pole/ Platform Mount c/w Surge Arrester | TWS | TWS ENERGY CONTROLS | MU24CG132FS - FITK0064 | Active
002489516 | DIE,COMPRESSION | BEKU 5T Die Set, 10-16, 25-35, 50-70, 95-120. 150, 185, 240mm2 | ACCULEC | ACCULEC PTY LTD (303899) | AHE-5T-DIE-SET | Active
000003400 | TRANSFORMER,CURRENT | 72.5kV, 800/5A, 50Hz, Post Type 1Ph Outdoor, 5 Core, Metering in Core 3, S Class Winding, L4 Pollution, ETS 2004/346/T Item 7 | KONCAR | KONCAR - ELECTRICAL INDUSTRY INC | DWG M65517 | Active
000003403 | TRANSFORMER,CURRENT | 72.5kV, 1200/1A, 50Hz, Post Type 1Ph Outdoor, 5 Core, Metering in Core 3, Standard, L4 Pollution, ETS 2010/0321/T Item 34A | KONCAR | KONCAR - ELECTRICAL INDUSTRY INC | CT072-34A-1200-1A-L4-5C-M3 | Active
002470003 | MODULE,TRANSCEIVER | 1G/2.67G, SFP STM-1/4/16, 850nm, 550m, MMF, 100M-SX, Industrial, DDM, LC Duplex Connector, Programmable | FLEXOPTX | FLEXOPTIX UNIVERSAL TRANSCEIVERS | S.8526.02.DI | Active
002470367 | MODULE,TRANSCEIVER | 100Mb, SFP FX, 1310nm, 2km, MMF, DDM, Industrial, LC Duplex Connector, Programmable | FLEXOPTX | FLEXOPTIX UNIVERSAL TRANSCEIVERS | S.1303.2M.DI | Active
002470375 | MODULE,TRANSCEIVER | 1G, SFP SX, 850nm, 550m, MMF, DDM, Industrial, LC Duplex Connector, Programmable | FLEXOPTX | FLEXOPTIX UNIVERSAL TRANSCEIVERS | S.8512.02.DI | Active
002470383 | MODULE,TRANSCEIVER | 1G, SFP LX, 1310nm, 10km, SMF, DDM, Industrial, LC Duplex Connector, Programmable | FLEXOPTX | FLEXOPTIX UNIVERSAL TRANSCEIVERS | S.1312.10.DI | Active
002470391 | MODULE,TRANSCEIVER | 1G, SFP EX, 1310nm, 40km, SMF, DDM, Industrial, LC Duplex Connector, Programmable | FLEXOPTX | FLEXOPTIX UNIVERSAL TRANSCEIVERS | S.1312.40.DI | Active
002470409 | MODULE,TRANSCEIVER | 1G, SFP EX, 1550nm, 40km, SMF, DDM, Industrial, LC Duplex Connector, Programmable | FLEXOPTX | FLEXOPTIX UNIVERSAL TRANSCEIVERS | S.1512.40.DI | Active
002470417 | MODULE,TRANSCEIVER | 1G, SFP ZX, 1550nm, 80km, SMF, DDM, Industrial, LC Duplex Connector, Programmable | FLEXOPTX | FLEXOPTIX UNIVERSAL TRANSCEIVERS | S.1512.80.DI | Active
002470425 | MODULE,TRANSCEIVER | 1G, SFP ZX+, 1550nm, 120km, SMF, DDM, Industrial, LC Duplex Connector, Programmable | FLEXOPTX | FLEXOPTIX UNIVERSAL TRANSCEIVERS | S.1512.B.DI | Active
002470433 | MODULE,TRANSCEIVER | 1G, SFP ZX+, 1550nm, 160km, SMF, DDM, Industrial, LC Duplex Connector, Programmable | FLEXOPTX | FLEXOPTIX UNIVERSAL TRANSCEIVERS | S.1512.C.DI | Active
002470441 | MODULE,TRANSCEIVER | 1G, SFP BiBi LX, TX1310 / RX1550nm, 3km, SMF, DDM, Industrial, LC Simplex Connector, Programmable | FLEXOPTX | FLEXOPTIX UNIVERSAL TRANSCEIVERS | S.B1312.03.DIL | Active
002470458 | MODULE,TRANSCEIVER | 1G, SFP BiBi LX, TX1550 / RX1310nm, 3km, SMF, DDM, Industrial, LC Simplex Connector, Programmable | FLEXOPTX | FLEXOPTIX UNIVERSAL TRANSCEIVERS | S.B1512.03.DIL | Active
002470466 | MODULE,TRANSCEIVER | 1G, SFP BiBi LX, TX1310 / RX1550nm, 10km, SMF, DDM, Industrial, LC Simplex Connector, Programmable | FLEXOPTX | FLEXOPTIX UNIVERSAL TRANSCEIVERS | S.B1312.10.DLI | Active
002470474 | MODULE,TRANSCEIVER | 1G, SFP BiBi LX, TX1550 / RX1310nm, 10km, SMF, DDM, Industrial, LC Simplex Connector, Programmable | FLEXOPTX | FLEXOPTIX UNIVERSAL TRANSCEIVERS | S.B1512.10.DLI | Active
002470482 | MODULE,TRANSCEIVER | 1G, SFP BiBi LX, TX1310 / RX1490nm, 20km, SMF, DDM, Industrial, LC Simplex Connector, Programmable | FLEXOPTX | FLEXOPTIX UNIVERSAL TRANSCEIVERS | S.B1612.20.CLDIL | Active
002470490 | MODULE,TRANSCEIVER | 1G, SFP BiBi LX, TX1490 / RX1310nm, 20km, SMF, DDM, Industrial, LC Simplex Connector, Programmable | FLEXOPTX | FLEXOPTIX UNIVERSAL TRANSCEIVERS | S.B1612.20.LCDIL | Active
002470508 | MODULE,TRANSCEIVER | 1G, SFP BiBi EX, TX1310 / RX1550nm, 40km, SMF, DDM, Industrial, LC Simplex Connector, Programmable | FLEXOPTX | FLEXOPTIX UNIVERSAL TRANSCEIVERS | S.B1312.40.DIL | Active
002470516 | MODULE,TRANSCEIVER | 1G, SFP BiBi EX, TX1550 / RX1310nm, 40km, SMF, DDM, Industrial, LC Simplex Connector, Programmable | FLEXOPTX | FLEXOPTIX UNIVERSAL TRANSCEIVERS | S.B1512.40.DIL | Active
002470524 | MODULE,TRANSCEIVER | 1G, SFP BiBi ZX, TX1490 / RX1570nm, 80km, SMF, DDM, Industrial, LC Simplex Extended Connector, Programmable | FLEXOPTX | FLEXOPTIX UNIVERSAL TRANSCEIVERS | S.B1612.80.LPDIL | Active
002470532 | MODULE,TRANSCEIVER | 1G, SFP BiBi ZX, TX1570 / RX1490nm, 80km, SMF, DDM, Industrial, LC Simplex Extended Connector, Programmable | FLEXOPTX | FLEXOPTIX UNIVERSAL TRANSCEIVERS | S.B1612.80.PLDIL | Active
002470540 | MODULE,TRANSCEIVER | 1G, SFP BiBi ZX+, TX1510 / RX1570nm, 120km, SMF, DDM, Industrial, LC Simplex Extended Connector, Programmable | FLEXOPTX | FLEXOPTIX UNIVERSAL TRANSCEIVERS | S.B1612.B.MPDIL | Active
002470557 | MODULE,TRANSCEIVER | 1G, SFP BiBi ZX+, TX1570 / RX1510nm, 120km, SMF, DDM, Industrial, LC Simplex Extended Connector, Programmable | FLEXOPTX | FLEXOPTIX UNIVERSAL TRANSCEIVERS | S.B1612.B.PMDIL | Active
002470565 | MODULE,TRANSCEIVER | 1G, SFP BiBi ZX+, TX1490 / RX1550nm, 160km, SMF, DDM, Industrial, LC Simplex Connector, Programmable | FLEXOPTX | FLEXOPTIX UNIVERSAL TRANSCEIVERS | S.B1612.C.LODIL | Active
002470573 | MODULE,TRANSCEIVER | 1G, SFP BiBi ZX+, TX1550 / RX1490nm, 160km, SMF, DDM, Industrial, LC Simplex Connector, Programmable | FLEXOPTX | FLEXOPTIX UNIVERSAL TRANSCEIVERS | S.B1612.C.OLDIL | Active
002470581 | MODULE,TRANSCEIVER | 1G/2.67G, SFP STM-1/4/16, 1550nm, 40km, SMF, DDM, LC Duplex Connector, Programmable | FLEXOPTX | FLEXOPTIX UNIVERSAL TRANSCEIVERS | S.1526.40.D | Active
002470599 | MODULE,TRANSCEIVER | 1G/2.67G, SFP STM-1/4/16, 1550nm, 80km, SMF, Industrial, DDM, LC Duplex Connector, Programmable | FLEXOPTX | FLEXOPTIX UNIVERSAL TRANSCEIVERS | S.1526.80.DI | Active
002470607 | MODULE,TRANSCEIVER | 2.67G, SFP STM-1/4/16, 1310nm, 2km, SMF, DDM, Industrial, LC Duplex Connector, Programmable | FLEXOPTX | FLEXOPTIX UNIVERSAL TRANSCEIVERS | S.1326.02.DI | Active
002470615 | MODULE,TRANSCEIVER | 2.67G, SFP STM-1/4/16, 1310nm, 15km, SMF, DDM, LC Duplex Connector, Programmable | FLEXOPTX | FLEXOPTIX UNIVERSAL TRANSCEIVERS | S.1326.15.D | Active
002470623 | MODULE,TRANSCEIVER | 2.67G, SFP STM-1/4/16, 1310nm, 40km, SMF, DDM, Industrial, LC Duplex Connector, Programmable | FLEXOPTX | FLEXOPTIX UNIVERSAL TRANSCEIVERS | S.1326.40.DI | Active
002470649 | MODULE,TRANSCEIVER | 10G, SFP+ SR, 850nm, 300m, MMF, Industrial, LC Duplex Connector, Programmable | FLEXOPTX | FLEXOPTIX UNIVERSAL TRANSCEIVERS | P.8596.02.I | Active
002470656 | MODULE,TRANSCEIVER | 10G, SFP+ LR, 1310nm, 10km, SMF, Industrial, LC Duplex Connector, Programmable | FLEXOPTX | FLEXOPTIX UNIVERSAL TRANSCEIVERS | P.1396.10.I | Active
002470664 | MODULE,TRANSCEIVER | 10G, SFP+ ER, 1550nm, 40km, SMF, Industrial, LC Duplex Connector, Programmable | FLEXOPTX | FLEXOPTIX UNIVERSAL TRANSCEIVERS | P.1596.40.I | Active
002470672 | MODULE,TRANSCEIVER | 10G, SFP+ ZR, 1550nm, 80km, SMF, Industrial, LC Duplex Connector, Programmable | FLEXOPTX | FLEXOPTIX UNIVERSAL TRANSCEIVERS | P.1596.80.I | Active
002470680 | MODULE,TRANSCEIVER | 10G, SFP+ BiBi LR, TX1270 / RX1330nm, 10km, SMF, Industrial, LC Simplex Connector, Programmable | FLEXOPTX | FLEXOPTIX UNIVERSAL TRANSCEIVERS | P.B1696.10.ADI | Active
002470698 | MODULE,TRANSCEIVER | 10G, SFP+ BiBi LR, TX1330 / RX1270nm, 10km, SMF, Industrial, LC Simplex Connector, Programmable | FLEXOPTX | FLEXOPTIX UNIVERSAL TRANSCEIVERS | P.B1696.10.DAI | Active
002470706 | MODULE,TRANSCEIVER | 1G/10G, SFP+ BiBi ER, TX1270 / RX1330nm, 40km, SMF, LC Simplex Connector, Programmable | FLEXOPTX | FLEXOPTIX UNIVERSAL TRANSCEIVERS | P.B1696.40.AD | Active
002470714 | MODULE,TRANSCEIVER | 1G/10G, SFP+ BiBi ER, TX1330 / RX1270nm, 40km, SMF, LC Simplex Connector, Programmable | FLEXOPTX | FLEXOPTIX UNIVERSAL TRANSCEIVERS | P.B1696.40.DA | Active
002470722 | MODULE,TRANSCEIVER | 10G, SFP+ BiBi ZR, TX1270 / RX1330nm, 60km, SMF, LC Simplex Connector, Programmable | FLEXOPTX | FLEXOPTIX UNIVERSAL TRANSCEIVERS | P.B1696.60.AD | Active
002470730 | MODULE,TRANSCEIVER | 10G, SFP+ BiBi ZR, TX1330 / RX1270nm, 60km, SMF, LC Simplex Connector, Programmable | FLEXOPTX | FLEXOPTIX UNIVERSAL TRANSCEIVERS | P.B1696.60.DA | Active
002471852 | MODULE,TRANSCEIVER | 10Mb-125Mb, SFP, 100m, AutoNeg, RxLOS, SerDes, Cu, 100Base-TX, Industrial Temp, RJ45 Connector, Programmable | FLEXOPTX | FLEXOPTIX UNIVERSAL TRANSCEIVERS | T.C03.02.EI | Active
002471860 | MODULE,TRANSCEIVER | SFP, 1310nm, 15km, SMF, DDM, 100Base-LX, Industrial Temp, LC Duplex Connector, Programmable | FLEXOPTX | FLEXOPTIX UNIVERSAL TRANSCEIVERS | S.1303.15.DI | Active
002472322 | MODULE,TRANSCEIVER | 100Mb, SFP BiDi LX, T1310/R1550nm, 20km, SM, DDM, Industrial Temp, LC Simplex Connector | FLEXOPTX | FLEXOPTIX UNIVERSAL TRANSCEIVERS | S.B1303.20.DLI | Active
002402723 | DETECTOR,VOLTAGE | LV Tester Pencil, Non-contact & Contact, Min of Cat III, 600V, ETS RSE04 Schedule 5 | GILBERT | GILBERT LODGE AUSTRALIA PTY LTD | AMPVP-460E | Phasing
002402723 | DETECTOR,VOLTAGE | LV Tester Pencil, Non-contact & Contact, Min of Cat III, 600V, ETS RSE04 Schedule 5 | LEGENDCS | LEGEND CORPORATE SERVICES (MANUFACTURE) | T7150 | Phasing
002492163 | MOUNTING RAIL,ELECTRICAL COMPONENT | Mounting Kit, for 4G MCR GE Modem | GE | GENERAL ELECTRIC COMPANY | 03-4125A06 | Active
002492171 | MOUNTING RAIL,ELECTRICAL COMPONENT | Mounting Kit, for 4G ECR GE Modem | GE | GENERAL ELECTRIC COMPANY | 03-4125A07 | Active
002405368 | INSULATOR,STATION POST | 33kV, 160kV BIL, Porcelain, 381mm H & 76mm PCD c/w 12mm Threads | MORLYNN | MORLYNN CERAMICS PTY LTD | H11506 | Active
002405050 | PANEL,POWER DISTRIBUTION | Large Blank, Zelemite or Similar, 495 x 205 x 10mm, with Chamfered Edges, MEB Dwg A430089 | DULMISON | DULMISON (AUST) PTY LTD | UEP495 | Active
002405050 | PANEL,POWER DISTRIBUTION | Large Blank, Zelemite or Similar, 495 x 205 x 10mm, with Chamfered Edges, MEB Dwg A430089 | TYCOELEC | TYCO ELECTRONICS | UEP495PACKSIZE10 | Active
002405109 | JOINT,ELECTRICAL CABLE,UNDERGROUND | Transition, Module for 95mm 3 Core PLYSW PVC to 70mm 3 Core XLPE Screened | GILBERT | GILBERT LODGE AUSTRALIA PTY LTD | RAYCHEMEFSJT7EFSJL3 | Active
002405391 | CIRCUIT BREAKER | 1250A, 35kA, Moulded Case, Adjustible Thermal, Short Term Trip Characteristics Tinned Cu Terminals, to suit 185mm Cable Lugs (Standard Type Connectors) | IPDGROUP | IPD GROUP LIMITED | SPECTRA75E6803075E68110 | Active
002406390 | TERMINAL,LUG | Compression, Cu, 95mm2, M12 Bolt Hole, Hex Die A/F 14.2mm, Long Barrel Sealed | TYCOELEC | TYCO ELECTRONICS | H16024/1 | Active
002405801 | LAMP,SODIUM | 150W, HP Clear Tube, Vapour, Internal Igniter, JTS 05-01-01, JBP 2010/0444/T | REXEL | REXEL AUSTRALIA | 25020 | Active
002405937 | STAPLE | S 30 x 4mm Galv, 2kg Box | BLKWOODJ | J BLACKWOOD & SONS LIMITED | B0105-0015 | Active
002405680 | TRANSFORMER,DISTRIBUTION | SWER Pole Mount, 12.7kV, 50kVA (scm) | TOSHIBA | TOSHIBA INTERNATIONAL CORPORATION P/L | TXSPS-0050BA-001 | Active
002405680 | TRANSFORMER,DISTRIBUTION | SWER Pole Mount, 12.7kV, 50kVA (scm) | ABBAUST | ABB AUSTRALIA PTY LTD | 136043 | Active
002405710 | TRANSFORMER,DISTRIBUTION | Padmount, 11kV, 1000kVA, 3 Ph (Rect) LV Switchgear, LV Statistical Meter & HV RMU, ETS 02-02-01 | WILSON | WILSON TRANSFORMER CO. PTY LTD | 881-0640-11-AG | Active
002405717 | CROSSARM,WOOD | Bare, 2400 x 150 x 100mm, Strain/ Termination (P12) (scm) | DALEMYRS | DALE & MEYERS OPERATIONS PTY LTD | XARM2405717 | Active
002406086 | TERMINATION KIT,ELECTRICAL CABLE | Indoor, LV HS PLYSW, 4 Core, 185mm2 | GILBERT | GILBERT LODGE AUSTRALIA PTY LTD | TKN185/400BD400 | Active
002406086 | TERMINATION KIT,ELECTRICAL CABLE | Indoor, LV HS PLYSW, 4 Core, 185mm2 | EATONELE | EATON ELECTRIC SYSTEMS PTY LTD | TKN185/400BD400 | Active
002405935 | SCREW,TAPPING,THREAD CUTTING | Timber, Self Tap, M10 x 65, 14 Gauge, Hex, High Gde Galv (P1000) | MMELEC | MM ELECTRICAL MERCHANDISING | BUI631031249C4 | Active
002406259 | FUSE,CARTRIDGE | 415V AC, HRC Cartridge TFP Type, 200A, 2 Hole Bolt in Offset Tags 94mm Fixing Centres | FUSECO | FUSECO POWER SOLUTIONS PTY LTD | TFP200 | Active
002406212 | CROSSARM,WOOD | Bare, 3300 x 175 x 125mm (P12) | DALEMYRS | DALE & MEYERS OPERATIONS PTY LTD | XARM2406212 | Active
002406257 | FUSE,CARTRIDGE | 250V AC, HRC Cartridge SK Type, 8A, 29 x 12.7mm Dia | FUSECO | FUSECO POWER SOLUTIONS PTY LTD | MD8 | Active
002402430 | STRAP,WEBBING | Cam Buckle, Nylon Restraining, Fully Adjustable | HGHTDYNM | HEIGHT DYNAMICS | A2BIKER | Phasing
002478915 | BIT,SCREWDRIVER | Flat Driver, 6 x 100mm | C&LTOOL | C&L TOOL CENTRE | SL6 | Active
002486009 | BIT,SCREWDRIVER | Drive Head, 1/4", Magnetic Nut Setter, 1/4" Quick Connect Drive | C&LTOOL | C&L TOOL CENTRE | GFB29B | Active
002486017 | BIT,SCREWDRIVER | Drive Head, 3/8", Magnetic Nut Setter, 1/4" Quick Connect Drive | C&LTOOL | C&L TOOL CENTRE | GFB31B | Active
002408961 | PLATE,METAL | Cover, 310mm Dia, Galv Steel, Stamp with "IIN 2408961" EE Dwg 907264-02 | ISM | ISM MANUFACTURING PTY LTD | ERGON-907264-02-310 | Active
002409472 | BRACE,CROSSARM | Tension, 45 x 45 x 5 x 2455 Lg, Galv Steel, Stamp with "IIN2409472", EE Dwg 971971-03(3) | ISM | ISM MANUFACTURING PTY LTD | ERGON-917971-03-03 | Active
002408763 | STRAPPING | Earth, Eyebolt, Galv Steel, PL 75x5x165 Straight, 22mm Hole, Stamp With "IIN 2408763" EE Dwg 905348-02 Item No 4 | ISM | ISM MANUFACTURING PTY LTD | ERGON-905348-02-04 | Active
002409019 | CROSSARM,METAL | Tension Brace, 1980mm Lg, 50 x 50 x 5mm, RH, Galv Steel, Stamp with "IIN2409019", Dwg ES000741-01 (scm) | ISM | ISM MANUFACTURING PTY LTD | ERGON-908942-02-03 | Active
002409142 | PLATE,METAL | Compression Gusset, 12mm Plate, Galv Steel, Stamp with 'IIN 2409142" EE Dwg 908942-02 Item 11 | ISM | ISM MANUFACTURING PTY LTD | ERGON-908942-02-11 | Active
002409175 | STEP,LADDER | Rung, Welded Assembly, 50x50x5x270 Lg, Stamp with "IIN 2409175" EE Dwg 908968-01 Item 9 | ISM | ISM MANUFACTURING PTY LTD | ERGON-908968-01-09 | Active
002408920 | SUPPORT,ELECTRICAL CABLE | Earthwire Support, C350, Dual Circuit, Galv Steel, 100 x 100 x 5mm, Welded Assy, Stamp with "IIN2408920", EE Dwg 908948-02 Item 5 | ISM | ISM MANUFACTURING PTY LTD | ERGON-908948-02-05 | Active
002490811 | CONTROL BOX | CL7, Multi Phase Control, S/Steel c/w 3 x 15m Control Cables, RJ45 Ethernet Comms Module & 13.5V DC Modem Power Supply Module, IDPT Version | EATONELE | EATON ELECTRIC SYSTEMS PTY LTD | 5773H80000TD500B10 | Active
002400642 | FUSE,CARTRIDGE | 415V AC, HRC Cartridge TM Type, 400A, 4 Hole Bolt in Centre Tags, 133/184mm Fixing Centres | IPDGROUP | IPD GROUP LIMITED | TM400L | Active
002404650 | TRANSFORMER,DISTRIBUTION | Groundmount, 22 kV/433-250V, 500kVA, 3 Ph, 50Hz, ONAN, Cable Entry c/w HV Cable Box & LV Bushings, ETS 02-02-02 Item 28 | WILSON | WILSON TRANSFORMER CO. PTY LTD | 874-0645-11-AB | Active
002404312 | INSULATION SLEEVING,ELECTRICAL | Heat Shrink Tubing, CRSM, 93/26, Lined, Wrap-around | GILBERT | GILBERT LODGE AUSTRALIA PTY LTD | RAYCRSM107/29 | Active
002404317 | INSULATION SLEEVING,ELECTRICAL | Heat Shrink Tubing, 85/25mm, 1.2m Lg, Medium Wall, Unlined | 3MAUST | 3M AUSTRALIA PTY LTD | MMMIMCSN4300 | Active
002404317 | INSULATION SLEEVING,ELECTRICAL | Heat Shrink Tubing, 85/25mm, 1.2m Lg, Medium Wall, Unlined | TECONN | TE CONNECTIVITY LTD | MWTM-85/25-1200/S(S5) | Active
002404521 | SWITCHGEAR | RMU, 24kV, 2 x Feeder Switches, 2 x Switch Fuse, GAC 2K2TS, JTS 06-08-01 (scm) | ORMAUST | ORMAZABAL AUSTRALIA P/L | 500018315 | Active
002404929 | FUSE LINK,EXPULSION | 8A, Class T, TS 06-03-01 (scm) | NGKSTANG | NGK STANGER PTY LTD | ZXT705-08BT37 | Active
002405115 | TERMINATION KIT,ELECTRICAL CABLE | Outdoor, 11kV, 240mm, Al, 3 Core, XLPE Insulated Cu Wire Screened Cable c/w 3 x 240mm Al Sealed Compression Lugs for Conductor & 1 x 95mm Tinned-Cu | INTERENG | INTERTECH ENGINEERING PTY LTD | MEBOX240L | Active
002405082 | TAPE | Heatshrink Tape, 50mm x 10m Roll, Raychem Cat # HVBT-2-R | GILBERT | GILBERT LODGE AUSTRALIA PTY LTD | RAYHVBT14-AH/V | Active
002405082 | TAPE | Heatshrink Tape, 50mm x 10m Roll, Raychem Cat # HVBT-2-R | RAYCHEM | RAYCHEM (AUSTRALIA) PTY LTD | HVBT-2-R | Active
002405162 | INSULATION SLEEVING,ELECTRICAL | Heat Shrink Tubing, 38/19mm, 38m Roll, Blue | TECONN | TE CONNECTIVITY LTD | HS-BU-40/20-SP | Active
002405162 | INSULATION SLEEVING,ELECTRICAL | Heat Shrink Tubing, 38/19mm, 38m Roll, Blue | GILBERT | GILBERT LODGE AUSTRALIA PTY LTD | RNF100BLUE | Active
002405293 | MARKER,AIRCRAFT WARNING | 300mm Dia, Red c/w Mounting Preforms, suit Conductor Dia of 10.0-12.99mm, 3/2.75 SC/AC & Mars (P2) | PLP | PREFORMED LINE PRODUCTS (AUST) | AWSR300 | Active
002404944 | FUSE LINK SOLID | Cu, 500V AC, 400A, DIN Type, Size 2, All Metal Construction, ETS 06-02-02 (scm) | NGKSTANG | NGK STANGER PTY LTD | M588900 | Active
002404944 | FUSE LINK SOLID | Cu, 500V AC, 400A, DIN Type, Size 2, All Metal Construction, ETS 06-02-02 (scm) | SICAME | SICAME AUSTRALIA PTY LTD | APRH400SIC | Active
002405016 | TERMINATION KIT,ELECTRICAL CABLE | Outdoor (SWER) Heatshrink, for 19/33kV, 1 Core, 50mm2, XLPE/PVC Screened Cable required for Single Phase | GILBERT | GILBERT LODGE AUSTRALIA PTY LTD | RAYOXSU-F6131 | Active
002489482 | PROBE,TELESCOPIC | Telescopic probe, hook and lead kit | HYLEC | HYLEC ENERGY SOLUTIONS | TELEPROBEKIT | Active
000019188 | LADDER,STRAIGHT | Fibreglass Single Section 4.2 m Lg, 14 Ft, Colour Safety Yellow, ETS RSE02 | LADAMAX | LADAMAX ALUMINIUM PRODUCTS PTY LTD | FSI142 | Active
001860208 | TOWEL,PAPER | Roll, White, 140m, 16 per Carton | ATOMSUPP | ATOM SUPPLY GROUP P/L | 22314005 | Active
001860208 | TOWEL,PAPER | Roll, White, 140m, 16 per Carton | BLKWOODJ | J BLACKWOOD & SONS LIMITED | 03205205 | Active
002437648 | CROSSARM,COMPOSITE | Fibre, 2550mm Lg Nom, 125 x 125mm, LV Strain/Termination, LVS2 & LVT2, Drilled EQLS-10035-01 (scm) | WAGNERS | WAGNERS CFT MANUFACTURING | EC093-00003 | Active
002454882 | CABLE ASSY,FIBRE OPTIC | Pigtail, 1.5m Lg, SC/APC Connector, Tight Buffered Fibre, SMOF, Yellow | OPTICAL | OPTICAL FIBRE SYSTEMS PTY LTD | CAB-090-MO-015 | Active
002454882 | CABLE ASSY,FIBRE OPTIC | Pigtail, 1.5m Lg, SC/APC Connector, Tight Buffered Fibre, SMOF, Yellow | OPTICAL | OPTICAL FIBRE SYSTEMS PTY LTD | OFS-CAB-090-MO-015 | Active
002456077 | CABLE ASSY,FIBRE OPTIC | Patch Lead, 3m Lg, ST-ST Connectors, 2 Fibre D-Series, MMOF, 2 Core, MIL Spec Riser Cable, 5mm Jacket, Black | OPTICAL | OPTICAL FIBRE SYSTEMS PTY LTD | OFS-CAB-62D2-MIL-AA-03 | Active
002488039 | RELAY,PROTECTION | FW R313-V2, Low Z DIFF, 48-125VDC PWR, 48VDC Logic 24/24 I/O, 1A CT, 9U Case, DNP3 100Base-FX MM LC ENET | SEL | SCHWEITZER ENGINEERING LAB PTY LTD | 0487B1X4X12XC2XCH9CCCXX | Active
002488047 | RELAY,PROTECTION | FW R313-V2, Low Z DIFF, 48-125VDC PWR, 48VDC Logic 24/24 I/O, 5A CT, 9U Case, DNP3 100Base-FX MM LC ENET | SEL | SCHWEITZER ENGINEERING LAB PTY LTD | 0487B1X4X52XC2XCH9CCCXX | Active
002490746 | BOOK,RECORD | A4 Booklet, Carbon Copy, Digitial Meter Installation Defect Report Booklet | PERFORM | PERFORMANCE SUPPLIES QLD | YURIKA DEFECT BOOK | Active
000003334 | NETWORK SWITCH | Ethernet Switch, 16 Port, St George STATCOM | AMSC | AMSC AUSTRALIA PTY LTD | 00016754 | Active
000003334 | NETWORK SWITCH | Ethernet Switch, 16 Port, St George STATCOM | AMSC | AMSC AUSTRALIA PTY LTD | 16754 | Active
002400579 | FUSE,CARTRIDGE | 500V AC, HRC Cartridge 10G Type, 16A, 38 x 10.3mm Dia, Modular, ETS 12-02-01 Group A (scm) | FUSECO | FUSECO POWER SOLUTIONS PTY LTD | 420016 | Active
002407283 | BOLT,EYE | M20 x 400mm, 100mm Lg Thread, Flange c/w S/Steel Humpback Split Pin, ETS 11-09-01 EE Dwg ES000786-01 (scm) | PLP | PREFORMED LINE PRODUCTS (AUST) | EB400 | Active
002433548 | STAND,CABLE DRUM | 6.0T, suit Max 2600mm Dia & 1500mm W, Disc Brake, Spindle c/w Sliding Locating Cones, Optional Power Rotator Available, Multiples able to be Linked, ETS RSE11 | REDMOND | REDMOND GARY AUSTRALIA PTY LTD | 0406-010000-001100 | Active
002438992 | TERMINAL,LUG | Compression Jumper, Al, 2 x 14mm Holes, Hex Dia A/F 33.8mm, Straight Offset, suit Sulphur Conductor, AS2395 | MMELEC | MM ELECTRICAL MERCHANDISING | LA3375SO4 | Active
002438992 | TERMINAL,LUG | Compression Jumper, Al, 2 x 14mm Holes, Hex Dia A/F 33.8mm, Straight Offset, suit Sulphur Conductor, AS2395 | PLP | PREFORMED LINE PRODUCTS (AUST) | CTA-338-11211 | Active
002489565 | MONITOR SYSTEM | Temperature, Fibre Optic, 24V DC, 15W, 8 Channel, ST Connectors, Dustcaps, Serial Port RS-485/422, Modbus, Analogs 4-20mA, Micro USB Console Port, | WILSON | WILSON TRANSFORMER CO. PTY LTD | 842-1049N10 | Active
002489565 | MONITOR SYSTEM | Temperature, Fibre Optic, 24V DC, 15W, 8 Channel, ST Connectors, Dustcaps, Serial Port RS-485/422, Modbus, Analogs 4-20mA, Micro USB Console Port, | FISOTECH | FISO TECHNOLOGIES INC (MANUFACTURER) | EGD-BASE-08-MI0-A-Y00-STND | Active
002473569 | DIFFUSER,LIGHT | Visor Glare Shield, Rear, for StreetLED MkII & MkIII (scm) | SYLVANIA | SYLVANIA SCHREDER | JLB00003 | Active
002473536 | DIFFUSER,LIGHT | Visor Semi Cut-Off Replacement, for StreetLED MkII & MkIII (scm) | SYLVANIA | SYLVANIA SCHREDER | JLB00000 | Active
002473577 | DIFFUSER,LIGHT | Visor Glare Shield, 360 Deg, for StreetLED MkII & MkIII (scm) | SYLVANIA | SYLVANIA SCHREDER | JLB00005 | Active
002493252 | ROLLER | Acetal Roller, 86mm Dia, for Strap Hoist EWP Lifting Jib, Dwg 2193-01103-Rev B | HYLEC | HYLEC ENERGY SOLUTIONS | ACETALREELEGX | Active
002409548 | SUPPORT,ELECTRICAL CABLE | Earthwire Support, Galv Steel, Welded Assy, Stamp with "IIN2409548", EE Dwg 917971-03 Item 7 | ISM | ISM MANUFACTURING PTY LTD | ERGON-917971-03-07 | Active
002409423 | CROSSARM,METAL | Tension, 45 x 45 x 5 x 3015mm Lg, Galv Steel, Stamp with "IIN 2409423", EE Dwg 917980-04 Item 4 | ISM | ISM MANUFACTURING PTY LTD | ERGON-917980-04-04 | Active
002409498 | BRACE,CROSSARM | Tension, 45 x 45 x 5 x 2450 Lg, Galv Steel, Stamp with "IIN2409498", EE Dwg 917971-03(5) | ISM | ISM MANUFACTURING PTY LTD | ERGON-917971-03-05 | Active
000030186 | PLATE,JOINING,CABLE RACK | ST3 Splice Plate, 50mm H, Galvabond, to join cable tray sections together | EZYSTRUT | EZYSTRUT CABLE & PIPE SUPPORTS | ET3SG | Active
000030192 | BRACKET,ANGLE | ST5 Hold Down Bracket, 75mm H, Galvabond, to secure Cable Supatray | EZYSTRUT | EZYSTRUT CABLE & PIPE SUPPORTS | ET5HDG | Active
000030199 | CHANNEL,STRUCTURAL | Unistrut, 6m Lg, 41 x 22mm, 2.5mm Thk, Galv Steel | EZYSTRUT | EZYSTRUT CABLE & PIPE SUPPORTS | E3300H | Active
000030201 | CHANNEL,STRUCTURAL | Unistrut, 3m Lg, 41 x 22mm, 2.5mm Thk, Galv Steel | EZYSTRUT | EZYSTRUT CABLE & PIPE SUPPORTS | E3300H 3000MM | Active
000030208 | SETSCREW | M10 x 20mm, Hex, Zinc Plated, suit Unistrut System | EZYSTRUT | EZYSTRUT CABLE & PIPE SUPPORTS | HS1020Z | Active
000030215 | WASHER,FLAT | Round, M8, Zinc Plated, suit Unistrut System | EZYSTRUT | EZYSTRUT CABLE & PIPE SUPPORTS | FW8Z | Active
000104483 | SAFETY,BOLLARD,TRAFFIC | 101.6 x 4.0 CHS Galv Finish, 1325mm Lg, Fitted One End with Galv Drive-on Cap (scm) | GREGSF | GREG SEWELL FORGINGS PTY LTD | 6386 | Active
002402325 | BRACKET,RAISER | LD, 1800 x 100 x 100 x 6mm RHS, Galv Steel, 11kV Termination, NQ Dwg SD10-0117-01 | EZYSTRUT | EZYSTRUT CABLE & PIPE SUPPORTS | E2402325 | Active
002487049 | TELEMETRY SYSTEM | Ceragon, 8GHz 311MHz TR Separation, OCB Assy, Block B, Channel 04, LOW | CERAGON | CERAGON LTD | 15OCB8-311B-04-L | Active
002487064 | TELEMETRY SYSTEM | Ceragon, 6LGHz, OCB Filter Set, 1 x Tx, 2 x Rx, Channel 02, LOW | CERAGON | CERAGON LTD | 15F6L-5974.85N | Active
000003853 | MODULE | Power Module c/w CPU, Profibus & Firmaware, suit FQD5 Transmitter Control, ETS 2011/0363/T 12e-FQD | LANDIS | LANDIS GYR (AUST) PTY LTD | 6000.000.00300 | Active
000003855 | MODULE | Power Module c/w CPU, Profibus & Firmaware, suit FQD7 Transmitter Control, ETS 2011/0363/T 12g-FQD | LANDIS | LANDIS GYR (AUST) PTY LTD | 6000.000.00302 | Active
002479772 | FIXTURE,LIGHTING | 204W RoadFlair BRP394 (L204A) 4K c/w Upcast Adaptor, Major Road, EQTS 05-01-02 (scm) | PHILIPS | PHILIPS AUSTRALIA PTY LTD | 824110136191 | Active
002456085 | CABLE ASSY,FIBRE OPTIC | Patch Lead, 8m Lg, ST-ST Connectors, 2 Fibre D-Series, MMOF, 2 Core, MIL Spec Riser Cable, 5mm Jacket, Black | OPTICAL | OPTICAL FIBRE SYSTEMS PTY LTD | OFS-CAB-62D2-MIL-AA-08 | Active
002459873 | CABLE ASSY,FIBRE OPTIC | Patch Lead, 1m Lg, LC-LC Connectors, Duplex SMOF, 3mm Jacket, Yellow | OPTICAL | OPTICAL FIBRE SYSTEMS PTY LTD | OFS-CAB-092-VV-01 | Active
002459881 | CABLE ASSY,FIBRE OPTIC | Patch Lead, 10m Lg, FC-ST Connectors, Duplex SMOF, 3mm Jacket, Yellow | OPTICAL | OPTICAL FIBRE SYSTEMS PTY LTD | OFS-CAB-092-HI-10 | Active
002459899 | CABLE ASSY,FIBRE OPTIC | Patch Lead, 20m Lg, FC-ST Connectors, Duplex SMOF, 3mm Jacket, Yellow | OPTICAL | OPTICAL FIBRE SYSTEMS PTY LTD | OFS-CAB-092-HI-20 | Active
002487106 | TELEMETRY SYSTEM | Ceragon, 8GHz, OCB Filter Set, 1 x Tx, 2 x Rx, Channel 03, LOW | CERAGON | CERAGON LTD | 15F8-7792.175N | Active
000023999 | RELAY,PROTECTION | Line Diff, OC & Dir EF, 16/10 I/O, 24-60VDC Pwr, 1/5A CT, 1300nm FO Line Comms Module, DNP3 over RS485 & 100BaseTX, 4U Case | ABBAUST | ABB AUSTRALIA PTY LTD | RED615 HBDDAEAGAHH1AMA2XG | Active
002443067 | HARDWARE KIT | c/w Flat & Lock Washers, M10 Threaded Rods & Hex Nuts, suit L4CLICK Cable Hanger (10 per Box) | COMMSINC | COMMSCOPE INC | 243095-7 | Active
002448173 | BUCKLE | 6.35mm, S/Steel Bandit Clip | BLKWOODJ | J BLACKWOOD & SONS LIMITED | 4247908 | Active
002448280 | CABLE ASSY,RADIO FREQUENCY | RS232 P9, 1.5m Lg, RJ45 to DB9 Male, Pin-out Config, WSOS Connection between Nulec Recloser & P25 Modem, EE Dwg 1037942-01 | MADISON | MADISON TECHNOLOGIES PTY LTD | M CBL-RJ45M25-150 | Active
002451896 | ANTENNA | HPX, High Performance Parabolic Shielded Dual-polarized, Microwave Antenna, Grey, 1.8m/6ft, 6.425-7.125GHz, PDR70, Enhanced White Radome c/w Flash, | COMMSINC | COMMSCOPE INC | HPX6-65-D3A - ANDREW | Active
002452951 | CHARGER,BATTERY | Fully Duplicated, 50A Load, 16hrs Autonomy, 800hrs Total Cap, 2 x 45U600D Racks c/w R=3+3 (6 x APR48-3G) & B=4+4 (32 x PWTC12F_100FR) ETS 2009/0475/T | POWERON | POWER ON AUSTRALIA PTY LTD | POA-ERG-0103 | Phasing
002452951 | CHARGER,BATTERY | Fully Duplicated, 50A Load, 16hrs Autonomy, 800hrs Total Cap, 2 x 45U600D Racks c/w R=3+3 (6 x APR48-3G) & B=4+4 (32 x PWTC12F_100FR) ETS 2009/0475/T | EATONELE | EATON ELECTRIC SYSTEMS PTY LTD | 61227872 & 120890 & 115424 | Phasing
002454775 | INSULATOR,LINE POST | 33kV, 200kV BIL, Porcelain, Top Plate 76mm PCD 4 x Holes, 12mm Threads c/w M20 x 195mm Stud (scm) | MACLEAN | MACLEAN POWER SYSTEMS | DPSP-03 | Active
002455962 | RELAY,PROTECTION | Feeder Management Directional/ Non-directional Overcurrent Earth Fault & SEF Relay, 12/11 I/O, 24 - 32V DC Power Supply, 1/5A CT, 110V VT with | SCHNEIDR | SCHNEIDER PTY LTD (MANUFACTURER) | P142917B2M0439J | Active
000104154 | CLAMP,ELEC PWR CABLE,SUPPORT | Trefoil, Cast Al, suit 22kV 150mm2 Cable 38mm Dia c/w Clamping Bolts, use with M10 Fixing Bolt (MOQ5) (scm) | INTERENG | INTERTECH ENGINEERING PTY LTD | CABUS 5437NI | Active
002435287 | CLAMP,ELEC PWR CABLE,SUPPORT | Trefoil, Cast Al, 75-78mm OD Cable c/w 3mm Neoprene Insert, M12 304 S/Steel Clamp Bolts, suit 72-75mm Dia Cable, use M16 Centre Fixing Bolt, Supply Clamp | INTERENG | INTERTECH ENGINEERING PTY LTD | CABUS 5478NI 3MM | Active
002435295 | CLAMP,ELEC PWR CABLE,SUPPORT | Trefoil, Cast Al, 75-78mm OD Cable c/w 4mm Neoprene Insert, M12 304 S/Steel Clamp Bolts, suit 71-74mm Dia Cable, use M16 Centre Fixing Bolt, Supply Clamp | INTERENG | INTERTECH ENGINEERING PTY LTD | CABUS 5478NI 4MM | Active
002435303 | CLAMP,ELEC PWR CABLE,SUPPORT | Trefoil, Cast Al, 93-95mm OD Cable c/w 3mm Neoprene Insert, M12 304 S/Steel Clamp Bolts, suit 90-93mm Dia Cable, use M16 Centre Fixing Bolt, Supply Clamp | INTERENG | INTERTECH ENGINEERING PTY LTD | CABUS 5495NI 3MM | Active
002438521 | CLAMP,ELEC PWR CABLE,SUPPORT | Single, Channel Mount, Cast Al, suit Cable OD 56-64mm c/w 3mm Neoprene Insert Simple Two-Bolt Fix & Locate Cable Clamp suit IIN2426096 & 2426088 | INTERENG | INTERTECH ENGINEERING PTY LTD | CABUS 5864NI | Active
002438539 | CLAMP,ELEC PWR CABLE,SUPPORT | Single, Channel Mount, Cast Al, suit Cable OD 68-77mm c/w 3mm Neoprene Insert Simple Two-Bolt Fix & Locate Cable Clamp suit IIN2433860, 105029, 105030, 2424968 | INTERENG | INTERTECH ENGINEERING PTY LTD | CABUS 5877NI | Active
002438547 | CLAMP,ELEC PWR CABLE,SUPPORT | Single, Surface Mount, Cast Al, suit Cable OD 55-60mm c/w 3mm Neoprene Insert Simple Two-Bolt Fix & Locate Cable Clamp suit IIN2426070 | INTERENG | INTERTECH ENGINEERING PTY LTD | CABUS 5960NI | Active
002438554 | CLAMP,ELEC PWR CABLE,SUPPORT | Single, Surface Mount, Cast Al, suit Cable OD 70-74mm c/w 3mm Neoprene Insert Simple Two-Bolt Fix & Locate Cable Clamp suit IIN2433860, 105029, 105030, 2424968 | INTERENG | INTERTECH ENGINEERING PTY LTD | CABUS 5974NI | Active
000435028 | HOOK,SCREW | Hook J With Form Thread to Drawing No. 22-A4-500 | AUSTPG | AUST PROFESSIONAL GALVANIZING | EM0435028 | Active
002403730 | HOOK,SCREW | Coachscrew Thread with Neutral Bonding Tab, Dwg 875232-01 (P50) (scm) | GREGSF | GREG SEWELL FORGINGS PTY LTD | 2403730 | Active
002488237 | ELECTROLYTE DRINK | Sqwincher Fast Pack, Orange, Low Sodium, Gluten Free, Caffeine Free, 18ml Sachet, add water to make 180ml Serving, Box of 50 | ATOMSUPP | ATOM SUPPLY GROUP P/L | 91520017 | Active
002488237 | ELECTROLYTE DRINK | Sqwincher Fast Pack, Orange, Low Sodium, Gluten Free, Caffeine Free, 18ml Sachet, add water to make 180ml Serving, Box of 50 | SQWINCH | THE SQWINCHER CORP (MANUFACTURER) | SQ0097 | Active
002491553 | PLUG | Lift Cover Plug, for Johnson Screens Explosion Mitigation Lids | AQSGROUP | AQSEPTENCE GROUP PTY LTD | 10000248370 | Active
000024826 | MODULE | Relay Module, for NOJA RC10 Series | NOJA | NOJA POWER SWITCHGEAR PTY LTD | RELS-02 | Active
002459261 | MODULE | Fusesaver Comms Module c/w Trip & Close Buttons for Ganged Operation, Monitoring & Downloading Fusesaver Events Remotely via Close Range ANT Stick Dongle (scm) | SIEMENS | SIEMENS LTD | 3AX1350-1A | Phasing
002468379 | MODULE | RFL GARD8000 Teleprotection, Midplane Assembly Module, 3RU | PLC | POWERLINE COMMUNICATIONS (AUST) | RF-SP500445 | Active
002468429 | MODULE | RFL GARD8000 Teleprotection, System I/O TSD Module, 3RU Fibre Ethernet 100Base-FX, ST Connectors, IRIG-B BNC, RS232 DB9, DNP RS485 | PLC | POWERLINE COMMUNICATIONS (AUST) | RF-SP500435-1 | Active
002471118 | MODULE | CAPE FlexVue ENG, for ADVC3 Controller, suit Schneider E27/38, N12/15 & N36/38, RL27 Reclosers, LBS & Sectionalisers | SCHNEIDR | SCHNEIDER PTY LTD (MANUFACTURER) | 998002003 | Active
002471159 | MODULE | Active Burden Module, 110/125VDC, Screw Terminals, ENA TS 48-4 Compliance | RMSPROD | RMS PRODUCTS (RELAY MONITORING SYSTEMS) | ABM-D-2- | Active
002471480 | MODULE | Comms Accessory, Serial RS232, DB9 Connector, for CL7 Controller, no Base Board | COOPER | COOPER ELECTRICAL AUSTRALIA PTY LTD | 57E0003X22G10 | Active
002474559 | MODULE | 108V, Low Battery Warning Module V2 | GAYRAD | JJ ELECTRICAL MANUFACTURING T/A GAYRAD | LBW-110 SN50069 | Active
002490647 | PLATE,MOUNTING | 19" Rack Mounting Plate 3U, Hinged Label u/w Phoenix PT6-T Test Terminals | B&R | B&R ENCLOSURES PTY LTD | XB-617970/2 | Active
002490837 | HAIRNET | Disposable,Polypropylene, White, Crimped Beret Style Box of 1000 | ATOMSUPP | ATOM SUPPLY GROUP P/L | 79913330 | Active
002489649 | CONTROLLER | 48V or 24 Cordex HP, Complete Control + ADIO Assembly to suit Alpha Cordex Charger | ICS | ICS INDUSTRIES PTY LTD (ENERSYS) | 0180046-001 | Active
002491165 | BATTERY,STORAGE | Milwaukee, REDLITHIUM, 4V, 3.0Ah | C&LTOOL | C&L TOOL CENTRE | MILWAL4B3 | Active
002491165 | BATTERY,STORAGE | Milwaukee, REDLITHIUM, 4V, 3.0Ah | MILWAUKE | MILWAUKEE POWER TOOLS | L4B3 | Active
002491173 | LIGHT,HOT LINE STICK | Milwaukee, REDLITHIUM, Utility Hot Stick Light, 4V, 3.0Ah Kit, USB Rechargeable, Twin Light, 350 Lumens | C&LTOOL | C&L TOOL CENTRE | MILWTL4HSL301 | Active
002491173 | LIGHT,HOT LINE STICK | Milwaukee, REDLITHIUM, Utility Hot Stick Light, 4V, 3.0Ah Kit, USB Rechargeable, Twin Light, 350 Lumens | MILWAUKE | MILWAUKEE POWER TOOLS | L4HSL301 | Active
002491181 | BATTERY,STORAGE | Milwaukee, REDLITHIUM, M12, 12V, 5.0Ah, High Output | C&LTOOL | C&L TOOL CENTRE | MILWAM12HB5 | Active
002491181 | BATTERY,STORAGE | Milwaukee, REDLITHIUM, M12, 12V, 5.0Ah, High Output | MILWAUKE | MILWAUKEE POWER TOOLS | M12HB5 | Active
002429652 | LIGHT,HOT LINE STICK | Litlink, Universal Switching Head with Built in LED Light | TEN | THE ENERGY NETWORK (AUST) PTY LTD | LITLINK | Phasing
002488104 | BAG | Transformer Transport Bunding Bag, 3.5 x 3.5m, Plastic, c/w Grommets | STRATEX | STRATEX PTY LTD | 3.5 X 3.5 BAG WITH GROMMETS | Phasing
000014845 | BOX,TOTE | Lamson Bin, Size 10, 645mm Lg, 413mm W, 276mm H, Polypropylene, Stackable, Open End w/o Lid | SIGNET | SIGNET PTY LTD | MAH009 | Active
000014845 | BOX,TOTE | Lamson Bin, Size 10, 645mm Lg, 413mm W, 276mm H, Polypropylene, Stackable, Open End w/o Lid | PROMARK | PROMARK PTY LTD (MANUFACTURER) | MAH009 | Active
000014845 | BOX,TOTE | Lamson Bin, Size 10, 645mm Lg, 413mm W, 276mm H, Polypropylene, Stackable, Open End w/o Lid | ATOMSUPP | ATOM SUPPLY GROUP P/L | 91368003 | Active
002490696 | LABEL | Terminal Marker, 10 Section Horizontal, Numbers 1-10, suits Phoenix PT6-T (10mm Terminal) (P10) | PHOENIX | PHOENIX CONTACT PTY LTD | 4017918785444 | Active
002490712 | LABEL | Terminal Marker, 10 Section Horizontal, Numbers 21-30, suits Phoenix PT6-T (10mm Terminal) (P10) | PHOENIX | PHOENIX CONTACT PTY LTD | 4017918785178 | Active
002491785 | BRUSH,WIRE,SCRATCH | Madi Conductor Brush, DogBone, for Cu & Al, Lightweight, Snap Ring, with Loctite 222 Threadlocker on Threads | TEN | THE ENERGY NETWORK (AUST) PTY LTD | DBWB-1 | Active
002493401 | BRACKET,MOUNTING | Pole Termination Cable Cleat Saddle, Galv Steel, suit Ellis Al 2 Hole Cable Clamps, for 33kV 185mm2, Dwg 12588-A3 | GMG | GLOBAL MANUFACTURING GROUP | ENERGEX-12588-A3-CABLE-185 | Active
000104701 | RECLOSER,AUTO | Hydraulic, 11/12.7/19.1kV, SWER, 15A Coil, 30A Trip 1A3B Sequence, ETS 06-07-01 (scm) | COOPER | COOPER ELECTRICAL AUSTRALIA PTY LTD | KE15B13 | Active
000104640 | TERMINATION KIT,ELECTRICAL CABLE | Outdoor, Inverted, 11kV, 35mm2, Al, Triplex (1C wound 3 in hand) XLPE Cable, Insect Protected c/w Cable Term Kit, Solvent Wipes, Cable Core & Screen Lugs, | TYCOELEC | TYCO ELECTRONICS | FSB70XM21R3S | Active
000104640 | TERMINATION KIT,ELECTRICAL CABLE | Outdoor, Inverted, 11kV, 35mm2, Al, Triplex (1C wound 3 in hand) XLPE Cable, Insect Protected c/w Cable Term Kit, Solvent Wipes, Cable Core & Screen Lugs, | GILBERT | GILBERT LODGE AUSTRALIA PTY LTD | ERGEPS0050 | Active
000104676 | OUTREACH ARM | Major Road, 3.0m Single, Galv, for use with 3 & 4 Way Head Frame, Dwg 860256-02 (scm) | GMPOLES | GM POLES PTY LTD | SPID-OR-3 | Active
000104676 | OUTREACH ARM | Major Road, 3.0m Single, Galv, for use with 3 & 4 Way Head Frame, Dwg 860256-02 (scm) | INGAL | INGAL EPS | GEX0104676 | Active
000104676 | OUTREACH ARM | Major Road, 3.0m Single, Galv, for use with 3 & 4 Way Head Frame, Dwg 860256-02 (scm) | IUPOLE | INTERNATIONAL UTILITY POLES PTY LTD | EG-104676 | Active
000104593 | CABLE,POWER,ELECTRICAL | Aerial, 0.6/1kV, 4 x 25mm2 Al ABC, HDPE Insulated (LVABC), 150m Wood Drum, JTS 03-03-02 | MIDLAND | MIDLAND METALS OVERSEAS PTE LTD | MMO-LVABC 4X25 AL HDPE | Active
000104576 | GRIP,CABLE,WOVEN | Sock, Cable Pulling, to suit 3 x 185mm2 Triplex U/G Cable, 55-75 Dia, Max Tension 89.9kN, 2 Ply, Galv Strands, Alloy Ferrule, Soft Eye (scm) | AMPLITUD | AMPLITUDE PTY LTD (396777) | CT21 | Active
000104576 | GRIP,CABLE,WOVEN | Sock, Cable Pulling, to suit 3 x 185mm2 Triplex U/G Cable, 55-75 Dia, Max Tension 89.9kN, 2 Ply, Galv Strands, Alloy Ferrule, Soft Eye (scm) | TYCOELEC | TYCO ELECTRONICS | MGC1055 | Active
000154670 | JOINT,ELECTRICAL CABLE,UNDERGROUND | Al XLPE Screened Cable c/w Solvent Wipes, 6.35/11kV 35 / | GILBERT | GILBERT LODGE AUSTRALIA PTY LTD | RAYEPKJ17A3XU3XU | Active
000456065 | PIN,INSULATOR | M20, A/130/7 x 200mm, ETS 01-01-01 Dwg 01-06-02 (scm) | GREGSF | GREG SEWELL FORGINGS PTY LTD | 456065 | Active
002402997 | CROSSARM,WOOD | Bare, 4200 x 100 x 150mm, Intermediate, 100mm Top Surface Painted (P12) | DALEMYRS | DALE & MEYERS OPERATIONS PTY LTD | XARM2402997 | Active
002489573 | TRANSFORMER,CURRENT | Crompton XL8A, 1200/5A, 30/60VA, CL0.5/1 | CROMPTON | CROMPTON INSTRUMENTS (AUST) P/L | XL8A-1200/5A | Active
002489615 | CONTROLLER | 125/110V Cordex HP, suits Alpha Cordex Charger Touch Screen Controller, suits all Voltages, suits Alpha Cordex Charger | ICS | ICS INDUSTRIES PTY LTD (ENERSYS) | 0180036-002 | Active
002489656 | CONTROLLER | 48V or 24V LV-ADIO, suit Alpha Cordex Charger | ICS | ICS INDUSTRIES PTY LTD (ENERSYS) | 0180039-002 | Active
002489680 | CABLE | Temperature Sensor Cable, 30m, All Voltages, suit Alpha Cordex Charger | ICS | ICS INDUSTRIES PTY LTD (ENERSYS) | 747-028-20-081 | Active
002489698 | CONVERTER,DC TO DC | 110/32V, Helios  DC/DC Convertor | ICS | ICS INDUSTRIES PTY LTD (ENERSYS) | BAP419-110-32EH-T6203 | Active
002489714 | TRANSDUCER,ELECTRICAL | Current Transducer, HAT200, LEM, All Voltages, suit Alpha Cordex Charger | ICS | ICS INDUSTRIES PTY LTD (ENERSYS) | HAT200A | Active
002482628 | INSULATION SLEEVING,ELECTRICAL | Heat shrink, Thick Walled, Clear 40mm - 12mm, 1200mm length Glue lined | ACCULEC | ACCULEC PTY LTD (303899) | SDWT40_12DT | Active
002408219 | HOSE,NONMETALLIC | HP, 6.0m Thermoplastic 3/8" Single Line Non-conductive, 10 000psi, (690 Bar) c/w 3/8 NPT Male Ends & Parker 3050-3-231, 3/8-18 Female Thread, Quick Couplers, | LEGEND | LEGEND POWER SYSTEMS | 2022N-04V15-10K | Active
002408227 | CUTTER,HYDRAULIC | suit 120mm Dia Cable, Armoured Cable Suitable | LEGEND | LEGEND POWER SYSTEMS | MSS-S100-RH | Active
002428555 | COVER,UTILITY POLE | Live Line, Class 4, High Dielectric Linear PE, 1200mm Lg, 300mm Dia | TEN | THE ENERGY NETWORK (AUST) PTY LTD | C406-0030 | Active
002428555 | COVER,UTILITY POLE | Live Line, Class 4, High Dielectric Linear PE, 1200mm Lg, 300mm Dia | CHANCE | CHANCE (MANUFACTURER) | C406-0030 | Active
002487932 | MONITOR SYSTEM | AKCP SensorProbe2+ PoE c/w THS01 Dual Temp & Humidity Sensor, Software Key to enable 5 Dry Contact & RADIUS | DUONS | DUONS PTY LTD (AKCP PRODUCTS) | SP2+POE, RAD, DCS & THS01 | Active
002489300 | ROPE,FIBROUS | 100m, Tower Rescue Rope, Blue, Sewn Eye on One End | HGHTDYNM | HEIGHT DYNAMICS | 100M TOWER RESCUE ROPE BLUE | Active
002476968 | MODULE | MD100m CPU Processor Module, 2 x SFP Ethernet, 4 x DI Channels, 2 x RS232/ RS485 | CGI | CGI TECHNOLOGIES & SOLUTIONS P/L | MD100M-CPU | Active
002476984 | MODULE | MD100m Digital Input Module, 16 Channels, 2 Sets of 8 x DI, each Set Isolated | CGI | CGI TECHNOLOGIES & SOLUTIONS P/L | MD100M-DI | Active
002477008 | MODULE | MD100m Mixed Digital I/O Module, 16 Channels, 8 x DI & 8 x DO, Individually Isolated | CGI | CGI TECHNOLOGIES & SOLUTIONS P/L | MD100M-DIO | Active
002477016 | MODULE | MD100m RTU Analogue Input Module, 8 Channels, 2 Sets of 4 x AI, each Set Isolated | CGI | CGI TECHNOLOGIES & SOLUTIONS P/L | MD100M-AI | Active
002477024 | MODULE | MD100m Mixed Analogue I/O Module, 8 Channels, 5 x AI & 3 x AO, Individually Isolated | CGI | CGI TECHNOLOGIES & SOLUTIONS P/L | MD100M-AIO | Active
002477040 | MODULE | MD100m, SFP, 1310mm, 2km, 100Base-FX | CGI | CGI TECHNOLOGIES & SOLUTIONS P/L | MD100M-SFP-FX | Active
002477057 | MODULE | MD100m, SFP, 850mm, 2km, 1000Base-SX | CGI | CGI TECHNOLOGIES & SOLUTIONS P/L | MD100M-SFP-SX | Active
002477065 | MODULE | MD100m Serial Modem Module, 4G, Cat-M1/NB-IoT, LIM-505 | CGI | CGI TECHNOLOGIES & SOLUTIONS P/L | MD100M-4G CAT-M1 | Active
002402312 | SUPPORT,ELEC EQUIP | Type 2 Pole Substation, Galv Steel Structure, Dwg 10/44 | POLLARDS | POLLARDS GALVANIZING PTY LTD | EM2402312 | Active
002440451 | SUPPORT,ELEC EQUIP | Al, Single Roller Expansion, 80mm Dia Busbar | PLP | PREFORMED LINE PRODUCTS (AUST) | BBSA-080-R | Active
002440469 | SUPPORT,ELEC EQUIP | Al, Single Fixed, for 80mm Dia Busbar | PLP | PREFORMED LINE PRODUCTS (AUST) | BBSA-080-F | Active
002440477 | SUPPORT,ELEC EQUIP | Al, Single Fixed, for 50mm Dia Busbar | PLP | PREFORMED LINE PRODUCTS (AUST) | BBSA-050-F | Active
002468064 | SUPPORT,ELEC EQUIP | Earthwire Support, Galv Steel, Welded Assy, Dwg N026-1486-02 Item 7 | ISM | ISM MANUFACTURING PTY LTD | ERGENE-N026-1486-02-07 | Active
002474310 | SUPPORT,ELEC EQUIP | Busbar Support Assembly, Double, Fixed-Fixed, 100mm Busbar, 270x180x12mm, PCD 127, 18mm Holes | PLP | PREFORMED LINE PRODUCTS (AUST) | BBSA-100-FF | Active
002490639 | CONNECTOR,COMPRESSION | Profile 6, Cu, Conductor 24-40mm2, Earth Rod 13mm Dia, Die Set DU1315 | PLP | PREFORMED LINE PRODUCTS (AUST) | CEC15035 | Active
002490779 | SWITCHGEAR | RMU, 24kV, 630A, SafePlus VVFV, Non-extensible, Motorized, IAC: AFLR 20kA/1s, in IP54 Outdoor Enclosure S/Steel Gde 316 c/w CTs & VTs | ABBAUST | ABB AUSTRALIA PTY LTD | ERG-VVFV-BESS-24 | Active
002473379 | DISCONNECTOR,HIGH VOLTAGE | 245kV, 1250A, 25kA/3Sec, Motorised Operation | PLP | PREFORMED LINE PRODUCTS (AUST) | A-X0953 | Active
002473833 | ADAPTOR | Depth Limiter, 90mm OD, 44mm ID, 24mm W, Acetal Nylon, for Milwaukee 18V Multi-Tool & Multi-Tool Blade Only | HYLEC | HYLEC ENERGY SOLUTIONS | DEPTHLIMITER9030 | Phasing
002487221 | BLADE | Multi-Tool Blade, Conduit Depth 5mm, Yellow | AMPLITUD | AMPLITUDE PTY LTD (396777) | BIM-TIN-5 | Active
002487247 | LIGHT UNIT,PORTABLE | Milwaukee, 4V Pocket Flood Light Kit c/w 3.0Ah Red Lithium USB Rechargeable Battery & Charging Lead | MILWAUKE | MILWAUKEE POWER TOOLS | L4FL301 | Active
002487247 | LIGHT UNIT,PORTABLE | Milwaukee, 4V Pocket Flood Light Kit c/w 3.0Ah Red Lithium USB Rechargeable Battery & Charging Lead | C&LTOOL | C&L TOOL CENTRE | MILWAL4FL301 | Active
002487254 | MESH,FIRE | Intumescent Fireproof Wrap, 0.9 x 15m Roll, for Wood Poles, for Bushfire Mitigation | TEN | THE ENERGY NETWORK (AUST) PTY LTD | FIREMESH | Active
002490845 | SPECTACLES,INDUSTRIAL | SafeStyle Fusions, Black Frame, Tinted, Medium Impact, Polycarbonate Frame & Lens, UV400 99.95% UV Protection, AS/NZS 1337.1:2010 | ATOMSUPP | ATOM SUPPLY GROUP P/L | 40030263 | Active
000021270 | FUSE ELEMENT,ELECTRICAL | 500mA, Kyoritsu Insulation Tester Fuse, Fast Acting, 50KA, 600V, 6.3 x 32mm | FUSECO | FUSECO POWER SOLUTIONS PTY LTD | 70 094 63.0.500 | Active
000019381 | FUSE ELEMENT,ELECTRICAL | 400mA, HBC Fluke Multimeter Fuse, Ceramic | FUSECO | FUSECO POWER SOLUTIONS PTY LTD | FLU44/100 | Active
002491009 | BAG,TOOL | Large Zipper, Black, c/w Compartments | AMPLITUD | AMPLITUDE PTY LTD (396777) | TKC3 | Active
002407106 | PEG,SURVEY | Rural Locating, 1000 x 25 x 25mm, Painted Blue, EE Dwg 903987-01, (In Bdls.of 40) | ENDFOUND | ENDEAVOUR FOUNDATION | 25251000PB | Active
002402965 | NUT,PLAIN,BARREL | Conical, Galv Steel, Type (St) Short Threaded c/w Disc & Plug, for Pole Reinstatement, Dwg PC16/307/4 & Dwg PC16/307/5 (P50) | HUNTENG | HUNT ENGINEERING & STAFF | TYPE6ST | Active
002403399 | RECLOSER,AUTO | NU-LEC N36 c/w Ctrl Cub, 33kV, 3 Ph, 630A 12.5kA Cap SF6/Vacuum w/o ext VT 7m Ctrl Cable 185mm2 XLPE Pwr Cable DNP 3.0 Protocol Combined Data Cable N03-639 | NULEC | NU-LEC INDUSTRIES PTY LTD | N38ACRSF63812170C | Active
002403238 | CABLE,POWER,ELECTRICAL | U/Ground, 6.35/11kV, 3C, 95mm2 Al, PVC Insulated/XLPE Sheath, AS 4026 (MOQ 500m) | OLEX | OLEX AUSTRALIA PTY LTD | XJHA22AA003CXAA | Active
002403240 | CABLE,POWER,ELECTRICAL | 0.6/1kV, 2C, 6mm2 Cu, PVC Insulated/ PVC Sheath, Black (7/1.04) (500m Drum) (MOQ 1000m) | OLEX | OLEX AUSTRALIA PTY LTD | DAHP11SB002CXHF | Active
000105064 | HOIST,MANUAL LEVER | Operated Serial, Web Strap, 2 Ton Nominal Capacity, Ratchet & Pawl Type, ETS RES09 Schedule 1, Item S2 | LITTLE-M | THE LITTLE MULE CO (MANUFACTURER) | 344B | Phasing
002433563 | DRIVE UNIT,HYDRAULIC | Rotator, suit 1.5T Cable Drum Stand, 200kg Line Pull, Diesel Engine, ETS RSE11 | REDMOND | REDMOND GARY AUSTRALIA PTY LTD | 0701-071-0005 | Active
002433571 | DRIVE UNIT,HYDRAULIC | Rotator, suit 1.5T Cable Drum Stand, 200kg Line Pull, Petrol Engine, ETS RSE11 | REDMOND | REDMOND GARY AUSTRALIA PTY LTD | 0701-071-0003 | Active
002434389 | RELAY,PROTECTION | Feeder Management Directional/ Non-directional Overcurrent Earth Fault, SEF Relay, 12/11 I/O, 48 - 110VDC Power Supply, 1/5A CT, 415V VT with MODBUS | SCHNEIDR | SCHNEIDER PTY LTD (MANUFACTURER) | P142227B2M0439J | Active
002439347 | ELECTRONIC,PHASING DEVICE | Wireless, 11 - 33kV c/w Insulated Probe Extensions for Metal-clad Switchgear & Magnefix Spouts, ETS RSE04 | HYLEC | HYLEC ENERGY SOLUTIONS | HESIDKCTAG50101133 | Active
002439347 | ELECTRONIC,PHASING DEVICE | Wireless, 11 - 33kV c/w Insulated Probe Extensions for Metal-clad Switchgear & Magnefix Spouts, ETS RSE04 | HYLEC | HYLEC ENERGY SOLUTIONS | HESIDKCTAG50101133ERGON | Active
002451870 | ANTENNA | HPX, High Performance Parabolic Shielded Dual-polarized, Microwave Antenna, Grey, 1.8m/6ft, 5.925-6.425GHz, PDR70, Std White Radome c/w Flash, Std Pack, | COMMSINC | COMMSCOPE INC | HPX6-59-D1A - ANDREW | Active
002452936 | CHARGER,BATTERY | Fully Duplicated, 100A Load, 16hrs Autonomy, 1600hrs Total Cap, 2 x 45U600D Racks c/w R=4+4 (8 x APR48-3G) & B=5+5 (40 x PWTC12F_150FR) ETS 2009/0475/T | POWERON | POWER ON AUSTRALIA PTY LTD | POA-ERG-0101 | Phasing
002452936 | CHARGER,BATTERY | Fully Duplicated, 100A Load, 16hrs Autonomy, 1600hrs Total Cap, 2 x 45U600D Racks c/w R=4+4 (8 x APR48-3G) & B=5+5 (40 x PWTC12F_150FR) ETS 2009/0475/T | EATONELE | EATON ELECTRIC SYSTEMS PTY LTD | 61228414 & 120890 & 115425 | Phasing
002491074 | PUMP | ZB120V, Ebsray Rotary Internal Gear Pump ZB120V-0002-P4 Pumpset, 650-1950 0.75kW, 4P, 240/1/50TEFC, CMG/MTC | EBSRAY | EBSRAY PUMPS AUSTRALIA | EBSPS-ZB120V-1003 | Active
002407271 | PLATE,METAL | Strain Link, 160KN, Maintenance, ETS 11-09-01, EE Dwg ES000784-01 | TEN | THE ENERGY NETWORK (AUST) PTY LTD | MTL-160 | Active
002407271 | PLATE,METAL | Strain Link, 160KN, Maintenance, ETS 11-09-01, EE Dwg ES000784-01 | PLP | PREFORMED LINE PRODUCTS (AUST) | TY140 | Active
002407272 | CLEVIS | Ball, 160kN, ETS 11-09-01 | TEN | THE ENERGY NETWORK (AUST) PTY LTD | BC-160 | Active
002407272 | CLEVIS | Ball, 160kN, ETS 11-09-01 | PLP | PREFORMED LINE PRODUCTS (AUST) | BC-160-3 | Active
002407274 | LINK,TENSION | Sag Adjustable Link, 160kN, ETS 11-09-01 | PLP | PREFORMED LINE PRODUCTS (AUST) | CTSL-160-1 | Active
002407274 | LINK,TENSION | Sag Adjustable Link, 160kN, ETS 11-09-01 | TEN | THE ENERGY NETWORK (AUST) PTY LTD | SL-160-566 | Active
002407277 | WEIGHT,COUNTER | 100kg, ETS 11-09-01 | TEN | THE ENERGY NETWORK (AUST) PTY LTD | CW100-30321 | Active
002407277 | WEIGHT,COUNTER | 100kg, ETS 11-09-01 | PLP | PREFORMED LINE PRODUCTS (AUST) | 100KG | Active
002462430 | CONTROL,INTERFACE | Comms Module Base Board, Only for CL7 Controller | EATONELE | EATON ELECTRIC SYSTEMS PTY LTD | 57E0001X05G10 | Active
002491967 | MODULE | Analogue Load Share Module | HEINZMNN | HEINZMANN AUSTRALIA PTY LTD | LMG-10-HZA | Active
002491967 | MODULE | Analogue Load Share Module | HEINZMNN | HEINZMANN AUSTRALIA PTY LTD | 620-510 | Active
002492080 | IMPELLER | Flexible Impeller Kit, for Milwaukee M18 Transfer Pump | MILWAUKE | MILWAUKEE POWER TOOLS | A016052001001 | Active
000020080 | HAT,SUN | Sun Protection, Wide Brim, 62cm, Size XL Soft Fabric, Cool Grey 5, Unbranded | BUNZL | BUNZL LIMITED | CH66-XL | Active
000020080 | HAT,SUN | Sun Protection, Wide Brim, 62cm, Size XL Soft Fabric, Cool Grey 5, Unbranded | ATOMSUPP | ATOM SUPPLY GROUP P/L | 31120010 | Active
000020077 | HAT,SUN | Sun Protection, Wide Brim, 56cm, Size S, Soft Fabric, Cool Grey 5, Unbranded | BUNZL | BUNZL LIMITED | CH66-S | Active
000020077 | HAT,SUN | Sun Protection, Wide Brim, 56cm, Size S, Soft Fabric, Cool Grey 5, Unbranded | ATOMSUPP | ATOM SUPPLY GROUP P/L | 31120007 | Active
002487536 | TERMINAL,LUG | Compression Jumper, Al, 4 x 14mm Hole, Hex Die A/F 47.5mm, 30 Deg, Right Edge Bent, Centre, 50mm Centres, suit Sulphur Conductor, AS2396 | PLP | PREFORMED LINE PRODUCTS (AUST) | CTAW-338-FD516-0030R | Active
002488260 | ELECTROLYTE DRINK | Sqwincher Fast Pack, Assorted Flavours, Low Sodium, Gluten Free, Caffeine Free, 18ml Sachet, add water to make 180ml Serving, Pack of 10 | ATOMSUPP | ATOM SUPPLY GROUP P/L | 505432 | Active
002488260 | ELECTROLYTE DRINK | Sqwincher Fast Pack, Assorted Flavours, Low Sodium, Gluten Free, Caffeine Free, 18ml Sachet, add water to make 180ml Serving, Pack of 10 | SQWINCH | THE SQWINCHER CORP (MANUFACTURER) | SQWPX003 | Active
002488781 | CIRCUIT BREAKER | 72.5kV, 3150A, 40kA/3sec, Outdoor SF6 Dead Tank, 1 Pole Operated CB Unit c/w 4 Bushing Protn CTs & 2 Bushing Mtrg CTs 125VDC Aux & 230VAC Motor Supply, L4 | GE | GENERAL ELECTRIC COMPANY | DT1-72.5 F3 | Active
002488815 | CIRCUIT BREAKER | 145kV, 3150A, 40kA/1sec, Outdoor SF6 Live Tank, 3 Pole Operated CB Unit c/w 32VDC Aux & 230VAC Motor Supply, L4 Pollution, 10546 item 81, GE GL312 F1 | GE | GENERAL ELECTRIC COMPANY | GL312 F1 | Active
002488849 | CIRCUIT BREAKER | 145kV, 3150A, 40kA/1sec, Outdoor SF6 Live Tank, 3 Pole Operated CB Unit c/w 125VDC Aux & 230VAC Motor Supply, L4 Pollution, 10546 item 84, GE GL312 F1 | GE | GENERAL ELECTRIC COMPANY | GL312 F1 | Active
002488906 | CIRCUIT BREAKER | 145kV, 3150A, 40kA/1sec, Outdoor SF6 Live Tank, 1 Pole Operated CB Unit c/w 125VDC Aux & 230VAC Motor Supply | GE | GENERAL ELECTRIC COMPANY | GL312 F3 | Active
002488922 | CIRCUIT BREAKER | 145kV, 3150A, 40kA/1sec, Outdoor SF6 Live Tank, 1 Pole Operated CB Unit c/w 125VDC Aux & 125VDC Motor Supply | GE | GENERAL ELECTRIC COMPANY | GL312 F3 | Active
002489011 | CIRCUIT BREAKER | 145kV, 3150A, 40kA/1sec, Outdoor SF6 Dead Tank, 1 Pole Operated CB Unit c/w 4 Bushing Protn CTs & 2 Bushing Mtrg CTs 110VDC Aux & 230VAC Motor Supply | GE | GENERAL ELECTRIC COMPANY | DT1-145 F3 | Active
002477362 | MODULE | MD303 RTU CPU, 4 x SFP Ethernet, 8 x RS232/RS485 Copper Serial Ports | CGI | CGI TECHNOLOGIES & SOLUTIONS P/L | MD303CPU-CR | Active
002477370 | MODULE | MD303 RTU CPU, 4 x SFP Ethernet, 8 x RS232/RS485 Fibre Optic Serial Ports | CGI | CGI TECHNOLOGIES & SOLUTIONS P/L | MD303CPU-FR | Active
002477412 | MODULE | MD303, SFP, 850mm, 2km, 1000Base-SX | CGI | CGI TECHNOLOGIES & SOLUTIONS P/L | SFP-SX | Active
002477420 | MODULE | MD303, SFP Transceiver, Cu 10/100/100Base-T | CGI | CGI TECHNOLOGIES & SOLUTIONS P/L | SFP-CE | Active
000030105 | RACK,CABLE | Straight Tray, 4m Lg, 300mm W, 65mm H, NEMA 12B Steel, Galv Steel | EZYSTRUT | EZYSTRUT CABLE & PIPE SUPPORTS | N1L3004H | Active
000030107 | RACK,CABLE | Straight Tray, 4m Lg, 600mm W, 65mm H, NEMA 12B Steel, Galv Steel | EZYSTRUT | EZYSTRUT CABLE & PIPE SUPPORTS | N1L6004H | Active
000030108 | RACK,CABLE | Straight Tray, 6m Lg, 150mm W, 65mm H, NEMA 12B Steel, Galv Steel | EZYSTRUT | EZYSTRUT CABLE & PIPE SUPPORTS | N1L1506H | Active
000030110 | RACK,CABLE | Straight Tray, 6m Lg, 450mm W, 65mm H, NEMA 12B Steel, Galv Steel | EZYSTRUT | EZYSTRUT CABLE & PIPE SUPPORTS | N1L4506H | Active
000030111 | RACK,CABLE | Straight Tray, 6m Lg, 600mm W, 65mm H, NEMA 12B Steel, Galv Steel | EZYSTRUT | EZYSTRUT CABLE & PIPE SUPPORTS | N1L6006H | Active
000030113 | CROSS,CABLE RACK | Tray, 300mm W, 60mm H, 300mm Rad, NEMA 12B Steel, Galv Steel | EZYSTRUT | EZYSTRUT CABLE & PIPE SUPPORTS | N1C3003H | Active
000030119 | BEND,CABLE RACK | Flat 90 Deg, 600mm W, 60mm H, 300mm Rad, NEMA 12B Steel, Galv Steel | EZYSTRUT | EZYSTRUT CABLE & PIPE SUPPORTS | N1B6003H | Active
000030125 | RISER,CABLE RACK,EXTERNAL CURVE | 90 Deg, 300mm W, 60mm H, 300mm Rad, NEMA 12B Steel, Galv Steel | EZYSTRUT | EZYSTRUT CABLE & PIPE SUPPORTS | N1ER3003H | Active
000030128 | RISER,CABLE RACK,INTERNAL CURVE | 90 Deg, 150mm W, 60mm H, 300mm Rad, NEMA 12B Steel, Galv Steel | EZYSTRUT | EZYSTRUT CABLE & PIPE SUPPORTS | N1IR1503H | Active
000030130 | RISER,CABLE RACK,INTERNAL CURVE | 90 Deg, 450mm W, 60mm H, 300mm Rad, NEMA 12B Steel, Galv Steel | EZYSTRUT | EZYSTRUT CABLE & PIPE SUPPORTS | N1IR4503H | Active
000030134 | REDUCER,CABLE RACK | Offset, Left Hand, 600 to 150mm W, 60mm H, NEMA 12B Steel, Galv Steel | EZYSTRUT | EZYSTRUT CABLE & PIPE SUPPORTS | N1LHR600150H | Active
000030161 | RACK,CABLE | ST3 Supatray, 3m Lg, 600mm W, 50mm H, Galvabond, ST3-600-GB | EZYSTRUT | EZYSTRUT CABLE & PIPE SUPPORTS | ET3600G | Active
000030163 | RACK,CABLE | ST3 Supatray, 3m Lg, 300mm W, 50mm H, Galv Steel, ST3-300-HG | EZYSTRUT | EZYSTRUT CABLE & PIPE SUPPORTS | ET3300H | Active
000030181 | BRACE,CORNER | ST5 T-X Bracket, 75mm H, Galv Steel, to Intersect/Change Cable Tray Direction by Creating a Tee or Cross Section | EZYSTRUT | EZYSTRUT CABLE & PIPE SUPPORTS | ET5TXH | Active
002473171 | DISCONNECTOR,HIGH VOLTAGE | 36kV, 1600A, 31.5kA/3Sec, Manual Operation, EESS-10724-01 | PLP | PREFORMED LINE PRODUCTS (AUST) | A-A9442 | Active
002490399 | CIRCUIT BREAKER SUBASSEMBLY | Full DC Buffer & Converter Kit, Plugable HV & LV Separate Earthing | WEBER | WEBER SOUTH PACIFIC PTY LTD | MF135243EQ01-K3 | Active
002484913 | CIRCUIT BREAKER SUBASSEMBLY | Full DC Buffer & Converter Kit, Plugable HV & LV Common Earthing | WEBER | WEBER SOUTH PACIFIC PTY LTD | MF135243EQ01-K1 | Active
002484913 | CIRCUIT BREAKER SUBASSEMBLY | Full DC Buffer & Converter Kit, Plugable HV & LV Common Earthing | PHOENIX | PHOENIX CONTACT PTY LTD | 2907913 2904600 29101232804429 | Active
000025108 | LABEL | Sticker, "Yurika Metering - SAFETY FIRST! THE BREAKING OF SEALS IS AN OFFENCE", Self Adhesive Vinyl, 30mm, Black Text on Yellow B/Ground, 160gsm, | ARTCRAFT | ARTCRAFT PTY LTD (QLD) | 25108 | Active
002478568 | SLEEVES,ELECTRICAL WORKERS | Live Line, Class 3, Rubber, Curved, Sleeve Length Extra Small (XS), 21", Red/Yellow, Complies with ASTM D1051 | BALMORAL | BALMORAL ENGINEERING PTY LTD | RIS3RYECXS-YT | Active
002478568 | SLEEVES,ELECTRICAL WORKERS | Live Line, Class 3, Rubber, Curved, Sleeve Length Extra Small (XS), 21", Red/Yellow, Complies with ASTM D1051 | YOTSUGI | YOTSUGI CO. LTD | RIS3RYECXS-YT | Active
002404226 | BUSHING ASSEMBLY,HV | 15/25kV, 200A, DeadBreak Bushing Insert, IEC Interface A, EPDM Rubber, suit Elastimold Bushing Well K1601PC-S1 | ELASMOLD | ELASTIMOLD (MANUFACTURER) | K1501A1 | Active
000024930 | GLOVES,ELECTRICAL WORKER'S | Electriflex Linesman, Class 2, 17kVAC, Size 8, Insulating Natural Rubber, Yellow/Black, Straight Cuff | TEN | THE ENERGY NETWORK (AUST) PTY LTD | NG216YB-8 | Active
000024934 | GLOVES,ELECTRICAL WORKER'S | Electriflex Linesman, Class 2, 17kVAC, Size 10, Insulating Natural Rubber, Yellow/Black, Straight Cuff | TEN | THE ENERGY NETWORK (AUST) PTY LTD | NG216YB-10 | Active
000024935 | GLOVES,ELECTRICAL WORKER'S | Electriflex Linesman, Class 2, 17kVAC, Size 10.5, Insulating Natural Rubber, Yellow/Black, Straight Cuff | TEN | THE ENERGY NETWORK (AUST) PTY LTD | NG216YB-10H | Active
000024801 | GLOVES,PROTECTIVE | Micro Foam Nitrile Grey Black, Band Size 10 XL Helio 101 Wirra | ATOMSUPP | ATOM SUPPLY GROUP P/L | 55040876 | Active
000024801 | GLOVES,PROTECTIVE | Micro Foam Nitrile Grey Black, Band Size 10 XL Helio 101 Wirra | ATG | ATG INTELLIGENT GLOVE SOLUTIONS | 34-274-10 | Active
002491397 | STRAP,EARTH | Electroplated CU Strap, 450 x 38 x 6mm, 12mm bolt, Dwg 10015460 | ISM | ISM MANUFACTURING PTY LTD | ERGENE-10015460 | Active
000024792 | GLOVES,PROTECTIVE | MaxiDry GP, Size 7, Neoprene Non-Slip, Fully Coated Gauntlet, Shortcuff, for handling Chemicals like Solvents, Acids, Hydrocarbons, Oil, Grease, Organic | ATOMSUPP | ATOM SUPPLY GROUP P/L | 30001057 | Active
000024792 | GLOVES,PROTECTIVE | MaxiDry GP, Size 7, Neoprene Non-Slip, Fully Coated Gauntlet, Shortcuff, for handling Chemicals like Solvents, Acids, Hydrocarbons, Oil, Grease, Organic | ATG | ATG INTELLIGENT GLOVE SOLUTIONS | 56-426-7 | Active
000016141 | HAND CLEANER | Liquid Paste;250ml tube; water soluble; Non-aggressive Walnut scrubber with skin protection agent; | ATOMSUPP | ATOM SUPPLY GROUP P/L | 90120068 | Active
000016141 | HAND CLEANER | Liquid Paste;250ml tube; water soluble; Non-aggressive Walnut scrubber with skin protection agent; | BLKWOODJ | J BLACKWOOD & SONS LIMITED | 05178326/34981 | Active
000016141 | HAND CLEANER | Liquid Paste;250ml tube; water soluble; Non-aggressive Walnut scrubber with skin protection agent; | ALPHAFAS | ALPHA FIRST AID SUPPLIES | 500015 | Active
000016141 | HAND CLEANER | Liquid Paste;250ml tube; water soluble; Non-aggressive Walnut scrubber with skin protection agent; | ATOMSUPP | ATOM SUPPLY GROUP P/L | 30009743 GREVEN | Active
000025419 | ACCESSORY KIT,SPECTACLE | Bolle Rush Plus Safety Eyewear Kit c/w Strap & Gasket | ATOMSUPP | ATOM SUPPLY GROUP P/L | 180648 | Active
000025419 | ACCESSORY KIT,SPECTACLE | Bolle Rush Plus Safety Eyewear Kit c/w Strap & Gasket | BOLLE | BOLLE SAFETY | 1662320 | Active
000025419 | ACCESSORY KIT,SPECTACLE | Bolle Rush Plus Safety Eyewear Kit c/w Strap & Gasket | PROTECTA | PROTECTA-VISION AUSTRALIA | 1662320 | Active
000022521 | ELECTROLYTE POWDER | Beverage Mix, Orange, Low Joule, Low Sodium, Caffeine Free, Sugar Free, for Diabetics & Low Carb Consumers, 3g Sachet to be mixed into 600ml water(P10) | ATOMSUPP | ATOM SUPPLY GROUP P/L | 306927 | Active
000024783 | GLOVES,PROTECTIVE | MaxiCut 5 Ultra, Size 9, Micro-Foam Nitrile Coated, Cut & Punture Resistant | ATOMSUPP | ATOM SUPPLY GROUP P/L | 30000270 | Active
000024783 | GLOVES,PROTECTIVE | MaxiCut 5 Ultra, Size 9, Micro-Foam Nitrile Coated, Cut & Punture Resistant | ATG | ATG INTELLIGENT GLOVE SOLUTIONS | 44-3745 09 | Active
002452449 | GLOVES,HEAT PROTECTIVE | Vantage, Heat Retardant, Size 10, Plaited, DuPont Kevlar & Ploy/Cotton, Knitwrist, suitable for Hot Work Environments | ANSELL | ANSELL LTD | 70-761/SIZE 10 | Active
002452449 | GLOVES,HEAT PROTECTIVE | Vantage, Heat Retardant, Size 10, Plaited, DuPont Kevlar & Ploy/Cotton, Knitwrist, suitable for Hot Work Environments | ATOMSUPP | ATOM SUPPLY GROUP P/L | 131428 | Active
002452449 | GLOVES,HEAT PROTECTIVE | Vantage, Heat Retardant, Size 10, Plaited, DuPont Kevlar & Ploy/Cotton, Knitwrist, suitable for Hot Work Environments | ALLENS | ALLENS INDUSTRIAL PRODUCTS | AN70761/10 | Active
002451094 | BATTERY,NONRECHARGEABLE | AA, Heavy Duty, Lithium (scm) | MMELEC | MM ELECTRICAL MERCHANDISING | EVRL91BP2T | Active
002451094 | BATTERY,NONRECHARGEABLE | AA, Heavy Duty, Lithium (scm) | ATOMSUPP | ATOM SUPPLY GROUP P/L | 3433006 | Active
002451094 | BATTERY,NONRECHARGEABLE | AA, Heavy Duty, Lithium (scm) | ATOMSUPP | ATOM SUPPLY GROUP P/L | 95550161 | Active
002403699 | PAINT,FLUORESCENT | Enamel Fluorescent Orange Gloss, 350g Spraypak Can (P12) | ATOMSUPP | ATOM SUPPLY GROUP P/L | 90880031 | Active
002403699 | PAINT,FLUORESCENT | Enamel Fluorescent Orange Gloss, 350g Spraypak Can (P12) | BLKWOODJ | J BLACKWOOD & SONS LIMITED | 00808146 | Active
001978123 | TAPE,INSULATION,ELECTRICAL | Blue, No 35 (scm) | 3MAUST | 3M AUSTRALIA PTY LTD | MMM35BLUE | Active
001978123 | TAPE,INSULATION,ELECTRICAL | Blue, No 35 (scm) | ATOMSUPP | ATOM SUPPLY GROUP P/L | 236537 | Active
000105056 | SHADE BRIM,SAFETY HELMET | Hard Hat Brim with Shade & Neck Protection, Elastic Inner Rim for perfect fit, Elastic Straps | ATOMSUPP | ATOM SUPPLY GROUP P/L | 40029798 | Active
000105056 | SHADE BRIM,SAFETY HELMET | Hard Hat Brim with Shade & Neck Protection, Elastic Inner Rim for perfect fit, Elastic Straps | ATOMSUPP | ATOM SUPPLY GROUP P/L | 406946 | Active
000105056 | SHADE BRIM,SAFETY HELMET | Hard Hat Brim with Shade & Neck Protection, Elastic Inner Rim for perfect fit, Elastic Straps | ATOMSUPP | ATOM SUPPLY GROUP P/L | 12640 | Active
000105056 | SHADE BRIM,SAFETY HELMET | Hard Hat Brim with Shade & Neck Protection, Elastic Inner Rim for perfect fit, Elastic Straps | ATOMSUPP | ATOM SUPPLY GROUP P/L | FRSNAPBRMWG1002 | Active
002487056 | TELEMETRY SYSTEM | Ceragon, 8GHz 311MHz TR Separation, OCB Assy, Block B, Channel 04, HIGH | CERAGON | CERAGON LTD | 15OCB8-311B-04-H | Active
002487148 | TELEMETRY SYSTEM | Ceragon, 8GHz, OCB Filter Set, 1 x Tx, 2 x Rx, Channel 07, LOW | CERAGON | CERAGON LTD | 15F8-7910.775N | Active
002489706 | CONVERTER,DC TO DC | 48/32V, Helios  DC/DC Convertor | ICS | ICS INDUSTRIES PTY LTD (ENERSYS) | BAP419-48-32EH-T6203 | Active
002477438 | MODULE | MD303, SFP, 1310mm, 2km, 100Base-FX | CGI | CGI TECHNOLOGIES & SOLUTIONS P/L | SFP-FE | Active
002477461 | MODULE | MD300io-r CPU Processor Module, Copper Ethernet 4 x Serial 0 RIO | CGI | CGI TECHNOLOGIES & SOLUTIONS P/L | PM302-CE4S | Active
002477479 | MODULE | MD300io-r Communications Modual | CGI | CGI TECHNOLOGIES & SOLUTIONS P/L | CM301 | Active
002477487 | MODULE | MD300io Digital Input Module, 16 Channels, Min 36.4V Activation | CGI | CGI TECHNOLOGIES & SOLUTIONS P/L | DIM302-36.4 | Active
002477495 | MODULE | MD300io Digital Input Module, 16 Channels, Min 9.0V Activation | CGI | CGI TECHNOLOGIES & SOLUTIONS P/L | DIM302-9.0 | Active
002490704 | LABEL | Terminal Marker, 10 Section Horizontal, Numbers 11-20, suits Phoenix PT6-T (10mm Terminal) (P10) | PHOENIX | PHOENIX CONTACT PTY LTD | 4017918785468 | Active
002480168 | SWITCHBOARD,POWER | LV Indoor, 1500(500)kVA, ACB Std, Sentron 3WL, ETU45B, AFPS VAMP 221, 3200A TX ACB 65kA/1Sec, 4 x 630A SF, Mob Gen Conn & 3200A ACB, Metal Encl, | WEBER | WEBER SOUTH PACIFIC PTY LTD | MF135243-EQ07 | Active
002480259 | SWITCHBOARD,POWER | LV Indoor, TX Isolator, 1500(750)kVA, ACB Upgde, Sentron 3WL, ETU76B c/w COM35 Module, AFPS VAMP 221, 3200A TX ACB 65kA/1Sec, Mob Gen Conn, Direct Busbar | WEBER | WEBER SOUTH PACIFIC PTY LTD | MF001243-EQ06 | Active
002488567 | TOOL,APPLICATION | Podger Tool, c/w Sunrise Fitting, suits Live Live Hand Sticks | AMPLITUD | AMPLITUDE PTY LTD (396777) | LLPODTTCS | Active
002488062 | RELAY,PROTECTION | FW R313-V2, Low Z DIFF, 48-125VDC PWR, 110VDC Logic 24/24 I/O, 5A CT, 9U Case, DNP3 100Base-FX MM LC ENET | SEL | SCHWEITZER ENGINEERING LAB PTY LTD | 0487B1X4X52XC2XDH9DDDXX | Active
002488310 | COIL,ELECTRICAL | CB Tripping & Closing Coil, suit GE F35-145kV GIS | GE | GENERAL ELECTRIC COMPANY | 49.102.110-XX | Active
002488328 | VALVE | Gas Filling Valve, suit GE F35-145kV GIS | GE | GENERAL ELECTRIC COMPANY | 47.239.950-01 | Active
002488336 | ABSORBER | suit GE F35-145kV GIS | GE | GENERAL ELECTRIC COMPANY | 47.239.901-01 | Active
002488344 | GAUGE | SF6 Gas Densimeter, suit GE F35-145kV GIS | GE | GENERAL ELECTRIC COMPANY | 47.239.910-01 | Active
002488351 | DISK,RUPTURE | Overpressure Rupture Disk, suit GE F35-145kV GIS | GE | GENERAL ELECTRIC COMPANY | 47.239.110-01 | Active
002488369 | GASKET SET | suit GE F35-145kV GIS | GE | GENERAL ELECTRIC COMPANY | 47.239.550-01 | Active
002488377 | GREASE | Fomblin, Lubrication Grease, Tube, suit GE F35-145kV GIS | GE | GENERAL ELECTRIC COMPANY | 42.600.630-01 | Active
002488385 | GREASE | Bi-Sulphide Grease MOS2, suit GE F35-145kV GIS | GE | GENERAL ELECTRIC COMPANY | 42.600.629-01 | Active
002488393 | GREASE | Silicone Grease, 0.1kg Pack, suit GE F35-145kV GIS | GE | GENERAL ELECTRIC COMPANY | 42.600.631-01 | Active
002478576 | SLEEVES,ELECTRICAL WORKERS | Live Line, Class 4, Rubber, Curved, Sleeve Length Extra Small (XS), 21", Red/Yellow, Complies with ASTM D1051 | BALMORAL | BALMORAL ENGINEERING PTY LTD | RIS4RYECXS-YT | Active
002478576 | SLEEVES,ELECTRICAL WORKERS | Live Line, Class 4, Rubber, Curved, Sleeve Length Extra Small (XS), 21", Red/Yellow, Complies with ASTM D1051 | YOTSUGI | YOTSUGI CO. LTD | RIS4RYECXS-YT | Active
002468296 | TOOL,APPLICATION | Fusesaver Comms Module Attachment Tool (scm) | SIEMENS | SIEMENS LTD | 3AX1350-1G | Active
002403237 | CABLE,POWER,ELECTRICAL | U/Ground, 6.35/11kV, 3C, 35mm2 Al, PVC Insulated/XLPE Sheath, AS 4026 (MOQ 250m) | OLEX | OLEX AUSTRALIA PTY LTD | XJMA18RP003CXAA | Active
002403010 | POLE,PUBLIC LIGHTING,METAL | Major Road, 10.0m, Slip Base Mounted, Galv, EQTS 05-02-01, Dwg 05-02-03 (scm) | GMPOLES | GM POLES PTY LTD | SBM-10-S | Active
002403010 | POLE,PUBLIC LIGHTING,METAL | Major Road, 10.0m, Slip Base Mounted, Galv, EQTS 05-02-01, Dwg 05-02-03 (scm) | INGAL | INGAL EPS | I13217-86 | Active
002403010 | POLE,PUBLIC LIGHTING,METAL | Major Road, 10.0m, Slip Base Mounted, Galv, EQTS 05-02-01, Dwg 05-02-03 (scm) | IUPOLE | INTERNATIONAL UTILITY POLES PTY LTD | EX-13217 | Active
002403402 | LUBRICATING OIL,GENERAL PURPOSE | General Purpose, Chain Saw Lubricating Bar 20L Drum | BLKWOODJ | J BLACKWOOD & SONS LIMITED | 05503927 | Active
002403178 | BRAID,WIRE | Flat, Cu, 300mm Lg, 300A Rated c/w Solid Terminals, 12mm Bolt Connection, for Earthing Strap | CABAC | CABAC (MANUFACTURER) | CAB300A-300M12 | Active
002403485 | ARRESTER,ELECTRICAL SURGE | 2.5kA Min, Gapless Zn-Oxide, Non-Porcelain, for 250/433V Systems c/w Insulated Terminals & Min 16mm2 Cu Leads, AS 1307.2 | AKPOWER | AK POWER SOLUTIONS PTY LTD | LN51ZZ | Active
002488435 | DRILL,TWIST | Milwaukee Red Helix, Titanium, Hex Drill Bit, 2mm (P2) | C&LTOOL | C&L TOOL CENTRE | MILWA48894803 | Active
002488435 | DRILL,TWIST | Milwaukee Red Helix, Titanium, Hex Drill Bit, 2mm (P2) | MILWAUKE | MILWAUKEE POWER TOOLS | 48894803 | Active
002489904 | ANTENNA | 5G LTE Collinear Antenna, Black, 7.5dBi, 698-3800MHz, 1160mm Lg, 5m RG58/SMA(M) | RFIND | RF INDUSTRIES PTY LTD | CD8197-B | Active
002489912 | ANTENNA | LTE LPDA Directional Antenna, Enclosed, 11dBi, 698-4000MHz, 0.3m RG141/N(F) | RFIND | RF INDUSTRIES PTY LTD | LPDA7040-11-0.3NF | Active
002491769 | ACCESSORY KIT,ELEC EQUIP | DV-Power CAT-P Coil Control Module c/w Control Cable & Supply Cable w/Banana Plugs, Test Probes w/Grip Jaws | PTE | PACIFIC TEST EQUIPMENT PTY LTD | COCON-MOD-00 | Active
002466993 | SHEATH,LINEMAN'S KNIFE | Webbing, Custom Sheath Pouch, suit Raychem Cable Jointer Lineman's Knife | BALMORAL | BALMORAL ENGINEERING PTY LTD | 26045 | Active
002455152 | COVER,INSULATING | LV, Drape, 900 x 600mm, Grey Id Patch c/w Reinforced Corner Eyelets & Plastic Covered Magnets each Corner for Fixing, AS4202 | BALMORAL | BALMORAL ENGINEERING PTY LTD | 10027-EQ | Active
002428134 | GLOVES,LIVE LINE ELECTRICAL WORKERS | Class 3, Natural Rubber, Black Straight Cuff, Size 10 (pair) Glove Length, 16 inch (400mm) | BALMORAL | BALMORAL ENGINEERING PTY LTD | RIG316YBS10 | Active
002428134 | GLOVES,LIVE LINE ELECTRICAL WORKERS | Class 3, Natural Rubber, Black Straight Cuff, Size 10 (pair) Glove Length, 16 inch (400mm) | ANSELL | ANSELL LTD | RIG316YBS10 | Active
002428134 | GLOVES,LIVE LINE ELECTRICAL WORKERS | Class 3, Natural Rubber, Black Straight Cuff, Size 10 (pair) Glove Length, 16 inch (400mm) | SALISBRY | SALISBURY (MANUFACTURER) | E316YB/10 | Active
001837496 | GLOVE SHELLS,ELECTRICAL WORKERS | Outer Protector, Class 0 & 00, Size 9, Insulating | TEN | THE ENERGY NETWORK (AUST) PTY LTD | KLP-LV-9 | Active
001837496 | GLOVE SHELLS,ELECTRICAL WORKERS | Outer Protector, Class 0 & 00, Size 9, Insulating | BALMORAL | BALMORAL ENGINEERING PTY LTD | OUTLVGS9 | Active
001837496 | GLOVE SHELLS,ELECTRICAL WORKERS | Outer Protector, Class 0 & 00, Size 9, Insulating | ANSELL | ANSELL LTD | OUTLVGS9 | Active
001837496 | GLOVE SHELLS,ELECTRICAL WORKERS | Outer Protector, Class 0 & 00, Size 9, Insulating | SILGLEN | SILGLEN SERVICES PTY LTD | 0019/90 | Active
002452613 | STRAP,RETAINING | Pole Strap, 2.0m Lg c/w Length Adjuster & Double Action Alloy Snap Hook Each End, RSE01 | HGHTDYNM | HEIGHT DYNAMICS | E613B0201717 | Active
002452613 | STRAP,RETAINING | Pole Strap, 2.0m Lg c/w Length Adjuster & Double Action Alloy Snap Hook Each End, RSE01 | CAPITAL | CAPITAL SAFETY | SA E613B0205656E | Active
002452613 | STRAP,RETAINING | Pole Strap, 2.0m Lg c/w Length Adjuster & Double Action Alloy Snap Hook Each End, RSE01 | LRI | LIFE AND RESCUE INTERNATIONAL | 101334 | Active
002425205 | BAG,KIT | Small, for Transformer Access Kit, ETS RSE01 | LRI | LIFE AND RESCUE INTERNATIONAL | 101139 | Phasing
002425205 | BAG,KIT | Small, for Transformer Access Kit, ETS RSE01 | HGHTDYNM | HEIGHT DYNAMICS | SALA 19000000 | Phasing
002425205 | BAG,KIT | Small, for Transformer Access Kit, ETS RSE01 | HGHTDYNM | HEIGHT DYNAMICS | 1900-0000 | Phasing
002417582 | BAG,KIT | Duffel Bag, for Storage of Work on Roof Kit Items | HGHTDYNM | HEIGHT DYNAMICS | KOKODA LG | Active
002417590 | HELMET,SAFETY | Mountaineering Equipment c/w Sunflap | HGHTDYNM | HEIGHT DYNAMICS | KZNPRO | Active
002417590 | HELMET,SAFETY | Mountaineering Equipment c/w Sunflap | HGHTDYNM | HEIGHT DYNAMICS | HD KZNPRO | Active
001313049 | WIRE,ELECTRICAL | Conductor, Bare, HDBCC, 19/2.14 (70mm2), 250m Wood Drum, JTS 03-03-01 | MIDLAND | MIDLAND METALS OVERSEAS PTE LTD | MMO-HDBCC 19/2.14 | Active
001313049 | WIRE,ELECTRICAL | Conductor, Bare, HDBCC, 19/2.14 (70mm2), 250m Wood Drum, JTS 03-03-01 | OLEX | OLEX AUSTRALIA PTY LTD | ACUT20SB001AAAA | Active
002490985 | MARKER,WARNING | Lightweight Orange Vinyl Marker, for use on 66kV or above, 30cm2, c/w Green Reflector & Universal SnapClamp, Used to Increase Visibility of HV Lines, For | BALMORAL | BALMORAL ENGINEERING PTY LTD | WM-CS-E-1J-O | Active
002490795 | PORTABLE EARTHING DEVICE | 3 Ph Ganged Earth, Hazemeyer RMU Ganged, 14.4kA/0.5sec | AMPLITUD | AMPLITUDE PTY LTD (396777) | EQ3PGANGED | Active
002490795 | PORTABLE EARTHING DEVICE | 3 Ph Ganged Earth, Hazemeyer RMU Ganged, 14.4kA/0.5sec | EATONELE | EATON ELECTRIC SYSTEMS PTY LTD | EQ3PGANGED | Active
002405062 | INSULATION SLEEVING,ELECTRICAL | Heat Shrink Tubing, 38/19mm, 50m Roll, Red, Thin Wall | TECONN | TE CONNECTIVITY LTD | HS-RD-40/20-SP | Active
002405062 | INSULATION SLEEVING,ELECTRICAL | Heat Shrink Tubing, 38/19mm, 50m Roll, Red, Thin Wall | LEGEND | LEGEND POWER SYSTEMS | XLP10RD/4FT | Active
002405062 | INSULATION SLEEVING,ELECTRICAL | Heat Shrink Tubing, 38/19mm, 50m Roll, Red, Thin Wall | GILBERT | GILBERT LODGE AUSTRALIA PTY LTD | RAYHS38RD-R50 | Active
000014245 | BOLT,MACHINE | D-Head, S/Steel, 3/8" BSW, 30mm Lg c/w Washer & Retaining Grommet, for Elect Supply Pillar Covers | STATEWD | STATEWIDE FASTNERS & ENGEERING SUPPLIES | BDHS4W3830 | Active
000014245 | BOLT,MACHINE | D-Head, S/Steel, 3/8" BSW, 30mm Lg c/w Washer & Retaining Grommet, for Elect Supply Pillar Covers | SUMMIT | SUMMIT GROUP | 6SWS2WNM10030 | Active
002491744 | PLUG | Lift Cover Plug, for EJ Co Explosion Mitigation Lids | EJAUST | EJ AUSTRALIA PTY LTD | PLASPLUGRECT | Active
002491975 | CONTROL UNIT,AUTOMOTIVE | Analogue Governor, Speed Control Unit, c/w Accessory Plug , for Hino JO8 Electrical Parts | HEINZMNN | HEINZMANN AUSTRALIA PTY LTD | KG1-08-F | Active
002491975 | CONTROL UNIT,AUTOMOTIVE | Analogue Governor, Speed Control Unit, c/w Accessory Plug , for Hino JO8 Electrical Parts | HEINZMNN | HEINZMANN AUSTRALIA PTY LTD | 601-00-003-07 | Active
002491991 | BAG | Transformer Transport Bunding Bag, 5.8 X 5.8m, Plastic, c/w Grommets | STRATEX | STRATEX PTY LTD | TBK228X2 | Active
002492403 | DAMPER,VIBRATION,TRANSMISSION LINE | Stockbridge Type, Clamp Size 15.5-20.0mm | PLP | PREFORMED LINE PRODUCTS (AUST) | VSD-2020 | Active
002403562 | TERMINATION,PREFORMED | FT, 6/1/.161 ACSR/GZ, Racoon, Imp, Colour Code Blue (P50) | PLP | PREFORMED LINE PRODUCTS (AUST) | FTG-122 | Active
002403739 | PLATE,METAL | Rectangular, Galv Steel, 100 x 95 x 5, with 17mm Dia Hole, Used for Pole Reinstatement, Dwg PC16/307/3 (P50) | HUNTENG | HUNT ENGINEERING & STAFF | PB33 | Active
002403483 | SOLDER,LEAD-TIN ALLOY | 50/50, 300mm, 0.25kg Sticks, Conductor Basting & General Usage Paper/Lead Repair, Spec 273 AS1834 | IDEALELE | IDEAL ELECTRICAL SUPPLIERS | SOLDER 50/50 | Active
002403551 | TERMINAL,LUG | Compression, Bi-Metal, Cu Palm, 35mm2, M12 Bolt Hole, Hex Die A/F 17.3mm, ABC (P10) | LEGEND | LEGEND POWER SYSTEMS | BMABC35 | Active
002403551 | TERMINAL,LUG | Compression, Bi-Metal, Cu Palm, 35mm2, M12 Bolt Hole, Hex Die A/F 17.3mm, ABC (P10) | LEGEND | LEGEND POWER SYSTEMS | BL35-12 | Active
002403551 | TERMINAL,LUG | Compression, Bi-Metal, Cu Palm, 35mm2, M12 Bolt Hole, Hex Die A/F 17.3mm, ABC (P10) | TYCOELEC | TYCO ELECTRONICS | 709124-3 | Active
002403718 | OUTREACH ARM | Major Road, 1.5m Single, Galv Steel, MA5, EQTS 05-02-01, Dwg 05-02-07 (scm) | IUPOLE | INTERNATIONAL UTILITY POLES PTY LTD | EX-5734 | Active
002403718 | OUTREACH ARM | Major Road, 1.5m Single, Galv Steel, MA5, EQTS 05-02-01, Dwg 05-02-07 (scm) | INGAL | INGAL EPS | XORMS15 | Active
002403718 | OUTREACH ARM | Major Road, 1.5m Single, Galv Steel, MA5, EQTS 05-02-01, Dwg 05-02-07 (scm) | GMPOLES | GM POLES PTY LTD | OC C15S | Active
002403886 | SADDLE | Galv, Double Sided, 63mm, AS 2052 (P10) | CLIPSAL | CLIPSAL (BY SCHNEIDER ELECTRIC) | CLI 178/63 | Active
002403759 | CYLINDER,LOCK | 201 Night Latch, Keyed to T87, T87 Stamped Adj to Keyway (Reg # 158338) without Keys | LARSENJ | J LARSEN PTY LTD | OZ4/201/CYL/ERG2 | Active
002403904 | COUPLING,ELECTRICAL CONDUIT | PVC, 80mm LD, Electrical Orange, Socket x Socket, ASNZS 2053.2 | HAYMANS | HAYMANS ELECTRICAL | FABL24280 | Active
002404188 | PIN,INSULATOR | M20, C/400/7 x 135mm, ETS 01-01-01 Typical Dwg 01-06-02 (P10) | GREGSF | GREG SEWELL FORGINGS PTY LTD | 2404188 | Active
002403550 | TERMINAL,LUG | Compression, Al, 35mm2, M12 Bolt Hole, Hex Die A/F 17.3mm, ABC Al Insulated, suit 35mm2 Stranded Al Cable Prefilled Join Compound (for at service end) (P10) | SICAME | SICAME AUSTRALIA PTY LTD | CPTAU35P13 | Active
002403725 | OUTREACH ARM | Minor Road, 1.5m Double, 5 Deg Upcast, Galv Steel, EQTS 05-02-01, Dwg 05-02-14 (scm) | INGAL | INGAL EPS | GEX05727 | Active
002403725 | OUTREACH ARM | Minor Road, 1.5m Double, 5 Deg Upcast, Galv Steel, EQTS 05-02-01, Dwg 05-02-14 (scm) | GMPOLES | GM POLES PTY LTD | OC A15D | Active
002403725 | OUTREACH ARM | Minor Road, 1.5m Double, 5 Deg Upcast, Galv Steel, EQTS 05-02-01, Dwg 05-02-14 (scm) | IUPOLE | INTERNATIONAL UTILITY POLES PTY LTD | EX-5727 | Active
002403834 | BRACKET,INSULATOR | Type C, Pole Top Bracket, Galv, 66kV | BIGGENGI | BIGGENDEN ENGINEERING WORKS | EM2403834 | Active
002404191 | PIN,INSULATOR | M20, C/310/11 x 50mm, FN Dwg G-141 A4 | WESTRAY | WESTRAY ENGINEERING PTY LTD | 793101150 | Active
002404033 | TERMINATION,PREFORMED | FT, 7/2.50 AAC (LEO) 7/2.50 AAAC (CHLORINE) Colour Code Blue (P50) (scm) | PLP | PREFORMED LINE PRODUCTS (AUST) | AFG-075 | Active
002404140 | FUSE,CARTRIDGE | 24kV, HRC RMU Full Range Type, 5A, Barrel 565mm Lg 50.8mm Dia, incl End Caps 44mm Lg 50.8mm Dia, with Striker Pin, to DIN Standard 43625 (P3) | COOPER | COOPER ELECTRICAL AUSTRALIA PTY LTD | 24FDIHA5 | Active
002489417 | LOUVRE,LIGHT | StreetLED3, for Reduced Road Reserve Width, suits StreetLED MkIII | SYLVANIA | SYLVANIA SCHREDER | JLC00006 | Active
002490019 | CIRCUIT BREAKER | MCB C60H-DC, 25A, 2 Pole, 500V DC, C-Curve | SCHNEIDR | SCHNEIDER PTY LTD (MANUFACTURER) | SCH-A9N61533 | Active
002490027 | CIRCUIT BREAKER | MCB C60H-DC, 32A, 2 Pole, 500V DC, C-Curve | SCHNEIDR | SCHNEIDER PTY LTD (MANUFACTURER) | SCH-A9N61535 | Active
002490043 | CIRCUIT BREAKER | MCB C60H-DC, 50A, 2 Pole, 500V DC, C-Curve | SCHNEIDR | SCHNEIDER PTY LTD (MANUFACTURER) | SCH-A9N61538 | Active
000025019 | CABLE ASSY,RADIO FREQUENCY | Type 4S Master-Slave, 600V, Black Cat5e, 3 x RJ45, 65 x 70 x 1450mm Lg Y-Cable, for Modem to Interface, Moulded Black RJ45 to M/Slave Meter & Grey RJ45 Term | EPICSER | EPIC SERVICES LTD | LSZH600Y26-101TX | Active
000025078 | CABLE ASSY,RADIO FREQUENCY | Crossover Cable, 600V, Green Cat5, 150mm Lg Y-Cable, RJ45 & RS232 Connectors for Modem & Smart Hub Ports | EPICSER | EPIC SERVICES LTD | GREEN CAT5 SC25078 | Active
002437036 | CABLE ASSY,RADIO FREQUENCY | RS232 P8, 600mm Lg, DNP Connection between Nulec Recloser & Cybertec Modem, EE Dwg 974851-01 | MADISON | MADISON TECHNOLOGIES PTY LTD | C CBL-25FST9MST-0060 | Active
002437044 | CABLE ASSY,RADIO FREQUENCY | RS232 P9, 1m Lg, WSOS Connection between Nulec Recloser & Cybertec Modem, EE Dwg 974851-01 | MADISON | MADISON TECHNOLOGIES PTY LTD | C CBL-25MRA9FST-0100 | Active
002438349 | CABLE ASSY,RADIO FREQUENCY | Type 9006, 0.5m Lg, N Plug to SMA Plug, Pre-made Coaxial Cable | RFIND | RF INDUSTRIES PTY LTD | 92-07N-0.5 | Active
002438356 | CABLE ASSY,RADIO FREQUENCY | Type CNT400, 3m Lg, N Plug to N Plug, Pre-made Coaxial Cable | RFIND | RF INDUSTRIES PTY LTD | 92-09D-3 | Active
002443851 | CABLE ASSY,RADIO FREQUENCY | Comms, 5m Lg, D37M to 2 Cable x 4 Symmetrical Quads, Shielded 120 Ohm Stub suit Alcatel 1662 A21E1 T1/2/3 | ANIXTER | ANIXTER INC (MANUFACTURER) | 5M-D37M-LEAD | Active
002443869 | CABLE ASSY,RADIO FREQUENCY | Comms, 15m Lg, D37M to 2 Cable x 4 Symmetrical Quads, Shielded 120 Ohm Stub suit Alcatel 1662 A21E1 T1/2/3 | ANIXTER | ANIXTER INC (MANUFACTURER) | 15M-D37M-LEAD | Active
002448272 | CABLE ASSY,RADIO FREQUENCY | RS232 P8, 500mm Lg, RJ45 to DB25 Female, Pin-out Config, DNP Connection between Nulec Recloser & P25 Modem, EE Dwg 1037942-01 | MADISON | MADISON TECHNOLOGIES PTY LTD | C CBL-RJ45DB25F-0050 | Active
000024724 | LANTERN,ELECTRIC | Milwaukee, 12V Portable LED, 180 - 360 Deg of Light, 4 Light Settings c/w S/Steel Hooks | C&LTOOL | C&L TOOL CENTRE | MILWTM12LL-0 | Active
000024724 | LANTERN,ELECTRIC | Milwaukee, 12V Portable LED, 180 - 360 Deg of Light, 4 Light Settings c/w S/Steel Hooks | MILWAUKE | MILWAUKEE POWER TOOLS | M12LL-0 | Active
000003380 | MODULE | ADVC2/3 Input & Output Expander (IOEX), for Schneider Reclosers N15, N27, N38, E27, E38 & RL Series LBS | SCHNEIDR | SCHNEIDER PTY LTD (MANUFACTURER) | 998002070 | Active
000003381 | MODULE | ADVC2/3 Fast Trip Input Module (FTIM), for Schneider Reclosers N15, N27, N38, E27, E38 & RL Series LBS | SCHNEIDR | SCHNEIDER PTY LTD (MANUFACTURER) | 998002055 | Active
000003838 | MODULE | I/O Board, for SFU-K 103...503 Transmitter Control, ETS 2011/0363/T 12f-SFU | LANDIS | LANDIS GYR (AUST) PTY LTD | 170.195.00000 | Active
000003839 | MODULE | Power Module c/w Operating Panel, for SFU-K 203 Transmitter Control, ETS 2011/0363/T 12g-SFU | LANDIS | LANDIS GYR (AUST) PTY LTD | 107.200.00203 | Active
000003840 | MODULE | Power Module c/w Operating Panel, for SFU-K 303 Transmitter Control, ETS 2011/0363/T 12h-SFU | LANDIS | LANDIS GYR (AUST) PTY LTD | 107.200.00303 | Active
000003842 | MODULE | Power Module c/w Operating Panel, for SFU-K 503 Transmitter Control, ETS 2011/0363/T 12j-SFU | LANDIS | LANDIS GYR (AUST) PTY LTD | 107.200.00503 | Active
000003849 | MODULE | CPU Board, for FQD 4.4, 6.4, 7.4 & SFU-K 103/203/503 Transmitter Contol, ETS 2011/0363/T 12a-FQD | LANDIS | LANDIS GYR (AUST) PTY LTD | 316.901.01000 | Active
000003851 | MODULE | PIF Board, for FQD 6.4, 7.4 & SFU-K 503 Transmitter Control, ETS 2011/0363/T 12c-FQD | LANDIS | LANDIS GYR (AUST) PTY LTD | 172.670.698 | Active
000003852 | MODULE | Power Module c/w CPU, Profibus & Firmaware, suit FQD4 Transmitter Control, ETS 2011/0363/T 12d-FQD | LANDIS | LANDIS GYR (AUST) PTY LTD | 6000.000.00299 | Active
002400952 | JOINT,ELECTRICAL CABLE,UNDERGROUND | Submarine 22kV, Full Tension, 150mm2 Cu 3 Core PLYDBTSWS Cable c/w Compression Ferrules Lead Sleeve, Jointing Materials R4M Compound & Jointing Instructions | INTERENG | INTERTECH ENGINEERING PTY LTD | C6688#NORQEB | Active
002403011 | POLE,PUBLIC LIGHTING,METAL | Major Road, 13.0m, Slip Base Mounted, Galv, EQTS 05-02-01, Dwg 05-02-03 (scm) | INGAL | INGAL EPS | GEX13218 | Active
002403011 | POLE,PUBLIC LIGHTING,METAL | Major Road, 13.0m, Slip Base Mounted, Galv, EQTS 05-02-01, Dwg 05-02-03 (scm) | IUPOLE | INTERNATIONAL UTILITY POLES PTY LTD | EX-13218 | Active
002403011 | POLE,PUBLIC LIGHTING,METAL | Major Road, 13.0m, Slip Base Mounted, Galv, EQTS 05-02-01, Dwg 05-02-03 (scm) | GMPOLES | GM POLES PTY LTD | SBM-13-EX | Active
002411593 | PLIERS,SLIP JOINT | 310mm, Multigrip, for use in Insulated Tool Kit | HYLEC | HYLEC ENERGY SOLUTIONS | MS8-310 | Active
002411593 | PLIERS,SLIP JOINT | 310mm, Multigrip, for use in Insulated Tool Kit | TEN | THE ENERGY NETWORK (AUST) PTY LTD | D301-310 | Active
002428639 | COVER,INSULATING | Live Line, Flexible Line Hose, Class 3, Orange Colour, Style B Coupler, One End 40mm Dia x 915mm Lg | TEN | THE ENERGY NETWORK (AUST) PTY LTD | OR150-3C | Active
002428639 | COVER,INSULATING | Live Line, Flexible Line Hose, Class 3, Orange Colour, Style B Coupler, One End 40mm Dia x 915mm Lg | SALISBRY | SALISBURY (MANUFACTURER) | OR150-3C | Active
002428639 | COVER,INSULATING | Live Line, Flexible Line Hose, Class 3, Orange Colour, Style B Coupler, One End 40mm Dia x 915mm Lg | CHANCE | CHANCE (MANUFACTURER) | C406-0307 | Active
002432904 | RELAY,PROTECTION | Frequency Load Shedding, 40 - 300V DC | RMSPROD | RMS PRODUCTS (RELAY MONITORING SYSTEMS) | 2H34 UMATRIX-S 2H34-S-BDD | Active
002451912 | ANTENNA | HPX, High Performance Parabolic Shielded Dual-polarized, Microwave Antenna, Grey, 3.0m/10ft, 6.425-7.125GHz, PDR70, Std White Radome c/w Flash, Std Pack, | COMMSINC | COMMSCOPE INC | HPX10-65-D1A - ANDREW | Active
002491793 | BRUSH,WIRE,SCRATCH | Replacement, Madi DogBone Brush Pads | TEN | THE ENERGY NETWORK (AUST) PTY LTD | LWB-1 | Active
002491819 | CHASSIS,ELEC | Module Chassis, 19" Rack-Mount, Conformal Coat, Node License 505120XX4, c/w SEL5051 Network Mgt System Client Software, for SEL ICON | SEL | SCHWEITZER ENGINEERING LAB PTY LTD | 8001-01C & 505120XX4 | Active
002491942 | RELAY,PROTECTION | Bus Diff, 3Ph, 10-40% Set, 30TE Size 6, 2 Out, Hand Reset, 5A CT Rating (5A variant), c/w Resistors | CSEUNI | CSE UNISERVE PTY LTD | MCAG34VCBC0047A | Active
002492064 | FUSE,CARTRIDGE | Ferrule, 38mm Lg, 10mm Dia Cap, 10A 240V AC 16.5 kA Rated Breaking Capacity, Type SK gG, AS 60269.3 | REXEL | REXEL AUSTRALIA | LEG13310 | Active
002492627 | ELECTROLYTE | Freezer Hydration Sqweeze Zero Pops, 5 Mixed Flavours, Sugar Free, Low Calorie, 90ml each, Pack of 10 | SQWINCH | THE SQWINCHER CORP (MANUFACTURER) | SQ159200232 | Active
002492627 | ELECTROLYTE | Freezer Hydration Sqweeze Zero Pops, 5 Mixed Flavours, Sugar Free, Low Calorie, 90ml each, Pack of 10 | ATOMSUPP | ATOM SUPPLY GROUP P/L | 40035205 | Active
002492676 | TERMINAL STRIP | Mini Neutral Link, 100A, 500V, 5 Hole c/w Cover, Front Wiring, Black | CNWELEC | CNW ELECTRICAL PTY LTD | CLIL5 | Active
002492676 | TERMINAL STRIP | Mini Neutral Link, 100A, 500V, 5 Hole c/w Cover, Front Wiring, Black | CLIPSAL | CLIPSAL (BY SCHNEIDER ELECTRIC) | L5 | Active
002406345 | FIXTURE,LIGHTING | 80W Mercury Vapour, Post Top c/w Integral Choke & PE Socket c/w Power Factor Correction, Less Lamp | SYLVANIA | SYLVANIA SCHREDER | D11BD03 | Phasing
002488005 | CYLINDER,GAS | Empty Cylinder, Size G, 50kg, for SF6 Waste, Golden Yellow Body/Shoulder, Poor Purity Gas to be Scrapped, Not Suitable for Reuse & Uneconomical to Recycle | CATALINA | CATALINA INDUSTRIES PTY LTD | 50KG GOLD YELLOW | Active
002491546 | SLEEVE,ELECTRICAL CONNECTOR | H-Tensile, Mechanical Sheer Bolt, 95-240mm2, Tinned Al, Blocked, suit 95 to 240mm2 Standed Sector LV Cable | TECONN | TE CONNECTIVITY LTD | 2107440-1 | Active
002491546 | SLEEVE,ELECTRICAL CONNECTOR | H-Tensile, Mechanical Sheer Bolt, 95-240mm2, Tinned Al, Blocked, suit 95 to 240mm2 Standed Sector LV Cable | TECONN | TE CONNECTIVITY LTD | BSLB-95/240 | Active
002492346 | REGULATOR,VOLTAGE | 12-24kV, 50A, 1Ph, Pole Mount, S/Steel, 150kV BIL, 32 Taps, 0.625% Steps, IDPT Version, w/out Control Cable & Box | EATONELE | EATON ELECTRIC SYSTEMS PTY LTD | WFN11J3C4K0000193A | Active
002403831 | BRACE,CROSSARM | 900mm, Galv, Dwg G103-A4 | POLLARDS | POLLARDS GALVANIZING PTY LTD | 2403831 | Active
002403831 | BRACE,CROSSARM | 900mm, Galv, Dwg G103-A4 | BIGGENGI | BIGGENDEN ENGINEERING WORKS | EM2403831 | Active
002404270 | TERMINATION KIT,ELECTRICAL CABLE | Indoor, Coldshrink, for 22kV, 1 Core, 185mm2, Al, XLPE Cable, EE Spec 3M P/N FNQ185.X.I | INTERENG | INTERTECH ENGINEERING PTY LTD | FNQEB 185 XI | Active
002404635 | TRANSFORMER,DISTRIBUTION | Pole Mount, 6.6kV, 500kVA, 3 Ph | ABBAUST | ABB AUSTRALIA PTY LTD | 169097 | Active
002404829 | THIMBLE | 20mm, Open Ended, Dwg 01-14-01 (P50) | GREGSF | GREG SEWELL FORGINGS PTY LTD | 2404829 | Active
002404851 | ANCHOR,GUY | Double Helix, 350mm Dia, 35mm2 Hub Metric Thread, Mid Strength 6000ft lb | TEN | THE ENERGY NETWORK (AUST) PTY LTD | D13426M24 | Active
002404894 | FUSE,CARTRIDGE | 440V AC, HRC Cartridge PK Type, 55A, 50.8 x 14.3mm Dia, ETS 12-02-01 Group A (scm) | FUSECO | FUSECO POWER SOLUTIONS PTY LTD | 1451F-55 | Active
002405312 | HAND CLEANER | 5L, Mechanics, Pump only for Orange Pump Soap | BLKWOODJ | J BLACKWOOD & SONS LIMITED | 00555169 | Active
002404931 | FUSE LINK,EXPULSION | 3.15A, Class K, 36kV, 915mm O/L Lg | NGKSTANG | NGK STANGER PTY LTD | ZXC915-03BK37 | Active
002405112 | TERMINATION KIT,ELECTRICAL CABLE | Underground, Indoor, 11kV, 240-400mm2 3 Core, Paper Lead Alloy, Screened or Belted, Armoured or Non-armoured | GILBERT | GILBERT LODGE AUSTRALIA PTY LTD | EPKT17D3MIH1 | Active
002405112 | TERMINATION KIT,ELECTRICAL CABLE | Underground, Indoor, 11kV, 240-400mm2 3 Core, Paper Lead Alloy, Screened or Belted, Armoured or Non-armoured | GILBERT | GILBERT LODGE AUSTRALIA PTY LTD | EPKT17B3MIH2 | Active
002405112 | TERMINATION KIT,ELECTRICAL CABLE | Underground, Indoor, 11kV, 240-400mm2 3 Core, Paper Lead Alloy, Screened or Belted, Armoured or Non-armoured | GILBERT | GILBERT LODGE AUSTRALIA PTY LTD | EPKT17D3M1H1 | Active
002405125 | TERMINATION KIT,ELECTRICAL CABLE | Outdoor, 33kV, for 19/33kV, 3 Core, 120mm, Cu, XLPE Insulated Cable (kit to be supplied with instructions & inventory sheet) | GILBERT | GILBERT LODGE AUSTRALIA PTY LTD | EPKT36D3X0H3 | Active
002405178 | JOINT,ELECTRICAL CABLE,UNDERGROUND | Transition, Module 95 to 185mm 3 Core Paper Lead Cable to 3 Core XLPE | GILBERT | GILBERT LODGE AUSTRALIA PTY LTD | EFSJ11T8 | Active
002405163 | INSULATION SLEEVING,ELECTRICAL | Heat Shrink Tubing, 38/19mm, 38m Roll, White, Thin Wall | TECONN | TE CONNECTIVITY LTD | HS-WH-40/20-SP | Active
002405163 | INSULATION SLEEVING,ELECTRICAL | Heat Shrink Tubing, 38/19mm, 38m Roll, White, Thin Wall | GILBERT | GILBERT LODGE AUSTRALIA PTY LTD | RAYHS38WH-R50 | Active
002489607 | RECTIFIER | 125/110V, Rectifier to suit Alpha Cordex Charger | ICS | ICS INDUSTRIES PTY LTD (ENERSYS) | 010-579-20-041 | Active
002490407 | MODEM,COMMUNICATIONS | 4G ECR GE Modem, GNSS, 1 Eth, 1 Serial, 10-60VDC, 5.3 x 10.9 x 11.7cm | CSEUNI | CSE UNISERVE PTY LTD | ECR4GDNNNNNS1S3AUUNNC | Active
002448306 | CABLE ASSY,RADIO FREQUENCY | RS232 Port C, 1m Lg, DB9 Male to DB9 Female, Pin-out Config, DNP Connection between Schneider Electric Advanced Controller & Cybertec Modem, | MADISON | MADISON TECHNOLOGIES PTY LTD | C CBL-DB9MDB9F-0100 | Active
002448314 | CABLE ASSY,RADIO FREQUENCY | RS232 Port A, 1m Lg, DB9 Female to DB9 Female, Pin-out Config, WSOS Connection between Schneider Electric Advanced Controller & Cybertec Modem, | MADISON | MADISON TECHNOLOGIES PTY LTD | C CBL-DB9FDB9F-0100 | Active
002456713 | CABLE ASSY,RADIO FREQUENCY | FSFB, 50m Lg, Flexi System Fibre B, ETS 2011/0259/T | NSN | NOKIA SOLUTION NETWORK AUST PTY LTD | 471395A | Active
002465649 | CABLE ASSY,RADIO FREQUENCY | Type 9006, 0.8m Lg, N Plug to SMA Plug, Pre-made Coaxial Cable | RFIND | RF INDUSTRIES PTY LTD | 92-07N-0.8 | Active
002491983 | BAG | Transformer Transport Bunding Bag, 4.5 X 4.5m, Plastic, c/w Grommets | STRATEX | STRATEX PTY LTD | TBK177X2 | Active
002496198 | BAG | Arc Flash Helmet Bag, Internal Padding, Zipper Opening, Carry Handle, 450 x 220 x 220mm | EFO | ELECTRICAL FACTORY OUTLET PTY LTD | AFH-BAG | Active
002496206 | HOOD,HEAT PROTECTIVE | Arc Flash Balaclava HRC3 34cal/cm2, PPE Cat 2 Rated, Head & Neck Protection, Double Layer | VOLTSAFE | VOLT SAFETY PTY LTD | ARC-BALACLAVA3-B | Active
002406688 | GRIP,CABLE,JAW | Come-Along, suit Bare Cu, Al & Uncoated Steel Wire, Cable Range 2.77-15.22mm Dia | SPECFORC | SPECIALISED FORCE PTY LTD | NEW-SD-GRIP | Active
002490282 | LIGHT UNIT,PORTABLE | Milwaukee, Pivoting Area Light, 12V LED, 700 Lumens, 2.1A USB Output | MILWAUKE | MILWAUKEE POWER TOOLS | M12PAL | Active
000016858 | SIGN | Warning, "DANGER ELECTRICAL APPARATUS NOW ALIVE", Colour Photocopy, Laminated, 286 x 195mm, Red, White & Black (P20) | ARTCRAFT | ARTCRAFT PTY LTD (QLD) | ENERGE-16858 | Active
002400507 | FUSEHOLDER,BASE & CARRIER | 550V AC, SC32HWH, 32A, Front Wired, suit NS Fuse Links | FUSECO | FUSECO POWER SOLUTIONS PTY LTD | FB32HWH | Active
002400507 | FUSEHOLDER,BASE & CARRIER | 550V AC, SC32HWH, 32A, Front Wired, suit NS Fuse Links | IPDGROUP | IPD GROUP LIMITED | SC32HWH | Active
002492007 | CONVERTER,SIGNAL DATA | Media Converter, Gigabit Ethernet to SFP, 10/100/1000M-TX to 1000M-SFP, 12-48V DC, DIN Mount | BBNS | BLACK BOX NETWORK SERVICES | LGC280A | Active
000018460 | MODIFICATION KIT | Streetlight Terminal Panel UMS, Red PVC Cable 6mm2 x 250mm, Grn/Ylw PVC Cable 6mm2 x 80mm, CB 16A C-Curve 6kA, Rail Mount Term Block, 35mm2 Max.Cable, 3-Way | FLOWLINE | FLOWLINE INDUSTRIES PTY LTD | ESQ074 | Active
002492049 | FUSECARRIER | 500V, 32A Fuse Carrier, DIN Rail Mtg for gG type 10x38mm Metric Fuses (IEC 60269-2) | REXEL | REXEL AUSTRALIA | LEG05808 | Active
002493054 | TRANSFORMER,CURRENT | HACS, 100A, Solid Core, Accessory for EM133 | SATEC | SATEC (AUSTRALIA) PTY LTD | EL0115 | Active
002493146 | DIFFUSER,LIGHT | Visor Glare Shield, Front, for StreetLED MkII & MkIII | SYLVANIA | SYLVANIA SCHREDER | JLB00008 | Active
002473544 | DIFFUSER,LIGHT | Visor Aeroscreen Replacement, for StreetLED MkII & MkIII (scm) | SYLVANIA | SYLVANIA SCHREDER | JLB00002 | Active
002492023 | PARTS KIT,TERMINAL JUNCTION | Slip Base Pole Kit c/w 20A (10x38mm) Fuse & Holder, M8 4mm2 Lug, 2 Terminal Blocks, for fixed Base Street Light | MMELEC | MM ELECTRICAL MERCHANDISING | I3S-BP1DR-ROK | Active
002493195 | COVER,ELECTRICAL EQUIPMENT | HD Downlead Cover, 50mm ID, 2.7m Lg, 2.6mm Wall, Black, UV Stablilsed PVC, Fire Retardant, for use on Timber Poles | RMSRVR | RMS (RIVERSLEIGH MANAGEMENT SERVICES) | EWG50-FRM | Active
000104166 | TRANSFORMER,VOLTAGE | 19kV/27V, 50VA, SWER Aux Power Supply for NU-LEC W27 SWER Auto Recloser c/w Pole Mounting Bracket (scm) | SCHNEIDR | SCHNEIDER PTY LTD (MANUFACTURER) | 990000097 | Active
000104166 | TRANSFORMER,VOLTAGE | 19kV/27V, 50VA, SWER Aux Power Supply for NU-LEC W27 SWER Auto Recloser c/w Pole Mounting Bracket (scm) | NULEC | NU-LEC INDUSTRIES PTY LTD | W27VT191/278V | Active
002424059 | TRANSFORMER,VOLTAGE | 22kV/240V, 50VA, 1 Ph, External Aux Power Supply c/w Pole Mounting Bracket, suits Schneider ONLY, ETS 06-07-03(6) (scm) | SCHNEIDR | SCHNEIDER PTY LTD (MANUFACTURER) | 990000077 POLE/TANKMOUNT | Active
000003777 | TRANSFORMER,VOLTAGE | 72.5kV, PVT, Power, 15kVA Secondary Output, 1 Ph, Post Type, Dwg EE-1048059, EESS-10734-01-0A, ETS 2012/0392/T | KONCAR | KONCAR - ELECTRICAL INDUSTRY INC | VPT-72.5-15 | Active
000003354 | TRANSFORMER,VOLTAGE | 120/69, 24VAC-LN, 3 Ph, Wye, 50/60Hz, St George STATCOM | AMSC | AMSC AUSTRALIA PTY LTD | 16319 | Active
002430452 | TOWELETTE,CLEANING | Insulating Stick, Moisture Eater II, Wipes (P50) | ACCULEC | ACCULEC PTY LTD (303899) | C400-2538 | Active
002430452 | TOWELETTE,CLEANING | Insulating Stick, Moisture Eater II, Wipes (P50) | CHANCE | CHANCE (MANUFACTURER) | C400-2538 | Active
002404952 | FUSE LINK,EXPULSION | 80A, Class HXO, 69kV, 1300mm Lg | NGKSTANG | NGK STANGER PTY LTD | FLGE80 | Active
002404954 | FUSE LINK,EXPULSION | 63A, Class HXO, 69kV, 1300mm Lg | NGKSTANG | NGK STANGER PTY LTD | FLGE65 | Active
002405719 | CROSSARM,WOOD | Bare, 2700 x 175 x 100mm, Strain/ Termination | DALEMYRS | DALE & MEYERS OPERATIONS PTY LTD | XARM2405719 | Active
002405754 | OUTREACH ARM | Major Road, 3.0m Double, Galv Steel, MA6, EQTS 05-02-01, Dwg 05-02-07 (scm) | IUPOLE | INTERNATIONAL UTILITY POLES PTY LTD | EX-5747 | Active
002405754 | OUTREACH ARM | Major Road, 3.0m Double, Galv Steel, MA6, EQTS 05-02-01, Dwg 05-02-07 (scm) | INGAL | INGAL EPS | XORMD3 | Active
002405754 | OUTREACH ARM | Major Road, 3.0m Double, Galv Steel, MA6, EQTS 05-02-01, Dwg 05-02-07 (scm) | GMPOLES | GM POLES PTY LTD | OC C30D | Active
002405833 | DIFFUSER,LIGHT | Toughened Glass, to suit Sylvania URBAN MAXI suits Aeroscreen Luminaire Unit 70 WHPS (P10) | SYLVANIA | SYLVANIA SCHREDER | J00001 | Active
002406261 | FUSE,CARTRIDGE | 12kV, Full Range, RMU DIN Type, Air Insulated, 63A, Barrel 292mm Lg, 50.8mm Dia, End Caps 34mm Lg, 45mm Dia c/w Striker Pin to DIN Standard 43625, | FUSECO | FUSECO POWER SOLUTIONS PTY LTD | 3001203/63 | Active
002406129 | TERMINATION KIT,ELECTRICAL CABLE | Indoor, Heatshrink, for 11kV, 3 Core, 25mm2, Cu XLPE, Insulated Cable | GILBERT | GILBERT LODGE AUSTRALIA PTY LTD | EPKT17A3XIH2 | Active
002406143 | INSULATION SLEEVING,ELECTRICAL | Heat Shrink Tubing, 32/10mm, 300mm Lg, HV Outdoor Tubing | GILBERT | GILBERT LODGE AUSTRALIA PTY LTD | HVOT32/10300 | Active
002406258 | FUSE,CARTRIDGE | 440V AC, HRC Cartridge UK Type, 45A, 50.8 x 16.7mm Dia, ETS 12-02-01 Group A (P10) (scm) | FUSECO | FUSECO POWER SOLUTIONS PTY LTD | 1751F-45 | Active
002402933 | TRANSFORMER,VOLTAGE | 33kV/27.6V, 50VA, 1 Ph, External Aux Power Supply, to Nulec N36 Auto Recloser c/w Pole Mounting Bracket (scm) | NULEC | NU-LEC INDUSTRIES PTY LTD | 990000083 | Active
002402934 | TRANSFORMER,VOLTAGE | 11kV/27.6V, 50VA, 1 Ph, External Aux Power Supply, to Nulec N12 Auto Recloser c/w Pole Mounting Bracket (scm) | NULEC | NU-LEC INDUSTRIES PTY LTD | 990000081 | Active
000016948 | FILTER,RESPIRATOR | Sundstrom SR221 Pre-Filter, Prevents Premature Clogging of Main Filter, Low Efficiency, DO NOT use as a Substitute for a Particle Filter, Pack of 80 | BLKWOODJ | J BLACKWOOD & SONS LIMITED | 00785672/00027 | Active
000016948 | FILTER,RESPIRATOR | Sundstrom SR221 Pre-Filter, Prevents Premature Clogging of Main Filter, Low Efficiency, DO NOT use as a Substitute for a Particle Filter, Pack of 80 | BLKWOODJ | J BLACKWOOD & SONS LIMITED | 00785672 | Active
002492577 | HELMET,SAFETY | Hard Hat TA570, White, Unbranded, Vented c/w Ratchet Headgear | ATOMSUPP | ATOM SUPPLY GROUP P/L | 90070157 | Active
002492809 | MONITOR | LV Monitor for Pole/OD Ground Mount Transformers c/w 4 x 140mm Dia Rogowski Coils w/5m Leads, S/S Mounting Bracket, Integrated Comms Device, External Low | DYNAMRAT | DYNAMIC RATINGS | TTM-001-C-P KIT | Active
000011177 | COVER,TERMINAL BLOCK | Type ADP3 Protective Cover, SAK Series, 1m Lg, 89mm W, 34.5mm H, Transparent, PVC, u/w Type HP3 Support Bracket, Terminal Block Accessory | WEIDMLLR | WEIDMULLER (AUST) PTY LTD | 0485400000 | Active
002424000 | TRANSFORMER,VOLTAGE | 33kV/240V, 50VA, 1 Ph, External Aux Power Supply c/w Pole Mounting Bracket, suits Schneider ONLY, ETS 06-07-03(6) (scm) | SCHNEIDR | SCHNEIDER PTY LTD (MANUFACTURER) | 990000705 | Active
000021440 | END CLAMP,TERMINAL BLOCK | E/NS 35 N, End Bracket, 9.5mm W, Gray, DIN Rail Mount | PHOENIX | PHOENIX CONTACT PTY LTD | 0800886 | Active
000021440 | END CLAMP,TERMINAL BLOCK | E/NS 35 N, End Bracket, 9.5mm W, Gray, DIN Rail Mount | HAYMANS | HAYMANS ELECTRICAL | PHO0800886 | Active
002493310 | COVER,TERMINAL BLOCK | AP-ME, Cover Profile, PVC, Transparent, 1m Lg | PHOENIX | PHOENIX CONTACT PTY LTD | 3034361 | Active
002493336 | END PLATE,TERMINAL BLOCK | APT-ME, Cover Profile Carrier, DIN Rail Mount, End Plate for AP-ME Cover Profile | PHOENIX | PHOENIX CONTACT PTY LTD | 3034358 | Active
002493344 | TERMINAL BLOCK | Type PTV 6, Feed-through, 41A Nom, 1000V Nom, 6mm2 Cross-Section, 2 Connections, Gray | PHOENIX | PHOENIX CONTACT PTY LTD | 1116734 | Active
002473197 | DISCONNECTOR,HIGH VOLTAGE | 36kV, 2500A, 31.5kA/3Sec, Manual Operation, EESS-10724-01 | PLP | PREFORMED LINE PRODUCTS (AUST) | A-A9434 | Active
002490514 | RELAY,PROTECTION | FW 7.32, Line Diff 3 Ended with Volts, 24-48V DC Pwr, 24/250V DC Logic 20/14 IO, 1/5A CT, 24/240V VT, 1300nm, DNP3 100Base-FX, MM LC Ethernet | CSEUNI | CSE UNISERVE PTY LTD | L90UA3HKLF8LH6PS6TU6TW7K | Active
002479459 | SWITCHBOARD,POWER | AC Distribution Board, 400V AC, Local Transformer, 2 x 400A CB, 1 x 160A CB, 1 x 100A CB, 1 x 60A CB, Outdoor, S/Steel, 1200 x 800 x 400mm | NHPELEC | NHP ELECTRICAL ENGINEERING | EQL2479459 | Active
002436327 | BOLT,MACHINE | M24 x 550mm, Hex, Gde 8.8 c/w Galv Nut | HOBSON | HOBSON ENGINEERING CO PTY LTD | KBHK0GCM240550 | Active
002493179 | TESTER | MT575 Digital 10kV HV Insulation Tester, CAT IV 600V & CAT III 1000V, Insulation Test Range from 1000V to 10,000V | CNWELEC | CNW ELECTRICAL PTY LTD | MAJMT575 | Active
002493179 | TESTER | MT575 Digital 10kV HV Insulation Tester, CAT IV 600V & CAT III 1000V, Insulation Test Range from 1000V to 10,000V | MAJORTCH | MAJOR TECH AUSTRALIA | MT575 | Active
000003779 | TRANSFORMER,VOLTAGE | 72.5kV, PVT, Power, 25kVA Secondary Output, 1 Ph, Post Type, Dwg EE-1048061, EESS-10734-01-0A, ETS 2012/0392/T | KONCAR | KONCAR - ELECTRICAL INDUSTRY INC | VPT-72.5-25 | Active
002493203 | RELAY,PROTECTION | FW 5.1.11, Line Diff, 16/10 IO, 48/250VDC Pwr, 1/5A CT, 850nm MMOF Line Comms Module, DNP3 over 100BaseFX (LC), 4U Case, IEC61850 Ed2 | ABBAUST | ABB AUSTRALIA PTY LTD | RED615 HBDDAEAGNPH1AMA11G | Active
002493229 | RELAY,PROTECTION | FW 5.1.11, Line Diff, 16/10 IO, 48/250VDC Pwr, 1/5A CT, 1300nm SMOF Line Comms Module, DNP3 over 100BaseFX (LC), 4U Case, IEC61850 Ed2 | ABBAUST | ABB AUSTRALIA PTY LTD | RED615 HBDDAEAGNQH1AMA11G | Active
002493351 | END PLATE,TERMINAL BLOCK | D-PTV 6, End Cover, 36mm D, 2.2mm W, 61mm H, Gray, DIN Rail Mount | PHOENIX | PHOENIX CONTACT PTY LTD | 1180894 | Active
000030308 | END CLAMP,TERMINAL BLOCK | Type BAM3, Screw End Stop, 10mm Spacing, Dark Grey, Terminal Block Accessory | ABBAUST | ABB AUSTRALIA PTY LTD | 1SNK 900 001 R0000 | Active
002435899 | PLATE,METAL | Connection Crossarm, 110kV Wishbone, PL 6 x 75 x 506mm Lg, Galv Steel (scm) | GREGSF | GREG SEWELL FORGINGS PTY LTD | 6136 | Active
002487197 | TRAY,BATTERY | S/Steel, suits ADVC2/3, Customized Tray for Extra Batteries, Dwg ADVC2-1907 | HAYMANS | HAYMANS ELECTRICAL | ADVC2-1907 | Active
000022604 | METER | Phase Rotation Indicator, AEMC Phase Rotation, Indicator with Magnet Option, 2.4m Red, White & Blue Fused Tested Leads with Probes, Crocodile Clips & | PTE | PACIFIC TEST EQUIPMENT PTY LTD | PTE-072 | Active
002407103 | PEG,SURVEY | Urban Locating, 450 x 50 x 25mm, Painted Blue, EE Dwg 903987-01, (In Bdls.of 40) | ENDFOUND | ENDEAVOUR FOUNDATION | 5025450PB | Active
002493153 | CYLINDER,GAS | Empty Cylinder, Size G, SF6 Maintenance Work Only, Purity >90%, Moisture as per MAC C3/C4 Criteria, N24 Silver Grey Body Y14 Gold Yellow Shoulder, Type 31 Valve, | CATALINA | CATALINA INDUSTRIES PTY LTD | 50KG SILVER GREY + GOLD YELLOW | Active
000104165 | TRANSFORMER,VOLTAGE | 12.7kV/27V, 50VA, SWER Aux Power Supply for NU-LEC W27 SWER Auto Recloser c/w Pole Mounting Bracket (scm) | NULEC | NU-LEC INDUSTRIES PTY LTD | 990000096 | Active
002401536 | TRANSFORMER,VOLTAGE | Busbar Mount, 66kV/110/110V, 1 Ph, NQTS M164 | ABBAUST | ABB AUSTRALIA PTY LTD | ABB05/72/42 | Active
002458578 | TRANSFORMER,VOLTAGE | 24kV max, 1000 to 1, Indoor Voltage Sensor, Style C10 c/w 10m Cable (scm) | ABBAUST | ABB AUSTRALIA PTY LTD | KEVA 24 C10 + 10M CABLE | Active
000003016 | TRANSFORMER,VOLTAGE | 72.5kV, CVE, 72.5/325/50, Dwg # 933254, ETS 2006/0084/T (scm) | ADAPTAUS | ADAPT AUSTRALIA PTY LTD | CVE: 72.5/325/50 | Active
000003017 | TRANSFORMER,VOLTAGE | 123kV, CVE, 145/650/50, Dwg # 933255, ETS 2006/0084/T (scm) | ADAPTAUS | ADAPT AUSTRALIA PTY LTD | CVE: 123/650/50 | Active
000003435 | TRANSFORMER,VOLTAGE | 245kV, CVT, 1 Ph, 1050/460kV, EE Dwg 933298 | PWRENG | POWER ENGINEERS PTY LTD | TCVT 245 | Active
000003577 | TRANSFORMER,VOLTAGE | 33/3kV, 0.11/3 - 0.11/3kV, Class 0.5/0.5 Output 25/25VA, w/out Fuse | ABBAUST | ABB AUSTRALIA PTY LTD | JDZX11-35W 33KV | Active
000030082 | SUPPORT,ELEC EQUIP | Busbar Support Assembly, Fixed Type, Single Clamp, suit 100mm Busbar Mount 127 PCD | PLP | PREFORMED LINE PRODUCTS (AUST) | BBSA-01 | Active
002468072 | SUPPORT,ELEC EQUIP | Earthwire Brace, Galv Steel, Welded Assy, Dwg N026-1486-02 Item 8 | ISM | ISM MANUFACTURING PTY LTD | ERGENE-N026-1486-02-08 | Active
002492122 | ALTERNATOR | Stamford Node 3, S6L1D-C4, Rating 810kVA (648kWe @ 0.8pf), Voltage 400V 50Hz, Class H Temp Rise, 2 Bearing, SAE 0 Adaptor Housing, 18" Flywheel | HAZELEC | HAZ-ELEC INDUSTRIES PTY LTD | S6L1D-C4 | Active
002492361 | REGULATOR,VOLTAGE | 12-24kV, 200A, 1Ph, Pole Mount S/Steel, 150kV BIL, 32 Taps, 0.625% Steps, IDPT Version, w/out Control Cable & Box | EATONELE | EATON ELECTRIC SYSTEMS PTY LTD | WFN44J3C5K0000193A | Active
000024139 | METER | Phase Angle Meter, Model 597C, 50Hz, Accuracy 0.1Deg, Voltage Range 10V to 500V, DC Input Range 50mA to 50A | REDPHASE | RED PHASE INSTRUMENTS AUSTRALIA P/L | 597C | Active
002435006 | GRIP,CABLE,JAW | Come-Along, suit 2 & 4 Core, 25 - 95mm2 Service Cable | SICAME | SICAME AUSTRALIA PTY LTD | SCBT38 | Active
002496214 | DEFIBRILLATOR | Phillips HeartStart FRx Defibrillator, AED c/w M5070A Battery, SMART Pads II, Ready Shave Pack, Carry Case, 6 x 18 x 22cm, for Field use | STJOHN | ST JOHN AMBULANCE AUSTRALIA QLD | L861305B | Active
002496214 | DEFIBRILLATOR | Phillips HeartStart FRx Defibrillator, AED c/w M5070A Battery, SMART Pads II, Ready Shave Pack, Carry Case, 6 x 18 x 22cm, for Field use | PHILIPS | PHILIPS AUSTRALIA PTY LTD | 861304 | Active
000104434 | CABLE,POWER,ELECTRICAL | T/former Dropper, 11/22kV Term to Term, 2.7m Lg, EE Dwg # 875242-01 (scm) (maintenance) | AUSTMOLD | AUSTRALMOLD PTY LTD | CL22(1-35C)M/2.7/M | Active
000104434 | CABLE,POWER,ELECTRICAL | T/former Dropper, 11/22kV Term to Term, 2.7m Lg, EE Dwg # 875242-01 (scm) (maintenance) | GILBERT | GILBERT LODGE AUSTRALIA PTY LTD | ERG22KVDROPPER2.7 | Active
000167000 | CABLE,POWER,ELECTRICAL | T/former Dropper, 11/22kV Term to Term, 3.7m Lg, EE Dwg # 875241-01 (scm) (maintenance) | AUSTMOLD | AUSTRALMOLD PTY LTD | CL22(1-35C)M/3.7/M | Active
000167000 | CABLE,POWER,ELECTRICAL | T/former Dropper, 11/22kV Term to Term, 3.7m Lg, EE Dwg # 875241-01 (scm) (maintenance) | GILBERT | GILBERT LODGE AUSTRALIA PTY LTD | ERG22KVDROPPER3.7 | Active
002417335 | CABLE,POWER,ELECTRICAL | T/former Dropper, 33kV Term to Term, 3.7m Lg, EE Dwg # 875241-02 (scm) | AUSTMOLD | AUSTRALMOLD PTY LTD | CL22(1-50A)M/3.7/M | Active
002417335 | CABLE,POWER,ELECTRICAL | T/former Dropper, 33kV Term to Term, 3.7m Lg, EE Dwg # 875241-02 (scm) | GILBERT | GILBERT LODGE AUSTRALIA PTY LTD | ERG33KVDROPPER3.7 | Active
002496271 | SWITCHBOARD,POWER | CNI Subs/Customer Supply w/Metering Switchgear Unit, 12kV, 800A, 25kA, 2000A Bus Metal Encl Fixed Switchgear & Control Gear Assy c/w 110V DC Aux Supply | TAMCO | TAMCO SWITCHGEAR (MANUFACTURER) | T3A-VHIF630INC700 | Active
002496297 | SWITCHBOARD,POWER | CNI Subs/Customer Supply w/Metering Switchgear Unit, 12kV, 800A, 25kA, 2000A Bus Metal Encl Fixed Switchgear & Control Gear Assy c/w 110V DC Aux Supply | TAMCO | TAMCO SWITCHGEAR (MANUFACTURER) | T3C-VHIF630INC700 | Active
000105047 | CORD ASSY,ELEC | Adaptor, Safety Patchcord, 25cm x 0.75mm Lead c/w 1 x 4mm Male Straight & 1 x 4mm Male Right Angle Connectors, to connect Trailing Lead Bayonet Connector to | RTE | RAPID-TECH EQUIPMENT PTY LTD | 2351-IEC-25-V | Active
000105047 | CORD ASSY,ELEC | Adaptor, Safety Patchcord, 25cm x 0.75mm Lead c/w 1 x 4mm Male Straight & 1 x 4mm Male Right Angle Connectors, to connect Trailing Lead Bayonet Connector to | HYLEC | HYLEC ENERGY SOLUTIONS | 2351-IEC-25-V | Active
000030435 | END CLAMP,TERMINAL BLOCK | Type BAZH1, Screw End Stop, 10mm Spacing Dark Grey, Double Gripping Rail Contact, Terminal Block Accessory | ABBAUST | ABB AUSTRALIA PTY LTD | 1SNK 900 102 R0000 | Active
001010123 | END CLAMP,TERMINAL BLOCK | Type EWK1, Bracket, End Electrical Terminal Block Accessory for SAK6N, SAKR & SAKT1 Universal | WEIDMLLR | WEIDMULLER (AUST) PTY LTD | KLI 020616 | Active
000023392 | PLATE,IDENTIFICATION | Plastic, Red, Phase Identification, suit Sicame Multi-Service LV ABC Connectors | SICAME | SICAME AUSTRALIA PTY LTD | MSC BASE PLATE R | Active
000023393 | PLATE,IDENTIFICATION | Plastic, White, Phase Identification, suit Sicame Multi-Service LV ABC Connectors | SICAME | SICAME AUSTRALIA PTY LTD | MSC BASE PLATE W | Active
000023394 | PLATE,IDENTIFICATION | Plastic, Blue, Phase Identification, suit Sicame Multi-Service LV ABC Connectors | SICAME | SICAME AUSTRALIA PTY LTD | MSC BASE PLATE B | Active
002404221 | JOINT,ELECTRICAL POWER CABLE | 22kV, 630mm2 Al, 1 Core XLPE Cable, Insect Protected c/w Cold Shrink Cable Joint Kit, Solvent Wipes, Mechanical Cable Connectors, Cable Screen Links, | TECONN | TE CONNECTIVITY LTD | CSJR-ERG65 | Active
000104216 | INSULATION SLEEVING,ELECTRICAL | Heat Shrink Tubing, 10/3mm, 1.2m Lg, Medium Wall, Uncoated | TECONN | TE CONNECTIVITY LTD | MWTM-10/3-1200/U(S25) | Active
000104216 | INSULATION SLEEVING,ELECTRICAL | Heat Shrink Tubing, 10/3mm, 1.2m Lg, Medium Wall, Uncoated | GILBERT | GILBERT LODGE AUSTRALIA PTY LTD | RAYMWTM10/3-U | Active
000104238 | TIE,PREFORMED | Side, Neck Dia 112mm, 7/4.75 AAC & AAAC 6/4.75+7/1.60 ACSR, Armoured (scm) (P30) | PLP | PREFORMED LINE PRODUCTS (AUST) | AWST240A112 | Active
000104194 | TIE,PREFORMED | Top, Neck Dia 76mm, 3/2.75 SC/GZ 3/12 Steel, Armoured, (scm) (P50) | PLP | PREFORMED LINE PRODUCTS (AUST) | GDT-102A-76 | Active
000104631 | INSULATOR,LINE POST | 66kV, 210kV BIL, Composite, 2 Slot Dropped Tongue, ETS 10-02-02, Item 3 | TYCOELEC | TYCO ELECTRONICS | NPSN30SH019S-120 | Active
000104631 | INSULATOR,LINE POST | 66kV, 210kV BIL, Composite, 2 Slot Dropped Tongue, ETS 10-02-02, Item 3 | GRAPHSOL | GRAPH SOLUTIONS PTY LTD | 2009-0757-5-5-FPSN30XH019S0R0 | Active
000104695 | RECLOSER,AUTO | Hydraulic, 11/12.7/19.1kV, SWER, 25A Coil, 50A Trip 1A3C Sequence, ETS 06-07-01 (scm) | COOPER | COOPER ELECTRICAL AUSTRALIA PTY LTD | KE25C13 | Active
000104706 | HARNESS,SAFETY,INDUSTRIAL | Style B, Size Medium, Full Body, Fall Arrest, for Ladders & Platforms, ETS RSE01 | HGHTDYNM | HEIGHT DYNAMICS | 653M4017 | Active
000104603 | INSULATOR,STATION POST | 132kV, 650kV BIL, Porcelain, 1500mm H, 3650mm Creepage, Lvl 3 Pollution, Type C6-650, JBP 10365 | GRAPHSOL | GRAPH SOLUTIONS PTY LTD | 34925AL5 | Active
000104703 | RECLOSER,AUTO | Hydraulic, 11/12.7/19.1kV, SWER, 10A Coil, 20A Trip 2A2B Sequence, ETS 06-07-01 (scm) | COOPER | COOPER ELECTRICAL AUSTRALIA PTY LTD | KE10B22 | Active
000105090 | TIE,PREFORMED | Side, Neck Dia 54mm Insulator, 7/3.25 SC/AC, Armoured (scm) | PLP | PREFORMED LINE PRODUCTS (AUST) | AWST163A54 | Active
000140878 | FUSE,CARTRIDGE | 500V AC, HRC DIN Type Size 1, 250A, ETS 12-02-01 Group E (P3) (scm) | FUSECO | FUSECO POWER SOLUTIONS PTY LTD | NH1F-250 | Active
002487007 | TELEMETRY SYSTEM | Ceragon, 11GHz w 490MHz TR Separation, OCB Assy, Block A, Channel 03, LOW | CERAGON | CERAGON LTD | 15OCB11W-490A-03-L | Active
002487023 | TELEMETRY SYSTEM | Ceragon, 8GHz 311MHz TR Separation, OCB Assy, Block B, Channel 02, LOW | CERAGON | CERAGON LTD | 15OCB8-311B-02-L | Active
002487098 | TELEMETRY SYSTEM | Ceragon, 6HGHz, OCB Filter Set, 1 x Tx, 2 x Rx, Channel 04, HIGH | CERAGON | CERAGON LTD | 15F6H-6960N | Active
002493161 | CYLINDER,GAS | Empty Cylinder, 10kg, SF6 Maintenance Work Only, Purity >90%, Moisture as per MAC C3/C4 Criteria, N24 Silver Grey Body Y14 Gold Yellow Shoulder, Type 31 Valve, | CATALINA | CATALINA INDUSTRIES PTY LTD | 10KG SILVER GREY + GOLD YELLOW | Active
002406075 | ARRESTER,ELECTRICAL SURGE | LDC2, 60kV, 10kA, Gapless Metal Oxide | ABBAUST | ABB AUSTRALIA PTY LTD | 7800098MWK48 | Active
002406363 | FUSE CUTOUT,PRIMARY EXPULSION | Drop Out, 200A, 36kV, 170kV BIL, Crossarm Mount (scm) | NGKSTANG | NGK STANGER PTY LTD | C710-643PB | Active
002405998 | GREASE,GENERAL PURPOSE | Gadus S2 V220 2, 450gm Cartridge, Automotive & Industrial Grease | SHELL | SHELL COMPANY OF AUSTRALIA LTD | GADUS S2 V220 2 | Active
002406126 | TERMINATION KIT,ELECTRICAL CABLE | Underground, Indoor, 11kV, 95-185mm2 3 Core, Paper Lead Alloy, Screened or Belted, Armoured or Non-armoured | GILBERT | GILBERT LODGE AUSTRALIA PTY LTD | RAYEPKT17C3MIH2 | Active
002406304 | INSULATOR,DISC | 125kN, Ball & Socket, Glass, Type U125 BS, with Zinc Insert (P6) | GRAPHSOL | GRAPH SOLUTIONS PTY LTD | 134210 | Active
002406585 | BATTERY,NONRECHARGEABLE | 6V, Heavy Duty (Each) | MMELEC | MM ELECTRICAL MERCHANDISING | EVR509 | Active
002406585 | BATTERY,NONRECHARGEABLE | 6V, Heavy Duty (Each) | ATOMSUPP | ATOM SUPPLY GROUP P/L | 3441002 | Active
002456556 | CROSSARM,COMPOSITE | 1565 x 125 x 125mm, Intermediate Angle Buckarm, for Maintenance Constructions, Dwg 6-2-3010-8 & 1047766-05 (scm) | WAGNERS | WAGNERS CFT MANUFACTURING | EC006-00105 | Active
002451490 | BLADE | Multifunction Power Tool Blade, Fixed Depth, 3mm Max Cutting Limit | TTLTOOL | TOTAL TOOLS TOWNSVILLE | BOSCH MTB 3MM | Phasing
002454338 | BLADE | Multifunction Power Tool Blade, Fixed Depth, 8mm Max Cutting Limit | TTLTOOL | TOTAL TOOLS TOWNSVILLE | BOSCH MTB 8MM | Phasing
002492304 | ADAPTOR,UNIVERSAL | Button Adaptor to Bayonet/Taplin AL Fitting to suit 38mm Fibreglass Stick | THEWMCCA | TMAC THEW & MCCANN GROUP | TM10524 | Active
000004094 | MULTIPLEXER,DIGITAL | PDH, Data Connector, 3 x 7 | COMMTEL | COMMTEL NETWORK SOLUTIONS | 21470 | Active
002400365 | SHADE BRIM,SAFETY HELMET | Straw Shade, to suit Safety Full Helmet | MTCASTLE | MOUNTCASTLE PTY LTD | E9000100 | Active
000104630 | INSULATOR,LINE POST | 66kV, 350kV BIL, Composite, Horizontal Clamp Top, ETS 10-02-02, Item 2 | GRAPHSOL | GRAPH SOLUTIONS PTY LTD | FPKN70CWO17SORO | Active
000104678 | OUTREACH HEADFRAME | Major Road, 4 Way, Galv, suit 3.0m Outreach Arm, Dwg 860256-01 (scm) | IUPOLE | INTERNATIONAL UTILITY POLES PTY LTD | EG-104678 | Active
000104678 | OUTREACH HEADFRAME | Major Road, 4 Way, Galv, suit 3.0m Outreach Arm, Dwg 860256-01 (scm) | GMPOLES | GM POLES PTY LTD | SPID-HF-4WX3 | Active
000104678 | OUTREACH HEADFRAME | Major Road, 4 Way, Galv, suit 3.0m Outreach Arm, Dwg 860256-01 (scm) | INGAL | INGAL EPS | 1128594RGL | Active
000104681 | OUTREACH HEADFRAME | Major Road, 3 Way, Galv, suit 1.5m Outreach Arm, Dwg 860256-01 (scm) | IUPOLE | INTERNATIONAL UTILITY POLES PTY LTD | EG-104681 | Active
000104681 | OUTREACH HEADFRAME | Major Road, 3 Way, Galv, suit 1.5m Outreach Arm, Dwg 860256-01 (scm) | GMPOLES | GM POLES PTY LTD | SPID-HF-3WX1.5 | Active
000104604 | FUSE,CARTRIDGE | 500V AC, HRC DIN Type, 50A, Size 1, ETS 12-02-01 Group E (scm) | FUSECO | FUSECO POWER SOLUTIONS PTY LTD | NH1F-50 | Active
000104628 | CROSSARM,WOOD | Predrilled, 2400 x 150 x 100mm, LV, Strain/Termination, EE Dwg 875133-07 (P12) (scm) | DALEMYRS | DALE & MEYERS OPERATIONS PTY LTD | XARM0104628 | Active
000104694 | RECLOSER,AUTO | Hydraulic, 11/12.7/19.1kV, SWER, 5A Coil, 10A Trip 1A3B Sequence, ETS 06-07-01 (scm) | COOPER | COOPER ELECTRICAL AUSTRALIA PTY LTD | KE05B13 | Active
000104704 | RECLOSER,AUTO | Hydraulic, 11/12.7/19.1kV, SWER, 10A Coil, 20A Trip 1A3C Sequence, ETS 06-07-01 (scm) | COOPER | COOPER ELECTRICAL AUSTRALIA PTY LTD | KE10C13 | Active
000104463 | CONNECTOR ELBOW | Set of 3, 630A, Bolted, suit 22kV 1C 630mm2 Al XLPE Cable, F & G Type AST20/630, w/o Metal Housing Code No. 31 573 63 (scm) | TECONN | TE CONNECTIVITY LTD | RSTI-ERG53 | Active
000104639 | INSULATOR,STRAIN | 66kV, 350kV BIL, Polymer, 70kN, Ball & Socket, ETS 10-02-01, Item 8 | MACLEAN | MACLEAN POWER SYSTEMS | S178029BE05 | Active
000104698 | RECLOSER,AUTO | Hydraulic, 11/12.7/19.1kV, SWER, 15A Coil, 30A Trip 2A2B Sequence, ETS 06-07-01 (scm) | COOPER | COOPER ELECTRICAL AUSTRALIA PTY LTD | KE15B22 | Active
000104629 | INSULATOR,LINE POST | 132kV, 320kV BIL, Composite, Horizontal Clamp Top, ETS 10-02-02, Item 1 | FLOWLINE | FLOWLINE INDUSTRIES PTY LTD | EH5236030H | Active
002487205 | FUSE,CARTRIDGE | 24kV, HRC RMU Back-up, 100A, Barrel 442mm Lg, 85mm Dia, End Caps 34mm Lg, 45mm Dia c/w Striker Pin to DIN Standard 43 625, IEC 60282-1 & VDE 0670-4 | FUSECO | FUSECO POWER SOLUTIONS PTY LTD | 3002213/100 | Active
002487205 | FUSE,CARTRIDGE | 24kV, HRC RMU Back-up, 100A, Barrel 442mm Lg, 85mm Dia, End Caps 34mm Lg, 45mm Dia c/w Striker Pin to DIN Standard 43 625, IEC 60282-1 & VDE 0670-4 | SIBA | SIBA WORLDWIDE FUSES | 30 022 13.100 | Active
002417962 | INSULATOR,DISC | 125kN, Ball & Socket, Porcelain, Fog Type, Zinc Insert c/w "R" Pin (P90) | GRAPHSOL | GRAPH SOLUTIONS PTY LTD | 24946G | Active
002417970 | INSULATOR,DISC | 125kN, Ball & Socket, Porcelain, Normal Type, Zinc Insert c/w "R" Pin (P108) | GRAPHSOL | GRAPH SOLUTIONS PTY LTD | 24815 | Active
000020428 | TERMINATION KIT,ELECTRICAL CABLE | Indoor, 11kV, 3 Ph, 95mm2 Cu, PLY/HDPE & PLYSWS Cable, Heatshrink, 650mm Min Tail Lengths, c/w Compression Lugs, AS/NZS 4805 Part 2 | RAYCHEM | RAYCHEM (AUSTRALIA) PTY LTD | EPKT-EX225 | Active
000430023 | TERMINATION,PREFORMED | FT, 7/3.25 SC/AC (P20) | PLP | PREFORMED LINE PRODUCTS (AUST) | AWFG-K070 | Active
000431542 | SADDLE | Earth Guard, HFT, Single Sided 20mm with M6 hole, for HV & LV Earth (Not SWER) (P1000) (scm) | TYCOELEC | TYCO ELECTRONICS | EGS20M6 | Active
000431542 | SADDLE | Earth Guard, HFT, Single Sided 20mm with M6 hole, for HV & LV Earth (Not SWER) (P1000) (scm) | PLP | PREFORMED LINE PRODUCTS (AUST) | D-EGS20M6 | Active
000431542 | SADDLE | Earth Guard, HFT, Single Sided 20mm with M6 hole, for HV & LV Earth (Not SWER) (P1000) (scm) | LAWRENCE | LAWRENCE & HANSON | 4ELL1083 | Active
000476465 | SOCKET TONGUE | Twisted, 70kN, ETS 01-01-01, Dwg 01-17-03 (P20) (scm) | GREGSF | GREG SEWELL FORGINGS PTY LTD | 476465 | Active
000725224 | FUSE,CARTRIDGE | 69kV, 30A, CA Spec PS7/023/SE/88 Rev A | PWRHDIST | POWERHOUSE DISTRIBUTION | PH-476030 | Active
000620141 | FUSE LINK,EXPULSION | 100A, Class K, TS 06-03-01 (P1) (scm) | ABBAUST | ABB AUSTRALIA PTY LTD | 7501666 | Active
000620141 | FUSE LINK,EXPULSION | 100A, Class K, TS 06-03-01 (P1) (scm) | NGKSTANG | NGK STANGER PTY LTD | ZXC705-100BK37 | Active
000675132 | SWITCH,FUSED | 630A, 660V Crossarm Mounted Accepts Fuse Links with 111mm or 133/184mm Fixing Centres, Spec ETS 06-02-01 (scm) | NGKSTANG | NGK STANGER PTY LTD | NZ4286EXP/2 | Active
000611169 | FUSE,CARTRIDGE | 660V AC, HRC Cartridge OTM Type, 355A, 4 Hole Bolt in Centre Tags, 133/184mm Fixing Centres (scm) | FUSECO | FUSECO POWER SOLUTIONS PTY LTD | OTM355 | Active
000620273 | FUSE LINK,EXPULSION | 10A, Class T, TS 06-03-01 (scm) | ABBAUST | ABB AUSTRALIA PTY LTD | 7295837 | Active
000620273 | FUSE LINK,EXPULSION | 10A, Class T, TS 06-03-01 (scm) | NGKSTANG | NGK STANGER PTY LTD | ZXT705-10BT37 | Active
002406684 | BEND,ELECTRICAL CONDUIT | 100mm, 45 Deg, 1800mm Rad, UPVC, LD, Orange Elec, AS/NZS 2053.2 (scm) | HAYMANS | HAYMANS ELECTRICAL | 100LDELE1800R45B | Active
002406983 | WASHER,FLAT | Round, M5, Nickel Plated Brass (P100) (scm) | THEBLTPL | THE BOLT PLACE | 2406983 | Active
002406708 | TERMINAL,LUG | Cable Assembly Flag Terminal c/w 14mm Hole, Flexible 35mm PVC Lead 750mm Lg (MOQ200) | TYCOELEC | TYCO ELECTRONICS | F20810 | Active
002406409 | SOLDER,TIN-ZINC ALLOY | 70/30, 360mm, 15mm, 0.25kg, Al Friction, Scratch (friction) Metal for Al, Paper/Lead Cable Repair, Spec 273 AS1834 | IDEALELE | IDEAL ELECTRICAL SUPPLIERS | SOLDER TIN ZINC 70/30 | Active
002406978 | WASHER,FLAT | Round, 6.35 x 15.88mm (1/4 x 5/8") S/Steel Gde 316 (P100) | THEBLTPL | THE BOLT PLACE | 2406978 | Active
002406726 | FUSE CUTOUT,PRIMARY EXPULSION | Drop Out, 100A, 36kV, Crossarm Mount, TS 06-03-01 (scm) | NGKSTANG | NGK STANGER PTY LTD | 72299/27ERGON2 | Active
002406719 | DETERGENT,GENERAL PURPOSE | Degreaser, Power Clean, 15L Drum | TEN | THE ENERGY NETWORK (AUST) PTY LTD | RPC15 | Active
002406719 | DETERGENT,GENERAL PURPOSE | Degreaser, Power Clean, 15L Drum | SHERRIFF | SHERRIFF ELECTRICAL P/L (WHOLESALERS) | ATTW20 | Active
002406719 | DETERGENT,GENERAL PURPOSE | Degreaser, Power Clean, 15L Drum | BLKWOODJ | J BLACKWOOD & SONS LIMITED | 03461802 | Active
002407169 | TERMINATION,PREFORMED | FT, 19/2.75 SC/GZ & GY3 Insulator, ETS 11-09-01 | PLP | PREFORMED LINE PRODUCTS (AUST) | D-SGG1375: GY3 | Active
002407275 | STAYROD | Yoke, Clevis Plates & Bolts, 288kN, ETS 11-09-01 | PLP | PREFORMED LINE PRODUCTS (AUST) | GAR-288-6000-M36 | Active
002407252 | SHACKLE | Bow, Galv Steel, 120kN c/w Clevis Bolt Nut & Hump Split Pin, ETS 11-09-01 (scm) | PLP | PREFORMED LINE PRODUCTS (AUST) | S120A | Active
002407253 | TWISTED EYE TONGUE | 120kN, ETS 11-09-01 | PLP | PREFORMED LINE PRODUCTS (AUST) | TET120 | Active
002407286 | BOLT,EYE | M20 x 475mm, 100mm Lg Thread, Flange c/w S/Steel Humpback Split Pin, ETS 11-09-01 | PLP | PREFORMED LINE PRODUCTS (AUST) | EB475 | Active
002407235 | CLAMP,SUPPORT,ELEC CONDUCTOR | Armour Grip, Oxygen, 19/4.75 AAAC 1120, For use with Clamp End Post Insulator, ETS 11-09-01 | PLP | PREFORMED LINE PRODUCTS (AUST) | D-HSP2375 | Active
002407166 | SLEEVE,COMPRESSION | Termination Conductor Compression, FT, Sulphur, 61/3.75 AAAC 1120, Die Size Al 47.5mm, ETS 11-09-01 | PLP | PREFORMED LINE PRODUCTS (AUST) | D-HD713E | Active
002407242 | TERMINATION KIT,ELECTRICAL CABLE | Aerial c/w Earth, 1.5m Earth Bond Lead & No Shackle, suit 11.4mm CC-30/30/449 OPGW, ETS 11-09-01 (scm) | DULHUNTY | DULHUNTY POWER (AUST) PTY LTD | OPGWTS-1130L-ER | Active
002407257 | PLATE,METAL | Yoke, 120kN, ETS 11-09-01, EE Dwg ES000784-01 | PLP | PREFORMED LINE PRODUCTS (AUST) | TY141 | Active
002401986 | TRANSFORMER,DISTRIBUTION | Pole Mount, 6.6kV, 63kVA, 3 Ph, Bushing Entry, NQ TS M195 | ABBAUST | ABB AUSTRALIA PTY LTD | 101096 | Active
002403877 | SETSCREW | M12 x 30mm, Hex, Zinc Plated, suit Unistrut System (P100) | HOBSON | HOBSON ENGINEERING CO PTY LTD | XEKBS16XCM120030 | Active
002404280 | TAPE,INSULATION,ELECTRICAL | Scotch, No 13 | 3MAUST | 3M AUSTRALIA PTY LTD | MMM13 | Active
002489383 | HOOK,SCREW | Test Probe Hook, 6mm, S/Steel, suit Teleperch Test Stick | HYLEC | HYLEC ENERGY SOLUTIONS | 6MMSSTESTHK | Active
002491249 | HOT LINE STICK | Orange Insulated Stick, 875mm Long, 300m Handle, u/w Voltage Detectors for Indoor Use. | HYLEC | HYLEC ENERGY SOLUTIONS | PXV1082UQLD | Active
002492684 | TRANSFORMER,VOLTAGE | 72.5kV, IVT, 50Hz, Post Type 1Ph Outdoor Dual 0.2M, 3P 50VA c/w Metering Accuracy Tests | ARTECHE | THE ARTECHE GROUP (GFF POWER PARNTER) | UT-72 | Active
002492684 | TRANSFORMER,VOLTAGE | 72.5kV, IVT, 50Hz, Post Type 1Ph Outdoor Dual 0.2M, 3P 50VA c/w Metering Accuracy Tests | GFFPOWER | GFF POWER | UT-72 | Active
000104600 | INSULATOR,STATION POST | 22kV, 150kV BIL, Porcelain, 355mm H, 660mm Creepage, Lvl 3 Pollution, Type C10-150, JBP 10365 | GRAPHSOL | GRAPH SOLUTIONS PTY LTD | 346230L1 | Active
000104477 | TERMINATION KIT,ELECTRICAL CABLE | Outdoor, 22kV, 630mm2 Al, 1 Core XLPE Cable c/w Cold Shrink Cable Term Kit, Solvent Wipes, Cable Core Lugs, Cable Screen Lugs, ETS14-02-01 (scm) | TECONN | TE CONNECTIVITY LTD | CSTO-ERG56 | Active
000104494 | TERMINATION KIT,ELECTRICAL CABLE | 11kV, 35mm2; Al Triplex (1C wound 3 in hand) XLPE Cable Insect Protected, for 11kV Magnefix MD Series RMU c/w Cable Term Kit, Holec 502.0047/3 Connection | INTERENG | INTERTECH ENGINEERING PTY LTD | E104494 | Active
000104460 | PROTECTOR,FIBRE OPTIC CABLE | Fibre Optic Abrasion Protector, 12.70 - 25.40mm Dia (P60) (scm) | PLP | PREFORMED LINE PRODUCTS (AUST) | PTG-0203 | Active
000126019 | POLE,PUBLIC LIGHTING,METAL | Minor Road, 5.5m, Base Plate Mounted, 350 PCD Bolt Spacing, Galv, EQTS 05-02-01, Dwg 05-02-11 (scm) | IUPOLE | INTERNATIONAL UTILITY POLES PTY LTD | EX-22393 | Active
000126019 | POLE,PUBLIC LIGHTING,METAL | Minor Road, 5.5m, Base Plate Mounted, 350 PCD Bolt Spacing, Galv, EQTS 05-02-01, Dwg 05-02-11 (scm) | INGAL | INGAL EPS | GEX22393 | Active
000126019 | POLE,PUBLIC LIGHTING,METAL | Minor Road, 5.5m, Base Plate Mounted, 350 PCD Bolt Spacing, Galv, EQTS 05-02-01, Dwg 05-02-11 (scm) | GMPOLES | GM POLES PTY LTD | FBM-5.5-350 | Active
000124228 | FUSE,CARTRIDGE | 415V AC, HRC Cartridge UK Type, 100A, 56mm x 30mm Dia | FUSECO | FUSECO POWER SOLUTIONS PTY LTD | 3057F-100 | Active
000158012 | TERMINAL,LUG | Compression, Cu, 10mm2, M10 Bolt Hole, Hex Die A/F 5.7mm (P50) (scm) | TYCOELEC | TYCO ELECTRONICS | H1406B/50 | Active
000455204 | PEG,SURVEY | 200 x 50 x 38mm, Painted Red, EE Dwg 903987-01 (In Bdls.of 100) | ENDFOUND | ENDEAVOUR FOUNDATION | PEG200MMRED | Active
000551008 | INSULATOR,DISC | 70kN, Ball & Socket, Glass, Type U70BL, (Fog), ETS 10-01-01, Item 19 | MOSGRAPH | MOSDORFER GRAPH | F70P/146DC | Active
000551008 | INSULATOR,DISC | 70kN, Ball & Socket, Glass, Type U70BL, (Fog), ETS 10-01-01, Item 19 | GRAPHSOL | GRAPH SOLUTIONS PTY LTD | B80P/146DC | Active
001111568 | DIFFUSER,LIGHT | Acrylic, to suit GEC Optispec Luminaire 250/400 Watt ( OPCAB ) | REXEL | REXEL AUSTRALIA | OPCAB | Active
001111568 | DIFFUSER,LIGHT | Acrylic, to suit GEC Optispec Luminaire 250/400 Watt ( OPCAB ) | IDEALELE | IDEAL ELECTRICAL SUPPLIERS | OPCAB | Active
002405177 | SWITCH,FUSED | 160A, 660V AC, 3 Pole, Accepts DIN Type Fuse Links Size 00, Switchboard Mounted, Front Connected, suit URD Pillars | IPDGROUP | IPD GROUP LIMITED | KETO-00-3/F | Active
000022828 | LEAD,ELECTRICAL | Flexible Insulated Jumper Cable, 5m Lg, Cable Meets Requirements ASTM F2321, kV Rating 15kV Phase to Phase, 10kV Phase to Earth, 400A Rated, 1.1 Smooth Jaw Al | TEN | THE ENERGY NETWORK (AUST) PTY LTD | BRITECH JUMPER5MEX | Active
000104803 | SCREW,TAPPING,THREAD CUTTING | Timber T17, 12/11 x 25mm, 5/16" HWF, S/Steel, Class 3 (P1000) | HOBSON | HOBSON ENGINEERING CO PTY LTD | T16WSFH1211025 | Active
002492759 | CABLE ASSY,RADIO FREQUENCY | PolyPhaser TSX-NFF Type N F/F Bulkhead Coaxial Surge Protector, 698MHz - 2.7GHz, DC Block, 500W, IP67, 40kA | RFIND | RF INDUSTRIES PTY LTD | TSX-NFF | Active
002487999 | CYLINDER,GAS | Empty Cylinder, 10kg, for SF6 Waste, Golden Yellow Body/Shoulder, Poor Purity Gas to be Scrapped, Not Suitable for Reuse & Uneconomical to Recycle | CATALINA | CATALINA INDUSTRIES PTY LTD | 10KG GOLD YELLOW | Active
002488294 | DRILL,TWIST | Milwaukee Shockwave, Impact Hole Saw, 19mm (3/4") Thin Wall, 6mm (1/4") Quick Connect Hex Shank | C&LTOOL | C&L TOOL CENTRE | MILWA49569805 | Active
002488294 | DRILL,TWIST | Milwaukee Shockwave, Impact Hole Saw, 19mm (3/4") Thin Wall, 6mm (1/4") Quick Connect Hex Shank | MILWAUKE | MILWAUKEE POWER TOOLS | 49569805 | Active
002489110 | TRANSFORMER,DISTRIBUTION | Groundmount, 22kV/433-250V, 315kVA, 3Ph, HV Bushing DIN Interface A, LV Bsh, KNAN FR3 Fluid, Dyn 11, 7 Tap Positions HV & LV Cable Box Fitted, Pressure Relief | WILSON | WILSON TRANSFORMER CO. PTY LTD | 874-B169-11 | Active
000554097 | INSULATOR,STATION POST | 66kV, 350kV BIL, Porcelain, 770mm H, 1812mm Creepage, Lvl 3 Pollution, Type C8-350, JBP 10365 | GRAPHSOL | GRAPH SOLUTIONS PTY LTD | 34845LL3 | Active
000560320 | INSULATOR,LINE POST | 22kV, 150kV BIL, Porcelain, Vertical Clamp Top (AS Designation R11EC150N) Suitable for use with Galv M24 Bolt Morlynn P/N H11522, CA Spec 1812/96/T | TYCOELEC | TYCO ELECTRONICS | H11522 | Active
000560445 | INSULATOR,PIN | 33kV, 11kN, Type SLP/33/534, Pattern 'C' Thread, ETS 10-01-01, Item 11 Dwg 10-01-04 (scm) | TECONN | TE CONNECTIVITY LTD | PI-SLP-33-534-PG1 | Active
000560461 | INSULATOR,PIN | 11kV, 7kN, Aerodynamic Type ALP/11/275 Pattern 'C' Thread, ETS 10-01-01, Item 4 | TECONN | TE CONNECTIVITY LTD | PI-ALP/11/275-PG1 | Active
001728509 | NUT,EYE | M20, Galv, Dwg 01-05-01 (P20) (scm) | GREGSF | GREG SEWELL FORGINGS PTY LTD | 4807 | Active
001540304 | CABLE,POWER,ELECTRICAL | Conductor, 10mm2 (77/0.40) Tinned Cu Annealed Bare, 100m Wood Drum, JTS 03-03-01 (scm) | MIDLAND | MIDLAND METALS OVERSEAS PTE LTD | MMO-ANN. TINNED 77/0.4 CU | Active
001540304 | CABLE,POWER,ELECTRICAL | Conductor, 10mm2 (77/0.40) Tinned Cu Annealed Bare, 100m Wood Drum, JTS 03-03-01 (scm) | OLEX | OLEX AUSTRALIA PTY LTD | ACUR58A1001AAAA | Active
001702976 | BOLT,MACHINE | M10 x 140mm, Hex, Galv c/w Galv Hex Nut, Aust Std (P50) | THEBLTPL | THE BOLT PLACE | 1702976 | Active
001420045 | CABLE,POWER,ELECTRICAL | Aerial, 0.6/1kV, 2 x 25mm2 Al ABC, XLPE Insulated (LVABC), 320m Wood Drum, JTS 03-03-02 (scm) | MIDLAND | MIDLAND METALS OVERSEAS PTE LTD | MMO-LVABC 2X25 AL X | Active
001420045 | CABLE,POWER,ELECTRICAL | Aerial, 0.6/1kV, 2 x 25mm2 Al ABC, XLPE Insulated (LVABC), 320m Wood Drum, JTS 03-03-02 (scm) | OLEX | OLEX AUSTRALIA PTY LTD | XDAB17AA002AAAA | Active
001703468 | BOLT,MACHINE | M12 x 280mm, Hex, Galv c/w Galv Hex Nut, Aust Std (P50) | THEBLTPL | THE BOLT PLACE | 1703468 | Active
001713072 | BOLT,EYE | M20 x 450mm, Galv c/w Galv Hex Nut, Dwg 01-02-02 (P10) (scm) | GREGSF | GREG SEWELL FORGINGS PTY LTD | QESI010202M20X450 | Active
001713803 | BOLT,EYE | M20 x 500mm, Galv, Extension c/w Galv Hex Nut, 500mm from end of Bolt to Plate, suit Composite Arms, EE Dwg ES000751-01 | GREGSF | GREG SEWELL FORGINGS PTY LTD | 1713803 | Active
001714512 | BOLT,MACHINE | M20 x 500mm, 150mm Lg Thread, Hex, Galv, High Strength Property Class 8.8 c/w Galv Hex Nut & Washer, 75 x 75 x 6mm Washer Weld to Head, Aust Std (P10)(scm) | GREGSF | GREG SEWELL FORGINGS PTY LTD | 1714512 | Active
001705428 | BOLT,MACHINE | M24 x 250mm, Hex, Galv c/w Galv Hex Nut, Aust Std (P10) | GREGSF | GREG SEWELL FORGINGS PTY LTD | 1705428 | Active
001749336 | NUT,PLAIN,HEX | M16, S/Steel Gde 304, Aust Std (P50) (scm) | BOLTMAST | BOLTMASTERS | HNHM4 | Active
001749336 | NUT,PLAIN,HEX | M16, S/Steel Gde 304, Aust Std (P50) (scm) | GREGSF | GREG SEWELL FORGINGS PTY LTD | 1749336 | Active
001728510 | NUT,EYE | M24, Galv, Dwg 01-05-01 (P20) (scm) | GREGSF | GREG SEWELL FORGINGS PTY LTD | 1728510 | Active
002488856 | CIRCUIT BREAKER | 145kV, 3150A, 40kA/1sec, Outdoor SF6 Live Tank, 3 Pole Operated CB Unit c/w 110VDC Aux & 110VDC Motor Supply, L4 Pollution, 10546 item 85, GE GL312 F1 | GE | GENERAL ELECTRIC COMPANY | GL312 F1 | Active
002491595 | TELEMETRY SYSTEM | RAC 70v2, QPSK-4096QAM, NO XPIC, ACM | COMMTEL | COMMTEL NETWORK SOLUTIONS | EXR-700-002 | Active
002491595 | TELEMETRY SYSTEM | RAC 70v2, QPSK-4096QAM, NO XPIC, ACM | AVIAT | AVIAT NETWORKS | EXR-700-002 | Active
002491678 | RADIO UNIT,REMOTE | ODU 600v2, 8GHz, 7835-8017 TX Low, T-R 300/305.56/310/311.32/360MHz | COMMTEL | COMMTEL NETWORK SOLUTIONS | ECH-08-0311-021 | Active
002491678 | RADIO UNIT,REMOTE | ODU 600v2, 8GHz, 7835-8017 TX Low, T-R 300/305.56/310/311.32/360MHz | AVIAT | AVIAT NETWORKS | ECH-08-0311-021 | Active
002491702 | TELEMETRY SYSTEM | Eclipse, Intelligent Node Unit, Super Licence Plus c/w EZF-08012, EZF-01, EZF-02, EZF-03, EZF-04, EZF-05, EZF-06, EZF-09, EZF-10, EZF-14, EZG-42, EZF-56 | COMMTEL | COMMTEL NETWORK SOLUTIONS | EZE-SLX-ECLIPSE-INU | Active
002491702 | TELEMETRY SYSTEM | Eclipse, Intelligent Node Unit, Super Licence Plus c/w EZF-08012, EZF-01, EZF-02, EZF-03, EZF-04, EZF-05, EZF-06, EZF-09, EZF-10, EZF-14, EZG-42, EZF-56 | AVIAT | AVIAT NETWORKS | EZE-SLX-ECLIPSE-INU | Active
002491728 | CABLE ASSY,RADIO FREQUENCY | Y-Cable, 2 x HDR-E50 to BNC Connector, 2.8m | COMMTEL | COMMTEL NETWORK SOLUTIONS | 037-579405-002 | Active
002491728 | CABLE ASSY,RADIO FREQUENCY | Y-Cable, 2 x HDR-E50 to BNC Connector, 2.8m | AVIAT | AVIAT NETWORKS | 037-579405-002 | Active
002491736 | FILTER | Air Filter Assembly, 2RU Chassis, for Ellipse INUe | COMMTEL | COMMTEL NETWORK SOLUTIONS | 131-501768-001 | Active
002491736 | FILTER | Air Filter Assembly, 2RU Chassis, for Ellipse INUe | AVIAT | AVIAT NETWORKS | 131-501768-001 | Active
002491918 | TERMINATION KIT,ELECTRICAL CABLE | LV In/Out Termination, Heatshrink, suit 25mm2 4 Core WB AL XLPE/PVC, c/w Bi-Metal Narrow Palm Shear Bolt Lugs | RAYCHEM | RAYCHEM (AUSTRALIA) PTY LTD | EPKT-EQ536 | Active
002491918 | TERMINATION KIT,ELECTRICAL CABLE | LV In/Out Termination, Heatshrink, suit 25mm2 4 Core WB AL XLPE/PVC, c/w Bi-Metal Narrow Palm Shear Bolt Lugs | TECONN | TE CONNECTIVITY LTD | ES6344-000 | Active
000030405 | COVER,TERMINAL BLOCK | Type CO Protective Cover, 1m Lg, 77mm W, 30mm H, Transparent, PVC, Terminal Block Accessory | ABBAUST | ABB AUSTRALIA PTY LTD | 1SNK 900 604 R0000 | Active
002407259 | CLEVIS | Ball, 120kN, ETS 11-09-01 | PLP | PREFORMED LINE PRODUCTS (AUST) | BC120A | Active
002407262 | LINK,EXTENSION | Mark 94, ETS 11-09-01 | PLP | PREFORMED LINE PRODUCTS (AUST) | LSP-120-460ER | Active
002407263 | LINK,EXTENSION | Mark 95, ETS 11-09-01 | PLP | PREFORMED LINE PRODUCTS (AUST) | LSP-120-250ER | Active
002407278 | GUARD | Stay 32mm OD x 1.6mm Thk x 2.40m Lg, Al Tube, Deburred Powder Coated Pearl White, ETS 11-09-01 | PLP | PREFORMED LINE PRODUCTS (AUST) | ASG-030-2.4 | Active
002407102 | PEG,SURVEY | Rural Locating, 1000 x 25 x 25mm, Painted Yellow, EE Dwg 903987-01, (In Bdls.of 40) | ENDFOUND | ENDEAVOUR FOUNDATION | 25251000PY | Active
002407175 | SPLICE,CONDUCTOR | Preformed, FT, 7/2.75 SC/AC, Left Hand Lay, ETS 11-09-01 | PLP | PREFORMED LINE PRODUCTS (AUST) | D-LLS0825L | Active
002407285 | BOLT,EYE | M20 x 450mm, 100mm Lg Thread, Flange c/w S/Steel Humpback Split Pin, ETS 11-09-01 EE Dwg ES000786-01 | PLP | PREFORMED LINE PRODUCTS (AUST) | EB450 | Active
002407256 | CLEVIS,TONGUE | 120kN, ETS 11-09-01 | TEN | THE ENERGY NETWORK (AUST) PTY LTD | CT-120 | Active
002407256 | CLEVIS,TONGUE | 120kN, ETS 11-09-01 | PLP | PREFORMED LINE PRODUCTS (AUST) | TC-120-1 | Active
002409480 | BRACE,CROSSARM | Tension, 45 x 45 x 5 x 2450 Lg, Galv Steel, Stamp with "IIN2409480", EE Dwg 917971-03(4) | ISM | ISM MANUFACTURING PTY LTD | ERGON-917971-03-04 | Active
002489359 | INSULATING COMPOUND,ELECTRICAL | DUSSEK R4M, Rosin Oil, Sets Thick, for Cable Boxes 33kV or Less, 16kg Pail | DUSSEK | DUSSEK (H&R GROUP) | DUSSEK R4M | Active
002407144 | SLEEVE,COMPRESSION | FT, Iodine, 7/4.75 AAAC 1120, Die Size Al, 22.0mm, ETS 11-09-01 | PLP | PREFORMED LINE PRODUCTS (AUST) | D-HM705 | Active
002479723 | FIXTURE,LIGHTING | 37W RoadFlair BRP392 (L37A) 4K c/w Upcast Adaptor, Major Road, EQTS 05-01-02 (scm) | PHILIPS | PHILIPS AUSTRALIA PTY LTD | 824110136141 | Active
002491108 | RELAY,ELECTROMAGNETIC | RIF-0-RSC-12DC/21, Pre-assembled Relay Module with Screw Connection, Relay Base with Ejector & Power Contact Relay, Contact type: 1 Changeover Contact, | PHOENIX | PHOENIX CONTACT PTY LTD | 2903375 | Active
002471894 | ADHESIVE | Sikaflex 11FC, Paste, 600ml Tube, Adhesive Sealant, Polyurethane, Fast Cure, Bonding Agent for QR Acrylic Labels | ATOMSUPP | ATOM SUPPLY GROUP P/L | 88893739 | Active
002471894 | ADHESIVE | Sikaflex 11FC, Paste, 600ml Tube, Adhesive Sealant, Polyurethane, Fast Cure, Bonding Agent for QR Acrylic Labels | SIKA | SIKA GROUP (AUST) | 520355 | Active
002472264 | SANITISER | Aquim Hand Gel; Anti-Bacterial Hand Sanitiser; 60 ml; For use when water is not avalable | ALPHAFAS | ALPHA FIRST AID SUPPLIES | 99609 | Active
002472264 | SANITISER | Aquim Hand Gel; Anti-Bacterial Hand Sanitiser; 60 ml; For use when water is not avalable | ATOMSUPP | ATOM SUPPLY GROUP P/L | 418459 | Active
002472264 | SANITISER | Aquim Hand Gel; Anti-Bacterial Hand Sanitiser; 60 ml; For use when water is not avalable | ATOMSUPP | ATOM SUPPLY GROUP P/L | 79904983 | Active
000024824 | GLOVES,PROTECTIVE | MaxiCut 5 Ultra, Size 6, Micro-Foam Nitrile Coated, Cut & Punture Resistant | ATG | ATG INTELLIGENT GLOVE SOLUTIONS | 44-3745 06 | Active
000024824 | GLOVES,PROTECTIVE | MaxiCut 5 Ultra, Size 6, Micro-Foam Nitrile Coated, Cut & Punture Resistant | ATOMSUPP | ATOM SUPPLY GROUP P/L | 30000324 | Active
002438117 | LAMP,METAL HALIDE | 70W Ceramic Arc, Clear Tube, E27 Cap, Operates on 70W HP Sodium Control Gear, EQTS 05-03-01 (scm) | LSS | LIGHT SOURCE SOLUTIONS | S93102211 | Phasing
002438117 | LAMP,METAL HALIDE | 70W Ceramic Arc, Clear Tube, E27 Cap, Operates on 70W HP Sodium Control Gear, EQTS 05-03-01 (scm) | PHILIPS | PHILIPS AUSTRALIA PTY LTD | 928082019235 | Phasing
000104516 | CUTTER,CABLE,HAND OPERATED | Cable, Ratchet, 254mm long, Capacity 32mm AL/Cu, 20mm ACSR | TEN | THE ENERGY NETWORK (AUST) PTY LTD | RC-32ACSR | Active
000104516 | CUTTER,CABLE,HAND OPERATED | Cable, Ratchet, 254mm long, Capacity 32mm AL/Cu, 20mm ACSR | TEN | THE ENERGY NETWORK (AUST) PTY LTD | 9009 | Active
000021977 | BIT,AUGER | Impact, 22mm Dia, 600mm O/A Lg, Steel, Ring Twist, 7/16 Hex Shank, Quick Release | LEGEND | LEGEND POWER SYSTEMS | MSS-0078L | Active
000021977 | BIT,AUGER | Impact, 22mm Dia, 600mm O/A Lg, Steel, Ring Twist, 7/16 Hex Shank, Quick Release | SPECFORC | SPECIALISED FORCE PTY LTD | STMSF822X600 | Active
002489334 | PLATFORM,POLE | Universal Insulated Composite Pole Platform, 850mm long (Small) with Rough Top Deck & Locking Mechanism, WLL 200kg | THEWMCCA | TMAC THEW & MCCANN GROUP | TM01831 | Active
000023881 | INSULATING COMPOUND,ELECTRICAL | Resin & Hardener Compound DS700A&B, Alt Resin for Prysmian 110kV Joint Outer Box, 20kg When Mixed, 6 Units per Joint | MIDLAND | MIDLAND METALS OVERSEAS PTE LTD | DS700A & B | Active
002490860 | ARRESTER,LIGHTNING | Lightning Rod/Finial, Hot Dip Galv | ADNOUGHT | ADNOUGHT SHEETMETAL FABRICATIONS | LIGHTNING FINIAL | Active
000023887 | LINK,STRESS | Replacement Stress Link, for Lugall Webbing Strap Serial Hoists, Silver | TEN | THE ENERGY NETWORK (AUST) PTY LTD | PLA-572 | Active
000104679 | OUTREACH HEADFRAME | Major Road, 4 Way, Galv, suit 1.5m Outreach Arm, Dwg 860256-01 (scm) | IUPOLE | INTERNATIONAL UTILITY POLES PTY LTD | EG-104679 | Active
000104679 | OUTREACH HEADFRAME | Major Road, 4 Way, Galv, suit 1.5m Outreach Arm, Dwg 860256-01 (scm) | GMPOLES | GM POLES PTY LTD | SPID-HF-4WX1.5 | Active
000016813 | BIRD REPELLENT | Afterglow UV Stabilised Warning Marker, White, Disk 250mm Lg, 10-70mm Clamp, used to Divert Birds from Power Lines | SUMMIT | SUMMIT GROUP | AFTERGLOW 9.2-PE1100 | Active
002489631 | RECTIFIER | 48V, Rectifier to suit Alpha Cordex Charger | ICS | ICS INDUSTRIES PTY LTD (ENERSYS) | 010-566-20-040 | Active
000016478 | INSULATING COMPOUND KIT,ELECTRICAL | 3 Part Polyurethane Resin Compound, Resin Base, Hardener & Filler, Operating Temperature 90°C, 7.5L Kit | SICAME | SICAME AUSTRALIA PTY LTD | HRK3-75 | Active
002443836 | CABLE ASSY,FIBRE OPTIC | Patch Lead, 10m Lg, ST-ST Connectors, 2 Fibre D-Series, MMOF, 2 Core, MIL Spec Riser Cable, 5mm Jacket, Black | OPTICAL | OPTICAL FIBRE SYSTEMS PTY LTD | OFS-CAB-62D2-MIL-AA-10 | Active
002492502 | BASE,RELAY | 250V, 8A, 8 Pin Flat, Screw Terminal, DIN Rail Mount, suit 4652 Relay Box Clamp, IP20, -40 to 70 deg C, 32.8 x 29 x 12.4mm | HAYMANS | HAYMANS ELECTRICAL | FID97.02 | Active
002492510 | POWER SUPPLY | PDU Unit, 1RU, 240V, 10A, 1 x 3 Pin Aus Plug Input, 6 x 3 Pin Aus GPO Output, 2m Lg Cord, Horizontal Orientation, Black, 482.6 x 45 x 44.6mm, w/optional | HAYMANS | HAYMANS ELECTRICAL | SEVSEDG-6P-GPO | Active
002454221 | COVER,FUSE | ABB SafeLink 1 & 2 Fuse Cap, Single Phase | ABBAUST | ABB AUSTRALIA PTY LTD | CA2012FC | Active
001703816 | BOLT,MACHINE | M16 x 40mm, Hex, Galv c/w Galv Hex Nut, Aust Std (P100) (scm) | BOLTMAST | BOLTMASTERS | HMHM040G | Active
001703816 | BOLT,MACHINE | M16 x 40mm, Hex, Galv c/w Galv Hex Nut, Aust Std (P100) (scm) | GREGSF | GREG SEWELL FORGINGS PTY LTD | 1703816 | Active
001704596 | BOLT,MACHINE | M20 x 300mm, Hex, Galv c/w Galv Hex Nut, Aust Std (P15) (scm) | BOLTMAST | BOLTMASTERS | IMHM300G | Active
001704596 | BOLT,MACHINE | M20 x 300mm, Hex, Galv c/w Galv Hex Nut, Aust Std (P15) (scm) | GREGSF | GREG SEWELL FORGINGS PTY LTD | 1704596 | Active
001713135 | BOLT,EYE | M20 x 600mm, Galv c/w Galv Hex Nut, Dwg 01-02-02 (P5) (scm) | GREGSF | GREG SEWELL FORGINGS PTY LTD | 1713135 | Active
001757622 | SCREW,COACH | M10 x 50mm, Galv, Aust Std (P500) (scm) | GREGSF | GREG SEWELL FORGINGS PTY LTD | 1757622 | Active
001757622 | SCREW,COACH | M10 x 50mm, Galv, Aust Std (P500) (scm) | BOLTMAST | BOLTMASTERS | FMHS050G | Active
001766605 | ANCHOR,GUY | Double Helix, 250mm Dia, 35mm2 Hub Metric Thread, Mid Strength 6000ft lb (P25) (scm) | BRITECH | BRI-TECH PTY LTD | T102-1948 | Active
001777593 | WASHER,FLAT | Round, M24, Galv, QESI Dwg 01-04-02 (P100) (scm) | THEBLTPL | THE BOLT PLACE | 1777593 | Active
001713773 | BOLT,EYE | M20 x 400mm, Galv, Extension c/w Galv Hex Nut, 400mm from end of Bolt to Plate, suit Composite Arms, EE Dwg ES000751-01 (scm) | GREGSF | GREG SEWELL FORGINGS PTY LTD | 1713773 | Active
001702852 | BOLT,MACHINE | M10 x 25mm, Hex, Galv c/w Galv Hex Nut, Aust Std (P100) (scm) | THEBLTPL | THE BOLT PLACE | 1702852 | Active
001631267 | CABLE,POWER,ELECTRICAL | Control, U/G, 0.6/1kV, 24C, 4mm2 Cu, PVC Insulated/Screen/PVC Sheath (7/0.85) Metre Marked, CTS PS16/007/SE/82 Rev C (250m Drum) (MOQ 1000m) | OLEX | OLEX AUSTRALIA PTY LTD | BPMP09SB024CXWW | Active
001703921 | BOLT,MACHINE | M16 x 180mm, Hex, Galv c/w Galv Hex Nut, Thread 80-100mm Lg, ETS 01-02-01, Aust Std (P30) (scm) | BOLTMAST | BOLTMASTERS | HMHM180G | Active
001703921 | BOLT,MACHINE | M16 x 180mm, Hex, Galv c/w Galv Hex Nut, Thread 80-100mm Lg, ETS 01-02-01, Aust Std (P30) (scm) | GREGSF | GREG SEWELL FORGINGS PTY LTD | 1703921 | Active
001704751 | BOLT,MACHINE | M20 x 650mm, Hex, Galv c/w Galv Hex Nut, Aust Std (P5) (scm) | GREGSF | GREG SEWELL FORGINGS PTY LTD | 1704751 | Active
001713501 | BOLT,EYE | M24 x 600mm, Galv c/w Galv Hex Nut, Dwg 01-02-03 (P5) (scm) | GREGSF | GREG SEWELL FORGINGS PTY LTD | 1713501 | Active
001420459 | WIRE,ELECTRICAL | Conductor Aerial, AAAC/1120, 37/3.00mm, NITROGEN, Fully Greased, 2500m Wood Drum JTS 03-03-01 | OLEX | OLEX AUSTRALIA PTY LTD | NITROGEN | Active
001420459 | WIRE,ELECTRICAL | Conductor Aerial, AAAC/1120, 37/3.00mm, NITROGEN, Fully Greased, 2500m Wood Drum JTS 03-03-01 | MIDLAND | MIDLAND METALS OVERSEAS PTE LTD | MMO-NITROGEN | Active
001631305 | CABLE,POWER,ELECTRICAL | Control, U/G, 0.6/1kV, 4C, 6mm2 Cu, PVC Insulated/UnScreened/PVC Sheath (7/1.04) Metre Marked CTS PS16/007/SE/82 Rev B (250m Drum) (MOQ 1000m) | OLEX | OLEX AUSTRALIA PTY LTD | HAHP11AA004CXWW | Active
001704097 | BOLT,MACHINE | M16 x 450mm, Hex, Galv c/w Galv Hex Nut, Aust Std (P20) | GREGSF | GREG SEWELL FORGINGS PTY LTD | 1704097 | Active
001705622 | BOLT,MACHINE | M24 x 700mm, Hex, Galv c/w Galv Hex Nut, Aust Std (P5) | GREGSF | GREG SEWELL FORGINGS PTY LTD | 1705622 | Active
002489235 | HARNESS,SAFETY,INDUSTRIAL | Full Body Dielectric EWP, Large, Confined Space Harness | HGHTDYNM | HEIGHT DYNAMICS | FH24 LARGE | Active
000021418 | CONNECTOR | Type PSBJ 4/15/6, Female Test Socket Connector, Insulated, Transparent, suit Terminal Types UK6N & UK10N, Pack of 10 | HAYMANS | HAYMANS ELECTRICAL | PHO0303419 | Active
000021418 | CONNECTOR | Type PSBJ 4/15/6, Female Test Socket Connector, Insulated, Transparent, suit Terminal Types UK6N & UK10N, Pack of 10 | PHOENIX | PHOENIX CONTACT PTY LTD | 0303419 | Active
002491579 | BLADE | Milwaukee, 89mm, Universal Fit OPEN-LOK, Oscillating Multi-Tool HCS Wood Blade | C&LTOOL | C&L TOOL CENTRE | MILWA49251121 | Active
002491579 | BLADE | Milwaukee, 89mm, Universal Fit OPEN-LOK, Oscillating Multi-Tool HCS Wood Blade | MILWAUKE | MILWAUKEE POWER TOOLS | 49251121 | Active
002407108 | PEG,SURVEY | Rural Locating, 1000 x 25 x 25mm, Painted Red, EE Dwg 903987-01, (In Bdls.of 40) | ENDFOUND | ENDEAVOUR FOUNDATION | 25251000PR | Active
000019760 | GUARD | 3M Electrostatic Animal Guard, Insulator Neck Dia Range 115-165mm, Rated to 35kV, PE/Steel Spokes, Spring Loop for Hot-Stick Application, Pack of 25 | 3MAUST | 3M AUSTRALIA PTY LTD | GG4565 | Active
002492411 | TAG,MARKER | Pole Inspection Disc, Al, Non-Coloured, Non-Stamped, 50mm Dia, 2mm Thk c/w 6mm Dia Punched Hole 8mm from Edge | UAM | UTILITY ASSET MANAGEMENT P/L | DISC-PLAIN | Active
002492437 | MULTIPLEXER CARD | DB4 Single Slot 75 Ohm Bal with 4xE1, DynaFlex Digital Branching Unit, 4xE1 | COMMTEL | COMMTEL NETWORK SOLUTIONS | DYF-DB4-75&DYF-DB4-SWENHANCED | Active
002492437 | MULTIPLEXER CARD | DB4 Single Slot 75 Ohm Bal with 4xE1, DynaFlex Digital Branching Unit, 4xE1 | AVARA | AVARA TECHNOLOGIES P/L (MANUFACTURER) | P61011.02 | Active
002492478 | INSULATING VARNISH | VA42, Red Varnish, Air Dry, 300g Aerosol 12 per Carton | HAZELEC | HAZ-ELEC INDUSTRIES PTY LTD | 818-S015-0042-PP | Active
002492478 | INSULATING VARNISH | VA42, Red Varnish, Air Dry, 300g Aerosol 12 per Carton | REGAL | REGAL BELOIT CORPORATION | 818-S015-0042-PP | Active
002492486 | CORROSION PREVENTIVE COMPOUND | CRC 3013, Soft Seal, Heavy Film, Long Term Protection for Metal Services, 300g Aerosol | BLKWOODJ | J BLACKWOOD & SONS LIMITED | 03968000 | Active
002492486 | CORROSION PREVENTIVE COMPOUND | CRC 3013, Soft Seal, Heavy Film, Long Term Protection for Metal Services, 300g Aerosol | CRC | CRC INDUSTRIES AUSTRALIA PTY LTD | 3013 | Active
002409522 | PLATE,METAL | Compression Gusset, 12mm Plate, Galv Steel, Stamp with "IIN 2409522" EE Dwg 917971-03 Item 10 | ISM | ISM MANUFACTURING PTY LTD | ERGON-917971-03-10 | Active
002477164 | COVER,ACCESS | Tall Pillar Lid, Modified to House Data Recorder (N/S), or Recorder & AFLC Filter (SE), Dwg 1087664-01 | FLOWLINE | FLOWLINE INDUSTRIES PTY LTD | ES1013 | Active
002492031 | PARTS KIT,TERMINAL JUNCTION | Fixed Base Pole Kit 3 Ph c/w 20A (10x38) Fuse & Holder, M8 x 4mm2 Lug, 16mm2 Lug, 2 Terminal Blocks, for Slip Base Street Light Pole | MMELEC | MM ELECTRICAL MERCHANDISING | I3S-BP3DR-ROK | Active
002462117 | GLOVES | Inner for HV Insulating Gloves, Size XXL Nylon Shell with PU Coating | BUNZL | BUNZL LIMITED | NIMLTLITEBL02XL | Active
002462117 | GLOVES | Inner for HV Insulating Gloves, Size XXL Nylon Shell with PU Coating | ATOMSUPP | ATOM SUPPLY GROUP P/L | 79903025 | Active
002462091 | GLOVES | Inner for HV Insulating Gloves, Size L, Nylon Shell with PU Coating | ATOMSUPP | ATOM SUPPLY GROUP P/L | 90110276 | Active
002462091 | GLOVES | Inner for HV Insulating Gloves, Size L, Nylon Shell with PU Coating | BUNZL | BUNZL LIMITED | NIMLTLITEBL000L | Active
002459147 | METAL CLEANER & RUST REMOVER | Yield, Prenetraing Release Agent, Loosens Rust & Corrosion, Cleans Grease, Dirt & Sludge *Not for Circuit Breaker Mechanisms* | ATOMSUPP | ATOM SUPPLY GROUP P/L | 88891418 | Active
002459147 | METAL CLEANER & RUST REMOVER | Yield, Prenetraing Release Agent, Loosens Rust & Corrosion, Cleans Grease, Dirt & Sludge *Not for Circuit Breaker Mechanisms* | CHEMSRCH | CHEMSEARCH | 5068 | Active
002452431 | GLOVES,HEAT PROTECTIVE | Vantage, Heat Retardant, Size 9, Plaited, DuPont Kevlar & Ploy/Cotton, Knitwrist, suitable for Hot Work Environments | ATOMSUPP | ATOM SUPPLY GROUP P/L | 131583 | Active
002452431 | GLOVES,HEAT PROTECTIVE | Vantage, Heat Retardant, Size 9, Plaited, DuPont Kevlar & Ploy/Cotton, Knitwrist, suitable for Hot Work Environments | ALLENS | ALLENS INDUSTRIAL PRODUCTS | AN70761/09 | Active
002452431 | GLOVES,HEAT PROTECTIVE | Vantage, Heat Retardant, Size 9, Plaited, DuPont Kevlar & Ploy/Cotton, Knitwrist, suitable for Hot Work Environments | ANSELL | ANSELL LTD | 70-761/SIZE 9 | Active
002404407 | PAINT,FLUORESCENT | Fluorescent Yellow, 350g Spraypak Can | ATOMSUPP | ATOM SUPPLY GROUP P/L | 90888008 | Active
002404407 | PAINT,FLUORESCENT | Fluorescent Yellow, 350g Spraypak Can | BLKWOODJ | J BLACKWOOD & SONS LIMITED | 04714655 | Active
002402808 | SNAP HOOK | Handline, Galv Steel, 1.5T WLL c/w Safety Latch | ATOMSUPP | ATOM SUPPLY GROUP P/L | 90160806 | Active
002402808 | SNAP HOOK | Handline, Galv Steel, 1.5T WLL c/w Safety Latch | ROBLIFT | ROBERTSONS LIFTING & RIGGING PTY LTD | 426315 | Active
000455506 | POST,FENCE,METAL | Star Picket, 1650mm, Black (P10) | ATOMSUPP | ATOM SUPPLY GROUP P/L | 91090000 | Active
000455506 | POST,FENCE,METAL | Star Picket, 1650mm, Black (P10) | BUNNINGS | BUNNINGS WAREHOUSE | 10755 (3041497) | Active
000022041 | COVER,ELECTRICAL EQUIPMENT | LV, High Visibility Insulating Sock, 230 x 110mm, Tubular Shape, for O/Head & U/Ground Apparatus, to AS4202-1994 & AS2225-1994 | BALMORAL | BALMORAL ENGINEERING PTY LTD | 19004-ERG | Active
000022041 | COVER,ELECTRICAL EQUIPMENT | LV, High Visibility Insulating Sock, 230 x 110mm, Tubular Shape, for O/Head & U/Ground Apparatus, to AS4202-1994 & AS2225-1994 | BALMORAL | BALMORAL ENGINEERING PTY LTD | 19004 ENGX | Active
000022041 | COVER,ELECTRICAL EQUIPMENT | LV, High Visibility Insulating Sock, 230 x 110mm, Tubular Shape, for O/Head & U/Ground Apparatus, to AS4202-1994 & AS2225-1994 | BALMORAL | BALMORAL ENGINEERING PTY LTD | 19003 | Active
000022041 | COVER,ELECTRICAL EQUIPMENT | LV, High Visibility Insulating Sock, 230 x 110mm, Tubular Shape, for O/Head & U/Ground Apparatus, to AS4202-1994 & AS2225-1994 | BALMORAL | BALMORAL ENGINEERING PTY LTD | 02389851/19003 | Active
002455160 | COVER,INSULATING | LV, Drape, 600 x 450mm, Brown Id Patch c/w Reinforced Corner Eyelets & Plastic Covered Magnets each Corner for Fixing, AS4202 | BALMORAL | BALMORAL ENGINEERING PTY LTD | 10026-EQ | Active
002428464 | GLOVE SHELLS,ELECTRICAL WORKERS | Live Line Leather Protector, Goat Skin, 3" Cuff, suit Glove Sizes 10.0 & 10.5, 12" Lg (305mm) | BALMORAL | BALMORAL ENGINEERING PTY LTD | OUTHVGS10 | Active
002428464 | GLOVE SHELLS,ELECTRICAL WORKERS | Live Line Leather Protector, Goat Skin, 3" Cuff, suit Glove Sizes 10.0 & 10.5, 12" Lg (305mm) | ANSELL | ANSELL LTD | OUTHVGS10 | Active
002428464 | GLOVE SHELLS,ELECTRICAL WORKERS | Live Line Leather Protector, Goat Skin, 3" Cuff, suit Glove Sizes 10.0 & 10.5, 12" Lg (305mm) | SALISBRY | SALISBURY (MANUFACTURER) | ILP3S 10/10.5 | Active
002423812 | COVER,INSULATING | LV, Drape, 450 x 315mm, Black c/w Reinforced Corner Eyelets for Fixing, AS4202, EE Dwg 941013-01/0F Item F (A3) | BALMORAL | BALMORAL ENGINEERING PTY LTD | 10008 ERG | Active
002423812 | COVER,INSULATING | LV, Drape, 450 x 315mm, Black c/w Reinforced Corner Eyelets for Fixing, AS4202, EE Dwg 941013-01/0F Item F (A3) | BALMORAL | BALMORAL ENGINEERING PTY LTD | 10008 E | Active
002423820 | COVER,INSULATING | LV, Drape, 600 x 450mm, Brown c/w Reinforced Corner Eyelets for Fixing, AS4202, EE Dwg 941013-01/0F Item F (A2) | BALMORAL | BALMORAL ENGINEERING PTY LTD | 10009 ERG | Active
002423820 | COVER,INSULATING | LV, Drape, 600 x 450mm, Brown c/w Reinforced Corner Eyelets for Fixing, AS4202, EE Dwg 941013-01/0F Item F (A2) | BALMORAL | BALMORAL ENGINEERING PTY LTD | 10009 E | Active
002471332 | RESCUE KIT | for Pole Top Rescue In Yellow Box c/w Rope, Tool Pouch, Rescue Cutter, Parrot Beak Cutter, Adjustable Anchor Strap & Descender | HGHTDYNM | HEIGHT DYNAMICS | 12204 | Active
000025465 | ACCESS KIT | Transformer Access Kit c/w SALA Nano-Lok Webbed Lifeline, 2 x Lanyard Keepers, 3 x 25mm Round Slings: 1 x 2m Orange, 1 x 1.2m Fluro Yellow, & 1 x 600mm Blue, | HGHTDYNM | HEIGHT DYNAMICS | TRANSFORMER ACCESS KIT 2018 | Active
000025465 | ACCESS KIT | Transformer Access Kit c/w SALA Nano-Lok Webbed Lifeline, 2 x Lanyard Keepers, 3 x 25mm Round Slings: 1 x 2m Orange, 1 x 1.2m Fluro Yellow, & 1 x 600mm Blue, | HGHTDYNM | HEIGHT DYNAMICS | 10828 | Active
002489763 | TERMINAL BLOCK | Type PTME 4, Test Disconnect Terminal, 500V, 24A, Gray, 70.5 x 6.2 x 48.8mm, 35mm DIN Rail Mtg, Clip-on, 0.2-6mm2 Cond Size c/w Switch Lever Disconnect | PHOENIX | PHOENIX CONTACT PTY LTD | 3212139 | Active
002489771 | END PLATE,TERMINAL BLOCK | D-PTME 4, End Cover, Gray, suit PTME 4 Terminal Block | PHOENIX | PHOENIX CONTACT PTY LTD | 3212167 | Active
002489789 | PLUG | PAI-4-FIX-5/6 GY, Test Adapter Plug, 2mm Male to 4mm Banana Female, Gray, suit 10A, 250V Phoenix Terminals | PHOENIX | PHOENIX CONTACT PTY LTD | 3035982 | Active
002407293 | BOLT,EYE | M20 x 650mm, 150mm Lg Thread, Flange c/w S/Steel Humpback Split Pin, ETS 11-09-01 | PLP | PREFORMED LINE PRODUCTS (AUST) | EB650 | Active
002433597 | DRIVE UNIT,HYDRAULIC | Rotator, suit 6.0T Cable Drum Stand, 500kg Line Pull, Petrol Engine, ETS RSE11, Dwg DA1401 | REDMOND | REDMOND GARY AUSTRALIA PTY LTD | 0408-994-0018 | Active
002491033 | HANDLE,HOT LINE STICK | MV Series, Section 9 (12m Base Section), c/w Base Cap for Telescopic Stick, fitted with 66kV Sticker | HASTINGS | HASTINGS (MANUFACTURER) | A20263 | Active
002452506 | HANDLING,COMPUTER EQUIPMENT | Product Check In & Tracking through ACT Logistics Warehouse | ACTLOG | ACT LOGISTICS | PRODUCT HANDLING | Active
002443844 | CABLE ASSY,FIBRE OPTIC | Patch Lead, 20m Lg, ST-ST Connectors, 2 Fibre D-Series, MMOF, 2 Core, MIL Spec Riser Cable, 5mm Jacket, Black | OPTICAL | OPTICAL FIBRE SYSTEMS PTY LTD | OFS-CAB-62D2-MIL-AA-20 | Active
002449353 | CABLE ASSY,FIBRE OPTIC | Patch Lead, 5m Lg, LC-LC Connectors, 2 Fibre D-Series, MMOF MIL Spec, 2 Core, 5mm Jacket, Black | OPTICAL | OPTICAL FIBRE SYSTEMS PTY LTD | OFS-CAB-62D2-MIL-VV-05 | Active
002452555 | CABLE ASSY,FIBRE OPTIC | Pigtail, 1.5m Lg, FC Connector, Tight Buffered Fibre, SMOF, Yellow | OPTICAL | OPTICAL FIBRE SYSTEMS PTY LTD | OFS-CAB-090-IO-015 | Active
002452555 | CABLE ASSY,FIBRE OPTIC | Pigtail, 1.5m Lg, FC Connector, Tight Buffered Fibre, SMOF, Yellow | OPTICAL | OPTICAL FIBRE SYSTEMS PTY LTD | CAB-090-IO-015 | Active
002452563 | CABLE ASSY,FIBRE OPTIC | Pigtail, 1.5m Lg, ST Connector, Tight Buffered Fibre, 62.5/125 MMOF, Natural | OPTICAL | OPTICAL FIBRE SYSTEMS PTY LTD | CAB-620-AO-015 | Active
002452563 | CABLE ASSY,FIBRE OPTIC | Pigtail, 1.5m Lg, ST Connector, Tight Buffered Fibre, 62.5/125 MMOF, Natural | OPTICAL | OPTICAL FIBRE SYSTEMS PTY LTD | OFS-CAB-620-AO-015 | Active
002452571 | CABLE ASSY,FIBRE OPTIC | Pigtail, 1.5m Lg, LC Connector, Tight Buffered Fibre, SMOF, Yellow | OPTICAL | OPTICAL FIBRE SYSTEMS PTY LTD | CAB-090-VO-015 | Active
002452571 | CABLE ASSY,FIBRE OPTIC | Pigtail, 1.5m Lg, LC Connector, Tight Buffered Fibre, SMOF, Yellow | OPTICAL | OPTICAL FIBRE SYSTEMS PTY LTD | OFS-CAB-090-VO-015 | Active
000024955 | GLOVES,PROTECTIVE | Leather Protectors, NexGen, use with Size 10.5 Electriflex Rubber Gloves, suit Class 2, 3 & 4 | TEN | THE ENERGY NETWORK (AUST) PTY LTD | NGILP3S-10H | Active
000024956 | GLOVES,PROTECTIVE | Leather Protectors, NexGen, use with Size 11 Electriflex Rubber Gloves, suit Class 2, 3 & 4 | TEN | THE ENERGY NETWORK (AUST) PTY LTD | NGILP3S-11 | Active
002438034 | TAG,INSTRUCTION | Test Marker, Plastic, Self Adhesive, Black Text on White, space for Equip ID Number, Serial Number, Tested at 75kV / 300mm, 3 x spaces for Retest Date c/w | CERTAGS | CERTAGS PTY LTD | 9287 | Active
002438034 | TAG,INSTRUCTION | Test Marker, Plastic, Self Adhesive, Black Text on White, space for Equip ID Number, Serial Number, Tested at 75kV / 300mm, 3 x spaces for Retest Date c/w | PROMARK | PROMARK PTY LTD (MANUFACTURER) | 9287 | Active
001713749 | BOLT,EYE | M20 x 200mm, Galv, Extension c/w Galv Hex Nut, 200mm from end of Bolt to Plate, suit Wood Arms, Dwg 22-A4-172 Rev B (P5) (scm) | GREGSF | GREG SEWELL FORGINGS PTY LTD | 1713749 | Active
002400144 | BOLT,MACHINE | M12 x 65mm, Hex, S/Steel Gde 316 c/w S/Steel Gde 304 Hex Nut, Aust Std (P25) | THEBLTPL | THE BOLT PLACE | 2400144 | Active
002400144 | BOLT,MACHINE | M12 x 65mm, Hex, S/Steel Gde 316 c/w S/Steel Gde 304 Hex Nut, Aust Std (P25) | HOBSON | HOBSON ENGINEERING CO PTY LTD | XEKBH16XCM120065 | Active
002400144 | BOLT,MACHINE | M12 x 65mm, Hex, S/Steel Gde 316 c/w S/Steel Gde 304 Hex Nut, Aust Std (P25) | AUSTAIN | AUSTAIN FASTENERS PTY LTD | B00612065 | Active
002400015 | BOLT,MACHINE | M12 x 260mm, Hex, Galv c/w Galv Hex Nut, Aust Std (P50) | THEBLTPL | THE BOLT PLACE | 2400015 | Active
002400192 | BOLT,MACHINE | M16 x 45mm, Hex, Galv c/w Galv Hex Nut, Aust Std (P100) | GREGSF | GREG SEWELL FORGINGS PTY LTD | 2400192 | Active
002400217 | CABLE,POWER,ELECTRICAL | Aerial, 0.6/1kV, 4 x 16mm2 HD Cu, PVC Insulated/Neutral Screen/PVC Sheath (7/1.70) Metre Marked (250m Drum) (MOQ 1000m) | OLEX | OLEX AUSTRALIA PTY LTD | FAGT15SB003CXAA | Active
002400405 | BEND,ELECTRICAL CONDUIT | 80mm, 15 Deg, 1830mm Rad, UPVC, LD, Orange Elec, AS/NZS 2053.2 | HAYMANS | HAYMANS ELECTRICAL | 80LDELE1830R15B | Active
002400591 | FUSE,CARTRIDGE | 40A, 69kV, Boric Acid Filled, Standard Speed, suit SMD-1A Fuse Mounts | S&C ELEC | S&C ELECTRIC COMPANY | 446040R1 | Active
002400923 | TERMINATION KIT,ELECTRICAL CABLE | 300mm2 Cu/Al Ply | EATONELE | EATON ELECTRIC SYSTEMS PTY LTD | 5020014 | Active
002400909 | INSULATION SLEEVING,ELECTRICAL | Heat Shrink Tubing, 82/25mm, 250mm Lg, Medium Wall c/w Sealant | TECONN | TE CONNECTIVITY LTD | MWTM-85/25-250/S(S20) | Active
002400909 | INSULATION SLEEVING,ELECTRICAL | Heat Shrink Tubing, 82/25mm, 250mm Lg, Medium Wall c/w Sealant | GILBERT | GILBERT LODGE AUSTRALIA PTY LTD | RAYMWTM85/25-250 | Active
002400993 | TERMINAL,LUG | Compression, Cu, Packet, Type Offset Prestressed GEC Midos Relays of 100 | IDEALELE | IDEAL ELECTRICAL SUPPLIERS | ALSTOM4ZB9124900 | Active
002400993 | TERMINAL,LUG | Compression, Cu, Packet, Type Offset Prestressed GEC Midos Relays of 100 | IDEALELE | IDEAL ELECTRICAL SUPPLIERS | ALSTOMZB9124900 | Active
002401123 | WIRE,ELECTRICAL | Conductor Aerial, AAC/1350, 7/2.50mm, LEO, Fully Greased, 4500m Wood Drum, JTS 03-03-01 | MIDLAND | MIDLAND METALS OVERSEAS PTE LTD | MMO-LEO | Active
002401377 | CABLE,POWER,ELECTRICAL | U/Ground, 12.7/22kV, 1C, 35mm2 Al, XLPE Insulated/35mm2 Nom Cu Wire Screen/ PVC Sheath (MOQ 750m) (scm) | MIDLAND | MIDLAND METALS OVERSEAS PTE LTD | XLHA18AA001CXAAOFFER1 | Active
002401377 | CABLE,POWER,ELECTRICAL | U/Ground, 12.7/22kV, 1C, 35mm2 Al, XLPE Insulated/35mm2 Nom Cu Wire Screen/ PVC Sheath (MOQ 750m) (scm) | OLEX | OLEX AUSTRALIA PTY LTD | XLHA18AA001CXAA | Active
002400940 | JOINT,ELECTRICAL CABLE,UNDERGROUND | Transition, 11kV, 95 to 185mm 3 Core PLY 3 Core XLPE c/w Solvent Wipes | GILBERT | GILBERT LODGE AUSTRALIA PTY LTD | EFSJ11CT8L3 | Active
002401150 | CABLE,POWER,ELECTRICAL | Aerial, 0.6/1kV, 2 x 10mm2 HD Cu, HDPE Insulated Black V75 (7/1.35) Parallel Webbed (250m Drum) (MOQ 250m) | OLEX | OLEX AUSTRALIA PTY LTD | DAAT13AN002AABK | Active
002401196 | CABLE,POWER,ELECTRICAL | Control, 0.6/1kV, 2C, 10mm2 Cu, PVC Insulated/PVC Sheath (7/1.35) (MOQ 1000m) | OLEX | OLEX AUSTRALIA PTY LTD | DNHP13AA002OMAA | Active
002402329 | CIRCUIT BREAKER | LV, 1 x 40A, Weatherproof Enclosure, Pole Mounting | MMELEC | MM ELECTRICAL MERCHANDISING | HEISPBIN40C1 | Active
002403242 | CABLE,POWER,ELECTRICAL | Aerial, 0.6/1kV, 4 x 35mm2 Al ABC, XLPE Insulated, 700 x 470 +bolts x 400mm (150m Drum) (MOQ 2000m) | OLEX | OLEX AUSTRALIA PTY LTD | XDAB18AA004AALP | Active
002403151 | FUSE,CARTRIDGE | 250V AC, HRC Cartridge SK Type, 16A, 29 x 12.7mm Dia (P20) | FUSECO | FUSECO POWER SOLUTIONS PTY LTD | MD16 | Active
002403218 | CLAMP,ELECTRICAL | Earth Rod, Brass, 13/15mm Dia Rod & 2.55mm Dia (4mm2) Cable (P200) | CLIPSAL | CLIPSAL (BY SCHNEIDER ELECTRIC) | CLI 205MBS | Active
002405343 | INSULATOR,STATION POST | 33kV, 250kV BIL, Porcelain, 508mm H & 76mm PCD c/w 12mm Threads | MORLYNN | MORLYNN CERAMICS PTY LTD | H11132 | Active
002473221 | DISCONNECTOR,HIGH VOLTAGE | 36kV, 31.5kA/3Sec, RHS Earth Switch, EESS-10724-01 | PLP | PREFORMED LINE PRODUCTS (AUST) | A-A9432-04 | Active
002473338 | DISCONNECTOR,HIGH VOLTAGE | 145kV, 40kA/1Sec, LHS Earth Switch | INSULECT | INSULECT AUSTRALIA PTY LTD | DSC12714 | Active
002473346 | DISCONNECTOR,HIGH VOLTAGE | 145kV, 40kA/1Sec, RHS Earth Switch | INSULECT | INSULECT AUSTRALIA PTY LTD | DSC12713 | Active
002473353 | DISCONNECTOR,HIGH VOLTAGE | 145kV, Low Structure only | INSULECT | INSULECT AUSTRALIA PTY LTD | DSC08844-02 | Active
002488245 | ELECTROLYTE DRINK | Sqwincher Fast Pack, Tropical Cooler, Low Sodium, Gluten Free, Caffeine Free, 18ml Sachet, add water to make 180ml Serving, Box of 50 | ATOMSUPP | ATOM SUPPLY GROUP P/L | 91520344 | Active
002488245 | ELECTROLYTE DRINK | Sqwincher Fast Pack, Tropical Cooler, Low Sodium, Gluten Free, Caffeine Free, 18ml Sachet, add water to make 180ml Serving, Box of 50 | SQWINCH | THE SQWINCHER CORP (MANUFACTURER) | SQ0098 | Active
000011176 | COVER,TERMINAL BLOCK | Type ADP2 Protective Cover, SAK Series, 1m Lg, 61.5mm W, 30mm H, Transparent, PVC, u/w Type HP2 Support Bracket, Terminal Block Accessory | WEIDMLLR | WEIDMULLER (AUST) PTY LTD | 0485300000 | Active
002493427 | DRILL-DRIVER,ELECTRIC,PORTABLE | Milwaukee, M12 Fuel, 1/4" Hex Impact Driver Quick Connect, 12V, Tri-LED Lighting, Tool Only | C&LTOOL | C&L TOOL CENTRE | MILWTM12FID20 | Active
002493427 | DRILL-DRIVER,ELECTRIC,PORTABLE | Milwaukee, M12 Fuel, 1/4" Hex Impact Driver Quick Connect, 12V, Tri-LED Lighting, Tool Only | MILWAUKE | MILWAUKEE POWER TOOLS | M12FID20 | Active
000104433 | BIT,SCREWDRIVER | Power Drive Bit, Magnetic External 5/16" Nutsetter, Hex Head, suit Roofing Screw | C&LTOOL | C&L TOOL CENTRE | GFB30B | Active
000104433 | BIT,SCREWDRIVER | Power Drive Bit, Magnetic External 5/16" Nutsetter, Hex Head, suit Roofing Screw | CLIPSAL | CLIPSAL (BY SCHNEIDER ELECTRIC) | CLI 357NS | Active
002417517 | BIT,SCREWDRIVER | Drive Head, 3/8" Tek, use on Battery Screwdriver | ATOMSUPP | ATOM SUPPLY GROUP P/L | 36021957 | Active
002417517 | BIT,SCREWDRIVER | Drive Head, 3/8" Tek, use on Battery Screwdriver | BLKWOODJ | J BLACKWOOD & SONS LIMITED | 01153114 | Active
002417517 | BIT,SCREWDRIVER | Drive Head, 3/8" Tek, use on Battery Screwdriver | ATOMSUPP | ATOM SUPPLY GROUP P/L | 92278060 | Active
002478162 | BIT,SCREWDRIVER | Phillips, #2, 50mm, 1/4" Quick Connect, (P5) | MILWAUKE | MILWAUKEE POWER TOOLS | 48324602 | Active
002478162 | BIT,SCREWDRIVER | Phillips, #2, 50mm, 1/4" Quick Connect, (P5) | C&LTOOL | C&L TOOL CENTRE | MILWA48324602 | Active
002478170 | BIT,SCREWDRIVER | Phillips, #2, 89mm, 1/4" Quick Connect, (P5) | C&LTOOL | C&L TOOL CENTRE | MILWA48324564 | Active
002478170 | BIT,SCREWDRIVER | Phillips, #2, 89mm, 1/4" Quick Connect, (P5) | MILWAUKE | MILWAUKEE POWER TOOLS | 48324564 | Active
002478907 | BIT,SCREWDRIVER | Flat Driver, 4 x 50mm, 1/4" Hex | C&LTOOL | C&L TOOL CENTRE | GFB020B | Active
002489854 | GLOVES,ELECTRICAL WORKER'S | Electriflex Linemans, Class 3, 26.5kVAC, Size 10, Insulating Natural Rubber, Yellow/Black, Straight Cuff, 16" (400mm Lg) | TEN | THE ENERGY NETWORK (AUST) PTY LTD | NG316YB-10 | Active
002490308 | GLOVES,ELECTRICAL WORKER'S | Salisbury Honeywell, Class 00, 500VAC, Size 8, Insulating Natural Rubber, Red, Straight Cuff, 280mm (11") Lg, ASTM D120 - 02A | TEN | THE ENERGY NETWORK (AUST) PTY LTD | E0011R-8 | Active
002490308 | GLOVES,ELECTRICAL WORKER'S | Salisbury Honeywell, Class 00, 500VAC, Size 8, Insulating Natural Rubber, Red, Straight Cuff, 280mm (11") Lg, ASTM D120 - 02A | SALISBRY | SALISBURY (MANUFACTURER) | E0011R-8 | Active
002490316 | GLOVES,ELECTRICAL WORKER'S | Salisbury Honeywell, Class 00, 500VAC, Size 8.5, Insulating Natural Rubber, Red, Straight Cuff, 280mm (11") Lg, ASTM D120 - 02A | TEN | THE ENERGY NETWORK (AUST) PTY LTD | E0011R-8H | Active
002490316 | GLOVES,ELECTRICAL WORKER'S | Salisbury Honeywell, Class 00, 500VAC, Size 8.5, Insulating Natural Rubber, Red, Straight Cuff, 280mm (11") Lg, ASTM D120 - 02A | SALISBRY | SALISBURY (MANUFACTURER) | E0011R-8H | Active
002490324 | GLOVES,ELECTRICAL WORKER'S | Salisbury Honeywell, Class 00, 500VAC, Size 9, Insulating Natural Rubber, Red, Straight Cuff, 280mm (11") Lg, ASTM D120 - 02A | TEN | THE ENERGY NETWORK (AUST) PTY LTD | E0011R-9 | Active
002490324 | GLOVES,ELECTRICAL WORKER'S | Salisbury Honeywell, Class 00, 500VAC, Size 9, Insulating Natural Rubber, Red, Straight Cuff, 280mm (11") Lg, ASTM D120 - 02A | SALISBRY | SALISBURY (MANUFACTURER) | E0011R-9 | Active
002489664 | RECTIFIER | 24V, Rectifier to suit Alpha Cordex Charger | ICS | ICS INDUSTRIES PTY LTD (ENERSYS) | 010-582-20-040 | Active
002422962 | ANCHOR | Ladder Anchor, Temporary, S/Steel, for Roof Access Kit, AS/NZS 1891.3 | HGHTDYNM | HEIGHT DYNAMICS | LD402 | Active
002422954 | ANCHOR | Roof Anchor, for Iron Roof, Anchor On The Go | HGHTDYNM | HEIGHT DYNAMICS | 1.5M LG RED | Active
002422954 | ANCHOR | Roof Anchor, for Iron Roof, Anchor On The Go | HGHTDYNM | HEIGHT DYNAMICS | 762998 | Active
000016947 | CARTRIDGE,RESPIRATOR,AIR FILTERING | Sundstrom SR510 P3 Particle Filter, Protection against all Types of Solid or Liquid Particles larger than 0.3 Microns (0.0003mm), Dust, Oil, Mist, Bacterial, | BLKWOODJ | J BLACKWOOD & SONS LIMITED | 00785655/00026 | Active
000016947 | CARTRIDGE,RESPIRATOR,AIR FILTERING | Sundstrom SR510 P3 Particle Filter, Protection against all Types of Solid or Liquid Particles larger than 0.3 Microns (0.0003mm), Dust, Oil, Mist, Bacterial, | BLKWOODJ | J BLACKWOOD & SONS LIMITED | 00785655 | Active
002455558 | LEGGINGS,SNAKE GUARD | Snakeprotex Chaps, Poly, Size L, to fit Calf Circ up to 49cm, Knee to Ankle, Lower Leg Protection from Potential Snake Bites | BLKWOODJ | J BLACKWOOD & SONS LIMITED | 00214374 | Active
002455558 | LEGGINGS,SNAKE GUARD | Snakeprotex Chaps, Poly, Size L, to fit Calf Circ up to 49cm, Knee to Ankle, Lower Leg Protection from Potential Snake Bites | SNAKEPRT | SNAKEPROTEX | SPX-L | Active
002455558 | LEGGINGS,SNAKE GUARD | Snakeprotex Chaps, Poly, Size L, to fit Calf Circ up to 49cm, Knee to Ankle, Lower Leg Protection from Potential Snake Bites | BLKWOODJ | J BLACKWOOD & SONS LIMITED | 03173585 | Active
002451037 | LEGGINGS,SNAKE GUARD | Snakeprotex Chaps, Poly, Size XL, to fit Calf Circ up to 53cm, Knee to Ankle, Lower Leg Protection from Potential Snake Bites | BLKWOODJ | J BLACKWOOD & SONS LIMITED | 00214391 | Active
002451037 | LEGGINGS,SNAKE GUARD | Snakeprotex Chaps, Poly, Size XL, to fit Calf Circ up to 53cm, Knee to Ankle, Lower Leg Protection from Potential Snake Bites | SNAKEPRT | SNAKEPROTEX | SPX-XL | Active
001837486 | GLOVES | Knitted Cotton Inner | BLKWOODJ | J BLACKWOOD & SONS LIMITED | 04329839 | Active
000104649 | SADDLE | Cu, Double Sided, 13mm (1/2") c/w 2 x 5mm Holes (P100) (scm) | MMELEC | MM ELECTRICAL MERCHANDISING | G09184 | Active
000104649 | SADDLE | Cu, Double Sided, 13mm (1/2") c/w 2 x 5mm Holes (P100) (scm) | REXEL | REXEL AUSTRALIA | 26184 | Active
000104649 | SADDLE | Cu, Double Sided, 13mm (1/2") c/w 2 x 5mm Holes (P100) (scm) | BLKWOODJ | J BLACKWOOD & SONS LIMITED | 03469004 | Active
002402428 | STEPLADDER | Fibreglass, 1.83m, Double Side, ETS RSE02 | LADAMAX | LADAMAX ALUMINIUM PRODUCTS PTY LTD | FDS062 | Active
001850148 | STEPLADDER | Fibreglass, 2.44m, Double Side, ETS RSE02 | LADAMAX | LADAMAX ALUMINIUM PRODUCTS PTY LTD | FDS082 | Active
000021838 | MASK,AIR FILTERING | Disposable, Surgical Cup Type Mask, KN95, for Influenza Strain Type Symptoms | ALPHAFAS | ALPHA FIRST AID SUPPLIES | 99250 | Active
000021838 | MASK,AIR FILTERING | Disposable, Surgical Cup Type Mask, KN95, for Influenza Strain Type Symptoms | ALPHAFAS | ALPHA FIRST AID SUPPLIES | 99249 | Active
002492130 | INSECT NET,HEAD | Fly & Mosquito Head Protection, Fine Mesh, One Size, Pull Cord for Secure Fit | ATOMSUPP | ATOM SUPPLY GROUP P/L | 1446001 | Active
000017021 | TERMINAL BLOCK | 4 Terminal Tunnel Type, 500V, 140A, Red, suit up to 25mm2 Cable, Pack of 10 | CNWELEC | CNW ELECTRICAL PTY LTD | BPT2RD | Active
000017021 | TERMINAL BLOCK | 4 Terminal Tunnel Type, 500V, 140A, Red, suit up to 25mm2 Cable, Pack of 10 | CLIPSAL | CLIPSAL (BY SCHNEIDER ELECTRIC) | BPT2RD | Active
002452233 | TELEMETRY SYSTEM | 15HP-RFU-8L, Ceragon FibreAir 1500R Microwave RFU, 155-622 Mbps, 8 GHz, 16 to 256 QAM | CERAGON | CERAGON LTD | 01-3129-6 | Active
002452241 | TELEMETRY SYSTEM | 15HP-RFU-6L, Ceragon FibreAir 1500R Microwave RFU, 155-622 Mbps, 6 GHz, 16 to 256 QAM | CERAGON | CERAGON LTD | 01-3130-4 | Active
002452258 | TELEMETRY SYSTEM | 15HP-RFU-6H, Ceragon FibreAir 1500R Microwave RFU, 155-622 Mbps, 6 GHz, 16 to 256 QAM | CERAGON | CERAGON LTD | 01-3131-5 | Active
002452282 | TELEMETRY SYSTEM | 15HP-1R-RFU-6L, Ceragon FibreAir 1500R Microwave RFU, 155-622 Mbps, 6 GHz, 16 to 256 QAM | CERAGON | CERAGON LTD | 01-3261-1 | Active
002452308 | TELEMETRY SYSTEM | 15HPS-1R-RFU-11L, Ceragon FibreAir 1500R Microwave RFU, 155-622 Mbps, 11 GHz, 16 to 256 QAM | CERAGON | CERAGON LTD | 01-3263-1 | Active
002452340 | TELEMETRY SYSTEM | 15OCB6L252A-03-H, Ceragon Outdoor Circulating Block, 6 GHz, High | CERAGON | CERAGON LTD | 15-OCB-6L-252A-03H | Active
002452357 | TELEMETRY SYSTEM | 15OCB6L252A-03-L, Ceragon Outdoor Circulating Block, 6 GHz, Low | CERAGON | CERAGON LTD | 15-OCB-6L-252A-03L | Active
002462448 | CONTROL,INTERFACE | 13.5V DC Power Module, Modem Power Supply, for CL7 Controller | EATONELE | EATON ELECTRIC SYSTEMS PTY LTD | 57E0003X09G10 | Active
002462455 | CONTROL,INTERFACE | Ethernet 10Base-T/100Base-TX, Cu, RJ45, Comms Module, for CL7 Controller, no Base Board | EATONELE | EATON ELECTRIC SYSTEMS PTY LTD | 57E0003X20G10 | Active
002491470 | MODULE,TRANSCEIVER | 10G, SFP+ BiBi ZR, TX1550 / RX1490nm, 80km, SMF, LC Simplex Connector, Programmable | FLEXOPTX | FLEXOPTIX UNIVERSAL TRANSCEIVERS | P.B1696.80.OL.R | Active
002491876 | INTERFACE UNIT,COMMS | SEL8051, Nx64F Submodule, C37.94 Multimode, ST Connector, Conformal Coat, for SEL ICON | SEL | SCHWEITZER ENGINEERING LAB PTY LTD | 8051-11C | Active
002492262 | ARRESTER,ELECTRICAL SURGE | Class SL, Ur=12kV, Uc=10.2kV, 10kA, Gapless Metal Oxide c/w Pedestal Base for 11kV Non-Effectively Earthed Systems | ACCULEC | ACCULEC PTY LTD (303899) | 300810-3010 | Active
002492262 | ARRESTER,ELECTRICAL SURGE | Class SL, Ur=12kV, Uc=10.2kV, 10kA, Gapless Metal Oxide c/w Pedestal Base for 11kV Non-Effectively Earthed Systems | ACCULEC | ACCULEC PTY LTD (303899) | PVI-LP 300810-3010 | Active
000025347 | METER,WATTHOUR | EMC1, 2 Element, 230/240V, 10-100A, Class 1, Bottom Connected, Load Profiling TOU Meter, RFID/SmartCard Enabled Prepayment Meter, Comms Enabled | AMSTG | AMS TECHNOLOGY GROUP PTY LTD | EMC1.Y+SM01-AU-MECR-08 | Active
000025348 | METER,WATTHOUR | EMA1, 1 Element, 230/240V, 10-100A, Class 1, Bottom Connected, Load Profiling TOU Meter, RFID/SmartCard Enabled Prepayment Meter, Comms Enabled | AMSTG | AMS TECHNOLOGY GROUP PTY LTD | EMA1.Y+SM01-AU-MECR-08 | Active
000104680 | OUTREACH HEADFRAME | Major Road, 3 Way, Galv, suit 3.0m Outreach Arm, Dwg 860256-01 (scm) | IUPOLE | INTERNATIONAL UTILITY POLES PTY LTD | EG-104680 | Active
000104680 | OUTREACH HEADFRAME | Major Road, 3 Way, Galv, suit 3.0m Outreach Arm, Dwg 860256-01 (scm) | GMPOLES | GM POLES PTY LTD | SPID-HF-3WX3 | Active
000104608 | FUSE,CARTRIDGE | 11/22kV, HRC Current Limiting, 25A, 20kA Fault Rating, Powder Filled (scm) | COOPER | COOPER ELECTRICAL AUSTRALIA PTY LTD | FAK45W25 | Active
000104609 | FUSE,CARTRIDGE | 11/22kV, HRC Current Limiting, 30A, 20kA Fault Rating, Powder Filled (scm) | COOPER | COOPER ELECTRICAL AUSTRALIA PTY LTD | FAK45W30 | Active
000104607 | FUSE,CARTRIDGE | 11/22kV, HRC Current Limiting, 8A, 20kA Fault Rating, Powder Filled (scm) | COOPER | COOPER ELECTRICAL AUSTRALIA PTY LTD | FAK45W8 | Active
000104577 | GRIP,CABLE,WOVEN | Sock, Cable Pulling, to suit 3 x 240mm2 Triplex U/G Cable, 75-95 Dia, Max Tension 140kN, 2 Ply, Galv Strands, Alloy Ferrule, Soft Eye (scm) | TYCOELEC | TYCO ELECTRONICS | MGC1075 | Active
000104577 | GRIP,CABLE,WOVEN | Sock, Cable Pulling, to suit 3 x 240mm2 Triplex U/G Cable, 75-95 Dia, Max Tension 140kN, 2 Ply, Galv Strands, Alloy Ferrule, Soft Eye (scm) | AMPLITUD | AMPLITUDE PTY LTD (396777) | CT22 | Active
000104693 | RECLOSER,AUTO | Hydraulic, 11/12.7/19.1kV, SWER, 10A Coil, 20A Trip 1A3B Sequence, ETS 06-07-01 (scm) | COOPER | COOPER ELECTRICAL AUSTRALIA PTY LTD | KE10B13 | Active
000104486 | CLAMP,TREFOIL | S/Steel, suit Cable 24.0 to 27.0mm Dia c/w Clamping Screws etc, for use with M8 Fixing Bolt, Clamp to be supplied assembled | IDEALELE | IDEAL ELECTRICAL SUPPLIERS | UNISTRUT TF27SS | Active
000104486 | CLAMP,TREFOIL | S/Steel, suit Cable 24.0 to 27.0mm Dia c/w Clamping Screws etc, for use with M8 Fixing Bolt, Clamp to be supplied assembled | TYCOELEC | TYCO ELECTRONICS | UNISTRUT TF27SS | Active
000104486 | CLAMP,TREFOIL | S/Steel, suit Cable 24.0 to 27.0mm Dia c/w Clamping Screws etc, for use with M8 Fixing Bolt, Clamp to be supplied assembled | INTERENG | INTERTECH ENGINEERING PTY LTD | UNISTRUT TF27SS | Active
000104802 | SCREW,TAPPING,THREAD CUTTING | Timber T17, 12/11 x 50mm, 5/16" HWF, S/Steel, Class 3 (P500) | HOBSON | HOBSON ENGINEERING CO PTY LTD | T16WSFH1211050 | Active
000104487 | CLAMP,TREFOIL | S/Steel, suit Cable 33.0 to 37.0mm Dia c/w Clamping Screws etc, for use with M8 Fixing Bolt, Clamp to be supplied assembled | INTERENG | INTERTECH ENGINEERING PTY LTD | UNISTRUT TF37SS | Active
000104487 | CLAMP,TREFOIL | S/Steel, suit Cable 33.0 to 37.0mm Dia c/w Clamping Screws etc, for use with M8 Fixing Bolt, Clamp to be supplied assembled | IDEALELE | IDEAL ELECTRICAL SUPPLIERS | UNISTRUT TF37SS | Active
000104487 | CLAMP,TREFOIL | S/Steel, suit Cable 33.0 to 37.0mm Dia c/w Clamping Screws etc, for use with M8 Fixing Bolt, Clamp to be supplied assembled | TYCOELEC | TYCO ELECTRONICS | UNISTRUT TF37SS | Active
000030246 | NUT,PLAIN,GANG CHANNEL | M10, S/Steel c/w Spring, suit P3300 & P4000 Unistrut System | UNISTRUT | UNISTRUT AUSTRALIA (MANUFACTURER) | P4008ZA | Active
002479731 | FIXTURE,LIGHTING | 60W RoadFlair BRP392 (L60A) 4K c/w Upcast Adaptor, Major Road, EQTS 05-01-02 (scm) | PHILIPS | PHILIPS AUSTRALIA PTY LTD | 824110136161 | Active
002486983 | TELEMETRY SYSTEM | Ceragon, RFU 1500HP, 6HG, 2Rx SM/All Indoor | CERAGON | CERAGON LTD | 15HPA-2R-RFU-6H | Active
002487015 | TELEMETRY SYSTEM | Ceragon, 11GHz w 490MHz TR Separation, OCB Assy, Block A, Channel 03, HIGH | CERAGON | CERAGON LTD | 15OCB11W-490A-03-H | Active
002487080 | TELEMETRY SYSTEM | Ceragon, 6HGHz, OCB Filter Set, 1 x Tx, 2 x Rx, Channel 04, LOW | CERAGON | CERAGON LTD | 15F6H-6620N | Active
002487122 | TELEMETRY SYSTEM | Ceragon, 8GHz, OCB Filter Set, 1 x Tx, 2 x Rx, Channel 05, LOW | CERAGON | CERAGON LTD | 15F8-7851.475N | Active
002487130 | TELEMETRY SYSTEM | Ceragon, 8GHz, OCB Filter Set, 1 x Tx, 2 x Rx, Channel 05, HIGH | CERAGON | CERAGON LTD | 15F8-8162.795N | Active
000003018 | TRANSFORMER,VOLTAGE | 145kV, CVE, 145/650/50, Dwg 933256, ETS 2006/0084/T (scm) | ADAPTAUS | ADAPT AUSTRALIA PTY LTD | CVE: 145/650/50 | Active
002492148 | TRANSFORMER,DISTRIBUTION | Groundmount, 33kV/433V, 1500kVA, 3Ph, 50Hz, O/A 1921 x 1948mm, KNAN, Dyn11, HV Bushing DIN Interface C, c/w LV & HV Cable Box (scm) | TYREE | TYREE TRANSFORMERS PTY LTD | 1500M602 | Active
002492882 | RECEIVER,RIPPLE CONTROL | R1100, 217Hz, NQ-T, Program 225, Decabit, T33/EVSE/T31, c/w 1 x Switch Fitted R2 | LANDIS | LANDIS GYR (AUST) PTY LTD | R1100200NNXXXNNEQ 225 | Active
002492924 | RECEIVER,RIPPLE CONTROL | R1100, 225Hz, CA, Program 519, Ricontic-B, T33/EVSE/T31 c/w 1 x Switch Fitted R2 | LANDIS | LANDIS GYR (AUST) PTY LTD | R1100200NNXXXNNEQ 519 | Active
002492932 | RECEIVER,RIPPLE CONTROL | R1100, 317Hz, WB, Program 622, Pulsadis-S, T33/EVSE/T31 c/w 1 x Switch Fitted R2 | LANDIS | LANDIS GYR (AUST) PTY LTD | R1100200NNXXXNNEQ 622 | Active
002492940 | RECEIVER,RIPPLE CONTROL | R1100, 425Hz, SW, Program 720, Decabit, T33/EVSE/T31 c/w 1 x Switch Fitted R2 | LANDIS | LANDIS GYR (AUST) PTY LTD | R1100200NNXXXNNEQ 720 | Active
002492668 | MULTIPLEXER,DIGITAL | Avara sNGA Card, DynaFlex Secured Network Gateway Adaptor Unit, 8xV.11, 8xRS232, 2x10/100Base-T | AVARA | AVARA TECHNOLOGIES P/L (MANUFACTURER) | P61511.01 | Active
002492668 | MULTIPLEXER,DIGITAL | Avara sNGA Card, DynaFlex Secured Network Gateway Adaptor Unit, 8xV.11, 8xRS232, 2x10/100Base-T | COMMTEL | COMMTEL NETWORK SOLUTIONS | DYF-SNGA-2FE | Active
002492973 | METER,WATTHOUR | EM133, 100A, 3 Ph WC, DIN Mount | SATEC | SATEC (AUSTRALIA) PTY LTD | EM133-XM-100-50HZ-SE-CC | Active
002492981 | METER,WATTHOUR | EM133, 5A, 3 Ph CT, DIN Mount | SATEC | SATEC (AUSTRALIA) PTY LTD | EM133-XM-5-50HZ-SE-CC | Active
002492999 | METER,WATTHOUR | EM133, HACS, 3 Ph CT, DIN Mount | SATEC | SATEC (AUSTRALIA) PTY LTD | EM133-XM-HACS-50HZ-SE-CC | Active
002493005 | METER,WATTHOUR | EM235, FCAS, 5A, 3 Ph CT, DIN Mount | SATEC | SATEC (AUSTRALIA) PTY LTD | PRO-EM235-5-50HZ-ACDC-IO-FCAS | Active
002493013 | METER,WATTHOUR | EM235, FCAS, 1A, 3 Ph CT, DIN Mount | SATEC | SATEC (AUSTRALIA) PTY LTD | PRO-EM235-1-50HZ-ACDC-IO-FCAS | Active
002493021 | METER,WATTHOUR | EM235, FCAS, HCAS, 3 Ph CT, DIN Mount | SATEC | SATEC (AUSTRALIA) PTY LTD | PROEM235HCAS-50HZ-ACDC-IO-FCAS | Active
002493062 | TRANSFORMER,CURRENT | HACS, 400A, Solid Core, Accessory for EM133 | SATEC | SATEC (AUSTRALIA) PTY LTD | EL0117 | Active
002493070 | TRANSFORMER,CURRENT | HACS, 800A, Split Core, Accessory for EM133 | SATEC | SATEC (AUSTRALIA) PTY LTD | HX0158 | Active
002493088 | TRANSFORMER,CURRENT | HACS, 2000A, Split Core, Accessory for EM133 | SATEC | SATEC (AUSTRALIA) PTY LTD | HX0154 | Active
000013806 | GLOVES,DISPOSABLE | Medical, First-Aid, Nitrile, Large Size, Non-Sterile, supplied in Dispensing Box | ALPHAFAS | ALPHA FIRST AID SUPPLIES | 300052 | Active
002493104 | CONTROLLER | GenSet InteliGen 1000, 8-36V DC, 3Ph Gen & 1Ph Aux Cur, 3Ph Gen & 3Ph Mains Volt, E-Stop I/P, 12 Binary I/P, 12 Binary O/P 4 Analog I/P, 2 Analog O/P, Magnetic | COMAP | COMAP | IG31000XBBB | Active
002493120 | MODULE | InteliGen Extension Module, 8-36V DC, 8 Analog Inputs, 1 RPM/Impulse Input | COMAP | COMAP | I-AIN8 | Active
002492452 | CABLE ASSY,RADIO FREQUENCY | 1m DB25-F to RJ45 Black Custom Cable Assembly, to Connect GE Orbit Modem to Nulec CAPM5 P8 | QCC | QCC CONNECTORS & CABLES (QCC GROUP PL) | 48875-20 | Active
002491587 | TELEMETRY SYSTEM | Eclipse INUe, Intelligent Node Unit, 2RU Chassis c/w IDCE, Fan, NCCV3, High Output, DC Cables & SD Card | COMMTEL | COMMTEL NETWORK SOLUTIONS | EXX-000-205 | Active
002491587 | TELEMETRY SYSTEM | Eclipse INUe, Intelligent Node Unit, 2RU Chassis c/w IDCE, Fan, NCCV3, High Output, DC Cables & SD Card | AVIAT | AVIAT NETWORKS | EXX-000-205 | Active
002491660 | COUPLER | Coupler Assy, ODU 600v2, 7/8GHz Equal 3dB, V & H Polarisation | COMMTEL | COMMTEL NETWORK SOLUTIONS | 086-523300-073 | Active
002491660 | COUPLER | Coupler Assy, ODU 600v2, 7/8GHz Equal 3dB, V & H Polarisation | AVIAT | AVIAT NETWORKS | 086-523300-073 | Active
002491686 | RADIO UNIT,REMOTE | ODU 600v2, 8GHz, 8145-8327 TX High, T-R 300/305.56/310/311.32/360MHz | COMMTEL | COMMTEL NETWORK SOLUTIONS | ECH-08-0311-022 | Active
002491686 | RADIO UNIT,REMOTE | ODU 600v2, 8GHz, 8145-8327 TX High, T-R 300/305.56/310/311.32/360MHz | AVIAT | AVIAT NETWORKS | ECH-08-0311-022 | Active
002491710 | CABLE ASSY,RADIO FREQUENCY | 2 x HDR-E50 to Y-Join to 24AWG Free End, 3.5m | COMMTEL | COMMTEL NETWORK SOLUTIONS | 037-579408-003 | Active
002491710 | CABLE ASSY,RADIO FREQUENCY | 2 x HDR-E50 to Y-Join to 24AWG Free End, 3.5m | AVIAT | AVIAT NETWORKS | 037-579408-003 | Active
002491801 | TESTER | Live Line Rope Tester, Magnetic Base | TEN | THE ENERGY NETWORK (AUST) PTY LTD | RT-10 | Active
002426617 | ADAPTOR,UNIVERSAL | Sunrise to Snap On/Off Bayonet c/w Al Sleeve & Nylon Bayonet Adapter, suit Phase Clamp CLP459 | THEWMCCA | TMAC THEW & MCCANN GROUP | 2426617 | Active
002426617 | ADAPTOR,UNIVERSAL | Sunrise to Snap On/Off Bayonet c/w Al Sleeve & Nylon Bayonet Adapter, suit Phase Clamp CLP459 | THEWMCCA | TMAC THEW & MCCANN GROUP | TM10530 | Active
002491850 | MODULE | Enhanced Protected Line Module (EPLM), Conformal Coat, for SEL ICON | SEL | SCHWEITZER ENGINEERING LAB PTY LTD | 8022-01C | Active
002491926 | TERMINATION KIT,ELECTRICAL CABLE | LV Pillar Termination, Heatshrink, suit 25mm2 4 Core WB Al XLPE/PVC, c/w 3 x Bi-Metal Stalk Lugs & 225mm2 Al Lug | RAYCHEM | RAYCHEM (AUSTRALIA) PTY LTD | EPKT-EQ537 | Active
002491926 | TERMINATION KIT,ELECTRICAL CABLE | LV Pillar Termination, Heatshrink, suit 25mm2 4 Core WB Al XLPE/PVC, c/w 3 x Bi-Metal Stalk Lugs & 225mm2 Al Lug | TECONN | TE CONNECTIVITY LTD | ES6345-000 | Active
002491934 | RELAY,PROTECTION | Bus Diff, 3Ph, 10-40% Set, 30TE Size 6, 2 Out, Hand Reset, 1A CT Rating (1A variant), c/w Resistors | CSEUNI | CSE UNISERVE PTY LTD | MCAG34VCBF0220A | Active
002492072 | PUMP,ROTARY | Milwaukee, M18 Transfer Pump, 18V, Self-Priming, Splash-Proof Battery Compartment | MILWAUKE | MILWAUKEE POWER TOOLS | M18TP-0 | Active
002492387 | TELEPHONE | CISCO OTN Phone, 78xx Series | DATA3 | DATA#3 LIMITED | CISCO 7841 & 7821 | Active
000025386 | SPECTACLES,INDUSTRIAL | Unisafe Bark Hut, Medium Impact Safety Eyewear, Polarised Smoke Lens, Black/Silver Frame, Anti-Scratch & Anti-Fog | PROTECTA | PROTECTA-VISION AUSTRALIA | SNN007GP | Active
000025386 | SPECTACLES,INDUSTRIAL | Unisafe Bark Hut, Medium Impact Safety Eyewear, Polarised Smoke Lens, Black/Silver Frame, Anti-Scratch & Anti-Fog | ATOMSUPP | ATOM SUPPLY GROUP P/L | 32000216 | Active
000025387 | SPECTACLES,INDUSTRIAL | Bolle Hurricane, Medium Impact Safety Eyewear, Grey/Green Polarised Lens, Black/Silver Frame, Anti-Scratch & Anti-Fog | PROTECTA | PROTECTA-VISION AUSTRALIA | 1662215 | Active
000025387 | SPECTACLES,INDUSTRIAL | Bolle Hurricane, Medium Impact Safety Eyewear, Grey/Green Polarised Lens, Black/Silver Frame, Anti-Scratch & Anti-Fog | ATOMSUPP | ATOM SUPPLY GROUP P/L | 90080395 | Active
000025417 | SPECTACLES,INDUSTRIAL | Bolle Rush Plus, Medium Impact Safety Eyewear, Twilight Lens, Red/Black Arms, Adjustable PVC Nose Bridge, Anti-Scratch & Anti-Fog | BOLLE | BOLLE SAFETY | 1662310 | Active
000025417 | SPECTACLES,INDUSTRIAL | Bolle Rush Plus, Medium Impact Safety Eyewear, Twilight Lens, Red/Black Arms, Adjustable PVC Nose Bridge, Anti-Scratch & Anti-Fog | ATOMSUPP | ATOM SUPPLY GROUP P/L | 180649 | Active
000025417 | SPECTACLES,INDUSTRIAL | Bolle Rush Plus, Medium Impact Safety Eyewear, Twilight Lens, Red/Black Arms, Adjustable PVC Nose Bridge, Anti-Scratch & Anti-Fog | ATOMSUPP | ATOM SUPPLY GROUP P/L | 209416 | Active
000025417 | SPECTACLES,INDUSTRIAL | Bolle Rush Plus, Medium Impact Safety Eyewear, Twilight Lens, Red/Black Arms, Adjustable PVC Nose Bridge, Anti-Scratch & Anti-Fog | BOLLE | BOLLE SAFETY | 1662310FB | Active
000025417 | SPECTACLES,INDUSTRIAL | Bolle Rush Plus, Medium Impact Safety Eyewear, Twilight Lens, Red/Black Arms, Adjustable PVC Nose Bridge, Anti-Scratch & Anti-Fog | PROTECTA | PROTECTA-VISION AUSTRALIA | 1662310FB | Active
002443612 | COMPUTER | Notebook, HP 820 G1 Laptop, 4GB RAM, 128GB SATA SSD | DATA3 | DATA#3 LIMITED | 93755389-D7V73AV | Phasing
000025022 | METER,WATTHOUR | Mk7C Atlas 3, 1 Element, 240V, 10-100A, Class 1, Bottom Connected c/w Integrated ELM410 CATM1 Modem, Type 4 Small Stick on Antenna, Metering Dynamics | EDMI | EDMI PTY LTD | 7C13-A252-29-J211-7J02-1110 | Active
002432433 | TERMINAL,LUG | Compression Jumper, Al, 4 x 14mm Hole, Hex Die A/F 47.5mm, 30 Deg, Left Edge Bent, Centre, 50mm Centres, suit Sulphur Conductor, AS2395 | PLP | PREFORMED LINE PRODUCTS (AUST) | CTAW-338-FD516-0030L | Active
002432433 | TERMINAL,LUG | Compression Jumper, Al, 4 x 14mm Hole, Hex Die A/F 47.5mm, 30 Deg, Left Edge Bent, Centre, 50mm Centres, suit Sulphur Conductor, AS2395 | MMELEC | MM ELECTRICAL MERCHANDISING | LA3375E35 | Active
002487973 | BATTERY,STORAGE | 110V, 125Ah, Dual String, 36 x UXH75-6 VRLA Monoblocs c/w Enclosed Rack, Substation Battery Bank, Contract 10591, Item 5c | CENTURY | CENTURY YUASA BATTERIES PTY LTD | 341297 | Active
002456051 | THERMOMETER,INDICATING,INFRARED | Precise Non-contact, 190 x 111 x 48mm, Temp Range -32...380 Deg C, Backlit LCD, Hand Held c/w Type K Temp Probe, Carry Case & Operating Manual (scm) | CNWELEC | CNW ELECTRICAL PTY LTD | MT694 | Active
002456051 | THERMOMETER,INDICATING,INFRARED | Precise Non-contact, 190 x 111 x 48mm, Temp Range -32...380 Deg C, Backlit LCD, Hand Held c/w Type K Temp Probe, Carry Case & Operating Manual (scm) | TES | TEST EQUIPMENT SOLUTIONS | T-665 | Active
002475515 | DIFFUSER,LIGHT | Visor Cut-Of Impact Protection, Rating IK10, for StreetLED MkII & MkIII (scm) | SYLVANIA | SYLVANIA SCHREDER | JLB00002PC | Active
000022518 | COVER,ELECTRICAL EQUIPMENT | HD Downlead Cover, 15mm ID, 2.7m Lg, 1.6mm Wall, Black, UV Stablilsed PVC, Fire Retardant, for use on Timber Poles | TECONN | TE CONNECTIVITY LTD | EG-PVCBUV-270015 | Active
000022518 | COVER,ELECTRICAL EQUIPMENT | HD Downlead Cover, 15mm ID, 2.7m Lg, 1.6mm Wall, Black, UV Stablilsed PVC, Fire Retardant, for use on Timber Poles | RMSRVR | RMS (RIVERSLEIGH MANAGEMENT SERVICES) | EWG15-FRM | Active
002402017 | TRANSFORMER,VOLTAGE | 19kV, 50A, 1 Ph, Regulating Voltage, TS M220 | COOPER | COOPER ELECTRICAL AUSTRALIA PTY LTD | WCN11A313RLA | Active
002493211 | RELAY,PROTECTION | FW 5.1.11, Line Diff, 16/10 IO, 24/60VDC Pwr, 1/5A CT, 850nm MMOF Line Comms Module, DNP3 over 100BaseFX (LC), 4U Case, IEC61850 Ed2 | ABBAUST | ABB AUSTRALIA PTY LTD | RED615 HBDDAEAGNPH1AMA21G | Active
002493237 | RELAY,PROTECTION | FW 5.1.11, Line Diff, 16/10 IO, 24/60VDC Pwr, 1/5A CT, 1300nm SMOF Line Comms Module, DNP3 over 100BaseFX (LC), 4U Case, IEC61850 Ed2 | ABBAUST | ABB AUSTRALIA PTY LTD | RED615 HBDDAEAGNQH1AMA21G | Active
002493286 | TOOL | Installation & Removal Tool, Universal Head FCI Adapter, for LFI Navigator Series, Sunrise Adaptor | MVTECH | MV TECHNOLOGY SOLUTIONS P/L | 49-6006-004 | Active
002493286 | TOOL | Installation & Removal Tool, Universal Head FCI Adapter, for LFI Navigator Series, Sunrise Adaptor | HRSTMNN | HORSTMANN GMBH (MANUFACTURER) | 49-6006-004 | Active
002489722 | COVER,TERMINAL | Extended, for E360 3Ph Watthour Meter | LANDIS | LANDIS GYR (AUST) PTY LTD | P100018290 | Active
000024951 | GLOVES,PROTECTIVE | Leather Protectors, NexGen, use with Size 8.5 Electriflex Rubber Gloves, suit Class 2, 3 & 4 | TEN | THE ENERGY NETWORK (AUST) PTY LTD | NGILP3S-8H | Active
000024953 | GLOVES,PROTECTIVE | Leather Protectors, NexGen, use with Size 9.5 Electriflex Rubber Gloves, suit Class 2, 3 & 4 | TEN | THE ENERGY NETWORK (AUST) PTY LTD | NGILP3S-9H | Active
000024954 | GLOVES,PROTECTIVE | Leather Protectors, NexGen, use with Size 10 Electriflex Rubber Gloves, suit Class 2, 3 & 4 | TEN | THE ENERGY NETWORK (AUST) PTY LTD | NGILP3S-10 | Active
002407194 | CLAMP,SUSPENSION,ELEC CONDUCTOR | Armour Grip, Grape, 30/7/2.5 ACSR/GZ, M16 Bolt, ETS 11-09-01 | PLP | PREFORMED LINE PRODUCTS (AUST) | AGS-5111-16 | Active
002407194 | CLAMP,SUSPENSION,ELEC CONDUCTOR | Armour Grip, Grape, 30/7/2.5 ACSR/GZ, M16 Bolt, ETS 11-09-01 | PLP | PREFORMED LINE PRODUCTS (AUST) | D-HSU1755 | Active
002407196 | CLAMP,SUSPENSION,ELEC CONDUCTOR | Armour Grip, Paw Paw, 54/3.75 19/2.25 ACSR/GZ , M16 Bolt, ETS 11-09-01 | PLP | PREFORMED LINE PRODUCTS (AUST) | D-HSU3375 | Active
000025418 | SPECTACLES,INDUSTRIAL | Bolle Rush Plus, Medium Impact Safety Eyewear, Smoke Lens, Red/Black Arms, Adjustable PVC Nose Bridge, Anti-Scratch & Anti-Fog | BOLLE | BOLLE SAFETY | 1662302FB | Active
000025418 | SPECTACLES,INDUSTRIAL | Bolle Rush Plus, Medium Impact Safety Eyewear, Smoke Lens, Red/Black Arms, Adjustable PVC Nose Bridge, Anti-Scratch & Anti-Fog | ATOMSUPP | ATOM SUPPLY GROUP P/L | 176410 | Active
000025418 | SPECTACLES,INDUSTRIAL | Bolle Rush Plus, Medium Impact Safety Eyewear, Smoke Lens, Red/Black Arms, Adjustable PVC Nose Bridge, Anti-Scratch & Anti-Fog | PROTECTA | PROTECTA-VISION AUSTRALIA | 1662302FB | Active
000025418 | SPECTACLES,INDUSTRIAL | Bolle Rush Plus, Medium Impact Safety Eyewear, Smoke Lens, Red/Black Arms, Adjustable PVC Nose Bridge, Anti-Scratch & Anti-Fog | ATOMSUPP | ATOM SUPPLY GROUP P/L | 208908 | Active
000025420 | SPECTACLES,INDUSTRIAL | Helios, Medium Impact Safety Eyewear, Neutral View Clear Lens, Black/Red Frames, Anti-Scratch & Anti-Fog | PROTECTA | PROTECTA-VISION AUSTRALIA | S9151 | Phasing
000025420 | SPECTACLES,INDUSTRIAL | Helios, Medium Impact Safety Eyewear, Neutral View Clear Lens, Black/Red Frames, Anti-Scratch & Anti-Fog | ATOMSUPP | ATOM SUPPLY GROUP P/L | 248933 | Phasing
000025422 | SPECTACLES,INDUSTRIAL | Helios, Medium Impact Safety Eyewear, Reduced Glare Smoke Lens, Black/Red Frames, Anti-Scratch & Anti-Fog | PROTECTA | PROTECTA-VISION AUSTRALIA | S9152 | Active
000025422 | SPECTACLES,INDUSTRIAL | Helios, Medium Impact Safety Eyewear, Reduced Glare Smoke Lens, Black/Red Frames, Anti-Scratch & Anti-Fog | ATOMSUPP | ATOM SUPPLY GROUP P/L | 248934 | Active
000104594 | SPECTACLES,INDUSTRIAL | Overspec, Clear Lens Wraparound AS9800 | PROSAFE | PROSAFE ORG | AS9800 | Active
000104594 | SPECTACLES,INDUSTRIAL | Overspec, Clear Lens Wraparound AS9800 | BLKWOODJ | J BLACKWOOD & SONS LIMITED | 02400747 | Active
002454684 | COMPUTER | Notebook, HP 650 G1, Serial Port, 4GB RAM, 320GB HDD | DATA3 | DATA#3 LIMITED | 650WWAN-D9S35AV | Phasing
002488575 | CIRCUIT BREAKER | 72.5kV, 3150A, 40kA/3sec, Outdoor SF6 Live Tank, 3 Pole Operated CB Unit c/w 32VDC Aux & 230VAC Motor Supply, L4 Pollution, 10546 item 45, GE GL309 F1 | GE | GENERAL ELECTRIC COMPANY | GL309 F1 | Active
002488583 | CIRCUIT BREAKER | 72.5kV, 3150A, 40kA/3sec, Outdoor SF6 Live Tank, 3 Pole Operated CB Unit c/w 48VDC Aux & 230VAC Motor Supply, L4 Pollution, 10546 item 46, GE GL309 F1 | GE | GENERAL ELECTRIC COMPANY | GL309 F1 | Active
002488591 | CIRCUIT BREAKER | 72.5kV, 3150A, 40kA/3sec, Outdoor SF6 Live Tank, 3 Pole Operated CB Unit c/w 110VDC Aux & 230VAC Motor Supply, L4 Pollution, 10546 item 47, GE GL309 F1 | GE | GENERAL ELECTRIC COMPANY | GL309 F1 | Active
002488625 | CIRCUIT BREAKER | 72.5kV, 3150A, 40kA/3sec, Outdoor SF6 Live Tank, 3 Pole Operated CB Unit c/w 125VDC Aux & 125VDC Motor Supply, L4 Pollution, 10546 item 50, GE GL309 F1 | GE | GENERAL ELECTRIC COMPANY | GL309 F1 | Active
002488674 | CIRCUIT BREAKER | 72.5kV, 3150A, 40kA/3sec, Outdoor SF6 Live Tank, 1 Pole Operated CB Unit c/w 110VDC Aux & 110VDC Motor Supply, L4 Pollution, 10546 item 61, GE GL309 F3 | GE | GENERAL ELECTRIC COMPANY | GL309 F3 | Active
002488708 | CIRCUIT BREAKER | 72.5kV, 3150A, 40kA/3sec, Outdoor SF6 Dead Tank, 3 Pole Operated CB Unit c/w 4 Bushing Protn CTs & 2 Bushing Mtrg CTs 48VDC Aux & 230VAC Motor Supply, L4 | GE | GENERAL ELECTRIC COMPANY | DT1-72.5 F1 | Active
002488773 | CIRCUIT BREAKER | 72.5kV, 3150A, 40kA/3sec, Outdoor SF6 Dead Tank, 1 Pole Operated CB Unit c/w 4 Bushing Protn CTs & 2 Bushing Mtrg CTs 110VDC Aux & 230VAC Motor Supply, L4 | GE | GENERAL ELECTRIC COMPANY | DT1-72.5 F3 | Active
002488807 | CIRCUIT BREAKER | 72.5kV, 3150A, 40kA/3sec, Outdoor SF6 Dead Tank, 1 Pole Operated CB Unit c/w 4 Bushing Protn CTs & 2 Bushing Mtrg CTs 125VDC Aux & 125VDC Motor Supply, L4 | GE | GENERAL ELECTRIC COMPANY | DT1-72.5 F3 | Active
002443596 | DISTRIBUTION BOX | Rittal 19" Panel Mounted Energy-Box, RAL 7035, DK 3U for DIN 43880 Components 22HP Max Capacity, UL94-V0 Plastic Cover c/w Extension Cover, CB not incl | RITTAL | RITTAL AUSTRALIA PTY LTD | DK7480.035 | Active
002490613 | POLYURETHANE COATING | Cabot's Clear Satin Exterior Spray, 300g Marine Grade Polyurethane, Oil Based | AMPLITUD | AMPLITUDE PTY LTD (396777) | 1520268 | Active
002487239 | BLADE | Replacement Blade, 50mm Tungsten Carbide Blade, for Uni-Pro Precision Scraper | AMPLITUD | AMPLITUDE PTY LTD (396777) | AL180 | Active
002488203 | MEMORY,PORTABLE | NVMe PCIex4, 250GB, SSD M.2 2280, Key M, for Intel NUC Rugged Chassis Element | MWAVE | MWAVE AUSTRALIA | MZ-V7S250BW | Active
002488203 | MEMORY,PORTABLE | NVMe PCIex4, 250GB, SSD M.2 2280, Key M, for Intel NUC Rugged Chassis Element | SAMSUNG | SAMSUNG GROUP | MZ-V7S250BW | Active
002488211 | MODULE,ELECTRONIC | Intel NUC 11 Pro Compute Element Processor, Core i3-1115G4, 8GB, WiFi, 6M Cache, up to 4.10 GHz, Config PCIe x4 Gen 3(NVMe/SATA) & PCIe x4 Gen 4(NVMe), | MWAVE | MWAVE AUSTRALIA | BKCM11EBI38W | Active
002488211 | MODULE,ELECTRONIC | Intel NUC 11 Pro Compute Element Processor, Core i3-1115G4, 8GB, WiFi, 6M Cache, up to 4.10 GHz, Config PCIe x4 Gen 3(NVMe/SATA) & PCIe x4 Gen 4(NVMe), | INTEL | INTEL CORPORATION | BKCM11EBI38W | Active
000015816 | SLEEVE,ELECTRICAL CONNECTOR | Compression, FT, 19/0.101" HDBC (Imp) & 19/2.56mm HDBC, Cu (scm) | LEGEND | LEGEND POWER SYSTEMS | PT95 | Active
002490076 | RECEIVER,RIPPLE CONTROL | R1100, 317Hz, FN, Program 101-107, Decabit, T33/T33other/T31 c/w 1 x Switch Fitted R1 | LANDIS | LANDIS GYR (AUST) PTY LTD | R1100200NNXXXNNEQ 101-107 | Active
002482461 | FIXTURE,LIGHTING | LED 18W Avenue Gen 2 (L18) 4K, Nostalgia Black c/w NEMA PE Cell, Minor Road, No Bracket, EQTS 05-01-02 (scm) | SYLVANIA | SYLVANIA SCHREDER | S1S4BD02L18 | Active
002420826 | CARD | SCADA, SCD5200, SCD6000, Comms Card, 8CH Serial Module, RS-485/RS-232 | SCHNEIDR | SCHNEIDER PTY LTD (MANUFACTURER) | SY-0399132R | Active
002473155 | DISCONNECTOR,HIGH VOLTAGE | 12kV, 16kA/1Sec, RHS Earth Switch, EESS-10724-01 | INSULECT | INSULECT AUSTRALIA PTY LTD | DSC12729 | Active
002489920 | TRANSFORMER,VOLTAGE | 145kV, PVT, Power, 100kVA Secondary Output, 1 Ph, Post Type, Contract 988, JTS 20-01-01 | EPCINTER | EPC INTERNATIONAL PTY LTD | M130607 | Active
002489920 | TRANSFORMER,VOLTAGE | 145kV, PVT, Power, 100kVA Secondary Output, 1 Ph, Post Type, Contract 988, JTS 20-01-01 | KONCAR | KONCAR - ELECTRICAL INDUSTRY INC | VPT-145-100 | Active
002429926 | CABLE,POWER,ELECTRICAL | U/Ground, 12.7/22kV, 1C x 630mm2 Al/ TR-XLPE Insulated/(52/1.53) CWS/ Semiconduct/WBT/Polylaminate Al, 500m Steel Drum, ETS 04-01-12 (scm) | MIDLAND | MIDLAND METALS OVERSEAS PTE LTD | MMO22KV1X630ATRXWCWSWLATM | Active
002429926 | CABLE,POWER,ELECTRICAL | U/Ground, 12.7/22kV, 1C x 630mm2 Al/ TR-XLPE Insulated/(52/1.53) CWS/ Semiconduct/WBT/Polylaminate Al, 500m Steel Drum, ETS 04-01-12 (scm) | OLEX | OLEX AUSTRALIA PTY LTD | XLYA32SB001CXAA | Active
002429934 | CABLE,POWER,ELECTRICAL | U/Ground, 12.7/22kV, Triplex, 1Cx185mm2 Al/TR-XLPE Insulated/(48/1.35) CWS/ Semiconduct WBT/Polylaminate Al, 500m Steel Drum, ETS 04-01-12 (scm) | MIDLAND | MIDLAND METALS OVERSEAS PTE LTD | MMO22KV3X1X185ATRXWCWSWLATM | Active
002429934 | CABLE,POWER,ELECTRICAL | U/Ground, 12.7/22kV, Triplex, 1Cx185mm2 Al/TR-XLPE Insulated/(48/1.35) CWS/ Semiconduct WBT/Polylaminate Al, 500m Steel Drum, ETS 04-01-12 (scm) | OLEX | OLEX AUSTRALIA PTY LTD | XLYA25SB003KTAA | Active
002464360 | CORROSION PREVENTIVE COMPOUND | CRC Anti-Corrosion Heavy Wax Film, 300g Aerosol | BLKWOODJ | J BLACKWOOD & SONS LIMITED | 00529014 | Phasing
002464360 | CORROSION PREVENTIVE COMPOUND | CRC Anti-Corrosion Heavy Wax Film, 300g Aerosol | CRC | CRC INDUSTRIES AUSTRALIA PTY LTD | 3203 | Phasing
002464360 | CORROSION PREVENTIVE COMPOUND | CRC Anti-Corrosion Heavy Wax Film, 300g Aerosol | BLKWOODJ | J BLACKWOOD & SONS LIMITED | 03968000 | Phasing
002469351 | CORROSION PREVENTIVE COMPOUND | CorrosionX Aerosol, Kills Rust, Corrosion Inhibitor, Moisture Displacer, Lubricant, Penetrant, Anti-Seize | CTC | CORROSION TECHNOLOGIES CORPORATION | 90102 | Active
002469351 | CORROSION PREVENTIVE COMPOUND | CorrosionX Aerosol, Kills Rust, Corrosion Inhibitor, Moisture Displacer, Lubricant, Penetrant, Anti-Seize | CTC | CORROSION TECHNOLOGIES CORPORATION | 90101 | Active
002469369 | CORROSION PREVENTIVE COMPOUND | CorrosionX HD Aerosol, Extreme Protection for Exposed Metal, Long Term Water/Weather Resistance, Kills Rust, Corrosion Inhibitor, Moisture Displacer, | CTC | CORROSION TECHNOLOGIES CORPORATION | 90104 | Active
002487163 | AUGER KIT,RETAINING PIN | Ozzy Rexroth Motor Upper Auger Pin, Kelly Bar Motor Drive End c/w 1x 25mm 1" Upper Pin, 1x 25mm Lynch Pin Retaining Collar, 1x Lynch Pin | OZCRANE | OZZY CRANES MANUFACTURING PL | ARP25, ARPH25, LYNCH PIN | Active
002488831 | CIRCUIT BREAKER | 145kV, 3150A, 40kA/1sec, Outdoor SF6 Live Tank, 3 Pole Operated CB Unit c/w 110VDC Aux & 230VAC Motor Supply, L4 Pollution, 10546 item 83, GE GL312 F1 | GE | GENERAL ELECTRIC COMPANY | GL312 F1 | Active
002488872 | CIRCUIT BREAKER | 145kV, 3150A, 40kA/1sec, Outdoor SF6 Live Tank, 1 Pole Operated CB Unit c/w 32VDC Aux & 230VAC Motor Supply | GE | GENERAL ELECTRIC COMPANY | GL312 F3 | Active
002488880 | CIRCUIT BREAKER | 145kV, 3150A, 40kA/1sec, Outdoor SF6 Live Tank, 1 Pole Operated CB Unit c/w 48VDC Aux & 230VAC Motor Supply | GE | GENERAL ELECTRIC COMPANY | GL312 F3 | Active
002488898 | CIRCUIT BREAKER | 145kV, 3150A, 40kA/1sec, Outdoor SF6 Live Tank, 1 Pole Operated CB Unit c/w 110VDC Aux & 230VAC Motor Supply | GE | GENERAL ELECTRIC COMPANY | GL312 F3 | Active
002488963 | CIRCUIT BREAKER | 145kV, 3150A, 40kA/1sec, Outdoor SF6 Dead Tank, 3 Pole Operated CB Unit c/w 4 Bushing Protn CTs & 2 Bushing Mtrg CTs 125VDC Aux & 230VAC Motor Supply | GE | GENERAL ELECTRIC COMPANY | DT1-145 F1 | Active
002488971 | CIRCUIT BREAKER | 145kV, 3150A, 40kA/1sec, Outdoor SF6 Dead Tank, 3 Pole Operated CB Unit c/w 4 Bushing Protn CTs & 2 Bushing Mtrg CTs 110VDC Aux & 110VDC Motor Supply | GE | GENERAL ELECTRIC COMPANY | DT1-145 F1 | Active
002488997 | CIRCUIT BREAKER | 145kV, 3150A, 40kA/1sec, Outdoor SF6 Dead Tank, 1 Pole Operated CB Unit c/w 4 Bushing Protn CTs & 2 Bushing Mtrg CTs 32VDC Aux & 230VAC Motor Supply | GE | GENERAL ELECTRIC COMPANY | DT1-145 F3 | Active
002489029 | CIRCUIT BREAKER | 145kV, 3150A, 40kA/1sec, Outdoor SF6 Dead Tank, 1 Pole Operated CB Unit c/w 4 Bushing Protn CTs & 2 Bushing Mtrg CTs 125VDC Aux & 230VAC Motor Supply | GE | GENERAL ELECTRIC COMPANY | DT1-145 F3 | Active
002488765 | CIRCUIT BREAKER | 72.5kV, 3150A, 40kA/3sec, Outdoor SF6 Dead Tank, 1 Pole Operated CB Unit c/w 4 Bushing Protn CTs & 2 Bushing Mtrg CTs 48VDC Aux & 230VAC Motor Supply, L4 | GE | GENERAL ELECTRIC COMPANY | DT1-72.5 F3 | Active
002475739 | WASHER,FLAT | Square, M20, 125 x 125mm, Min 5mm Thk, Galv, Box of 10 | HOBSON | HOBSON ENGINEERING CO PTY LTD | WSMSGM20125050 | Active
000017291 | TAPE,BARRICADE | Red & White, 76mm W x 0.05 Thk, Printed DANGER DO NOT ENTER, 100m Roll, use in Oil Spill Kits, Carton of 36 | IDENMARK | IDENTIMARK SOLUTIONS | S2096-100 | Active
002490449 | MODEM,COMMUNICATIONS | 4G MCR GE Modem, GNSS, 2 Eth, 2 Serial, 1 SFP, 10-60VDC, 4.5 x 20.3 x 12.2cm | CSEUNI | CSE UNISERVE PTY LTD | MXCX4GDNNNNNNS5ANSUNC | Active
002490456 | RELAY,PROTECTION | FW 7.32, Line Diff 2 Ended with Volts, 24-48V DC Pwr, 24/250V DC Logic 20/14 IO, 1/5A CT, 24/240V VT, 820nm, DNP3 100Base-FX, MM LC Ethernet | CSEUNI | CSE UNISERVE PTY LTD | L90UA3HKLF8LH6PS6TU6TW76 | Active
002490472 | RELAY,PROTECTION | FW 7.32, Line Diff 3 Ended with Volts, 24-48V DC Pwr, 24/250V DC Logic 20/14 IO, 1/5A CT, 24/240V VT, 820nm, DNP3 100Base-FX, MM LC Ethernet | CSEUNI | CSE UNISERVE PTY LTD | L90UA3HKLF8LH6PS6TU6TW77 | Active
002490506 | RELAY,PROTECTION | FW 7.32, Line Diff 2 Ended with Volts, 125-250V DC Pwr, 24/250V DC Logic 20/14 IO, 1/5A CT, 24/240V VT, 1300nm, DNP3 100Base-FX, MM LC Ethernet | CSEUNI | CSE UNISERVE PTY LTD | L90UA3HKHF8LH6PS6TU6TW7D | Active
002490522 | RELAY,PROTECTION | FW 7.32, Line Diff 3 Ended with Volts, 125-250V DC Pwr, 24/250V DC Logic 20/14 IO, 1/5A CT, 24/240V VT, 1300nm, DNP3 100Base-FX, MM LC Ethernet | CSEUNI | CSE UNISERVE PTY LTD | L90UA3HKHF8LH6PS6TU6TW7K | Active
002490803 | CONTROL BOX | CL7, 1 Ph Control, S/Steel c/w 15m Control Cable, RJ45 Ethernet Comms Module & 13.5V DC Modem Power Supply Module, IDPT Version | EATONELE | EATON ELECTRIC SYSTEMS PTY LTD | 5771580000TD500B10 | Active
002490886 | FLOAT,SWITCH,LIQUID LEVEL | Fuel Level, NCCC Level Multi Station, 2 x S/Steel Float Stations, O/A length: 210mm, Powder Filled & Epoxy Sealed, Hsg: Med. 316SS, IP65 (32V), Process: | CCPL | CONTROL COMPONENTS PTY LTD | CCS-2P-JB-SSM-1T-210-ERG | Active
002491132 | CYLINDER,GAS | Empty Cylinder, Size G, for SF6 Gas, (SF6) Technical Grade Gas Categorised as NEW to EQL Standards, Cylinder for SF6 Gas with a Purity Above 99.7% & | CATALINA | CATALINA INDUSTRIES PTY LTD | G26 APPLE GREEN | Active
002491298 | DIE,CRIMPING TOOL | Compression, Hex, 6T, 7.7mm A/F, Cu 25mm2, 10.0mm W | AMPLITUD | AMPLITUDE PTY LTD (396777) | K6-C25 | Active
002491314 | DIE,CRIMPING TOOL | Compression, Hex, 6T, 10.4mm A/F, Cu 50mm2, 9.0mm W | AMPLITUD | AMPLITUDE PTY LTD (396777) | K6-C50 | Active
002488716 | CIRCUIT BREAKER | 72.5kV, 3150A, 40kA/3sec, Outdoor SF6 Dead Tank, 3 Pole Operated CB Unit c/w 4 Bushing Protn CTs & 2 Bushing Mtrg CTs 110VDC Aux & 230VAC Motor Supply, L4 | GE | GENERAL ELECTRIC COMPANY | DT1-72.5 F1 | Active
002490563 | CHARGER,BATTERY | APR48-ES, Energy Saver Rectifier Module, 48V DC, 2000W, suit APS DC System | EATONELE | EATON ELECTRIC SYSTEMS PTY LTD | APR48-ES | Active
002490563 | CHARGER,BATTERY | APR48-ES, Energy Saver Rectifier Module, 48V DC, 2000W, suit APS DC System | POWERON | POWER ON AUSTRALIA PTY LTD | POA15194 | Active
002480481 | SWITCHBOARD,POWER | LV Outdoor, 1500(500)kVA, ACB Upgde, Sentron 3WL, ETU76B c/w COM35 Module, AFPS VAMP 221, 3200A TX ACB 65kA/1Sec, 4 x 630A SF (1 x Provisional SF Slot) | WEBER | WEBER SOUTH PACIFIC PTY LTD | VC540240-S318 | Active
002485662 | CIRCUIT BREAKER | Tembreak Pro MCCB 400 FRAME 36kA 3P 400A Basic Electronic | NHPELEC | NHP ELECTRICAL ENGINEERING | P400F3400BE | Active
002411577 | PLIERS | 205mm, Long Nose, for use in Insulated Tool Kit | HYLEC | HYLEC ENERGY SOLUTIONS | MS10E-205 | Active
002411577 | PLIERS | 205mm, Long Nose, for use in Insulated Tool Kit | TEN | THE ENERGY NETWORK (AUST) PTY LTD | D22D-200I | Active
002422087 | PADS,KNEE,INDUSTRIAL | Swivel Type, Featuring Hard-Industrial Plastic Cap, use in Hard Hostile Terrain | AMPLITUD | AMPLITUDE PTY LTD (396777) | KPE680 | Active
002422087 | PADS,KNEE,INDUSTRIAL | Swivel Type, Featuring Hard-Industrial Plastic Cap, use in Hard Hostile Terrain | ATOMSUPP | ATOM SUPPLY GROUP P/L | 90011544 | Active
002422087 | PADS,KNEE,INDUSTRIAL | Swivel Type, Featuring Hard-Industrial Plastic Cap, use in Hard Hostile Terrain | HARON | HARON INTERNATIONAL PTY LTD | NAILERS G1 | Active
000021859 | BIT,AUGER | Impact, 15mm Dia, 225mm O/A Lg, Steel, Ring Twist, 7/16 Hex Shank, Quick Release | LEGEND | LEGEND POWER SYSTEMS | MSS-15205 | Active
002490480 | RELAY,PROTECTION | FW 7.32, Line Diff 3 Ended with Volts, 125-250V DC Pwr, 24/250V DC Logic 20/14 IO, 1/5A CT, 24/240V VT, 820nm, DNP3 100Base-FX, MM LC Ethernet | CSEUNI | CSE UNISERVE PTY LTD | L90UA3HKHF8LH6PS6TU6TW77 | Active
002491322 | DIE,CRIMPING TOOL | Compression, Hex, 6T, 11.5mm A/F, Cu 70mm2, 9.0mm W | AMPLITUD | AMPLITUDE PTY LTD (396777) | K6-C70 | Active
002491348 | DIE,CRIMPING TOOL | Compression, Hex, 6T, 16.5mm A/F, Cu 120mm2, 6.0mm W | AMPLITUD | AMPLITUDE PTY LTD (396777) | K6-C120 | Active
002491355 | DIE,CRIMPING TOOL | Compression, Hex, 6T, 20.0mm A/F, Cu 185mm2, 5.0mm W | AMPLITUD | AMPLITUDE PTY LTD (396777) | K6-C185 | Active
002491363 | DIE,CRIMPING TOOL | Compression, Hex, 6T, 17.3mm A/F, ABC 35-70mm2, 9.0mm W | AMPLITUD | AMPLITUDE PTY LTD (396777) | E22/173 | Active
002434256 | SECTIONALISER | Load Break, 22kV, 400A, Horizontal Mount, Enclosed, SF6 Insulated, Remote Controllable c/w Ctrl Cub, Insulated Cable Droppers, Aux Voltage Transformer | SCHNEIDR | SCHNEIDER PTY LTD (MANUFACTURER) | RL27-LBS-SF6-27-12-150 | Phasing
002491504 | SOCKET,SOCKET WRENCH | 13mm x 3/8", Square Drive, 6 Point, Impact Rated | C&LTOOL | C&L TOOL CENTRE | ACT61110013 | Active
002491504 | SOCKET,SOCKET WRENCH | 13mm x 3/8", Square Drive, 6 Point, Impact Rated | MILWAUKE | MILWAUKEE POWER TOOLS | 49666137 | Active
002491504 | SOCKET,SOCKET WRENCH | 13mm x 3/8", Square Drive, 6 Point, Impact Rated | C&LTOOL | C&L TOOL CENTRE | 49666137 | Active
002407104 | PEG,SURVEY | Urban Locating, 450 x 50 x 25mm, Painted Red, EE Dwg 903987-01, (In Bdls.of 40) | ENDFOUND | ENDEAVOUR FOUNDATION | 5025450PR | Active
002407107 | PEG,SURVEY | Rural Locating, 1000 x 25 x 25mm, Painted Fluro Pink, EE Dwg 903987-01, (In Bdls.of 40) | ENDFOUND | ENDEAVOUR FOUNDATION | 25251000PFP | Active
000020368 | JOINT,ELECTRICAL POWER CABLE | 11kV, 3Ph, for 95-240mm2 Al/Cu Triplex to 95-240mm2 Al/Cu PLY, Heatshrink Joint c/w 3 Range Taking Shear Bolt Connectors | JBJOINT | JB JOINTING SUPPLIES PTY LTD | 11-95/240-XL/PL-1C/3C-J | Active
000020368 | JOINT,ELECTRICAL POWER CABLE | 11kV, 3Ph, for 95-240mm2 Al/Cu Triplex to 95-240mm2 Al/Cu PLY, Heatshrink Joint c/w 3 Range Taking Shear Bolt Connectors | OLEX | OLEX AUSTRALIA PTY LTD | 17JTM3.1.240W+M70.240 CW/EQ | Active
000020368 | JOINT,ELECTRICAL POWER CABLE | 11kV, 3Ph, for 95-240mm2 Al/Cu Triplex to 95-240mm2 Al/Cu PLY, Heatshrink Joint c/w 3 Range Taking Shear Bolt Connectors | TECONN | TE CONNECTIVITY LTD | MXSU-EX331 | Active
002491652 | MODULE | GIG-ETH SFP, Opt MMF 850nm, <550m, 1000Base-SX, LC Connector | COMMTEL | COMMTEL NETWORK SOLUTIONS | 079-422662-001 | Active
002491652 | MODULE | GIG-ETH SFP, Opt MMF 850nm, <550m, 1000Base-SX, LC Connector | AVIAT | AVIAT NETWORKS | 079-422662-001 | Active
000168555 | BOLT,MACHINE | D-Head, S/Steel Gde 316, Flat Washer, for URD Turrets (P100) | PLP | PREFORMED LINE PRODUCTS (AUST) | D-DHB10MW22 | Active
000024795 | GLOVES,PROTECTIVE | MaxiDry GP, Size 10, Neoprene Non-Slip, Fully Coated Gauntlet, Shortcuff, for handling Chemicals like Solvents, Acids, Hydrocarbons, Oil, Grease, Organic | ATOMSUPP | ATOM SUPPLY GROUP P/L | 30002761 | Active
000024795 | GLOVES,PROTECTIVE | MaxiDry GP, Size 10, Neoprene Non-Slip, Fully Coated Gauntlet, Shortcuff, for handling Chemicals like Solvents, Acids, Hydrocarbons, Oil, Grease, Organic | ATG | ATG INTELLIGENT GLOVE SOLUTIONS | 56-426-10 | Active
002462075 | GLOVES,PROTECTIVE | MecDex, Rough Impact Pro C5, Size XXXL, Cut Level 5, Flexible Tough Leather, Knuckle & Finger Impact Protection, Cut Protection & Foam Padded Palm | ATOMSUPP | ATOM SUPPLY GROUP P/L | 40000741 | Active
002462075 | GLOVES,PROTECTIVE | MecDex, Rough Impact Pro C5, Size XXXL, Cut Level 5, Flexible Tough Leather, Knuckle & Finger Impact Protection, Cut Protection & Foam Padded Palm | WW&S | WORKSENSE WORKWEAR & SAFETY | PR-616 XXXL | Active
002462075 | GLOVES,PROTECTIVE | MecDex, Rough Impact Pro C5, Size XXXL, Cut Level 5, Flexible Tough Leather, Knuckle & Finger Impact Protection, Cut Protection & Foam Padded Palm | BLKWOODJ | J BLACKWOOD & SONS LIMITED | 04081861 | Active
002403251 | DISPENSER,DRINKING WATER | 10L Container, Plastic, Alpine c/w Tap | WILLOW | WILLOW WARE AUSTRALIA PTY LTD | WIL20381 | Active
002403251 | DISPENSER,DRINKING WATER | 10L Container, Plastic, Alpine c/w Tap | ATOMSUPP | ATOM SUPPLY GROUP P/L | 28000014 | Active
001975817 | TAPE,INSULATION,ELECTRICAL | Adhesive Backed, PVC, Black, 19mm x 20m, 178mm Thk, Flame Retardant, Service Temp up to 80Deg C to UL510, AS1621.3, Pack of 200 | ATOMSUPP | ATOM SUPPLY GROUP P/L | 236536 | Active
002428092 | GLOVES,LIVE LINE ELECTRICAL WORKERS | Class 3, Natural Rubber, Black Straight Cuff, Size 8 (pair) Glove Length, 16 inch (400mm) | BALMORAL | BALMORAL ENGINEERING PTY LTD | RIG316YBS8 | Active
002428092 | GLOVES,LIVE LINE ELECTRICAL WORKERS | Class 3, Natural Rubber, Black Straight Cuff, Size 8 (pair) Glove Length, 16 inch (400mm) | ANSELL | ANSELL LTD | RIG316YBS8 | Active
002428092 | GLOVES,LIVE LINE ELECTRICAL WORKERS | Class 3, Natural Rubber, Black Straight Cuff, Size 8 (pair) Glove Length, 16 inch (400mm) | SALISBRY | SALISBURY (MANUFACTURER) | E316YB/8 | Active
002423846 | COVER,INSULATING | LV, Drape, 315 x 225mm, Beige c/w Reinforced Corner Eyelets for Fixing, AS4202, EE Dwg 941013-01/0F Item F (A4) | BALMORAL | BALMORAL ENGINEERING PTY LTD | 10007 ERG | Active
002423846 | COVER,INSULATING | LV, Drape, 315 x 225mm, Beige c/w Reinforced Corner Eyelets for Fixing, AS4202, EE Dwg 941013-01/0F Item F (A4) | BALMORAL | BALMORAL ENGINEERING PTY LTD | 10007 E | Active
002400380 | GLOVE SHELLS,ELECTRICAL WORKERS | Outer Protector, Class 0 & 00, Size 11, Insulating | ANSELL | ANSELL LTD | OUTLVGS11 | Active
002400380 | GLOVE SHELLS,ELECTRICAL WORKERS | Outer Protector, Class 0 & 00, Size 11, Insulating | BALMORAL | BALMORAL ENGINEERING PTY LTD | OUTLVGS11 | Active
002400380 | GLOVE SHELLS,ELECTRICAL WORKERS | Outer Protector, Class 0 & 00, Size 11, Insulating | SILGLEN | SILGLEN SERVICES PTY LTD | 0019/11 | Active
002459295 | RESCUE KIT | for Pole Top Rescue In Bag c/w Rope, Tool Pouch, Rescue Cutter, Parrot Beak Cutter, Adjustable Anchor Strap & Descender, ETS RSE01 | HGHTDYNM | HEIGHT DYNAMICS | PTRK NEW SOFT BAG | Active
002435220 | HARNESS,SAFETY,INDUSTRIAL | Style D, Size Large, Full Body, Fall Arrest, Light Weight, for comfort fit on Female Figure, ETS RSE01 | LRI | LIFE AND RESCUE INTERNATIONAL | 103607 | Active
002435220 | HARNESS,SAFETY,INDUSTRIAL | Style D, Size Large, Full Body, Fall Arrest, Light Weight, for comfort fit on Female Figure, ETS RSE01 | HGHTDYNM | HEIGHT DYNAMICS | SALA 783L4016 | Active
002435220 | HARNESS,SAFETY,INDUSTRIAL | Style D, Size Large, Full Body, Fall Arrest, Light Weight, for comfort fit on Female Figure, ETS RSE01 | HGHTDYNM | HEIGHT DYNAMICS | 783L4016 | Active
002435212 | HARNESS,SAFETY,INDUSTRIAL | Style D, Size Medium, Full Body, Fall Arrest, Light Weight, for comfort fit on Female Figure, ETS RSE01 | HGHTDYNM | HEIGHT DYNAMICS | 783M4016 | Active
002435212 | HARNESS,SAFETY,INDUSTRIAL | Style D, Size Medium, Full Body, Fall Arrest, Light Weight, for comfort fit on Female Figure, ETS RSE01 | HGHTDYNM | HEIGHT DYNAMICS | SALA 783M4016 | Active
002435212 | HARNESS,SAFETY,INDUSTRIAL | Style D, Size Medium, Full Body, Fall Arrest, Light Weight, for comfort fit on Female Figure, ETS RSE01 | LRI | LIFE AND RESCUE INTERNATIONAL | 103606 | Active
002451953 | CABLE,FIBRE OPTIC | Aerial, OPGW, 14.0mm Dia, 48 Fibres, SMOF (scm) | PWRLINK | POWERLINK QUEENSLAND | 42073 | Phasing
002491462 | MODULE,TRANSCEIVER | 10G, SFP+ BiBi ZR, TX1490 / RX1550nm, 80km, SMF, LC Simplex Connector, Programmable | FLEXOPTX | FLEXOPTIX UNIVERSAL TRANSCEIVERS | P.B1696.80.LO.R | Active
002491488 | MODULE,TRANSCEIVER | 10G, SFP+ ZR+, 1550nm, 100km, SMF, LC Duplex Connector, Programmable | FLEXOPTX | FLEXOPTIX UNIVERSAL TRANSCEIVERS | P.1596.A.R | Active
002420909 | CARD | SCADA, SCD5200, SCD6000, Digital Output Module 8DO, 10A Relay | SCHNEIDR | SCHNEIDER PTY LTD (MANUFACTURER) | SY-0399136R | Active
002436020 | CARD | SCADA, SCD5200, SCD6000, ADI Module, 32DI, 4AI, 24V-129V, Analogue-Digital Input | SCHNEIDR | SCHNEIDER PTY LTD (MANUFACTURER) | SY-0399160R | Active
002458230 | CARD | SCADA, RTU50, Pentium 3 Optonet Ethernet (P3OE) Master Processor, 16MB SDRAM | SCHNEIDR | SCHNEIDER PTY LTD (MANUFACTURER) | SY-0399165 | Active
002459667 | CARD | Micro SDHC 4GB, Class 10, Flash Card, for RCM Site Smart Reporter | HRSTMNN | HORSTMANN GMBH (MANUFACTURER) | MVTMICROSD4GB | Active
002491058 | METER,WATTHOUR | Mk10A CT, No CT Ratio - Volts Only, 3Ph, 4 Wire, 230V, 5-20A, Class 1, Bottom Connect | EDMI | EDMI PTY LTD | 1A12-1H11-27-F11-201030-3 | Active
002471134 | MODIFICATION KIT | Streetlight Terminal Panel UMS, Red PVC Cable 6mm2 x 250mm, Grn/Ylw PVC Cable 6mm2 x 80mm, Rail Mount Term Block, 35mm2 Max.Cable, 3-Way Cross Connector, | FLOWLINE | FLOWLINE INDUSTRIES PTY LTD | ESQ088 | Active
002492528 | SPECTACLES,INDUSTRIAL | SafeStyle Fusions, Black Frame, Tinted, Polorised, Medium Impact, Polycarbonate Frame & Lens, UV400 99.95% UV Protection AS/NZS 1337.1:2010 | ATOMSUPP | ATOM SUPPLY GROUP P/L | 40030262 | Active
002492650 | COVER,TERMINAL BLOCK | Type EA 11, Single Cover, Snap Fit, Clear, suits Phoenix UK35 | PHOENIX | PHOENIX CONTACT PTY LTD | 1024263 | Active
002492767 | CABLE,POWER,ELECTRICAL | U/Ground, 12.7/22kV, 1Cx400mm2 Al/TR-XLPE Insulated/(52/1.53) CWS/ Semiconduct WBT/Polylaminate Al, MDPE, 500m Steel Drum | MIDLAND | MIDLAND METALS OVERSEAS PTE LTD | MMO-22KV1X400ATRXWBTSCRWBTLATM | Active
002492817 | MONITOR | LV Monitor for Padmount/ID Ground Mount Transformers c/w 4 x 140mm Dia Rogowski Coils w/5m Leads, Mounting Bracket w/Magnet Screw Fixing, Integrated Comms | DYNAMRAT | DYNAMIC RATINGS | TTM-001-C-K KIT | Active
002492833 | LEAD,ELECTRICAL | suit Padmount/ID Ground Mount Monitors, 5m x 4mm2 Lead, Pre-Terminated, Set of 4 Colour Coded RD/BU/WH/BL | DYNAMRAT | DYNAMIC RATINGS | CAB-0010 | Active
002466720 | BAG,WASHING | ZWN1W Washnet Bag, HD Polyester Knit, Ziptop Closure, ID Tag | FILTFAB | FILTERFAB LAUNDRY & HEALTHCARE | 201 | Active
002472249 | INSECT REPELLENT,PERSONAL | OFF! Kids, Insect Repellent, 175ml Pump Spray Bottle, Non-Greasy, Soft Scented, Repels Mosquitoes, Flies, Sandflies & other Biting Insects, contains Picaridin | ALPHAFAS | ALPHA FIRST AID SUPPLIES | OFF | Active
002472249 | INSECT REPELLENT,PERSONAL | OFF! Kids, Insect Repellent, 175ml Pump Spray Bottle, Non-Greasy, Soft Scented, Repels Mosquitoes, Flies, Sandflies & other Biting Insects, contains Picaridin | ATOMSUPP | ATOM SUPPLY GROUP P/L | 90290013 | Active
002472249 | INSECT REPELLENT,PERSONAL | OFF! Kids, Insect Repellent, 175ml Pump Spray Bottle, Non-Greasy, Soft Scented, Repels Mosquitoes, Flies, Sandflies & other Biting Insects, contains Picaridin | JOHNSNSC | SC JOHNSON PROFESSIONAL | 343844 | Active
002472249 | INSECT REPELLENT,PERSONAL | OFF! Kids, Insect Repellent, 175ml Pump Spray Bottle, Non-Greasy, Soft Scented, Repels Mosquitoes, Flies, Sandflies & other Biting Insects, contains Picaridin | BOCGAS | BOC GASES LIMITED | OFF020 | Active
000022101 | FAULT TAMER,FUSE | 8kA, 12kV, Fault Tamer Dropout Fuse, c/w Fuse Carrier & Current Limiter, suits EDO | S&C ELEC | S&C ELECTRIC COMPANY | 98772 | Active
000022102 | FAULT TAMER,FUSE | 12kA, Current Limiter, AS1033, Bushfire Mitigation | S&C ELEC | S&C ELECTRIC COMPANY | 98251 | Active
000022603 | TEST KIT,ALCOHOL | Disposable Self-Test, Breathalyser, Indicates Blood Alcohol Concentration above or below 0.05 | MEDVET | MEDVET SCIENCE PTY LTD | BREATHALYSER SELF-TEST | Active
002485332 | ANTENNA | External Antenna for E360 Meters c/w 3dBi 2m Cable Bracket, Right Angle | LANDIS | LANDIS GYR (AUST) PTY LTD | ANTANP23SAXLG | Active
002459808 | COVER,TERMINAL | Standard Cover, suit MK10D Meter | EDMI | EDMI PTY LTD | PLAS16804_A_E | Active
002474831 | COVER,TERMINAL | Short, for Plug In Base MK7C Meter | EDMI | EDMI PTY LTD | PLAS19795A | Active
002466860 | CABLE,POWER,ELECTRICAL | 0.6/1kV, 1C, 70mm2 Cu/X-HF-90 Insul/ HFS-90-TP Bedding/DBT/HFS-90-TP, Black Sheath, Black Insul, 100m Wood Wood Drum, JTS 03-01-08 | MIDLAND | MIDLAND METALS OVERSEAS PTE LTD | MMO-1X70CUXDBTHFSNJHFSBLK/BLK | Active
002490761 | SWITCHGEAR | RMU, 12kV, 630A, SafePlus VVFV, Non-extensible, Motorized, IAC: AFLR 20kA/1s, in IP54 Outdoor Enclosure S/Steel Gde 316 c/w CTs & VTs | ABBAUST | ABB AUSTRALIA PTY LTD | ERG-VVFV-BESS-12 | Active
002491280 | DIE,CRIMPING TOOL | Compression, Hex, 6T, 6.3mm A/F, Cu 16mm2, 6.0mm W | AMPLITUD | AMPLITUDE PTY LTD (396777) | K6-C16 | Active
002491306 | DIE,CRIMPING TOOL | Compression, Hex, 6T, 9.2mm A/F, Cu 35mm2, 10.0mm W | AMPLITUD | AMPLITUDE PTY LTD (396777) | K6-C35 | Active
000023930 | LINK,INLINE | Ferrule Lead, 1.2m Clear Cu Braid Cable, 360A Cont Rated, Screw Ferrule for Duckbill Clamp to HD Dbl Bolt Palm Lug End Fitting, Dual Thick-walled Clear | BRITECH | BRI-TECH PTY LTD | ALTDLEAD1.2LGFR | Active
000023930 | LINK,INLINE | Ferrule Lead, 1.2m Clear Cu Braid Cable, 360A Cont Rated, Screw Ferrule for Duckbill Clamp to HD Dbl Bolt Palm Lug End Fitting, Dual Thick-walled Clear | ACCULEC | ACCULEC PTY LTD (303899) | ALTDLEAD1.2LGFR | Active
002417400 | SLING | Snake, 2m, AS1353.1:1997 | HGHTDYNM | HEIGHT DYNAMICS | VSL S30KN 2000 | Active
002402643 | HARNESS,SAFETY,INDUSTRIAL | Style C, Size Medium, Full Body, Fall Arrest, Light Weight, for EWP or Working at Heights, ETS RSE01 | HGHTDYNM | HEIGHT DYNAMICS | 1161709 | Active
000016946 | CARTRIDGE,RESPIRATOR,AIR FILTERING | Sundstrom SR217 Gas Filter, Protection against Organic Gases & Vapours (eg Solvents), Pack of 5 | BLKWOODJ | J BLACKWOOD & SONS LIMITED | 00866337/01359 | Active
000016946 | CARTRIDGE,RESPIRATOR,AIR FILTERING | Sundstrom SR217 Gas Filter, Protection against Organic Gases & Vapours (eg Solvents), Pack of 5 | BLKWOODJ | J BLACKWOOD & SONS LIMITED | 00866337 | Active
002402772 | SWEATBAND,HEADWEAR | Toweling, suit Safety Caps | BLKWOODJ | J BLACKWOOD & SONS LIMITED | 00482579 | Active
002492213 | ARRESTER,ELECTRICAL SURGE | Class SL, Ur=10kV, Uc=8.4kV, 10kA, Gapless Metal Oxide c/w Pedestal Base for 11kV Effectively Earthed Systems | ACCULEC | ACCULEC PTY LTD (303899) | 300809-3010 | Active
002492213 | ARRESTER,ELECTRICAL SURGE | Class SL, Ur=10kV, Uc=8.4kV, 10kA, Gapless Metal Oxide c/w Pedestal Base for 11kV Effectively Earthed Systems | ACCULEC | ACCULEC PTY LTD (303899) | PVI-LP 300809-3010 | Active
002492221 | ARRESTER,ELECTRICAL SURGE | Class SL, Ur=18kV, Uc=15.3kV, 10kA, Gapless Metal Oxide c/w Pedestal Base for 22kV Effectively Earthed Systems | ACCULEC | ACCULEC PTY LTD (303899) | 300815-3010 | Active
002492221 | ARRESTER,ELECTRICAL SURGE | Class SL, Ur=18kV, Uc=15.3kV, 10kA, Gapless Metal Oxide c/w Pedestal Base for 22kV Effectively Earthed Systems | ACCULEC | ACCULEC PTY LTD (303899) | PVI-LP 300815-3010 | Active
002492254 | ARRESTER,ELECTRICAL SURGE | Class SL, Ur=192kV, Uc=152kV, 10kA, Gapless Metal Oxide c/w Pedestal Base for 220kV Effectively Earthed Systems | ACCULEC | ACCULEC PTY LTD (303899) | EVP 015210-3010 | Active
002492296 | CUTTER,BATTERY OPERATED | Milwaukee, M18 Force Logic, 860mm2 ACSR Cutter, Skin Only | C&LTOOL | C&L TOOL CENTRE | MILWTM18HCC45-0C | Active
002492296 | CUTTER,BATTERY OPERATED | Milwaukee, M18 Force Logic, 860mm2 ACSR Cutter, Skin Only | MILWAUKE | MILWAUKEE POWER TOOLS | M18HCC45-0C | Active
002489292 | FUSECARRIER | LV Fuse Holder, 100A max, Orange c/w House Number Id Plate, suits PFV100 & PFV100695 Base & Carrier Fuse Holders | SICAME | SICAME AUSTRALIA PTY LTD | PFIDPO | Active
002461523 | MARKER,WARNING | Lightweight Orange Vinyl Marker, for use on 33kV or Lower, 30cm2,c/w Green Reflector & Universal SnapClamp, Used to Increase Visibility of HV Lines, for | SUMMIT | SUMMIT GROUP | SF17PE1057-L | Active
002491496 | WRENCH,TORQUE | 3/8", Square Drive, 7-108Nm | C&LTOOL | C&L TOOL CENTRE | TOL301098 | Active
002466696 | CARD | SCADA, SCD6000, CPU Optonet Ethernet (COE) | SCHNEIDR | SCHNEIDER PTY LTD (MANUFACTURER) | SY-60399002R | Active
002466704 | CARD | SCADA, SCD6000, CPU PS Optonet Ethernet (COPE) | SCHNEIDR | SCHNEIDER PTY LTD (MANUFACTURER) | SY-60399001R | Active
002468387 | CARD | RFL GARD8000 Teleprotection, Controller Module Card | PLC | POWERLINE COMMUNICATIONS (AUST) | RF-SP500400-2 | Active
002468395 | CARD | RFL GARD8000 Teleprotection, Audio Teleprotection Card, 4 FSK Transceivers | PLC | POWERLINE COMMUNICATIONS (AUST) | RF-SP500820-4 | Active
002468403 | CARD | RFL GARD8000 Teleprotection, Power Supply 48/125V DC Card | PLC | POWERLINE COMMUNICATIONS (AUST) | RF-SP500305 | Active
002468437 | CARD | RFL GARD8000 Teleprotection, Discrete I/ Base Card, 2 Daughter Board Card Slots, Compression Block Terminals | PLC | POWERLINE COMMUNICATIONS (AUST) | RF-SP500800-1 | Active
002492874 | RECEIVER,RIPPLE CONTROL | R1100, 317Hz, NQ-FN, Program 126, Decabit, T33/EVSE/T31 c/w 1 x Switch Fitted R2 | LANDIS | LANDIS GYR (AUST) PTY LTD | R1100200NNXXXNNEQ 126 | Active
002492890 | RECEIVER,RIPPLE CONTROL | R1100, 317Hz, NQ-B, Program 322, Decabit, T33/EVSE/T31 c/w 1 x Switch Fitted R2 | LANDIS | LANDIS GYR (AUST) PTY LTD | R1100200NNXXXNNEQ 322 | Active
002492908 | RECEIVER,RIPPLE CONTROL | R1100, 217Hz, NQ-O, Program 372, Decabit, T33/EVSE/T31 c/w 1 x Switch Fitted R2 | LANDIS | LANDIS GYR (AUST) PTY LTD | R1100200NNXXXNNEQ 372 | Active
002492916 | RECEIVER,RIPPLE CONTROL | R1100, 317Hz, MK, Program 421, Decabit, T33/EVSE/T31 c/w 1 x Switch Fitted R2 | LANDIS | LANDIS GYR (AUST) PTY LTD | R1100200NNXXXNNEQ 421 | Active
002424109 | FAULT TAMER,FUSE | 33kV, 20A | ELECDIST | ELECTRICAL DISTRIBUTION & TRANS | 526020(33) | Active
002424117 | FAULT TAMER,FUSE | 33kV, Backup Limiter (Replacement Part) | ELECDIST | ELECTRICAL DISTRIBUTION & TRANS | 98254 | Active
002424125 | FAULT TAMER,FUSE | 33kV, w/out Crossarm Mtg Bracket or Fuse Link | ELECDIST | ELECTRICAL DISTRIBUTION & TRANS | 98754 | Phasing
002424133 | FAULT TAMER,FUSE | 33kV, 3A | PWRHDIST | POWERHOUSE DISTRIBUTION | PH110656 | Active
002424141 | FAULT TAMER,FUSE | 33kV, 7A | PWRHDIST | POWERHOUSE DISTRIBUTION | 526007(33) | Active
000023903 | LINK,INLINE | Duckbill Lead, 1.2m Clear Cu Braid Cable 360A Cont Rated, Chance Duckbill to HD Dbl Bolt Palm Lug End Fitting, Dual Thick-walled Clear Heatshrink/Stress | BRITECH | BRI-TECH PTY LTD | ALTDLEAD1.2LGDK | Active
000023903 | LINK,INLINE | Duckbill Lead, 1.2m Clear Cu Braid Cable 360A Cont Rated, Chance Duckbill to HD Dbl Bolt Palm Lug End Fitting, Dual Thick-walled Clear Heatshrink/Stress | ACCULEC | ACCULEC PTY LTD (303899) | ALTDLEAD1.2LGDK | Active
000023917 | LINK,INLINE | Stalk Lead, 1.2m Clear Cu Braid Cable, 360A Cont Rated, Tinned Cu 120mm2 Stalk Lug to HD Dbl Bolt Palm Lug End Fitting, Dual Thick-walled Clear Heatshrink/ | ACCULEC | ACCULEC PTY LTD (303899) | ALTDLEAD1.2LGSTK | Active
000023917 | LINK,INLINE | Stalk Lead, 1.2m Clear Cu Braid Cable, 360A Cont Rated, Tinned Cu 120mm2 Stalk Lug to HD Dbl Bolt Palm Lug End Fitting, Dual Thick-walled Clear Heatshrink/ | BRITECH | BRI-TECH PTY LTD | ALTDLEAD1.2LGSTK | Active
000104164 | TRANSFORMER,VOLTAGE | 22kV/27.6V, 1 Ph, External Aux Power Supply for Nulec N24 Auto Recloser c/w Pole Mounting Bracket (scm) | NULEC | NU-LEC INDUSTRIES PTY LTD | 990000082 | Active
002466001 | TRANSFORMER,VOLTAGE | 24kV max, 1000 to 1, Indoor Voltage Sensor, Style C23 c/w 10m Cable (scm) | ABBAUST | ABB AUSTRALIA PTY LTD | KEVA C23 SENSOR + 10M CABLE | Active
000003870 | TRANSFORMER,VOLTAGE | 36kV, Indoor Epoxy, 1 Ph, 33/3kV, 0.11/3 - 0.11/3kV, Class 0.5/0.5, Output 25/25VA, suit ABB Switchboard Contract 2005/787/T | ABBAUST | ABB AUSTRALIA PTY LTD | JDZX11-35W 36KV | Active
002493260 | MODULE,TRANSCEIVER | SFP Duplex, 850nm, 300m, MMF, 1000Base-SX, LC Connector | SEL | SCHWEITZER ENGINEERING LAB PTY LTD | 8131-01 | Active
002493278 | MODULE,TRANSCEIVER | SFP Duplex, 1310nm, 30km, SMF, 1000Base-LX, LC Connector | SEL | SCHWEITZER ENGINEERING LAB PTY LTD | 8130-03 | Active
002466837 | CABLE,POWER,ELECTRICAL | 0.6/1kV, 1C,185mm2 Cu/X-HF-90 Insul/ HFS-90-TP Bedding/DBT/HFS-90-TP Orange Sheath, Natural Insul, 250m Wood Drum, JTS 03-01-08 | MIDLAND | MIDLAND METALS OVERSEAS PTE LTD | MMO-1X185 CU X DBT HFS NJ HFS | Active
002489730 | COVER,TERMINAL | Standard, for E360 3Ph Watthour Meter | LANDIS | LANDIS GYR (AUST) PTY LTD | P100016750 | Active
002493302 | HOLDER,MARKER | UBE/D, Marker Carrier, Terminal Label Holder, Marking Field Size 40 x 17mm, DIN Rail Mount | PHOENIX | PHOENIX CONTACT PTY LTD | 0800307 | Active
002493328 | COVER,TERMINAL | APH-ME, Cover Profile Carrier, Sealable, DIN Rail Mount, for AP-ME Cover Profile | PHOENIX | PHOENIX CONTACT PTY LTD | 3034374 | Active
002493369 | COVER,TERMINAL | AP 3-TNS 35, Cover Profile Carrier, Sealable, DIN Rail Mount, for AP 3 Cover Profile | PHOENIX | PHOENIX CONTACT PTY LTD | 5022672 | Active
002493377 | COVER,TERMINAL BLOCK | AP 3, Cover Profile, PVC, Transparent, 1m Lg | PHOENIX | PHOENIX CONTACT PTY LTD | 5022643 | Active
002493385 | CIRCUIT BREAKER | MCB, Acti9 iC60H, 6A, 1 Pole, C-Curve | SCHNEIDR | SCHNEIDER PTY LTD (MANUFACTURER) | A9F54106 | Active
002452316 | TELEMETRY SYSTEM | Ceragon, RFU 1500HP, 11G, 40MHz, 1Rx All Indoor | CERAGON | CERAGON LTD | 15HPA-1R-RFU-11W | Active
002487114 | TELEMETRY SYSTEM | Ceragon, 8GHz, OCB Filter Set, 1 x Tx, 2 x Rx, Channel 03, HIGH | CERAGON | CERAGON LTD | 15F8-8103.495N | Active
002487155 | TELEMETRY SYSTEM | Ceragon, 8GHz, OCB Filter Set, 1 x Tx, 2 x Rx, Channel 07, HIGH | CERAGON | CERAGON LTD | 15F8-8222.095N | Active
002479020 | TOWELETTE,CLEANING | 99.9% Isopropyl Alcohol Wipes | ATOMSUPP | ATOM SUPPLY GROUP P/L | 534725 | Active
002479020 | TOWELETTE,CLEANING | 99.9% Isopropyl Alcohol Wipes | MGCHEM | MG CHEMICALS (AUST) P/L (MANUFACTURER) | 824-WX25 | Active
002479764 | FIXTURE,LIGHTING | 220W RoadFlair BRP394 (L220A) 4K c/w Upcast Adaptor, Major Road, EQTS 05-01-02 (scm) | PHILIPS | PHILIPS AUSTRALIA PTY LTD | 824110136181 | Active
002491066 | PUMP | Z580V, Ebsray Rotary Internal Gear Pump, Z580V-0003-P3 Pumpset, 300-1050 1.5kW, 4P, 240/1/50, TEFC, CMG/MT | EBSRAY | EBSRAY PUMPS AUSTRALIA | EBSPS-Z580V-1006 | Active
002482115 | ELECTROLYTE | Freezer Hydration Sqweeze Pops, 5 Mixed Flavours, 90ml each, Pack of 10 | SQWINCH | THE SQWINCHER CORP (MANUFACTURER) | SQ159200201 | Active
002482115 | ELECTROLYTE | Freezer Hydration Sqweeze Pops, 5 Mixed Flavours, 90ml each, Pack of 10 | ATOMSUPP | ATOM SUPPLY GROUP P/L | 60013541 | Active
000016949 | RETAINER,FILTER,RESPIRATOR | Sundstrom SR5153 Pre-Filter Holder, Plastic End Cover | BOCGAS | BOC GASES LIMITED | RO1-0604-SR 5153 | Active
000016949 | RETAINER,FILTER,RESPIRATOR | Sundstrom SR5153 Pre-Filter Holder, Plastic End Cover | ATOMSUPP | ATOM SUPPLY GROUP P/L | 283335 | Active
002452417 | GLOVES,HEAT PROTECTIVE | Vantage, Heat Retardant, Size 7, Plaited, DuPont Kevlar & Ploy/Cotton, Knitwrist, suitable for Hot Work Environments | ATOMSUPP | ATOM SUPPLY GROUP P/L | 79900604 | Active
002452417 | GLOVES,HEAT PROTECTIVE | Vantage, Heat Retardant, Size 7, Plaited, DuPont Kevlar & Ploy/Cotton, Knitwrist, suitable for Hot Work Environments | ANSELL | ANSELL LTD | 70-761-07 | Active
000019880 | SAW,PRUNING | Universal, 16" Curved Blade, Teflon Coated c/w Saw Scabbard, Universal Fitting for Hotline Sticks | CNWELEC | CNW ELECTRICAL PTY LTD | ENNA11000 & A30007 | Active
000019880 | SAW,PRUNING | Universal, 16" Curved Blade, Teflon Coated c/w Saw Scabbard, Universal Fitting for Hotline Sticks | ATOMSUPP | ATOM SUPPLY GROUP P/L | 237943 | Active
000019880 | SAW,PRUNING | Universal, 16" Curved Blade, Teflon Coated c/w Saw Scabbard, Universal Fitting for Hotline Sticks | TEN | THE ENERGY NETWORK (AUST) PTY LTD | A11000-K | Active
000020079 | HAT,SUN | Sun Protection, Wide Brim, 60cm, Size L, Soft Fabric, Cool Grey 5, Unbranded | ATOMSUPP | ATOM SUPPLY GROUP P/L | 31120009 | Active
000020079 | HAT,SUN | Sun Protection, Wide Brim, 60cm, Size L, Soft Fabric, Cool Grey 5, Unbranded | BUNZL | BUNZL LIMITED | CH66-L | Active
000024800 | GLOVES,PROTECTIVE | MaxiFlex Elite, Size 9, Micro-Foam Nitrile Coating, High Dexterity, 25% Thinner GP Glove for Sensitive Handling | ATG | ATG INTELLIGENT GLOVE SOLUTIONS | 34-274-9 | Active
000024800 | GLOVES,PROTECTIVE | MaxiFlex Elite, Size 9, Micro-Foam Nitrile Coating, High Dexterity, 25% Thinner GP Glove for Sensitive Handling | ATOMSUPP | ATOM SUPPLY GROUP P/L | 30001021 | Active
000024799 | GLOVES,PROTECTIVE | MaxiFlex Elite, Size 8, Micro-Foam Nitrile Coating, High Dexterity, 25% Thinner GP Glove for Sensitive Handling | ATG | ATG INTELLIGENT GLOVE SOLUTIONS | 34-274-8 | Active
000024799 | GLOVES,PROTECTIVE | MaxiFlex Elite, Size 8, Micro-Foam Nitrile Coating, High Dexterity, 25% Thinner GP Glove for Sensitive Handling | ATOMSUPP | ATOM SUPPLY GROUP P/L | 30001020 | Active
000024798 | GLOVES,PROTECTIVE | MaxiFlex Elite, Size 7, Micro-Foam Nitrile Coating, High Dexterity, 25% Thinner GP Glove for Sensitive Handling | ATG | ATG INTELLIGENT GLOVE SOLUTIONS | 34-274-7 | Active
000024798 | GLOVES,PROTECTIVE | MaxiFlex Elite, Size 7, Micro-Foam Nitrile Coating, High Dexterity, 25% Thinner GP Glove for Sensitive Handling | ATOMSUPP | ATOM SUPPLY GROUP P/L | 30001019 | Active
000024790 | GLOVES,PROTECTIVE | MaxiChem, Size 10, Neoprene, for handling Oils & Chemicals like Solvents, Acids, Hydrocarbons, Oil, Grease, Organic Solvents | ATOMSUPP | ATOM SUPPLY GROUP P/L | CS721 | Active
000024790 | GLOVES,PROTECTIVE | MaxiChem, Size 10, Neoprene, for handling Oils & Chemicals like Solvents, Acids, Hydrocarbons, Oil, Grease, Organic Solvents | ATOMSUPP | ATOM SUPPLY GROUP P/L | 490358 | Active
000024790 | GLOVES,PROTECTIVE | MaxiChem, Size 10, Neoprene, for handling Oils & Chemicals like Solvents, Acids, Hydrocarbons, Oil, Grease, Organic Solvents | ATOMSUPP | ATOM SUPPLY GROUP P/L | 30001065 | Active
000024790 | GLOVES,PROTECTIVE | MaxiChem, Size 10, Neoprene, for handling Oils & Chemicals like Solvents, Acids, Hydrocarbons, Oil, Grease, Organic Solvents | ATG | ATG INTELLIGENT GLOVE SOLUTIONS | 56-635-10 | Active
000024788 | GLOVES,PROTECTIVE | MaxiChem, Size 8, Neoprene, for handling Oils & Chemicals like Solvents, Acids, Hydrocarbons, Oil, Grease, Organic Solvents | ATOMSUPP | ATOM SUPPLY GROUP P/L | 490355 | Active
000024788 | GLOVES,PROTECTIVE | MaxiChem, Size 8, Neoprene, for handling Oils & Chemicals like Solvents, Acids, Hydrocarbons, Oil, Grease, Organic Solvents | ATOMSUPP | ATOM SUPPLY GROUP P/L | CS721-08 | Active
000024788 | GLOVES,PROTECTIVE | MaxiChem, Size 8, Neoprene, for handling Oils & Chemicals like Solvents, Acids, Hydrocarbons, Oil, Grease, Organic Solvents | ATOMSUPP | ATOM SUPPLY GROUP P/L | 30001063 | Active
000024788 | GLOVES,PROTECTIVE | MaxiChem, Size 8, Neoprene, for handling Oils & Chemicals like Solvents, Acids, Hydrocarbons, Oil, Grease, Organic Solvents | ATG | ATG INTELLIGENT GLOVE SOLUTIONS | 56-635-8 | Active
002472272 | SANITISER | Hand Gel, Anti-Bacterial Hand Sanitiser, 350-375ml Pump Action Bottle, for use when water is not available | ALPHAFAS | ALPHA FIRST AID SUPPLIES | 99607 | Active
002472272 | SANITISER | Hand Gel, Anti-Bacterial Hand Sanitiser, 350-375ml Pump Action Bottle, for use when water is not available | ATOMSUPP | ATOM SUPPLY GROUP P/L | 40029794 | Active
002472272 | SANITISER | Hand Gel, Anti-Bacterial Hand Sanitiser, 350-375ml Pump Action Bottle, for use when water is not available | ATOMSUPP | ATOM SUPPLY GROUP P/L | 11575 | Active
000024786 | GLOVES,PROTECTIVE | MaxiCut 5 Ultra, Size 12, Micro-Foam Nitrile Coated, Cut & Punture Resistant | ATG | ATG INTELLIGENT GLOVE SOLUTIONS | 44-3745 12 | Active
000024786 | GLOVES,PROTECTIVE | MaxiCut 5 Ultra, Size 12, Micro-Foam Nitrile Coated, Cut & Punture Resistant | ATOMSUPP | ATOM SUPPLY GROUP P/L | 30000514 | Active
000024784 | GLOVES,PROTECTIVE | MaxiCut 5 Ultra, Size 10, Micro-Foam Nitrile Coated, Cut & Punture Resistant | ATOMSUPP | ATOM SUPPLY GROUP P/L | 30000271 | Active
000024784 | GLOVES,PROTECTIVE | MaxiCut 5 Ultra, Size 10, Micro-Foam Nitrile Coated, Cut & Punture Resistant | ATG | ATG INTELLIGENT GLOVE SOLUTIONS | 44-3745 10 | Active
000024782 | GLOVES,PROTECTIVE | MaxiCut 5 Ultra, Size 8, Micro-Foam Nitrile Coated, Cut & Punture Resistant | ATG | ATG INTELLIGENT GLOVE SOLUTIONS | 44-3745 08 | Active
000024782 | GLOVES,PROTECTIVE | MaxiCut 5 Ultra, Size 8, Micro-Foam Nitrile Coated, Cut & Punture Resistant | ATOMSUPP | ATOM SUPPLY GROUP P/L | 30000269 | Active
000022757 | ELECTROLYTE POWDER | Beverage Mix, Grape, Low Joule, Low Sodium, Caffeine Free, Sugar Free, for Diabetics & Low Carb Consumers, 3g Sachet to be mixed into 600ml water(P10) | ATOMSUPP | ATOM SUPPLY GROUP P/L | 306929 | Active
002461481 | SPECTACLES,INDUSTRIAL | Mack B-Double Polarised, Medium Impact Safety Eyewear, Smoke Lens, Black/Silver Frame, Anti-Scratch & Anti-Fog | ATOMSUPP | ATOM SUPPLY GROUP P/L | 162195 | Active
002461481 | SPECTACLES,INDUSTRIAL | Mack B-Double Polarised, Medium Impact Safety Eyewear, Smoke Lens, Black/Silver Frame, Anti-Scratch & Anti-Fog | BUNZL | BUNZL LIMITED | ME503 | Active
002462059 | GLOVES,PROTECTIVE | MecDex, Rough Impact Pro C5, Size XL, Cut Level 5, Flexible Tough Leather, Knuckle & Finger Impact Protection, Cut Protection & Foam Padded Palm | ATOMSUPP | ATOM SUPPLY GROUP P/L | 40000739 | Active
002462059 | GLOVES,PROTECTIVE | MecDex, Rough Impact Pro C5, Size XL, Cut Level 5, Flexible Tough Leather, Knuckle & Finger Impact Protection, Cut Protection & Foam Padded Palm | BLKWOODJ | J BLACKWOOD & SONS LIMITED | 04081827 | Active
002462059 | GLOVES,PROTECTIVE | MecDex, Rough Impact Pro C5, Size XL, Cut Level 5, Flexible Tough Leather, Knuckle & Finger Impact Protection, Cut Protection & Foam Padded Palm | WW&S | WORKSENSE WORKWEAR & SAFETY | PR-616 XL | Active
000024046 | RELAY,PROTECTION | Line Diff, OC & Dir EF, 16/10 I/O, 48-250VDC Pwr, 1/5A CT, 850nm FO Line Comms Module, DNP3 over RS485 & 100BaseTX, 4U Case | ABBAUST | ABB AUSTRALIA PTY LTD | RED615 HBDDAEAGAJH1AMA1XG | Active
002468445 | CARD | RFL GARD8000 Teleprotection, Solid State Input Unit Card, 6 Inputs | PLC | POWERLINE COMMUNICATIONS (AUST) | RF-SP500805 | Active
002468452 | CARD | RFL GARD8000 Teleprotection, Solid State Output Module Card, 6 Outputs | PLC | POWERLINE COMMUNICATIONS (AUST) | RF-SP500810 | Active
002468460 | CARD | RFL GARD8000 Teleprotection, Relay Output Unit Card, 6 Outputs | PLC | POWERLINE COMMUNICATIONS (AUST) | RF-SP500815 | Active
002468478 | CARD | RFL GARD8000 Teleprotection, System Display Card, TSD | PLC | POWERLINE COMMUNICATIONS (AUST) | RF-SP500410-9 | Active
002475176 | CARD | Omron CS1 Series, PLC, CPU Serial Inner Board, RS422/485, RS232 | OMRON | OMRON ELECTRONICS PTY LTD | CS1W-SCB41-V1 | Active
002475234 | CARD | Omron CS1 Series, PLC, Wired Controller Link Comms Unit | OMRON | OMRON ELECTRONICS PTY LTD | CS1W-CLK23 | Active
000017404 | CONNECTOR ASSEMBLY,ELECTRICAL | Splice for ABB SLBM, Connecting of 2 x 240mm2 Cables (max), Set of 3 | HYLEC | HYLEC ENERGY SOLUTIONS | ABBSPLICE6MMAA3_KIT | Active
000017404 | CONNECTOR ASSEMBLY,ELECTRICAL | Splice for ABB SLBM, Connecting of 2 x 240mm2 Cables (max), Set of 3 | WEBER | WEBER SOUTH PACIFIC PTY LTD | V-TSABB-REVE | Active
002492742 | ADAPTOR | Earth Park Adaptor with 100mm Longer Leg & supplied with GR304 Ring Spindle, Commonly Known as Temp EDO Earthing Stirrups | PWRLINE | POWERLINE EQUIPMENT PTY LTD | A4-1825 | Active
000030433 | COVER,TERMINAL BLOCK | Type PL8 Protective Cover, 8mm Spacing, Transparent, PC V2, Terminal Block Accessory | ABBAUST | ABB AUSTRALIA PTY LTD | 1SNK 900 620 R0000 | Active
002492635 | COVER,TERMINAL BLOCK | Type EA 5, Single Cover, Snap Fit, Clear, suits Phoenix UK3N, UK5N & UK6N | PHOENIX | PHOENIX CONTACT PTY LTD | 1024014 | Active
002492643 | COVER,TERMINAL BLOCK | Type EA 5-WS, Single Cover, Snap Fit, Yellow Tint, suits Phoenix UK3N, UK5N, & UK6N | PHOENIX | PHOENIX CONTACT PTY LTD | 1024085 | Active
000017391 | BOOTS,SAFETY | Oliver, Men's Full Ankle, Beige/Brown, Elastic Sided, Suede Leather, Steel Toe, PU Sole, EH Resistant, Sizes 4 to 13, Half Sizes 6.5 to 10.5 | OLIVER | OLIVER FOOTWEAR | WB 34-624 | Active
000017391 | BOOTS,SAFETY | Oliver, Men's Full Ankle, Beige/Brown, Elastic Sided, Suede Leather, Steel Toe, PU Sole, EH Resistant, Sizes 4 to 13, Half Sizes 6.5 to 10.5 | BLKWOODJ | J BLACKWOOD & SONS LIMITED | 34-624 | Active
000017392 | BOOTS,SAFETY | Oliver, Men's Full Ankle, Black, Elastic Sided, Full Grain Leather, Steel Toe, PU Sole, EH Resistant, Sizes 4 to 13, Half Sizes 6.5 to 10.5 | OLIVER | OLIVER FOOTWEAR | WB 34-620 | Active
000017392 | BOOTS,SAFETY | Oliver, Men's Full Ankle, Black, Elastic Sided, Full Grain Leather, Steel Toe, PU Sole, EH Resistant, Sizes 4 to 13, Half Sizes 6.5 to 10.5 | BLKWOODJ | J BLACKWOOD & SONS LIMITED | 34-620 | Active
000017393 | BOOTS,SAFETY | Oliver, Men's Full Ankle, Wheat, Lace Up, Nubuck Leather, Steel Toe, PU/TPU Sole, EH Resistant, Sizes 4 to 13, Half Sizes 6.5 to 10.5 | OLIVER | OLIVER FOOTWEAR | WB 34-632 | Active
000017393 | BOOTS,SAFETY | Oliver, Men's Full Ankle, Wheat, Lace Up, Nubuck Leather, Steel Toe, PU/TPU Sole, EH Resistant, Sizes 4 to 13, Half Sizes 6.5 to 10.5 | BLKWOODJ | J BLACKWOOD & SONS LIMITED | 34-632 | Active
000017394 | BOOTS,SAFETY | Oliver, 150mm Full Ankle, Brown, Lace Up, Leather, Steel Toe, PU Sole, Slip Resistant, Anti-Static, Sizes 4 to 14, Half Sizes 6.5 to 12.5 | OLIVER | OLIVER FOOTWEAR | AT 55-337 | Active
000017394 | BOOTS,SAFETY | Oliver, 150mm Full Ankle, Brown, Lace Up, Leather, Steel Toe, PU Sole, Slip Resistant, Anti-Static, Sizes 4 to 14, Half Sizes 6.5 to 12.5 | BLKWOODJ | J BLACKWOOD & SONS LIMITED | 55-337 | Active
000017395 | BOOTS,SAFETY | Oliver, 150mm, Wheat, Lace Up, Nubuck Leather, Composite Toe, PU/TPU Sole, EH Resistant, Sizes 4 to 14, Half Sizes 6.5 to 10.5 | OLIVER | OLIVER FOOTWEAR | AT 45-632 | Active
000017395 | BOOTS,SAFETY | Oliver, 150mm, Wheat, Lace Up, Nubuck Leather, Composite Toe, PU/TPU Sole, EH Resistant, Sizes 4 to 14, Half Sizes 6.5 to 10.5 | BLKWOODJ | J BLACKWOOD & SONS LIMITED | 45-632 | Active
000020833 | BOOTS,SAFETY | Oliver, Ankle Jogger, Black, Lace Up, Nubuck Leather, Steel Toe, Water/EH Resistant, Anti-Static, Sizes 4 to 13, Half Sizes 6.5 to 10.5 | OLIVER | OLIVER FOOTWEAR | WB 34-623 | Active
000020833 | BOOTS,SAFETY | Oliver, Ankle Jogger, Black, Lace Up, Nubuck Leather, Steel Toe, Water/EH Resistant, Anti-Static, Sizes 4 to 13, Half Sizes 6.5 to 10.5 | BLKWOODJ | J BLACKWOOD & SONS LIMITED | 34-623 | Active
000020834 | SHOES,SAFETY | Oliver, Derby, Black, Lace Up, Full Grain Leather, Steel Toe, PU Sole, EH Resistant, Sizes 4 to 13, Half Sizes 6.5 to 10.5 | OLIVER | OLIVER FOOTWEAR | WB 34-652 | Active
000020834 | SHOES,SAFETY | Oliver, Derby, Black, Lace Up, Full Grain Leather, Steel Toe, PU Sole, EH Resistant, Sizes 4 to 13, Half Sizes 6.5 to 10.5 | BLKWOODJ | J BLACKWOOD & SONS LIMITED | 34-652 | Active
000020345 | INSULATING COMPOUND,ELECTRICAL | Guroflex MV, 2 Part Cold-pour, for 33kV Straight Joints, using Cu Sleeves on 185-800mm2 XLPE/LY/HDPE, 5.5L Kit, Approx 2yr Shelf Life | TYCOELEC | TYCO ELECTRONICS | GUROFLEX-MV-C530 | Active
002404288 | INSULATING COMPOUND,ELECTRICAL | Resin, Scotch C Packs | 3MAUST | 3M AUSTRALIA PTY LTD | MMM40GC | Active
000012950 | CLAMP,ELECTRICAL | Fence Earth, Single Bolt, Cable to Pipe, for 50 to 120mm2 Single Conductor to 40mm NB Pipe, High Cu Alloy Body, c/w S/Steel U-Bolt, Nuts & Washers, for | HYLEC | HYLEC ENERGY SOLUTIONS | ECP48 | Active
000016339 | THERMOMETER,INDICATING,CAPILLARY TUBE | AND BULB Measuring & Switching Range, 4 Switches, 10m Capillary Tube with Bulb for 1 In BSP, c/w Built In Thermal Image | INSULECT | INSULECT AUSTRALIA PTY LTD | AKM345-00407-786 | Active
002490753 | RIBBON,FLAGGING,SURVEYORS | Tape, Blue, Non-Biodegradable, 75m x 25mm | RMSRVR | RMS (RIVERSLEIGH MANAGEMENT SERVICES) | 2490753 | Active
002428100 | GLOVES,LIVE LINE ELECTRICAL WORKERS | Class 3, Natural Rubber, Black Straight Cuff, Size 8H (pair) Glove Length, 16 inch (400mm) | BALMORAL | BALMORAL ENGINEERING PTY LTD | RIG316YBS8H | Active
002428100 | GLOVES,LIVE LINE ELECTRICAL WORKERS | Class 3, Natural Rubber, Black Straight Cuff, Size 8H (pair) Glove Length, 16 inch (400mm) | ANSELL | ANSELL LTD | RIG316YBS8H | Active
002428100 | GLOVES,LIVE LINE ELECTRICAL WORKERS | Class 3, Natural Rubber, Black Straight Cuff, Size 8H (pair) Glove Length, 16 inch (400mm) | SALISBRY | SALISBURY (MANUFACTURER) | E316YB/8H | Active
002403250 | DISPENSER,DRINKING WATER | 5L Container, Plastic, Alpine c/w Tap | ATOMSUPP | ATOM SUPPLY GROUP P/L | 28000013 | Active
002403250 | DISPENSER,DRINKING WATER | 5L Container, Plastic, Alpine c/w Tap | WILLOW | WILLOW WARE AUSTRALIA PTY LTD | WIL20371 | Active
001898655 | WRENCH,RATCHET | Single Ended, Reversible, Dual Size, 24mm & 30mm A/F Hex Sockets, Cushioned Grip Handle | BLKWOODJ | J BLACKWOOD & SONS LIMITED | 01716753 | Active
001898655 | WRENCH,RATCHET | Single Ended, Reversible, Dual Size, 24mm & 30mm A/F Hex Sockets, Cushioned Grip Handle | ATOMSUPP | ATOM SUPPLY GROUP P/L | 91678007 | Active
001978166 | TAPE,INSULATION,ELECTRICAL | Green/Yellow Stripe, Maintenance | ATOMSUPP | ATOM SUPPLY GROUP P/L | 236538 | Active
001978166 | TAPE,INSULATION,ELECTRICAL | Green/Yellow Stripe, Maintenance | 3MAUST | 3M AUSTRALIA PTY LTD | REE3M1610-GY | Active
002421493 | COVER,INSULATING | LV, S/L Cover, Rubber, 1200 x 450mm, Dk Blue c/w 30mm W Cutout, Streetlight/ Catenary Wire Attachment Cutout c/w Velcro Fasteners & 0.5m Velcro Strap for | BALMORAL | BALMORAL ENGINEERING PTY LTD | 7002-EQ | Active
002409274 | COVER,INSULATING | LV, Link Cover, Rubber, 850 x 700mm, White c/w Velcro Fasteners & 0.5m Velcro Strap for rolled storage, AS4202, EE Dwg 941013-01/0F Item B | BALMORAL | BALMORAL ENGINEERING PTY LTD | 8010-EQ | Active
002456408 | HARNESS,SAFETY,INDUSTRIAL | Style G, Size Medium, Full Body, Fall Arrest, Light Weight Webbing, for Steel Towers, Ladders & Platforms, ETS RSE01 | HGHTDYNM | HEIGHT DYNAMICS | VHI TOW5-M | Active
002456408 | HARNESS,SAFETY,INDUSTRIAL | Style G, Size Medium, Full Body, Fall Arrest, Light Weight Webbing, for Steel Towers, Ladders & Platforms, ETS RSE01 | HGHTDYNM | HEIGHT DYNAMICS | FERNO VHI TOW5 - M | Active
002456408 | HARNESS,SAFETY,INDUSTRIAL | Style G, Size Medium, Full Body, Fall Arrest, Light Weight Webbing, for Steel Towers, Ladders & Platforms, ETS RSE01 | LRI | LIFE AND RESCUE INTERNATIONAL | 104260 | Active
002492353 | REGULATOR,VOLTAGE | 12-24kV, 100A, 1Ph, Pole Mount S/Steel, 150kV BIL, 32 Taps, 0.625% Steps, IDPT Version, w/out Control Cable & Box | EATONELE | EATON ELECTRIC SYSTEMS PTY LTD | WFN22J3C4K0000193A | Active
002492379 | RELAY,ELECTROMAGNETIC | Plug-In Relay, 110V DC, 4 C/O Contacts, Magnetic Arc Blowouts | RMSPROD | RMS PRODUCTS (RELAY MONITORING SYSTEMS) | D-B-D110- | Active
000030047 | CONNECTOR,COMPRESSION | Splice Component Expansion, suit 100mm Busbar | ADAPTAUS | ADAPT AUSTRALIA PTY LTD | PLKM2703D100E2 | Active
000157795 | CONNECTOR,COMPRESSION | 7/1.70 Cu Service Cable, Cat # TECSM2/50 Utilux MS Products Cat # TECSM2 (P50) | TYCOELEC | TYCO ELECTRONICS | TECSM2/1 | Active
002488088 | KARABINER | Lifting & Rigging, Triple Lock Action, Large, 178 x 94mm, Gate Opening 44mm, WLL 800kg | AMPLITUD | AMPLITUDE PTY LTD (396777) | KH307SSP1 | Active
002488096 | BAG,PLASTIC | Natural/Clear, HD, 1100 x 700 x 200um, 50 per Ctn | ALLENS | ALLENS INDUSTRIAL PRODUCTS | PPCLRMED | Active
002488443 | DRILL,TWIST | Milwaukee Red Helix, Titanium, Hex Drill Bit, 2.5mm (P2) | C&LTOOL | C&L TOOL CENTRE | MILWA48894804 | Active
002488443 | DRILL,TWIST | Milwaukee Red Helix, Titanium, Hex Drill Bit, 2.5mm (P2) | MILWAUKE | MILWAUKEE POWER TOOLS | 48894804 | Active
002488476 | DRILL,TWIST | Milwaukee Red Helix, Titanium, Hex Drill Bit, 3.5mm (P2) | C&LTOOL | C&L TOOL CENTRE | MILWA48894807 | Active
002488476 | DRILL,TWIST | Milwaukee Red Helix, Titanium, Hex Drill Bit, 3.5mm (P2) | MILWAUKE | MILWAUKEE POWER TOOLS | 48894807 | Active
002488484 | DRILL,TWIST | Milwaukee Red Helix, Titanium, Hex Drill Bit, 4mm (P2) | C&LTOOL | C&L TOOL CENTRE | MILWA48894808 | Active
002488484 | DRILL,TWIST | Milwaukee Red Helix, Titanium, Hex Drill Bit, 4mm (P2) | MILWAUKE | MILWAUKEE POWER TOOLS | 48894808 | Active
002488526 | DRILL,TWIST | Milwaukee Red Helix, Titanium, Hex Drill Bit, 5mm | C&LTOOL | C&L TOOL CENTRE | MILWA48894812 | Active
002488526 | DRILL,TWIST | Milwaukee Red Helix, Titanium, Hex Drill Bit, 5mm | MILWAUKE | MILWAUKEE POWER TOOLS | 48894812 | Active
000020203 | STRAP,RETAINING | Ratchet Tie Down Assembly 9m Long, 2.5 Tonne Rating, c/w Hook & Keeper Fitting, AS/NZS 4380-2001 | BULLIVAN | BULLIVANTS PTY LTD | WRA-050-2500-090-HK | Active
002492056 | FUSE,CARTRIDGE | Ferrule, 38mm Lg, 10mm Dia Cap, 20A 240v AC 16.5 kA Rated Breaking Capacity, Type SK gG, AS 60269.3 | REXEL | REXEL AUSTRALIA | LEG13320 | Active
000021486 | BOOTS,SAFETY | Oliver, 200mm Rigger, Wheat, Lace Up/ Zip Sided, Leather, Steel Toe, PU Sole, Slip Resistant, Anti-Static, Sizes 4 to 14, Half Sizes 6.5 to 12.5 | OLIVER | OLIVER FOOTWEAR | AT 55-385 | Active
000021486 | BOOTS,SAFETY | Oliver, 200mm Rigger, Wheat, Lace Up/ Zip Sided, Leather, Steel Toe, PU Sole, Slip Resistant, Anti-Static, Sizes 4 to 14, Half Sizes 6.5 to 12.5 | BLKWOODJ | J BLACKWOOD & SONS LIMITED | 55-385 | Active
000021502 | BOOTS,SAFETY | Oliver, 150mm Hiker, Wheat, Lace Up, Leather, Steel Toe, PU Sole, Heat & Slip Resistant, Anti-Static, Sizes 4 to 14, Half Sizes 6.5 to 12.5 | OLIVER | OLIVER FOOTWEAR | AT 55-332 | Active
000021502 | BOOTS,SAFETY | Oliver, 150mm Hiker, Wheat, Lace Up, Leather, Steel Toe, PU Sole, Heat & Slip Resistant, Anti-Static, Sizes 4 to 14, Half Sizes 6.5 to 12.5 | BLKWOODJ | J BLACKWOOD & SONS LIMITED | 55-332 | Active
000025102 | BOOTS,SAFETY | Oliver, Women's, Wheat, Lace Up, Nubuck Leather, Steel Toe, PU Sole, Slip Resistant, Sizes 5 to 10 | OLIVER | OLIVER FOOTWEAR | PB 49-432 | Active
000025102 | BOOTS,SAFETY | Oliver, Women's, Wheat, Lace Up, Nubuck Leather, Steel Toe, PU Sole, Slip Resistant, Sizes 5 to 10 | BLKWOODJ | J BLACKWOOD & SONS LIMITED | 49-432 | Active
000025103 | BOOTS,SAFETY | Oliver, 150mm Hiker, Wheat, Lace Up/ Zip Sided, Leather, Steel Toe, PU Sole, Heat & Slip Resistant, Anti-Static, Sizes 4 to 16, Half Sizes 6.5 to 12.5 | OLIVER | OLIVER FOOTWEAR | AT 55-332Z | Active
000025103 | BOOTS,SAFETY | Oliver, 150mm Hiker, Wheat, Lace Up/ Zip Sided, Leather, Steel Toe, PU Sole, Heat & Slip Resistant, Anti-Static, Sizes 4 to 16, Half Sizes 6.5 to 12.5 | BLKWOODJ | J BLACKWOOD & SONS LIMITED | 55-332Z | Active
000003253 | PLATE,IDENTIFICATION | Nameplate, Non-deteriorating, Duplicate Rating Plates for each set of 3 CT's, Mark permanently with info detailed in contract ETS 2010/0321/T(29B) | KONCAR | KONCAR - ELECTRICAL INDUSTRY INC | CT-DUPLICATE-NAMEPLATES | Active
001852388 | PADLOCK | A1 Short Shackle Brass, Lockwood 234B Ref LA5555, Locks to be Engraved "CEC" (No Keys Required) (scm) | ASSA | ASSA ABLOY AUSTRALIA PTY LTD | 334BEE01619/6MK | Active
001852418 | PADLOCK | A1 Long Shackle H/Steel Lockwood 234A, Ref # LA5555 Locks to be Engraved "EEC" (No Keys Required) | LARSENJ | J LARSEN PTY LTD | OZ4/234/A00/ERG5 | Active
001852426 | PADLOCK | Cat # 225, Random Keyed | ASSA | ASSA ABLOY AUSTRALIA PTY LTD | 225/40/119/KD | Active
002400704 | PADLOCK | Brass, Type 234/45/119/5KD, with Keys | ASSA | ASSA ABLOY AUSTRALIA PTY LTD | 334/B45/119/5KD | Active
002400705 | PADLOCK | Brass, 334B Pad, 38mm S/Steel Shackle, Master Series MK-A, with Keys | ASSA | ASSA ABLOY AUSTRALIA PTY LTD | 334B45/638/6MK | Active
002400706 | PADLOCK | Brass, Type 234AB, to NORQEB Masterseries MK-A, without Keys | ASSA | ASSA ABLOY AUSTRALIA PTY LTD | 334B45/638/6MK | Active
002400707 | PADLOCK | Brass, Type 232AB, Keyed Alike, (Key # 563) 38mm Shackle, without Keys | ASSA | ASSA ABLOY AUSTRALIA PTY LTD | 312EL38/BK/KA | Active
002402707 | PADLOCK | Brass, Type 234B, Keyed Alike to suit MEB Master Key T608, Short Shanked, without Keys | LARSENJ | J LARSEN PTY LTD | OZ4/234/BOO/ERG3 | Active
002402721 | PADLOCK | Brass, Type 234AB, Long Shank, Keyed Alike to Master Key T608 | LARSENJ | J LARSEN PTY LTD | OZ4/234/ABO/ERG3 | Active
002403435 | PADLOCK | 45mm W, 45mm H, Brass Case, 38mm Opening Hardened Brass Shackle, Keyed Alike to 81, Ref LQ22378, w/o Keys, Case Stamped Ergon Energy 81, Stamped Adjacent to | ASSA | ASSA ABLOY AUSTRALIA PTY LTD | 334B45/638/6RP | Active
002403436 | PADLOCK | 45mm W, 41mm H, Brass Case, 38mm Opening Hardened Brass Shackle, Keyed Alike to 30000, Ref LQ22378, w/o Keys, Case Stamped 'Ergon Energy', 30000 Stamped | LARSENJ | J LARSEN PTY LTD | OZ4/234/ABO/ERG | Active
002403437 | PADLOCK | 45mm W, 41mm H, Brass Case, 48mm Opening Hardened Brass Shackle, Keyed Alike to T87, Ref LQ22378, w/o Keys, Case Stamped 'Ergon Energy', T87 Stamped Adjacent to | LARSENJ | J LARSEN PTY LTD | OZ4/234/AAB/ERG | Active
002403842 | PADLOCK | Brass, D2 Lockwood Series 234, Keys Not Required | ASSA | ASSA ABLOY AUSTRALIA PTY LTD | 334/B45/119/6MK | Active
002403843 | PADLOCK | Brass, D3 Series, Type 245AB, Code 686, Submaster D2 & D3, Keys Not Required | ASSA | ASSA ABLOY AUSTRALIA PTY LTD | 334B45/638/6MK | Active
002406889 | PADLOCK | Less Key, Keyed to Ergon Energy A2 Security Series with Long Brass Shackle | RECHLOCK | RECHENBERG LOCKSMITHS | OZ418345ERGA2 | Active
002437143 | PADLOCK | Chrome, 50mm Boron Shackle, Keyed (C-NC) Northern Communication Site, No Key | ASSA | ASSA ABLOY AUSTRALIA PTY LTD | PL330N/50-C-NC | Active
002437150 | PADLOCK | Chrome, 50mm Boron Shackle, Keyed (N-NS) Northern Non-Switching, No Key | ASSA | ASSA ABLOY AUSTRALIA PTY LTD | PL330N/50 N-NS | Active
002437168 | PADLOCK | Chrome, 50mm Boron Shackle, Keyed (N-SO) Northern Switching Operator, No Key | ASSA | ASSA ABLOY AUSTRALIA PTY LTD | PL330N/50 N-SO | Active
002437184 | PADLOCK | Chrome, 25mm Boron Shackle, Keyed (S-SO) Southern Switching Operator, No Key | ASSA | ASSA ABLOY AUSTRALIA PTY LTD | PL330N/S-SO | Active
002451508 | BLADE | Multifunction Power Tool Blade, Fixed Depth, 5mm Max Cutting Limit | TTLTOOL | TOTAL TOOLS TOWNSVILLE | BOSCH MTB 5MM | Phasing
002411569 | PLIERS | 205mm, Insulated 1000V, for use in Insulated Tool Kit | HYLEC | HYLEC ENERGY SOLUTIONS | MS4E-210 | Active
002411569 | PLIERS | 205mm, Insulated 1000V, for use in Insulated Tool Kit | TEN | THE ENERGY NETWORK (AUST) PTY LTD | D1-200I | Active
002491140 | ANTENNA | 5G LTE 6.5dBi Collinear Antenna (698-3800 MHz), 10m SMA(M), Black | RFIND | RF INDUSTRIES PTY LTD | COL8195 | Active
000104805 | FUSECARRIER | 200A, 36kV, to suit Expulsion Drop Out 170kV Bil | BRITECH | BRI-TECH PTY LTD | T710643T | Active
000408133 | FUSECARRIER | 45A, 250V AC, 606FO Type, Service, suit OK Fuse Links | FUSECO | FUSECO POWER SOLUTIONS PTY LTD | CARRIER OK | Active
000610067 | FUSECARRIER | 100A, 36kV, suit Expulsion Drop Out Fuse, ETS 06-03-01 | LEGEND | LEGEND POWER SYSTEMS | T710613T | Active
000610067 | FUSECARRIER | 100A, 36kV, suit Expulsion Drop Out Fuse, ETS 06-03-01 | NGKSTANG | NGK STANGER PTY LTD | 72906-36SL | Active
002480416 | SWITCHBOARD,POWER | LV Outdoor, 1500(1500)kVA, ACB Std, Sentron 3WL, ETU45B, AFPS VAMP 221, 3200A TX ACB 65kA/1Sec, 4 x 630A SF (1 x Provisional SF Slot) Mob Gen Conn & | WEBER | WEBER SOUTH PACIFIC PTY LTD | VC540240-S311 | Active
002489490 | LEAD SET,TEST | 50m Earth Hand Reel | AMPLITUD | AMPLITUDE PTY LTD (396777) | ER50 | Active
000003778 | TRANSFORMER,VOLTAGE | 145kV, PVT, Power, 15kVA Secondary Output, 1 Ph, Post Type, Dwg EE-1048060, EESS-10734-01-0A, ETS 2012/0392/T | KONCAR | KONCAR - ELECTRICAL INDUSTRY INC | VPT-145-15 | Active
002473254 | DISCONNECTOR,HIGH VOLTAGE | 72.5kV, 1250A, 25kA/3Sec, Manual Operation | INSULECT | INSULECT AUSTRALIA PTY LTD | DSC12709 | Active
002473262 | DISCONNECTOR,HIGH VOLTAGE | 72.5kV, 1250A, 25kA/3Sec, Motorised Operation | INSULECT | INSULECT AUSTRALIA PTY LTD | DSC172721 | Active
002473288 | DISCONNECTOR,HIGH VOLTAGE | 72.5kV, 25kA/3Sec, RHS Earth Switch | INSULECT | INSULECT AUSTRALIA PTY LTD | DSC12723 | Active
002404440 | COUPLING | Screw Anchor M24 Galv Max O/D 37mm (P50) | BRITECH | BRI-TECH PTY LTD | 12247M | Active
002492098 | SLEEVE,COMPRESSION | Compression Deadend Assembly, c/w Eye Tail, Deadend Sleeve w/Jumper Lug, FT, A/F 22.0mm, suit Hyena 7/4.39+7/1.93 | PLP | PREFORMED LINE PRODUCTS (AUST) | CDE-146 | Active
002492106 | TERMINAL,LUG | Compression Deadend Jumper Terminal, Al 2 x 14mm Holes, Hex Dia A/F 22.0mm, suit IODINE 6/4.75+7/1.60 | PLP | PREFORMED LINE PRODUCTS (AUST) | CDET-143-1 | Active
000013060 | SULPHUR HEXAFLUORIDE,TECHNICAL | SF6 Gas, Technical Grade 100%, Apple Green Body & Shoulder, Size G, Type 31 Valve, 1 Bottle per Skid, Valve to be Sealed by Manufacture | MONTEDSN |  | SULPHUR | Active
002401603 | PLATE,IDENTIFICATION | for Switches 600 x 100 x 3mm, Clear Anodised Al Plate, Dwg 10/51 (MOQ60) | DSM | DALRYMPLE SHEET METAL | DWG 10/51 | Active
002406174 | PLATE,IDENTIFICATION | Trafolyte Type Link Pillar, Identification as per WBBEB Dwg A3-594 (MOQ 10) | PITT | PITT & CO (AUST) PTY LTD | DWG A3594 | Active
000014379 | ADAPTOR,BRACKET | Minor Road, 300mm Lg, 60.3mm OD, 80 x 76mm OD Spigot, Galv Steel c/w 4 x M8x10mm Lg Allen Head S/Steel Grub Screws, EQTS 05-02-01, Dwg 05-02-14(scm) | INGAL | INGAL EPS | GEX14379 | Active
000016340 | THERMOMETER,INDICATING,CAPILLARY TUBE | AND BULB Measuring & Switching Range, 4 Switches, 10m Capillary Tube with Bulb for 1 In BSP, c/w Resistance PT 100 OHM @ 0 Deg c | INSULECT | INSULECT AUSTRALIA PTY LTD | AKM345-00407-785 | Active
002437192 | PADLOCK | Chrome, 50mm Boron Shackle, Keyed (S-NS) Southern Non-Switching, No Key | ASSA | ASSA ABLOY AUSTRALIA PTY LTD | PL330N/50-S-NS | Active
002437200 | PADLOCK | Chrome, 50mm Boron Shackle, Keyed (C-SC) Southern Communication Site, No Key | ASSA | ASSA ABLOY AUSTRALIA PTY LTD | PL330N/50 C-SC | Active
002437218 | PADLOCK | Chrome, 50mm Boron Shackle, Keyed (S-SO) Southern Switching Operator, No Key | ASSA | ASSA ABLOY AUSTRALIA PTY LTD | PL330N/50 S-SO | Active
002437242 | PADLOCK | Chrome, 50mm Boron Shackle, Keyed (C-CC) Central Communication Site, No Key | ASSA | ASSA ABLOY AUSTRALIA PTY LTD | PL330N/50-C-CC | Active
002437259 | PADLOCK | Chrome, 50mm Boron Shackle, Keyed (C-NS) Central Non-Switching, No Key | ASSA | ASSA ABLOY AUSTRALIA PTY LTD | PL330N/50-C-NS | Active
002437267 | PADLOCK | Chrome, 50mm Boron Shackle, Keyed (C-SO) Central Switching Operator, No Key | ASSA | ASSA ABLOY AUSTRALIA PTY LTD | PL330N/50-C-SO | Active
000024952 | GLOVES,PROTECTIVE | Leather Protectors, NexGen, use with Size 9 Electriflex Rubber Gloves, suit Class 2, 3 & 4 | TEN | THE ENERGY NETWORK (AUST) PTY LTD | NGILP3S-9 | Active
000025028 | MODEM,COMMUNICATIONS | 4G ELM410 CATM1 Modem, GPRS Sim c/w Label, Telstra Sim Fitted & Tested, RJ45 to Molex Micro-Fit Connector | EDMI | EDMI PTY LTD | ECM500 | Phasing
000025028 | MODEM,COMMUNICATIONS | 4G ELM410 CATM1 Modem, GPRS Sim c/w Label, Telstra Sim Fitted & Tested, RJ45 to Molex Micro-Fit Connector | EDMI | EDMI PTY LTD | ELM410 | Phasing
000610073 | FUSECARRIER | 100A, 24kV, suit Old Style Double Venting EDOs & 36kV Taplin D6-36HD Series EDOs | AEMAUST | AEM AUSTRALIA PTY LTD | A30630764 | Active
000610073 | FUSECARRIER | 100A, 24kV, suit Old Style Double Venting EDOs & 36kV Taplin D6-36HD Series EDOs | PWRHDIST | POWERHOUSE DISTRIBUTION | 71846/24 | Active
000610073 | FUSECARRIER | 100A, 24kV, suit Old Style Double Venting EDOs & 36kV Taplin D6-36HD Series EDOs | EATONELE | EATON ELECTRIC SYSTEMS PTY LTD | 71846/24 | Active
000610073 | FUSECARRIER | 100A, 24kV, suit Old Style Double Venting EDOs & 36kV Taplin D6-36HD Series EDOs | AEMAUST | AEM AUSTRALIA PTY LTD | 71846/24 | Active
000610073 | FUSECARRIER | 100A, 24kV, suit Old Style Double Venting EDOs & 36kV Taplin D6-36HD Series EDOs | NGKSTANG | NGK STANGER PTY LTD | 71846/24 | Active
000610073 | FUSECARRIER | 100A, 24kV, suit Old Style Double Venting EDOs & 36kV Taplin D6-36HD Series EDOs | WEBER | WEBER SOUTH PACIFIC PTY LTD | 71846/24 | Active
000610073 | FUSECARRIER | 100A, 24kV, suit Old Style Double Venting EDOs & 36kV Taplin D6-36HD Series EDOs | IDEALELE | IDEAL ELECTRICAL SUPPLIERS | 71846/24 | Active
000610162 | FUSECARRIER | 100A, 12kV, to suit pre 1985 Stanger RE Heavy Duty Type Expulsion Drop Out Fuses | NGKSTANG | NGK STANGER PTY LTD | 71846/12 | Active
002400523 | FUSECARRIER | 200A, 69kV, Horizontal/Underslung Mount c/w Live End Fittings to suit S&C Type SMD-1A Fuse Links, 1 Ph, w/out Insulators | S&C ELEC | S&C ELECTRIC COMPANY | 3720R1 | Active
002400529 | FUSECARRIER | 45A, 250V AC, suit 605FS Service Fuse & SK Fuse Links | FUSECO | FUSECO POWER SOLUTIONS PTY LTD | CARRIER SK | Active
002400564 | FUSECARRIER | 100A, 69kV, to suit Stanger Expulsion Drop Out Fuse | NGKSTANG | NGK STANGER PTY LTD | HX066/FC | Active
002491413 | GAUGE,PRESSURE | SF6 Pressure Gauage, suit GE Hypact | GE | GENERAL ELECTRIC COMPANY | HA2000487 | Active
002491421 | GASKET | Gasket for Inspection Hatches, O- Ring RI253.37x6.99 EPDM NT1932, suit GE Hypact | GE | GENERAL ELECTRIC COMPANY | HA2013744 | Active
002468353 | CHASSIS,ELEC | RFL GARD8000 Teleprotection, Chassis Assembly, 3RU | PLC | POWERLINE COMMUNICATIONS (AUST) | RF-SP500200-1 | Active
002468361 | CHASSIS,ELEC | RFL GARD8000 Teleprotection, Front Panel Assembly, 3RU w/out Touchscreen Display | PLC | POWERLINE COMMUNICATIONS (AUST) | RF-SP500205-19 | Active
002492395 | RACEWAY,NONMETALLIC | Slotted Duct, 2000 x 150 x 100mm, Grey | REXEL | REXEL AUSTRALIA | 10208921 | Active
000156092 | INSULATION SLEEVING,ELECTRICAL | Heat Shrink Tubing, 19-6mm, 300mm Lg, Min 2mm Thk, Black, Electrical Polyolefin, Meltable Inner Liner | TECONN | TE CONNECTIVITY LTD | WCSM-24/6-300/S(S50) | Active
000156092 | INSULATION SLEEVING,ELECTRICAL | Heat Shrink Tubing, 19-6mm, 300mm Lg, Min 2mm Thk, Black, Electrical Polyolefin, Meltable Inner Liner | GILBERT | GILBERT LODGE AUSTRALIA PTY LTD | RAYWCSM24/6-300 | Active
002493393 | INSULATION SLEEVING,ELECTRICAL | Heavy-Wall Heat Shrink Tubing, 180-50mm, 400mm Lg c/w Adhesive Coating, Pack of 5 | RAYCHEM | RAYCHEM (AUSTRALIA) PTY LTD | WCSM-180/50-400/S | Active
002493393 | INSULATION SLEEVING,ELECTRICAL | Heavy-Wall Heat Shrink Tubing, 180-50mm, 400mm Lg c/w Adhesive Coating, Pack of 5 | TECONN | TE CONNECTIVITY LTD | EP6824-000 | Active
002478550 | SLEEVES,ELECTRICAL WORKERS | Live Line, Class 2, Rubber, Curved, Sleeve Length Extra Small (XS), 21", Red/Yellow, Complies with ASTM D1051 | BALMORAL | BALMORAL ENGINEERING PTY LTD | RIS2RYECXS-YT | Active
002478550 | SLEEVES,ELECTRICAL WORKERS | Live Line, Class 2, Rubber, Curved, Sleeve Length Extra Small (XS), 21", Red/Yellow, Complies with ASTM D1051 | YOTSUGI | YOTSUGI CO. LTD | RIS2RYECXS-YT | Active
000025111 | TOOL,APPLICATION | TMAC DNOB Hanging Device, Pole Switch Do Not Operate Applicator Assembly, used with Slotted Sunrise Adaptor | THEWMCCA | TMAC THEW & MCCANN GROUP | 25111 | Active
000025111 | TOOL,APPLICATION | TMAC DNOB Hanging Device, Pole Switch Do Not Operate Applicator Assembly, used with Slotted Sunrise Adaptor | THEWMCCA | TMAC THEW & MCCANN GROUP | TM00838 | Active
000024871 | PANEL,ASSEMBLY | Equipment Housing, suits ABB RED615 Relay, 50mm Projection, 177 x 186mm | ABBAUST | ABB AUSTRALIA PTY LTD | 1MRS050696 | Active
002403414 | ROPE,FIBROUS | 6mm, Nylon, Braided Multi Filament, 125m Coil, AS1504 | ANOBLE | A NOBLE & SON | FNY06 | Active
002403414 | ROPE,FIBROUS | 6mm, Nylon, Braided Multi Filament, 125m Coil, AS1504 | BULLIVAN | BULLIVANTS PTY LTD | 110565 | Active
002452993 | CHARGER,BATTERY | Standard DC Supply, 16A Load c/w Subrack R=2 (2 x APR48-3G) & B=0 w/out Panel, ETS 2009/0475/T Item 5 | EATONELE | EATON ELECTRIC SYSTEMS PTY LTD | 61231751 & 120890 | Phasing
002452993 | CHARGER,BATTERY | Standard DC Supply, 16A Load c/w Subrack R=2 (2 x APR48-3G) & B=0 w/out Panel, ETS 2009/0475/T Item 5 | POWERON | POWER ON AUSTRALIA PTY LTD | POA-ERG-0105 | Phasing
002489953 | CIRCUIT BREAKER | MCB C60H-DC, 2A, 2 Pole, 500V DC, C-Curve | SCHNEIDR | SCHNEIDER PTY LTD (MANUFACTURER) | SCH-A9N61522 | Active
002490050 | CIRCUIT BREAKER | MCB C60H-DC, 63A, 2 Pole, 500V DC, C-Curve | SCHNEIDR | SCHNEIDER PTY LTD (MANUFACTURER) | SCH-A9N61539 | Active
002489318 | CONVERTER,DC TO DC | Mean Well DC-DC Converter, 30W 12V 2.5A, Input 40-160VDC Railway | MEANWELL | MEAN WELL ENTERPRISES CO., LTD (MAN) | RSD-30H-12 | Active
000025493 | GLOVES,ELECTRICAL WORKER'S | Electriflex Linesman, Class 4, 36kVAC, Size 9.5, Insulating Natural Rubber, Red/Black, Contour Cuff | TEN | THE ENERGY NETWORK (AUST) PTY LTD | NG418CRB-9H | Active
000025496 | GLOVES,ELECTRICAL WORKER'S | Electriflex Linesman, Class 4, 36kVAC, Size 11, Insulating Natural Rubber, Red/Black, Contour Cuff | TEN | THE ENERGY NETWORK (AUST) PTY LTD | NG418CRB-11 | Active
002490530 | BLOWER,ELECTRIC,PORTABLE | M12 Milwaukee, Blower, c/w 3 nozzles, Tool Only | MILWAUKE | MILWAUKEE POWER TOOLS | M12BBL-0 | Active
002490548 | PUMP | M12 Milwaukee, Stick Transfer Pump | MILWAUKE | MILWAUKEE POWER TOOLS | M12BSTP0 | Active
002490555 | HOSE,NONMETALLIC | Hose Kit, suits Milwaukee Stick Transfer Pump, c/w 5m Clear PVC Hose 19mm, 1 x Hose Clamp 17-32mm, 1 x Hose Tail 3/4F to 3/4M Tail | C&LTOOL | C&L TOOL CENTRE | HOSEKITM12BSTP0 | Active
002490720 | LABEL | Terminal Marker, 10 Section Horizontal, Numbers 31-40, suits Phoenix PT6-T (10mm Terminal) (P10) | PHOENIX | PHOENIX CONTACT PTY LTD | 4017918785574 | Active
002490738 | LABEL | Terminal Marker, 10 Section Horizontal, Numbers 41-50, suits Phoenix PT6-T (10mm Terminal) (P10) | PHOENIX | PHOENIX CONTACT PTY LTD | 4017918785567 | Active
000023295 | COVER,ELECTRICITY SUPPLY PILLAR | 400A LV Link Pillar Cover Assy, UDC, C&I, 755mm H x 521mm W x 449mm D, Green PPL, suit LV 3Ph 400A Fuse Switch, TS 521 (scm) | FLOWLINE | FLOWLINE INDUSTRIES PTY LTD | ES23295 | Active
000120028 | INSULATION HOOD | Shroud, Insulating, Type 1, ETS 35/99 Item 4 (P120) (scm) | LEGEND | LEGEND POWER SYSTEMS | ISP-BKSM-FT | Active
000120028 | INSULATION HOOD | Shroud, Insulating, Type 1, ETS 35/99 Item 4 (P120) (scm) | KULAK | KULAK PTY LTD | ISPBKSMFL | Active
000120036 | INSULATION HOOD | Shroud, Insulating, Type 2 (P100) (scm) | LEGEND | LEGEND POWER SYSTEMS | ISP-BK-LGFT | Active
000120036 | INSULATION HOOD | Shroud, Insulating, Type 2 (P100) (scm) | KULAK | KULAK PTY LTD | ISPBKLGFL | Active
002410322 | ROPE,FIBROUS | 12mm, Polypropylene, 300kg Lashing Capacity, Motor Vehicles Cargo Restraint Systems, Transport Fibre Rope, AS/NZS 4345:2001 | BULLIVAN | BULLIVANTS PTY LTD | WF-120-CW-250M-CRS | Active
000021372 | ROPE,FIBROUS | Double Braid Polyester 10mm Dia, Yellow Rope, 100m Roll | DONAGHYS | DONAGHYS PTY LTD | RBRY10HAM | Active
002493419 | BIT,SCREWDRIVER | Milwaukee, Shockwave Power Bit, Phillips #2, 150mm (6") Lg, suit 1/4" Impact Driver Quick Connect | C&LTOOL | C&L TOOL CENTRE | MILWA48324902 | Active
002493419 | BIT,SCREWDRIVER | Milwaukee, Shockwave Power Bit, Phillips #2, 150mm (6") Lg, suit 1/4" Impact Driver Quick Connect | MILWAUKE | MILWAUKEE POWER TOOLS | 48324902 | Active
002493419 | BIT,SCREWDRIVER | Milwaukee, Shockwave Power Bit, Phillips #2, 150mm (6") Lg, suit 1/4" Impact Driver Quick Connect | C&LTOOL | C&L TOOL CENTRE | MILWA48324802 | Active
000104242 | TIE,PREFORMED | Top, Neck Dia 112mm, 19/3.75 AAC, Pluto Unarmoured, (scm) (P50) | PLP | PREFORMED LINE PRODUCTS (AUST) | AWDT-180-112 | Active
000104422 | CLAMP,TREFOIL | Cast Al, suit Cable 27.0 to 29.0mm Dia, c/w Clamping Bolts etc, suitable for Bolting through 6mm Thk Mounting Bracket (MOQ & P5) (scm) | INTERENG | INTERTECH ENGINEERING PTY LTD | CABUS 5429 | Active
000104428 | BAR,METAL | Yoke Bar, 300mm, for ABC Suspension Clamps (P10) (scm) | PLP | PREFORMED LINE PRODUCTS (AUST) | YABCOF-300-16 | Active
000104443 | CABLE,FIBRE OPTIC | Aerial, ADSS, Long Span, Dry Core, 36 Fibres, SMOF, ETS 03-01-07 (4000m Drum) | CORNCBLE | CORNING CABLE SYSTEMS | 36-SM-ND-48-YN-ADSS | Active
000104302 | SECTIONALISER | Electronic, 36kV, 70kV BIL, Actuating Current 32/40/50A, 2/3 Count, 200A Cont Rating Reset Time 25-35 Sec OA Min Operating Short Time withstand Current | AKPOWER | AK POWER SOLUTIONS PTY LTD | SECT0236 | Active
000104304 | SECTIONALISER | BIL 170kV, Ganged 3 Ph c/w Pole Mount Bracket & Crossarm, Sectionaliser Mounts & Interphase Trip Mechanism w/o Electronic Sectionaliser Units (scm) | AKPOWER | AK POWER SOLUTIONS PTY LTD | 70159 | Active
000104452 | BEND,ELECTRICAL CONDUIT | 125mm, 30 Deg, 2400mm Rad, UPVC, LD, Orange Elec, AS/NZS 2053.2 (scm) | HAYMANS | HAYMANS ELECTRICAL | 125LDELE2400R30B | Active
000104199 | INSULATOR,LINE POST | 33kV (22kV Trident) 200kV BIL, Porcelain Horizontal Clamp Top, M20 Stud not supplied, ETS 10-01-01, Item 12 (scm) | TYCOELEC | TYCO ELECTRONICS | 5381AX | Active
000104199 | INSULATOR,LINE POST | 33kV (22kV Trident) 200kV BIL, Porcelain Horizontal Clamp Top, M20 Stud not supplied, ETS 10-01-01, Item 12 (scm) | GRAPHSOL | GRAPH SOLUTIONS PTY LTD | 28420A | Active
000104240 | TIE,PREFORMED | Side, Neck Dia 112mm, 7/4.75 AAC, Moon Unarmoured, (scm) (P50) | PLP | PREFORMED LINE PRODUCTS (AUST) | AWST140112 | Active
000104381 | TIE,PREFORMED | Top, Neck Dia 76mm, 7/2.50 AAC & AAAC 3/4/2.50 ACSR 6/1/2.50 ACSR, Unarmoured (scm) | PLP | PREFORMED LINE PRODUCTS (AUST) | AWDT-075-76 | Active
000104305 | SECTIONALISER | BIL 170kV, Ganged 2 Ph c/w Pole Mount Bracket & Crossarm, Sectionaliser Mounts & Interphase Trip Mechanism, w/o Electronic Sectionaliser Units (scm) | AKPOWER | AK POWER SOLUTIONS PTY LTD | 70138 | Active
000104307 | JOINT,ELECTRICAL POWER CABLE | LV, 16mm2 Cu, 4 Core Sector XLPE Cable, Insect Protected c/w Heat Shrink Cable Joint Kit, Cable Links, Solvent Wipes, ETS14-02-01 (scm) | LEGEND | LEGEND POWER SYSTEMS | H1J4XEG102 | Active
000104307 | JOINT,ELECTRICAL POWER CABLE | LV, 16mm2 Cu, 4 Core Sector XLPE Cable, Insect Protected c/w Heat Shrink Cable Joint Kit, Cable Links, Solvent Wipes, ETS14-02-01 (scm) | TECONN | TE CONNECTIVITY LTD | LJSM-ERG25 | Active
000104327 | CONDUIT,NONMETALLIC,RIGID | UPVC, 125mm, 4m, HD, Orange Electrical, AS/NZS2053 Part 2-1995 | HAYMANS | HAYMANS ELECTRICAL | PIP125HD | Active
000104327 | CONDUIT,NONMETALLIC,RIGID | UPVC, 125mm, 4m, HD, Orange Electrical, AS/NZS2053 Part 2-1995 | IDEALELE | IDEAL ELECTRICAL SUPPLIERS | CDT125HD | Active
002489938 | METER,WATTHOUR | Mk10A CT, 800/5 CT Ratio, 3Ph, 4 Wire, 230V, 5-20A, Class 1, Bottom Connect | EDMI | EDMI PTY LTD | 1A12-1H11-27-F11-201030-3 | Active
002489946 | METER,WATTHOUR | Mk10A CT, 1500/5 CT Ratio, 3Ph, 4 Wire, 230V, 5-20A, Class 1, Bottom Connect | EDMI | EDMI PTY LTD | 1A12-1H11-27-F11-201030-3 | Active
002490993 | CABLE,POWER,ELECTRICAL | U/Ground,0.6/1kV, 4C x 25mm2 Al/XLPE Insulated/PVC Sheath, Waterblocked, Black, 500m Wood Drum | MIDLAND | MIDLAND METALS OVERSEAS PTE LTD | MMO-LV 4X25WBAXP | Active
002478311 | CONVERTER,FREQUENCY,STATIC | 400kVA, 400V, 50Hz, 3 Ph Transmitter, Output Freq 167-1042Hz, 1 Signal Outputs to 1 Coupling Cells, Rigid or Loose Coupled EESS-10730-01-0E, if 3nd Output | MVTECH | MV TECHNOLOGY SOLUTIONS P/L | 280.106.115103 | Active
002405967 | TAPE,BARRICADE | Printed with "CAUTION-OPEN TRENCH" | PRALSAFE | PROTECTOR ALSAFE | 04182789 | Active
002407086 | TAPE,BARRICADE | 300m Lg, 75mm W, LD PE, Yellow, with text 'DANGER ASBESTOS DUST HAZARD' | ALLENS | ALLENS INDUSTRIAL PRODUCTS | AIPDADH30075 | Active
002407086 | TAPE,BARRICADE | 300m Lg, 75mm W, LD PE, Yellow, with text 'DANGER ASBESTOS DUST HAZARD' | ALLENS | ALLENS INDUSTRIAL PRODUCTS | A1472 | Active
002455103 | TAPE,BARRICADE | Pedestrian Traffic Control, 100m Lg, 100mm W, Min of 75um Thk, LD PE, Yellow/Black Contrasting Diagonal Bands, AS 1742.3 | MMELEC | MM ELECTRICAL MERCHANDISING | REETAP860542 | Active
002465755 | TAPE,BARRICADE | SF6 Hazard Barrier Tape, 100m Lg, 75mm W, Printed with SF6 HAZARD, Red Text on White B/Ground | ALLENS | ALLENS INDUSTRIAL PRODUCTS | CP2770 | Active
002477875 | TAPE,BARRICADE | Retracting Belt Barrier, 10m Roll, Black/Yellow | AMPLITUD | AMPLITUDE PTY LTD (396777) | PILOT-BY | Active
002405102 | FUSECARRIER | 160A, 660V AC, 3 Pole, Accepts DIN Type Fuse Links Size 00, c/w 185mm Busbar Mounting Adaptor, Cable Cover ID Carrier & Terminal Bolts, fitted to Padmount LV | FLOWLINE | FLOWLINE INDUSTRIES PTY LTD | 646903125758 | Active
002406244 | FUSECARRIER | 100A, 24kV, suit Expulsion Drop Out Fuse, ETS 06-03-01 | NGKSTANG | NGK STANGER PTY LTD | 72906-24SL | Active
002486165 | FUSECARRIER | Clear Fuse Carrier Test Assembly, c/w lead female banana plug | AMPLITUD | AMPLITUDE PTY LTD (396777) | FCTALEAD | Active
002486173 | FUSECARRIER | Clear Fuse Carrier Test Assembly, c/w Housing Mounted Female Banana Plug | AMPLITUD | AMPLITUDE PTY LTD (396777) | FCTAPANEL | Active
000003700 | GAUGE | Density Monitor, Trafag, Sensors & Controls, P1 abs 620 +10kpa 20 Deg C, P2 abs 600 +10kpa 20 Deg C, P3 abs 600 +10kpa 20 Deg C, P4 abs +10kpa 20 Deg C, | ABBAUST | ABB AUSTRALIA PTY LTD | 1HYB400202-1 | Active
002457257 | GAUGE | Conductor Diameter Measuring Gauge, 4 - 32mm OD, Non-conductive, Universal Sunrise Attachment, measurement reading in millimetres | TRANSNET | TRANSNET EQUIPMENT PTY LTD | TNWG4/32 | Active
002471050 | GAUGE | Conductor Diameter Measuring Gauge, AAC, AAAC & CU, Info includes Diameter, Name, Stranding & Colour Of Conductor, 13 mm Aluminium Plate. | TEN | THE ENERGY NETWORK (AUST) PTY LTD | CG-EQL-ALCU | Active
002471068 | GAUGE | Conductor Diameter Measuring Gauge, ACSR, Info includes Diameter, Name, Stranding & Colour Of Conductor, 13 mm Aluminium Plate. | TEN | THE ENERGY NETWORK (AUST) PTY LTD | CG-EQL-ACSR | Active
002477198 | GAUGE | Trunnion Gauge for 19.05mm Acme Threads | ACCULEC | ACCULEC PTY LTD (303899) | T401-2265 | Active
002488401 | GREASE | Contact Grease c/w Zinc Granules, 0.3kg Pack, suit GE F35-145kV GIS | GE | GENERAL ELECTRIC COMPANY | 42.600.628-01 | Active
000023998 | RELAY,PROTECTION | Line Diff, OC & Dir EF, 16/10 I/O, 48-250VDC Pwr, 1/5A CT, 1300nm FO Line Comms Module, DNP3 over RS485 & 100BaseTX, 4U Case | ABBAUST | ABB AUSTRALIA PTY LTD | RED615 HBDDAEAGAHH1AMA1XG | Active
002483097 | POWER SUPPLY | Power Supply Module, Single Supply, for NOJA Reclosers RC20 Series | NOJA | NOJA POWER SWITCHGEAR PTY LTD | PSM-20-S | Active
002483105 | POWER SUPPLY | Power Supply Control, 110VAC Input, for NOJA Reclosers RC20 Series | NOJA | NOJA POWER SWITCHGEAR PTY LTD | PSC-20-S | Active
002489847 | GLOVES,ELECTRICAL WORKER'S | Electriflex Linemans, Class 3, 26.5kVAC, Size 9.5, Insulating Natural Rubber, Yellow/Black, Straight Cuff, 16" (400mm Lg) | TEN | THE ENERGY NETWORK (AUST) PTY LTD | NG316YB-9.5 | Active
000024862 | ADAPTOR | Sunrise Fitting to Bayonet Male Adaptor for u/w Substation Earths & Voltage Detectors | HYLEC | HYLEC ENERGY SOLUTIONS | BVU | Active
002492114 | ALTERNATOR | Stamford Node 2, S4L1D-F4, Rating 415kVA (332kWe @ 0.8pf), Voltage 400V 50Hz, Class H Temp Rise, 1 Bearing, SAE 1 Adaptor Housing, 14" Flywheel | HAZELEC | HAZ-ELEC INDUSTRIES PTY LTD | S4L1D-F4 | Active
000014654 | LIPSTICK,ANTICHAP | Blistex Ultra; Intensive Protection From Sun, Wind & Cold; Moisturises Dry Chapped Lips; Spf 50 + Broad Spectrum protection. | ATOMSUPP | ATOM SUPPLY GROUP P/L | 90060140 | Active
000022451 | CARTRIDGE,RESPIRATOR,AIR FILTERING | Sundstrom SR315 ABE Gas Filter, Protection when Cutting, Heating & Welding Galv Steel, Pack of 5 | ATOMSUPP | ATOM SUPPLY GROUP P/L | SR315 ABE 1 | Active
000022451 | CARTRIDGE,RESPIRATOR,AIR FILTERING | Sundstrom SR315 ABE Gas Filter, Protection when Cutting, Heating & Welding Galv Steel, Pack of 5 | ATOMSUPP | ATOM SUPPLY GROUP P/L | 79913825 | Active
000024796 | GLOVES,PROTECTIVE | MaxiDry GP, Size 11, Neoprene Non-Slip, Fully Coated Gauntlet, Shortcuff, for handling Chemicals like Solvents, Acids, Hydrocarbons, Oil, Grease, Organic | ATG | ATG INTELLIGENT GLOVE SOLUTIONS | 56-426-11 | Active
000024796 | GLOVES,PROTECTIVE | MaxiDry GP, Size 11, Neoprene Non-Slip, Fully Coated Gauntlet, Shortcuff, for handling Chemicals like Solvents, Acids, Hydrocarbons, Oil, Grease, Organic | ATOMSUPP | ATOM SUPPLY GROUP P/L | 30002758 | Active
000016140 | HAND CLEANER | Liquid Paste;2000ml tube; water soluble; Non-aggressive Walnut scrubber with skin protection agent; | BLKWOODJ | J BLACKWOOD & SONS LIMITED | 00864433/98318706 | Active
000016140 | HAND CLEANER | Liquid Paste;2000ml tube; water soluble; Non-aggressive Walnut scrubber with skin protection agent; | ATOMSUPP | ATOM SUPPLY GROUP P/L | 40000827 | Active
000024787 | GLOVES,PROTECTIVE | MaxiChem, Size 7, Neoprene, for handling Oils & Chemicals like Solvents, Acids, Hydrocarbons, Oil, Grease, Organic Solvents | ATOMSUPP | ATOM SUPPLY GROUP P/L | CS721-07 | Active
000024787 | GLOVES,PROTECTIVE | MaxiChem, Size 7, Neoprene, for handling Oils & Chemicals like Solvents, Acids, Hydrocarbons, Oil, Grease, Organic Solvents | ATOMSUPP | ATOM SUPPLY GROUP P/L | 490354 | Active
000024787 | GLOVES,PROTECTIVE | MaxiChem, Size 7, Neoprene, for handling Oils & Chemicals like Solvents, Acids, Hydrocarbons, Oil, Grease, Organic Solvents | ATG | ATG INTELLIGENT GLOVE SOLUTIONS | 56-635-7 | Active
000024793 | GLOVES,PROTECTIVE | MaxiDry GP, Size 8, Neoprene Non-Slip, Fully Coated Gauntlet, Shortcuff, for handling Chemicals like Solvents, Acids, Hydrocarbons, Oil, Grease, Organic | ATOMSUPP | ATOM SUPPLY GROUP P/L | 30001058 | Active
000024793 | GLOVES,PROTECTIVE | MaxiDry GP, Size 8, Neoprene Non-Slip, Fully Coated Gauntlet, Shortcuff, for handling Chemicals like Solvents, Acids, Hydrocarbons, Oil, Grease, Organic | ATG | ATG INTELLIGENT GLOVE SOLUTIONS | 56-426-8 | Active
000024791 | GLOVES,PROTECTIVE | MaxiChem, Size 11, Neoprene, for handling Oils & Chemicals like Solvents, Acids, Hydrocarbons, Oil, Grease, Organic Solvents | ATOMSUPP | ATOM SUPPLY GROUP P/L | 490359 | Active
000024791 | GLOVES,PROTECTIVE | MaxiChem, Size 11, Neoprene, for handling Oils & Chemicals like Solvents, Acids, Hydrocarbons, Oil, Grease, Organic Solvents | ATOMSUPP | ATOM SUPPLY GROUP P/L | CS721-11 | Active
000024791 | GLOVES,PROTECTIVE | MaxiChem, Size 11, Neoprene, for handling Oils & Chemicals like Solvents, Acids, Hydrocarbons, Oil, Grease, Organic Solvents | ATG | ATG INTELLIGENT GLOVE SOLUTIONS | 56-635-11 | Active
000024791 | GLOVES,PROTECTIVE | MaxiChem, Size 11, Neoprene, for handling Oils & Chemicals like Solvents, Acids, Hydrocarbons, Oil, Grease, Organic Solvents | ATOMSUPP | ATOM SUPPLY GROUP P/L | 30001066 | Active
000022758 | ELECTROLYTE POWDER | Beverage Mix, Mixed Berry, Low Joule, Low Sodium, Caffeine Free, Sugar Free, for Diabetics & Low Carb Consumers, 3g Sachet to be mixed into 600ml water(P10) | ATOMSUPP | ATOM SUPPLY GROUP P/L | 306930 | Active
000022523 | ELECTROLYTE POWDER | Beverage Mix, Lemon-Lime, Low Joule, Low Sodium, Caffeine Free, Sugar Free, for Diabetics & Low Carb Consumers, 3g Sachet to be mixed into 600ml water(P10) | ATOMSUPP | ATOM SUPPLY GROUP P/L | 306928 | Active
000025414 | DUST GUARD,SPECTACLE | Unisafe Bark Hut Replacement Dust Guard, Protect against Dust & Flying Particles, suit Bark Hut Safety Glasses Range | ATOMSUPP | ATOM SUPPLY GROUP P/L | 32000221 | Active
000025414 | DUST GUARD,SPECTACLE | Unisafe Bark Hut Replacement Dust Guard, Protect against Dust & Flying Particles, suit Bark Hut Safety Glasses Range | PROTECTA | PROTECTA-VISION AUSTRALIA | SXDG007 | Active
002462042 | GLOVES,PROTECTIVE | MecDex, Rough Impact Pro C5, Size L, Cut Level 5, Flexible Tough Leather, Knuckle & Finger Impact Protection, Cut Protection & Foam Padded Palm | WW&S | WORKSENSE WORKWEAR & SAFETY | PR-616 L | Active
002462042 | GLOVES,PROTECTIVE | MecDex, Rough Impact Pro C5, Size L, Cut Level 5, Flexible Tough Leather, Knuckle & Finger Impact Protection, Cut Protection & Foam Padded Palm | BLKWOODJ | J BLACKWOOD & SONS LIMITED | 04081810 | Active
002462042 | GLOVES,PROTECTIVE | MecDex, Rough Impact Pro C5, Size L, Cut Level 5, Flexible Tough Leather, Knuckle & Finger Impact Protection, Cut Protection & Foam Padded Palm | ATOMSUPP | ATOM SUPPLY GROUP P/L | 40000738 | Active
002462034 | GLOVES,PROTECTIVE | MecDex, Rough Impact Pro C5, Size M, Cut Level 5, Flexible Tough Leather, Knuckle & Finger Impact Protection, Cut Protection & Foam Padded Palm | BLKWOODJ | J BLACKWOOD & SONS LIMITED | 04081793 | Active
002462034 | GLOVES,PROTECTIVE | MecDex, Rough Impact Pro C5, Size M, Cut Level 5, Flexible Tough Leather, Knuckle & Finger Impact Protection, Cut Protection & Foam Padded Palm | WW&S | WORKSENSE WORKWEAR & SAFETY | PR-616 M | Active
002462034 | GLOVES,PROTECTIVE | MecDex, Rough Impact Pro C5, Size M, Cut Level 5, Flexible Tough Leather, Knuckle & Finger Impact Protection, Cut Protection & Foam Padded Palm | ATOMSUPP | ATOM SUPPLY GROUP P/L | 40000737 | Active
002430445 | CLAMP,ELECTRICAL | Insulating Blanket Peg, 75mm Spring Clamp, Quick Grip, Blue, HD Nylon | TEN | THE ENERGY NETWORK (AUST) PTY LTD | PEG58300 | Active
002430437 | CLAMP,ELECTRICAL | Insulating Blanket Peg, 50mm Spring Clamp, Quick Grip, Blue, HD Nylon | TEN | THE ENERGY NETWORK (AUST) PTY LTD | PEG58200 | Active
002416568 | TELESCOPIC STICK | Fibreglass, 9.2m Ext Length, Combination Operating/Measuring Telescopic Hot Line Stick, Metric Graduations M/CM, Triang Shape, Hi-Vis Foam-Filled Top Section, | TEN | THE ENERGY NETWORK (AUST) PTY LTD | MV30-Q-EQL | Active
002416568 | TELESCOPIC STICK | Fibreglass, 9.2m Ext Length, Combination Operating/Measuring Telescopic Hot Line Stick, Metric Graduations M/CM, Triang Shape, Hi-Vis Foam-Filled Top Section, | TEN | THE ENERGY NETWORK (AUST) PTY LTD | MV-30-K | Active
002488690 | CIRCUIT BREAKER | 72.5kV, 3150A, 40kA/3sec, Outdoor SF6 Dead Tank, 3 Pole Operated CB Unit c/w 4 Bushing Protn CTs & 2 Bushing Mtrg CTs 32VDC Aux & 230VAC Motor Supply, L4 | GE | GENERAL ELECTRIC COMPANY | DT1-72.5 F1 | Active
002488757 | CIRCUIT BREAKER | 72.5kV, 3150A, 40kA/3sec, Outdoor SF6 Dead Tank, 1 Pole Operated CB Unit c/w 4 Bushing Protn CTs & 2 Bushing Mtrg CTs 32VDC Aux & 230VAC Motor Supply, L4 | GE | GENERAL ELECTRIC COMPANY | DT1-72.5 F3 | Active
000019758 | GUARD | 3M Electrostatic Animal Guard, Insulator Neck Dia Range 38-65mm, Rated to 35kV, PE/Steel Spokes, Spring Loop for Hot-Stick Application, Pack of 25 | 3MAUST | 3M AUSTRALIA PTY LTD | GG1525 | Active
000019759 | GUARD | 3M Electrostatic Animal Guard, Insulator Neck Dia Range 65-115mm, Rated to 35kV, PE/Steel Spokes, Spring Loop for Hot-Stick Application, Pack of 25 | 3MAUST | 3M AUSTRALIA PTY LTD | GG2545 | Active
002492445 | CABLE ASSY,RADIO FREQUENCY | 1m DB9-F to RJ45 Black Custom Cable Assembly, to Connect GE Orbit Modem to Schneider ADVC2 | QCC | QCC CONNECTORS & CABLES (QCC GROUP PL) | 48875-10 | Active
000719368 | CONNECTOR,COMPRESSION | C Type, Earth Wire 95 - 120mm2, Run to 16 - 70mm2 Tap | PLP | PREFORMED LINE PRODUCTS (AUST) | D-CEC12070 | Active
002401802 | CONNECTOR,COMPRESSION | Profile 6, Cu, Conductor 50-70mm2, Earth Rod 13-15mm Dia, Die Set DU1315, Pack of 40 | PLP | PREFORMED LINE PRODUCTS (AUST) | D-CEC15070 | Active
002401803 | CONNECTOR,COMPRESSION | C Profile, Earth Wire 50 - 70mm2, Run to 50 - 70mm2 Tap (P50) | PLP | PREFORMED LINE PRODUCTS (AUST) | D-CEC070 | Active
002406222 | CONNECTOR,COMPRESSION | C Type, Earth Wire, 35-70mm2 Run to 10-35mm2 Tap, Compression Die 12T-UO (scm) | PWRHDIST | POWERHOUSE DISTRIBUTION | CC70-35SS | Active
002437762 | CONNECTOR,COMPRESSION | C Crimp, Hyground, 70 - 70mm2, IEEE Std 837, Dwg # EESS-10031-04 | PHOENIXS | PHOENIX STEEL SALES PTY LTD | YGHC26C26 | Active
002487924 | LEAD,ELECTRICAL | 0.7mm Molded Plug and 1.88m Wire DC Cable, suits SEL2814 External Power Input Socket | SEL | SCHWEITZER ENGINEERING LAB PTY LTD | 240-1525 | Active
002489979 | CIRCUIT BREAKER | MCB C60H-DC, 6A, 2 Pole, 500V DC, C-Curve | SCHNEIDR | SCHNEIDER PTY LTD (MANUFACTURER) | SCH-A9N61526 | Active
002489987 | CIRCUIT BREAKER | MCB C60H-DC, 10A, 2 Pole, 500V DC, C-Curve | SCHNEIDR | SCHNEIDER PTY LTD (MANUFACTURER) | SCH-A9N61528 | Active
002489995 | CIRCUIT BREAKER | MCB C60H-DC, 16A, 2 Pole, 500V DC, C-Curve | SCHNEIDR | SCHNEIDER PTY LTD (MANUFACTURER) | SCH-A9N61531 | Active
002490035 | CIRCUIT BREAKER | MCB C60H-DC, 40A, 2 Pole, 500V DC, C-Curve | SCHNEIDR | SCHNEIDER PTY LTD (MANUFACTURER) | SCH-A9N61537 | Active
002489755 | TRANSFORMER,ISOLATION | SWER, Hybrid, 11kV/19.1kV, 500kVA, 1Ph, 50Hz, ONAN, Dwg 0550-0044 & Rating Plate Dwg 0050-3239 | TYREE | TYREE TRANSFORMERS PTY LTD | 500MT01 | Active
002491751 | TESTER | DV-Power CAT-P Circuit Breaker Analyser & Timer c/w Mini USB Cable, USB Stick, Touch Pen, Transport Case | PTE | PACIFIC TEST EQUIPMENT PTY LTD | CATP000-N-00 | Active
002452456 | GLOVES,HEAT PROTECTIVE | Vantage, Heat Retardant, Size 11, Plaited, DuPont Kevlar & Ploy/Cotton, Knitwrist, suitable for Hot Work Environments | ATOMSUPP | ATOM SUPPLY GROUP P/L | 131582 | Active
002452456 | GLOVES,HEAT PROTECTIVE | Vantage, Heat Retardant, Size 11, Plaited, DuPont Kevlar & Ploy/Cotton, Knitwrist, suitable for Hot Work Environments | ALLENS | ALLENS INDUSTRIAL PRODUCTS | AN70761/11 | Active
002452456 | GLOVES,HEAT PROTECTIVE | Vantage, Heat Retardant, Size 11, Plaited, DuPont Kevlar & Ploy/Cotton, Knitwrist, suitable for Hot Work Environments | ANSELL | ANSELL LTD | 70-761/SIZE 11 | Active
000104295 | HELMET,SAFETY | Cap, HC43VE31, White, Unbranded, Vented, AS1801 | RSEA | RSEA SAFETY PTY LTD | 90078024 | Active
002406583 | BATTERY,NONRECHARGEABLE | D, Heavy Duty (Each) | ATOMSUPP | ATOM SUPPLY GROUP P/L | 3425004 | Active
002406583 | BATTERY,NONRECHARGEABLE | D, Heavy Duty (Each) | MMELEC | MM ELECTRICAL MERCHANDISING | EVREN95 | Active
002406884 | BATTERY,NONRECHARGEABLE | AA, Heavy Duty, Alkaline | ATOMSUPP | ATOM SUPPLY GROUP P/L | 3425002 | Active
002406884 | BATTERY,NONRECHARGEABLE | AA, Heavy Duty, Alkaline | MMELEC | MM ELECTRICAL MERCHANDISING | EVREN91 | Active
002402404 | BATTERY,NONRECHARGEABLE | 9V, Heavy Duty (Each) | MMELEC | MM ELECTRICAL MERCHANDISING | EVREN22 | Active
002402404 | BATTERY,NONRECHARGEABLE | 9V, Heavy Duty (Each) | ATOMSUPP | ATOM SUPPLY GROUP P/L | 95460012 | Active
002428118 | GLOVES,LIVE LINE ELECTRICAL WORKERS | Class 3, Natural Rubber, Black Straight Cuff, Size 9 (pair) Glove Length, 16 inch (400mm) | BALMORAL | BALMORAL ENGINEERING PTY LTD | RIG316YBS9 | Active
002428118 | GLOVES,LIVE LINE ELECTRICAL WORKERS | Class 3, Natural Rubber, Black Straight Cuff, Size 9 (pair) Glove Length, 16 inch (400mm) | ANSELL | ANSELL LTD | RIG316YBS9 | Active
002428118 | GLOVES,LIVE LINE ELECTRICAL WORKERS | Class 3, Natural Rubber, Black Straight Cuff, Size 9 (pair) Glove Length, 16 inch (400mm) | SALISBRY | SALISBURY (MANUFACTURER) | E316YB/9 | Active
002469658 | BRACKET,FACESHIELD,HELMET | Visor Carrier c/w Adaptor to fit Sun Visor to Mountaineering Safety Helmet | HGHTDYNM | HEIGHT DYNAMICS | HD KZVAD | Active
002402644 | STRAP,RETAINING | Pole Strap, 3.5m Lg c/w Double Action Al Snap Hook each End, ETS RSE01 | HGHTDYNM | HEIGHT DYNAMICS | E613-B-035-56-56 | Active
002402644 | STRAP,RETAINING | Pole Strap, 3.5m Lg c/w Double Action Al Snap Hook each End, ETS RSE01 | HGHTDYNM | HEIGHT DYNAMICS | SALA E613B0355656 | Active
002402644 | STRAP,RETAINING | Pole Strap, 3.5m Lg c/w Double Action Al Snap Hook each End, ETS RSE01 | LRI | LIFE AND RESCUE INTERNATIONAL | 101341 | Active
002402644 | STRAP,RETAINING | Pole Strap, 3.5m Lg c/w Double Action Al Snap Hook each End, ETS RSE01 | CAPITAL | CAPITAL SAFETY | SA E613B0355656E | Active
001804018 | KARABINER | Triple Action, Alloy Al, Offset D, 16-18mm Gate, 15kN Rating, ETS RSE01 | HGHTDYNM | HEIGHT DYNAMICS | KON9115 | Active
000016944 | RESPIRATOR,AIR FILTERING | Sundstrom SR100 Half Face, Sml/Med c/w Mask Body, Filter Attachment, Head Harness, Membrane Seat, Inhalation & Exhalation Membrane, Protective Cap | BLKWOODJ | J BLACKWOOD & SONS LIMITED | 01359327/03218 | Active
000016944 | RESPIRATOR,AIR FILTERING | Sundstrom SR100 Half Face, Sml/Med c/w Mask Body, Filter Attachment, Head Harness, Membrane Seat, Inhalation & Exhalation Membrane, Protective Cap | BLKWOODJ | J BLACKWOOD & SONS LIMITED | 01359327 | Active
002455541 | LEGGINGS,SNAKE GUARD | Snakeprotex Chaps, Poly, Size S, to fit Calf Circ up to 41cm, Knee to Ankle, Lower Leg Protection from Potential Snake Bites | SNAKEPRT | SNAKEPROTEX | SPX-S | Active
002455541 | LEGGINGS,SNAKE GUARD | Snakeprotex Chaps, Poly, Size S, to fit Calf Circ up to 41cm, Knee to Ankle, Lower Leg Protection from Potential Snake Bites | BLKWOODJ | J BLACKWOOD & SONS LIMITED | 00197663 | Active
002438935 | CLAMP | Lock Jaw, Ladder Grip, Designed to Secure Ladder to Gutter | BLKWOODJ | J BLACKWOOD & SONS LIMITED | 00489455 | Active
002438935 | CLAMP | Lock Jaw, Ladder Grip, Designed to Secure Ladder to Gutter | CHARLTON | CHARLTON INNOVATION PTY LTD | LOCKJAW | Active
001841573 | SHADE BRIM,SAFETY HELMET | Fabric Sunshade, Neck Flap, White | BLKWOODJ | J BLACKWOOD & SONS LIMITED | 04329006 | Active
000025023 | METER,WATTHOUR | Mk7A Atlas 3, 2 Element, 240V, 10-100A, Class 1, Bottom Connected c/w Integrated ELM410 CATM1 Modem, Type 4 Small Stick on Antenna, Metering Dynamics | EDMI | EDMI PTY LTD | 7A13-A344-29-J211-7D02-6110 | Active
000025024 | METER,WATTHOUR | Mk10D Atlas 3, 3 Ph, 240V, 10-100A, Class 1, Bottom Connected c/w Integrated ELM410 CATM1 Modem, Type 4 Small Stick on Antenna, Metering Dynamics | EDMI | EDMI PTY LTD | 1D13-1B-112-27-J11-201021-400 | Active
002463982 | CONTROL,VOLTAGE REGULATOR | AVR Basler, Digital Excitation Control System, 88-250V AC Input, 63V DC @ 7A DC Output, Scania DC12 Canopy Parts | BASLER | BASLER ELECTRIC COMPANY | DECS-100 A05 | Active
000104773 | SLEEVE,COMPRESSION | FT, 19/3.25 Krypton, AAAC (1120) Hex Die A/F 22.0mm | CABLEACC | CABLE ACCESSORIES (AUST) | AFT68A | Active
002401067 | SLEEVE,COMPRESSION | Hex Jointing, to suit 185mm to 240mm Al Cable c/w Internal Barrier | INTERENG | INTERTECH ENGINEERING PTY LTD | ALKR240/185 | Active
002405214 | SLEEVE,COMPRESSION | Cu, Splice, 7/1.04, Conductor Hex Die A/F 4.4mm Cu (P100) | TYCOELEC | TYCO ELECTRONICS | TDCSM2/1 | Active
002407148 | SLEEVE,COMPRESSION | FT, Oxygen, 19/4.75 AAAC 1120, Die Size Al 40.0mm, ETS 11-09-01 | PLP | PREFORMED LINE PRODUCTS (AUST) | CMSAAAC-238-1 | Active
002407148 | SLEEVE,COMPRESSION | FT, Oxygen, 19/4.75 AAAC 1120, Die Size Al 40.0mm, ETS 11-09-01 | PLP | PREFORMED LINE PRODUCTS (AUST) | D-HM710N | Active
002407151 | SLEEVE,COMPRESSION | FT, Grape, 30/7/2.5 ACSR/GZ, Die Size Al 40.0mm, Steel 19.0mm, ETS 11-09-01 | PLP | PREFORMED LINE PRODUCTS (AUST) | CMSJ-175-1 | Active
002407151 | SLEEVE,COMPRESSION | FT, Grape, 30/7/2.5 ACSR/GZ, Die Size Al 40.0mm, Steel 19.0mm, ETS 11-09-01 | PLP | PREFORMED LINE PRODUCTS (AUST) | D-HM525 | Active
002407153 | SLEEVE,COMPRESSION | FT, Paw Paw, 54/3.75 19/2.25 ACSR/GZ, Die Size Al 47.5mm, Steel 20.0mm, ETS 11-09-01 | PLP | PREFORMED LINE PRODUCTS (AUST) | D-HM541 | Active
002489375 | CUTTER,BATTERY OPERATED | Klauke Cutter, Battery Hydraulic, 18V B/Tooth, Inline, 25mm max, Cu/Al/ACSR, Skin c/w M18 Makita/Milwaukee Battery Adaptor & Cutter Capacity Labels | TEN | THE ENERGY NETWORK (AUST) PTY LTD | ESM25CFM-EQL | Active
002489375 | CUTTER,BATTERY OPERATED | Klauke Cutter, Battery Hydraulic, 18V B/Tooth, Inline, 25mm max, Cu/Al/ACSR, Skin c/w M18 Makita/Milwaukee Battery Adaptor & Cutter Capacity Labels | KLAUKE | KLAUKE (MANUFACTURER) | ESM25CFM-EQL | Active
000017087 | GLOVES,ELECTRICAL WORKER'S | Rubber, Insulating Class 0, Size 9.5, Max 1000V AC, Yellow, ANSI/ASTM D120 | BALMORAL | BALMORAL ENGINEERING PTY LTD | RIG014YS9H | Active
000017089 | GLOVES,ELECTRICAL WORKER'S | Rubber, Insulating Class 0, Size 10.5, Max 1000V AC, Yellow, ANSI/ASTM D120 | BALMORAL | BALMORAL ENGINEERING PTY LTD | RIG014YS10H | Active
000024855 | GLOVES,ELECTRICAL WORKER'S | Rubber, Insulating Class 0, Size 7, Max 1000V AC, Yellow, ANSI/ASTM D120 | BALMORAL | BALMORAL ENGINEERING PTY LTD | RIG014YS7 | Active
000024855 | GLOVES,ELECTRICAL WORKER'S | Rubber, Insulating Class 0, Size 7, Max 1000V AC, Yellow, ANSI/ASTM D120 | SALISBRY | SALISBURY (MANUFACTURER) | E014BY-7 | Active
001836099 | GLOVES,ELECTRICAL WORKER'S | PVC, Double Dipped, 450mm | BLKWOODJ | J BLACKWOOD & SONS LIMITED | 00505342 | Active
000019186 | STEPLADDER | Fibreglass, 10ft, Double Sided | LADAMAX | LADAMAX ALUMINIUM PRODUCTS PTY LTD | FDS102 | Active
002492692 | TRANSFORMER,VOLTAGE | 145kV, IVT, 50Hz, Post Type 1Ph Outdoor, Dual 0.2M, 3P 50VA c/w Metering Accuracy Tests | GFFPOWER | GFF POWER | UTE-145 | Active
002492692 | TRANSFORMER,VOLTAGE | 145kV, IVT, 50Hz, Post Type 1Ph Outdoor, Dual 0.2M, 3P 50VA c/w Metering Accuracy Tests | ARTECHE | THE ARTECHE GROUP (GFF POWER PARNTER) | UTE-145 | Active
002492783 | MASK,AIR FILTERING | Respirators Disposable P2V Flat Fold Trident | ATOMSUPP | ATOM SUPPLY GROUP P/L | 40023837 | Active
002492791 | MASK,AIR FILTERING | Respirator Disposable P2 3030V Cupped Valved | ATOMSUPP | ATOM SUPPLY GROUP P/L | 40044603 | Active
002492858 | CABLE ASSY,RADIO FREQUENCY | 1.5m Long DB9-M to RJ45-M Black Custom Cable Assembly, to Connect GE Orbit Modem to Cooper CL6 Eng Acc Port | QCC | QCC CONNECTORS & CABLES (QCC GROUP PL) | 49339-10 | Active
000104228 | TIE,PREFORMED | Side, Neck Dia 112mm, 7/2.5 AAC & AAAC 3/4/2.50 ACSR 6/1/2.50 ACSR Armoured (scm) | PLP | PREFORMED LINE PRODUCTS (AUST) | AWST140A112 | Active
000104348 | TIE,PREFORMED | Top, Neck Dia 112mm, 3/4/1.75 ACSR Armoured, (scm) | PLP | PREFORMED LINE PRODUCTS (AUST) | AWDT-113A-112 | Active
000104402 | SUPPORT,ELECTRICAL CABLE | Clamp, 22kV 1C 35mm2 Cable Connection at F&G RMU, Clamp suit 30mm dia cable, Provide 2 x 65mm x 10mm dia hex bolts 25mm thread c/w 2 x flat washers, | INTERENG | INTERTECH ENGINEERING PTY LTD | 5429 | Active
000104403 | BOLT ASSEMBLY,FOUNDATION | Precast Foundation, suit LV Distribution Cabinet, 6 Module, Dwg 875269-01 (scm) | BUNDCNCT | BUNDABERG CONCRETE CASTERS | 946 | Active
000104163 | RECLOSER,AUTO | NU-LEC W27 c/w Ctrl Cub, 11kV/12.7/19kV SWER, 400A, 6kA Cap Epoxy/Vacuum, O/door Pole Mount, w/out External VT 7m Ctrl Cable 20mm Dia Stem Terminals DNP | NULEC | NU-LEC INDUSTRIES PTY LTD | W27ACRSOLID2461 | Active
000104231 | TIE,PREFORMED | Side, Neck Dia 76mm, 7/3.00 AAC & AAAC 4/3/3.00 ACSR 6/1/3.00 ACSR, Armoured (scm) (P40) | PLP | PREFORMED LINE PRODUCTS (AUST) | AWST163A76 | Active
000104233 | TIE,PREFORMED | Side, Neck Dia 76mm, 7/3.00 ACC, Libra Unarmoured, (scm) (P50) | PLP | PREFORMED LINE PRODUCTS (AUST) | AWST-090-76 | Active
000104303 | SECTIONALISER | Electronic, 36kV, 170kV BIL, Actuating Current 8/16/24A, 2/3 Count, 200A Cont Rating Reset Time 25-35 Sec OA Min Operating Short Time withstand Current | AKPOWER | AK POWER SOLUTIONS PTY LTD | SECT0136 | Active
000104241 | TIE,PREFORMED | Side, Neck Dia 76mm, 7/4.75 AAC, Moon, Unarmoured, (scm) (P50) | PLP | PREFORMED LINE PRODUCTS (AUST) | AWST-140-76 | Active
002479467 | SWITCHBOARD,POWER | AC Main Board, 400V AC, Local Transformer, 1 x 400A CB, 2 x 160A CB, 1 x 100A CB, 1 x 60A CB, Outdoor, S/Steel, 1992 x 630 x 254mm | NHPELEC | NHP ELECTRICAL ENGINEERING | EQL2479467 | Active
002489433 | JUNCTION BOX | Adaptable, 300 x 200 x 152mm, Rigid PVC, Grey, Rect, Multi-Way, Surface Mtd, Screwed Lid c/w Sealing Gasket, Pack of 5 | CLIPSAL | CLIPSAL (BY SCHNEIDER ELECTRIC) | CLI265/7GY | Active
002489433 | JUNCTION BOX | Adaptable, 300 x 200 x 152mm, Rigid PVC, Grey, Rect, Multi-Way, Surface Mtd, Screwed Lid c/w Sealing Gasket, Pack of 5 | REXEL | REXEL AUSTRALIA | CLI265/7GY | Active
000024950 | GLOVES,PROTECTIVE | Leather Protectors, NexGen, use with Size 8 Electriflex Rubber Gloves, suit Class 2, 3 & 4 | TEN | THE ENERGY NETWORK (AUST) PTY LTD | NGILP3S-8 | Active
002479749 | FIXTURE,LIGHTING | 67W RoadFlair BRP392 (L67A) 4K c/w Upcast Adaptor, Major Road, EQTS 05-01-02 (scm) | PHILIPS | PHILIPS AUSTRALIA PTY LTD | 824110136151 | Active
002453389 | SLEEVE,COMPRESSION | FT & Insulation Kit, suit 11kV, 120mm2, CCT Conductor (scm) | INTERENG | INTERTECH ENGINEERING PTY LTD | ECCTJ-11-120 | Active
002454130 | SLEEVE,COMPRESSION | FT & Insulation Kit, suit 22kV, 120mm2, CCT Conductor (scm) | INTERENG | INTERTECH ENGINEERING PTY LTD | ECCTJ-22-120 | Active
002492312 | REGULATOR,VOLTAGE | 12kV, 50A, 1Ph, Pole Mount, S/Steel, 95kV BIL, 32 Taps, 0.625% Steps, IDPT Version, w/out Control Cable & Box | EATONELE | EATON ELECTRIC SYSTEMS PTY LTD | WFD05J304K0000193A | Active
002492320 | REGULATOR,VOLTAGE | 12kV, 100A, 1Ph, Pole Mount, S/Steel, 95kV BIL, 32 Taps, 0.625% Steps, IDPT Version, w/out Control Cable & Box | EATONELE | EATON ELECTRIC SYSTEMS PTY LTD | WFD11J304K0000193A | Active
002437770 | CONNECTOR,COMPRESSION | C Crimp, Hyground, 70 - 120mm2, IEEE Std 837, Dwg # EESS-10031-04 | PHOENIXS | PHOENIX STEEL SALES PTY LTD | YGHC29C26 | Active
002437788 | CONNECTOR,COMPRESSION | C Crimp, Hyground, 70 - 150mm2, IEEE Std 837, Dwg EESS-10031-04 | PHOENIXS | PHOENIX STEEL SALES PTY LTD | YGHC34C260 | Active
002437796 | CONNECTOR,COMPRESSION | C Crimp, Hyground, 120-120mm2, Wide Jaw, IEEE Std 837, Dwg EESS-10031-04 | LEGEND | LEGEND POWER SYSTEMS | CACD120 | Active
002437796 | CONNECTOR,COMPRESSION | C Crimp, Hyground, 120-120mm2, Wide Jaw, IEEE Std 837, Dwg EESS-10031-04 | PHOENIXS | PHOENIX STEEL SALES PTY LTD | YGHC29C29 | Active
002488138 | MEMORY,PORTABLE | WD Green, 240GB, SATA SSD M.2 2280, Key M, for Intel NUC Rugged Chassis Element | TSA | THINKCORE SYSTEMS AUSTRALIA PL | WDS240G3G0B | Active
002488138 | MEMORY,PORTABLE | WD Green, 240GB, SATA SSD M.2 2280, Key M, for Intel NUC Rugged Chassis Element | WDT | WESTERN DIGITAL TECHNOLOGIES INC | WDS240G3G0B | Active
002488146 | MEMORY,PORTABLE | WD Green, 480GB, SATA SSD M.2 2280, Key M, for Intel NUC Rugged Chassis Element | MWAVE | MWAVE AUSTRALIA | WDS480G3G0B | Active
002488146 | MEMORY,PORTABLE | WD Green, 480GB, SATA SSD M.2 2280, Key M, for Intel NUC Rugged Chassis Element | WDT | WESTERN DIGITAL TECHNOLOGIES INC | WDS480G3G0B | Active
002488153 | MEMORY,PORTABLE | WD Blue, 500GB, SATA SSD M.2 2280, Key M, for Intel NUC Rugged Chassis Element | MWAVE | MWAVE AUSTRALIA | WDS500G3B0B | Active
002488153 | MEMORY,PORTABLE | WD Blue, 500GB, SATA SSD M.2 2280, Key M, for Intel NUC Rugged Chassis Element | WDT | WESTERN DIGITAL TECHNOLOGIES INC | WDS500G3B0B | Active
002488195 | SPEAKER | Creative Pebble 2.0, USB Powered Audio Speaker, 3.5mm Output Audio Plug, for HMI Client PC Alarm Annunciation | MWAVE | MWAVE AUSTRALIA | 51MF1680AA000 | Active
002488195 | SPEAKER | Creative Pebble 2.0, USB Powered Audio Speaker, 3.5mm Output Audio Plug, for HMI Client PC Alarm Annunciation | CREATIVE | CREATIVE TECHNOLOGY LTD | 51MF1680AA000 | Active
001837488 | GLOVES,ELECTRICAL WORKER'S | Ansell ActivArmr, Class 00, 500VAC, Size 9, Insulating Rubber, Red, Straight Cuff, 280mm (11") Lg, ASTM D120 | NTWRKPWR | NETWORK POWER SERVICES | EOO500280-9 | Active
001837488 | GLOVES,ELECTRICAL WORKER'S | Ansell ActivArmr, Class 00, 500VAC, Size 9, Insulating Rubber, Red, Straight Cuff, 280mm (11") Lg, ASTM D120 | BALMORAL | BALMORAL ENGINEERING PTY LTD | RIG0011RS9 | Active
001837488 | GLOVES,ELECTRICAL WORKER'S | Ansell ActivArmr, Class 00, 500VAC, Size 9, Insulating Rubber, Red, Straight Cuff, 280mm (11") Lg, ASTM D120 | ANSELL | ANSELL LTD | RIG0011RS9 | Active
001837489 | GLOVES,ELECTRICAL WORKER'S | Ansell ActivArmr, Class 00, 500VAC, Size 9.5, Insulating Rubber, Red, Straight Cuff, 280mm (11") Lg, ASTM D120 | BALMORAL | BALMORAL ENGINEERING PTY LTD | RIG0011RS9H | Active
001837489 | GLOVES,ELECTRICAL WORKER'S | Ansell ActivArmr, Class 00, 500VAC, Size 9.5, Insulating Rubber, Red, Straight Cuff, 280mm (11") Lg, ASTM D120 | ANSELL | ANSELL LTD | RIG0011RS9H | Active
001837489 | GLOVES,ELECTRICAL WORKER'S | Ansell ActivArmr, Class 00, 500VAC, Size 9.5, Insulating Rubber, Red, Straight Cuff, 280mm (11") Lg, ASTM D120 | NTWRKPWR | NETWORK POWER SERVICES | EOO500280-9.5 | Active
002400378 | GLOVES,ELECTRICAL WORKER'S | Ansell ActivArmr, Class 00, 500VAC, Size 10.5, Insulating Rubber, Red, Straight Cuff, 280mm (11") Lg, ASTM D120 | BALMORAL | BALMORAL ENGINEERING PTY LTD | RIG0011RS10H | Active
002400378 | GLOVES,ELECTRICAL WORKER'S | Ansell ActivArmr, Class 00, 500VAC, Size 10.5, Insulating Rubber, Red, Straight Cuff, 280mm (11") Lg, ASTM D120 | ANSELL | ANSELL LTD | RIG0011RS10H | Active
002400378 | GLOVES,ELECTRICAL WORKER'S | Ansell ActivArmr, Class 00, 500VAC, Size 10.5, Insulating Rubber, Red, Straight Cuff, 280mm (11") Lg, ASTM D120 | NTWRKPWR | NETWORK POWER SERVICES | EOO500280-10.5 | Active
002400379 | GLOVES,ELECTRICAL WORKER'S | Ansell ActivArmr, Class 00, 500VAC, Size 11, Insulating Rubber, Red, Straight Cuff, 280mm (11") Lg, ASTM D120 | BALMORAL | BALMORAL ENGINEERING PTY LTD | RIG0011RS11 | Active
002400379 | GLOVES,ELECTRICAL WORKER'S | Ansell ActivArmr, Class 00, 500VAC, Size 11, Insulating Rubber, Red, Straight Cuff, 280mm (11") Lg, ASTM D120 | ANSELL | ANSELL LTD | RIG0011RS11 | Active
002400379 | GLOVES,ELECTRICAL WORKER'S | Ansell ActivArmr, Class 00, 500VAC, Size 11, Insulating Rubber, Red, Straight Cuff, 280mm (11") Lg, ASTM D120 | NTWRKPWR | NETWORK POWER SERVICES | EOO500280-11 | Active
002428001 | GLOVES,ELECTRICAL WORKER'S | Class 2, Size 8, Natural Rubber, Black, Straight Cuff, 16" (400mm Lg) | BALMORAL | BALMORAL ENGINEERING PTY LTD | RIG216YBS8 | Active
002428001 | GLOVES,ELECTRICAL WORKER'S | Class 2, Size 8, Natural Rubber, Black, Straight Cuff, 16" (400mm Lg) | ANSELL | ANSELL LTD | RIG216YBS8 | Active
000022358 | BLADE,CUTTER,CABLE | Replacement Blade, suits Pencil Sharpener Type Cable Cutter | SPECFORC | SPECIALISED FORCE PTY LTD | ABC/B | Active
000022358 | BLADE,CUTTER,CABLE | Replacement Blade, suits Pencil Sharpener Type Cable Cutter | TEN | THE ENERGY NETWORK (AUST) PTY LTD | HABC/B | Active
000003452 | METER,POWER QUALITY | c/w associated Software suitable for Monitoring Power Quality Metrics on HV Feeders via Connection to Substation CT's & VT's, ETS 2012/0252/T | CSEUNI | CSE UNISERVE PTY LTD | G4420 | Active
002491405 | DESICCANT KIT | Dessicant, suit GE HYpact | GE | GENERAL ELECTRIC COMPANY | HA20591991 | Active
002491454 | GASKET | Gasket for Inspection Hatches, suit GL309, GL312, GL314, DT1 72.5, DT1 145 | GE | GENERAL ELECTRIC COMPANY | 47.239.550-01 | Active
002491561 | SCISSORS | Milwaukee Jobsite Scissors, Offset 60Deg All Metal Handles, Bolt Lock Blade, Ruler Marking on Blade | C&LTOOL | C&L TOOL CENTRE | MILWA4932479410 | Active
002491561 | SCISSORS | Milwaukee Jobsite Scissors, Offset 60Deg All Metal Handles, Bolt Lock Blade, Ruler Marking on Blade | MILWAUKE | MILWAUKEE POWER TOOLS | 4932479410 | Active
000019320 | MULTIMETER | Earth Resistance Clamp Tester, Backlit LCD Screen, 0.05-1500 Ohms, 0.1mA-30.0A True RMS, CAT IV 300V, 32mm Dia Max Conductor Size, Buit-In Memory c/w | CNWELEC | CNW ELECTRICAL PTY LTD | EAT4200 | Active
000104161 | RECLOSER,AUTO | NU-LEC N24 c/w Ctrl Cub, 22kV, 3 Ph, 630A, 12.5kA Cap SF6/Vacuum, O/door Pole Mounting, w/o external VT 7m Ctrl Cable 185mm2 XLPE Pwr cable DNP 3.0 Protocol | NULEC | NU-LEC INDUSTRIES PTY LTD | N27-ACR-SF6-27-12-150 | Active
000104220 | TIE,PREFORMED | Side, Neck Dia 112mm, 19/3.75 AAC, Pluto Armoured, (scm) (P25) | PLP | PREFORMED LINE PRODUCTS (AUST) | AWST290A112T | Active
000104237 | TIE,PREFORMED | Side, Neck Dia 76mm, 7/3.75 AAC, Mars Unarmoured, (scm) (P50) | PLP | PREFORMED LINE PRODUCTS (AUST) | AWST-113-76 | Active
000104247 | DIFFUSER,LIGHT | Toughened Glass, to suit Sylvania Roadstar Aeroscreen Streetlight (Major Road) 100, 150, 250 & 400 Watt, Cat No PR00002 | SYLVANIA | SYLVANIA SCHREDER | PR00002 | Active
000104192 | TIE,PREFORMED | Top, Neck Dia 76mm, 3/2.75 SC/AC Armoured, (scm) (P50) | PLP | PREFORMED LINE PRODUCTS (AUST) | AWDT-102A-76 | Active
000104200 | INSULATOR,LINE POST | 33kV (22kV Trident) 200kV BIL, Porcelain Vertical Tie Top, M20 Stud not supplied, ETS 10-01-01, Item 13 (scm) | GRAPHSOL | GRAPH SOLUTIONS PTY LTD | 28420 | Active
000104200 | INSULATOR,LINE POST | 33kV (22kV Trident) 200kV BIL, Porcelain Vertical Tie Top, M20 Stud not supplied, ETS 10-01-01, Item 13 (scm) | TYCOELEC | TYCO ELECTRONICS | 5388AX | Active
000104529 | GUARD | Cable, PVC, 50mm Dia, to suit attachment to Wood & Concrete Poles | PLP | PREFORMED LINE PRODUCTS (AUST) | PKGFL05030G | Active
000104658 | SLING | Round, 3000mm, Effective 3000kg SWL, Out Of Yellow Polyester, Round Slings Synthetic Fibre, to AS4497.2 | AMPLITUD | AMPLITUDE PTY LTD (396777) | 900330 | Active
000104658 | SLING | Round, 3000mm, Effective 3000kg SWL, Out Of Yellow Polyester, Round Slings Synthetic Fibre, to AS4497.2 | ROBLIFT | ROBERTSONS LIFTING & RIGGING PTY LTD | MRS3000X3 | Active
000104700 | RECLOSER,AUTO | Hydraulic, 11/12.7/19.1kV, SWER, 15A Coil, 30A Trip 1A3C Sequence, ETS 06-07-01 (scm) | COOPER | COOPER ELECTRICAL AUSTRALIA PTY LTD | KE15C13 | Active
000104660 | SLING | Round, 5000mm, Effective 3000kg SWL, Out Of Yellow Polyester, Round Slings Synthetic Fibre, to AS4497.2 | ROBLIFT | ROBERTSONS LIFTING & RIGGING PTY LTD | MRS3000X5 | Active
000104660 | SLING | Round, 5000mm, Effective 3000kg SWL, Out Of Yellow Polyester, Round Slings Synthetic Fibre, to AS4497.2 | AMPLITUD | AMPLITUDE PTY LTD (396777) | 900350 | Active
002402664 | MAT,INSULATING | LV Safety Matting, Class 0, 900 x 900mm, 6mm Thk, Dwg 28454-A3 for mat markings | BALMORAL | BALMORAL ENGINEERING PTY LTD | 1810-4-EQ | Active
002490464 | RELAY,PROTECTION | FW 7.32, Line Diff 2 Ended with Volts, 125-250V DC Pwr, 24/250V DC Logic 20/14 IO, 1/5A CT, 24/240V VT, 820nm, DNP3 100Base-FX, MM LC Ethernet | CSEUNI | CSE UNISERVE PTY LTD | L90UA3HKHF8LH6PS6TU6TW76 | Active
002490498 | RELAY,PROTECTION | FW 7.32, Line Diff 2 Ended with Volts, 24-48V DC Pwr, 24/250V DC Logic 20/14 IO, 1/5A CT, 24/240V VT, 1300nm, DNP3 100Base-FX, MM LC Ethernet | CSEUNI | CSE UNISERVE PTY LTD | L90UA3HKLF8LH6PS6TU6TW7D | Active
002482446 | FIXTURE,LIGHTING | LED 14W Avenue Gen 2 (L14) 4K, Nostalgia Blue/Grey c/w NEMA PE Cell, Minor Road, No Bracket, EQTS 05-01-02 (scm) | SYLVANIA | SYLVANIA SCHREDER | S1S4BD03L14 | Active
000022606 | POTHEAD | PED, Earthing Equipment, 4 x Shotgun Ring Phase/Earth Clamps, 3 x 35mm2 Cu Cables 3.2m Lg, 1 x Hanger Plate c/w Yellow Carry Bag | THEWMCCA | TMAC THEW & MCCANN GROUP | FS0H3B3.2*****Z | Active
000022606 | POTHEAD | PED, Earthing Equipment, 4 x Shotgun Ring Phase/Earth Clamps, 3 x 35mm2 Cu Cables 3.2m Lg, 1 x Hanger Plate c/w Yellow Carry Bag | HAYMANS | HAYMANS ELECTRICAL | FS0H3B3.2*****Z | Active
000022606 | POTHEAD | PED, Earthing Equipment, 4 x Shotgun Ring Phase/Earth Clamps, 3 x 35mm2 Cu Cables 3.2m Lg, 1 x Hanger Plate c/w Yellow Carry Bag | THEWMCCA | TMAC THEW & MCCANN GROUP | 22606 | Active
002437804 | CONNECTOR,COMPRESSION | C Crimp, Hyground, 120 - 150mm2, IEEE Std 837, Dwg # EESS-10031-04 | PHOENIXS | PHOENIX STEEL SALES PTY LTD | YGHC34C29 | Active
002437812 | CONNECTOR,COMPRESSION | C Crimp, Hyground, 150 - 150mm2, IEEE Std 837, Dwg # EESS-10031-04 | PHOENIXS | PHOENIX STEEL SALES PTY LTD | YGHC34C34 | Active
002437820 | CONNECTOR,COMPRESSION | P Crimp, Hyground, 13mm Dia, Earth Stake 70mm2, Stranded Cu Conductor, IEEE Std 837, Dwg # EESS-10031-04 | PHOENIXS | PHOENIX STEEL SALES PTY LTD | YGHP29C26 | Active
002437838 | CONNECTOR,COMPRESSION | P Crimp, Hyground, 13mm Dia, Earth Stake 120mm2, Stranded Cu Conductor, IEEE Std 837, Dwg # EESS-10031-04 | PHOENIXS | PHOENIX STEEL SALES PTY LTD | YGHP29C29 | Active
002437846 | CONNECTOR,COMPRESSION | P Crimp, Hyground, 19mm Dia, Earth Stake 150mm2, Stranded Cu Conductor, IEEE Std 837, Dwg # EESS-10031-04 | PHOENIXS | PHOENIX STEEL SALES PTY LTD | YGHP34C34 | Active
002451680 | CONNECTOR,COMPRESSION | C Crimp, Hyground, 70 - 95mm2, Cu | CABAC | CABAC (MANUFACTURER) | CACC95 | Active
000003015 | TRANSFORMER,VOLTAGE | 72.5kV, IVT, 3CAD 2810, Dwg # 933253, ETS 2006/0084/T (scm) | ADAPTAUS | ADAPT AUSTRALIA PTY LTD | IVT: 72.5/140/325 | Active
002492718 | CONTROL,TRANSMITTER | Converter Module Only, SFU-K 403, 200kVA Maintenance Spare Part Only, to fit in 19 inch Cabinet | LANDIS | LANDIS GYR (AUST) PTY LTD | 17'019'910'403 | Active
000024116 | SIGN | DANGER HIGH VOLTAGE SYMBOLIC, Alum Retro Reflective, 220mm Dia, 1.6mm Thk, Dwg 2900-A3 D53 | ARTCRAFT | ARTCRAFT PTY LTD (QLD) | 24116 | Active
000024115 | SIGN | LOW LIVE PARTS KEEP CLEAR; ALUMINIUM RETRO REFLECTIVE; 220mm x 180mm x 1.6mm THICK; DRAWING 2900-A3 D52 | ARTCRAFT | ARTCRAFT PTY LTD (QLD) | 24115 | Active
002492338 | REGULATOR,VOLTAGE | 12kV, 200A, 1Ph, Pole Mount, S/Steel, 95kV BIL, 32 Taps, 0.625% Steps, IDPT Version, w/out Control Cable & Box | EATONELE | EATON ELECTRIC SYSTEMS PTY LTD | WFD22J305K0000193A | Active
002492866 | CRIMPING TOOL,HYDRAULIC | Izumi, Battery Operated, 5T, 18V, suit Cembre style Dies c/w Milwaukee Adaptor | SPECFORC | SPECIALISED FORCE PTY LTD | SLV-261EM-EQ | Active
002492866 | CRIMPING TOOL,HYDRAULIC | Izumi, Battery Operated, 5T, 18V, suit Cembre style Dies c/w Milwaukee Adaptor | IZUMI | IZUMI PRODUCTS (MANUFACTURER) | SLV-261EM-EQ | Active
002407276 | WEIGHT,COUNTER | 50kg, Galv, ETS 11-09-01 | PLP | PREFORMED LINE PRODUCTS (AUST) | CW-0001-4 | Active
002407276 | WEIGHT,COUNTER | 50kg, Galv, ETS 11-09-01 | TEN | THE ENERGY NETWORK (AUST) PTY LTD | CW50-30320 | Active
000021417 | CONNECTOR | Type PSB 4/7/6, Female Test Socket Connector, Silver, suit Terminal Type UK6N & UK10N, Pack of 100 | HAYMANS | HAYMANS ELECTRICAL | PHO0303299 | Active
000021417 | CONNECTOR | Type PSB 4/7/6, Female Test Socket Connector, Silver, suit Terminal Type UK6N & UK10N, Pack of 100 | PHOENIX | PHOENIX CONTACT PTY LTD | 0303299 | Active
000013883 | GRIP,CABLE,JAW | Parallel Jaws; Range 4Cx25 SQ MM to 4C x 95 SQ MM ABC & CCT; C/W Trigger Grip; Spring Loaded Body; Spring Loaded Side Gate; WLL 1000KG; Weight 2.4kg | SPECFORC | SPECIALISED FORCE PTY LTD | ABC-M-GRIP-CCT | Active
000024936 | GLOVES,ELECTRICAL WORKER'S | Electriflex Linesman, Class 2, 17kVAC, Size 11, Insulating Natural Rubber, Yellow/Black, Straight Cuff | TEN | THE ENERGY NETWORK (AUST) PTY LTD | NG216YB-11 | Active
000025492 | GLOVES,ELECTRICAL WORKER'S | Electriflex Linesman, Class 4, 36kVAC, Size 9, Insulating Natural Rubber, Red/Black, Contour Cuff | TEN | THE ENERGY NETWORK (AUST) PTY LTD | NG418CRB-9 | Active
000025494 | GLOVES,ELECTRICAL WORKER'S | Electriflex Linesman, Class 4, 36kVAC, Size 10, Insulating Natural Rubber, Red/Black, Contour Cuff | TEN | THE ENERGY NETWORK (AUST) PTY LTD | NG418CRB-10 | Active
000021972 | DIE,CRIMPING TOOL | Compression, Hex 6T, 14mm A/F Al, 25mm2 LV ABC | TEN | THE ENERGY NETWORK (AUST) PTY LTD | K6-14.0-ABC | Active
002417087 | TOOL KIT,ELECTRONIC SYSTEM | LV Insulated c/w Velcro Panels including Spanners, Sockets, Hacksaw & Screwdrivers | TEN | THE ENERGY NETWORK (AUST) PTY LTD | TENK019 | Phasing
000021437 | BRIDGE,TERMINAL BLOCK | Type FBI 10-6, Fixed Bridge, 34A, 10 Posn, 6.2mm, Screw Mtg, Silver, suit Terminal Type UDK4, Pack of 10 | HAYMANS | HAYMANS ELECTRICAL | PHO0203250 | Active
000021437 | BRIDGE,TERMINAL BLOCK | Type FBI 10-6, Fixed Bridge, 34A, 10 Posn, 6.2mm, Screw Mtg, Silver, suit Terminal Type UDK4, Pack of 10 | PHOENIX | PHOENIX CONTACT PTY LTD | 0203250 | Active
002495273 | SWITCH,AIR BREAK | 72.5kV, 1250A, Phase Over Phase, In-Line Disconnector, Dwg 73501H0 | NGKSTANG | NGK STANGER PTY LTD | 73501H0 | Active
002495281 | PIPE ASSEMBLY,METAL | Downrod, 6.5m, 50NB, suit 72.5kV ABS, Dwg 73621 | NGKSTANG | NGK STANGER PTY LTD | 73621 | Active
002495299 | BRACKET,PIPE | Downrod Guide, suit 50NB Pipe, Dwg 70532/2 | NGKSTANG | NGK STANGER PTY LTD | 70532/2 | Active
000003318 | PRINTED CIRCUIT BOARD | Analog/Digital, I/O A/D I/O Board, St George STATCOM | AMSC | AMSC AUSTRALIA PTY LTD | 7651655 | Active
000003324 | PRINTED CIRCUIT BOARD | Dynamic Brake DBR Board Assy, High Current, St George STATCOM | AMSC | AMSC AUSTRALIA PTY LTD | 73000506 | Active
000003330 | PRINTED CIRCUIT BOARD | Pressure Sense Board, St George STATCOM | AMSC | AMSC AUSTRALIA PTY LTD | 7651690 | Active
000003332 | PRINTED CIRCUIT BOARD | Temp Board, St George STATCOM | AMSC | AMSC AUSTRALIA PTY LTD | 7651675 | Active
002439800 | SAFETY,BARRICADE MESH | Protecta-Panel, 1100mm H x 1050mm Lg c/w Yellow Safety Cap & Grade 2 Reflective Tiger Tape, to suit Pole Hole Covers | SAFESCRN | SAFETY SCREENS AUSTRALIA PTY LTD | PPOOC1050 | Active
002428142 | GLOVES,LIVE LINE ELECTRICAL WORKERS | Class 3, Natural Rubber, Black Straight Cuff, Size 10H (pair) Glove Length, 16 inch (400mm) | BALMORAL | BALMORAL ENGINEERING PTY LTD | RIG316YBS10H | Active
002428142 | GLOVES,LIVE LINE ELECTRICAL WORKERS | Class 3, Natural Rubber, Black Straight Cuff, Size 10H (pair) Glove Length, 16 inch (400mm) | ANSELL | ANSELL LTD | RIG316YBS10H | Active
002428142 | GLOVES,LIVE LINE ELECTRICAL WORKERS | Class 3, Natural Rubber, Black Straight Cuff, Size 10H (pair) Glove Length, 16 inch (400mm) | SALISBRY | SALISBURY (MANUFACTURER) | E316YB/10H | Active
002430155 | TERMINATION KIT,ELECTRICAL CABLE | Indoor, 11kV, 35mm2 Al, Triplex TR-XLPE Cable, Insect Protected, 11kV ABB SD Series RMU c/w Cold Shrink Cable Term Kit, Bush Insulation, Cable Core & | TECONN | TE CONNECTIVITY LTD | IXSU-FERG9 | Phasing
002428449 | GLOVE SHELLS,ELECTRICAL WORKERS | Live Line Leather Protector, Goat Skin, 3" Cuff, suit Glove Sizes 9.0 & 9.5, 12" Lg (305mm) | BALMORAL | BALMORAL ENGINEERING PTY LTD | OUTHVGS9 | Active
002428449 | GLOVE SHELLS,ELECTRICAL WORKERS | Live Line Leather Protector, Goat Skin, 3" Cuff, suit Glove Sizes 9.0 & 9.5, 12" Lg (305mm) | ANSELL | ANSELL LTD | OUTHVGS9 | Active
002428449 | GLOVE SHELLS,ELECTRICAL WORKERS | Live Line Leather Protector, Goat Skin, 3" Cuff, suit Glove Sizes 9.0 & 9.5, 12" Lg (305mm) | SALISBRY | SALISBURY (MANUFACTURER) | ILP3S 9/9.5 | Active
002429272 | HAT,SUN | Bucket Style, Size XL, Grey, Unbranded | MTCASTLE | MOUNTCASTLE PTY LTD | 30027100XL | Active
002429272 | HAT,SUN | Bucket Style, Size XL, Grey, Unbranded | MITCHELL | MITCHELL'S CAP CO | 34970-XL | Active
002430197 | TERMINATION KIT,ELECTRICAL CABLE | Indoor, 11kV, 35mm2 Al, Triplex TR-XLPE Cable, 11kV ABB SD Series RMU c/w Cold Shrink Cable Term Kit, Solvent Wipes, Bushing Insulation, Cable Core & | TECONN | TE CONNECTIVITY LTD | IXSU-FERG9 | Phasing
002429975 | CABLE,POWER,ELECTRICAL | U/Ground, 6.35/11kV, Triplex, 1Cx185mm2 Al/TR-XLPE Insulated/(48/1.35) CWS/HDPE/ PVC WBT/Insect Protected/Nylon Jacket, 450m Steel Drum, ETS 04-01-11 (scm) | MIDLAND | MIDLAND METALS OVERSEAS PTE LTD | MMO11KV3X1X185ATRXWCWSWPNJM | Active
002429975 | CABLE,POWER,ELECTRICAL | U/Ground, 6.35/11kV, Triplex, 1Cx185mm2 Al/TR-XLPE Insulated/(48/1.35) CWS/HDPE/ PVC WBT/Insect Protected/Nylon Jacket, 450m Steel Drum, ETS 04-01-11 (scm) | OLEX | OLEX AUSTRALIA PTY LTD | XJNA25THT03LWAA | Active
002432557 | TERMINAL,LUG | Compression Jumper, Al, 4 x 14mm Hole, 50mm Centres, Hex Die A/F 28.5mm, 30 Deg, Edge Bent, Central palm, suit Pluto Conductor, AS2395 | PLP | PREFORMED LINE PRODUCTS (AUST) | CTAW-188-CD516-0030 | Active
002432565 | TERMINAL,LUG | Compression Jumper, Al, Undrilled, Hex Die A/F 28.5mm, 30 Deg, Edge Bent, Central palm, suit Pluto Conductor, AS2395 | PLP | PREFORMED LINE PRODUCTS (AUST) | CTAW-188-CB516-0030 | Active
002430361 | CROSSARM,COMPOSITE | Fibre, Predrilled, 2700 x 125 x 125mm, 22/33kV, Strain/Termination, EE Dwg 924043-02 (MOQ 80) (scm) | RMSRVR | RMS (RIVERSLEIGH MANAGEMENT SERVICES) | DM500108X30142 | Active
002430353 | CROSSARM,COMPOSITE | Fibre, 2500mm Lg Nom, 125 x 125mm, 11kV Strain/Termination, 3kN MWT, for 11SC2 & 11TC2, Drilled, Outside Hole to Centre 1200mm, EQLS-10037-01, Pack of 40 | RMSRVR | RMS (RIVERSLEIGH MANAGEMENT SERVICES) | DM500100X30132 | Active
002443299 | ISOLATOR | High Speed Opto-Isolator, 2 x 5.3 x 9.7cm, Connectors DB25F/DB25M, Interface RS-232, up to 115.2kbps | BBNS | BLACK BOX NETWORK SERVICES | SP340A-R3 | Active
002486041 | ISOLATOR | 36kV, 800A HSB Switch c/w Load Break Devices | NGKSTANG | NGK STANGER PTY LTD | 70209/68ER2 | Active
000005001 | TERMINAL BLOCK | Type ZS4-SF1, Fuse Holder, 8mm Spacing, 4mm2 Rated Cross-Section, Screw Clamp, IP20, Grey/Dark Grey, suit 5 x 20mm & 5 x 25mm Fuses | ABBAUST | ABB AUSTRALIA PTY LTD | 1SNK 508 410 R0000 | Active
000021411 | TERMINAL BLOCK | Type UK 6N, Feed-through, 57A, 800V, 6mm2 Cross Section, 2 Connections, Gray, Universal Mtg, Pack of 50 | HAYMANS | HAYMANS ELECTRICAL | PHO3004524 | Active
000021411 | TERMINAL BLOCK | Type UK 6N, Feed-through, 57A, 800V, 6mm2 Cross Section, 2 Connections, Gray, Universal Mtg, Pack of 50 | PHOENIX | PHOENIX CONTACT PTY LTD | 3004524 | Active
000030299 | TERMINAL BLOCK | Type SAKT 1/LT STB14/4, 6mm2 Rated Cross-section, KrG, Medium Yellow, Screw Connection, Direct Mounting, G Rail, Disconnect & Modular Disconnect Term, | WEIDMLLR | WEIDMULLER (AUST) PTY LTD | 0437920000 | Active
000030303 | TERMINAL BLOCK | Type ZS4, Standard Feed-through, 5.2mm Spacing, 4mm2 Rated Cross-Section, Screw Clamp, IP20, Grey | ABBAUST | ABB AUSTRALIA PTY LTD | 1SNK 505 010 R0000 | Active
000030304 | TERMINAL BLOCK | Type ZS4-PE, Earth Feed-through, 5.2mm Spacing, 4mm2 Rated Cross-Section, Screw Clamp, IP20, Green/Yellow | ABBAUST | ABB AUSTRALIA PTY LTD | 1SNK 505 150 R0000 | Active
002495331 | RECEIVER,SATELLITE | OSA5422 GPS Clock Kit, RB Module, Rack Mount, 16 x BITS Out, BNC Patch Panel, 2 x 48VDC PSU, 4 x 1G SX SFP, GNSS Roof Antenna, SPD, 60m LMR400, TNC Connectors | TTSOL | TELECOMTEST SOLUTIONS PTY LTD | OSA5422 KIT 22RPNG-B | Active
000003333 | PRINTED CIRCUIT BOARD | Voltage Sense PT Board, St George STATCOM | AMSC | AMSC AUSTRALIA PTY LTD | 7651660 | Active
000105038 | FUSE LINK | Barrier, LV Meter Isolating Link, suit Alstom Series 7 | IPDGROUP | IPD GROUP LIMITED | 8DB0056-001 | Active
000003652 | CAPACITOR ASSEMBLY | Capacitor Can, 8.06kV, 635kVAr, 31.95uF, 50Hz, suit 12kV Capacitor Bank at WAEA Sub, 2005/714/T | ABBAUST | ABB AUSTRALIA PTY LTD | CHD930B | Phasing
002454742 | POLE,LINE CONSTRUCTION,CONCRETE | 20.0m, 615mm Dia, Direct Imbedded, Comms Pole, Dwg 989270 | ROCLA | ROCLA PTY LTD | SR3-H20-615 | Active
000022113 | CABLE,POWER,ELECTRICAL | Control, 450/750V, 4C, 6mm2 Cu, BCU/PVC/PVC/DBT/PVC, Metallic Screen, (7/1.04) Metre Marked, Numbered Active Cores, 250m Wood Drum, AS5000.3 | OLEX | OLEX AUSTRALIA PTY LTD | HAYP11RP004CXWW | Active
000022113 | CABLE,POWER,ELECTRICAL | Control, 450/750V, 4C, 6mm2 Cu, BCU/PVC/PVC/DBT/PVC, Metallic Screen, (7/1.04) Metre Marked, Numbered Active Cores, 250m Wood Drum, AS5000.3 | MIDLAND | MIDLAND METALS OVERSEAS PTE LTD | MMO-4X6 CUPVC/DBT/PVC UG | Active
002478303 | CONVERTER,FREQUENCY,STATIC | 200kVA, 400V, 50Hz, 3 Ph Transmitter, Output Freq 167-1042Hz, 2 Signal Outputs to 2 Coupling Cells, Rigid or Loose Coupled EESS-10730-01-0E | MVTECH | MV TECHNOLOGY SOLUTIONS P/L | 260.106.115199 | Active
002429991 | CABLE,POWER,ELECTRICAL | U/Ground, 12.7/22kV, Triplex, 1Cx35mm2 Al/TR-XLPE Insulated/(40/0.85) CWS/HDPE/ PVC WBT/Insect Protected/Nylon Jacket, 500m Steel Drum, ETS 04-01-12 (scm) | MIDLAND | MIDLAND METALS OVERSEAS PTE LTD | MMO22KV3X1X35ATRXWCWSWLATPNJM | Active
002429991 | CABLE,POWER,ELECTRICAL | U/Ground, 12.7/22kV, Triplex, 1Cx35mm2 Al/TR-XLPE Insulated/(40/0.85) CWS/HDPE/ PVC WBT/Insect Protected/Nylon Jacket, 500m Steel Drum, ETS 04-01-12 (scm) | OLEX | OLEX AUSTRALIA PTY LTD | XLNA18THT03KTAA | Active
000104201 | GUARD | Polymeric, Cable Guard Set of 2 to make it 2700mm Lg, suit 100mm Dia Cable, Secured to Pole by Straps/Wood Screws | FULTON | FULTON INDUSTRIES AUSTRALIA P/L | PCG1500 | Active
000104201 | GUARD | Polymeric, Cable Guard Set of 2 to make it 2700mm Lg, suit 100mm Dia Cable, Secured to Pole by Straps/Wood Screws | TRI UGRD | TRI UNDERGROUND AUSTRALIA PTY LTD | TRIGUARD100 | Active
000104201 | GUARD | Polymeric, Cable Guard Set of 2 to make it 2700mm Lg, suit 100mm Dia Cable, Secured to Pole by Straps/Wood Screws | VISCOUNT | VISCOUNT ROTATIONAL MOULDINGS | 2 X CM0029XA | Active
001543095 | CABLE,POWER,ELECTRICAL | 0.6/1kV, 1C, 16mm2 (7/1.70) Cu/XLPE (X-90UV) Insul, Black, Metre Marked, 250m Wood Drum, JTS 03-01-08 (scm) | MIDLAND | MIDLAND METALS OVERSEAS PTE LTD | MMO-1X16 CU X BLK | Active
001543095 | CABLE,POWER,ELECTRICAL | 0.6/1kV, 1C, 16mm2 (7/1.70) Cu/XLPE (X-90UV) Insul, Black, Metre Marked, 250m Wood Drum, JTS 03-01-08 (scm) | OLEX | OLEX AUSTRALIA PTY LTD | XDCP15SB001AACX | Active
001543184 | CABLE,POWER,ELECTRICAL | 0.6/1kV, 1C, 70mm2 (19/2.14) Cu/XLPE (X-90) Insul, Grn/Ylw, Metre Marked, 250m Wood Drum, JTS 03-01-08 (Not for outdoor use) | MIDLAND | MIDLAND METALS OVERSEAS PTE LTD | MMO-1X70 CU X G/Y | Active
001543184 | CABLE,POWER,ELECTRICAL | 0.6/1kV, 1C, 70mm2 (19/2.14) Cu/XLPE (X-90) Insul, Grn/Ylw, Metre Marked, 250m Wood Drum, JTS 03-01-08 (Not for outdoor use) | OLEX | OLEX AUSTRALIA PTY LTD | XDCC20SB001AAHN | Active
001543133 | CABLE,POWER,ELECTRICAL | 0.6/1kV, 1C, 150mm2 (37/2.25) Cu/XLPE (X-90UV) Insul, Black, Metre Marked, 250m Wood Drum, JTS 03-01-08 (scm) | MIDLAND | MIDLAND METALS OVERSEAS PTE LTD | MMO-1X150 CU X BLK | Active
001543133 | CABLE,POWER,ELECTRICAL | 0.6/1kV, 1C, 150mm2 (37/2.25) Cu/XLPE (X-90UV) Insul, Black, Metre Marked, 250m Wood Drum, JTS 03-01-08 (scm) | OLEX | OLEX AUSTRALIA PTY LTD | XDCP24SB001AACX | Active
001543140 | CABLE,POWER,ELECTRICAL | 0.6/1kV, 1C, 185mm2 (37/2.52) Cu/XLPE (X-90UV) Insul, Black, Metre Marked, 250m Wood Drum, JTS 03-01-08 (scm) | MIDLAND | MIDLAND METALS OVERSEAS PTE LTD | MMO-1X185 CU X BLK | Active
001543140 | CABLE,POWER,ELECTRICAL | 0.6/1kV, 1C, 185mm2 (37/2.52) Cu/XLPE (X-90UV) Insul, Black, Metre Marked, 250m Wood Drum, JTS 03-01-08 (scm) | OLEX | OLEX AUSTRALIA PTY LTD | XDCP25SB001AACX | Active
002401198 | CABLE,POWER,ELECTRICAL | 0.6/1kV, 1C, 240mm2 Cu/XLPE (X-90UV) Insul, Black, Metre Marked, 250m Wood Drum, JTS 03-01-08 (scm) | MIDLAND | MIDLAND METALS OVERSEAS PTE LTD | MMO-1X240 CU X BLK | Active
002401198 | CABLE,POWER,ELECTRICAL | 0.6/1kV, 1C, 240mm2 Cu/XLPE (X-90UV) Insul, Black, Metre Marked, 250m Wood Drum, JTS 03-01-08 (scm) | OLEX | OLEX AUSTRALIA PTY LTD | XDCP26SB001AACX | Active
002400210 | CABLE,POWER,ELECTRICAL | 0.6/1kV, 1C, 16mm2 (7/1.70) Cu/XLPE (X-90UV) Sheath, Red, 250m Wood Drum, JTS 03-01-08 | MIDLAND | MIDLAND METALS OVERSEAS PTE LTD | MMO-1X16 CU X RD | Active
002400210 | CABLE,POWER,ELECTRICAL | 0.6/1kV, 1C, 16mm2 (7/1.70) Cu/XLPE (X-90UV) Sheath, Red, 250m Wood Drum, JTS 03-01-08 | OLEX | OLEX AUSTRALIA PTY LTD | XDCP15SB001AAJB | Active
001542811 | CABLE,POWER,ELECTRICAL | 0.6/1kV, 1C, 4mm2 (7/0.85) Cu/PVC (V-90) Sheath, Blue, 100m Plastic Spool, JTS 03-01-08 | MIDLAND | MIDLAND METALS OVERSEAS PTE LTD | MMO-1X4 CU PVC BLU | Active
001542811 | CABLE,POWER,ELECTRICAL | 0.6/1kV, 1C, 4mm2 (7/0.85) Cu/PVC (V-90) Sheath, Blue, 100m Plastic Spool, JTS 03-01-08 | OLEX | OLEX AUSTRALIA PTY LTD | BAAP09A1001AABE | Active
001541785 | CABLE,POWER,ELECTRICAL | 450/750V, 2C+E, 2.5mm2 (7/0.67) Cu/PVC Sheath, SDI, White, Flat, JTS 03-01-08 (scm) | MIDLAND | MIDLAND METALS OVERSEAS PTE LTD | MMO-2+EX2.5 CU PVC PVC FLAT | Active
001541785 | CABLE,POWER,ELECTRICAL | 450/750V, 2C+E, 2.5mm2 (7/0.67) Cu/PVC Sheath, SDI, White, Flat, JTS 03-01-08 (scm) | OLEX | OLEX AUSTRALIA PTY LTD | CNCP07A1002WVAA | Active
002466902 | CABLE,POWER,ELECTRICAL | 0.6/1kV, 2C+E, 4mm2+2.5mm2 E Cu/X-HF-90 Insul/HFS-90-TP Bedding/DBT/HFS-90-TP, Orange Sheath, Red Blk Grn/Ylw Insul, 500m Wood Drum, JTS 03-01-08 | MIDLAND | MIDLAND METALS OVERSEAS PTE LTD | MMO-2+E X 4 CU XHF HFS DBT HFS | Active
002466928 | CABLE,POWER,ELECTRICAL | 0.6/1kV, 4C+E, 6mm2+2.5mm2 E Cu/X-HF-90 Insul/HFS-90-TP Bedding/DBT/HFS-90-TP, Orange Sheath, Red Wht Blue Blk Grn/Ylw Insul, 500m Wood Drum, JTS 03-01-08 | MIDLAND | MIDLAND METALS OVERSEAS PTE LTD | MMO-4+E X 6 CU XHF HFS DBT HFS | Active
002466936 | CABLE,POWER,ELECTRICAL | 0.6/1kV, 4C+E, 16mm2+6mm2 E Cu/X-HF-90 Insul/HFS-90-TP Bedding/DBT/HFS-90-TP, Orange Sheath, Red Wht Blue Blk Grn/Ylw Insul, 500m Wood Drum, JTS 03-01-08 | MIDLAND | MIDLAND METALS OVERSEAS PTE LTD | MMO-4+EX16 CU X DBT HFS NJ HFS | Active
002432912 | RELAY,PROTECTION | High Impedance Differential Protection, Voltage Operated c/w Metrosil, Setting Range 25 to 175V (25V Steps) | ALSTOM | ALSTOM GRID AUSTRALIA LIMITED | MFAC34V1AA0001A | Active
002432920 | RELAY,PROTECTION | High Impedance Differential Protection, Voltage Operated c/w Metrosil, Setting Range 25 to 325V (50V Steps) | ALSTOM | ALSTOM GRID AUSTRALIA LIMITED | MFAC34V1AB0001A | Active
000000173 | CONTACTOR | Auxiliary, SFU-K, AFLC, Enermet, CA 6-P2-B-11 | ENERMET | ENERMET PTY LTD (MANUFACTURER) | 171.194.30211 | Active
002432417 | TERMINAL,LUG | Compression Jumper, Al, 4 x 14mm Hole, 50mm Centre, Hex Die A/F 47.5mm, 45Deg Offset Bend on Flat, suit Sulphur 61/3.75 AAAC, AS2395 | PLP | PREFORMED LINE PRODUCTS (AUST) | CTAW-338-FD516-4500 | Active
002432425 | TERMINAL,LUG | Compression Jumper, Al, Undrilled, Hex Die A/F 47.5mm, 45Deg, Flat Bent, Offset, suit Sulphur Conductor, AS2395 | PLP | PREFORMED LINE PRODUCTS (AUST) | CTAW-338-FB516-4500 | Active
000003044 | CIRCUIT BREAKER | 145kV, 3150A, 40kA/3sec, 110V DC Control 110V DC Motor, L4 Pollution, ETS 2009/0092/T Item 3, Alstom GL312 F1/4031 | ALSTOM | ALSTOM GRID AUSTRALIA LIMITED | CB145-OD-LT-L4-110VDCC-110VDCM | Phasing
000003322 | PRINTED CIRCUIT BOARD | Converter, Ethernet, Dual Speed, St George STATCOM | AMSC | AMSC AUSTRALIA PTY LTD | 16323 | Active
000003323 | PRINTED CIRCUIT BOARD | Current Sense CT Board, St George STATCOM | AMSC | AMSC AUSTRALIA PTY LTD | 7651665 | Active
000003328 | PRINTED CIRCUIT BOARD | PM1000 Control Card Inverter Array, St George STATCOM | AMSC | AMSC AUSTRALIA PTY LTD | 7651485 | Active
000030305 | TERMINAL BLOCK | Type ZS4S, Switch-Disconnect with Blade, 5.2mm Spacing, 4mm2 Rated Cross-section, Screw Clamp, IP20, Grey | ABBAUST | ABB AUSTRALIA PTY LTD | 1SNK 505 310 R0000 | Active
000030306 | TERMINAL BLOCK | Type ZS6, Standard Feed-through, 6mm Spacing, 6mm2 Rated Cross-Section, Screw Clamp, IP20, Grey | ABBAUST | ABB AUSTRALIA PTY LTD | 1SNK 506 010 R0000 | Active
002401085 | TERMINAL BLOCK | Markers 11 - 20, 10 | IPDGROUP | IPD GROUP LIMITED | RC6101120H | Active
002494615 | RELAY,ELECTROMAGNETIC | Load Control Check Back Receiver, 110V or 30V Input, Frequency Measurement 100Hz - 1350Hz, Adjustable Voltage Trigger | LANDIS | LANDIS GYR (AUST) PTY LTD | KECO_CB-01 | Active
000011174 | PARTITION,TERMINAL BLOCK | Type HP2 Support Bracket, SAK Series Fixing Plate, 3mm, Beige, for G32 & TH35 DIN Rail Mtg, u/w ADP2 Protective Cover Strip, Terminal Block Accessory | WEIDMLLR | WEIDMULLER (AUST) PTY LTD | 0485660000 | Active
000011175 | PARTITION,TERMINAL BLOCK | Type HP3 Support Bracket, SAK Series Fixing Plate, 3mm, Beige, for G32 & TH35 DIN Rail Mtg, u/w ADP3 Protective Cover Strip, Terminal Block Accessory | WEIDMLLR | WEIDMULLER (AUST) PTY LTD | 0485760000 | Active
000021415 | PARTITION,TERMINAL BLOCK | Type APT-UK, Partition Plate, 56mm Lg, 1.5mm W, 45.7mm H, Gray, suit Terminal Type UK6N & UK10N, Pack of 50 | HAYMANS | HAYMANS ELECTRICAL | PHO3003224 | Active
000021415 | PARTITION,TERMINAL BLOCK | Type APT-UK, Partition Plate, 56mm Lg, 1.5mm W, 45.7mm H, Gray, suit Terminal Type UK6N & UK10N, Pack of 50 | PHOENIX | PHOENIX CONTACT PTY LTD | 3003224 | Active
000021428 | PARTITION,TERMINAL BLOCK | Type TP-UK35, Partition Plate, 50mm Lg, 7.5mm W, 52mm H, Gray, suit Terminal Type UK35, Pack of 10 | HAYMANS | HAYMANS ELECTRICAL | PHO3008096 | Active
000021428 | PARTITION,TERMINAL BLOCK | Type TP-UK35, Partition Plate, 50mm Lg, 7.5mm W, 52mm H, Gray, suit Terminal Type UK35, Pack of 10 | PHOENIX | PHOENIX CONTACT PTY LTD | 3008096 | Active
002469039 | SENSOR,TEMPERATURE | for Scania DC13 Mechanical Parts | SCANIA | SCANIA AUSTRIALIA | 1865315 | Active
002429611 | LOCATOR | (EMS) Electronic Marker System c/w Carry Case | REXEL | REXEL AUSTRALIA | EML100 | Active
002429611 | LOCATOR | (EMS) Electronic Marker System c/w Carry Case | TEN | THE ENERGY NETWORK (AUST) PTY LTD | EML100 | Active
002477222 | FUSE LINK | 33kV Current-Limiting Fuse, 25kA for use in Series with 25K or 15T EDO in High Fault Current Areas | ACCULEC | ACCULEC PTY LTD (303899) | HTDE259025 | Active
002405641 | SWITCH,FUSED | 11kV Holec Magnefix, 1 Switch & 1 Fuse Unit, 3 Ph, Operation Only On All Circuits, to suit Both Front Entry Style & Rect Padmount Substation, | EATONELE | EATON ELECTRIC SYSTEMS PTY LTD | MD414ERGON | Phasing
002406234 | SWITCH,FUSED | 250A, 660V AC, 3 Pole, Accepts DIN Type Fuse Links, Size 1, Switchboard Mounted | FUSECO | FUSECO POWER SOLUTIONS PTY LTD | NH1-3DS | Active
002466944 | CABLE,POWER,ELECTRICAL | 0.6/1kV, 4C+E, 25mm2+6mm2 E Cu/X-HF-90 Insul/HFS-90-TP Bedding/DBT/HFS-90-TP, Orange Sheath, Red Wht Blue Blk Grn/Ylw Insul, 500m Wood Drum, JTS 03-01-08 | MIDLAND | MIDLAND METALS OVERSEAS PTE LTD | MMO-4+EX25 CU X DBT HFS NJ HFS | Active
002466977 | CABLE,POWER,ELECTRICAL | 0.6/1kV, 4C+E, 240mm2+95mm2 E Cu/X-HF-90 Insul/HFS-90-TP Bedding/DBT/HFS-90-TP, Orange Sheath, Red Wht Blue Blk Grn/Ylw Insul, 100m Wood Drum, JTS 03-01-08 | MIDLAND | MIDLAND METALS OVERSEAS PTE LTD | MMO-4+EX240CU X DBT HFS NJ HFS | Active
002466373 | CABLE,POWER,ELECTRICAL | Flexible, 0.6/1kV, 1C, 35mm2 (490/0.30) Cu/X-HF-90/HFS-90-TP, 100m Wood Drum, JTS 03-01-08 | MIDLAND | MIDLAND METALS OVERSEAS PTE LTD | MMO-1X35 CU XHF HFS | Active
002466399 | CABLE,POWER,ELECTRICAL | Flexible, 0.6/1kV, 1C, 70mm2 (980/0.30) Cu/X-HF-90/HFS-90-TP, 100m Wood Drum, JTS 03-01-08 | MIDLAND | MIDLAND METALS OVERSEAS PTE LTD | MMO-1X70 CU XHF HFS | Active
002472793 | FILTER | Replacement HEPA Filter, for Milwaukee M12 Cordless Compact Hand Vacuum | MILWAUKE | MILWAUKEE POWER TOOLS | 016049001008 | Active
002472793 | FILTER | Replacement HEPA Filter, for Milwaukee M12 Cordless Compact Hand Vacuum | C&LTOOL | C&L TOOL CENTRE | MILWS16049001008 | Active
002459832 | SPLICE ENCLOSURE,FIBRE OPTIC | FOSC-400D5, Closure Joint Box, 710mm c/w Dome Base, Clamp, O-Ring, Splice Tray, Oval Port Heat Shrink Sealing Kit | OPTICAL | OPTICAL FIBRE SYSTEMS PTY LTD | FOSC400-D5-72-1-NNV-S6073 | Active
000021863 | SLING,ENDLESS | Synthetic Endless Round Sling, 32kN WLL 400kg, Polyester Webbing, 1.5m Lg, Red Colour | HGHTDYNM | HEIGHT DYNAMICS | 1.5M LG RED | Active
000004003 | PLATE,BLANKING | Type 2U-BL 2H, 19" Rack Blanking Plate 2U | B&R | B&R ENCLOSURES PTY LTD | XB-586135/33 | Active
000004004 | PLATE,BLANKING | Type 3U-BL, 19" Rack Blanking Plate 3U | B&R | B&R ENCLOSURES PTY LTD | XB-586135/34 | Active
000003329 | PRINTED CIRCUIT BOARD | Power Interface Board Inverter Array, St George STATCOM | AMSC | AMSC AUSTRALIA PTY LTD | 7651605 | Active
000003273 | TERMINAL BLOCK | I-Core Fingers, St George STATCOM | AMSC | AMSC AUSTRALIA PTY LTD | 00016279 | Active
000003273 | TERMINAL BLOCK | I-Core Fingers, St George STATCOM | AMSC | AMSC AUSTRALIA PTY LTD | 16279 | Active
000030029 | CONNECTOR ASSEMBLY,ELECTRICAL | Compression Bus to 4-Hole Palm Expansion c/w Earth Stirrup, suit 100mm Busbar | ADAPTAUS | ADAPT AUSTRALIA PTY LTD | PLKM8992D100E2 | Active
000003295 | CONTACT,ELECTRICAL | 4 NO/NC 240V AC, 6A, Breaker Module CB Part, Aux Contacts, St George STATCOM | AMSC | AMSC AUSTRALIA PTY LTD | 00016345 | Active
000003295 | CONTACT,ELECTRICAL | 4 NO/NC 240V AC, 6A, Breaker Module CB Part, Aux Contacts, St George STATCOM | AMSC | AMSC AUSTRALIA PTY LTD | 16345 | Active
000030024 | CONNECTOR ASSEMBLY,ELECTRICAL | Bus to 4 Hole Palm c/w Earth Stirrup, suit 100mm Busbar | ADAPTAUS | ADAPT AUSTRALIA PTY LTD | PLKM8993D100EA | Active
000030027 | CONNECTOR ASSEMBLY,ELECTRICAL | Compression End Cap c/w 4 x Hole Palm, suit 50mm Busbar | ADAPTAUS | ADAPT AUSTRALIA PTY LTD | PLKM1850D050E | Active
000003299 | FAN,CIRCULATING | Re-circulation Fan, St George STATCOM | AMSC | AMSC AUSTRALIA PTY LTD | 00014714 | Active
000003299 | FAN,CIRCULATING | Re-circulation Fan, St George STATCOM | AMSC | AMSC AUSTRALIA PTY LTD | 14714 | Active
000003320 | PRINTED CIRCUIT BOARD | CAN 4 Port, Bus I/F Spider BD, St George STATCOM | AMSC | AMSC AUSTRALIA PTY LTD | 16369 | Active
000003325 | PRINTED CIRCUIT BOARD | General Analog Conv Board, St George STATCOM | AMSC | AMSC AUSTRALIA PTY LTD | 7651680 | Active
000003326 | PRINTED CIRCUIT BOARD | Humidity Sense Board, St George STATCOM | AMSC | AMSC AUSTRALIA PTY LTD | 7651670 | Active
002495307 | COVER | Ormazabal RMU, 1 x Large Cover, 2 x Small Covers, Fixing Strips & Bolts | NTHSPEC | NORTHERN SPECIALISED ELECTRICAL | ERGTXSHR-001 | Active
000024179 | LOCKOUT DEVICE | Lock, Handle & Hasp, 3 Point Locking System, c/w S/Steel Rods, S/Steel Handle S/Steel Lock & Hasp, for Padmount Transformers (Rect & Sq) | WILSON | WILSON TRANSFORMER CO. PTY LTD | 3PT LOCKING SET | Active
000003285 | CIRCUIT BREAKER | MCB, 480V AC, 4.5-6.3A, St George STATCOM | AMSC | AMSC AUSTRALIA PTY LTD | 00016527 | Active
000003285 | CIRCUIT BREAKER | MCB, 480V AC, 4.5-6.3A, St George STATCOM | AMSC | AMSC AUSTRALIA PTY LTD | 16527 | Active
000003290 | CIRCUIT BREAKER | MCB, Complete Breaker Assemblies, St George STATCOM | AMSC | AMSC AUSTRALIA PTY LTD | 06302425 | Active
000003290 | CIRCUIT BREAKER | MCB, Complete Breaker Assemblies, St George STATCOM | AMSC | AMSC AUSTRALIA PTY LTD | 6302425 | Active
000003300 | FILTER,HARMONIC | Air Filter, Perfect Pleat 2'', St George & Cape River East STATCOM | AMSC | AMSC AUSTRALIA PTY LTD | 00017349 | Active
000003300 | FILTER,HARMONIC | Air Filter, Perfect Pleat 2'', St George & Cape River East STATCOM | AMSC | AMSC AUSTRALIA PTY LTD | 17349 | Active
000003348 | SOLENOID,ELECTRICAL | GE CB Module, Aux Remote Close, St George STATCOM | AMSC | AMSC AUSTRALIA PTY LTD | 16394 | Active
000158023 | TERMINAL,LUG | Compression, Cu, 16mm2, M12 Bolt Hole, Hex Die A/F 6.3mm (P50) (scm) | PLP | PREFORMED LINE PRODUCTS (AUST) | EPTCU-16-6.3AF-M12 | Active
000158023 | TERMINAL,LUG | Compression, Cu, 16mm2, M12 Bolt Hole, Hex Die A/F 6.3mm (P50) (scm) | TYCOELEC | TYCO ELECTRONICS | CG16M12/50 | Active
000140886 | FUSE,CARTRIDGE | 500V AC, HRC DIN Type Size 2, 315A, ETS 12-02-01 Group E (scm) | FUSECO | FUSECO POWER SOLUTIONS PTY LTD | NH2F-315 | Active
000156576 | TERMINATION KIT,ELECTRICAL CABLE | Outdoor, for 22kV, 3 Core, 35mm2, XLPE Insulated Cable Termination, suit IIN1636259 | GILBERT | GILBERT LODGE AUSTRALIA PTY LTD | EPKT24B3XOH3 | Active
000154672 | JOINT,ELECTRICAL POWER CABLE | 22kV, 1C, 95 to 240mm2, Al or Cu XLPE Screen Cable, Heatshrink, w/out Links | GILBERT | GILBERT LODGE AUSTRALIA PTY LTD | EPKJ24C1X1XU | Active
000158092 | TERMINAL,LUG | Compression, Cu, 25mm2, M10 Bolt Hole, Hex Die A/F 7.7mm (P50) (scm) | TECONN | TE CONNECTIVITY LTD | CG25M10/50 | Active
000158092 | TERMINAL,LUG | Compression, Cu, 25mm2, M10 Bolt Hole, Hex Die A/F 7.7mm (P50) (scm) | TYCOELEC | TYCO ELECTRONICS | H1416/50 | Active
000140835 | FUSE,CARTRIDGE | 500V AC, HRC DIN Type Size 1, 125A, ETS 12-02-01 Group E (scm) | FUSECO | FUSECO POWER SOLUTIONS PTY LTD | NH1F-125 | Active
000124554 | FUSE,CARTRIDGE | 415V AC, HRC Cartridge JS Type, 400A, 2 Hole Bolt-in Slotted Centre Tags, 92mm Fixing Centres Wedge Type Carrier | FUSECO | FUSECO POWER SOLUTIONS PTY LTD | JSU400 | Active
000105027 | HOLDER,CUTTING TOOL | Socket Tooth to suit Post Hole Digger | NDE | NATIONAL DRILLING EQUIPMENT | AUGD1060 | Active
000431526 | GUARD | Wildlife Galv Sheet, Dwg 875777-01-0B (scm) | BRITECH | BRI-TECH PTY LTD | GWLG | Active
000431526 | GUARD | Wildlife Galv Sheet, Dwg 875777-01-0B (scm) | ACCULEC | ACCULEC PTY LTD (303899) | GWLG | Active
000418325 | SHACKLE | Bow, Galv, 70kN, 16mm Bolt & Nut C/W Humpback Split Pin, ETS 01-01-01 Dwg 01-07-01 (scm) (P30) | GREGSF | GREG SEWELL FORGINGS PTY LTD | 418325 | Active
000418325 | SHACKLE | Bow, Galv, 70kN, 16mm Bolt & Nut C/W Humpback Split Pin, ETS 01-01-01 Dwg 01-07-01 (scm) (P30) | THEWMCCA | TMAC THEW & MCCANN GROUP | AUSPOW705B | Active
000418325 | SHACKLE | Bow, Galv, 70kN, 16mm Bolt & Nut C/W Humpback Split Pin, ETS 01-01-01 Dwg 01-07-01 (scm) (P30) | TEN | THE ENERGY NETWORK (AUST) PTY LTD | S07001AUSPOWER705B | Active
000418325 | SHACKLE | Bow, Galv, 70kN, 16mm Bolt & Nut C/W Humpback Split Pin, ETS 01-01-01 Dwg 01-07-01 (scm) (P30) | BRITECH | BRI-TECH PTY LTD | S70AE | Active
000418287 | SHACKLE | 13mm Body Dia, 16mm Pin Dia, Large Dee, Galv Mild Steel, Tested & Stamped with SWL, AS B278-1968 | BLKWOODJ | J BLACKWOOD & SONS LIMITED | 04971407 | Active
000455956 | PIN,INSULATOR | M16, B/100/3.5 x 140mm, ETS 01-01-01, Dwg 01-06-01 (P25) (scm) | GREGSF | GREG SEWELL FORGINGS PTY LTD | 455956 | Active
000456006 | PIN,INSULATOR | M20, C/150/7 x 165mm, ETS 01-01-01 Typical Dwg 01-06-02 (P10) | GREGSF | GREG SEWELL FORGINGS PTY LTD | 456006 | Active
000168535 | CULVERT BOX | Concrete, 1.9 Tonne, 11kV Padmount Substation Support (scm) | TRI UGRD | TRI UNDERGROUND AUSTRALIA PTY LTD | UNICULVERT | Active
000168535 | CULVERT BOX | Concrete, 1.9 Tonne, 11kV Padmount Substation Support (scm) | BUNDCNCT | BUNDABERG CONCRETE CASTERS | 929 | Active
000184896 | INSULATION SLEEVING,ELECTRICAL | Heat Shrink Tubing, 50/16mm, 2m Lg, Medium Wall, Cable Trifurcation for Elastimold Terminations | TECONN | TE CONNECTIVITY LTD | MWTM-50/16-150/U(S50) | Active
000184896 | INSULATION SLEEVING,ELECTRICAL | Heat Shrink Tubing, 50/16mm, 2m Lg, Medium Wall, Cable Trifurcation for Elastimold Terminations | PLP | PREFORMED LINE PRODUCTS (AUST) | CPA-SRH2-056-016-2000 | Active
000184896 | INSULATION SLEEVING,ELECTRICAL | Heat Shrink Tubing, 50/16mm, 2m Lg, Medium Wall, Cable Trifurcation for Elastimold Terminations | GILBERT | GILBERT LODGE AUSTRALIA PTY LTD | MWTM50/16A/U2060 | Active
000477372 | SPLICE,CONDUCTOR | Preformed, FT, 3/4/1.75 ACSR, Colour Code Purple (P70) | PLP | PREFORMED LINE PRODUCTS (AUST) | AFS-053 | Active
000482791 | THIMBLE | 16mm, Open Ended, ETS 01-01-01 Dwg 01-14-01 (P50) (scm) | GREGSF | GREG SEWELL FORGINGS PTY LTD | 482791 | Active
000711312 | COUNTER,ELECTRICAL | Surge Counter, TS PS7/017/SE/84 Rev A | HELTYTON | HELLERMANN TYTON | SC12 | Active
000860554 | TRANSFORMER,DISTRIBUTION | Padmount, 11kV, 750kVA, 3 Ph (Rect) LV Switchgear & No HV Switchgear, JTS 02-02-01 Item 7 (scm) | WILSON | WILSON TRANSFORMER CO. PTY LTD | 881-0638-11-AA | Active
000474719 | SLEEVE,COMPRESSION | NT, 25mm2/16mm2, Cu, ABC, Hex Die A/F 14.0mm (scm) (P100) | SICAME | SICAME AUSTRALIA PTY LTD | MJPB25-16 | Active
001104682 | OUTREACH ARM | Extension Major Road, 1.5m, Galv Steel, MA7 c/w 2 x M6x60mm S/Steel Bolt, 2 x M6 Nylok Nuts & 2 x M6 Washers, EQTS 05-02-01, Dwg 05-02-07 (scm) | IUPOLE | INTERNATIONAL UTILITY POLES PTY LTD | EX-16824 | Active
001104682 | OUTREACH ARM | Extension Major Road, 1.5m, Galv Steel, MA7 c/w 2 x M6x60mm S/Steel Bolt, 2 x M6 Nylok Nuts & 2 x M6 Washers, EQTS 05-02-01, Dwg 05-02-07 (scm) | INGAL | INGAL EPS | GEX16824 | Active
001104682 | OUTREACH ARM | Extension Major Road, 1.5m, Galv Steel, MA7 c/w 2 x M6x60mm S/Steel Bolt, 2 x M6 Nylok Nuts & 2 x M6 Washers, EQTS 05-02-01, Dwg 05-02-07 (scm) | GMPOLES | GM POLES PTY LTD | SL O/R EXTN 1.5 | Active
000004008 | PLATE,BLANKING | Type 4U-BL, 19" Rack Blanking Plate 4U | B&R | B&R ENCLOSURES PTY LTD | XB-586135/35 | Active
000004011 | PLATE,BLANKING | Type 6U-BL, 19" Rack Blanking Plate 6U | B&R | B&R ENCLOSURES PTY LTD | XB-586135/36 | Active
000004017 | PLATE,BLANKING | Type S3-4U-BL, 19" Rack Blanking Plate 4U, High Size 3 | B&R | B&R ENCLOSURES PTY LTD | XB-586135/39 | Active
000004020 | PLATE,BLANKING | Type S8-4U-BL, 19" Rack Blanking Plate 4U, High Size 8 | B&R | B&R ENCLOSURES PTY LTD | XB-586135/42 | Active
002486371 | PLATE,BLANKING | 19" Rack Blanking plate 4U, 24c ASEA Equipment Frame, 166mm W | B&R | B&R ENCLOSURES PTY LTD | XB-586135/61 | Active
000030013 | CONTROL,ROTARY SWITCH | Sensitive Earth Fault, A714, Black Handle, Engraving AU12860: Disable- -Enable | KRSNMR | KRAUS & NAIMER (MANUFACTURER) | CH10B A714-600E AUS0010 | Active
000030359 | CONTROL,ROTARY SWITCH | SCADA, 3 Pole, 48 x 48mm, Black Handle, Engraving AU9304N: Off-On, S0 F990/A10/-P1L, suit ZSS CB Control Schematics | KRSNMR | KRAUS & NAIMER (MANUFACTURER) | CH10 AU601611 E AUS0010 | Active
002494581 | DISPLAY UNIT | LG Monitor, 23.8" FHD 1920 x 1080 IPS Display, 19VDC Input Supply, HDMI Input, No Audio, No Headphone Out, Desk Stand & VESA Mount, NOT FOR OFFICE USE | LG | LG ELECTRONICS | 24MQ400-B | Active
002494599 | INTERFACE UNIT,COMPUTER | USB Audio Adapter, Input USB2.0, Output 3.5mm Stereo Jack Headset & Mic, 42 x 28 x 10mm, for HMI Client PC Alarm Annunciation, NOT FOR OFFICE USE | VOLANS | VOLANS | VL-UA01 | Active
002494607 | DRONE | DJI Mini4 Pro Flymore Combo, <250g, SanDisk Extreme Pro microSD 128GB, EQL Skin, UGREEN Nexode 35W 2-port Fast charger, DJI RC Screen Protector | UAVME | UAV ME (DRONE SPECIALISTS) | ERG-001 | Active
002494607 | DRONE | DJI Mini4 Pro Flymore Combo, <250g, SanDisk Extreme Pro microSD 128GB, EQL Skin, UGREEN Nexode 35W 2-port Fast charger, DJI RC Screen Protector | D1STORE | D1 STORE PTY LTY (FOR DJI TECH CO) | DJIMINI4PRORC2C | Active
002495182 | TERMINAL BLOCK | URTK/S Test Disconnect Terminal Block, with 2 Test Sockets for 4mm Test Plugs, or for Receiving Bridge Bars or Screw Bridges, Nom Voltage: 400V, Nom Current: | PHOENIX | PHOENIX CONTACT PTY LTD | 311087 | Active
002495190 | END PLATE,TERMINAL BLOCK | D-URTK - Cover, End Cover, 41.5 x 2.2 x 72mm, Grey | PHOENIX | PHOENIX CONTACT PTY LTD | 310020 | Active
002495208 | PARTITION,TERMINAL BLOCK | TS-RTK - Partition Plate, 0.8 x 72 mm, Grey | PHOENIX | PHOENIX CONTACT PTY LTD | 310211 | Active
000003327 | PRINTED CIRCUIT BOARD | PC-104 Board, CPU, EBX, Hercules PCB, St George STATCOM | AMSC | AMSC AUSTRALIA PTY LTD | 16662 | Phasing
000003346 | RESISTOR ASSEMBLY | 2 High, St George STATCOM | AMSC | AMSC AUSTRALIA PTY LTD | 6302428 | Active
000030064 | EARTHING,STIRRUP | Assembly, suit Oxygen 19/4.75 AAAC | PLP | PREFORMED LINE PRODUCTS (AUST) | BBESA-210 | Active
002435907 | CONNECTOR ELBOW | Set of 3, 630A, Bolted, suit 11kV 1 Core 25-120mm2 XLPE Cable, Shear Bolt Connectors, for Areva HV Switchgear (scm) | SICAME | SICAME AUSTRALIA PTY LTD | CST630 12 25-120 A1 | Active
002435907 | CONNECTOR ELBOW | Set of 3, 630A, Bolted, suit 11kV 1 Core 25-120mm2 XLPE Cable, Shear Bolt Connectors, for Areva HV Switchgear (scm) | TECONN | TE CONNECTIVITY LTD | RSTI-ERG41 | Active
000003304 | FILTER,HARMONIC | Fused, 600V, 1A, St George STATCOM | AMSC | AMSC AUSTRALIA PTY LTD | 16670 | Active
000003313 | POWER SUPPLY | DC/DC, 24V DC - 12V DC, 200W, St George STATCOM | AMSC | AMSC AUSTRALIA PTY LTD | 16380 | Active
000003288 | CIRCUIT BREAKER | MCB, 9-12A w/o Aux Contacts, St George STATCOM | AMSC | AMSC AUSTRALIA PTY LTD | 00016359 | Active
000003288 | CIRCUIT BREAKER | MCB, 9-12A w/o Aux Contacts, St George STATCOM | AMSC | AMSC AUSTRALIA PTY LTD | 16359 | Active
000003349 | SWITCH,FUSED | 400A, Size SQB2, 690/700V AC, Indicator, Harmonic Filter, St George Statcom & Cape River East StatCom | AMSC | AMSC AUSTRALIA PTY LTD | 00016926 | Active
000003349 | SWITCH,FUSED | 400A, Size SQB2, 690/700V AC, Indicator, Harmonic Filter, St George Statcom & Cape River East StatCom | AMSC | AMSC AUSTRALIA PTY LTD | 16926 | Active
000003344 | RELAY,ELECTROMAGNETIC | 4 Ch 12-250V AC, 3A, OPTO-22 Snap-OAC5-I, St George STATCOM | AMSC | AMSC AUSTRALIA PTY LTD | 16337 | Active
000003355 | TRANSFORMER | 120VAC, LV, Re-circulating Fans, St George STATCOM | AMSC | AMSC AUSTRALIA PTY LTD | 16481 | Active
002400457 | TIMBER,HARDWOOD | Untreated, 200 x 100 x 20mm, Type MT4 Hardwood, NQ Dwg 10/13 | DALEMYRS | DALE & MEYERS OPERATIONS PTY LTD | XARM2400457 | Active
002400466 | TIMBER,HARDWOOD | Undrilled, 1800 x 75 x 50mm, Hardwood Dressed 1 only 75mm, Face, NQ Dwg 10/59 | DALEMYRS | DALE & MEYERS OPERATIONS PTY LTD | XARM2400466 | Active
000003357 | TRANSFORMER | Aux Power, St George STATCOM | AMSC | AMSC AUSTRALIA PTY LTD | 16584 | Active
002474856 | NETWORK SWITCH | Ethernet Switch, 16 Port, 10/100/1000BaseT/TX Unmanaged PoE+ Switch Plus 2-1000BaseSFP Port, Cape River East StatCom | AMSC | AMSC AUSTRALIA PTY LTD | 02001016 | Active
002474856 | NETWORK SWITCH | Ethernet Switch, 16 Port, 10/100/1000BaseT/TX Unmanaged PoE+ Switch Plus 2-1000BaseSFP Port, Cape River East StatCom | AMSC | AMSC AUSTRALIA PTY LTD | 2001016 | Active
002474864 | POWER SUPPLY | AC/DC, 85-264V AC, 90-350V DC Input, 24V DC Output, 10A, Cape River East StatCom | AMSC | AMSC AUSTRALIA PTY LTD | 2000418 | Active
002474864 | POWER SUPPLY | AC/DC, 85-264V AC, 90-350V DC Input, 24V DC Output, 10A, Cape River East StatCom | AMSC | AMSC AUSTRALIA PTY LTD | 02000418 | Active
002474872 | POWER SUPPLY | Converter DC/DC, 19-36V DC Input, 5V DC Single Output, 100W, Cape River East StatCom | AMSC | AMSC AUSTRALIA PTY LTD | 02000381 | Active
002474872 | POWER SUPPLY | Converter DC/DC, 19-36V DC Input, 5V DC Single Output, 100W, Cape River East StatCom | AMSC | AMSC AUSTRALIA PTY LTD | 2000381 | Active
002474880 | POWER SUPPLY | Converter DC/DC, 19-36V DC Input, 12V DC Single Output, 200W, Cape River East StatCom | AMSC | AMSC AUSTRALIA PTY LTD | 02000467 | Active
002474880 | POWER SUPPLY | Converter DC/DC, 19-36V DC Input, 12V DC Single Output, 200W, Cape River East StatCom | AMSC | AMSC AUSTRALIA PTY LTD | 2000467 | Active
000003384 | ARRESTER,ELECTRICAL SURGE | Type ABB MWK10, 11kV, for N15kV, 12.5kA Recloser | NULEC | NU-LEC INDUSTRIES PTY LTD | 990000505 | Active
000003569 | ARRESTER,ELECTRICAL SURGE | LCD3, 245kV, 1Ph SA, Porcelain, Grey, w/out Insulation Base, EE Dwg 1035802 | ABBAUST | ABB AUSTRALIA PTY LTD | EXLIM Q198-EV245 | Active
000003814 | ARRESTER,ELECTRICAL SURGE | Model HE15, 12.7kV, 1Ph, w/out Socket, Outdoor, suit Landis & Gyr Tight Coupled AFLC, ETS 2011/0363/T(9a) | LANDIS | LANDIS GYR (AUST) PTY LTD | 171.340.00015 | Active
000003815 | ARRESTER,ELECTRICAL SURGE | Model HE18, 15.3kV, 1Ph, w/out Socket, Outdoor, suit Landis & Gyr Tight Coupled AFLC, ETS 2011/0363/T(9b) | LANDIS | LANDIS GYR (AUST) PTY LTD | 171.340.00018 | Active
001104685 | OUTREACH ARM | Major Road, 3.0m Single, Galv Steel, MA6, EQTS 05-02-01, Dwg 05-02-07 (scm) | IUPOLE | INTERNATIONAL UTILITY POLES PTY LTD | EX-5750 | Active
001104685 | OUTREACH ARM | Major Road, 3.0m Single, Galv Steel, MA6, EQTS 05-02-01, Dwg 05-02-07 (scm) | INGAL | INGAL EPS | XORMS3 | Active
001104685 | OUTREACH ARM | Major Road, 3.0m Single, Galv Steel, MA6, EQTS 05-02-01, Dwg 05-02-07 (scm) | GMPOLES | GM POLES PTY LTD | OC C30S | Active
001251014 | CONNECTOR BODY,PLUG,ELECTRICAL | Switch, Plug In, suit Electronic Ripple Control Receiver, ETS: SS6-2.1 Item 3 (P10) | LANDIS | LANDIS GYR (AUST) PTY LTD | 316.071.00000 1251014 | Active
001251014 | CONNECTOR BODY,PLUG,ELECTRICAL | Switch, Plug In, suit Electronic Ripple Control Receiver, ETS: SS6-2.1 Item 3 (P10) | ENERMET | ENERMET PTY LTD (MANUFACTURER) | RORTC1270009 | Active
000924058 | POLE,PUBLIC LIGHTING,METAL | Estate Minor Road, 4.5m, Base Plate Mounted, 350 PCD Bolt Spacing, Bottle Green, EQTS 05-02-01, Dwg 05-02-12 (scm) | GMPOLES | GM POLES PTY LTD | EST-04.5-GR | Active
000924058 | POLE,PUBLIC LIGHTING,METAL | Estate Minor Road, 4.5m, Base Plate Mounted, 350 PCD Bolt Spacing, Bottle Green, EQTS 05-02-01, Dwg 05-02-12 (scm) | IUPOLE | INTERNATIONAL UTILITY POLES PTY LTD | EX-15530 | Active
000924058 | POLE,PUBLIC LIGHTING,METAL | Estate Minor Road, 4.5m, Base Plate Mounted, 350 PCD Bolt Spacing, Bottle Green, EQTS 05-02-01, Dwg 05-02-12 (scm) | INGAL | INGAL EPS | GEX15530 | Active
001540827 | CABLE,POWER,ELECTRICAL | Aerial, 6.35/11kV, 1 x 16mm2 Cu, PVC Insulated/PE Sheath (7/1.70) Metre Marked, T/former Drop Wire (250m Drum) (MOQ 1000m) | OLEX | OLEX AUSTRALIA PTY LTD | TGEP15AA001CXNA | Active
001703395 | BOLT,MACHINE | M12 x 180mm, Hex, Galv c/w Galv Hex Nut, Aust Std (P50) | THEBLTPL | THE BOLT PLACE | 1703395 | Active
001712955 | BOLT,EYE | M20 x 200mm, Galv c/w Galv Hex Nut, Dwg 01-02-02 (P20) (scm) | GREGSF | GREG SEWELL FORGINGS PTY LTD | 1712955 | Active
001713013 | BOLT,EYE | M20 x 350mm, Galv c/w Galv Hex Nut, Dwg 01-02-02 (P15) (scm) | GREGSF | GREG SEWELL FORGINGS PTY LTD | 1713013 | Active
001631186 | CABLE,POWER,ELECTRICAL | Control, U/G, 0.6/1kV, 12C, 4mm2 Cu, PVC Insulated/Screen/PVC Sheath (7/0.85) Metre Marked, CTS PS16/007/SE/82 (500m Drum) | OLEX | OLEX AUSTRALIA PTY LTD | BPMP09SB012CXWW | Active
001703018 | BOLT,MACHINE | M10 x 180mm, Hex, Galv c/w Galv Hex Nut, Aust Std (P50) | THEBLTPL | THE BOLT PLACE | 1703018 | Active
001704642 | BOLT,MACHINE | M20 x 400mm, Hex, Galv c/w Galv Hex Nut, Aust Std (P10) (scm) | BOLTMAST | BOLTMASTERS | IMHM400G | Active
001704642 | BOLT,MACHINE | M20 x 400mm, Hex, Galv c/w Galv Hex Nut, Aust Std (P10) (scm) | GREGSF | GREG SEWELL FORGINGS PTY LTD | 1704642 | Active
001704677 | BOLT,MACHINE | M20 x 450mm, Hex, Galv c/w Galv Hex Nut, Aust Std (P10) (scm) | BOLTMAST | BOLTMASTERS | IMHM450G | Active
001704677 | BOLT,MACHINE | M20 x 450mm, Hex, Galv c/w Galv Hex Nut, Aust Std (P10) (scm) | GREGSF | GREG SEWELL FORGINGS PTY LTD | 1704677 | Active
001712971 | BOLT,EYE | M20 x 250mm, Galv c/w Galv Hex Nut, Dwg 01-02-02 (P15) (scm) | GREGSF | GREG SEWELL FORGINGS PTY LTD | 1712971 | Active
001704715 | BOLT,MACHINE | M20 x 550mm, Hex, Galv c/w Galv Hex Nut, Aust Std (P10) (scm) | BOLTMAST | BOLTMASTERS | IMHM550G | Active
001704715 | BOLT,MACHINE | M20 x 550mm, Hex, Galv c/w Galv Hex Nut, Aust Std (P10) (scm) | GREGSF | GREG SEWELL FORGINGS PTY LTD | 1704715 | Active
001705444 | BOLT,MACHINE | M24 x 300mm, Hex, Galv c/w Galv Hex Nut, Aust Std (P10) | GREGSF | GREG SEWELL FORGINGS PTY LTD | 1705444 | Active
001425518 | WIRE,ELECTRICAL | Conductor Aerial, SC/GZ, 3/2.75mm, 3100m Wood Drum, JTS 03-03-01 (scm) | MIDLAND | MIDLAND METALS OVERSEAS PTE LTD | MMO-SC/GZ 3/2.75 | Active
001425518 | WIRE,ELECTRICAL | Conductor Aerial, SC/GZ, 3/2.75mm, 3100m Wood Drum, JTS 03-03-01 (scm) | OLEX | OLEX AUSTRALIA PTY LTD | GALSTEEL 3/2.75;30 | Active
001703851 | BOLT,MACHINE | M16 x 60mm, Hex, Galv c/w Galv Hex Nut, Aust Std (P75) | GREGSF | GREG SEWELL FORGINGS PTY LTD | 1703851 | Active
001703948 | BOLT,MACHINE | M16 x 200mm, Hex, Galv c/w Galv Hex Nut, Aust Std (P30) (scm) | GREGSF | GREG SEWELL FORGINGS PTY LTD | 1703948 | Active
001703948 | BOLT,MACHINE | M16 x 200mm, Hex, Galv c/w Galv Hex Nut, Aust Std (P30) (scm) | BOLTMAST | BOLTMASTERS | HMHM200G | Active
001703913 | BOLT,MACHINE | M16 x 160mm, Hex, Galv c/w Galv Hex Nut, Aust Std (P50) (scm) | BOLTMAST | BOLTMASTERS | HMHM160G | Active
001703913 | BOLT,MACHINE | M16 x 160mm, Hex, Galv c/w Galv Hex Nut, Aust Std (P50) (scm) | GREGSF | GREG SEWELL FORGINGS PTY LTD | 1703913 | Active
001713463 | BOLT,EYE | M24 x 400mm, Galv c/w Galv Hex Nut, Dwg 01-02-03 (P10) (scm) | GREGSF | GREG SEWELL FORGINGS PTY LTD | 1713463 | Active
001712911 | BOLT,EYE | M16 x 200mm, Galv c/w Galv Hex Nut, Dwg 01-02-01 (P25) (scm) | GREGSF | GREG SEWELL FORGINGS PTY LTD | 1712911 | Active
001713005 | BOLT,EYE | M20 x 300mm, Galv c/w Galv Hex Nut, Dwg 01-02-02 (P15) (scm) | GREGSF | GREG SEWELL FORGINGS PTY LTD | 1713005 | Active
001713056 | BOLT,EYE | M20 x 400mm, Galv c/w Galv Hex Nut, Dwg 01-02-02 (P10) (scm) | GREGSF | GREG SEWELL FORGINGS PTY LTD | 1713056 | Active
001421148 | WIRE,ELECTRICAL | Conductor Aerial, ACSR/GZ, 6/1/3.00mm, APPLE, Fully Greased, 3100m Steel Drum, JTS 03-03-01 (scm) | OLEX | OLEX AUSTRALIA PTY LTD | APPLE | Active
001421148 | WIRE,ELECTRICAL | Conductor Aerial, ACSR/GZ, 6/1/3.00mm, APPLE, Fully Greased, 3100m Steel Drum, JTS 03-03-01 (scm) | MIDLAND | MIDLAND METALS OVERSEAS PTE LTD | MMO-APPLE | Active
001702887 | BOLT,MACHINE | M10 x 40mm, Hex, Galv c/w Galv Hex Nut, Aust Std (P100) | THEBLTPL | THE BOLT PLACE | 1702887 | Active
001702909 | BOLT,MACHINE | M10 x 60mm, Hex, Galv c/w Galv Hex Nut, Aust Std (P50) | THEBLTPL | THE BOLT PLACE | 1702909 | Active
001704006 | BOLT,MACHINE | M16 x 260mm, Hex, Galv c/w Galv Hex Nut, Aust Std (P25) | GREGSF | GREG SEWELL FORGINGS PTY LTD | 1704006 | Active
001704006 | BOLT,MACHINE | M16 x 260mm, Hex, Galv c/w Galv Hex Nut, Aust Std (P25) | BOLTMAST | BOLTMASTERS | HMHM260G | Active
001704693 | BOLT,MACHINE | M20 x 500mm, Hex, Galv c/w Galv Hex Nut, Aust Std (P10) (scm) | GREGSF | GREG SEWELL FORGINGS PTY LTD | 1704693 | Active
001704693 | BOLT,MACHINE | M20 x 500mm, Hex, Galv c/w Galv Hex Nut, Aust Std (P10) (scm) | BOLTMAST | BOLTMASTERS | IMHM500G | Active
001713099 | BOLT,EYE | M20 x 500mm, Galv c/w Galv Hex Nut, Dwg 01-02-02 (P10) (scm) | GREGSF | GREG SEWELL FORGINGS PTY LTD | 1713099 | Active
001421032 | WIRE,ELECTRICAL | Conductor Aerial, ACSR/GZ, 6/1/3.75mm, BANANA, Fully Greased, 1900m Steel Drum, JTS 03-03-01 (scm) | MIDLAND | MIDLAND METALS OVERSEAS PTE LTD | MMO-BANANA | Active
001421032 | WIRE,ELECTRICAL | Conductor Aerial, ACSR/GZ, 6/1/3.75mm, BANANA, Fully Greased, 1900m Steel Drum, JTS 03-03-01 (scm) | OLEX | OLEX AUSTRALIA PTY LTD | BANANA | Active
001703818 | BOLT,MACHINE | M16 x 50mm, Hex, Galv c/w Galv Hex Nut, Aust Std (P100) | GREGSF | GREG SEWELL FORGINGS PTY LTD | 1703818 | Active
002495232 | LEAD,ELECTRICAL | Set of 3 x 12.7/22kV 35mm2 Cu XLPE, 8m Lg, 600mm Lg Screen, c/w Type A Termination One End Cut & Cap Other | GILBERT | GILBERT LODGE AUSTRALIA PTY LTD | ERGLEADSET8AC | Active
002401428 | LEAD,ELECTRICAL | Flexible Cable, 0.6/1kV, 1C, 185mm2 Cu, Double Insulated Welding Flex, Black (920/0.51) | OLEX | OLEX AUSTRALIA PTY LTD | BDSE89AA0010MNA | Active
002437390 | POLE,LINE CONSTRUCTION,CONCRETE | 30.0m, 615mm Dia, Base Mounted, Comms Pole | ROCLA | ROCLA PTY LTD | SR3-BM30-615 | Active
002437408 | POLE,LINE CONSTRUCTION,CONCRETE | 30.0m, 825mm Dia, Base Mounted, Comms Pole | ROCLA | ROCLA PTY LTD | SR4-BM30-825 | Active
002437416 | POLE,LINE CONSTRUCTION,CONCRETE | 35.0m, 765mm Dia, Base Mounted, Comms Pole | ROCLA | ROCLA PTY LTD | SR5-BM35-765 | Active
000003268 | CONTROL,TRANSMITTER | SFU-K 303, 120kVA, Indoor Cabinet 2280mm c/w 1 Output, Interference Coil/Filter, Glass Front Door, suit Landis & Gyr Tight Coupled AFLC, ETS 2011/0363/T 2b | LANDIS | LANDIS GYR (AUST) PTY LTD | 170.303.11020 | Phasing
000003269 | CELL,COUPLING | Columboola, 33kV, 425Hz, Comprises of 1 x T36/120/425/II R&S Isolating Transformer, 3 x T72 /DK/ 160/ 30.60 Tuning Coils, 6 x Phao 15.23/2.4uF | LANDIS | LANDIS GYR (AUST) PTY LTD | 316.467.03000 | Active
002454924 | POLE,LINE CONSTRUCTION,CONCRETE | 35.0m, 765mm Dia, Direct Imbedded, Comms Pole, Dwg 903386-01 | ROCLA | ROCLA PTY LTD | SR5-H35-765 | Active
002470318 | TAG,INSTRUCTION | Test Marker, Plastic, Self Adhesive, Black Text on Blue B/Ground, space for Equip ID Number, Serial Number, Tested at 100kV / 300mm, 3 x spaces for Retest | CERTAGS | CERTAGS PTY LTD | 8164 | Active
002478287 | CONVERTER,FREQUENCY,STATIC | 90kVA, 400V, 50Hz, 3 Ph Transmitter, Output Freq 167-1042Hz, 2 Signal Outputs to 2 Coupling Cells, Rigid or Loose Coupled EESS-10730-01-0E | MVTECH | MV TECHNOLOGY SOLUTIONS P/L | 240.106.115199 | Active
002478295 | CONVERTER,FREQUENCY,STATIC | 120kVA, 400V, 50Hz, 3 Ph Transmitter, Output Freq 167-1042Hz; 2 Signal Outputs to 2 coupling Cells, Rigid or Loose Coupled EESS-10730-01-0E | MVTECH | MV TECHNOLOGY SOLUTIONS P/L | 250.106.115199 | Active
000003816 | ARRESTER,ELECTRICAL SURGE | Model HE21, 17.5kV, 1Ph, w/out Socket, Outdoor, suit Landis & Gyr Tight Coupled AFLC, ETS 2011/0363/T(9c) | LANDIS | LANDIS GYR (AUST) PTY LTD | 171.340.00021 | Active
000003819 | ARRESTER,ELECTRICAL SURGE | Model HE30, 25kV, 1Ph, w/out Socket, Outdoor, suit Landis & Gyr Tight Coupled AFLC, ETS 2011/0363/T(9f) | LANDIS | LANDIS GYR (AUST) PTY LTD | 171.340.00030 | Active
000701009 | ARRESTER,ELECTRICAL SURGE | 5kA, LV, for Connection to Transformer Bushings c/w M10 Line & Earth Studs, ETS 09-01-01 (scm) | ACCULEC | ACCULEC PTY LTD (303899) | LVSD415V | Active
000701009 | ARRESTER,ELECTRICAL SURGE | 5kA, LV, for Connection to Transformer Bushings c/w M10 Line & Earth Studs, ETS 09-01-01 (scm) | BRITECH | BRI-TECH PTY LTD | LN51AA | Active
000701009 | ARRESTER,ELECTRICAL SURGE | 5kA, LV, for Connection to Transformer Bushings c/w M10 Line & Earth Studs, ETS 09-01-01 (scm) | AKPOWER | AK POWER SOLUTIONS PTY LTD | LN51AA | Active
000701112 | ARRESTER,ELECTRICAL SURGE | 22kV, 10kA, for 3 Wire, 22kV & 12.7kV SWER Systems c/w 700mm Lg, 16mm2 Line End Lead & Cap, ETS 09-01-01 (scm) | ACCULEC | ACCULEC PTY LTD (303899) | OB24A-100STEQ | Active
000701112 | ARRESTER,ELECTRICAL SURGE | 22kV, 10kA, for 3 Wire, 22kV & 12.7kV SWER Systems c/w 700mm Lg, 16mm2 Line End Lead & Cap, ETS 09-01-01 (scm) | MVTECH | MV TECHNOLOGY SOLUTIONS P/L | S3EK4 240-1CR4-Z Q97 R59 | Active
000701112 | ARRESTER,ELECTRICAL SURGE | 22kV, 10kA, for 3 Wire, 22kV & 12.7kV SWER Systems c/w 700mm Lg, 16mm2 Line End Lead & Cap, ETS 09-01-01 (scm) | SIEMENS | SIEMENS LTD | 3EK4 220-1CR4-Z Q97 P50 R59 | Active
002404889 | ARRESTER,ELECTRICAL SURGE | 60kV, 10kA, Polymeric SD | ABBAUST | ABB AUSTRALIA PTY LTD | MWC48 | Active
002404889 | ARRESTER,ELECTRICAL SURGE | 60kV, 10kA, Polymeric SD | ABBAUST | ABB AUSTRALIA PTY LTD | 7800098 | Active
001705495 | BOLT,MACHINE | M24 x 400mm, Hex, Galv c/w Galv Hex Nut, Aust Std (P10) | GREGSF | GREG SEWELL FORGINGS PTY LTD | 1705495 | Active
001705517 | BOLT,MACHINE | M24 x 450mm, Hex, Galv c/w Galv Hex Nut, Aust Std (P5) (scm) | GREGSF | GREG SEWELL FORGINGS PTY LTD | 1705517 | Active
001728507 | NUT,EYE | M16, Galv, Dwg 01-05-01 (P20) (scm) | STEELWAY | STEELWAY ENGINEERING | M16EYENUT | Active
001728507 | NUT,EYE | M16, Galv, Dwg 01-05-01 (P20) (scm) | GREGSF | GREG SEWELL FORGINGS PTY LTD | 1728507 | Active
001749326 | NUT,PLAIN,HEX | M8, S/Steel Gde 304, Aust Std (P100) | THEBLTPL | THE BOLT PLACE | 1749326 | Active
001705293 | BOLT,MACHINE | M24 x 50mm, Hex, Galv c/w Galv Hex Nut, Aust Std (P25) | GREGSF | GREG SEWELL FORGINGS PTY LTD | 1705293 | Active
001634215 | CABLE,POWER,ELECTRICAL | U/Ground, 0.6/1kV, 1C, 300mm2 Al, XLPE Insulated/PVC Sheath SV90, Metre Marked, AS 3198 | OLEX | OLEX AUSTRALIA PTY LTD | BDBA27AA001CXNA | Active
001703808 | BOLT,MACHINE | M16 x 35mm, Hex, Galv c/w Galv Hex Nut, Aust Std (P100) | GREGSF | GREG SEWELL FORGINGS PTY LTD | 1703808 | Active
002400016 | BOLT,MACHINE | M12 x 350mm, Hex, Galv c/w Galv Hex Nut, Aust Std (P30) | THEBLTPL | THE BOLT PLACE | 2400016 | Active
001959070 | ROD,WELDING | Brazing, 2.5mm Silver Alloy 5% Sliver, 2.5kg Pack (Silfos No 5) | BOCGAS | BOC GASES LIMITED | LTAP0522 | Active
002400020 | BOLT,MACHINE | M16 x 75mm, Hex, Galv c/w Galv Hex Nut, Aust Std (P50) | GREGSF | GREG SEWELL FORGINGS PTY LTD | 2400020 | Active
002400031 | BOLT,MACHINE | M10 x 40mm, Hex, S/Steel Gde 316 c/w S/Steel Gde 304 Hex Nut, Aust Std (P100) | THEBLTPL | THE BOLT PLACE | 2400031 | Active
002400037 | BOLT,MACHINE | M12 x 500mm, 100mm Lg Min Thread, Hex, Galv Steel c/w Metric Hex Nut, AS1111/AS1112 (P25) | THEBLTPL | THE BOLT PLACE | 2400037 | Active
002400041 | BOLT,EYE | M16 x 180mm, Galv c/w Galv Hex Nut, Dwg 01-01-01 (P25) | GREGSF | GREG SEWELL FORGINGS PTY LTD | 2400041 | Active
001975825 | PUTTY | Scotchfill, 36mm x 1.5m (scm) | 3MAUST | 3M AUSTRALIA PTY LTD | MMMSCOTCHFIL | Active
002400092 | NUT,PLAIN,HEX | 5/32" A/F, Brass (P100) | THEBLTPL | THE BOLT PLACE | 2400092 | Active
002400228 | WIRE,ELECTRICAL | Conductor Aerial, HDBCC, 7/2.75mm, 250m Wood Drum, JTS 03-03-01 | MIDLAND | MIDLAND METALS OVERSEAS PTE LTD | MMO-HDBCC 7/2.75 | Active
002400228 | WIRE,ELECTRICAL | Conductor Aerial, HDBCC, 7/2.75mm, 250m Wood Drum, JTS 03-03-01 | OLEX | OLEX AUSTRALIA PTY LTD | ACUT39SB001AAAA | Active
002400212 | CABLE,POWER,ELECTRICAL | Aerial, 6.35/11kV, 1 x 25mm2 Cu, PE Insulated/PVC Sheath Black (19/1.35) T/former Drop Wire (250m Drum) (MOQ 1000m) | OLEX | OLEX AUSTRALIA PTY LTD | TGEP17AA001CXNA | Active
002400906 | INSULATION SLEEVING,ELECTRICAL | Heat Shrink Tubing, 63/19mm, 100mm Lg, Medium Wall c/w Sealant | TECONN | TE CONNECTIVITY LTD | MWTM-63/19-1200/S(S10) | Active
002400906 | INSULATION SLEEVING,ELECTRICAL | Heat Shrink Tubing, 63/19mm, 100mm Lg, Medium Wall c/w Sealant | PLP | PREFORMED LINE PRODUCTS (AUST) | CPA-SRH2-063-019-100 | Active
002400906 | INSULATION SLEEVING,ELECTRICAL | Heat Shrink Tubing, 63/19mm, 100mm Lg, Medium Wall c/w Sealant | GILBERT | GILBERT LODGE AUSTRALIA PTY LTD | MWTM63/19100 | Active
002400570 | FUSE LINK,EXPULSION | 5A, Class K, 69kV | NGKSTANG | NGK STANGER PTY LTD | FLGE5 | Active
002400413 | CROSSARM,WOOD | Bare, 1200 x 100 x 75mm, Intermediate (P20) | DALEMYRS | DALE & MEYERS OPERATIONS PTY LTD | XARM2400413 | Active
002400634 | FUSE,CARTRIDGE | 415V AC, HRC Cartridge TKM Type, 250A, 2 Hole Bolt in Centre Tags, 133mm Fixing Centres, ETS 12-02-01 Group C (scm) | FUSECO | FUSECO POWER SOLUTIONS PTY LTD | OTKM250 | Active
002400396 | BEND,ELECTRICAL CONDUIT | 100mm, 45 Deg, 1830mm Rad, UPVC, LD, Orange Elec, AS/NZS 2053.2 (scm) | VINIDEX | VINIDEX PTY LTD | 32010 | Active
002400396 | BEND,ELECTRICAL CONDUIT | 100mm, 45 Deg, 1830mm Rad, UPVC, LD, Orange Elec, AS/NZS 2053.2 (scm) | HAYMANS | HAYMANS ELECTRICAL | FABL1845100 | Active
002400622 | FUSE,CARTRIDGE | 12kV, Full Range, RMU DIN Type, 63A, Barrel 359mm Lg, 76.2mm Dia, End Caps 44mm Lg, 76.2mm Dia c/w Striker Pin to DIN Standard 43625 | COOPER | COOPER ELECTRICAL AUSTRALIA PTY LTD | 12BFGHA63 | Active
000024171 | METER | AFLC Meter, "DINGO", for Measuring Audio Frequency Signal Strength on Distribution Networks | THEWMCCA | TMAC THEW & MCCANN GROUP | TM01964 | Active
002403615 | LEAD,ELECTRICAL | Set of 3 x 16mm2, 6.35/11kV XLPE Insulated 1 Core, 2m Lg Cu Screened c/w Pin/Lug Fitting Earth Tags at Lug End Connects Andelec Switch Fuse to | EATONELE | EATON ELECTRIC SYSTEMS PTY LTD | 5031002 | Active
002426930 | LEAD,ELECTRICAL | Earth Bonding Lead + PG Clamp (10kA/0.5sec)suit "Cherry" 6/4.75+7/1.60 ACSR/GZ Armour Grip Suspension Units, to Ergon Transmission Line Spec (scm) | PLP | PREFORMED LINE PRODUCTS (AUST) | AU25831+AU52754 | Active
002495240 | BRACKET,MOUNTING | Cable Support Arm, 1900mm, 110kV, Hot Dipped Galv, Variable Floor Cleat Cable Support, Arm Only | ENI | ENI INDUSTRIES P/L (MANUFACTURER) | 163804 REV | Active
000003291 | CIRCUIT BREAKER | MCB, 15-50A, 1 Pole, EQ Frame, Type BQ, St George STATCOM | AMSC | AMSC AUSTRALIA PTY LTD | 00016318 | Active
000003291 | CIRCUIT BREAKER | MCB, 15-50A, 1 Pole, EQ Frame, Type BQ, St George STATCOM | AMSC | AMSC AUSTRALIA PTY LTD | 16318 | Active
000003297 | DISK DRIVE UNIT,MAGNETIC | Data Acquisition Systems Hard Drive, St George STATCOM | AMSC | AMSC AUSTRALIA PTY LTD | 00016216 | Active
000003297 | DISK DRIVE UNIT,MAGNETIC | Data Acquisition Systems Hard Drive, St George STATCOM | AMSC | AMSC AUSTRALIA PTY LTD | 16216 | Active
000003298 | FAN,CIRCULATING | Exhaust Fan, St George STATCOM | AMSC | AMSC AUSTRALIA PTY LTD | 2000707 | Active
000003298 | FAN,CIRCULATING | Exhaust Fan, St George STATCOM | AMSC | AMSC AUSTRALIA PTY LTD | 02000707 | Active
000003301 | FILTER,HARMONIC | Air Filter, Varicel, 80%, 6'', St George & Cape River East STATCOM | AMSC | AMSC AUSTRALIA PTY LTD | 16300 | Active
000003303 | FILTER,HARMONIC | Fuse, 600V, 1A, Time Delay, Class CC, Bussmann, St George STATCOM MC080 | AMSC | AMSC AUSTRALIA PTY LTD | 1201034 | Active
000003305 | FILTER,HARMONIC | Fused, 690/700V, 400A, Square, Size 000, St George STATCOM MC052 | AMSC | AMSC AUSTRALIA PTY LTD | 0016879 | Active
000003306 | FILTER,HARMONIC | Multistage, 250V AC, 36A, 1Ph, DC-400Hz, St George STATCOM | AMSC | AMSC AUSTRALIA PTY LTD | 16541 | Active
000003307 | FUSE,CARTRIDGE | 60A, 600V, LP, Time Delay, Class J, St George STATCOM | AMSC | AMSC AUSTRALIA PTY LTD | 16477 | Active
000003309 | FUSE,CARTRIDGE | Bussman Cube, 10A, 600V, Time Delay, St George STATCOM | AMSC | AMSC AUSTRALIA PTY LTD | 16565 | Active
000024748 | PARTS KIT | Retrofit Kit, Safelink, ABB, Ring Mechanism (Isolator switch), Revision E | ABBAUST | ABB AUSTRALIA PTY LTD | CA7101 | Active
002493468 | BLADE,BRUSHCUTTER | Milwaukee, 4 Tooth Brushcutter Blade, suits M18 Fuel Brushcutter M18FBC | C&LTOOL | C&L TOOL CENTRE | MILWA49162757 | Active
002493468 | BLADE,BRUSHCUTTER | Milwaukee, 4 Tooth Brushcutter Blade, suits M18 Fuel Brushcutter M18FBC | MILWAUKE | MILWAUKEE POWER TOOLS | 49162757 | Active
002435956 | PARTS KIT | Retrofit Kit, Revision "C" Operating Mechanism Kit for ABB Safelink RMU | ABBAUST | ABB AUSTRALIA PTY LTD | CA2018 | Active
002435964 | PARTS KIT | Retrofit Kit, Fuse Door Interlock Kit for ABB Safelink RMU | ABBAUST | ABB AUSTRALIA PTY LTD | CA2067 & CA2019 | Active
002471092 | PARTS KIT | Retrofit Kit, RL2 - MA & FA Motor Pack V3, for Schneider RL Series | SCHNEIDR | SCHNEIDER PTY LTD (MANUFACTURER) | 994000245 | Active
002488419 | PARTS KIT | Each Type of LV Items for MCB & Relay, suit GE F35-145kV GIS | GE | GENERAL ELECTRIC COMPANY | LVE-SPARE | Active
002493450 | CUTTER,WEED,WHIP | Milwaukee, M-18 Fuel, Brushcutter Attachment, suits M18FOPH power Head | C&LTOOL | C&L TOOL CENTRE | MILWAM18FOPHBCA | Active
002493450 | CUTTER,WEED,WHIP | Milwaukee, M-18 Fuel, Brushcutter Attachment, suits M18FOPH power Head | MILWAUKE | MILWAUKEE POWER TOOLS | M18FOPHBCA | Active
002487262 | CONNECTOR ELBOW | Set of 3, 630A, Bolted, suit 22kV 1 Core 158mm2 XLPE Cable, Sudkabel SET24 | STREAM | STREAMLINED ENERGY PTY LTD | SEEQSUDSET24185AL | Active
002487262 | CONNECTOR ELBOW | Set of 3, 630A, Bolted, suit 22kV 1 Core 158mm2 XLPE Cable, Sudkabel SET24 | SUDKABEL | SUDKABEL (MANUFACTURER) | SET24 | Active
000030369 | CONNECTOR | Compression, Expansion Termination, suit 50mm Busbar c/w P5 Palm | ADAPTAUS | ADAPT AUSTRALIA PTY LTD | PLKM2901D050 | Active
002493898 | SPLICE ENCLOSURE,FIBRE OPTIC | OTP, OFS-200, 12-Way SC/SCA, Wall Mount, 1x Splice Cass, No Thru Adpts | OPTICAL | OPTICAL FIBRE SYSTEMS PTY LTD | OFS-200-12SSC-B-1 | Active
002493971 | SPLICE ENCLOSURE,FIBRE OPTIC | OTP, OFS-800, 96-Way SC/SCA, Wall Mount, IP Rated, 8x Splice Cass, 100x Splice Prot, No Thru Adpts | OPTICAL | OPTICAL FIBRE SYSTEMS PTY LTD | OFS-CSPN-084 | Active
002494011 | SPLICE ENCLOSURE,FIBRE OPTIC | OTP, OFS-900 FC Kit, 24-Way ST/FC, 1RU, 19" Rack Mount, 2x Splice Cass, 25x Splice Prot, 24x FC Thru Adpts, 24x FC SMOF Pigtails | OPTICAL | OPTICAL FIBRE SYSTEMS PTY LTD | OFS-CSPN-088 | Active
000030018 | END CAP | Screwed, suit 100mm Busbar | ADAPTAUS | ADAPT AUSTRALIA PTY LTD | PLKM1350D100 | Active
000030019 | END CAP | Screwed, suit 50mm Busbar | ADAPTAUS | ADAPT AUSTRALIA PTY LTD | PLKM1350D050 | Active
002407074 | END CAP | Conduit, 125mm, Orange, PVC, HD Rigid, suit HD & LD Electrical | MMELEC | MM ELECTRICAL MERCHANDISING | PIP125CONCAP | Active
002400787 | RACEWAY,NONMETALLIC | Slotted Duct, 2m Lg, 80 x 80mm, PVC, Grey, for Electrical Cable (P12) | LEGRAND | LEGRAND AUSTRALIA (MANUFACTURER) | 6361-17 | Active
002400619 | FUSE,CARTRIDGE | 12kV, HRC RMU Oil Immersed Type, 63A, suits Andelect SDAF3 & L&C GF3 Fuse Switches, Barrel 254mm Lg, 68mm Dia, End Caps 40mm Lg, 63.5mm Dia c/w | COOPER | COOPER ELECTRICAL AUSTRALIA PTY LTD | 12OEFMA63 | Active
002400259 | CABLE,POWER,ELECTRICAL | Submarine, 12.7/22kV, 3C, 150mm2 WB Cu, XLPE Insulated, WBT/CTS/SC-WBT/WS- YARN/SC-WBT/LAS (CTS+LAS, 8 kA/1s, Non-adiabatic, 3C Combined)/HES/PVC/DBT/ | CBLGRID | CABLE GRID AUSTRALIA PTY LTD | 3C MV CABLE | Active
002400403 | BEND,ELECTRICAL CONDUIT | 80mm, 45 Deg, 1200mm Rad, UPVC, LD, Orange Elec, AS/NZS 2053.2 | HAYMANS | HAYMANS ELECTRICAL | 80LDELE1200R45B | Active
002400789 | RACEWAY,NONMETALLIC | Slotted Duct, 2m Lg, 80 x 60mm, PVC, Grey, for Electrical Cable (P12) | LEGRAND | LEGRAND AUSTRALIA (MANUFACTURER) | 6361-16 | Active
002400802 | JUNCTION BOX | Pilot Cable 2 Way (Dwg 10/83A & B) | HAYMANS | HAYMANS ELECTRICAL | PCR2819/ALCUG4C | Active
002400629 | FUSE,CARTRIDGE | 12kV, Full Range, RMU DIN Type, Air Insulated,125Amp, Barrel 359mm Lg, 76.2mm Dia, End Caps 44mm Lg, 76.2mm Dia with Striker Pin to DIN Standard 43625 | COOPER | COOPER ELECTRICAL AUSTRALIA PTY LTD | 12TKLEJ125 | Active
002400260 | CABLE,POWER,ELECTRICAL | U/Ground, 0.6/1kV, 2C x 4mm2 (7/0.85) Cu/PVC Insulated/Neutral Screen/PVC Sheath/Nylon Jacket, 250m Wood Drum, ETS 03-01-05 | OLEX | OLEX AUSTRALIA PTY LTD | BAGP09SB001CXRD | Active
002400260 | CABLE,POWER,ELECTRICAL | U/Ground, 0.6/1kV, 2C x 4mm2 (7/0.85) Cu/PVC Insulated/Neutral Screen/PVC Sheath/Nylon Jacket, 250m Wood Drum, ETS 03-01-05 | MIDLAND | MIDLAND METALS OVERSEAS PTE LTD | MMO-1KV 2X4CPCUNSP | Active
002400590 | FUSE,CARTRIDGE | 30A, 69kV, Boric Acid Filled, Standard Speed, suit SMD-1A Fuse Mounts | S&C ELEC | S&C ELECTRIC COMPANY | 446030R1 | Active
002400590 | FUSE,CARTRIDGE | 30A, 69kV, Boric Acid Filled, Standard Speed, suit SMD-1A Fuse Mounts | PWRHDIST | POWERHOUSE DISTRIBUTION | PH446030R1 | Active
002400778 | BUSHING,ELECTRICAL CONDUIT | Threaded, Female, 25mm, PVC, Not Weather Proof (P50) | HAYMANS | HAYMANS ELECTRICAL | CLI281/25GRY | Active
002400648 | SCREW,COACH | M16 x 130mm, Galv, Aust Std (P25) (scm) | GREGSF | GREG SEWELL FORGINGS PTY LTD | 2400648 | Active
002400648 | SCREW,COACH | M16 x 130mm, Galv, Aust Std (P25) (scm) | BOLTMAST | BOLTMASTERS | HMHS130G | Active
002400889 | COVER,ELECTRICITY SUPPLY PILLAR | Large Green Polyethelyne Link Pillar with Extra Venting (Pallets of 12) (scm) | TYCOELEC | TYCO ELECTRONICS | URDIC65PACKSIZE12 | Active
002400889 | COVER,ELECTRICITY SUPPLY PILLAR | Large Green Polyethelyne Link Pillar with Extra Venting (Pallets of 12) (scm) | DULMISON | DULMISON (AUST) PTY LTD | URDIC65 | Active
002400962 | JOINT,ELECTRICAL POWER CABLE | U/Ground, LV, Splice Kit, Cable Terminal Joint, WYE Epoxy Filled Cables | GILBERT | GILBERT LODGE AUSTRALIA PTY LTD | 3M92-NBB2 | Active
002401612 | TAG,INSTRUCTION | Appliance Test Tag (Cricket Bat Style) Rainbow c/w White Plastic Clip, Pack of 100 | HAYMANS | HAYMANS ELECTRICAL | NESTAR | Active
002400997 | TERMINAL,LUG | Cu Crimp, 2.5mm2, M5 Stud, Conductor (P100) | TYCOELEC | TYCO ELECTRONICS | H1436/100 | Active
002401125 | WIRE,ELECTRICAL | Conductor Aerial, AAAC/1120, 7/2.50mm, CHLORINE, Fully Greased, 4500m Wood Drum JTS 03-03-01 | OLEX | OLEX AUSTRALIA PTY LTD | CHLORINE | Active
002401125 | WIRE,ELECTRICAL | Conductor Aerial, AAAC/1120, 7/2.50mm, CHLORINE, Fully Greased, 4500m Wood Drum JTS 03-03-01 | MIDLAND | MIDLAND METALS OVERSEAS PTE LTD | MMO-CHLORINE | Active
002401071 | TERMINAL STRIP | Neutral Link, 5 Double Screw, 8mm2 Dia Tunnels, 1 x 16mm2 Cu Terminal Lug, 1 x 8mm2 Hole (MOQ50) | FLOWLINE | FLOWLINE INDUSTRIES PTY LTD | ESA0046 | Active
002400968 | TERMINATION KIT,ELECTRICAL CABLE | Sleeve Bushing HV Right Angle Heat Shrinkable, 50 - 95 mm2 Cable, 3 Per Set | TECONN | TE CONNECTIVITY LTD | RSRB-4044 | Active
002400968 | TERMINATION KIT,ELECTRICAL CABLE | Sleeve Bushing HV Right Angle Heat Shrinkable, 50 - 95 mm2 Cable, 3 Per Set | GILBERT | GILBERT LODGE AUSTRALIA PTY LTD | RSRB4044 | Active
002401030 | TERMINAL,LUG | Compression, Al, 120mm, 2 x M10 Bolt Holes, Cast | TYCOELEC | TYCO ELECTRONICS | AHC120M2 | Active
002494300 | CIRCUIT BREAKER | MCB, Acti9 iC60N, 4A, 2 Pole, 415V AC, 60V DC, C-Curve | SCHNEIDR | SCHNEIDER PTY LTD (MANUFACTURER) | A9F44204 | Active
002494433 | END CAP | Busbar Side Cover, Acti9, 2 Pole (P10) | SCHNEIDR | SCHNEIDER PTY LTD (MANUFACTURER) | A9XPE210 | Active
000004033 | PLATE,MOUNTING | Type 4U-Relay Frame, 19" Rack Mounting Plate 4U, to fit ASEA, Micom | B&R | B&R ENCLOSURES PTY LTD | XB-586135/51 | Active
000003302 | FILTER,HARMONIC | Fuse, St George STATCOM | AMSC | AMSC AUSTRALIA PTY LTD | 16879 | Active
000003709 | INVERTER,POWER,STATIC | Sinewave IRM Series c/w C/O, 120V DC, 110V DC, 240V AC, 2500W, 19" Rackmount 3U x 350mm D, E-N Link Pre-changeover via External Junction Box | LATRONIC | LATRONIC SUNPOWER PTY LTD | IRM25120KXC | Active
000003879 | INVERTER,POWER,STATIC | 125V DC/240V AC, 1000VA, IRM12120 Inverter, Fan Coolled, in 19" Subrack, ETS EESS-10735-01-0B, 00000015 Item 41 | CENTURY | CENTURY YUASA BATTERIES PTY LTD | 336912 | Active
000003879 | INVERTER,POWER,STATIC | 125V DC/240V AC, 1000VA, IRM12120 Inverter, Fan Coolled, in 19" Subrack, ETS EESS-10735-01-0B, 00000015 Item 41 | LATRONIC | LATRONIC SUNPOWER PTY LTD | IRM12120 | Active
000003881 | INVERTER,POWER,STATIC | 48V DC/240V AC, 1000VA, IRM1248 Inverter, Fan Coolled, in 19" Subrack, ETS EESS-10735-01-0B, 00000015 Item 43 | CENTURY | CENTURY YUASA BATTERIES PTY LTD | 336906 | Active
000003881 | INVERTER,POWER,STATIC | 48V DC/240V AC, 1000VA, IRM1248 Inverter, Fan Coolled, in 19" Subrack, ETS EESS-10735-01-0B, 00000015 Item 43 | LATRONIC | LATRONIC SUNPOWER PTY LTD | IRM1248 | Active
000003882 | INVERTER,POWER,STATIC | 32V DC/240V AC, 1000VA, IRM1232 Inverter, Fan Coolled, in 19" Subrack, ETS EESS-10735-01-0B, 00000015 Item 44 | CENTURY | CENTURY YUASA BATTERIES PTY LTD | 336910 | Active
000003882 | INVERTER,POWER,STATIC | 32V DC/240V AC, 1000VA, IRM1232 Inverter, Fan Coolled, in 19" Subrack, ETS EESS-10735-01-0B, 00000015 Item 44 | LATRONIC | LATRONIC SUNPOWER PTY LTD | IRM1232 | Active
000004164 | INVERTER,POWER,STATIC | Assy, Dual IGBT, Power Pole 3X, Cape River East StatCom | AMSC | AMSC AUSTRALIA PTY LTD | 73000220 | Active
000030370 | CONNECTOR | Compression, Splice c/w Earthing Stirrup, suit 50mm Busbar | ADAPTAUS | ADAPT AUSTRALIA PTY LTD | PLK1161D050 | Active
002453827 | CONNECTOR,ELECTRICAL | Type SMA, Cable Plug, Reverse Gender, Nickel Plated, suit RG58C/U Cable | RFIND | RF INDUSTRIES PTY LTD | SMA-104RG | Active
002453926 | CONNECTOR,ELECTRICAL | Type N, Panel Mount Jack, Mounted Bulkhead, Silver Plated, suit RG58 Cable | RFIND | RF INDUSTRIES PTY LTD | N-288 | Active
002463214 | CONNECTOR,ELECTRICAL | 6 Pin Socket, 6 Pole Cable Mount Connector Plug, 6 Shell Size, Female Contacts, Push-Pull Mating, IP68, Hino JO8 Electrical Parts | EPDE | ELECTRO-POWER AND DATA EQUIPMENT P/L | HD16-6-96S | Active
002463289 | CONNECTOR,ELECTRICAL | 31 Pin, 31 Pole Bulkhead Mount Connector Socket, 24 Shell Size, Male Contacts, Bayonet Mating, IP67, Thin Wall Wire Seal, Grey Ring, IP67, Hino JO8 | EPDE | ELECTRO-POWER AND DATA EQUIPMENT P/L | HDP24-24-31PT | Active
002463305 | CONNECTOR,ELECTRICAL | Weather-Pack Series, 3-Way Cable Mount Plug, Male Connector, Nylon, Hino JO8 Electrical Parts | EPDE | ELECTRO-POWER AND DATA EQUIPMENT P/L | 12010717 | Active
002463313 | CONNECTOR,ELECTRICAL | Weather-Pack Series, 3-Way Cable Mount Socket, Female Connector, Nylon, Hino JO8 Electrical Parts | EPDE | ELECTRO-POWER AND DATA EQUIPMENT P/L | 12015793 | Active
002463354 | CONNECTOR,ELECTRICAL | Weather-Pack Series, 2-Way Cable Mount Plug, Male Connector, Nylon, Black, Max 20A, Hino JO8 Electrical Parts | EPDE | ELECTRO-POWER AND DATA EQUIPMENT P/L | 12010973 | Active
002488252 | ELECTROLYTE DRINK | Sqwincher Fast Pack, Wildberry, Low Sodium, Gluten Free, Caffeine Free, 18ml Sachet, add water to make 180ml Serving, Box of 50 | ATOMSUPP | ATOM SUPPLY GROUP P/L | 91521339 | Active
002488252 | ELECTROLYTE DRINK | Sqwincher Fast Pack, Wildberry, Low Sodium, Gluten Free, Caffeine Free, 18ml Sachet, add water to make 180ml Serving, Box of 50 | SQWINCH | THE SQWINCHER CORP (MANUFACTURER) | SQ0099 | Active
000021811 | TAPE,INSULATION,ELECTRICAL | 3M Super 33+ Premium Vinyl, Black, 19mm x 20m, UV Resistant, Flame Retardant, for Indoor & Outdoor use | 3MAUST | 3M AUSTRALIA PTY LTD | 80611207012 | Active
000021811 | TAPE,INSULATION,ELECTRICAL | 3M Super 33+ Premium Vinyl, Black, 19mm x 20m, UV Resistant, Flame Retardant, for Indoor & Outdoor use | BLKWOODJ | J BLACKWOOD & SONS LIMITED | 00659008 | Active
000021811 | TAPE,INSULATION,ELECTRICAL | 3M Super 33+ Premium Vinyl, Black, 19mm x 20m, UV Resistant, Flame Retardant, for Indoor & Outdoor use | GILBERT | GILBERT LODGE AUSTRALIA PTY LTD | 3M33PLUS-20 | Active
002494227 | CLAMP,SUSPENSION | Armour Grip c/w Structural Rods & Earth, suit 9.6mm SFPOC/SFSJ-12509 OPGW | MOSGRAPH | MOSDORFER GRAPH | KMHY01E238 | Active
002494318 | CIRCUIT BREAKER | MCB, Acti9 iC60N, 6A, 2 Pole, 415V AC, 60V DC, C-Curve | SCHNEIDR | SCHNEIDER PTY LTD (MANUFACTURER) | A9F44206 | Active
002494367 | CIRCUIT BREAKER | MCB, Acti9 iC60N, 32A, 2 Pole, 415V AC, 60V DC, C-Curve | SCHNEIDR | SCHNEIDER PTY LTD (MANUFACTURER) | A9F44232 | Active
002494375 | CIRCUIT BREAKER | MCB, Acti9 iC60N, 40A, 2 Pole, 415V AC, 60V DC, C-Curve | SCHNEIDR | SCHNEIDER PTY LTD (MANUFACTURER) | A9F44240 | Active
002494383 | CIRCUIT BREAKER | MCB, Acti9 iC60N, 50A, 2 Pole, 415V AC, 60V DC, C-Curve | SCHNEIDR | SCHNEIDER PTY LTD (MANUFACTURER) | A9F44250 | Active
002494391 | CIRCUIT BREAKER | MCB, Acti9 iC60N, 63A, 2 Pole, 415V AC, 60V DC, C-Curve | SCHNEIDR | SCHNEIDER PTY LTD (MANUFACTURER) | A9F44263 | Active
002494490 | ENCLOSURE | Mounting Back Box, 1 Gang, Shallow, Square, 101 x 101 x 38mm, Grey, for Anderson Plug | CLIPSAL | CLIPSAL (BY SCHNEIDER ELECTRIC) | CLI56ES1GY | Active
002494508 | TERMINAL BLOCK | UT4, Feed-through, 32A Nom, 1000V, Rated 4mm2 Cross Section, 0.14mm2-6mm2 Cross Section, 2 Connections, Screw Connection, Grey, Pack of 50 | PHOENIX | PHOENIX CONTACT PTY LTD | 3044102 | Active
002494557 | LIGHT EMITTING DIODE | Indicator Lamp, Single Chip, Green, 48V AC/DC, BA9s, MBC, for Network Connection Skid | RSPRO | RS PRO COMPONENTS PTY LTD | 210-642 | Active
000018083 | BASE,RELAY | Screw Terminal, 28 Female Contacts, Plug-In Conn Terminals, DIN Rail Mount, for Smitt Relay Type D8-R, Pack of 4 | RMSPROD | RMS PRODUCTS (RELAY MONITORING SYSTEMS) | V93 | Active
000023785 | LEAD,TEST | Extension Reel, Green & Yellow, 100m Cable Earth Test Reel, PTE-004 | PACTEST | PACIFIC TEST EQUIPMENT P/L | PTE-004/GEEN & YELLOW | Active
002449262 | ARRESTER,ELECTRICAL SURGE | Sheath Voltage Limiter, 1.5kV, 20kA, Outdoor, Porcelain Housing | AKPOWER | AK POWER SOLUTIONS PTY LTD | 30844 | Active
002449270 | ARRESTER,ELECTRICAL SURGE | Sheath Voltage Limiter, 3.0kV, 20kA, Outdoor, Porcelain Housing | AKPOWER | AK POWER SOLUTIONS PTY LTD | 30634 | Active
002449288 | ARRESTER,ELECTRICAL SURGE | Sheath Voltage Limiter, 4.5kV, 20kA, Outdoor, Porcelain Housing | AKPOWER | AK POWER SOLUTIONS PTY LTD | 30651 | Active
002401127 | CABLE,POWER,ELECTRICAL | 0.6/1kV, 1C x 120mm2 (37/2.03) Cu/PVC (V-90) Insulated, Green/Yellow, 250m Wood Drum, JTS 03-01-08 | MIDLAND | MIDLAND METALS OVERSEAS PTE LTD | MMO-1X120 CU PVC G/Y | Active
002401127 | CABLE,POWER,ELECTRICAL | 0.6/1kV, 1C x 120mm2 (37/2.03) Cu/PVC (V-90) Insulated, Green/Yellow, 250m Wood Drum, JTS 03-01-08 | OLEX | OLEX AUSTRALIA PTY LTD | BAAP23SB001AAHN | Active
002401074 | TERMINAL,LUG | Compression, Cu, 70mm2, M12 Bolt Hole, Hex Die A/F 11.5mm Co, Long Barrel Solder Sealed | TYCOELEC | TYCO ELECTRONICS | H16022/1 | Active
002401330 | CLEVIS,THIMBLE | Galv, 70kN c/w Forged Clevis Pin & Stainless Humpback Pin (P20) (scm) | MACLEAN | MACLEAN POWER SYSTEMS | CTHI-1850 | Active
002400953 | TERMINATION KIT,ELECTRICAL CABLE | Indoor, HV HS 300mm2 Belted or Screened, 3 Core PLYSWS c/w Solvent Wipes, (Less the Bushing Seeves) | GILBERT | GILBERT LODGE AUSTRALIA PTY LTD | RAYEPKT17D3MIH2 | Active
002401382 | CABLE,POWER,ELECTRICAL | U/Ground, 0.6/1kV, 4C, 300mm2 Al, XLPE Insulated | OLEX | OLEX AUSTRALIA PTY LTD | XDDA27AA004CXAA | Active
002401191 | CABLE,POWER,ELECTRICAL | 0.6/1kV, 1C, 6mm2 Cu, PVC Insulated Red/ PVC Sheath, Black (7/1.04) (500m Drum) | OLEX | OLEX AUSTRALIA PTY LTD | AABP11A5001CXRD | Active
002401108 | SPLICE,CONDUCTOR | Preformed, FT, 19/2.75 HDBC, Colour Code White (P5) | PLP | PREFORMED LINE PRODUCTS (AUST) | CFS-138 | Active
002401584 | COVER & GUARD,ELECTRICAL CONNECTOR | Shroud Gland, Flexible PVC 93mm, Nom Id | OLEX | OLEX AUSTRALIA PTY LTD | UYAA831AA014 | Active
002401584 | COVER & GUARD,ELECTRICAL CONNECTOR | Shroud Gland, Flexible PVC 93mm, Nom Id | OLEX | OLEX AUSTRALIA PTY LTD | YAA831AA014AAAA | Active
002401063 | SPLICE,CONDUCTOR | Sleeve Compression, 240mm2 Al, Hex Jointing, 90 Deg Sector for Solid | TYCOELEC | TYCO ELECTRONICS | AK4HR240S/1 | Active
002402013 | TRANSFORMER,DISTRIBUTION | Pole Mount, 33kV, 200kVA, 3 Ph (scm) | WILSON | WILSON TRANSFORMER CO. PTY LTD | 874-0619-11 | Active
002401891 | ARRESTER,ELECTRICAL SURGE | 33kV, 10kA, for 19.1kV SWER System c/w Conductor Suspension Clamp & Earth Lead Disconnector, ETS 09-01-01 | MVTECH | MV TECHNOLOGY SOLUTIONS P/L | S3EL5036-0LH11-4ZA9-ZP6AR7AT21 | Active
002401891 | ARRESTER,ELECTRICAL SURGE | 33kV, 10kA, for 19.1kV SWER System c/w Conductor Suspension Clamp & Earth Lead Disconnector, ETS 09-01-01 | SIEMENS | SIEMENS LTD | 3EK4 360-1CR4-Z Q99 M13 P31R59 | Active
002401934 | DIFFUSER,LIGHT | Acrylic,B162 Refractor to suit GTE 400W MV & 400W HPS Unit c/w Hinges & Clips (P10) | SYLVANIA | SYLVANIA SCHREDER | T00000 | Active
002402088 | GASKET MATERIAL | 1200 x 900 x 1.5mm, Nebar | JAMESWLK | JAMES WALKER AUSTRALIA | SJ38217015N8 | Active
002402059 | TRANSFORMER,DISTRIBUTION | Pole Mount, 33kV, 25kVA, 1 Ph (Pallet x 4) (scm) | WILSON | WILSON TRANSFORMER CO. PTY LTD | 873-A384-11 | Active
002402713 | CYLINDER,LOCK | 201 Night Latch, Keyed to MEB Master Key T608, without Keys | LARSENJ | J LARSEN PTY LTD | OZ4/201/CYL/ERG3 | Active
002402824 | WIRE,ELECTRICAL | Conductor Aerial, AAAC/1120, 19/3.25, KRYPTON, ETS 03-03-01 (1200m Drum) | MIDLAND | MIDLAND METALS OVERSEAS PTE LTD | KRYPTON | Active
002402824 | WIRE,ELECTRICAL | Conductor Aerial, AAAC/1120, 19/3.25, KRYPTON, ETS 03-03-01 (1200m Drum) | OLEX | OLEX AUSTRALIA PTY LTD | KRYPTON | Active
002402826 | TRANSFORMER,DISTRIBUTION | Pole Mount, 33kV, 315kVA, 3 Ph (scm) | WILSON | WILSON TRANSFORMER CO. PTY LTD | 874-0620-11 | Active
002403253 | CONNECTOR SET,ELECTRICAL | Strip Electrical, 10mm2, 30A, 12 Compression with Platform | REXEL | REXEL AUSTRALIA | CLI593/30 | Active
002403253 | CONNECTOR SET,ELECTRICAL | Strip Electrical, 10mm2, 30A, 12 Compression with Platform | IDEALELE | IDEAL ELECTRICAL SUPPLIERS | CLI593/30 | Active
002403723 | OUTREACH ARM | Major Road, 1.5m Double, Galv Steel, MA5, EQTS 05-02-01, Dwg 05-02-07 (scm) | INGAL | INGAL EPS | XORMD15 | Active
002403723 | OUTREACH ARM | Major Road, 1.5m Double, Galv Steel, MA5, EQTS 05-02-01, Dwg 05-02-07 (scm) | GMPOLES | GM POLES PTY LTD | OC C15D | Active
002403723 | OUTREACH ARM | Major Road, 1.5m Double, Galv Steel, MA5, EQTS 05-02-01, Dwg 05-02-07 (scm) | IUPOLE | INTERNATIONAL UTILITY POLES PTY LTD | EX-5728 | Active
002404141 | FUSE,CARTRIDGE | 24kV, HRC RMU Full Range Type, 20A, Barrel 565mm Lg, 50.8mm Dia, End Caps 44mm Lg, 50.8mm Dia c/w Striker Pin to DIN Standard 43625 | COOPER | COOPER ELECTRICAL AUSTRALIA PTY LTD | 24FDIHA20 | Active
002404392 | GREASE,GENERAL PURPOSE | Lanolin, Supply 1lt Container (P6) (scm) | RMSRVR | RMS (RIVERSLEIGH MANAGEMENT SERVICES) | EG1 | Active
002407284 | BOLT,EYE | M20 x 425mm, 100mm Lg Thread, Flange c/w S/Steel Humpback Split Pin, ETS 11-09-01 | PLP | PREFORMED LINE PRODUCTS (AUST) | EB425 | Active
002407255 | SOCKET TONGUE | Twisted, 120kN c/w W Clip, ETS 11-09-01 | PLP | PREFORMED LINE PRODUCTS (AUST) | STT120 | Active
002407260 | CLEVIS,SOCKET | 120kN, with W Clip, ETS 11-09-01 | PLP | PREFORMED LINE PRODUCTS (AUST) | SC120A | Active
002409183 | SPACER,PLATE | Packer, 50 x 12 x 40 Lg, Stamp with IIN 2409183, EE Dwg 908968-01 Item 16 | ISM | ISM MANUFACTURING PTY LTD | ERGON-908968-01-16 | Active
002419059 | CROSSARM,COMPOSITE | Fibre, Predrilled, 2700 x 100 x 100mm, 22/33kV, Urban, Strain/Termination, use with Crossarm Mounting Bracket, EE Dwg 921992-02 | WAGNERS | WAGNERS CFT MANUFACTURING | EC006-00032 | Active
002419091 | CROSSARM,COMPOSITE | Fibre, Predrilled, 2400 x 100 x 100mm, 11/22/33kV, Fuse/Link, EE Dwg 925536-01 | WAGNERS | WAGNERS CFT MANUFACTURING | EC006-00036 | Active
002434553 | PORTABLE EARTHING DEVICE | O/H Line, 3 Ph Short Circuiting Assy, 3.5m Al Leads c/w Shotgun Ring, Screw Type Line Clamps & Earthing Cable Assy, 15m Al Lead, min 10kA/1 Sec Rating, | THEWMCCA | TMAC THEW & MCCANN GROUP | 2434553 | Active
002434553 | PORTABLE EARTHING DEVICE | O/H Line, 3 Ph Short Circuiting Assy, 3.5m Al Leads c/w Shotgun Ring, Screw Type Line Clamps & Earthing Cable Assy, 15m Al Lead, min 10kA/1 Sec Rating, | THEWMCCA | TMAC THEW & MCCANN GROUP | TM00824 | Active
002434751 | PLIERS | 200mm Lg, Insulating, Fibreglass Reinforced Plastic, S/Steel Wire Cutter, Steel Reinforced Jaw Insert (MOQ100) | TEN | THE ENERGY NETWORK (AUST) PTY LTD | DIS1R | Active
002433233 | DIFFUSER,LIGHT | Plastic, to Suit Sylvania Suburban MV 50, 80W & HPS 70W, Minor Road Luminaires (P10) | SYLVANIA | SYLVANIA SCHREDER | JS00 000 | Active
002492239 | ARRESTER,ELECTRICAL SURGE | Class SL, Ur=30kV, Uc=24.4kV, 10kA, Gapless Metal Oxide c/w Pedestal Base for 33kV Effectively Earthed Systems | ACCULEC | ACCULEC PTY LTD (303899) | 300824-3010 | Active
002492239 | ARRESTER,ELECTRICAL SURGE | Class SL, Ur=30kV, Uc=24.4kV, 10kA, Gapless Metal Oxide c/w Pedestal Base for 33kV Effectively Earthed Systems | ACCULEC | ACCULEC PTY LTD (303899) | PVI-LP 300824-3010 | Active
002492247 | ARRESTER,ELECTRICAL SURGE | Class SM, Ur=54kV, Uc=42kV, 10kA, Gapless Metal Oxide c/w Pedestal Base for 66kV Effectively Earthed Systems | ACCULEC | ACCULEC PTY LTD (303899) | EVP 004210-3010 | Active
002463362 | CONNECTOR,ELECTRICAL | Connector, Hino JO8 Electrical Parts, Pack of 10 | NAPA | NAPA AUTO PARTS (ASHDOWN/GLEN WAVERLY) | P-12015792/10 | Active
002463362 | CONNECTOR,ELECTRICAL | Connector, Hino JO8 Electrical Parts, Pack of 10 | EPDE | ELECTRO-POWER AND DATA EQUIPMENT P/L | 12015972 | Active
002463842 | CONNECTOR,ELECTRICAL | Cannon Plug, 2-way Female MPU, Scania DC12 Canopy Parts | HEINZMNN | HEINZMANN AUSTRALIA PTY LTD | 111-300 | Active
002465037 | CONNECTOR,ELECTRICAL | Weather-Pack Series, 2-Way Cable Mount Socket, Female Connector, Nylon, Black, Max 20A, Hino JO8 Electrical Parts | EPDE | ELECTRO-POWER AND DATA EQUIPMENT P/L | 12015792 | Active
002478238 | CONNECTOR,ELECTRICAL | Cable Connector, Two Screw, Clear Insulated, 80A, suits up to 2 x 35mm2 Cable | CLIPSAL | CLIPSAL (BY SCHNEIDER ELECTRIC) | CLI563K35 | Active
002478238 | CONNECTOR,ELECTRICAL | Cable Connector, Two Screw, Clear Insulated, 80A, suits up to 2 x 35mm2 Cable | CLIPSAL | CLIPSAL (BY SCHNEIDER ELECTRIC) | 563K35 | Active
002484335 | CONNECTOR,ELECTRICAL | Inner Cone Socket, 72kV, Brugg Size T0L (583mm) c/w Contact Extension u/w Brugg Plug TFD 1.72-11 | BRUGG | BRUGG CABLES (MANUFACTURER) | S2041 | Active
000030371 | CONNECTOR | Compression, Splice, suit 50mm Busbar to 50mm Busbar | ADAPTAUS | ADAPT AUSTRALIA PTY LTD | PLK1000D050 | Active
001015008 | CONNECTOR,ELECTRICAL | BP Single Screw Connector, suit 2 x 6mm2 Cable, 32A, 1-Way (P100) | LEGEND | LEGEND POWER SYSTEMS | C32A1 | Active
001015008 | CONNECTOR,ELECTRICAL | BP Single Screw Connector, suit 2 x 6mm2 Cable, 32A, 1-Way (P100) | CABAC | CABAC (MANUFACTURER) | C32A1 | Active
001015008 | CONNECTOR,ELECTRICAL | BP Single Screw Connector, suit 2 x 6mm2 Cable, 32A, 1-Way (P100) | CLIPSAL | CLIPSAL (BY SCHNEIDER ELECTRIC) | CLI 563/1 | Active
002404171 | CONNECTOR,ELECTRICAL | BP Double Screw Connector, suit 2 x 6mm2 Cable, Bore 5.8mm Dia (P50) | MMELEC | MM ELECTRICAL MERCHANDISING | MTLSC2-2X6/50 | Active
002404171 | CONNECTOR,ELECTRICAL | BP Double Screw Connector, suit 2 x 6mm2 Cable, Bore 5.8mm Dia (P50) | CLIPSAL | CLIPSAL (BY SCHNEIDER ELECTRIC) | CLI 563/2 | Active
002404171 | CONNECTOR,ELECTRICAL | BP Double Screw Connector, suit 2 x 6mm2 Cable, Bore 5.8mm Dia (P50) | IDEALELE | IDEAL ELECTRICAL SUPPLIERS | AMP/QPR | Active
002437069 | CONNECTOR,ELECTRICAL | Type N, Cable Plug, Male, Crimp, Nickel, suit RG58C/U Cable | RFIND | RF INDUSTRIES PTY LTD | N-88 | Active
002437077 | CONNECTOR,ELECTRICAL | Radio Frequency Plug, SMA Type, RG58 Coax Cable Crimp Style | RFIND | RF INDUSTRIES PTY LTD | SMA-104 | Active
002443315 | CONNECTOR,ELECTRICAL | DB25 Port Protector, protects ports from stress of constant plugging & unplugging | BBNS | BLACK BOX NETWORK SERVICES | FA652-R2 | Active
002458982 | ARRESTER,ELECTRICAL SURGE | 24V DC Surge Diverter, Un=24V DC, Uc=38V DC, In=10kA, Imax=20kA, Up=250V, for Battery Control Equipment, suit GUSS | CITEL | CITEL (MANUFACTURER) | DS220-24DC | Active
002471175 | ARRESTER,ELECTRICAL SURGE | Sheath Voltage Limiter, Ur 3kV, In 10kA, Polymeric Housing (Silicone), c/w 2 x M12x25 SS Bolt, 2 x M12 SS Washer | NKT | NKT PTY LTD (AUSTRALIA) | PMSP 10/3 DD | Active
000003817 | ARRESTER,ELECTRICAL SURGE | Model HE24, 20kV, 1Ph, w/out Socket, Outdoor, suit Landis & Gyr Tight Coupled AFLC, ETS 2011/0363/T(9d) | LANDIS | LANDIS GYR (AUST) PTY LTD | 171.340.00024 | Active
000003818 | ARRESTER,ELECTRICAL SURGE | Model HE27, 22.5kV, 1Ph, w/out Socket, Outdoor, suit Landis & Gyr Tight Coupled AFLC, ETS 2011/0363/T(9e) | LANDIS | LANDIS GYR (AUST) PTY LTD | 171.340.00027 | Active
000003820 | ARRESTER,ELECTRICAL SURGE | Model HE33, 27.5kV, 1Ph, w/out Socket, Outdoor, suit Landis & Gyr Tight Coupled AFLC, ETS 2011/0363/T(9g) | LANDIS | LANDIS GYR (AUST) PTY LTD | 171.340.00033 | Active
000003821 | ARRESTER,ELECTRICAL SURGE | Model HE36, 30kV, 1Ph, w/out Socket, Outdoor, suit Landis & Gyr Tight Coupled AFLC, ETS 2011/0363/T(9h) | LANDIS | LANDIS GYR (AUST) PTY LTD | 171.340.00036 | Active
000104219 | ARRESTER,ELECTRICAL SURGE | Series 3kV, for Connection to Coopers Multi Voltage Regulator Bushings | COOPER | COOPER ELECTRICAL AUSTRALIA PTY LTD | 57A635059003 | Active
002402958 | SETSCREW | M12 x 70mm, Hex, S/Steel Gde 316 c/w Hex Nut S/Steel Gde 304, Aust Std (P25) | THEBLTPL | THE BOLT PLACE | 2402958 | Active
002402985 | INSULATOR,STRAIN | 33kV, 200kV BIL, Polymer, 70kN, Tongue & Clevis c/w 16mm Round Pin, ETS 10-02-01, Item 5 (P12) (scm) | MACLEAN | MACLEAN POWER SYSTEMS | DS-25M | Active
002402957 | SETSCREW | M12 x 60mm, Hex, S/Steel Gde 316 c/w Hex Nut S/Steel Gde 304, Aust Std (P25) | HOBSON | HOBSON ENGINEERING CO PTY LTD | XEKBS16XCM120060 | Active
002404223 | CONNECTOR ELBOW | 200A Deadbreak, to suit 22kV 185mm2 Al 1C XLPE Cable, Transformer Termination Lug suit 95mm2 Conductor (Single Elbow Kit Only), C/W Unibail, (scm) | AUSTMOLD | AUSTRALMOLD PTY LTD | 3X(K200LR-16-25.95UN5+MWS) | Active
002407236 | CLAMP,SUPPORT,ELEC CONDUCTOR | Armour Grip, Grape, 30/7/2.5 ACSR/GZ, For use with Clamp End Post Insulator, ETS 11-09-01 | PLP | PREFORMED LINE PRODUCTS (AUST) | D-HSP1750 | Active
002409118 | ROD END,THREADED | Tie Rod, Welded Assembly, Galv Steel, Stamp with "IIN 2409118" | ISM | ISM MANUFACTURING PTY LTD | ERGON-906130-03-84 | Active
002409191 | WASHER,FLAT | Square, M24, 75 x 75 x 6mm, Galv Steel, QESI Dwg 01-04-01 | ISM | ISM MANUFACTURING PTY LTD | ERGON-907224-09-24 | Active
002409415 | CROSSARM,METAL | Tension, 45 x 45 x 5 x 3015mm Lg, Galv Steel, Stamp with "IIN 2409415", EE Dwg 917980-04 Item 3 | ISM | ISM MANUFACTURING PTY LTD | ERGON-917980-04-03 | Active
002409464 | BRACE,CROSSARM | Compression, 90 x 90 x 6 x 2295 Lg, Galv Steel, Stamp with "IIN2409464", EE Dwg 917971-03(2) | ISM | ISM MANUFACTURING PTY LTD | ERGON-917971-03-02 | Active
002437630 | CROSSARM,COMPOSITE | Fibre, 2400mm Lg Nom, 100 x 100mm, LV Intermediate, Drilled, EQLS-10036-01 (scm) | PLP | PREFORMED LINE PRODUCTS (AUST) | XRM-EQL-100-2437360 | Active
002437630 | CROSSARM,COMPOSITE | Fibre, 2400mm Lg Nom, 100 x 100mm, LV Intermediate, Drilled, EQLS-10036-01 (scm) | WAGNERS | WAGNERS CFT MANUFACTURING | EC006-00062 | Active
000003375 | CIRCUIT BREAKER | 170kV, 1250A, 40kA, HV Terminal Palm, Aust Std Type 5, ETS 2004/027/T Item 3, ABB LTB | ABBAUST | ABB AUSTRALIA PTY LTD | 161806 | Active
002463206 | CONNECTOR,ELECTRICAL | 6 Pin Plug, 6 Pole Cable Mount Connector Socket, 6 Shell Size, Male Contacts, Push-Pull Mating, IP67, Hino JO8 Electrical Parts | EPDE | ELECTRO-POWER AND DATA EQUIPMENT P/L | HD10-6-96P | Active
002463222 | CONNECTOR,ELECTRICAL | 3 Pin Plug, 3 Pole Cable Mount Connector Socket, 3 Shell Size, Male Contacts, Push-Pull Mating, IP67, Hino JO8 Electrical Parts | EPDE | ELECTRO-POWER AND DATA EQUIPMENT P/L | HD10-3-96P | Active
002463230 | CONNECTOR,ELECTRICAL | 3 Pin Socket, 3 Pole Cable Mount Connector Plug, 3 Shell Size, Female Contacts, Push-Pull Mating, IP67, Hino JO8 Electrical Parts | EPDE | ELECTRO-POWER AND DATA EQUIPMENT P/L | HD16-3-96S | Active
002463297 | CONNECTOR,ELECTRICAL | 31 Pin, 31 Pole Bulkhead Mount Connector Socket, 24 Shell Size, Male Contacts, Bayonet Mating, IP67, Extra Thin Wall Wire Seal, Blue Ring, IP67, Hino JO8 | EPDE | ELECTRO-POWER AND DATA EQUIPMENT P/L | HDP24-24-31PE | Active
002453793 | CONNECTOR,ELECTRICAL | Type BNC, Cable Plug, Male, Crimp, suit RG58C/U Cable | RFIND | RF INDUSTRIES PTY LTD | BNC-113 | Active
002453801 | CONNECTOR,ELECTRICAL | Type BNC, Cable Jack, Female, Crimp, suit RG58C/U Cable | RFIND | RF INDUSTRIES PTY LTD | BNC-86 | Active
002453819 | CONNECTOR,ELECTRICAL | Type FME, Cable Jack, Female, Crimp, Nickel Plated, suit RG58C/U Cable | RFIND | RF INDUSTRIES PTY LTD | FME-101 | Active
002466811 | CABLE,POWER,ELECTRICAL | 0.6/1kV, 1C, 70mm2 Cu/X-HF-90 Insul/ HFS-90-TP Bedding/DBT/HFS-90-TP Orange Sheath, Natural Insul, 500m Wood Drum, JTS 03-01-08 | MIDLAND | MIDLAND METALS OVERSEAS PTE LTD | MMO-1X70 CU X DBT HFS NJ HFS | Active
002466829 | CABLE,POWER,ELECTRICAL | 0.6/1kV, 1C, 95mm2 Cu/X-HF-90 Insul/ HFS-90-TP Bedding/DBT/HFS-90-TP Orange Sheath, Natural Insul, 500m Wood Drum, JTS 03-01-08 | MIDLAND | MIDLAND METALS OVERSEAS PTE LTD | MMO-1X95 CU X DBT HFS NJ HFS | Active
002495752 | FLOODLIGHT,ELECTRIC | MaxiMaster Gen 3 100-250W, 3000-5000K Selectable Output Asymmetrical Floodlight, c/w Glands & 6mm Term Block | PIERLITE | PIERLITE AUSTRALIA PTY LTD | MML250LSCSA | Active
000104560 | ARRESTER,ELECTRICAL SURGE | LDC2, Ur=45kV, Uc=36kV, 10kA, Gapless Metal Oxide c/w Insulated Base for Non-effectively Earthed Systems, ETS 09-02-01 | TYCOELEC | TYCO ELECTRONICS | C82711-000 | Active
000701066 | ARRESTER,ELECTRICAL SURGE | 11kV, 10kA, for 3 Wire, 11kV System, similar to IIN2403488 but supplied with Insulated Base & Earth Lead Disconnector c/w 750mm Lg, 16mm2 Earth Lead fitted | ACCULEC | ACCULEC PTY LTD (303899) | OB12A-100EQ | Active
000701066 | ARRESTER,ELECTRICAL SURGE | 11kV, 10kA, for 3 Wire, 11kV System, similar to IIN2403488 but supplied with Insulated Base & Earth Lead Disconnector c/w 750mm Lg, 16mm2 Earth Lead fitted | MVTECH | MV TECHNOLOGY SOLUTIONS P/L | S3EK4120-1CK4-ZQ97R51R59P12P31 | Active
000701066 | ARRESTER,ELECTRICAL SURGE | 11kV, 10kA, for 3 Wire, 11kV System, similar to IIN2403488 but supplied with Insulated Base & Earth Lead Disconnector c/w 750mm Lg, 16mm2 Earth Lead fitted | SIEMENS | SIEMENS LTD | 3EK4 180-1CJ4-Z Q97 P31 P12R59 | Active
000701120 | ARRESTER,ELECTRICAL SURGE | 22kV, 10kA, for 3 Wire, 22kV System, similar to IIN701112 but supplied with Insulated Base & Earth Lead Disconnector c/w 750mm Earth Lead, ETS 09-01-01 | ACCULEC | ACCULEC PTY LTD (303899) | OB24A-100EQ | Active
000701120 | ARRESTER,ELECTRICAL SURGE | 22kV, 10kA, for 3 Wire, 22kV System, similar to IIN701112 but supplied with Insulated Base & Earth Lead Disconnector c/w 750mm Earth Lead, ETS 09-01-01 | MVTECH | MV TECHNOLOGY SOLUTIONS P/L | S3EK4 240-1CR4-Z Q97 R59P12P31 | Active
000701120 | ARRESTER,ELECTRICAL SURGE | 22kV, 10kA, for 3 Wire, 22kV System, similar to IIN701112 but supplied with Insulated Base & Earth Lead Disconnector c/w 750mm Earth Lead, ETS 09-01-01 | SIEMENS | SIEMENS LTD | 3EK4 220-1CR4-Z Q97 P31 P12R59 | Active
002401898 | ARRESTER,ELECTRICAL SURGE | LDC2, Ur=60kV, Uc=48kV, 10kA, Gapless Metal Oxide c/w Insulated Base for Effectively Earthed Systems, Dwg BOW-4-004, ETS 09-02-01 (scm) | BRITECH | BRI-TECH PTY LTD | OHIO2173488010 | Active
002401898 | ARRESTER,ELECTRICAL SURGE | LDC2, Ur=60kV, Uc=48kV, 10kA, Gapless Metal Oxide c/w Insulated Base for Effectively Earthed Systems, Dwg BOW-4-004, ETS 09-02-01 (scm) | TYCOELEC | TYCO ELECTRONICS | C22832-000 | Active
002403490 | ARRESTER,ELECTRICAL SURGE | 33kV, 10kA, for 3 Wire, 33kV System for Non-effectively Earthed Areas c/w 700mm Lg, 16mm2 Line End Lead & Cap, ETS 09-01-01 (scm) | ACCULEC | ACCULEC PTY LTD (303899) | OB36A-100STEQ | Active
002403490 | ARRESTER,ELECTRICAL SURGE | 33kV, 10kA, for 3 Wire, 33kV System for Non-effectively Earthed Areas c/w 700mm Lg, 16mm2 Line End Lead & Cap, ETS 09-01-01 (scm) | MVTECH | MV TECHNOLOGY SOLUTIONS P/L | S3EK4 360-1CR4-Z Q97 R59 | Active
002403490 | ARRESTER,ELECTRICAL SURGE | 33kV, 10kA, for 3 Wire, 33kV System for Non-effectively Earthed Areas c/w 700mm Lg, 16mm2 Line End Lead & Cap, ETS 09-01-01 (scm) | SIEMENS | SIEMENS LTD | 3EK4 360-1CR4-Z Q97 R59 | Active
002419620 | TERMINATION,PREFORMED | FT, GRAPE, 30/7/2.50 ACSR/GZ c/w Thimble, ETS 01-09-03 (scm) | PLP | PREFORMED LINE PRODUCTS (AUST) | FTG-175-ER | Active
002419042 | CROSSARM,COMPOSITE | Fibre, Predrilled, 2400 x 100 x 100mm, 11kV, Urban, Strain/Termination, use with Crossarm Mounting Bracket, EE Dwg 921992-01 | WAGNERS | WAGNERS CFT MANUFACTURING | EC006-00031 | Active
002421204 | PANEL,FUSE | 6 x 100A Fuseholders, Prewired, for use in LV Cross-Road pillars, ETS 14-04-01 (scm) | LEGEND | LEGEND POWER SYSTEMS | 6F-MPMAS-SLWCR | Active
002421204 | PANEL,FUSE | 6 x 100A Fuseholders, Prewired, for use in LV Cross-Road pillars, ETS 14-04-01 (scm) | FLOWLINE | FLOWLINE INDUSTRIES PTY LTD | ESQ062/2 | Active
002419083 | CROSSARM,COMPOSITE | Fibre, Predrilled, 2700 x 100 x 100mm, 22/33kV, Intermediate, EE Dwg 924043-03 | WAGNERS | WAGNERS CFT MANUFACTURING | EC006-00045 | Active
002423960 | CROSSARM,METAL | Tension RH, 50 x 50 x 5 x 2660mm Lg, Galv Steel, Stamp with "IIN 2423960", EE Dwg 953218-02 Item 3 | DMIGM | DMI GLOBAL MANUFACTURING | C3A | Active
000140894 | FUSE,CARTRIDGE | 500V AC, HRC DIN Type Size 2, 355A, ETS 12-02-01 Group E (scm) | FUSECO | FUSECO POWER SOLUTIONS PTY LTD | NH2F-355 | Active
000155594 | TERMINATION KIT,ELECTRICAL CABLE | Outdoor, 6.35/11kV, 3 Core, 95mm2, XLPE Cable Termination, suit IIN1636250 | GILBERT | GILBERT LODGE AUSTRALIA PTY LTD | RAYGLA95ESI9 | Active
000156494 | TERMINATION KIT,ELECTRICAL CABLE | Indoor, for 11kV, 3 Core, 240mm2, XLPE Cable Termination, suit IIN1636253 | GILBERT | GILBERT LODGE AUSTRALIA PTY LTD | GLA240ESI12 | Active
000157304 | COVER,CULVERT BOX | Concrete Lid, Re-enforced, CA Dwg 8-A3-247 | BUNDCNCT | BUNDABERG CONCRETE CASTERS | 935 | Active
000455964 | PIN,INSULATOR | M20, A/130/7 x 165mm, Galv Steel, ETS 01-01-01, Dwg 01-06-02 (P10) (scm) | GREGSF | GREG SEWELL FORGINGS PTY LTD | 455964 | Active
000431569 | TIE,PREFORMED | Tygard Assembly, 7/3.25 SC/GZ c/w Sheave with 22mm Bore & Filler Rods for OHEW | PLP | PREFORMED LINE PRODUCTS (AUST) | ESGZ098 | Active
000456049 | PIN,INSULATOR | Fuse, Pattern B Head, L Type, ETS 01-01-01 Dwg 01-09-01 (P50) | GREGSF | GREG SEWELL FORGINGS PTY LTD | 456049 | Active
000168552 | PANEL,POWER DISTRIBUTION | Noryl Plastic, 280 x 205mm | DULMISON | DULMISON (AUST) PTY LTD | UEP288 | Active
000411392 | CLAMP,ELECTRICAL | Parallel Groove, 16-70mm2 Al/Steel Main & 6-50mm2 Cu Tap, 2 Bolt, NT, Transverse Grooved (scm) | CABAC | CABAC (MANUFACTURER) | BPG70/50 | Active
000411392 | CLAMP,ELECTRICAL | Parallel Groove, 16-70mm2 Al/Steel Main & 6-50mm2 Cu Tap, 2 Bolt, NT, Transverse Grooved (scm) | LEGEND | LEGEND POWER SYSTEMS | BPG70/50 | Active
000854364 | RECLOSER,AUTO | 22kV, 3 Ph, Pole Mounted, Remotely Controllable Circuit Breaker in Accordance with Ergon Capricornia Region Iterim Technical Specification | COOPER | COOPER ELECTRICAL AUSTRALIA PTY LTD | KNOVA27A1231 | Active
000860447 | TRANSFORMER,DISTRIBUTION | Padmount, 11kV, 500kVA, 3 Ph (Rect) LV Switchgear, LV Statistical Meter & HV RMU, ETS 02-02-01 | WILSON | WILSON TRANSFORMER CO. PTY LTD | 881-0637-11-AG | Active
000456804 | PLUG | Tapered, Black, 10-16mm, Polesaver, Sq Keyhole, for Sealing Inspection Holes in Wood Poles (P200) | PRESCHEM | PRESCHEM POLE MAINTENANCE PTY LTD | PP16 | Active
002400939 | JOINT,ELECTRICAL CABLE,UNDERGROUND | Transition, 11kV, 16 to 50mm, 3 Core Ply 3 Core XLPE c/w Solvent Wipes | GILBERT | GILBERT LODGE AUSTRALIA PTY LTD | EFSJ11AT6 | Active
002400941 | TERMINATION KIT,ELECTRICAL CABLE | Outdoor, Coldshrink, 11kV, for 95-185mm2 3 Core, PLY Cable c/w Solvent Wipes | INTERENG | INTERTECH ENGINEERING PTY LTD | NOR S 185 RA | Active
002400942 | JOINT,ELECTRICAL CABLE,UNDERGROUND | Transition, 11kV, 185 to 300mm 3 Core PLY, 3 Core XLPE c/w Solvent Wipes | GILBERT | GILBERT LODGE AUSTRALIA PTY LTD | EFSJ11DT9L3 | Active
002400938 | JOINT,ELECTRICAL CABLE,UNDERGROUND | 11kV, 185 to 300mm 3 Core Ply c/w Solvent Wipes | GILBERT | GILBERT LODGE AUSTRALIA PTY LTD | EFSJ11DL3 | Active
002401155 | WIRE,ELECTRICAL | Conductor Aerial, ACSR/GZ, 3/4/1.75, QUINCE, ETS 03-03-01 (5000m Drum) | OLEX | OLEX AUSTRALIA PTY LTD | QUINCE | Active
002401163 | WIRE,ELECTRICAL | Conductor Aerial, HDBC, 7/3.00mm (MOQ 5000m) | OLEX | OLEX AUSTRALIA PTY LTD | ACUT72RP001AAAA | Active
002401172 | CABLE,POWER,ELECTRICAL | U/Ground, 0.6/1kV, 1C, 25mm2 Cu, PVC Insulated/PVC Sheath (MOQ 250m) | OLEX | OLEX AUSTRALIA PTY LTD | BABC17AA001CXRD | Active
002401925 | LAMP,SODIUM | HP, 400W, Diffuse Elliptical Vapour, Operates on 400W HP Sodium Control Gear w/o Ignitor, EQTS 05-01-01 (scm) | EYELIGHT | EYE LIGHTING AUSTRALIA PTY LTD | 120585 | Active
002401888 | POLE,PUBLIC LIGHTING,METAL | Major Road, 7.0m, Base Plate Mounted, 350 PCD Bolt Spacing, Galv, EQTS 05-02-01, Dwg 05-02-02 (scm) | INGAL | INGAL EPS | I05637-86 | Active
002401888 | POLE,PUBLIC LIGHTING,METAL | Major Road, 7.0m, Base Plate Mounted, 350 PCD Bolt Spacing, Galv, EQTS 05-02-01, Dwg 05-02-02 (scm) | IUPOLE | INTERNATIONAL UTILITY POLES PTY LTD | EX-05637 | Active
002401888 | POLE,PUBLIC LIGHTING,METAL | Major Road, 7.0m, Base Plate Mounted, 350 PCD Bolt Spacing, Galv, EQTS 05-02-01, Dwg 05-02-02 (scm) | GMPOLES | GM POLES PTY LTD | FBM-07-S | Active
002401889 | POLE,PUBLIC LIGHTING,METAL | Major Road, 8.5m, Base Plate Mounted, 350 PCD Bolt Spacing, Galv, EQTS 05-02-01, Dwg 05-02-02 (scm) | INGAL | INGAL EPS | I05639-86 | Active
002401889 | POLE,PUBLIC LIGHTING,METAL | Major Road, 8.5m, Base Plate Mounted, 350 PCD Bolt Spacing, Galv, EQTS 05-02-01, Dwg 05-02-02 (scm) | IUPOLE | INTERNATIONAL UTILITY POLES PTY LTD | EX-05639 | Active
002401889 | POLE,PUBLIC LIGHTING,METAL | Major Road, 8.5m, Base Plate Mounted, 350 PCD Bolt Spacing, Galv, EQTS 05-02-01, Dwg 05-02-02 (scm) | GMPOLES | GM POLES PTY LTD | FBM-08.5-S | Active
002401905 | CONTACTOR,MAGNETIC | Control Street Lighting,Type 4 Assembly Enclosed w/o PE Control, Dwg 10/81 | PLP | PREFORMED LINE PRODUCTS (AUST) | D-23748A01 | Active
002456093 | CONNECTOR,ELECTRICAL | DB9 Male/Female, Right Angle Adaptor, Low Profile | ELEMENT | ELEMENT14 PTY LTD (FORMALLY FARNELL) | DG909MF1 | Active
002461028 | CONNECTOR,ELECTRICAL | Type UHF, Cable Plug, Male, Crimp, suit RG58C/U Cable | RFIND | RF INDUSTRIES PTY LTD | UHF-119 | Active
000003336 | RELAY,ELECTROMAGNETIC | DPDT, 120V AC, 10A, 8-Pin Spade, REWS, 240V AC Recirculate Fans, St George StatCom | AMSC | AMSC AUSTRALIA PTY LTD | 16332 | Active
000003337 | RELAY | DPDT, 24V DC Coil, 8-Pin Spade, Omron LY2N-DC24, 10 Sec Delay Max, St George Statcom & Cape River East StatCom | AMSC | AMSC AUSTRALIA PTY LTD | 00016995 | Active
000003337 | RELAY | DPDT, 24V DC Coil, 8-Pin Spade, Omron LY2N-DC24, 10 Sec Delay Max, St George Statcom & Cape River East StatCom | AMSC | AMSC AUSTRALIA PTY LTD | 16995 | Active
000003339 | RELAY,ELECTROMAGNETIC | Aux Trip Unit, 2500A, Microversa GE Breaker, St George STATCOM | AMSC | AMSC AUSTRALIA PTY LTD | 16653 | Active
000003340 | RELAY,ELECTROMAGNETIC | 4 Ch 5-200V DC, 3A AC Input Module, OPTO-22, Snap-ODC5A-I, St George STATCOM | AMSC | AMSC AUSTRALIA PTY LTD | 16377 | Active
000003341 | RELAY,ELECTROMAGNETIC | GE CB Breaker Module, Under Voltage Release, St George STATCOM | AMSC | AMSC AUSTRALIA PTY LTD | 16333 | Active
000003345 | RELAY | Socket, 8-Pin Spade, Double Tier, Screw Termal, St George StatCom | AMSC | AMSC AUSTRALIA PTY LTD | 11372 | Active
000003436 | RELAY,ELECTROMAGNETIC | Aux, DPDT, 10A, 32V DC, Round Pin, Magnetic Latch | IDEC | IDEC (MANUFACTURER) | RR2KP-U-DC32V | Active
002449296 | ARRESTER,ELECTRICAL SURGE | Sheath Voltage Limiter, 6.0kV, 20kA, Outdoor, Porcelain Housing | AKPOWER | AK POWER SOLUTIONS PTY LTD | 30608 | Active
002458974 | ARRESTER,ELECTRICAL SURGE | 230V AC Surge Diverter, Uc=255V, In=20kA, Imax=40kA, Up=1.25kV, for Active Heat Exchange, suit GUSS | CITEL | CITEL (MANUFACTURER) | DS40-230 | Active
002458990 | ARRESTER,ELECTRICAL SURGE | Ethernet Surge Diverter, 1000Mbps, Shielded RJ45 Connectors, suit GUSS | CITEL | CITEL (MANUFACTURER) | MJ8-CAT5E | Active
002470904 | ARRESTER,ELECTRICAL SURGE | LDC3, Ur=72.5kV, Uc=58kV, 10kA, Gapless Metal Oxide c/w Insulated Base for 66kV Non-effectively Earthed Systems, JTS 09-03-01 | SIEMENS | SIEMENS LTD | 3EL1 072-1PM32-4XA1 | Active
002492270 | ARRESTER,ELECTRICAL SURGE | Class SL, Ur=24kV, Uc=19.5kV, 10kA, Gapless Metal Oxide c/w Pedestal Base for 22kV Non-Effectively Earthed Systems | ACCULEC | ACCULEC PTY LTD (303899) | 300820-3010 | Active
002492270 | ARRESTER,ELECTRICAL SURGE | Class SL, Ur=24kV, Uc=19.5kV, 10kA, Gapless Metal Oxide c/w Pedestal Base for 22kV Non-Effectively Earthed Systems | ACCULEC | ACCULEC PTY LTD (303899) | PVI-LP 300820-3010 | Active
002492288 | ARRESTER,ELECTRICAL SURGE | Class SL, Ur=36kV, Uc=29V, 10kA, Gapless Metal Oxide c/w Pedestal Base for 36kV Non-Effectively Earthed Systems | ACCULEC | ACCULEC PTY LTD (303899) | 300829-3010 | Active
002492288 | ARRESTER,ELECTRICAL SURGE | Class SL, Ur=36kV, Uc=29V, 10kA, Gapless Metal Oxide c/w Pedestal Base for 36kV Non-Effectively Earthed Systems | ACCULEC | ACCULEC PTY LTD (303899) | PVI-LP 300829-3010 | Active
000000178 | POWER SUPPLY | SFU-K 203..503, AFLC , Enermet | ENERMET | ENERMET PTY LTD (MANUFACTURER) | 164.571.01524 | Active
000000194 | POWER SUPPLY | MBCZ, MSTZ04, Power Supply Module, 220kV Bus Protection, Mica Creek C Substation | AREVA | AREVA T&D AUSTRALIA LTD | MSTZ04D1AA0751B | Phasing
002423911 | BLADE SET,CABLE STRIPPER | suit Cabac Stripper Model AM1 | CABAC | CABAC (MANUFACTURER) | AM1 BLADE | Active
002422202 | CARTRIDGE DISPENSER | Application Gun, for Expanding Foam Filling Compound | GLENFORD | GLENFORDS TOOL CENTRE | TFTOOL | Active
002422657 | GUARD | Cable, Polymeric, 2700mm Lg min, suit 40mm Dia Cable, Secured to Pole by Wood Screws (2 pieces) (scm) | TRI UGRD | TRI UNDERGROUND AUSTRALIA PTY LTD | TRIGUARD40 | Active
002422657 | GUARD | Cable, Polymeric, 2700mm Lg min, suit 40mm Dia Cable, Secured to Pole by Wood Screws (2 pieces) (scm) | VISCOUNT | VISCOUNT ROTATIONAL MOULDINGS | UG0028XA | Active
002427219 | SLING | Flat Synthetic Webbing, 25 x 600mm Min Effective Length, Min 32kN | HGHTDYNM | HEIGHT DYNAMICS | VSL R32 0600 BLUE | Active
002427607 | PORTABLE EARTHING DEVICE | Cu, Zone Substations consists of 3 x 1Ph Leads, Outdoor App, 50mm2 @ 12.3kA/1 Sec Rating, 7.5m Lg c/w Earth Clamp CLE420 & Phase Clamp CLP459 compatible with | THEWMCCA | TMAC THEW & MCCANN GROUP | 2427607 | Active
002427607 | PORTABLE EARTHING DEVICE | Cu, Zone Substations consists of 3 x 1Ph Leads, Outdoor App, 50mm2 @ 12.3kA/1 Sec Rating, 7.5m Lg c/w Earth Clamp CLE420 & Phase Clamp CLP459 compatible with | THEWMCCA | TMAC THEW & MCCANN GROUP | TM11401 | Active
002402131 | HAND CLEANER | Gel, Antiseptic/Lanolin, 4kg Tin | MINEHAN | MINEHAN AGENCIES PTY LTD | 16-02-0242 | Active
002401890 | POLE,PUBLIC LIGHTING,METAL | Major Road, 10.0m, Base Plate Mounted, 350 PCD Bolt Spacing, Galv, EQTS 05-02-01, Dwg 05-02-02 (scm) | INGAL | INGAL EPS | I05641-86 | Active
002401890 | POLE,PUBLIC LIGHTING,METAL | Major Road, 10.0m, Base Plate Mounted, 350 PCD Bolt Spacing, Galv, EQTS 05-02-01, Dwg 05-02-02 (scm) | IUPOLE | INTERNATIONAL UTILITY POLES PTY LTD | EX-05641 | Active
002401890 | POLE,PUBLIC LIGHTING,METAL | Major Road, 10.0m, Base Plate Mounted, 350 PCD Bolt Spacing, Galv, EQTS 05-02-01, Dwg 05-02-02 (scm) | GMPOLES | GM POLES PTY LTD | FBM-10-S | Active
002402708 | PADLOCK | Standard Brass, Type 234B, Short Shank | LARSENJ | J LARSEN PTY LTD | OZ4/234/BOO/ERG4 | Active
002402711 | PADLOCK | Brass, Type 234B, Short Shank, Keyed Alike to suit MEB Key 27427 | LARSENJ | J LARSEN PTY LTD | OZ4/234/BOO/ERG2 | Active
002402729 | MORTAR,PREMIX | 20kg Bag (60 Bags per Pallet) SUPPLY ON ONE WAY PALLETS ONLY | CEMENTAU | CEMENT AUSTRALIA PTY LTD | 17881 | Active
002402729 | MORTAR,PREMIX | 20kg Bag (60 Bags per Pallet) SUPPLY ON ONE WAY PALLETS ONLY | RVRSANDS | RIVER SANDS PTY LTD | ONEWAYPALLETTS | Active
002402729 | MORTAR,PREMIX | 20kg Bag (60 Bags per Pallet) SUPPLY ON ONE WAY PALLETS ONLY | CHARPORT | CHARLES PORTER & SONS PTY LTD | 43110204 | Active
002402300 | SWITCHBOARD,POWER | Switchgear LV Isolator, 2000A, 3 Ph, Bottom Cable Connected | WEBER | WEBER SOUTH PACIFIC PTY LTD | VER2000/AUP01 | Active
002402822 | WIRE,ELECTRICAL | Conductor Aerial, AAAC/1120, 19/4.75mm, OXYGEN, Fully Greased, 1400m Wood Drum, JTS 03-03-01 | OLEX | OLEX AUSTRALIA PTY LTD | OXYGEN | Active
002402822 | WIRE,ELECTRICAL | Conductor Aerial, AAAC/1120, 19/4.75mm, OXYGEN, Fully Greased, 1400m Wood Drum, JTS 03-03-01 | MIDLAND | MIDLAND METALS OVERSEAS PTE LTD | MMO-OXYGEN | Active
002402959 | SETSCREW | M10 x 20mm, Hex, S/Steel Gde 316 c/w S/Steel Gde 304 Hex Nut, Aust Std (P100) (scm) | HOBSON | HOBSON ENGINEERING CO PTY LTD | XEKBS16XCM100020 | Active
002402968 | SCREW,COACH | M10 x 70mm, Galv, Aust Std (P100) | BOLTMAST | BOLTMASTERS | FMHS075G | Active
002402968 | SCREW,COACH | M10 x 70mm, Galv, Aust Std (P100) | GREGSF | GREG SEWELL FORGINGS PTY LTD | 2402968 | Active
002402992 | PIN,INSULATOR | 33kV, Bridging, C/200/11 Stem with M16 x 130 Coachscrew Threaded Shank, SW Dwg 9/10 | TYCOELEC | TYCO ELECTRONICS | C20011BP | Active
002403841 | PADLOCK | Brass with Ext Brass Staple D2 Series Type 245AB, Keyed Alike, Ref LA686 Rass D2 Series, Type 245AB, Keys Not Required | ASSA | ASSA ABLOY AUSTRALIA PTY LTD | 334B45/638/6MK | Active
002403911 | CLAMP,TREFOIL | To Suit 3 Ph, 185mm2 Cable (scm) | IDEALELE | IDEAL ELECTRICAL SUPPLIERS | UNISTRUT TF41 | Active
002403628 | TAG,INSTRUCTION | Test Marker, Plastic, Self Adhesive, Black Text on Yellow, space for Equip ID Number, Serial Number, Tested at 45kV / 300mm, 3 x spaces for Retest Date c/w | CERTAGS | CERTAGS PTY LTD | 9286 | Active
002403628 | TAG,INSTRUCTION | Test Marker, Plastic, Self Adhesive, Black Text on Yellow, space for Equip ID Number, Serial Number, Tested at 45kV / 300mm, 3 x spaces for Retest Date c/w | PROMARK | PROMARK PTY LTD (MANUFACTURER) | 9286 | Active
002404422 | SPRING | Force Spring, S/Steel, Size 4, for PLYSWS U/Ground Cable Earth Kits | INTERENG | INTERTECH ENGINEERING PTY LTD | 0414631 | Active
002404218 | CONNECTOR ELBOW | 400A to suit 185mm2 Cable (Single Elbow) Elastimold K400LRG-HB-185km-12-1 | TECONN | TE CONNECTIVITY LTD | RSES-ERG51 | Active
002404443 | ANCHOR,GUY | Single Helix, 300mm Dia, 35mm2 Hub Metric Thread, Mid Strength 6000ft lb (P4) (scm) | BRITECH | BRI-TECH PTY LTD | T102-1947 | Active
002404654 | TRANSFORMER,DISTRIBUTION | Padmount, 22kV, 500kVA, 3 Ph, LV Switchgear & No HV Switchgear, 3700mm Lg Cubicle | SCHNEIDR | SCHNEIDER PTY LTD (MANUFACTURER) | X0500V22EA1L2H1 | Active
002404654 | TRANSFORMER,DISTRIBUTION | Padmount, 22kV, 500kVA, 3 Ph, LV Switchgear & No HV Switchgear, 3700mm Lg Cubicle | WILSON | WILSON TRANSFORMER CO. PTY LTD | 881-8843-11-AA | Active
002404308 | INSULATION SLEEVING,ELECTRICAL | Heat Shrink Tubing, 85/25mm, Medium Wall, Adhesive Lined | TECONN | TE CONNECTIVITY LTD | MWTM-85/25-1200/S(S5) | Active
002404308 | INSULATION SLEEVING,ELECTRICAL | Heat Shrink Tubing, 85/25mm, Medium Wall, Adhesive Lined | LEGEND | LEGEND POWER SYSTEMS | SMDW92/26TK | Active
002404308 | INSULATION SLEEVING,ELECTRICAL | Heat Shrink Tubing, 85/25mm, Medium Wall, Adhesive Lined | GILBERT | GILBERT LODGE AUSTRALIA PTY LTD | MWTM85/251200172 | Active
002493542 | LAMP,LED | Headlamp, Rechargeable, COAST XPH25R, 400 Lumen, IP54, Twist Focus Pure Beam Flood & Spot, 120m Beam, Detachable Handheld Flashlight & Built-in | AMPLITUD | AMPLITUDE PTY LTD (396777) | COAXPH25R | Active
002493559 | BATTERY,STORAGE | Rechargeable, Zithion Battery, ZX310, Suits XPH25R Coast headlamp | AMPLITUD | AMPLITUDE PTY LTD (396777) | COAZX310 | Active
002493575 | CRIMPING TOOL,TERMINAL,HAND | Hand Crimper, Hex Crimper 6-120mm2, 660mm long | CABAC | CABAC (MANUFACTURER) | K06 | Active
000019670 | INSULATION SLEEVING,ELECTRICAL | Heat Shrink, EP Polymer, Dull Red, 660mm W, 2.4mm Thk, 36kV, 10m Roll | TECONN | TE CONNECTIVITY LTD | HVIS-10-(B1)-(NS) | Active
002456283 | INSULATION SLEEVING,ELECTRICAL | Heat Shrink Tubing, 38/19mm, 25m Roll, Yellow/Green, Thin Wall | TECONN | TE CONNECTIVITY LTD | HS-G/Y-40/20-SP | Active
002456283 | INSULATION SLEEVING,ELECTRICAL | Heat Shrink Tubing, 38/19mm, 25m Roll, Yellow/Green, Thin Wall | LEGEND | LEGEND POWER SYSTEMS | XLP38YG | Active
002456291 | INSULATION SLEEVING,ELECTRICAL | Heat Shrink Tubing, 25/8mm, 50m Roll, Yellow/Green, Thin Wall | TECONN | TE CONNECTIVITY LTD | HS-G/Y-25/12.5-SP | Active
002456291 | INSULATION SLEEVING,ELECTRICAL | Heat Shrink Tubing, 25/8mm, 50m Roll, Yellow/Green, Thin Wall | LEGEND | LEGEND POWER SYSTEMS | XLP25YG | Active
000003437 | RELAY,ELECTROMAGNETIC | Aux, DPDT, 10A, 48V DC, Round Pin, Magnetic Latch | IDEC | IDEC (MANUFACTURER) | RR2KP-U-DC48V | Active
000003438 | RELAY,ELECTROMAGNETIC | Aux, DPDT, 10A, 110V DC, Round Pin, Magnetic Latch, Momentary Checkbutton | IDEC | IDEC (MANUFACTURER) | RR2KP-U-DC110V | Active
000003439 | RELAY,ELECTROMAGNETIC | Aux, 3PDT, 10A, 32V DC, Round Pin, General Purpose | IDEC | IDEC (MANUFACTURER) | RR3PA-U-DC32V | Active
000003440 | RELAY,ELECTROMAGNETIC | Aux, 3PDT, 10A, 48V DC, Round Pin, General Purpose | IDEC | IDEC (MANUFACTURER) | RR3PA-U-DC48V | Active
000003443 | RELAY,ELECTROMAGNETIC | Aux, 10A, 120/125V DC, 4 C/O Plug-In, Blade Plug-In | RMSPROD | RMS PRODUCTS (RELAY MONITORING SYSTEMS) | D-D125 | Active
000003444 | RELAY,ELECTROMAGNETIC | Aux, 10A, 120/125V DC, 4 C/O Plug-In, Blade Plug-In, Magnetic Arc Blowouts | RMSPROD | RMS PRODUCTS (RELAY MONITORING SYSTEMS) | D-B-D125 | Active
000003445 | RELAY,ELECTROMAGNETIC | Aux, 10A, 120/125V DC, 3 C/O +1 N/C Plug-In, Blade Plug-In, Bistable Latch | RMSPROD | RMS PRODUCTS (RELAY MONITORING SYSTEMS) | BD-D125 | Active
000003781 | RELAY,ELECTROMAGNETIC | Aux, Anti Pumping, B10-13, 32V DC Control Voltage, suit ABB VBF 36.20.25 CB (1 x per CB) ETS 2009/0092/T Item 7P | ABBAUST | ABB AUSTRALIA PTY LTD | 7900202 | Phasing
002494151 | TERMINATION KIT,ELECTRICAL CABLE | Outdoor, 22kV, 400mm2 Al, 1 Core XLPE c/w Heat Shrink Cable Term Kit, Solvent Wipes, Cable Core Lugs, Cable Screen Lugs | TECONN | TE CONNECTIVITY LTD | EPKT-24E1XO-A-AMPC-PL | Active
002494151 | TERMINATION KIT,ELECTRICAL CABLE | Outdoor, 22kV, 400mm2 Al, 1 Core XLPE c/w Heat Shrink Cable Term Kit, Solvent Wipes, Cable Core Lugs, Cable Screen Lugs | TECONN | TE CONNECTIVITY LTD | ES7586-000 | Active
002494169 | JOINT,ELECTRICAL POWER CABLE | 22kV, 400mm2 Al, 1C XLPE Cable, Insect Protected c/w Heat Shrink Cable Joint Kit, Solvent Wipes, Mechanical Cable Connectors, Cable Screen Links, 1Ph Only | TECONN | TE CONNECTIVITY LTD | ES7584-000 | Active
002494169 | JOINT,ELECTRICAL POWER CABLE | 22kV, 400mm2 Al, 1C XLPE Cable, Insect Protected c/w Heat Shrink Cable Joint Kit, Solvent Wipes, Mechanical Cable Connectors, Cable Screen Links, 1Ph Only | TECONN | TE CONNECTIVITY LTD | MXSU-5141-PL | Active
000003314 | POWER SUPPLY | AC/DC, 24V DC, 100 - 240V AC, 240W, 1Ph, St George STATCOM | AMSC | AMSC AUSTRALIA PTY LTD | 16353 | Active
000003315 | POWER SUPPLY | AC/DC, 24V DC, 100 - 240V AC, 480W, St George STATCOM | AMSC | AMSC AUSTRALIA PTY LTD | 16347 | Active
000003316 | POWER SUPPLY | DC/DC, 9V DC, 50W, St George STATCOM | AMSC | AMSC AUSTRALIA PTY LTD | 16348 | Active
000003864 | POWER SUPPLY | G1, 80W, 24V / 3,4A, suit FQD Transmitter Control, ETS 2011/0363/T 12p-FQD | LANDIS | LANDIS GYR (AUST) PTY LTD | 6000.000.00054 | Active
000003865 | POWER SUPPLY | G2, 30W, 24V / 1,3A, suit FQD Transmitter Control, ETS 2011/0363/T 12q-FQD | LANDIS | LANDIS GYR (AUST) PTY LTD | 142.120.7820 | Active
000024828 | POWER SUPPLY | Power Supply Module, for NOJA RC10 Series | NOJA | NOJA POWER SWITCHGEAR PTY LTD | PSMS-02 | Active
002442952 | POWER SUPPLY | RFL 9110, 19", 1RU RFL Chassis, suit DM20 FFSK Modem | PLC | POWERLINE COMMUNICATIONS (AUST) | RFL 9110 48DC | Active
002456606 | POWER SUPPLY | AC/DC ECE60 Series, 85-264V AC, 15V DC, 4A Nom, 5.2A Peak, 60W, Chassis Mount c/w Screw Terminals, 104 x 40 x 28.5mm | XP PWR | XP POWER SUPPLY | ECE60US15-S | Active
002461986 | POWER SUPPLY | SCADA, RTU50, 17-170V DC, Wide Range PS Module 100W | SCHNEIDR | SCHNEIDER PTY LTD (MANUFACTURER) | SY-0702076 | Active
002469435 | POWER SUPPLY | 1.9A, Isolated 48 to 5V DC, for SP2 | NETIC | NET IMPROVEMENT CONSULTING PTY LTD | AK-DCW048-5 | Active
002469435 | POWER SUPPLY | 1.9A, Isolated 48 to 5V DC, for SP2 | DUONS | DUONS PTY LTD (AKCP PRODUCTS) | DCW048-5 | Active
002430122 | TERMINATION KIT,ELECTRICAL CABLE | Indoor, 11kV, 35mm2, Al, Triplex (1C wound 3 in hand) TR-XLPE Cable, 11kV Magnefix MD Series RMU & SFU c/w Cable Term Kit, Holec 502.0047/3 Connection | GILBERT | GILBERT LODGE AUSTRALIA PTY LTD | ERGIXSU-HOL-BSMV | Active
000000170 | CONTACTOR | Output, SFU-K 503, AFLC, Enermet | ENERMET | ENERMET PTY LTD (MANUFACTURER) | 171.206.00300 | Active
002432441 | TERMINAL,LUG | Compression Jumper, Al, Undrilled, Hex Die A/F 47.5mm, 30 Deg, Edge Bent, Centre, suit Sulphur Conductor, AS2395 | PLP | PREFORMED LINE PRODUCTS (AUST) | CTAW-338-FB516-0030 | Active
002432458 | TERMINAL,LUG | Compression, Al, 100mm2, 4 x M14 Holes, 50mm Centre, Hex Die 40.0A/F, Straight, Offset, Taurus/Oxygen 19/4.75, AS2395 | MMELEC | MM ELECTRICAL MERCHANDISING | LA2375SO5U | Active
002432458 | TERMINAL,LUG | Compression, Al, 100mm2, 4 x M14 Holes, 50mm Centre, Hex Die 40.0A/F, Straight, Offset, Taurus/Oxygen 19/4.75, AS2395 | PLP | PREFORMED LINE PRODUCTS (AUST) | CTAW-238-FD516-0000 | Active
002432466 | TERMINAL,LUG | Compression, Al, 100mm2, Undrilled, Hex Die 40.0A/F, Straight Offset, Taurus/Oxygen 19/4.75, AS2395 | PLP | PREFORMED LINE PRODUCTS (AUST) | CTAW-238-FB516-0000 | Active
002432474 | TERMINAL,LUG | Compression Jumper, Al, 4 x 14mm Hole, Hex Die A/F 40.0mm, 45 Deg, Flat Bent, Offset, 50mm Centres, suit Oxygen Conductor, AS2395 | MMELEC | MM ELECTRICAL MERCHANDISING | LA2375F45 | Active
002432474 | TERMINAL,LUG | Compression Jumper, Al, 4 x 14mm Hole, Hex Die A/F 40.0mm, 45 Deg, Flat Bent, Offset, 50mm Centres, suit Oxygen Conductor, AS2395 | PLP | PREFORMED LINE PRODUCTS (AUST) | CTAW-238-FD516-4500 | Active
002432482 | TERMINAL,LUG | Compression Jumper, Al, Undrilled, Hex Die A/F 40.0mm, 45 Deg, Flat Bent, Offset, suit Oxygen Conductor, AS2395 | PLP | PREFORMED LINE PRODUCTS (AUST) | CTAW-238-FB516-4500 | Active
002432490 | TERMINAL,LUG | Compression Jumper, Al, 4 x 14mm Hole, Hex Die A/F 40.0mm, 30 Deg, Edge Bent, Centred, 50mm Centres, suit Oxygen Conductor, AS2395 | PLP | PREFORMED LINE PRODUCTS (AUST) | CTAW-238-CD516-0030 | Active
002432490 | TERMINAL,LUG | Compression Jumper, Al, 4 x 14mm Hole, Hex Die A/F 40.0mm, 30 Deg, Edge Bent, Centred, 50mm Centres, suit Oxygen Conductor, AS2395 | MMELEC | MM ELECTRICAL MERCHANDISING | LA2375E35 | Active
002432508 | TERMINAL,LUG | Compression Jumper, Al, Undrilled, Hex Die A/F 40.0mm, 30 Deg, Edge Bent, Offset, suit Oxygen Conductor, AS2395 | PLP | PREFORMED LINE PRODUCTS (AUST) | CTAW-238-FB516-0030 | Active
002432516 | TERMINAL,LUG | Compression Jumper, Al, 4 x 14mm Hole, Hex Die A/F 28.5mm, Straight Offset, 50mm Centres, suit Pluto Conductor, AS2395 | PLP | PREFORMED LINE PRODUCTS (AUST) | CTA-188-15211 | Active
002432524 | TERMINAL,LUG | Compression Jumper, Al, Undrilled No.5, Hex Die A/F 28.5mm, Straight Offset, suit Neon/Pluto Conductor, AS2395 | MMELEC | MM ELECTRICAL MERCHANDISING | LA1875SO5U | Active
002432524 | TERMINAL,LUG | Compression Jumper, Al, Undrilled No.5, Hex Die A/F 28.5mm, Straight Offset, suit Neon/Pluto Conductor, AS2395 | PLP | PREFORMED LINE PRODUCTS (AUST) | CTAW-188-FB516-0000 | Active
002432532 | TERMINAL,LUG | Compression, Al, 100mm2, 4 x 14mm Holes, 50mm Centre, Hex Die 28.5A/F, 45Deg Flat Bent Offset, Neon/Pluto 19/3.75, AS2395 | MMELEC | MM ELECTRICAL MERCHANDISING | LA1875F45 | Active
002432532 | TERMINAL,LUG | Compression, Al, 100mm2, 4 x 14mm Holes, 50mm Centre, Hex Die 28.5A/F, 45Deg Flat Bent Offset, Neon/Pluto 19/3.75, AS2395 | PLP | PREFORMED LINE PRODUCTS (AUST) | CTAW-188-FD516-4500 | Active
002432540 | TERMINAL,LUG | Compression, Al, 100mm2, Undrilled, Hex Die 28.5A/F, 45Deg Flat Bent Offset, Neon/Pluto 19/3.75, AS2395 | PLP | PREFORMED LINE PRODUCTS (AUST) | CTAW-188-FB516-4500 | Active
002404656 | TRANSFORMER,DISTRIBUTION | Padmount, 22kV, 500kVA, 3 Ph, LV Switchgear & No HV Switchgear, 4100mm Lg Cubicle (scm) | SCHNEIDR | SCHNEIDER PTY LTD (MANUFACTURER) | X0500V22EA2L2H1 | Active
002404656 | TRANSFORMER,DISTRIBUTION | Padmount, 22kV, 500kVA, 3 Ph, LV Switchgear & No HV Switchgear, 4100mm Lg Cubicle (scm) | WILSON | WILSON TRANSFORMER CO. PTY LTD | 881-8844-11-AA | Active
002404268 | TERMINATION KIT,ELECTRICAL CABLE | Outdoor, Coldshrink, for 22kV, 1 Core, 630mm2, Al, XLPE Cable, EE Spec 3M FNQ630.X.O | INTERENG | INTERTECH ENGINEERING PTY LTD | FNQEB 630 XO | Active
002404210 | CONNECTOR ELBOW | Set of 3, 630A, Bolted, suit 22kV 1 Core 158mm2 XLPE Cable, NKT CB 24-630 | DELTA | DELTA POWER AUSTRALIA PTY LTD | 2632396 | Active
002404210 | CONNECTOR ELBOW | Set of 3, 630A, Bolted, suit 22kV 1 Core 158mm2 XLPE Cable, NKT CB 24-630 | NKT | NKT PTY LTD (AUSTRALIA) | 2632144 | Active
002404657 | TRANSFORMER,DISTRIBUTION | Padmount, 22kV, 1000kVA, 3 Ph, LV Switchgear & No HV Switchgear, 3700mm Lg Cubicle | SCHNEIDR | SCHNEIDER PTY LTD (MANUFACTURER) | X1000V22EA1L3H1 | Active
002404657 | TRANSFORMER,DISTRIBUTION | Padmount, 22kV, 1000kVA, 3 Ph, LV Switchgear & No HV Switchgear, 3700mm Lg Cubicle | WILSON | WILSON TRANSFORMER CO. PTY LTD | 881-8845-11-AA | Active
002404219 | JOINT,ELECTRICAL POWER CABLE | 22kV, 35mm2 Al, Triplex XLPE Cable, Insect Protected c/w Cold Shrink Cable Joint Kit, Solvent Wipes, 25-95mm Mechanical Cable Connectors, | TECONN | TE CONNECTIVITY LTD | CSJR-ERG63 | Active
002404388 | SILICON,TECHNICAL | 601, 350g Can | HAYMANS | HAYMANS ELECTRICAL | TM12437 | Active
002404388 | SILICON,TECHNICAL | 601, 350g Can | THEWMCCA | TMAC THEW & MCCANN GROUP | SILICONE601 | Active
002404423 | SPRING | Force Spring, S/Steel, Size 5, for PLYSWS U/Ground Cable Earth Kits | INTERENG | INTERTECH ENGINEERING PTY LTD | CFS5 | Active
002405230 | SPLICE,CONDUCTOR | Preformed, FT, 19/3.75 AAC, Pluto & 19/3.75 AAAC, Neon, Colour Code Black (P5) | TYCOELEC | TYCO ELECTRONICS | ALS1875 | Active
002405036 | TERMINATION KIT,ELECTRICAL CABLE | Outdoor, for 11kV, 3 Core, 95mm, Al, XLPE Insulated Cu Wire Screened Cable c/w 3 x 95mm Al Sealed Compression Lugs & 1 x 35mm Tinned Cu Compression Lug | INTERENG | INTERTECH ENGINEERING PTY LTD | MEBOX95L | Active
002405060 | PLASTIC SHEET | Visqueen Clear 100um Thk, 100 x 2m Rolls | BLKWOODJ | J BLACKWOOD & SONS LIMITED | 04415206 | Active
002405436 | PANEL,POWER DISTRIBUTION | Link Isolating, 3 Way Support for URD LV Pillar | DULMISON | DULMISON (AUST) PTY LTD | UEP11T3A | Active
002405642 | SWITCHGEAR | RMU, SD, 11kV Oil Filled with Busbar Extensions on Both Ends & Extended Height Stands to be Fitted with Test Points | ABBAUST | ABB AUSTRALIA PTY LTD | 5813126 | Active
002405135 | PILLAR | Small Distribution c/w Base, Busbar Neutral Bar & Earth Bar Holec Part No. AFK & Base AFK-4-U | EATONELE | EATON ELECTRIC SYSTEMS PTY LTD | CDC590/N3301004 | Phasing
002405030 | JOINT,ELECTRICAL CABLE,UNDERGROUND | 11kV, Inline Heatshrink 120 to 185mm2 3 Core Al OR Cu | GILBERT | GILBERT LODGE AUSTRALIA PTY LTD | RAYCHEMEFSJ11C | Active
002406752 | BOLT,EYE | M20 x 550mm, Galv c/w Galv Hex Nut, Dwg 01-01-01 (P10) (scm) | GREGSF | GREG SEWELL FORGINGS PTY LTD | 2406752 | Active
002406981 | SCREW,MACHINE | Metal Thread, M5 x 65mm, Nickel Plated Brass, Cheese HD, Slotted (P1000) (scm) | THEBLTPL | THE BOLT PLACE | 2406981 | Active
002406620 | GASKET MATERIAL | 1200 x 900 x 5mm, Cork Compound NEBAR N80 | JAMESWLK | JAMES WALKER AUSTRALIA | SJ38217050N8 | Active
002452530 | SPLICE ENCLOSURE,FIBRE OPTIC | OFS-900 Series, Termination Panel, 24-Way, 1RU Rack Mount Enclosure c/w 2 x Cassettes, suit FC/ST Adaptors | OPTICAL | OPTICAL FIBRE SYSTEMS PTY LTD | OFS-900-ST-B2 | Active
000003783 | RELAY,ELECTROMAGNETIC | Aux, Spring Charge Motor, B10-18, 32V DC Control Voltage, suit ABB VBF 36.20.25 CB (1 x per CB) ETS 2009/0092/T Item 7R | ABBAUST | ABB AUSTRALIA PTY LTD | 7900201 | Phasing
000003784 | RELAY,ELECTROMAGNETIC | Aux, Anti Pumping, B10-13, 48V DC Control Voltage, suit ABB VBF 36.20.25 CB (1 x per CB) ETS 2009/0092/T Item 7S | ABBAUST | ABB AUSTRALIA PTY LTD | 7900206 | Phasing
000003786 | RELAY,ELECTROMAGNETIC | Aux, Spring Charge Motor, B10-18, 48V DC Control Voltage, suit ABB VBF 36.20.25 CB (1 x per CB) ETS 2009/0092/T Item 7U | ABBAUST | ABB AUSTRALIA PTY LTD | 7900205 | Phasing
000003790 | RELAY,ELECTROMAGNETIC | Aux, Anti Pumping, B10-13, 125V DC Control Voltage, suit ABB VBF 36.20.25 CB (1 x per CB) ETS 2009/0092/T Item 7Y | ABBAUST | ABB AUSTRALIA PTY LTD | 7900214 | Phasing
000003791 | RELAY,ELECTROMAGNETIC | Aux, Indication, B10-17, 125V DC Control Voltage, suit ABB VBF 36.20.25 CB (1 x per CB) ETS 2009/0092/T Item 7Z | ABBAUST | ABB AUSTRALIA PTY LTD | 7900225 | Phasing
002492494 | RELAY,ELECTROMAGNETIC | Mini Relay, 250VAC, 12VDC, 8A, 0.37kW, 8 Pin Flat, 2 Pole, 2CO, 300 Ohm, 3 Breaking/10 Making ms, 100000 Cycles, Plug-In Mount/Faston Connection, Silver | HAYMANS | HAYMANS ELECTRICAL | FID46.52.007412VDC | Active
002476976 | POWER SUPPLY | MD100m E20 Module, 20W, 17.5160V DC Input, Wide Range Voltage Supply | CGI | CGI TECHNOLOGIES & SOLUTIONS P/L | MD100M-PSU | Active
002427656 | INVERTER,POWER,STATIC | Continuous, 3000W c/w 6m Lg 70mm2 Leads, 24V DC to 240V AC, to Mount in Vehicle to Power 240V AC Tools or Appliances | LATRONIC | LATRONIC SUNPOWER PTY LTD | LS3024C(6)DP | Phasing
002433472 | FIXTURE,LIGHTING | 50W Mercury Vapour Nostalgia Type 2 Luminaire, Blue/Grey c/w Integral Control Gear, PE Cell, Diffuse Lamp & Power Factor Correction, JTS 05-01-01, | SYLVANIA | SYLVANIA SCHREDER | LQ10BD23L | Phasing
002433480 | FIXTURE,LIGHTING | 80W Mercury Vapour Nostalgia Type 2 Luminaire, Blue/Grey c/w Integral Control Gear, PE Cell, Diffuse Lamp & Power Factor Correction, EQTS 05-01-01 | GERARD | GERARD LIGHTING GROUP | LQ11BD23L | Phasing
000003009 | TRANSFORMER,POWER | 66/11kV, 10MVA, Dyn1, 10%, A/C, 21T -20/+5%, 48V, Conservator, CT-66-3-9, LDC-11, CT-N-1-5N, Aux PIT's, ETS 2006/0132/T(32-4) | WILSON | WILSON TRANSFORMER CO. PTY LTD | P1115 | Active
002434041 | CROSSARM,COMPOSITE | Fibre, Predrilled, 3460 x 125 x 125mm, 11kV, Suspension, Dwg 1012812-01 (scm) | WAGNERS | WAGNERS CFT MANUFACTURING | EC006-00057 | Active
002433811 | CABLE,POWER,ELECTRICAL | U/Ground, 6.35/11kV, Triplex, 1Cx400mm2 Al/TR-XLPE Insulated/WBT/CWS 13.1kA 1Sec /MDPE, 350m Steel Drum, ETS 04-01-11 | MIDLAND | MIDLAND METALS OVERSEAS PTE LTD | MMO-11KV 3X1X400ATRXWBTCWSWBTM | Active
002433811 | CABLE,POWER,ELECTRICAL | U/Ground, 6.35/11kV, Triplex, 1Cx400mm2 Al/TR-XLPE Insulated/WBT/CWS 13.1kA 1Sec /MDPE, 350m Steel Drum, ETS 04-01-11 | OLEX | OLEX AUSTRALIA PTY LTD | XJZA28TDWT3LWAA | Active
002433829 | CABLE,POWER,ELECTRICAL | U/Ground, 6.35/11kV, Triplex, 1Cx400mm2 Al/TR-XLPE Insulated/WBT/CWS 13.1kA 1Sec /PVC/MDPE/Nylon Jacket/Insect Protected, 350m Steel Drum, ETS 04-01-11 (scm) | MIDLAND | MIDLAND METALS OVERSEAS PTE LTD | MMO11KV3X1X400ATRXWCWSWPNJM | Active
002433829 | CABLE,POWER,ELECTRICAL | U/Ground, 6.35/11kV, Triplex, 1Cx400mm2 Al/TR-XLPE Insulated/WBT/CWS 13.1kA 1Sec /PVC/MDPE/Nylon Jacket/Insect Protected, 350m Steel Drum, ETS 04-01-11 (scm) | OLEX | OLEX AUSTRALIA PTY LTD | XJZA28THWT3LWAA | Active
002434348 | RECLOSER,AUTO | 19.1kV, SWER, 400A, 6kA Cap c/w Ctrl Cub suit ext 240V Supply in Subs, 7m Ctrl Cable, 20mm Dia Stem Terminals DNP 3.0, ETS 06-07-02 (scm) | SCHNEIDR | SCHNEIDER PTY LTD (MANUFACTURER) | W27-ACR-SOLID-24-6-125-19.1KV | Active
002434439 | CROSSARM,COMPOSITE | Fibre, Predrilled, 4139 x 125 x 125mm, 110kV, Wishbone, Set of 3 Xarms, Top/Middle/Brace, Packaged in Sets, EE Dwg 944182-02 | WAGNERS | WAGNERS CFT MANUFACTURING | EC006-00502, 00503, 00802 | Active
002406985 | GUARD | Cable, Steel Galv, 2700 x 100 x 100mm, Dwg 875258-01 (Scm) | EZYSTRUT | EZYSTRUT CABLE & PIPE SUPPORTS | E2406985 | Active
002406890 | PADLOCK | Less Key, Keyed to Ergon Energy A3 Security Series with Long Brass Shackle | RECHLOCK | RECHENBERG LOCKSMITHS | OZ418345ERGA3 | Active
002406796 | TERMINAL,LUG | Compression, Al, 2 x M12 Bolt Holes, Hex Die A/F 22.0, 19/3.25 AAC, ETS 01-09-23 (P1) | TYCOELEC | TYCO ELECTRONICS | AL68/1 | Active
002407079 | GUARD,LAMP | Stone Shield, Sylvania Urban Series Streetlight (scm) | GERARD | GERARD LIGHTING GROUP | JA00004 | Active
002407179 | TERMINATION,PREFORMED | FT, KRYPTON, 19/3.25 AAAC 1120 c/w Open Thimble, ETS 11-09-01 | PLP | PREFORMED LINE PRODUCTS (AUST) | AFG-163-ER | Active
002407139 | DAMPER,VIBRATION,TRANSMISSION LINE | Stockbridge Type, OPGW, 14.0 mm with Structural Rods, ETS 11-09-01 | PLP | PREFORMED LINE PRODUCTS (AUST) | D-DB05B12SS + D-FORVL137LL-4 | Active
002407139 | DAMPER,VIBRATION,TRANSMISSION LINE | Stockbridge Type, OPGW, 14.0 mm with Structural Rods, ETS 11-09-01 | TEN | THE ENERGY NETWORK (AUST) PTY LTD | 4D20-23.4OPGW | Active
002407139 | DAMPER,VIBRATION,TRANSMISSION LINE | Stockbridge Type, OPGW, 14.0 mm with Structural Rods, ETS 11-09-01 | DULHUNTY | DULHUNTY POWER (AUST) PTY LTD | 4D20-23.4: OPGW | Active
002407291 | BOLT,EYE | M20 x 600mm, 150mm Lg Thread, Flange c/w S/Steel Humpback Split Pin, ETS 11-09-01 EE Dwg ES000786-01 | PLP | PREFORMED LINE PRODUCTS (AUST) | EB600 | Active
002407117 | LINER,SAFETY HELMET | Thermal Flame Retardant, Metal Eyelets Removed & Hole Sewn in Cotton | ACCULEC | ACCULEC PTY LTD (303899) | SWL12FPS | Active
002407117 | LINER,SAFETY HELMET | Thermal Flame Retardant, Metal Eyelets Removed & Hole Sewn in Cotton | BRITECH | BRI-TECH PTY LTD | SWL12FPS | Active
002407173 | TERMINATION,PREFORMED | FT, 7/3.25 SC/AC, Left Hand Lay c/w Open Thimble, ETS 11-09-01 | PLP | PREFORMED LINE PRODUCTS (AUST) | LGG0975L | Active
002407287 | BOLT,EYE | M20 x 500mm, 100mm Lg Thread, Flange c/w S/Steel Humpback Split Pin, ETS 11-09-01 EE Dwg ES000786-01 | PLP | PREFORMED LINE PRODUCTS (AUST) | EB500 | Active
002407290 | BOLT,EYE | M20 x 575mm, 150mm Lg Thread, Flange c/w S/Steel Humpback Split Pin, ETS 11-09-01 | PLP | PREFORMED LINE PRODUCTS (AUST) | EB575 | Active
002407265 | SHACKLE | Bow, Galv Steel, 160kN c/w Clevis Bolt, Nut & Hump Split Pin, ETS 11-09-01 | PLP | PREFORMED LINE PRODUCTS (AUST) | S160A | Active
002409456 | BRACE,CROSSARM | Compression, 90 x 90 x 6 x 2295 Lg, Galv Steel, Stamp with "IIN2409456", EE Dwg 917971-03(1) | ISM | ISM MANUFACTURING PTY LTD | ERGON-917971-03-01 | Active
002409027 | CROSSARM,METAL | Tension Brace, 1980mm Lg, 50 x 50 x 5mm, LH, Galv Steel, Stamp with "IIN2409027", Dwg ES000741-01 (scm) | ISM | ISM MANUFACTURING PTY LTD | ERGON-908942-02-04 | Active
002409241 | CROSSARM,METAL | Welded Assy, 200 x 200 x 5 x 5200mm Lg, Galv Steel, Stamp with "IIN 2409241", EE Dwg 916556-04 Item 116 | ISM | ISM MANUFACTURING PTY LTD | ERGON-916556-04-116 | Active
002409506 | BRACE,CROSSARM | Tension, 45 x 45 x 5 x 2450 Lg, Galv Steel, Stamp with "IIN2409506", EE Dwg 917971-03(6) | ISM | ISM MANUFACTURING PTY LTD | ERGON-917971-03-06 | Active
002409514 | PLATE,METAL | Tension Gusset, 8mm Plate, Galv Steel, Stamp with "IIN 2409514" EE Dwg 917971-03 Item 9 | ISM | ISM MANUFACTURING PTY LTD | ERGON-917971-03-09 | Active
002493724 | SLEEVES,ELECTRICAL WORKERS | Class 3, Extra Curve, Live Line Sleeves (pair) Length 725mm, Large Size 28.5" | YOTSUGI | YOTSUGI CO. LTD | RIS3RYECL-YT | Active
002493799 | SLEEVES,ELECTRICAL WORKERS | Class 4, Extra Curve, Live Line Sleeves (pair) Length 675mm, Regular Size 26.5" | YOTSUGI | YOTSUGI CO. LTD | RIS4RYECR-YT | Active
002493807 | SLEEVES,ELECTRICAL WORKERS | Class 4, Extra Curve, Live Line Sleeves (pair) Length 725mm, Large Size 28.5" | YOTSUGI | YOTSUGI CO. LTD | RIS4RYECL-YT | Active
002451664 | BATTERY,STORAGE | 12V, 12Ah, 6mm Terminal, for ADVC2 Control Box, suit Schneider ADVC (Set of 2) | SCHNEIDR | SCHNEIDER PTY LTD (MANUFACTURER) | 998000055 | Active
002451664 | BATTERY,STORAGE | 12V, 12Ah, 6mm Terminal, for ADVC2 Control Box, suit Schneider ADVC (Set of 2) | NQBATT | NORTH QLD BATTERIES | ES12-12 | Active
002453603 | BATTERY,STORAGE | TP9100 Battery, 2400mAh Li-Ion, for TP9160 Portable Radio | TAITCOMM | TAIT COMMUNICATIONS (TAIT LTD) | TPA-BA-206 | Active
002476281 | BATTERY,STORAGE | 12V, 10Ah, Lithium Deep-Cycle Battery | DRYPOWER | DRYPOWER BATTERIES | 12LFP11.4 | Active
002476281 | BATTERY,STORAGE | 12V, 10Ah, Lithium Deep-Cycle Battery | FORBES | FORBES BATTERIES AND ELECTRONICS | V-LFP-12-10 | Active
002479079 | BATTERY,STORAGE | 48V, 150Ah, Dual String, 2 x 8 UXH75-6 VRLA, Subs Battery Bank, Item 3H | CENTURY | CENTURY YUASA BATTERIES PTY LTD | 3I-341240 | Active
002427664 | INVERTER,POWER,STATIC | Continuous, 2000W c/w 6m Lg 70mm2 Leads, 12V DC to 240V AC, to Mount in Vehicle to Power 240V AC Tools or Appliances | LATRONIC | LATRONIC SUNPOWER PTY LTD | LS2012C(6)DP | Phasing
000018085 | RELAY,ELECTROMAGNETIC | High Speed Tripping Relay, 48V DC Coil, 3 C/O Contacts, Plug-In, u/w V23 DIN Rail Relay Base | RMSPROD | RMS PRODUCTS (RELAY MONITORING SYSTEMS) | DR-D048 | Active
000003061 | CIRCUIT BREAKER | 145kV, 3150A, 40kA/3sec, 110V DC Control 240V AC Motor, L4 Pollution, ETS 2009/0092/T Item 3, Alstom GL312 F1/4031 | ALSTOM | ALSTOM GRID AUSTRALIA LIMITED | CB145-OD-LT-L4-110VDCC-240VACM | Phasing
002435188 | HARNESS,SAFETY,INDUSTRIAL | Style B, Size Large, Full Body, Fall Arrest, for Ladders & Platforms, ETS RSE01 | HGHTDYNM | HEIGHT DYNAMICS | 653L4017 | Active
000003027 | CIRCUIT BREAKER | 145kV, 3150A, 40kA/3sec, 125V DC Control 125V DC Motor, L3 Pollution, ETS 2009/0092/T Item 3, Alstom GL312 F1/4031 | ALSTOM | ALSTOM GRID AUSTRALIA LIMITED | CB145-OD-LT-L3-125VDCC-125VDCM | Phasing
002435204 | HARNESS,SAFETY,INDUSTRIAL | Style E, Size Large, Full Body, Fall Arrest, for large Transformer & Substation Structures, ETS RSE01 | HGHTDYNM | HEIGHT DYNAMICS | 823L0018 | Active
002435204 | HARNESS,SAFETY,INDUSTRIAL | Style E, Size Large, Full Body, Fall Arrest, for large Transformer & Substation Structures, ETS RSE01 | HGHTDYNM | HEIGHT DYNAMICS | SALA 823L0018 | Active
002434900 | SWITCH,FUSED | URD 250A, CFS Linking Panel c/w Heat Shrink Phase Barriers (scm) | FLOWLINE | FLOWLINE INDUSTRIES PTY LTD | ESQ084 | Active
002434900 | SWITCH,FUSED | URD 250A, CFS Linking Panel c/w Heat Shrink Phase Barriers (scm) | STEMAR | STEMAR ELECTRICAL PRODUCTS | SIT16861 | Active
000003173 | TRANSFORMER,CURRENT | 72.5kV, 1200/5A, 50Hz, Post Type 1Ph Outdoor, 5 Core, Metering in Core 3, Standard, L4 Pollution, ETS 2010/0321/T Item 13A | KONCAR | KONCAR - ELECTRICAL INDUSTRY INC | CT072-13A-1200-5A-L4-5C-M3 | Active
000003312 | CONTACTOR,MAGNETIC | Aux Trip Plug, 2500A Microversa GE Breaker, St George STATCOM MC069 | AMSC | AMSC AUSTRALIA PTY LTD | 2000010 | Active
000003321 | PRINTED CIRCUIT BOARD | CAN Bus Module, Fibre Optics, I/F Single Channel, St George STATCOM | AMSC | AMSC AUSTRALIA PTY LTD | 16213 | Active
002408789 | STRAPPING | Earth, Crossarm, Galv Steel, PL 50x3x150 Lg, 28mm Hole, Stamp with "IIN 2408789" EE Dwg 905348-02 Item No 5 | ISM | ISM MANUFACTURING PTY LTD | ERGON-905348-02-05 | Active
002409217 | WASHER,FLAT | Square, M20, 100 x 100 x 8mm, Galv, EE Dwg ES000627-01 | ISM | ISM MANUFACTURING PTY LTD | ERGON-907224-10 | Active
002409324 | PLATE,METAL | Yoke, 260 x 190 x 20PL, 288kN, Stay, Galv Steel, Stamp with "IIN 2409324" EE Dwg 90745-02 Item 11 | ISM | ISM MANUFACTURING PTY LTD | ERGON-907451-02-11 | Active
002408896 | BRACE,CROSSARM | Compression, LH, 75 x 75 x 6 x 2586 Lg, Galv Steel, Stamp with "IIN2408896", EE Dwg 906882-02(2) | ISM | ISM MANUFACTURING PTY LTD | ERGON-906882-02-02 | Active
002409597 | PLATE,METAL | Stay Attachment Plate, PL 10mm x 75 x 1000 Lg, Galv Steel, Stamp with "IIN 2409597" EE Dwg 917971-03 Item 11 | ISM | ISM MANUFACTURING PTY LTD | ERGON-917971-03-11 | Active
002409316 | PLATE,METAL | Connection Plate, 300 x 100 x 12 PL, 288kN Stay, Galv Steel, Stamp with "IIN 2409316" EE Dwg 907451-02 Item 12 | ISM | ISM MANUFACTURING PTY LTD | ERGON-907451-02-12 | Active
002409068 | CROSSARM,METAL | Welded Assy, 250 x 150 x 5 x 4800mm Lg, Galv Steel, Stamp with "IIN 2409068" | ISM | ISM MANUFACTURING PTY LTD | ERGON-906130-02-4800 | Active
002418861 | TERMINAL BOARD | Panel, Street Light Pole, Slip Base, QESI Dwg # 05-06-03 (scm) | FLOWLINE | FLOWLINE INDUSTRIES PTY LTD | ESQ072 | Active
002418861 | TERMINAL BOARD | Panel, Street Light Pole, Slip Base, QESI Dwg # 05-06-03 (scm) | MMELEC | MM ELECTRICAL MERCHANDISING | I3SLPSB-ROK | Active
002418986 | CROSSARM,COMPOSITE | Fibre, Predrilled, 3300 x 100 x 100mm, 11/22/33kV, Rural, Intermediate, use with Crossarm Mounting Bracket, EE Dwg 921992-07 | WAGNERS | WAGNERS CFT MANUFACTURING | EC006-00041 | Active
002419075 | CROSSARM,COMPOSITE | Fibre, 2525mm Lg Nom, 100 x 100mm, 11kV Intermediate, Drilled, EQLS-10034-01 (scm) | WAGNERS | WAGNERS CFT MANUFACTURING | EC093-00004 | Active
000474609 | SLEEVE,COMPRESSION | FT, Mars, 7/3.75 AAC, Hex Die 18.0mm A/F, Al, AS1154-1 | TECONN | TE CONNECTIVITY LTD | FT50A/1 | Active
000474609 | SLEEVE,COMPRESSION | FT, Mars, 7/3.75 AAC, Hex Die 18.0mm A/F, Al, AS1154-1 | TYCOELEC | TYCO ELECTRONICS | FT50A/1 | Active
000474615 | SLEEVE,COMPRESSION | FT, Moon, 7/4.75 AAC, Hex Die 22.0mm A/F, Al, AS1154-1 | TECONN | TE CONNECTIVITY LTD | FT61A/1 | Active
000474615 | SLEEVE,COMPRESSION | FT, Moon, 7/4.75 AAC, Hex Die 22.0mm A/F, Al, AS1154-1 | TYCOELEC | TYCO ELECTRONICS | FT61A/1 | Active
001103815 | PANEL,FUSE | Street Lighting for Major Road Pole, Dwg 05-06-02 (P20) (scm) | MMELEC | MM ELECTRICAL MERCHANDISING | I3SLPMAJ-ROK | Active
001103815 | PANEL,FUSE | Street Lighting for Major Road Pole, Dwg 05-06-02 (P20) (scm) | FLOWLINE | FLOWLINE INDUSTRIES PTY LTD | ESQ064/1 | Active
001250098 | METER,WATTHOUR | Prog Id 82502, Mk10E, 3 Element, 3Ph, 4 Wire, 240V, 5-20A, Class 0.5S, Bottom Connect, 200/5 CT Multi Tariff Business, Undercover Comms Capable, | EDMI | EDMI PTY LTD | 1E00-20H0-611-27-F11-2D0300-03 | Active
000860555 | TRANSFORMER,DISTRIBUTION | Padmount, 11kV, 750kVA, 3 Ph (Rect) LV Switchgear, LV Statistical Meter & HV RMU, ETS 02-02-01 | WILSON | WILSON TRANSFORMER CO. PTY LTD | 881-0638-11-AG | Active
001713757 | BOLT,EYE | M20 x 300mm, Galv, Extension c/w Galv Hex Nut, 300mm from end of Bolt to Plate, suit Composite Arms, EE Dwg ES000751-01 (scm) | GREGSF | GREG SEWELL FORGINGS PTY LTD | 1713757 | Active
002479087 | BATTERY,STORAGE | 48V, 150Ah, Dual String, 2 x 8 UXH75-6 VRLA, Subs Battery Bank, c/w Rack, Item 3H+R | CENTURY | CENTURY YUASA BATTERIES PTY LTD | 3I+R-341241 | Active
002479103 | BATTERY,STORAGE | 12V, 2.0Ah, M12 Red Li-Ion, Compact, for Milwaukee Tools | C&LTOOL | C&L TOOL CENTRE | MILWAM12B2 | Active
002479103 | BATTERY,STORAGE | 12V, 2.0Ah, M12 Red Li-Ion, Compact, for Milwaukee Tools | MILWAUKE | MILWAUKEE POWER TOOLS | M12B2 | Active
002481968 | BATTERY,STORAGE | 18V, 8.0Ah, M18 Red Li-Ion, for Milwaukee Tools | C&LTOOL | C&L TOOL CENTRE | MIWWAM18FB8 | Active
002481968 | BATTERY,STORAGE | 18V, 8.0Ah, M18 Red Li-Ion, for Milwaukee Tools | MILWAUKE | MILWAUKEE POWER TOOLS | M18FB8 | Active
002487965 | BATTERY,STORAGE | 32V, 180Ah, Dual String, 10 x UXH100-6 VRLA Monoblocs c/w Enclosed Rack, Substation Battery Bank, Contract 10591, Item 16c | CENTURY | CENTURY YUASA BATTERIES PTY LTD | 341308 | Active
002487981 | BATTERY,STORAGE | 48V, 1000Ah, Dual String, 48 x UXL550-2 VRLA Monoblocs c/w Enclosed Rack, Substation Battery Bank, Contract 10591, Item 14c | CENTURY | CENTURY YUASA BATTERIES PTY LTD | 341303 | Active
000016945 | RESPIRATOR,AIR FILTERING | Sundstrom SR100 Half Face, Med/Lge c/w Mask Body, Filter Attachment, Head Harness, Membrane Seat, Inhalation & Exhalation Membrane, Protective Cap | BLKWOODJ | J BLACKWOOD & SONS LIMITED | 01359378/03217 | Active
000016945 | RESPIRATOR,AIR FILTERING | Sundstrom SR100 Half Face, Med/Lge c/w Mask Body, Filter Attachment, Head Harness, Membrane Seat, Inhalation & Exhalation Membrane, Protective Cap | BLKWOODJ | J BLACKWOOD & SONS LIMITED | 01359378 | Active
002465805 | RESPIRATOR,AIR FILTERING | RFF4000, Full Face Respirator Mask Kit, M-L c/w Pro2000 Filter CF 32 A2B2E2K2-P3 & 3M Storage Bag | ALLENS | ALLENS INDUSTRIAL PRODUCTS | RFF4000SF6KIT | Active
002465805 | RESPIRATOR,AIR FILTERING | RFF4000, Full Face Respirator Mask Kit, M-L c/w Pro2000 Filter CF 32 A2B2E2K2-P3 & 3M Storage Bag | ALLENS | ALLENS INDUSTRIAL PRODUCTS | SHIGEMATSU 05STS04 - STS | Active
002459121 | COVER | Pit Safe Cover 12/8, 1200mm Lg, 800 x 30mm, Yellow, Embossed with Ergon Energy (scm) | OXFORDPL | OXFORD PLASTICS SYSTEM LTD | 0307 | Active
002473676 | COVER | Milwaukee, Impact Wrench Protective Boot, Rubber, for M18 Fuel CPIW Small Impact Wrenches | MILWAUKE | MILWAUKEE POWER TOOLS | 49162754 | Phasing
002473676 | COVER | Milwaukee, Impact Wrench Protective Boot, Rubber, for M18 Fuel CPIW Small Impact Wrenches | TTLTOOL | TOTAL TOOLS TOWNSVILLE | MILWA49162754 | Phasing
002491884 | COVER | Blank Cover for Access Module, suit SEL ICON | SEL | SCHWEITZER ENGINEERING LAB PTY LTD | 8049-01 | Active
002491892 | COVER | Protected Line Module Cover, suit SEL ICON | SEL | SCHWEITZER ENGINEERING LAB PTY LTD | 8098-01 | Active
002491900 | COVER | Submodule Cover, suit SEL ICON | SEL | SCHWEITZER ENGINEERING LAB PTY LTD | 8099-01 | Active
002495679 | TIMBER,HARDWOOD | Untreated Pole, 20m Lg, 20kN, P20/20 | FCRC | FRASER COAST REGIONAL COUNCIL | P20/20 | Active
002495737 | TIMBER,HARDWOOD | Untreated Pole, 23m Lg, 12kN, P23/12 | FCRC | FRASER COAST REGIONAL COUNCIL | P23/12 | Active
000003331 | PRINTED CIRCUIT BOARD | Single Ethernet, PC/104 Plus PPM 10/100, St George STATCOM | AMSC | AMSC AUSTRALIA PTY LTD | 16857 | Active
000003287 | CIRCUIT BREAKER | MCB, 4A, Z-Trip, MC066, St George STATCOM | AMSC | AMSC AUSTRALIA PTY LTD | 00017365 | Active
000003287 | CIRCUIT BREAKER | MCB, 4A, Z-Trip, MC066, St George STATCOM | AMSC | AMSC AUSTRALIA PTY LTD | 17365 | Active
000003289 | CIRCUIT BREAKER | MCB, 15A, St George STATCOM | AMSC | AMSC AUSTRALIA PTY LTD | 00016531 | Active
000003289 | CIRCUIT BREAKER | MCB, 15A, St George STATCOM | AMSC | AMSC AUSTRALIA PTY LTD | 16531 | Active
000003311 | FUSEHOLDER,BASE & CARRIER | 690/700V, 800A, Size 3, Inverter Pole Fuse, St George STATCOM | AMSC | AMSC AUSTRALIA PTY LTD | 16321 | Active
000030035 | CONNECTOR ASSEMBLY,ELECTRICAL | Compression Splice c/w 4 Hole Palm Assembly Transverse, suit 100mm Busbar | ADAPTAUS | ADAPT AUSTRALIA PTY LTD | PLKM1150D100P5 | Active
000030036 | CONNECTOR ASSEMBLY,ELECTRICAL | Compression Splice c/w 4 Hole Palm Pad, suit 100mm Busbar | ADAPTAUS | ADAPT AUSTRALIA PTY LTD | PLKM1100D100E1P5 | Active
000030068 | EARTHING,STIRRUP | Transverse Single, suit Neon 19/3.75 AAAC | PLP | PREFORMED LINE PRODUCTS (AUST) | ESTS-210-2 | Active
002438596 | BOX ASSEMBLY,FENCING | Strainer for Unstable Soil c/w Post 1 x 2100mm (100mmNB/75x75mm Angle), Top Rail 1 x 60NB, Turnbuckle, Wire Brace, Bolt & Nut, 2 x Upper & Lower Brackets, | WARWICKG | WARWICK GATES PTY LTD (MANUFACTURER) | DBAK-B | Active
002423986 | CROSSARM,METAL | Compression RH, 75 x 75 x 5 x 2496mm Lg, Galv Steel, Stamp with "IIN 2423986", EE Dwg 953218-02 Item 1 | DMIGM | DMI GLOBAL MANUFACTURING | C1B | Active
002424018 | RECLOSER,AUTO | 11kV, 3 Ph, 400A, 12.5kA Cap, Vacuum Interrupting, SF6 insulated, O/door Pole Mount c/w Ctrl Cub, Insulated Cable Droppers, Aux VT 240V & HV Leads, | SCHNEIDR | SCHNEIDER PTY LTD (MANUFACTURER) | N15-ACR-SF6-15-12-110 | Active
002422160 | PARTS KIT,TERMINAL JUNCTION | Terminal Box, Fixed Base Pole Kit c/w 2 x Terminal Blocks for Fixed Base Street Light Pole (scm) | VELNAH | VELNAH PTY LTD | JEDL242501 | Active
002422160 | PARTS KIT,TERMINAL JUNCTION | Terminal Box, Fixed Base Pole Kit c/w 2 x Terminal Blocks for Fixed Base Street Light Pole (scm) | MMELEC | MM ELECTRICAL MERCHANDISING | I3S-BPFBDR-ROK | Active
002424034 | RECLOSER,AUTO | 33kV, 3 Ph, 400A, 12.5kA Cap, Vacuum Interrupting, SF6 insulated, O/door Pole Mount c/w Ctrl Cub, Insulated Cable Droppers, Aux VT 240V & HV Leads, | SCHNEIDR | SCHNEIDER PTY LTD (MANUFACTURER) | N38-ACR-SF6-38-12-170 | Active
002424042 | TRANSFORMER,VOLTAGE | 11kV/240V, 50VA, 1 Ph, External Aux Power Supply c/w Pole Mounting Bracket, suits Schneider ONLY, ETS 06-07-03(6) (scm) | SCHNEIDR | SCHNEIDER PTY LTD (MANUFACTURER) | 990003200 | Active
002423655 | CABLE,POWER,ELECTRICAL | U/Ground, 19.1/33kV, 1C x 50mm2 Al/ TR-XLPE Insulated/CWS 4.9kA 1Sec/WBT/ PVC/Nylon Jacket/HPDE, 500m Steel Drum, ETS 04-02-04 (scm) | MIDLAND | MIDLAND METALS OVERSEAS PTE LTD | MMO-33KV 1X50ATRXWBTCWSWBTPNJM | Active
002423655 | CABLE,POWER,ELECTRICAL | U/Ground, 19.1/33kV, 1C x 50mm2 Al/ TR-XLPE Insulated/CWS 4.9kA 1Sec/WBT/ PVC/Nylon Jacket/HPDE, 500m Steel Drum, ETS 04-02-04 (scm) | OLEX | OLEX AUSTRALIA PTY LTD | XNHA19WWT01CXAA | Active
002404199 | ENCLOSURE | 560 x 380 x 180, Large | CNWELEC | CNW ELECTRICAL PTY LTD | BI10303 | Active
002404200 | ENCLOSURE | 380 x 280 x 180, Small | CNWELEC | CNW ELECTRICAL PTY LTD | BI10303 | Active
002480911 | END PLATE,TERMINAL BLOCK | suit PT 2.5-MT-Quattro Terminal Block | PHOENIX | PHOENIX CONTACT PTY LTD | 3038590 | Active
002488278 | ENCLOSURE | MAS Wall Mount, 700 x 500 x 260mm, Mild Steel, Single Door, IP66, c/w Mounting Plate | NHPELEC | NHP ELECTRICAL ENGINEERING | MAS0705026R5 | Active
002483899 | ENCLOSURE | Double-walled Outdoor Housing, Pole Mtg c/w Double-bit Key no.5, 3mm Double-bit 41mm Lg Lock Insert & 27mm Lg Lock Insert | RITTAL | RITTAL AUSTRALIA PTY LTD | 9791045 | Active
000021412 | END PLATE,TERMINAL BLOCK | Type D-UK 4/10, End Cover, 42.5mm Lg, 1.8mm W, 35.9mm H, Gray, Universal Mtg, suit Terminal UK6N & UK10N, Pack of 50 | HAYMANS | HAYMANS ELECTRICAL | PHO3003020 | Active
000021412 | END PLATE,TERMINAL BLOCK | Type D-UK 4/10, End Cover, 42.5mm Lg, 1.8mm W, 35.9mm H, Gray, Universal Mtg, suit Terminal UK6N & UK10N, Pack of 50 | PHOENIX | PHOENIX CONTACT PTY LTD | 3003020 | Active
002469211 | END PLATE,TERMINAL BLOCK | FEM13U End Section, Black, 1.5mm Spacing | ABBAUST | ABB AUSTRALIA PTY LTD | 1SNA 199 635 R2400 | Active
000003335 | PROCESSOR,GATEWAY | Ethernet Router, HUB, DAS & Master Control, St George STATCOM | AMSC | AMSC AUSTRALIA PTY LTD | 16459 | Active
000024940 | PROCESSOR,GATEWAY | Access Point 2 c/w Smart Hub PCB, Modem & Antenna, 1m Pink Cat5e Cable, for Smart Hub Network | EAQ | ELECTRONICS ASSEMBLY QUEENSLAND PTY LTD | ACCESS POINT 2 | Active
000024943 | PROCESSOR,GATEWAY | Smart Hub 2 Kit c/w PCB Enclosure with Black Cable, 1m Pink Cat5e Cable, Installation MODBUS Register List | EAQ | ELECTRONICS ASSEMBLY QUEENSLAND PTY LTD | SMART HUB 2 | Active
002467983 | PROCESSOR,GATEWAY | ATOP Technologies SE5001, Universal 1 Port RJ-45 Serial Device Server, DB9 Connector, 75bps to 230Kbps, 9~30V DC, 300mA Nom, Ethernet Comms | ATOP | ATOP TECHNOLOGIES INC | SE5001 | Active
002437655 | POLE,LINE CONSTRUCTION,CONCRETE | 30.0m, 840mm Dia, Base Mounted, Comms Pole | ROCLA | ROCLA PTY LTD | SR5-BM30-840 | Active
000003362 | CIRCUIT BREAKER | 36kV, 2000A, 25kA/3sec, 240V DC Control, 240V DC Motor, L4 Pollution, ETS 2009/0092/T Item 1, ABB VBF 36.20.25 | ABBAUST | ABB AUSTRALIA PTY LTD | CB036-OD-LT-L4-240VDCC-240VDCM | Active
000003367 | INDICATOR,DIGITAL DISPLAY | TPI Encoder Module, 85-264V AC, 110-300V DC, BCD Output, 35 POS | WILSON | WILSON TRANSFORMER CO. PTY LTD | 872-0070P11 | Active
000004035 | FAN,CROSSFLOW | PDH, NDM Air Deflector, for 19" Rack or ETSI | NOKIANET | NOKIA SIEMENS NETWORKS | E30446.02 | Phasing
000030293 | TERMINAL,LUG | AS5, Al, 4 Hole, 50mm Centre, 30 Deg Palm Angle Offset, Oxygen 19/4.75 AAAC | PLP | PREFORMED LINE PRODUCTS (AUST) | CTAW-238-FD516-3000 | Active
000030294 | TERMINAL,LUG | AS5, Al, 4 Hole, 50mm Centre, 30 Deg Palm Angle Offset, Sulphur 61/3.75 AAAC | PLP | PREFORMED LINE PRODUCTS (AUST) | CTA-338-35211 | Active
000030361 | CLAMP,ELECTRICAL | Transverse, Tee, Bolted Run Palm Tap, AS4T, 2 Hole 50mm Centre, suit Neon 19/3.75 AAAC | PLP | PREFORMED LINE PRODUCTS (AUST) | BRPTT-135195-AS4-T | Active
000030362 | CLAMP,ELECTRICAL | Transverse, Tee, Bolted Run Palm Tap, AS4T, 2 Hole 50mm Centre, suit Sulphur 61/3.75 AAAC | PLP | PREFORMED LINE PRODUCTS (AUST) | BRPTT-301350-AS4-T | Active
002439362 | POLE,LINE CONSTRUCTION,CONCRETE | 30.0m, 540mm Dia, Base Mounted, Comms Pole | ROCLA | ROCLA PTY LTD | SR2-BM30-540 | Active
002424968 | CABLE,POWER,ELECTRICAL | U/Ground, 19/33(36)kV, 1C, 630mm2 Stranded Circ WB Cu, TRXLPE/WBT/CWS inc OF(25kA/1Sec)/WBT/LAT/LLDPE/Nyl/MDPE, Graphite Coating, Drum w/Pulling Eye | KEI | KEI INDUSTRIES LIMITED | KEI33CU1C630LAT25KAOFC | Active
002424968 | CABLE,POWER,ELECTRICAL | U/Ground, 19/33(36)kV, 1C, 630mm2 Stranded Circ WB Cu, TRXLPE/WBT/CWS inc OF(25kA/1Sec)/WBT/LAT/LLDPE/Nyl/MDPE, Graphite Coating, Drum w/Pulling Eye | OLEX | OLEX AUSTRALIA PTY LTD | XNYP32SBFT1CXAA | Active
002424968 | CABLE,POWER,ELECTRICAL | U/Ground, 19/33(36)kV, 1C, 630mm2 Stranded Circ WB Cu, TRXLPE/WBT/CWS inc OF(25kA/1Sec)/WBT/LAT/LLDPE/Nyl/MDPE, Graphite Coating, Drum w/Pulling Eye | CBLGRID | CABLE GRID AUSTRALIA PTY LTD | CG-2424968 | Active
002426054 | SWITCH,AIR BREAK | 22kV, 630A, 200kV BIL, 3 Ph, Unitised Ganged, Horizontal Side Break General Purpose c/w Load Break Device, to suit Top & Mid Pole Composite Insulator (scm) | NGKSTANG | NGK STANGER PTY LTD | 70209/562 | Active
002426070 | CABLE,POWER,ELECTRICAL | U/Ground, 6.35/11kV, 1C x 630mm2 Cu/ TR-XLPE Insulated/Insect Protected/ Fire Retardant, 500m Steel Drum, ETS 04-05-01 (scm) | CBLGRID | CABLE GRID AUSTRALIA PTY LTD | CGA475 | Active
002426070 | CABLE,POWER,ELECTRICAL | U/Ground, 6.35/11kV, 1C x 630mm2 Cu/ TR-XLPE Insulated/Insect Protected/ Fire Retardant, 500m Steel Drum, ETS 04-05-01 (scm) | MIDLAND | MIDLAND METALS OVERSEAS PTE LTD | MMO-11KV 1X630CTRXWBTCWSHFSHFS | Active
002426989 | LEAD,ELECTRICAL | Earth Bonding Lead + PG Clamp (10kA/0.5 sec), 1m long, suit 14mm OPGW Armour Grip Suspension Units, to Ergon Transmission Line Spec (scm) | PLP | PREFORMED LINE PRODUCTS (AUST) | EBL-OPGW01-0719-ER | Active
002426989 | LEAD,ELECTRICAL | Earth Bonding Lead + PG Clamp (10kA/0.5 sec), 1m long, suit 14mm OPGW Armour Grip Suspension Units, to Ergon Transmission Line Spec (scm) | DULHUNTY | DULHUNTY POWER (AUST) PTY LTD | ERG-2426989 | Active
002425858 | BUSBAR | Flat, Cu Strap, 4m Lg, 25 x 2.5mm, Earthing, TS 03-03-01 (scm) | PRIMETAL | PRIMARY METALS & ALLOYS PTY LTD | 1-1000-5 | Active
002425866 | BUSBAR | Flat, Annealed Cu, 4m Lg, 40 x 4mm, Round Edge, TS 03-03-01 (scm) | PRIMETAL | PRIMARY METALS & ALLOYS PTY LTD | 1-1018 | Active
002476505 | BUSBAR | Tubular, Silver Plated, 97mm Lg, Complete Connection Piece, for use in Magnefix/Hazemeyer MD4 RMU | EATONELE | EATON ELECTRIC SYSTEMS PTY LTD | 2683.189 | Active
002476513 | BUSBAR | Tubular, Silver Plated, 139mm Lg, Pre-Mid 90s Connecting Top, Complete Connection Piece, for use in Magnefix/Hazemeyer MD4 RMU | EATONELE | EATON ELECTRIC SYSTEMS PTY LTD | 2683.190 | Active
002476521 | BUSBAR | Tubular, Silver Plated, 85mm Lg, Pre-Mid 90s Connecting Centre, Complete Connection Piece, for use in Magnefix/Hazemeyer MD4 RMU | EATONELE | EATON ELECTRIC SYSTEMS PTY LTD | 2683.191 | Active
002476539 | BUSBAR | Tubular, Silver Plated, 31mm Lg, Complete Connection Piece, for use in Magnefix/Hazemeyer MD4 RMU | EATONELE | EATON ELECTRIC SYSTEMS PTY LTD | 2683.192 | Active
002438893 | END CAP | Conduit, 100mm, Orange, HD, suit 100mm Pressure Pipe | CLIPSAL | CLIPSAL (BY SCHNEIDER ELECTRIC) | CLI 262P100 | Active
000030003 | PUSH BUTTON | Illuminated, White, Full Voltage, Input Various Voltages, Round for Front Panel Mounting, LED not included | IPDGROUP | IPD GROUP LIMITED | HW1L-M1F11D2-W | Active
000030003 | PUSH BUTTON | Illuminated, White, Full Voltage, Input Various Voltages, Round for Front Panel Mounting, LED not included | IDEC | IDEC (MANUFACTURER) | HW1L-M1F11D2-W | Active
000030005 | PUSH BUTTON | Convertor Illuminated, White c/w White 6V LED, 90-140V, DC-DC | IDEC | IDEC (MANUFACTURER) | HW1LM1F11DCDCDW6 | Active
002439180 | BRACKET,LIFTING | suit Unitised Air Break Switch, SWL 150kg, EE Dwg 901978-01 (scm) | AEMAUST | AEM AUSTRALIA PTY LTD | A8756 | Active
000030292 | TERMINAL,LUG | AS5, Al, 4 Hole, 50mm Centre, 30 Deg Palm Angle Offset, Neon 19/3.75 AAAC | PLP | PREFORMED LINE PRODUCTS (AUST) | CTAW-188-FD516-3000 | Active
000030360 | CLAMP,ELECTRICAL | Transverse, Tee, Bolted Run Palm Tap, AS4T, 2 Hole 50mm Centre, suit Oxygen 19/4.75 AAAC | PLP | PREFORMED LINE PRODUCTS (AUST) | BRPTT-196240-AS4-T | Active
002439792 | COVER,ACCESS | Pole Hole, 3mm Thk, 1035 x 1035mm c/w Folded Edges, Al Checker-plate, EE Dwg 1027672-01 | SAFESCRN | SAFETY SCREENS AUSTRALIA PTY LTD | SSAPHC1050 | Active
000105091 | TIE,PREFORMED | Side, Neck Dia 54mm Insulator, 7/3.25 SC/GZ, Armoured (scm) | PLP | PREFORMED LINE PRODUCTS (AUST) | GST160A54 | Active
002457950 | BATTERY,STORAGE | 125V, 125Ah, Dual String, 38 x UXH75-6 VRLA Monoblocs c/w Rack, Subs Standby Battery Bank, Contract 10591, Item 1b | CENTURY | CENTURY YUASA BATTERIES PTY LTD | 341273 | Active
002457976 | BATTERY,STORAGE | 125V, 224Ah, Dual String, 38 x UXH125-6 VRLA Monoblocs c/w Rack, Subs Standby Battery Bank, Contract 10591, Item 3b | CENTURY | CENTURY YUASA BATTERIES PTY LTD | 341275 | Active
002457984 | BATTERY,STORAGE | 110V, 90Ah, Dual String, 18 x UXH50-12 VRLA Monoblocs c/w Rack, Subs Standby Battery Bank, Contract 10591, Item 4b | CENTURY | CENTURY YUASA BATTERIES PTY LTD | 341276 | Active
002457992 | BATTERY,STORAGE | 110V, 125Ah, Dual String, 36 x UXH75-6 VRLA Monoblocs c/w Rack, Subs Standby Battery Bank, Contract 10591, Item 5b | CENTURY | CENTURY YUASA BATTERIES PTY LTD | 341277 | Active
002458024 | BATTERY,STORAGE | 110V, 400Ah, Dual String, 108 x UXL220-2 VRLA Monoblocs c/w Rack, Subs Standby Battery Bank, Contract 10591, Item 8b | CENTURY | CENTURY YUASA BATTERIES PTY LTD | 341280 | Active
002458032 | BATTERY,STORAGE | 48V, 90Ah, Dual String, 8 x UXH50-12 VRLA Monoblocs c/w Rack, Subs Standby Battery Bank, Contract 10591, Item 9b | CENTURY | CENTURY YUASA BATTERIES PTY LTD | 341281 | Active
002458057 | BATTERY,STORAGE | 48V, 180Ah, Dual String, 8 x FXH100-12S VRLA Monoblocs c/w Rack, Subs Standby Battery Bank, Contract 10591, Item 11b | CENTURY | CENTURY YUASA BATTERIES PTY LTD | 313122-ITEM 3D+R | Active
002458065 | BATTERY,STORAGE | 48V, 224Ah, Dual String, 16 x UXH125-6 VRLA Monoblocs c/w Rack, Subs Standby Battery Bank, Contract 10591, Item 12b | CENTURY | CENTURY YUASA BATTERIES PTY LTD | 341284 | Active
002458099 | BATTERY,STORAGE | 32V, 125Ah, Dual String, 10 x UXH75-6 VRLA Monoblocs c/w Rack, Subs Standby Battery Bank, Contract 10591, Item 15b | CENTURY | CENTURY YUASA BATTERIES PTY LTD | 341287 | Active
002458123 | BATTERY,STORAGE | 110V, 180Ah, Dual String, 36 x UXH100-6 VRLA Monoblocs c/w Enclosed Rack, Subs Standby Battery Bank, Contract 10591, Item 6c | CENTURY | CENTURY YUASA BATTERIES PTY LTD | 341298 | Active
002494268 | BATTERY,STORAGE | 125V, 180Ah, Dual String, 38 x UXH100-6 VRLA Monoblocs, c/w Enclosed Rack, Subs Standby Battery Bank, Contract 10591, Item 2c | CENTURY | CENTURY YUASA BATTERIES PTY LTD | 341310 | Active
000395451 | CLOTH,CLEANING | Wipers, HD, Industrial, 60 x 40cm, Green 94164 (P12) | BLKWOODJ | J BLACKWOOD & SONS LIMITED | 01502790 | Active
002401722 | CLOTH,CLEANING | Bag of Rags, Medium Cotton, Coloured, 10kg Slab, for Wiping | STATEWD | STATEWIDE FASTNERS & ENGEERING SUPPLIES | RAGMIXCOTTKG10 | Active
002401722 | CLOTH,CLEANING | Bag of Rags, Medium Cotton, Coloured, 10kg Slab, for Wiping | BLKWOODJ | J BLACKWOOD & SONS LIMITED | 01200292 | Active
002493906 | SPLICE ENCLOSURE,FIBRE OPTIC | OTP, OFS-200, 12-Way ST/FC, Wall Mount, 1x Splice Cass, No Thru Adpts | OPTICAL | OPTICAL FIBRE SYSTEMS PTY LTD | OFS-200-12ST/FC-B-1 | Active
002493948 | SPLICE ENCLOSURE,FIBRE OPTIC | OTP, OFS-200, 24-Way SC/SCA, Wall Mount, IP Rated, 2x Splice Cass, No Thru Adpts | OPTICAL | OPTICAL FIBRE SYSTEMS PTY LTD | OFS-200-24SSC-B-2-IP | Active
002493989 | SPLICE ENCLOSURE,FIBRE OPTIC | OTP, OFS-800 SCA Kit, 96-Way SC/SCA, Wall Mount, IP Rated, 8x Splice Cass, 100x Splice Prot, 72x SCA Thru Adpts, 72x SCA SMOF Pigtails | OPTICAL | OPTICAL FIBRE SYSTEMS PTY LTD | OFS-CSPN-085 | Active
002494029 | SPLICE ENCLOSURE,FIBRE OPTIC | OTP, OFS-900 ST Kit, 24-Way ST/FC, 1RU, 19" Rack Mount, 2x Splice Cass, 25x Splice Prot, 24x ST Thru Adpts, 24x ST OM1 Pigtails | OPTICAL | OPTICAL FIBRE SYSTEMS PTY LTD | OFS-CSPN-089 | Active
002494045 | SPLICE ENCLOSURE,FIBRE OPTIC | OTP, OFS-900 DLC OM3 Kit, 24-Way SC/SCA, 1RU, 19" Rack Mount, 2x Splice Cass, 25x Splice Prot, 12x DLC OM3 Thru Adpts, 12x SC Blanks, 24x LC OM3 Pigtails | OPTICAL | OPTICAL FIBRE SYSTEMS PTY LTD | OFS-CSPN-091 | Active
002494060 | SPLICE ENCLOSURE,FIBRE OPTIC | OTP, OFS-200 ST Kit, 24-Way ST/FC, Wall Mount, IP Rated, 2x Splice Cass, 25x Splice Prot, 24x ST Thru Adpts, 24x ST OM1 Pigtails | OPTICAL | OPTICAL FIBRE SYSTEMS PTY LTD | OFS-CSPN-093 | Active
002494110 | SPLICE ENCLOSURE,FIBRE OPTIC | CLJ, FOSC-400D5 Kit, Patch Basket, 2x SC/SCA Splice/Patch Tray, 45mm Splice Prot, 12x DLC SMOF Thru Adpts, 24x LC SMOF Pigtails, 6x 1m LC-LC Duplex Patch | OPTICAL | OPTICAL FIBRE SYSTEMS PTY LTD | OFS-CSPN-098 | Active
002494128 | SPLICE ENCLOSURE,FIBRE OPTIC | OTP, GEN MOD-12 Sub Kit, 12-Way SC/SCA, Wall Mount, SS IP Rated, 5x Splice Prot, 2x DLC OM3 Thru Adpts, 4x LC OM3 Pigtails | OPTICAL | OPTICAL FIBRE SYSTEMS PTY LTD | OFS-CSPN-099 | Active
002494136 | SPLICE ENCLOSURE,FIBRE OPTIC | OTP, GEN MOD-12 DTS Kit, 12-Way SC/SCA, Wall Mount, SS IP Rated, 10x Splice Prot 4x E2000 OM3 Thru Adpts, 4x E2000 OM3 Pigtails, 4x SCA Thru Adpts, 4x SCA SMOF | OPTICAL | OPTICAL FIBRE SYSTEMS PTY LTD | OFS-CSPN-100 | Active
000020387 | JOINT,ELECTRICAL POWER CABLE | 11kV, 3Ph, for 185-400mm2 Triplex to 3 Core 300mm2 Cu/Al 11kV PLYHDPE, Heatshrink Joint | JBJOINT | JB JOINTING SUPPLIES PTY LTD | 11-185/400-XL/PL-1C/3C-J | Active
000020387 | JOINT,ELECTRICAL POWER CABLE | 11kV, 3Ph, for 185-400mm2 Triplex to 3 Core 300mm2 Cu/Al 11kV PLYHDPE, Heatshrink Joint | OLEX | OLEX AUSTRALIA PTY LTD | 17JTM3.1.400W+M185.400 CW/EQ | Active
000020387 | JOINT,ELECTRICAL POWER CABLE | 11kV, 3Ph, for 185-400mm2 Triplex to 3 Core 300mm2 Cu/Al 11kV PLYHDPE, Heatshrink Joint | TECONN | TE CONNECTIVITY LTD | MXSU-EX333 | Active
001276279 | TERMINAL BLOCK | Test, ESAA Pattern c/w Clear Cover & Ergon Energy Logo, Incl Additional "E" Link Incorporating 4V Links, Insulated Knurled Knobs (red, white/blue) & | CLIPSAL | CLIPSAL (BY SCHNEIDER ELECTRIC) | CLI 1008 | Active
001276279 | TERMINAL BLOCK | Test, ESAA Pattern c/w Clear Cover & Ergon Energy Logo, Incl Additional "E" Link Incorporating 4V Links, Insulated Knurled Knobs (red, white/blue) & | EUGAQUIP | EUGAQUIP ENGINEERING | TBO76CEL-MK1 | Active
002401075 | TERMINAL BLOCK | Through 6mm2, Grey, M6/8 (P50) | IPDGROUP | IPD GROUP LIMITED | CTS6U | Active
002401075 | TERMINAL BLOCK | Through 6mm2, Grey, M6/8 (P50) | MMELEC | MM ELECTRICAL MERCHANDISING | M6/8 | Active
002429918 | CABLE,POWER,ELECTRICAL | U/Ground, 6.35/11kV, 1C x 400mm2 Cu/ TR-XLPE Insulated/(40/1.70) CWS/PVC WBT/ HDPE/Insect Protected/Nylon Jacket, 500m Steel Drum, TS 04-01-11 (scm) | MIDLAND | MIDLAND METALS OVERSEAS PTE LTD | MMO11KV1X400CTRXWCWSWPNJM | Active
002429918 | CABLE,POWER,ELECTRICAL | U/Ground, 6.35/11kV, 1C x 400mm2 Cu/ TR-XLPE Insulated/(40/1.70) CWS/PVC WBT/ HDPE/Insect Protected/Nylon Jacket, 500m Steel Drum, TS 04-01-11 (scm) | OLEX | OLEX AUSTRALIA PTY LTD | XJHP28WWT01CXAA | Active
000021673 | COVER,ELECTRICAL EQUIPMENT | Replacement Cover, Clip-On, for Electrical Box, Streetlight, Circuit Breaker, Enclosure | ACCULEC | ACCULEC PTY LTD (303899) | CB-MF-CR | Active
000104217 | INSULATOR,PIN | Bridging, 33kV, 170kV BIL, Polyethylene, Vertical Vice Top, Pattern 'C' Thread, Dwg 891659-1 | BRITECH | BRI-TECH PTY LTD | HPI35VTP | Active
000010013 | INSULATOR,STANDOFF | Porcelain, 80mm Dia, 80mm H, M16 Mounting Bolts Termination & Bracket, suit 66kV Porcelain Cable Terminations Set of 4 (scm) | CBLGRID | CABLE GRID AUSTRALIA PTY LTD | S1436-4 | Active
000010013 | INSULATOR,STANDOFF | Porcelain, 80mm Dia, 80mm H, M16 Mounting Bolts Termination & Bracket, suit 66kV Porcelain Cable Terminations Set of 4 (scm) | INTERENG | INTERTECH ENGINEERING PTY LTD | P-ESSPARTS | Active
000018119 | INSULATOR,STANDOFF | Line Post, Synthetic Composite, 132kV Nom, 1550mm Nom Lg, Horizontal c/w Bendable Gain Base Mtg, 356mm Pole Mtg Centres, 2 Hole Drop Tongue End | THEWMCCA | TMAC THEW & MCCANN GROUP | TM00728 | Active
000018683 | INSULATOR,STANDOFF | Line Post, Synthetic Composite, 132kV Nom, 1550mm Nom Lg, Horizontal c/w Bendable Gain Base & Assy Bolts, 305mm Pole Mtg Centres, Fitted to | GRAPHSOL | GRAPH SOLUTIONS PTY LTD | 132500C.5 | Active
000150008 | INSULATOR,STANDOFF | Busbar Standoff Indoor, 660V, M10 Thread Both Ends (scm) | IPDGROUP | IPD GROUP LIMITED | 14NB5 | Active
002405137 | INSULATOR,STANDOFF | LV, 75mm H x 58mm D, M10 Tapped Hole Each End | HYLEC | HYLEC ENERGY SOLUTIONS | S017510 | Active
002437986 | INSULATOR,STANDOFF | Indoor Post, M12 Thread, Dwg # EESS-10031-04 | EMCPAC | EMC PACIFIC PTY LTD | BBI 52 | Active
002480929 | INSULATOR,STANDOFF | Neutral Bus, Ertalon, 120mm Dia, M12 Bolt Hole, for Bundle Constructions | THEWMCCA | TMAC THEW & MCCANN GROUP | TM01656 | Active
000003759 | LEAD,ELECTRICAL | 15m Lead, suit HAT-200 Current Transducer, EESS-10735-01-0B | LEGEND | LEGEND POWER SYSTEMS | RPS-RT15M0-RTP | Active
000004061 | LEAD,ELECTRICAL | Multiplexer Cable, PDH, 15m Lg, 4W E&M 20 Pair Stub Cable P1 & P2, suit 21236, EE Dwg 903187-01 | COMMTEL | COMMTEL NETWORK SOLUTIONS | STD-0034-P1-20-15M & P2-20-15M | Active
000004069 | LEAD,ELECTRICAL | Multiplexer Cable, PDH, 15m Lg, V24 10 Pair Stub Cable P1 & P2, suit 24020, EE Dwg 903187-03 | COMMTEL | COMMTEL NETWORK SOLUTIONS | STD-0036-P1-10-15M & P2-10-15M | Active
000004080 | LEAD,ELECTRICAL | Multiplexer Cable, PDH, 5m Lg, Subscriber Unit P1, 10 Pair Stub Cable, suit 21206, EE Dwg 903187-04 | COMMTEL | COMMTEL NETWORK SOLUTIONS | STD-0037-P2-10-5M | Active
000004093 | LEAD,ELECTRICAL | Multiplexer Cable, PDH, 15m Lg, Stub Cable 4 Pair Assembly, 3 x 7 | COMMTEL | COMMTEL NETWORK SOLUTIONS | STD-0044-P1-04-15M | Active
000004130 | LEAD,ELECTRICAL | Multiplexer Cable, PDH, 10m Lg, Mux Generic 2Mbs, 120 Ohm, 4 Pair, 3 x 7 Connector | COMMTEL | COMMTEL NETWORK SOLUTIONS | STD-0076-P2-04-10M | Active
000022827 | LEAD,ELECTRICAL | Flexible Insulated Jumper Cable, 3m Lg, Cable Meets Requirements ASTM F2321, kV Rating 15kV Phase to Phase, 10kV Phase to Earth, 400A Rated, 1.1 Smooth Jaw Al | TEN | THE ENERGY NETWORK (AUST) PTY LTD | BRITECH JUMPER3MEX | Active
000025393 | LEAD,ELECTRICAL | Bridge, LV Fused Temporary Bypass LV Temporary Fused Bridge; 80 amp Inline Fuse Installer, Strictly for use as per WP9435 | HYLEC | HYLEC ENERGY SOLUTIONS | INLINEFUSE80A | Active
002469203 | TERMINAL BLOCK | Type ML10/13.SN Screw Clamp, Disconnect with Lever, Black/Blue | ABBAUST | ABB AUSTRALIA PTY LTD | 1SNA 199 105 R2200 | Active
002480812 | TERMINAL BLOCK | PT6-T, Disconnect VT Terminal, Brown, 1000V, 32A, 91 x 10 x 63mm, 35mm DIN Rail Mtg, Clip-on, 0.5-10mm Cond Size | PHOENIX | PHOENIX CONTACT PTY LTD | 1322569 | Active
002480820 | TERMINAL BLOCK | PT6-T, Disconnect DC Terminal, 1000V, 32A, Grey, 91 x 10 x 63mm, 35mm DIN Rail Mtg, Clip-on, 0.5-10mm Cond Size | PHOENIX | PHOENIX CONTACT PTY LTD | 1326583 | Active
002455210 | POLE,LINE CONSTRUCTION,CONCRETE | 35.0m, 540mm Dia, Direct Imbedded, Comms Pole, Dwg 903386-02 | ROCLA | ROCLA PTY LTD | SR2-H35-540 | Active
000025093 | CABLE,POWER,ELECTRICAL | U/Ground, 6.35/11kV, 35mm2 Al Circular Stranded Compacted WB, TRXLPE/WBT/ CWS/WBT/MDPE, | MIDLAND | MIDLAND METALS OVERSEAS PTE LTD | MMO-11KV 3X1X35ATRXWBTSCRWBTH | Active
002468114 | PROCESSOR,GATEWAY | Lantronix UDS1100, Single-Port, 9-30VDC Input, 1 x DM25F DCE Conn, Serial Interface RS-232/422/485, 300bps to 921.6Kbps Serial to Enet Terminal Server | MMELEC | MM ELECTRICAL MERCHANDISING | LTXS52252 | Active
002468114 | PROCESSOR,GATEWAY | Lantronix UDS1100, Single-Port, 9-30VDC Input, 1 x DM25F DCE Conn, Serial Interface RS-232/422/485, 300bps to 921.6Kbps Serial to Enet Terminal Server | HAYMANS | HAYMANS ELECTRICAL | LAN1650340 | Active
002468114 | PROCESSOR,GATEWAY | Lantronix UDS1100, Single-Port, 9-30VDC Input, 1 x DM25F DCE Conn, Serial Interface RS-232/422/485, 300bps to 921.6Kbps Serial to Enet Terminal Server | LANTRONX | LANTRONIX INC. (MANUFACTURER) | UD1100002-01 | Active
002469807 | LIGHT EMITTING DIODE | Multi Chip, White, 130V AC/DC, BA9s, for 48V, 110V & 125V DC Applications | MMELEC | MM ELECTRICAL MERCHANDISING | ASS142A-130/W | Active
000023738 | BAG,TEXTILE | Bulk Dirt Bag, Open Top Flat Bottom, 90 x 90 x 120cm, Heavy Duty Lifting via 4 Corner Loops, Single Trip Bag Safety Factor 5:1, SWL 1, 250kg | CRASTI | CRASTI AND COMPANY PTY LTD | 120-BB01900-187 | Active
002494276 | TRANSMITTER,TEMPERATURE | RTDT225, 2 Wire Output 4-20mA (loop), Input 0-100DegC, Direct, Option Loop Voltage 31 to 55V (60V for 30Sec), u/w PT100 Temperature Probe | APCS | ANALOGUE PROCESS CONTROL SERVICE (MANU) | RTDT225-141A | Active
002494292 | CIRCUIT BREAKER | MCB, Acti9 iC60N, 2A, 2 Pole, 415V AC, 60V DC, C-Curve | SCHNEIDR | SCHNEIDER PTY LTD (MANUFACTURER) | A9F44202 | Active
002494326 | CIRCUIT BREAKER | MCB, Acti9 iC60N, 10A, 2 Pole, 415V AC, 60V DC, C-Curve | SCHNEIDR | SCHNEIDER PTY LTD (MANUFACTURER) | A9F44210 | Active
002494334 | CIRCUIT BREAKER | MCB, Acti9 iC60N, 16A, 2 Pole, 415V AC, 60V DC, C-Curve | SCHNEIDR | SCHNEIDER PTY LTD (MANUFACTURER) | A9F44216 | Active
002494342 | CIRCUIT BREAKER | MCB, Acti9 iC60N, 20A, 2 Pole, 415V AC, 60V DC, C-Curve | SCHNEIDR | SCHNEIDER PTY LTD (MANUFACTURER) | A9F44220 | Active
002494359 | CIRCUIT BREAKER | MCB, Acti9 iC60N, 25A, 2 Pole, 415V AC, 60V DC, C-Curve | SCHNEIDR | SCHNEIDER PTY LTD (MANUFACTURER) | A9F44225 | Active
002494409 | CIRCUIT BREAKER | MCB, Acti9 iC60H, 32A, 3 Pole, 415V AC, 60V DC, C-Curve | SCHNEIDR | SCHNEIDER PTY LTD (MANUFACTURER) | A9F44332 | Active
002494425 | BUSBAR | Comb, Act9, 12 Module, 2 Pole, 100A | SCHNEIDR | SCHNEIDER PTY LTD (MANUFACTURER) | A9XPH224 | Active
002494441 | CONNECTOR,RECEPTACLE | Double Switch Socket-Outlet, 250V, 10A, 3 Pin, Horizontal Mount | CLIPSAL | CLIPSAL (BY SCHNEIDER ELECTRIC) | CLI2025WE | Active
002494458 | ENCLOSURE | Surface Enclosure, Double GPO Mounting Box, Rectangular, 20mm End Entries, 115mm, White | CLIPSAL | CLIPSAL (BY SCHNEIDER ELECTRIC) | CLI238WE | Active
002494466 | ENCLOSURE | Circuit Breaker Enclosure, DIN Rail Assy Mounting Cover, 240V/440V, 4 Pole, IP64 | CLIPSAL | CLIPSAL (BY SCHNEIDER ELECTRIC) | CLI56CB410 | Active
002494474 | COVER | Mounting Enclosure Lid, 1 Gang, Square, Grey c/w Gasket, suit Enclosure Mounting Back Box, for Anderson Plug | CLIPSAL | CLIPSAL (BY SCHNEIDER ELECTRIC) | CLI56L1GY | Active
002494482 | RELAY | Trip Circuit Supervision Relay, 50V DC, Green LED Under Normal Conditions | RMSPROD | RMS PRODUCTS (RELAY MONITORING SYSTEMS) | 1X30-CBA | Active
002494516 | PARTITION,TERMINAL BLOCK | Type ATP-URTK/SP, Partition Plate, 64mm Lg, 2mm W, 99mm H, Grey, Pack of 100 | PHOENIX | PHOENIX CONTACT PTY LTD | 0311139 | Active
002494524 | BRIDGE,TERMINAL BLOCK | Type FBS 4-6, Plug-in Jumper, 4 Positions, 6.2mm Pitch, Red, Pack of 50 | PHOENIX | PHOENIX CONTACT PTY LTD | 3030255 | Active
002494532 | END PLATE,TERMINAL BLOCK | Type D-UT 2,5/10, End Cover, 39.8mm D, 2.2mm W, 47mm H, Grey | PHOENIX | PHOENIX CONTACT PTY LTD | 3047028 | Active
002494540 | LIGHT EMITTING DIODE | Indicator Lamp, Single Chip, White, 48V AC/DC, BA9s, MBC, for Network Connection Skid | RSPRO | RS PRO COMPONENTS PTY LTD | 209-349 | Active
002494565 | LIGHT EMITTING DIODE | Indicator Lamp, Single Chip, Red, 48V AC/DC, BA9s, MBC, for Network Connection Skid | RSPRO | RS PRO COMPONENTS PTY LTD | 210-636 | Active
000018088 | RELAY,ELECTROMAGNETIC | High Speed Tripping Relay, 48V DC Coil, 7 C/O Contacts, Plug-In, u/w V93 DIN Rail Relay Base | RMSPROD | RMS PRODUCTS (RELAY MONITORING SYSTEMS) | 5ND8RD048Y | Active
002493823 | RESPIRATOR OUTFIT | Versaflo TRM-307C, TR-300+ PAPR Ready-to-go Kit, c/w M-307 Helmet with Flame Resistant Face Seal, Charger, P3 Filter & Padded Bag | ALLENS | ALLENS INDUSTRIAL PRODUCTS | AT010590548 | Active
002493823 | RESPIRATOR OUTFIT | Versaflo TRM-307C, TR-300+ PAPR Ready-to-go Kit, c/w M-307 Helmet with Flame Resistant Face Seal, Charger, P3 Filter & Padded Bag | 3MAUST | 3M AUSTRALIA PTY LTD | AT010590548 | Active
002493831 | RESPIRATOR,PORTABLE | Versaflo TR-315A, Powered Air Purifying Respirator System | ALLENS | ALLENS INDUSTRIAL PRODUCTS | XA010037779 | Active
002493831 | RESPIRATOR,PORTABLE | Versaflo TR-315A, Powered Air Purifying Respirator System | 3MAUST | 3M AUSTRALIA PTY LTD | XA010037779 | Active
002493849 | RESPIRATOR,AIR FILTERING | Versaflo M-307, High Impact Helmet & Faceshield, c/w Coated Visor & Flame Resistant Face Seal | ALLENS | ALLENS INDUSTRIAL PRODUCTS | 70071562006 | Active
002493849 | RESPIRATOR,AIR FILTERING | Versaflo M-307, High Impact Helmet & Faceshield, c/w Coated Visor & Flame Resistant Face Seal | 3MAUST | 3M AUSTRALIA PTY LTD | 70071562006 | Active
002493856 | HOSE ASSY,AIR BREATHING | Versaflo BT-30, Length Adjusting Breathing Tube, Quick Release Swivel Connection, for Versaflo TR-300 Series PAPR | ALLENS | ALLENS INDUSTRIAL PRODUCTS | XA007706584 | Active
002493856 | HOSE ASSY,AIR BREATHING | Versaflo BT-30, Length Adjusting Breathing Tube, Quick Release Swivel Connection, for Versaflo TR-300 Series PAPR | 3MAUST | 3M AUSTRALIA PTY LTD | XA007706584 | Active
002493864 | FILTER | Versaflo TR-3600 Prefilter, Particulate Filter, for Versaflo TR-300 Series PAPR | ALLENS | ALLENS INDUSTRIAL PRODUCTS | AT010592650 | Active
002493864 | FILTER | Versaflo TR-3600 Prefilter, Particulate Filter, for Versaflo TR-300 Series PAPR | 3MAUST | 3M AUSTRALIA PTY LTD | AT010592650 | Active
002493872 | FILTER,RESPIRATOR | Versaflo TR-3712E, PAPR-P3 Particulate Filter, for Versaflo TR-300 Series PAPR | ALLENS | ALLENS INDUSTRIAL PRODUCTS | UU011647516 | Active
002493872 | FILTER,RESPIRATOR | Versaflo TR-3712E, PAPR-P3 Particulate Filter, for Versaflo TR-300 Series PAPR | 3MAUST | 3M AUSTRALIA PTY LTD | UU011647516 | Active
002493880 | BELT | Versaflo TR-327, Easy-clean Waist Belt, for Versaflo TR-300 Series PAPR | ALLENS | ALLENS INDUSTRIAL PRODUCTS | XA007706709 | Active
002493880 | BELT | Versaflo TR-327, Easy-clean Waist Belt, for Versaflo TR-300 Series PAPR | 3MAUST | 3M AUSTRALIA PTY LTD | XA007706709 | Active
000105124 | LEAD,ELECTRICAL | Lugged, Alum, 2.5m, 11kA/1sec | TEN | THE ENERGY NETWORK (AUST) PTY LTD | 16K2.5MLEAD | Active
000105125 | LEAD,ELECTRICAL | Lugged, Alum, 3.5m, 11kA/1sec | TEN | THE ENERGY NETWORK (AUST) PTY LTD | 16K3.5MLEAD | Active
000105126 | LEAD,ELECTRICAL | Lugged, Alum, 15m, 11kA/1sec | TEN | THE ENERGY NETWORK (AUST) PTY LTD | 16K15MLEAD | Active
000105127 | LEAD,ELECTRICAL | Lugged, Alum, 2.5m, 7kA/1sec | TEN | THE ENERGY NETWORK (AUST) PTY LTD | 10K2.5MLEAD | Active
000105128 | LEAD,ELECTRICAL | Lugged, Alum, 3.5m, 7kA/1sec | TEN | THE ENERGY NETWORK (AUST) PTY LTD | 10K3.5MLEAD | Active
000105129 | LEAD,ELECTRICAL | Lugged, Alum, 15m, 7kA/1sec | THEWMCCA | TMAC THEW & MCCANN GROUP | TM01317 | Active
002494573 | ARRESTER,ELECTRICAL SURGE | SPD G4 15kV/15kA, Ur = 255V, Uoc= 15kV, In = 5kA, Imax = 15kA, suits Philips RoadFlair Lumianire & Tango Floodlights | PHILIPS | PHILIPS AUSTRALIA PTY LTD | 911401820190 | Active
002426955 | LEAD,ELECTRICAL | Earth Bonding Lead + PG Clamp (8kA/0.5 sec), suit 7/3.25 SC/GZ & SC/AC Armour Grip Suspension Units, to Ergon Transmission Line Spec (scm) | PLP | PREFORMED LINE PRODUCTS (AUST) | AU25831+AU52756 | Active
002448157 | LEAD,ELECTRICAL | Bridge, LV, Temporary, 200A Capacity, Insulated, for use in Pillars & on ABC c/w Insulated Piercing Clamps | HYLEC | HYLEC ENERGY SOLUTIONS | TECH70X500BYPASS | Active
002454932 | LEAD,ELECTRICAL | Multiplexer Cable, PDH, 5m Lg, 8 Channel, Exchange Card P6 1022.01, 10 Pair Stub Cable, suit Avara FXO, EE Dwg 903187-11 | COMMTEL | COMMTEL NETWORK SOLUTIONS | CNS-STD-0181-P2-10-5M | Active
002454940 | LEAD,ELECTRICAL | Multiplexer Cable, PDH, 10m Lg, 8 Channel, Exchange Card P6 1022.01, 10 Pair Stub Cable, suit Avara FXO, EE Dwg 903187-11 | COMMTEL | COMMTEL NETWORK SOLUTIONS | CNS-STD-0181-P2-10-10M | Active
002454957 | LEAD,ELECTRICAL | Multiplexer Cable, PDH, 15m Lg, 8 Channel, Exchange Card P6 1022.01, 10 Pair Stub Cable, suit Avara FXO, EE Dwg 903187-11 | COMMTEL | COMMTEL NETWORK SOLUTIONS | CNS-STD-0181-P2-10-15M | Active
002454965 | LEAD,ELECTRICAL | Multiplexer Cable, PDH, 5m Lg, 8 Channel, Subscriber Card P6 1023.01, 10 Pair Stub Cable, suit Avara FXS, EE Dwg 903187-12 | COMMTEL | COMMTEL NETWORK SOLUTIONS | CNS-STD-0182-P2-10-5M | Active
002454981 | LEAD,ELECTRICAL | Multiplexer Cable, PDH, 15m Lg, 8 Channel, Subscriber Card P6 1023.01, 10 Pair Stub Cable, suit Avara FXS, EE Dwg 903187-12 | COMMTEL | COMMTEL NETWORK SOLUTIONS | CNS-STD-0182-P2-10-15M | Active
002456325 | LEAD,ELECTRICAL | Multiplexer Cable, PDH, 5m Lg, DB4 2M T1-T2-T3-T4, 10 Pair, 2 x 32 to Tail | COMMTEL | COMMTEL NETWORK SOLUTIONS | CNS-STD-0185-5M | Active
002456333 | LEAD,ELECTRICAL | Multiplexer Cable, PDH, 10m Lg, DB4 2M T1-T2-T3-T4, 10 Pair, 2 x 32 to Tail | COMMTEL | COMMTEL NETWORK SOLUTIONS | CNS-STD-0185-10M | Active
002456341 | LEAD,ELECTRICAL | Multiplexer Cable, PDH, 15m Lg, DB4 2M T1-T2-T3-T4, 10 Pair, 2 x 32 to Tail | COMMTEL | COMMTEL NETWORK SOLUTIONS | CNS-STD-0185-15M | Active
002457638 | LEAD,ELECTRICAL | Multiplexer Cable, PDH, 1m Lg, DFX100 to DB4, 120 Ohm, 2M T1/T2/T3/T4, 4 Pair, 3 x 7 Eruo to RJ45 | COMMTEL | COMMTEL NETWORK SOLUTIONS | CNS-STD-0111-1M | Active
000701082 | ARRESTER,ELECTRICAL SURGE | 11kV, 5kA, for 3 Wire, 11kV System c/w 700mm Lg, 16mm2 Line End & Cap, ETS 09-01-01 (scm) | ACCULEC | ACCULEC PTY LTD (303899) | OB12A-100STEQ | Active
000701082 | ARRESTER,ELECTRICAL SURGE | 11kV, 5kA, for 3 Wire, 11kV System c/w 700mm Lg, 16mm2 Line End & Cap, ETS 09-01-01 (scm) | MVTECH | MV TECHNOLOGY SOLUTIONS P/L | S3EK4 120-1CK4-Z Q97 R59 | Active
000701082 | ARRESTER,ELECTRICAL SURGE | 11kV, 5kA, for 3 Wire, 11kV System c/w 700mm Lg, 16mm2 Line End & Cap, ETS 09-01-01 (scm) | SIEMENS | SIEMENS LTD | 3EK4 120-1CK4-Z Q97 R59 | Active
002403488 | ARRESTER,ELECTRICAL SURGE | 11kV, 10kA, for 3 Wire, 11kV System, M12 Terminal Studs on Line & Earth Sides w/out Line End Lead & Cap, ETS 09-01-01 (scm) | ACCULEC | ACCULEC PTY LTD (303899) | OB12A-100STEQ | Active
002403488 | ARRESTER,ELECTRICAL SURGE | 11kV, 10kA, for 3 Wire, 11kV System, M12 Terminal Studs on Line & Earth Sides w/out Line End Lead & Cap, ETS 09-01-01 (scm) | MVTECH | MV TECHNOLOGY SOLUTIONS P/L | S3EK4 120-1CK4-Z Q99 | Active
002403488 | ARRESTER,ELECTRICAL SURGE | 11kV, 10kA, for 3 Wire, 11kV System, M12 Terminal Studs on Line & Earth Sides w/out Line End Lead & Cap, ETS 09-01-01 (scm) | SIEMENS | SIEMENS LTD | 3EK4 120-1CK4-Z Q99 P50 | Active
002494144 | CONNECTOR ELBOW | Set of 3, 630A, Bolted, suit 22kV 1C 400mm2 Al XLPE Polylam Cable | TECONN | TE CONNECTIVITY LTD | ES7585-000 | Active
002494144 | CONNECTOR ELBOW | Set of 3, 630A, Bolted, suit 22kV 1C 400mm2 Al XLPE Polylam Cable | TECONN | TE CONNECTIVITY LTD | RSTI-5951-PL | Active
002426948 | LEAD,ELECTRICAL | Earth Bonding Lead + PG Clamp (8kA/0.5 sec), suit 7/2.75 SC/GZ & SC/AC Armour Grip Suspension Units, to Ergon Transmission Line Spec (scm) | PLP | PREFORMED LINE PRODUCTS (AUST) | AU25831+AU52755 | Active
000104638 | SPLICE ENCLOSURE,FIBRE OPTIC | FOSC-400B, 36 to 36 Core Fibre Cable, U/Ground & O/Head Installation (scm) | OPTICAL | OPTICAL FIBRE SYSTEMS PTY LTD | Q9927 | Phasing
000104638 | SPLICE ENCLOSURE,FIBRE OPTIC | FOSC-400B, 36 to 36 Core Fibre Cable, U/Ground & O/Head Installation (scm) | OPTICAL | OPTICAL FIBRE SYSTEMS PTY LTD | OFS-SPL-ERG-36 | Phasing
002417939 | SPLICE ENCLOSURE,FIBRE OPTIC | OPGW c/w Entry Glands & Nipples for 2 x 14 OD, AFL 24 SMOF OPGW, Splice Cassette, Tower Mount Hardware, Band-it strap not incl | OPTICAL | OPTICAL FIBRE SYSTEMS PTY LTD | OFS-10801-B00B8(001)008(001)TP | Active
002435402 | SPLICE ENCLOSURE,FIBRE OPTIC | OPGW c/w Entry Glands & Nipples for 2 x 14.0mm OD, AFL 48 SMOF OPGW, Splice Cassette, Tower/Pole Mount Hardware, Band-it strap not incl (scm) | OPTICAL | OPTICAL FIBRE SYSTEMS PTY LTD | 1080-2-B00B-8(001)008(001)-TP | Active
002471308 | SPLICE ENCLOSURE,FIBRE OPTIC | FOSC-400B, 96 to 96 Core Fibre Cable, Enclosure c/w 6 Trays, U/Ground & O/Head Installation (scm) | OPTICAL | OPTICAL FIBRE SYSTEMS PTY LTD | OFS-FOSC-400B-144F-KIT | Active
002493997 | SPLICE ENCLOSURE,FIBRE OPTIC | OTP, OFS-800, 72-Way ST/FC, Wall Mount, IP Rated, 6x Splice Cass, 100x Splice Prot, No Thru Adpts | OPTICAL | OPTICAL FIBRE SYSTEMS PTY LTD | OFS-CSPN-086 | Active
002494052 | SPLICE ENCLOSURE,FIBRE OPTIC | OTP, OFS-200 FC Kit, 24-Way ST/FC, Wall Mount, IP Rated, 2x Splice Cass, 25x Splice Prot, 24x FC Thru Adpts, 24x FC SMOF Pigtails | OPTICAL | OPTICAL FIBRE SYSTEMS PTY LTD | OFS-CSPN-092 | Active
002494094 | SPLICE ENCLOSURE,FIBRE OPTIC | OTP, OFS-400 SCA Kit, 72-Way SC/SCA, 2RU 19" Rack Mount, 3x High Cap Splice Cass, 75x Splice Prot, 72x SCA Thru Adpts, 72x SCA SMOF Pigtails | OPTICAL | OPTICAL FIBRE SYSTEMS PTY LTD | OFS-CSPN-096 | Active
002494102 | SPLICE ENCLOSURE,FIBRE OPTIC | OTP, OFS-400 FC Kit, 48-Way SC/SCA, Wall Mount, 4x Splice Cass, 50x Splice Prot, 48x FC Thru Adpts, 48x FC SMOF Pigtails | OPTICAL | OPTICAL FIBRE SYSTEMS PTY LTD | OFS-CSPN-097 | Active
000022545 | SWITCH,FUSED | 630A, 660V, 3 Pole, HRC Fuseway, Bottom Terminal Connectors, suit Jean Muller LV Switchboard (scm) | WILSON | WILSON TRANSFORMER CO. PTY LTD | 816-7261N10 | Active
000022545 | SWITCH,FUSED | 630A, 660V, 3 Pole, HRC Fuseway, Bottom Terminal Connectors, suit Jean Muller LV Switchboard (scm) | HYLEC | HYLEC ENERGY SOLUTIONS | HS1XL3031096FK_PSD1 | Active
000023300 | SWITCH,FUSED | 400A Fuse Disconnector Switch, 415V, 3 Ph, Vertically Mounted on a Steel Frame c/w Rear Termination Cover & Mounting Fixings, TS 521 (scm) | FLOWLINE | FLOWLINE INDUSTRIES PTY LTD | ESQ23300 | Active
002434587 | GROUNDING SET | Earthing Cable Assy, Extra Long 20m Lead, min 6kA/1 Sec c/w Shotgun Ring, Screw Type Line Clamps, in Storage Bag | THEWMCCA | TMAC THEW & MCCANN GROUP | 2434587 | Active
002434587 | GROUNDING SET | Earthing Cable Assy, Extra Long 20m Lead, min 6kA/1 Sec c/w Shotgun Ring, Screw Type Line Clamps, in Storage Bag | THEWMCCA | TMAC THEW & MCCANN GROUP | TM00827 | Active
002434595 | GROUNDING SET | Earthing Cable Assy, Extra Long 20m Lead, min 10kA/1 Sec c/w Shotgun Ring, Screw Type Line Clamps, in Storage Bag | THEWMCCA | TMAC THEW & MCCANN GROUP | 2434595 | Active
002434595 | GROUNDING SET | Earthing Cable Assy, Extra Long 20m Lead, min 10kA/1 Sec c/w Shotgun Ring, Screw Type Line Clamps, in Storage Bag | THEWMCCA | TMAC THEW & MCCANN GROUP | TM00829 | Active
002479990 | GROUNDING SET | Hazemeyer Single PED c/w 3 Handles in Orange Bag | THEWMCCA | TMAC THEW & MCCANN GROUP | TM00444 | Active
002479990 | GROUNDING SET | Hazemeyer Single PED c/w 3 Handles in Orange Bag | THEWMCCA | TMAC THEW & MCCANN GROUP | 2479990 | Active
002496487 | CONVERTER,SIGNAL DATA | Ethernet/Fibre Media Converter, 10/100BaseT, MMOF, ST Connectors, Cape River East StatCom | AMSC | AMSC AUSTRALIA PTY LTD | 2000417 | Active
002496487 | CONVERTER,SIGNAL DATA | Ethernet/Fibre Media Converter, 10/100BaseT, MMOF, ST Connectors, Cape River East StatCom | AMSC | AMSC AUSTRALIA PTY LTD | 02000417 | Active
000022815 | END CAP | Magnefix 11kV, for Hazemeyer, MD4 Switchcap Protection Cap, Insulated | EATONELE | EATON ELECTRIC SYSTEMS PTY LTD | 2685.157 | Active
000104209 | END CAP | Suit 16mm2 - 95mm2 ABC Cable (P100) (scm) | LEGEND | LEGEND POWER SYSTEMS | PC16-150 | Active
000104209 | END CAP | Suit 16mm2 - 95mm2 ABC Cable (P100) (scm) | SICAME | SICAME AUSTRALIA PTY LTD | CES 2 (95MMSQ) | Active
002403898 | END CAP | Conduit, 80mm, Orange, PVC, HD Rigid, suit HD & LD Electrical | MMELEC | MM ELECTRICAL MERCHANDISING | PIP80CONCAP | Active
002403899 | END CAP | Conduit, 32mm, Orange, PVC, LD Electrical | HAYMANS | HAYMANS ELECTRICAL | FABL26232 | Active
002403900 | END CAP | Conduit, 40mm, Orange, PVC, LD Electrical | HAYMANS | HAYMANS ELECTRICAL | FABL26240 | Active
002493435 | MODULE,TRANSCEIVER | 10G, SFP+ BiDi LR, TX1270 / RX1330nm, 20km, SMF, LC Simplex Connector, Programmable | FLEXOPTX | FLEXOPTIX UNIVERSAL TRANSCEIVERS | P.B1696.20.ADI | Active
002459956 | LEAD,ELECTRICAL | Bridge, LV, 3-Way, Temporary, 200A Capacity, Insulated, for use in Pillars & on ABC c/w 3 Insulated Piercing Clamps | HYLEC | HYLEC ENERGY SOLUTIONS | HEK50LVERG-01 | Active
002477172 | LEAD,ELECTRICAL | ALTD HV Inline Link, 1.2m, Cu 50mm2 Braid, Clear Yellow Sheath, 280A Continous Rated, Duckbill to DBL Palm with Heatshrink & Hardware | ACCULEC | ACCULEC PTY LTD (303899) | ALTDLEAD50LGDK | Active
002401130 | CABLE,POWER,ELECTRICAL | 0.6/1kV, 1C, 25mm2 (19/1.35) Hard Drawn, Cu/XLPE (X-90UV) Sheath, Black, 250m Wood Drum, JTS 03-01-08 (scm) | OLEX | OLEX AUSTRALIA PTY LTD | XDCT17SB001AACX | Active
002401130 | CABLE,POWER,ELECTRICAL | 0.6/1kV, 1C, 25mm2 (19/1.35) Hard Drawn, Cu/XLPE (X-90UV) Sheath, Black, 250m Wood Drum, JTS 03-01-08 (scm) | MIDLAND | MIDLAND METALS OVERSEAS PTE LTD | MMO-1X25 CU X BLK | Active
002401145 | CABLE,POWER,ELECTRICAL | 450/750V, 2C, 6mm2 (7/1.04) Cu/PVC Insul /PVC Sheath, White, Flat, 100m Plastic Spool, JTS 03-01-08 | MIDLAND | MIDLAND METALS OVERSEAS PTE LTD | MMO-2X6 CU PVC PVC FLAT | Active
002401145 | CABLE,POWER,ELECTRICAL | 450/750V, 2C, 6mm2 (7/1.04) Cu/PVC Insul /PVC Sheath, White, Flat, 100m Plastic Spool, JTS 03-01-08 | OLEX | OLEX AUSTRALIA PTY LTD | CACP11A5002WVAA | Active
000104633 | SWITCH,FUSED | 1260A, 660V AC, 3 Pole, Accepts DIN Type Fuse Links Size 3, suits 185mm Busbar Spacing c/w Operating Cover (Fuse Carrier) Base, Arcing Chambers, Contacts | WEBER | WEBER SOUTH PACIFIC PTY LTD | WEBERVERD3AUP01 | Active
000675094 | SWITCH,FUSED | 630A, 660V AC, 3 Pole, Accepts DIN Fuse Link Size 3 or 2, Bottom Terminal Connectors, suit LV Distribution Cabinet & 11kV Padmount LV Board, EPS 0049 (scm) | WEBER | WEBER SOUTH PACIFIC PTY LTD | VER3-L-P07 | Active
000675123 | SWITCH,FUSED | 400A Fuse Disconnect Device, 415VAC, 3Ph Ganged, ABC, suits DIN Type Fuse Links Size 1 & 2, M12 Bolted Lug Terminals on Line & Load Sides, Dwg 71969-5EX2 | NGKSTANG | NGK STANGER PTY LTD | 71969-5EX2 | Active
000675159 | SWITCH,FUSED | 800A, 660V AC Single Pole Crossarm Mtg Accepts, Fuse Links: 111mm or 133/184mm Fixing Centres M16 Terminal Palm Bolts Spec ETS 06-02-01 (scm) | NGKSTANG | NGK STANGER PTY LTD | NZ4211EXP/2 | Active
002495216 | PLUG | PSBJ 3,5/18/6 WH - Test Plug Strip, # of Positions: 1, White | PHOENIX | PHOENIX CONTACT PTY LTD | 311317 | Active
000477534 | SPLICE,CONDUCTOR | Preformed, FT, HDBC, 7/2.75 & 7/0.104" (Imp) Cu, Colour Code White (scm) | PLP | PREFORMED LINE PRODUCTS (AUST) | CFS-083 | Active
000854046 | REACTOR-TRANSFORMER | Pole Mount, 12.7kV 25kVAr, 1 Ph Shunt (scm) | ABBAUST | ABB AUSTRALIA PTY LTD | 250562 | Active
000854771 | SECTIONALISER | Electronic, 36kV, 170kV BIL c/w Crossarm Mount Bracket, Actuating Current, 16A, 3 Count, 200A, Cont Rating Reset Time 25 to 35 Sec OA Min Cont Operating Short | ABBAUST | ABB AUSTRALIA PTY LTD | 7502928 | Active
000854771 | SECTIONALISER | Electronic, 36kV, 170kV BIL c/w Crossarm Mount Bracket, Actuating Current, 16A, 3 Count, 200A, Cont Rating Reset Time 25 to 35 Sec OA Min Cont Operating Short | ABBAUST | ABB AUSTRALIA PTY LTD | 7505396/7502296/7502013 | Active
000553058 | INSULATOR,LINE POST | 66kV, 350kV BIL, Porcelain, Horizontal Clamp Top, M24 Stud not supplied, ETS 10-01-01, Item 16 | TECONN | TE CONNECTIVITY LTD | LP-R12.5EH350-1920PG | Active
000560526 | INSULATOR,PIN | Bridging, 11/22kV, 5kN, 150kV BIL, Porcelain, Pattern 'C' Thread, ETS 10-01-01, Item 6, Dwg 10-01-02 (scm) | MACLEAN | MACLEAN POWER SYSTEMS | BRIDGE | Active
000477712 | SPLICE,CONDUCTOR | Preformed, FT, 3/2.75 SC/AC (P50) (scm) | PLP | PREFORMED LINE PRODUCTS (AUST) | AWFS-K023 | Active
000482384 | TIE,PREFORMED | Top, Neck Dia 112mm, 7/4.75 AAC & AAAC 6/4.75+7/1.60 ACSR, Armoured (scm) (P50) | PLP | PREFORMED LINE PRODUCTS (AUST) | AWDT-240A-112 | Active
000477631 | SPLICE,CONDUCTOR | Preformed, FT, 19/2.00 SC/GZ | ADAPTAUS | ADAPT AUSTRALIA PTY LTD | GFS100 | Active
000479405 | BRACE,CROSSARM | Type 1000C, EE Dwg ES000752-01 (P200) (scm) | GREGSF | GREG SEWELL FORGINGS PTY LTD | 6358 | Active
000482856 | CLEVIS,THIMBLE | Al, 70kN, 70/CTH QESI Dwg 01-14-03 c/w Round Clevis Pin (P30) (scm) | TEN | THE ENERGY NETWORK (AUST) PTY LTD | CTHA-2600 | Active
000482856 | CLEVIS,THIMBLE | Al, 70kN, 70/CTH QESI Dwg 01-14-03 c/w Round Clevis Pin (P30) (scm) | PLP | PREFORMED LINE PRODUCTS (AUST) | ACT-27-16 | Active
001103813 | PANEL,FUSE | Street Lighting for Minor Road Pole, Terminal Panel width to be 46mm, Dwg CEC V4 S8 P9 (P15) (scm) | MMELEC | MM ELECTRICAL MERCHANDISING | I3SLPMIN-ROK | Active
001103813 | PANEL,FUSE | Street Lighting for Minor Road Pole, Terminal Panel width to be 46mm, Dwg CEC V4 S8 P9 (P15) (scm) | FLOWLINE | FLOWLINE INDUSTRIES PTY LTD | ESQ063 | Active
001313013 | CABLE,POWER,ELECTRICAL | 0.6/1kV, 1C x 16mm2 (7/1.70) Hard Drawn Cu/XLPE (X-90UV) Insulated, Metre Marked 250m Wood Drum, JTS 03-01-08 (scm) | MIDLAND | MIDLAND METALS OVERSEAS PTE LTD | MMO-1X16 CU X BLK | Active
001313013 | CABLE,POWER,ELECTRICAL | 0.6/1kV, 1C x 16mm2 (7/1.70) Hard Drawn Cu/XLPE (X-90UV) Insulated, Metre Marked 250m Wood Drum, JTS 03-01-08 (scm) | OLEX | OLEX AUSTRALIA PTY LTD | XDCT15SB001AACX | Active
001313048 | CABLE,POWER,ELECTRICAL | 0.6/1kV, 1C x 70mm2 (19/2.14) Hard Drawn Cu/XLPE (X-90UV) Insulated, Metre Marked 250m Wood Drum, JTS 03-01-08 (scm) | MIDLAND | MIDLAND METALS OVERSEAS PTE LTD | MMO-1X70 CU X BLK | Active
001313048 | CABLE,POWER,ELECTRICAL | 0.6/1kV, 1C x 70mm2 (19/2.14) Hard Drawn Cu/XLPE (X-90UV) Insulated, Metre Marked 250m Wood Drum, JTS 03-01-08 (scm) | OLEX | OLEX AUSTRALIA PTY LTD | XDCT20SB001AACX | Active
001315024 | CABLE,POWER,ELECTRICAL | Aerial, 0.6/1kV, 4 x 10mm2 HD Cu, PVC Insulated, Twisted (7/1.35) Metre Marked (250m Drum) | OLEX | OLEX AUSTRALIA PTY LTD | HAFT13AA004AAAA | Active
000924065 | POLE,PUBLIC LIGHTING,METAL | Estate Minor Road, 4.5m, Base Plate Mounted, 350 PCD Bolt Spacing, Blue/ Grey, EQTS 05-02-01, Dwg 05-02-12 (scm) | GMPOLES | GM POLES PTY LTD | EST-04.5-BG | Active
000924065 | POLE,PUBLIC LIGHTING,METAL | Estate Minor Road, 4.5m, Base Plate Mounted, 350 PCD Bolt Spacing, Blue/ Grey, EQTS 05-02-01, Dwg 05-02-12 (scm) | IUPOLE | INTERNATIONAL UTILITY POLES PTY LTD | EX-17196 | Active
000924065 | POLE,PUBLIC LIGHTING,METAL | Estate Minor Road, 4.5m, Base Plate Mounted, 350 PCD Bolt Spacing, Blue/ Grey, EQTS 05-02-01, Dwg 05-02-12 (scm) | INGAL | INGAL EPS | GEX17196 | Active
001141604 | LAMP,SODIUM | HP, 250W, Diffuse Elliptical Vapour, E40 Cap, Operates on 250W HP Sodium Control Gear w/o Ignitor, EQTS 05-03-01 (scm) | EYELIGHT | EYE LIGHTING AUSTRALIA PTY LTD | 120580 | Active
000910839 | CROSSARM,WOOD | Bare, 2100 x 100 x 100mm, Maint (P15) (scm) | DALEMYRS | DALE & MEYERS OPERATIONS PTY LTD | XARM0910839 | Active
002459428 | SPLICE ENCLOSURE,FIBRE OPTIC | OFS-900 Series, Termination Panel, 24-Way, 1RU Rack Mount Enclosure c/w 2 x Cassettes, suit SC/DLC Adaptors | OPTICAL | OPTICAL FIBRE SYSTEMS PTY LTD | OFS-900-SSC-B2 | Active
002477180 | LEAD,ELECTRICAL | ALTD HV Inline Link, 1.2m, Cu 50mm2 Braid, Clear Yellow Sheath, 280A Continous Rated, Stalk Lug to DBL Palm with Heatshrink & Hardware | ACCULEC | ACCULEC PTY LTD (303899) | ALTDLEAD50LGSTK | Active
002477578 | LEAD,ELECTRICAL | Input/Output Cable, Flat Ribbon, 2m Lg | CGI | CGI TECHNOLOGIES & SOLUTIONS P/L | IORBCD-2M | Active
002477586 | LEAD,ELECTRICAL | Input/Output Cable, Twisted Pairs, 2m Lg | CGI | CGI TECHNOLOGIES & SOLUTIONS P/L | IORBCA-2M | Active
002479277 | LEAD,ELECTRICAL | Ribbon, 34 Way, MUIB to MCSU, suits Rectifier Technologies Battery Charger, fits all Models | LEGEND | LEGEND POWER SYSTEMS | RT34WAY1.2M-RCABLE | Active
002492841 | LEAD,ELECTRICAL | suit Pole Mount/OD Ground Mount Monitors, 5m x 6mm2 Lead, Set of 4, Colour coded RD/BU/WH/BL | DYNAMRAT | DYNAMIC RATINGS | CAB-0011 | Active
000016610 | SEALER,STEEL STRAPPING,HAND | Crimping Tool C001, for Crimping 9.5mm S/Steel Strapping 304SS | STATEWD | STATEWIDE FASTNERS & ENGEERING SUPPLIES | C001-C00169 | Active
002481810 | COUPLING,EARTH ROD | 12.7mm Dia, ETS 01-08-01 Item 2 | PLP | PREFORMED LINE PRODUCTS (AUST) | CBE-127-COUPLER | Active
002404122 | SWITCH,FUSED | 400A, 660V AC, 3 Pole, Accepts DIN Type Fuse Links, Size 2, Switchboard Mounted | FUSECO | FUSECO POWER SOLUTIONS PTY LTD | NH2-3DS | Active
002404122 | SWITCH,FUSED | 400A, 660V AC, 3 Pole, Accepts DIN Type Fuse Links, Size 2, Switchboard Mounted | IPDGROUP | IPD GROUP LIMITED | KETO-00-3/F | Active
002496685 | LOUVRE,LIGHT | StreetLED2, for Reduced Road Reserve Width, suits StreetLED MkII | SYLVANIA | SYLVANIA SCHREDER | JLB00006 | Active
002403827 | CLOTH,CLEANING | Chux, Regular, 60 x 45cm, White (5 packs per ctn) | BLKWOODJ | J BLACKWOOD & SONS LIMITED | 04293606 | Active
002496701 | KIT | Versaflo BT-953, Cleaning & Storage Kit suit BT-63/64 Breathing Tubes, for Versaflo TR-300 Series PAPR | ALLENS | ALLENS INDUSTRIAL PRODUCTS | 70071730892 | Active
002496701 | KIT | Versaflo BT-953, Cleaning & Storage Kit suit BT-63/64 Breathing Tubes, for Versaflo TR-300 Series PAPR | 3MAUST | 3M AUSTRALIA PTY LTD | 70071730892 | Active
002496727 | CHARGER,BATTERY | Versaflo TR-344A, PAPR Quad-Station Battery Charger Kit, for Versaflo TR-300 Series PAPR | 3MAUST | 3M AUSTRALIA PTY LTD | AT010590282 | Active
002496727 | CHARGER,BATTERY | Versaflo TR-344A, PAPR Quad-Station Battery Charger Kit, for Versaflo TR-300 Series PAPR | ALLENS | ALLENS INDUSTRIAL PRODUCTS | AT010590282 | Active
002496750 | PROTECTOR,HEARING | Earmuffs, Cap-Mount, 3M Peltor H31P3AF, for Versaflo TR-300 Series PAPR | 3MAUST | 3M AUSTRALIA PTY LTD | AT010592841 | Active
002496750 | PROTECTOR,HEARING | Earmuffs, Cap-Mount, 3M Peltor H31P3AF, for Versaflo TR-300 Series PAPR | ALLENS | ALLENS INDUSTRIAL PRODUCTS | AT010592841 | Active
002496768 | COVER | Versaflo M-976, Head, Neck & Shoulder Cover, Single Layer PPL, White, for Versaflo TR-300 Series PAPR | 3MAUST | 3M AUSTRALIA PTY LTD | UU003029780 | Active
002496768 | COVER | Versaflo M-976, Head, Neck & Shoulder Cover, Single Layer PPL, White, for Versaflo TR-300 Series PAPR | ALLENS | ALLENS INDUSTRIAL PRODUCTS | UU003029780 | Active
002496776 | PAD,HELMET | Versaflo M-957, Forehead Comfort Pad, for Versaflo TR-300 Series PAPR, Pack of 20 | 3MAUST | 3M AUSTRALIA PTY LTD | XA007705925 | Active
002496776 | PAD,HELMET | Versaflo M-957, Forehead Comfort Pad, for Versaflo TR-300 Series PAPR, Pack of 20 | ALLENS | ALLENS INDUSTRIAL PRODUCTS | XA007705925 | Active
002496784 | FACE SEAL,RESPIRATOR | Versaflo M-936, Comfort Faceseal, for Versaflo TR-300 Series PAPR, Pack of 5 | 3MAUST | 3M AUSTRALIA PTY LTD | UU008294835 | Active
002496784 | FACE SEAL,RESPIRATOR | Versaflo M-936, Comfort Faceseal, for Versaflo TR-300 Series PAPR, Pack of 5 | ALLENS | ALLENS INDUSTRIAL PRODUCTS | UU008294835 | Active
002496792 | VISOR,FACESHIELD | Versaflo M-928, Peel-Off Visor Cover, Clear, for Versaflo TR-300 Series PAPR, Pack of 40 | 3MAUST | 3M AUSTRALIA PTY LTD | 70071564341 | Active
002496792 | VISOR,FACESHIELD | Versaflo M-928, Peel-Off Visor Cover, Clear, for Versaflo TR-300 Series PAPR, Pack of 40 | ALLENS | ALLENS INDUSTRIAL PRODUCTS | 70071564341 | Active
002496800 | VISOR,FACESHIELD | Versaflo M-924-25, Peel-Off Visor Cover, Tinted, for Versaflo TR-300 Series PAPR, Pack of 25 | 3MAUST | 3M AUSTRALIA PTY LTD | 70071767332 | Active
002496800 | VISOR,FACESHIELD | Versaflo M-924-25, Peel-Off Visor Cover, Tinted, for Versaflo TR-300 Series PAPR, Pack of 25 | ALLENS | ALLENS INDUSTRIAL PRODUCTS | 70071767332 | Active
002496826 | ARRESTER | Versaflo TR-362, Spark Arrester, for Versaflo TR-300 Series PAPR | 3MAUST | 3M AUSTRALIA PTY LTD | XA007706659 | Active
002496826 | ARRESTER | Versaflo TR-362, Spark Arrester, for Versaflo TR-300 Series PAPR | ALLENS | ALLENS INDUSTRIAL PRODUCTS | XA007706659 | Active
002496834 | VISOR,FACESHIELD | Versaflo M-927, Premium Visor, Scratch & Chemical Resistant, for Versaflo TR-300 Series PAPR, Pack of 5 | 3MAUST | 3M AUSTRALIA PTY LTD | 70071562188 | Active
002496834 | VISOR,FACESHIELD | Versaflo M-927, Premium Visor, Scratch & Chemical Resistant, for Versaflo TR-300 Series PAPR, Pack of 5 | ALLENS | ALLENS INDUSTRIAL PRODUCTS | 70071562188 | Active
002496842 | CLOTH,CLEANING | Everguard, Tack Cloths, Impregnated with Resin to hold Dust, Elements, Fibres & Dirt, for Asbestos PAPR Kit, Pack of 50 | ALLENS | ALLENS INDUSTRIAL PRODUCTS | SMHTACRAG | Active
000924076 | POLE,PUBLIC LIGHTING,METAL | Major Road, 8.5m, Slip Base Mounted, Galv, EQTS 05-02-01, Dwg 05-02-03 (scm) | INGAL | INGAL EPS | I13216-86 | Active
000924076 | POLE,PUBLIC LIGHTING,METAL | Major Road, 8.5m, Slip Base Mounted, Galv, EQTS 05-02-01, Dwg 05-02-03 (scm) | IUPOLE | INTERNATIONAL UTILITY POLES PTY LTD | EX-13216 | Active
000924076 | POLE,PUBLIC LIGHTING,METAL | Major Road, 8.5m, Slip Base Mounted, Galv, EQTS 05-02-01, Dwg 05-02-03 (scm) | GMPOLES | GM POLES PTY LTD | SBM-08.5-S | Active
001702631 | BOLT,MACHINE | M8 x 50mm, Hex, Galv c/w Galv Hex Nut, Aust Std (P150) | THEBLTPL | THE BOLT PLACE | 1702631 | Active
001540900 | CABLE,POWER,ELECTRICAL | Automotive, 2C, 4mm2 Cu, PVC Insulated/ Red+Red with Black Tracer, Twin Figure 8 (30m Roll) | ALLIED | ALLIED PARTS | 4MMF8 | Active
001425011 | WIRE,ELECTRICAL | Conductor Aerial, SC/AC, 7/3.25mm, 6200m Wood Drum, JTS 03-03-01 | OLEX | OLEX AUSTRALIA PTY LTD | ALCLAD 7/3.25;30 | Active
001425011 | WIRE,ELECTRICAL | Conductor Aerial, SC/AC, 7/3.25mm, 6200m Wood Drum, JTS 03-03-01 | MIDLAND | MIDLAND METALS OVERSEAS PTE LTD | MMO-SC/AC 7/3.25 | Active
001704529 | BOLT,MACHINE | M20 x 200mm, Hex, Galv c/w Galv Hex Nut, Aust Std (P20) (scm) | GREGSF | GREG SEWELL FORGINGS PTY LTD | 1704529 | Active
001703417 | BOLT,MACHINE | M12 x 200mm, Hex, Galv c/w Galv Hex Nut, Aust Std (P50) | THEBLTPL | THE BOLT PLACE | 1703417 | Active
001704464 | BOLT,MACHINE | M20 x 160mm, Hex, Galv c/w Galv Hex Nut, Aust Std (P25) (scm) | GREGSF | GREG SEWELL FORGINGS PTY LTD | 1704464 | Active
001749298 | NUT,PLAIN,HEX | M24, Galv, Aust Std (P50) (scm) | GREGSF | GREG SEWELL FORGINGS PTY LTD | 1749298 | Active
001713412 | BOLT,EYE | M24 x 300mm, Galv c/w Galv Hex Nut, Dwg 01-02-03 (P15) (scm) | GREGSF | GREG SEWELL FORGINGS PTY LTD | 1713412 | Active
001766621 | ANCHOR,GUY | Single Helix, 200mm Dia, 35mm2 Hub Metric Thread, Mid Strength 6000ft lb (P4) (scm) | BRITECH | BRI-TECH PTY LTD | T102-1945 | Active
001425526 | WIRE,ELECTRICAL | Conductor Aerial, SC/GZ, 7/3.25mm, 2200m Wood Drum, JTS 03-03-01 | MIDLAND | MIDLAND METALS OVERSEAS PTE LTD | MMO-SC/GZ 7/3.25 | Active
001425526 | WIRE,ELECTRICAL | Conductor Aerial, SC/GZ, 7/3.25mm, 2200m Wood Drum, JTS 03-03-01 | OLEX | OLEX AUSTRALIA PTY LTD | GALSTEEL 7/3.25;30 | Active
001631291 | CABLE,POWER,ELECTRICAL | Control, U/G, 0.6/1kV, 24C, 1.5mm2 Cu, PVC Insulated/Screen/PVC Sheath (7/0.50) Metre Marked, CTS PS16/007/SE/82 Rev C (250m Drum) (MOQ 1000m) | OLEX | OLEX AUSTRALIA PTY LTD | BPMP05SB024CXWW | Active
001420051 | CABLE,POWER,ELECTRICAL | Aerial, 0.6/1kV, 4 x 25mm2 Al ABC, XLPE Insulated (LVABC), 200m Wood Drum, JTS 03-03-02 (scm) | MIDLAND | MIDLAND METALS OVERSEAS PTE LTD | MMO-LVABC 4X25 AL X | Active
001420051 | CABLE,POWER,ELECTRICAL | Aerial, 0.6/1kV, 4 x 25mm2 Al ABC, XLPE Insulated (LVABC), 200m Wood Drum, JTS 03-03-02 (scm) | OLEX | OLEX AUSTRALIA PTY LTD | XDAB17AA004AAAA | Active
002400021 | BOLT,MACHINE | M16 x 110mm, Hex, Galv c/w Galv Hex Nut, Aust Std (P50) | GREGSF | GREG SEWELL FORGINGS PTY LTD | 2400021 | Active
002401991 | TRANSFORMER,DISTRIBUTION | Pole Mount, 11/6.6kV, 315kV, 3 Ph, Bushing Entry | ABBAUST | ABB AUSTRALIA PTY LTD | 101468 | Active
002403901 | END CAP | Conduit, 100mm, Orange, PVC, HD Rigid, suit HD & LD Electrical | MMELEC | MM ELECTRICAL MERCHANDISING | PIP100CONCAP | Active
002403902 | END CAP | Conduit, 150mm, Orange, PVC, HD Rigid, suit HD & LD Electrical | MMELEC | MM ELECTRICAL MERCHANDISING | PIP150CONCAP | Active
002455020 | BREATHER | Omni-tuff, 2.8kg Capacity, Desiccant Silica Gel, 3/4" BSP Connection c/w Oil Bath & e-Gel (Orange Unspent, Green Spent) | SMSOMNI | SMS OMNI-TUFF GROUP PTY LTD | 09-YDB4 | Active
002494417 | CIRCUIT BREAKER | MCB, Acti9 iC60N, 63A, 3 Pole, 415V AC, 60V DC, C-Curve | SCHNEIDR | SCHNEIDER PTY LTD (MANUFACTURER) | A9F44363 | Active
002495257 | TRANSFORMER,DISTRIBUTION | Padmount, 11kV, 315kVA, (Rect) HV Haz LV Bsh, Mineral Oil Insulated, KNAN, DYN 11, 3CR12 Cubicle, 7 Tap Posn, LV Board to Dwg 816-7567-31, c/w ABB | WILSON | WILSON TRANSFORMER CO. PTY LTD | 881-B648-11-AB | Active
002495323 | CABINET,ELEC EQUIP | VT Marshalling Box, S/Steel, Phoenix Contacts Terminals, Dwg S10013180 | TROPAC | TRO PACIFIC HOLDINGS PTY LTD | AI-705030-EQLD-VT | Active
002495349 | RECEIVER,SATELLITE | OSA5422 GPS Clock Kit, RB Module, Rack Mount, 2 x 48VDC PSU, 4 x 1G SX SFP, GNSS Roof Antenna, SPD, 60m LMR400, TNC Connectors | TTSOL | TELECOMTEST SOLUTIONS PTY LTD | OSA5422 KIT 22RPNG | Active
002495356 | RECEIVER,SATELLITE | OSA5401 GPS Clock Kit, Syncplug GNSS & PTP Grand Master SFP, GNSS Survey Antenna, SPD, 20m LMR400, TNC Connectors | TTSOL | TELECOMTEST SOLUTIONS PTY LTD | OSA5401 & GNSS KIT | Active
002495372 | TIMBER,HARDWOOD | Untreated Pole, 8m Lg, 12kN, P8/12 | FCRC | FRASER COAST REGIONAL COUNCIL | P8/12 | Active
002495380 | TIMBER,HARDWOOD | Untreated Pole, 8m Lg, 20kN, P8/20 | FCRC | FRASER COAST REGIONAL COUNCIL | P8/20 | Active
002495398 | TIMBER,HARDWOOD | Untreated Pole, 9.5m Lg, 5kN, P9.5/5 | FCRC | FRASER COAST REGIONAL COUNCIL | P9.5/5 | Active
002495406 | TIMBER,HARDWOOD | Untreated Pole, 9.5m Lg, 8kN, P9.5/8 | FCRC | FRASER COAST REGIONAL COUNCIL | P9.5/8 | Active
002495414 | TIMBER,HARDWOOD | Untreated Pole, 9.5m Lg, 12kN, P9.5/12 | FCRC | FRASER COAST REGIONAL COUNCIL | P9.5/12 | Active
002495422 | TIMBER,HARDWOOD | Untreated Pole, 11m Lg, 5kN, P11/5 | FCRC | FRASER COAST REGIONAL COUNCIL | P11/5 | Active
002495430 | TIMBER,HARDWOOD | Untreated Pole, 11m Lg, 8kN, P11/8 | FCRC | FRASER COAST REGIONAL COUNCIL | P11/8 | Active
002495448 | TIMBER,HARDWOOD | Untreated Pole, 11m Lg, 12kN, P11/12 | FCRC | FRASER COAST REGIONAL COUNCIL | P11/12 | Active
002495455 | TIMBER,HARDWOOD | Untreated Pole, 12.5m Lg, 5kN, P12.5/5 | FCRC | FRASER COAST REGIONAL COUNCIL | P12.5/5 | Active
002495463 | TIMBER,HARDWOOD | Untreated Pole, 12.5m Lg, 8kN, P12.5/8 | FCRC | FRASER COAST REGIONAL COUNCIL | P12.5/8 | Active
002495471 | TIMBER,HARDWOOD | Untreated Pole, 12.5m Lg, 12kN, P12.5/12 | FCRC | FRASER COAST REGIONAL COUNCIL | P12.5/12 | Active
002495489 | TIMBER,HARDWOOD | Untreated Pole, 14m Lg, 5kN, P14/5 | FCRC | FRASER COAST REGIONAL COUNCIL | P14/5 | Active
002495497 | TIMBER,HARDWOOD | Untreated Pole, 14m Lg, 8kN, P14/8 | FCRC | FRASER COAST REGIONAL COUNCIL | P14/8 | Active
002495505 | TIMBER,HARDWOOD | Untreated Pole, 14m Lg, 12kN, P14/12 | FCRC | FRASER COAST REGIONAL COUNCIL | P14/12 | Active
002495513 | TIMBER,HARDWOOD | Untreated Pole, 14m Lg, 20kN, P14/20 | FCRC | FRASER COAST REGIONAL COUNCIL | P14/20 | Active
002495521 | TIMBER,HARDWOOD | Untreated Pole, 15.5m Lg, 5kN, P15.5/5 | FCRC | FRASER COAST REGIONAL COUNCIL | P15.5/5 | Active
002495539 | TIMBER,HARDWOOD | Untreated Pole, 15.5m Lg, 8kN, P15.5/8 | FCRC | FRASER COAST REGIONAL COUNCIL | P15.5/8 | Active
002495547 | TIMBER,HARDWOOD | Untreated Pole, 15.5m Lg, 12kN, P15.5/12 | FCRC | FRASER COAST REGIONAL COUNCIL | P15.5/12 | Active
002495554 | TIMBER,HARDWOOD | Untreated Pole, 15.5m Lg, 20kN, P15.5/20 | FCRC | FRASER COAST REGIONAL COUNCIL | P15.5/20 | Active
002495562 | TIMBER,HARDWOOD | Untreated Pole, 17m Lg, 5kN, P17/5 | FCRC | FRASER COAST REGIONAL COUNCIL | P17/5 | Active
002495570 | TIMBER,HARDWOOD | Untreated Pole, 17m Lg, 8kN, P17/8 | FCRC | FRASER COAST REGIONAL COUNCIL | P17/8 | Active
002495588 | TIMBER,HARDWOOD | Untreated Pole, 17m Lg, 12kN, P17/12 | FCRC | FRASER COAST REGIONAL COUNCIL | P17/12 | Active
002495596 | TIMBER,HARDWOOD | Untreated Pole, 17m Lg, 20kN, P17/20 | FCRC | FRASER COAST REGIONAL COUNCIL | P17/20 | Active
002495604 | TIMBER,HARDWOOD | Untreated Pole, 18.5m Lg, 5kN, P18.5/5 | FCRC | FRASER COAST REGIONAL COUNCIL | P18.5/5 | Active
002495612 | TIMBER,HARDWOOD | Untreated Pole, 18.5m Lg, 8kN, P18.5/8 | FCRC | FRASER COAST REGIONAL COUNCIL | P18.5/8 | Active
002495620 | TIMBER,HARDWOOD | Untreated Pole, 18.5m Lg, 12kN, P18.5/12 | FCRC | FRASER COAST REGIONAL COUNCIL | P18.8/12 | Active
002495638 | TIMBER,HARDWOOD | Untreated Pole, 18.5m Lg, 20kN, P18.5/20 | FCRC | FRASER COAST REGIONAL COUNCIL | P18.5/20 | Active
002458594 | SWITCH,FUSED | 160A, LV, 3x DIN00 Kit c/w Adapter Plate, Cover, 35A Fuses, Fixing Screws, suit JM LV Switchboard (scm) | HYLEC | HYLEC ENERGY SOLUTIONS | JM630TO160KIT-ERG | Active
002495778 | PAINT | Fireshell F1E HV, Grey, 15L, Intumescent Bushfire Resistant Coating | EXFIRE | EXFIRE PTY LTD | FIRESHELL F1E HV | Active
002402405 | GRIP,CABLE,JAW | Come-Along, suit Cu & Steel Wire, Cable Range 6 - 18mm Dia, Strong Spring Loaded Parallel Jaws to Hold on Wire | THEWMCCA | TMAC THEW & MCCANN GROUP | 2402405 | Active
002402405 | GRIP,CABLE,JAW | Come-Along, suit Cu & Steel Wire, Cable Range 6 - 18mm Dia, Strong Spring Loaded Parallel Jaws to Hold on Wire | THEWMCCA | TMAC THEW & MCCANN GROUP | TM10071 | Active
002417475 | GRIP,CABLE,JAW | Hand Block, Ferno Traverse Rescue 540 Belay Device, American Std ASTM F2436-05 | HGHTDYNM | HEIGHT DYNAMICS | TRAV16-0100 | Active
000003296 | CONTACTOR,MAGNETIC | 600V, 48A, 3 Pole, Charge, IEC, St George STATCOM | AMSC | AMSC AUSTRALIA PTY LTD | 00016349 | Active
000003296 | CONTACTOR,MAGNETIC | 600V, 48A, 3 Pole, Charge, IEC, St George STATCOM | AMSC | AMSC AUSTRALIA PTY LTD | 16349 | Active
002496966 | CIRCUIT BREAKER | MCB, Acti9 iC60L, 10A, 2Pole, 60-415VDC, C-Curve, 25kA, 15000A, 50/60Hz, 8 x In +/- 20 %, 85 x 36 x 78.5mm, DIN Rail Mount | SCHNEIDR | SCHNEIDER PTY LTD (MANUFACTURER) | A9F94210 | Active
002496966 | CIRCUIT BREAKER | MCB, Acti9 iC60L, 10A, 2Pole, 60-415VDC, C-Curve, 25kA, 15000A, 50/60Hz, 8 x In +/- 20 %, 85 x 36 x 78.5mm, DIN Rail Mount | HAYMANS | HAYMANS ELECTRICAL | SHNA9F94210 | Active
002438877 | COUPLING,ELECTRICAL CONDUIT | Bell Mouth, 100mm Nom Dia, HD, PVC, Orange, AS2053 | TRI UGRD | TRI UNDERGROUND AUSTRALIA PTY LTD | HDE100BMSOC230L | Active
002438877 | COUPLING,ELECTRICAL CONDUIT | Bell Mouth, 100mm Nom Dia, HD, PVC, Orange, AS2053 | CLIPSAL | CLIPSAL (BY SCHNEIDER ELECTRIC) | CLI 288/100C | Active
002416923 | SOCKET,SOCKET WRENCH | 1/2", 17mm for use in Insulated Tool Kit | HYLEC | HYLEC ENERGY SOLUTIONS | MS66-6P-17 | Active
002416923 | SOCKET,SOCKET WRENCH | 1/2", 17mm for use in Insulated Tool Kit | TEN | THE ENERGY NETWORK (AUST) PTY LTD | D250-17-6P | Active
002497048 | MARKER STRIP | Type ZB8, Number 51 to 60, Vertical, White, suit Terminal Block 8.2mm W, Pack of 10 | PHOENIX | PHOENIX CONTACT PTY LTD | 1052028:0051 | Active
002497048 | MARKER STRIP | Type ZB8, Number 51 to 60, Vertical, White, suit Terminal Block 8.2mm W, Pack of 10 | HAYMANS | HAYMANS ELECTRICAL | PHO1052028:0051 | Active
002455061 | BREATHER | Omni-tuff, 10.5kg Capacity, Desiccant Silica Gel, 3 Connections 3/4" BSP & 1" BSP & Flange Mount c/w Oil Bath & e-Gel (Orange Unspent, Green Spent) | SMSOMNI | SMS OMNI-TUFF GROUP PTY LTD | 09-YDB7 | Active
001779158 | WASHER,SPRING TENSION | M16, Galv Steel, Spring, Single Coil, 26.9mm OD, 16.7mm ID, 3.75mm Thk, AS1968 | HOBSON | HOBSON ENGINEERING CO PTY LTD | WRMSGSM16 | Active
000104148 | TAPE | Armorcast, 100mm W x 3.04m | 3MAUST | 3M AUSTRALIA PTY LTD | MMEARMORCAST-100MM | Active
000104148 | TAPE | Armorcast, 100mm W x 3.04m | HAYMANS | HAYMANS ELECTRICAL | MMEARMORCAST-100MM | Active
000481108 | TAPE | Alistrap, 13mm W x 25m Roll | HELTYTON | HELLERMANN TYTON | HELA0 | Active
002401700 | ROPE,FIBROUS | Blue Kernmantle Type, 45m x 11mm c/w Fixed Eye Double Action Alloy or S/Steel Snap Hook One End & Floating Eye Double Action Alloy or S/Steel Snap Hook Other | HGHTDYNM | HEIGHT DYNAMICS | HD EEPT45 | Active
002497089 | ROPE,FIBROUS | Aquatec 3 Strand, 14mm x 250m Roll, Hawser Laid Polypropylene Rope, Green with Gold Fleck | DONAGHYS | DONAGHYS PTY LTD | RROS1429 | Active
002497097 | ROPE,FIBROUS | Aquatec 3 Strand, 16mm x 250m Roll, Hawser Laid Polypropylene Rope, Green with Gold Fleck | DONAGHYS | DONAGHYS PTY LTD | RROS1434 | Active
002497105 | DYNAMOMETER,ELECTRONIC | Tractel Dynafor Industrial, 3.2t, Digital Load Cell | SPECFORC | SPECIALISED FORCE PTY LTD | INDUSTRIAL-32 | Active
002497113 | DYNAMOMETER,ELECTRONIC | Tractel Dynafor Industrial, 6.3t, Digital Load Cell | SPECFORC | SPECIALISED FORCE PTY LTD | INDUSTRIAL-63 | Active
002497246 | BIT,AUGER | Impact, 25mm Dia, 600mm OAL, Steel, Ring Twist Pattern, 11mm Hex Shank, Quick Release | SPECFORC | SPECIALISED FORCE PTY LTD | STMSF825X600 | Active
002417905 | SPLICE ENCLOSURE,FIBRE OPTIC | OPGW c/w Entry Glands & Nipples for 2 x 11.4 OD, AFL 24 SMOF OPGW, Splice Cassette, Tower/Pole Mount Hardware, Band-it strap not incl (scm) | OPTICAL | OPTICAL FIBRE SYSTEMS PTY LTD | OFS-1080-A00A-9009-TP | Active
002417913 | SPLICE ENCLOSURE,FIBRE OPTIC | OPGW c/w Entry Glands & Nipples for 1 x 11.4 OD, AFL 24 SMOF OPGW & 1 x UG ADSS Cable, Splice Cassette, Tower/Pole Mount Hardware, Band-it strap not incl | OPTICAL | OPTICAL FIBRE SYSTEMS PTY LTD | OFS-1080-1-A000-8006-TP | Active
000141238 | SWITCH,FUSED | 630A, 660V AC, 3 Pole, Accepts DIN Type Fuse Links Size 3, Suits 185mm Busbar spacing c/w operating cover (Fuse Carrier) Base with Arcing chambers | ABBAUST | ABB AUSTRALIA PTY LTD | SLBM630 | Phasing
000141238 | SWITCH,FUSED | 630A, 660V AC, 3 Pole, Accepts DIN Type Fuse Links Size 3, Suits 185mm Busbar spacing c/w operating cover (Fuse Carrier) Base with Arcing chambers | ADCCOMM | ADC COMMUNICATIONS (AUST) PTY LTD | 6469031201 | Phasing
000141238 | SWITCH,FUSED | 630A, 660V AC, 3 Pole, Accepts DIN Type Fuse Links Size 3, Suits 185mm Busbar spacing c/w operating cover (Fuse Carrier) Base with Arcing chambers | ABBAUST | ABB AUSTRALIA PTY LTD | NHPL046253R1 | Phasing
000126029 | OUTREACH ARM | Minor Road, 1.5m Single, 5 Deg Upcast, Galv Steel, EQTS 05-02-01, Dwg 05-02-14 (scm) | IUPOLE | INTERNATIONAL UTILITY POLES PTY LTD | EX-5733 | Active
000126029 | OUTREACH ARM | Minor Road, 1.5m Single, 5 Deg Upcast, Galv Steel, EQTS 05-02-01, Dwg 05-02-14 (scm) | GMPOLES | GM POLES PTY LTD | OC A15S | Active
000126029 | OUTREACH ARM | Minor Road, 1.5m Single, 5 Deg Upcast, Galv Steel, EQTS 05-02-01, Dwg 05-02-14 (scm) | INGAL | INGAL EPS | GEX05733 | Active
000158467 | INSULATION SLEEVING,ELECTRICAL | Heat Shrink Tubing, 50/16mm, 120mm Lg, Medium Wall, Mastic Sealant | GILBERT | GILBERT LODGE AUSTRALIA PTY LTD | MWTM50/16120 | Active
000105465 | HOOK | DNOB Safety Hook BEN-005 with label attached | BENNIC | BENNIC CALIBRATION & TESTING | BEN005 | Active
000156673 | JOINT,ELECTRICAL CABLE,UNDERGROUND | Heatshrink For Inline Joint 35mm2 3Core XLPE Cable Inline Joint for IIN 1636259 | GILBERT | GILBERT LODGE AUSTRALIA PTY LTD | CPKJ24B3XU3XU | Active
000141106 | FUSEHOLDER,BASE & CARRIER | 500V AC, 100A, 6/50mm2, for U/G Fuse Panels, suit VK Fuse Links, ETS 14-04-01 (P20) (scm) | FLOWLINE | FLOWLINE INDUSTRIES PTY LTD | E1038/Q | Active
000141106 | FUSEHOLDER,BASE & CARRIER | 500V AC, 100A, 6/50mm2, for U/G Fuse Panels, suit VK Fuse Links, ETS 14-04-01 (P20) (scm) | IPDGROUP | IPD GROUP LIMITED | S7QLD2AFW | Active
000155611 | TERMINATION KIT,ELECTRICAL CABLE | Outdoor, 11kV, 35/50mm2, 3 Core XLPE Cable | GILBERT | GILBERT LODGE AUSTRALIA PTY LTD | EPT17B3XOH3 | Active
000140851 | FUSE,CARTRIDGE | 500V AC, HRC DIN Type Size 1, 200A, ETS 12-02-01 Group E (scm) | FUSECO | FUSECO POWER SOLUTIONS PTY LTD | NH1F-200 | Active
000155592 | TERMINATION KIT,ELECTRICAL CABLE | Indoor, for 6.35/11kV, 3 Core, 95mm2, XLPE Cable Termination, suit IIN1636250 | GILBERT | GILBERT LODGE AUSTRALIA PTY LTD | RAYGLA95ESI7 | Active
000155719 | TERMINATION KIT,ELECTRICAL CABLE | Indoor, Heatshrink, 35/50mm2, 3 Core Al, 6.35/11kV XLPE Cable, Tail 600mm Lg, | GILBERT | GILBERT LODGE AUSTRALIA PTY LTD | EPKT17B3X1H2 | Active
000124538 | FUSE,CARTRIDGE | 415V AC, HRC Cartridge JS Type, 250A, 2 Hole Bolt-in Slotted Centre Tags, 92mm Fixing Centres Wedge Type Carrier | FUSECO | FUSECO POWER SOLUTIONS PTY LTD | JSU250 | Active
000136116 | CONNECTOR ELBOW | 22kV, 200A, for Qesi 95mm2 Al 3Core XLPE Cable Pre-moulded EPDM Shell, Dead Make & Dead Break (supply in Packs of 3) Transformer & RMU Terminations | GILBERT | GILBERT LODGE AUSTRALIA PTY LTD | 156LRH260 | Active
000140746 | CLAMP,ELECTRICAL | Parallel, Double Bolt, S/Steel, ABB Cat.No.293/294 | ABBAUST | ABB AUSTRALIA PTY LTD | 7290960 | Active
000154658 | JOINT,ELECTRICAL CABLE,UNDERGROUND | Jointing 185mm2 Consac Raychem EPKJ-0549 | GILBERT | GILBERT LODGE AUSTRALIA PTY LTD | EPKJ0549 | Active
000155603 | TERMINATION KIT,ELECTRICAL CABLE | Underground, Indoor, 11kV, 16-25mm2, 3 Core Paper Lead alloy, Screened or Belted, Armoured or Non-armoured | GILBERT | GILBERT LODGE AUSTRALIA PTY LTD | EPKT17A3M1H2 | Active
000156496 | TERMINATION KIT,ELECTRICAL CABLE | Outdoor, for 11kV, 3 Core, 240mm2, XLPE Cable Termination, suit IIN1636253 | GILBERT | GILBERT LODGE AUSTRALIA PTY LTD | GLA240ESI14 | Active
000156590 | JOINT,ELECTRICAL CABLE,UNDERGROUND | 16mm2 N/S Cable Service Joint As Per Drawing | GILBERT | GILBERT LODGE AUSTRALIA PTY LTD | CEBJ16 | Active
000156598 | TERMINATION KIT,ELECTRICAL CABLE | Outdoor, 0.6/1kV, 120mm2, 4 Core, XLPE, Kit c/w Colour Codings | GILBERT | GILBERT LODGE AUSTRALIA PTY LTD | TKN95/150BF400C | Active
000155581 | TERMINATION KIT,ELECTRICAL CABLE | Outdoor, U/Ground, 11kV, 240-400mm2, 3 Core, Paper Lead Alloy, Screened or Belted, Armoured or Non Armoured | GILBERT | GILBERT LODGE AUSTRALIA PTY LTD | EPKT17D3MOH3 | Active
000156645 | JOINT,ELECTRICAL CABLE,UNDERGROUND | 3 Core XLPE Cable c/w Solvent Wipes, Kit Heatshrink Inline Joint Suit | GILBERT | GILBERT LODGE AUSTRALIA PTY LTD | RAYMXSU3331 | Active
000157651 | SLEEVE,COMPRESSION | 150mm2 Al Cable, use Al Hex Die A/F 21.0mm | PLP | PREFORMED LINE PRODUCTS (AUST) | CMSA102 | Active
000157651 | SLEEVE,COMPRESSION | 150mm2 Al Cable, use Al Hex Die A/F 21.0mm | TYCOELEC | TYCO ELECTRONICS | H15209 | Active
002495646 | TIMBER,HARDWOOD | Untreated Pole, 20m Lg, 5kN, P20/5 | FCRC | FRASER COAST REGIONAL COUNCIL | P20/5 | Active
002495653 | TIMBER,HARDWOOD | Untreated Pole, 20m Lg, 80kN, P20/8 | FCRC | FRASER COAST REGIONAL COUNCIL | P20/8 | Active
002495661 | TIMBER,HARDWOOD | Untreated Pole, 20m Lg, 12kN, P20/12 | FCRC | FRASER COAST REGIONAL COUNCIL | P20/12 | Active
002495687 | TIMBER,HARDWOOD | Untreated Pole, 21.5m Lg, 5kN, P21.5/5 | FCRC | FRASER COAST REGIONAL COUNCIL | P21.5/5 | Active
002495695 | TIMBER,HARDWOOD | Untreated Pole, 21.5m Lg, 8kN, P21.5/8 | FCRC | FRASER COAST REGIONAL COUNCIL | P21.5/8 | Active
002495703 | TIMBER,HARDWOOD | Untreated Pole, 21.5m Lg, 12kN, P21.5/12 | FCRC | FRASER COAST REGIONAL COUNCIL | P21.5/12 | Active
002495711 | TIMBER,HARDWOOD | Untreated Pole, 21.5m Lg, 20kN, P21.5/20 | FCRC | FRASER COAST REGIONAL COUNCIL | P21.5/20 | Active
002495729 | TIMBER,HARDWOOD | Untreated Pole, 23m Lg, 8kN, P23/8 | FCRC | FRASER COAST REGIONAL COUNCIL | P23/8 | Active
002495745 | TIMBER,HARDWOOD | Untreated Pole, 23m Lg, 20kN, P23/20 | FCRC | FRASER COAST REGIONAL COUNCIL | P23/20 | Active
002495760 | FLOODLIGHT,ELECTRIC | MaxiMaster Gen 3 100-250W, 3000-5000K Selectable Output Symmetrical Floodlight, c/w Glands & 6mm Term Block | PIERLITE | PIERLITE AUSTRALIA PTY LTD | MML250LSCSS | Active
002483089 | MODULE | Switch Interface Module, for NOJA Reclosers RC20 Series | NOJA | NOJA POWER SWITCHGEAR PTY LTD | SIM-20-S | Active
002485068 | MODULE | EPL Digital Output Module | LANDIS | LANDIS GYR (AUST) PTY LTD | MISCA-ELEC | Active
002485068 | MODULE | EPL Digital Output Module | LANDIS | LANDIS GYR (AUST) PTY LTD | 316.414.06001 | Active
002491835 | MODULE | Power Module, DC 24/48V, 92W, 19" Rack-Mount, Terminal Block Connector, Conformal Coat, for SEL ICON | SEL | SCHWEITZER ENGINEERING LAB PTY LTD | 8011-03C | Active
002491843 | MODULE | Server Module (SRVR), Conformal Coat, for SEL ICON | SEL | SCHWEITZER ENGINEERING LAB PTY LTD | 8030-01C | Active
002491868 | MODULE | Quattro Module, for SEL ICON | SEL | SCHWEITZER ENGINEERING LAB PTY LTD | 8050-01 | Active
002493039 | MODULE | I/O Module, 4RO, Accessory for PRO 235 Series | SATEC | SATEC (AUSTRALIA) PTY LTD | EMR4 | Active
002493047 | MODULE | Comms Module, Ethernet (TCP/IP), Accessory for EM133 | SATEC | SATEC (AUSTRALIA) PTY LTD | ETH-DIN | Active
002452837 | GRIP,CABLE,JAW | CCT Cable, Trigger Grip, 2T (20kN) WLL, suit 16-35mm OD Cable, Jaw 120mm Lg, Eye Size 32 x 42mm c/w Safety Latch | SPECFORC | SPECIALISED FORCE PTY LTD | LARGE-20-GRIP | Active
000030121 | TEE,CABLE RACK | Tray, 300mm W, 60mm H, 300mm Rad, NEMA 12B Steel, Galv Steel | EZYSTRUT | EZYSTRUT CABLE & PIPE SUPPORTS | N1T3003H | Active
000030123 | TEE,CABLE RACK | Tray, 600mm W, 60mm H, 300mm Rad, NEMA 12B Steel, Galv Steel | EZYSTRUT | EZYSTRUT CABLE & PIPE SUPPORTS | N1T6003H | Active
002496222 | GROUNDING SET | Earth Stub Brass, Assembly M12, 80mm Lg, Dwg 015-075-RD | PLP | PREFORMED LINE PRODUCTS (AUST) | ESB-M12-1 | Active
002433068 | CABLE,POWER,ELECTRICAL | T/former Dropper, 1000A, LV Flexible Connection, suit for use in LV Cable Box on Groundmount T/formers (scm) | ABBAUST | ABB AUSTRALIA PTY LTD | 1LAR002731 | Active
002495224 | LEAD,ELECTRICAL | Set of 3 x 12.7/22kV 35mm2 Cu XLPE, 3.5m Lg, 600mm Lg Screen, c/w Type A Termination Both Ends | GILBERT | GILBERT LODGE AUSTRALIA PTY LTD | ERGLEADSET3.5AA | Active
002496339 | SHELF,ELECTRICAL EQUIPMENT | 2RU Cantilever Shelf, 19" Rack Mount, 483mm W, 350mm D, Black, 20kg Max Load | CABAC | CABAC (MANUFACTURER) | CABRCS350-2RU-S | Active
002496347 | PLUG | Retractable Straight Plug, Insulated, 4mm, Black | THEWMCCA | TMAC THEW & MCCANN GROUP | TM12740 | Active
002400251 | CABLE,POWER,ELECTRICAL | Bldg Wire, 0.6/1kV, 1C, 16mm2 Cu, PVC Sheath, Green/Yellow (7/1.70) (100m Drum) | MIDLAND | MIDLAND METALS OVERSEAS PTE LTD | MMO-1X16 CU PVC G/Y | Active
000000166 | CONTACTOR | Short Circuit, SFU-K 403, AFLC, Enermet | ENERMET | ENERMET PTY LTD (MANUFACTURER) | 171.241.15230 | Active
000000167 | CONTACTOR | Short Circuit, SFU-K 503, AFLC, Enermet | ENERMET | ENERMET PTY LTD (MANUFACTURER) | 171.241.26230 | Active
000000168 | CONTACTOR | Output, SFU-K 203/303, AFLC, Enermet | ENERMET | ENERMET PTY LTD (MANUFACTURER) | 171.206.00000 | Active
000000169 | CONTACTOR | Output, SFU-K 403, AFLC, Enermet | ENERMET | ENERMET PTY LTD (MANUFACTURER) | 171.206.00210 | Active
000000171 | CONTACTOR | Auxiliary, SFU-K, AFLC, Enermet, 100-SB02 | ENERMET | ENERMET PTY LTD (MANUFACTURER) | 171.239.00002 | Active
002493476 | PROCESSOR,GATEWAY | Opengear Terminal Server, 8 x Serial Ports, 2 x 36 to 72VDC Input, 2 x 1GbE Dual LAN Ports, 1RU Rack Mount, RJ45 RS-232 | OPENGEAR | OPENGEAR INC. | IM7208-2-DDC | Active
002493476 | PROCESSOR,GATEWAY | Opengear Terminal Server, 8 x Serial Ports, 2 x 36 to 72VDC Input, 2 x 1GbE Dual LAN Ports, 1RU Rack Mount, RJ45 RS-232 | DATA3 | DATA#3 LIMITED | IM7208-2-DDC | Active
002493484 | PROCESSOR,GATEWAY | Opengear Terminal Server, 16 x Serial Ports, 2 x 36 to 72VDC Input, 2 x 1GbE Dual LAN Ports, 1RU Rack Mount, RJ45 RS-232 | OPENGEAR | OPENGEAR INC. | IM7216-2-DDC | Active
002493484 | PROCESSOR,GATEWAY | Opengear Terminal Server, 16 x Serial Ports, 2 x 36 to 72VDC Input, 2 x 1GbE Dual LAN Ports, 1RU Rack Mount, RJ45 RS-232 | DATA3 | DATA#3 LIMITED | IM7216-2-DDC | Active
002493492 | PROCESSOR,GATEWAY | Opengear Terminal Server, 32 x Serial Ports, 2 x 36 to 72VDC Input, 2 x 1GbE Dual LAN Ports, 1RU Rack Mount, RJ45 RS-232 | OPENGEAR | OPENGEAR INC. | IM7232-2-DDC | Active
002493492 | PROCESSOR,GATEWAY | Opengear Terminal Server, 32 x Serial Ports, 2 x 36 to 72VDC Input, 2 x 1GbE Dual LAN Ports, 1RU Rack Mount, RJ45 RS-232 | DATA3 | DATA#3 LIMITED | IM7232-2-DDC | Active
002493518 | PROCESSOR,GATEWAY | Lantronix UDS1100-PoE, Single-Port, 1 x DM25F DCE Connector, Serial Interface RS-232/422/485, 300bps to 921.6Kbps Serial to Enet Terminal Server | LANTRONX | LANTRONIX INC. (MANUFACTURER) | UD11000P0-01 | Active
002493518 | PROCESSOR,GATEWAY | Lantronix UDS1100-PoE, Single-Port, 1 x DM25F DCE Connector, Serial Interface RS-232/422/485, 300bps to 921.6Kbps Serial to Enet Terminal Server | MMELEC | MM ELECTRICAL MERCHANDISING | UD11000P0-01 | Active
002493914 | SPLICE ENCLOSURE,FIBRE OPTIC | OTP, OFS-400, 48-Way ST/FC, 2RU, 19" Rack Mount, 4x Splice Cass, No Thru Adpts | OPTICAL | OPTICAL FIBRE SYSTEMS PTY LTD | OFS-400-48ST-B-4 | Active
002493922 | SPLICE ENCLOSURE,FIBRE OPTIC | OTP, OFS-400, 72-Way SC/SCA, 2RU, 19" Rack Mount, 3x High Cap Splice Cass, No Thru Adpts | OPTICAL | OPTICAL FIBRE SYSTEMS PTY LTD | OFS-400-72SSC-H-3 | Active
002494003 | SPLICE ENCLOSURE,FIBRE OPTIC | OTP, OFS-800 FC Kit, 72-Way ST/FC, Wall Mount, IP Rated, 6x Splice Cass, 100x Splice Prot, 72x FC Thru Adpts, 72x FC SMOF Pigtails | OPTICAL | OPTICAL FIBRE SYSTEMS PTY LTD | OFS-CSPN-087 | Active
002465607 | TARPAULIN | Polytuf, HD Woven PE, Silver/Black, 4.3 x 6.1m, HD Moulded Plastic Reinforced Corners, Rust Free Eyelets every 45cm, UV Resistant | BLKWOODJ | J BLACKWOOD & SONS LIMITED | 04112120 | Active
002465607 | TARPAULIN | Polytuf, HD Woven PE, Silver/Black, 4.3 x 6.1m, HD Moulded Plastic Reinforced Corners, Rust Free Eyelets every 45cm, UV Resistant | POLYTUF | POLYTUF THE TOUGH COVER | SB1420 | Active
002417947 | SPLICE ENCLOSURE,FIBRE OPTIC | OPGW c/w Entry Glands & Nipples for 1 x 14 OD, AFL 24 SMOF OPGW & 1 x UG ADS Cable, Splice Cassette, Tower/Pole Mount Hardware, Band-it strap not includ | OPTICAL | OPTICAL FIBRE SYSTEMS PTY LTD | OFS-1080-1-B000-8001-TP | Active
002435394 | SPLICE ENCLOSURE,FIBRE OPTIC | OPGW c/w Entry Glands & Nipples for 1 x 14.0mm OD, AFL 48 SMOF OPGW & 1 x UG ADSS, Splice Cassette, Tower/Pole Mount Hardware, Band-it strap not incl (scm) | OPTICAL | OPTICAL FIBRE SYSTEMS PTY LTD | OFS-1080-2-B000-8006-TP | Active
002435410 | SPLICE ENCLOSURE,FIBRE OPTIC | OPGW c/w Entry Glands & Nipples for 1 x 14.0mm OD, AFL 48 SMOF OPGW & 1 x 11.4mm OD AFL 24 SMOF OPGW, Splice Cassette, Tower/Pole Mount Hardware, | OPTICAL | OPTICAL FIBRE SYSTEMS PTY LTD | OFS-1080-2-B00A-8009-TP | Active
002461036 | SPLICE ENCLOSURE,FIBRE OPTIC | Large Dome, Customer Lead-In Joint, 48F Max Fibre Count, 12SCA Internal Patch c/w 12 Pigtails | AFLG | AFL GLOBAL | FSE-LGD-48F-SCA-Z1 | Active
000105030 | CABLE,POWER,ELECTRICAL | U/Ground, 19/33(36)kV, 1C, 630mm2 Stranded Circ WB Cu, TRXLPE/WBT/CWS (25kA/1Sec)/WBT/LAT/LLDPE/Nyl/MDPE, Graphite Coating, Drum w/Pulling Eye | KEI | KEI INDUSTRIES LIMITED | KEI33CU1C630LAT25KA | Active
000105030 | CABLE,POWER,ELECTRICAL | U/Ground, 19/33(36)kV, 1C, 630mm2 Stranded Circ WB Cu, TRXLPE/WBT/CWS (25kA/1Sec)/WBT/LAT/LLDPE/Nyl/MDPE, Graphite Coating, Drum w/Pulling Eye | CBLGRID | CABLE GRID AUSTRALIA PTY LTD | CG-105030 | Active
000105030 | CABLE,POWER,ELECTRICAL | U/Ground, 19/33(36)kV, 1C, 630mm2 Stranded Circ WB Cu, TRXLPE/WBT/CWS (25kA/1Sec)/WBT/LAT/LLDPE/Nyl/MDPE, Graphite Coating, Drum w/Pulling Eye | MIDLAND | MIDLAND METALS OVERSEAS PTE LTD | MMO-33KV 1X630CTRXWBTLWBTCWSPN | Active
000105030 | CABLE,POWER,ELECTRICAL | U/Ground, 19/33(36)kV, 1C, 630mm2 Stranded Circ WB Cu, TRXLPE/WBT/CWS (25kA/1Sec)/WBT/LAT/LLDPE/Nyl/MDPE, Graphite Coating, Drum w/Pulling Eye | OLEX | OLEX AUSTRALIA PTY LTD | XNZP32SBT01CXAA | Active
000105030 | CABLE,POWER,ELECTRICAL | U/Ground, 19/33(36)kV, 1C, 630mm2 Stranded Circ WB Cu, TRXLPE/WBT/CWS (25kA/1Sec)/WBT/LAT/LLDPE/Nyl/MDPE, Graphite Coating, Drum w/Pulling Eye | CBLGRID | CABLE GRID AUSTRALIA PTY LTD | C1318E | Active
000430015 | TERMINATION,PREFORMED | FT, 7/2.75 SC/AC (P20) (scm) | PLP | PREFORMED LINE PRODUCTS (AUST) | AWFG-K050 | Active
000177682 | JOINT,ELECTRICAL CABLE,UNDERGROUND | Shrink Inline Bushing Sleeve 120-300mm2 Cable | TECONN | TE CONNECTIVITY LTD | RSRB-4026 | Active
000177682 | JOINT,ELECTRICAL CABLE,UNDERGROUND | Shrink Inline Bushing Sleeve 120-300mm2 Cable | GILBERT | GILBERT LODGE AUSTRALIA PTY LTD | RSRB4026 | Active
000343764 | GREASE,GENERAL PURPOSE | Lithium Base, 225g Squeeze Tube, for Electrical Joints, Conductive, suit Al to Al, Cu to Cu, Bimetal to Al | PLP | PREFORMED LINE PRODUCTS (AUST) | ALV 300 | Active
000408818 | FUSE,CARTRIDGE | 440V AC, HRC Cartridge PK Type, 45A, 50.8 x 14.3mm Dia, ETS 12-02-01 Group A (scm) | FUSECO | FUSECO POWER SOLUTIONS PTY LTD | 1451F-45 | Active
000406311 | BUCKLE | suit 19mm S/Steel Band (scm) | LEGEND | LEGEND POWER SYSTEMS | CABBUCKLE19.0 | Active
000406311 | BUCKLE | suit 19mm S/Steel Band (scm) | PLP | PREFORMED LINE PRODUCTS (AUST) | SSSB-19 | Active
000430155 | TERMINATION,PREFORMED | FT 19/2.75 SC/GZ (GUY LOK) (scm) (P10) | PLP | PREFORMED LINE PRODUCTS (AUST) | GSC-138 | Active
000411420 | CLAMP,ELECTRICAL | Parallel Groove, 10-70mm2 Cu Main & Tap, 1 Bolt, NT, Transverse Grooved, (scm) | CABAC | CABAC (MANUFACTURER) | CUPG10/70 | Active
000411420 | CLAMP,ELECTRICAL | Parallel Groove, 10-70mm2 Cu Main & Tap, 1 Bolt, NT, Transverse Grooved, (scm) | LEGEND | LEGEND POWER SYSTEMS | CUPG10/70 | Active
000455875 | PIN,INSULATOR | Coashscrew Threaded Shank, 22kV, Bridging, C/150/7, CA Dwg 22-A4-9 Rev B | TYCOELEC | TYCO ELECTRONICS | C1507BP | Active
000406297 | STRAPPING | S/Steel Band, Mat Finish, 19mm, 0.76mm Thk, supplied in 30m Coil (scm) | LEGEND | LEGEND POWER SYSTEMS | CABSTRAP19.0 | Active
000406297 | STRAPPING | S/Steel Band, Mat Finish, 19mm, 0.76mm Thk, supplied in 30m Coil (scm) | PLP | PREFORMED LINE PRODUCTS (AUST) | SSS-1930 | Active
000482287 | TIE,PREFORMED | Top, Neck Dia 112mm, 3/2.75 SC/GZ 3/12 Steel, Armoured, (scm) (P50) | PLP | PREFORMED LINE PRODUCTS (AUST) | GDT-102A-112 | Active
000701155 | ARRESTER,ELECTRICAL SURGE | 33kV, 10kA, for 3 Wire, 33kV & 19.1kV SWER Systems c/w 700mm Lg, 16mm2 Line End Lead & Cap, ETS 09-01-01 (scm) | ACCULEC | ACCULEC PTY LTD (303899) | OB36A-100STEQ | Active
000701155 | ARRESTER,ELECTRICAL SURGE | 33kV, 10kA, for 3 Wire, 33kV & 19.1kV SWER Systems c/w 700mm Lg, 16mm2 Line End Lead & Cap, ETS 09-01-01 (scm) | MVTECH | MV TECHNOLOGY SOLUTIONS P/L | S3EK4 360-1CR4-Z Q97 R59 | Active
000701155 | ARRESTER,ELECTRICAL SURGE | 33kV, 10kA, for 3 Wire, 33kV & 19.1kV SWER Systems c/w 700mm Lg, 16mm2 Line End Lead & Cap, ETS 09-01-01 (scm) | SIEMENS | SIEMENS LTD | 3EK4 360-1CR4-Z Q97 R59 | Active
000553007 | INSULATOR,LINE POST | 66kV, 350kV BIL, Porcelain, Tie Top, M24 Stud not supplied, ETS 10-01-01, Item 14 | TECONN | TE CONNECTIVITY LTD | LP-R12.5ET350-1900PG | Active
000560275 | INSULATOR,PIN | 22kV, 11kN, Type SLP/22/420, Pattern 'C' Thread, ETS 10-01-01 Item 7, Dwg 10-01-03 (scm) | TECONN | TE CONNECTIVITY LTD | PI-SLP/22/420-PG | Active
000777518 | SWITCHGEAR | RMU, 11kV, 400A Magnefix Type MD401, 2 x Incoming Switches & Switch Fuse have 3 Ph Operation, incl (A) 3 Ph Operating Handle, P/N2684.330 (B) Connection, | EATONELE | EATON ELECTRIC SYSTEMS PTY LTD | MD401 | Active
000854054 | REACTOR-TRANSFORMER | Pole Mount, 19.1kV 25kVAr, 1 Ph Shunt, CA TS B23PS8/005/ESD/91, Rev D (scm) | ABBAUST | ABB AUSTRALIA PTY LTD | 136092 | Active
000676155 | FUSE CUTOUT,PRIMARY EXPULSION | Drop Out, 100A, 24kV, Crossarm Mount, TS 06-03-01 (P50) (scm) | NGKSTANG | NGK STANGER PTY LTD | 72298/15ERGON2 | Active
002493567 | CRIMPING TOOL,TERMINAL,HAND | Hand Crimper, Hex Crimper 6-50mm2, 390mm long | CABAC | CABAC (MANUFACTURER) | K05 | Active
002493112 | MODULE | InteliGen Extension Module, 8-36V DC, 8 Binary Inputs, 8 Binary Outputs/Inputs 2 Analog Outputs | COMAP | COMAP | I-IO8/8 | Active
002496230 | SWITCHBOARD,POWER | CNI Subs Incomer Switchgear Unit, 12kV, 800A, 25kA, 2000A Bus Metal Encl Fixed Switchgear & Control Gear Assy c/w 110V DC Aux Supply, Botton Cable Connect | TAMCO | TAMCO SWITCHGEAR (MANUFACTURER) | T2A-VHIF630INC700 | Active
002496248 | SWITCHBOARD,POWER | CNI Subs Incomer Switchgear Unit, 12kV, 800A, 25kA, 2000A Bus Metal Encl Fixed Switchgear & Control Gear Assy c/w 110V DC Aux Supply, Top Cable Connect, | TAMCO | TAMCO SWITCHGEAR (MANUFACTURER) | T2B-VHIF630INC700 | Active
002496255 | SWITCHBOARD,POWER | CNI Subs Incomer Switchgear Unit, 12kV, 800A, 25kA, 2000A Bus Metal Encl Fixed Switchgear & Control Gear Assy c/w 110V DC Aux Supply, Top Cable Connect, | TAMCO | TAMCO SWITCHGEAR (MANUFACTURER) | T2C-VHIF630INC700 | Active
002496263 | SWITCHBOARD,POWER | CNI Subs Incomer Switchgear Unit, 12kV, 800A, 25kA, 2000A Bus Metal Encl Fixed Switchgear & Control Gear Assy c/w 110V DC Aux Supply, Bottom Cable Connect | TAMCO | TAMCO SWITCHGEAR (MANUFACTURER) | T2D-VHIF630INC700 | Active
002496289 | SWITCHBOARD,POWER | CNI Subs/Customer Supply w/Metering Switchgear Unit, 12kV, 800A, 25kA, 2000A Bus Metal Encl Fixed Switchgear & Control Gear Assy c/w 110V DC Aux Supply | TAMCO | TAMCO SWITCHGEAR (MANUFACTURER) | T3B-VHIF630INC700 | Active
002496305 | SWITCHBOARD,POWER | CNI Subs/Customer Supply w/Metering Switchgear Unit, 12kV, 800A, 25kA, 2000A Bus Metal Encl Fixed Switchgear & Control Gear Assy c/w 110V DC Aux Supply | TAMCO | TAMCO SWITCHGEAR (MANUFACTURER) | T3D-VHIF630INC700 | Active
002496321 | SWITCHBOARD,POWER | Feeder Switchgear Unit, 12kV, 800A, 25kA, 2000A Bus Metal Encl Fixed Switchgear & Control Gear Assy c/w 110V DC Aux Supply, incl CTs for Feeder | TAMCO | TAMCO SWITCHGEAR (MANUFACTURER) | T1B-VHIF800FDR450 | Active
000000172 | CONTACTOR | Auxiliary, SFU-K, AFLC, Enermet, 100-SB11 | ENERMET | ENERMET PTY LTD (MANUFACTURER) | 171.239.0011 | Active
000000174 | CONTACTOR | Auxiliary, SFU-K, AFLC, Enermet, CA 6-P1-11 | ENERMET | ENERMET PTY LTD (MANUFACTURER) | 171.194.00111 | Active
000000175 | CONTACTOR | SFU-I/K 203/303, AFLC, Enermet, Em ON with Capacitor | ENERMET | ENERMET PTY LTD (MANUFACTURER) | 170.067.00000 | Active
000000176 | CONTACTOR | Locking Short Circuit, SFU-K 203/303, AFLC, Enermet | ENERMET | ENERMET PTY LTD (MANUFACTURER) | 171.238.00000 | Active
000003843 | CONTACTOR | Output, 230V, CAB 6-140-EI-11 c/w Coil, for SFU-K 203/303 Transmitter Control, ETS 2011/0363/T 12k-SFU | LANDIS | LANDIS GYR (AUST) PTY LTD | 170.219.00203 | Active
000003844 | CONTACTOR | Output, 230V, CAB 6-210-EI-11 c/w Coil, for SFU-K 403 Transmitter Control, ETS 2011/0363/T 12l-SFU | LANDIS | LANDIS GYR (AUST) PTY LTD | 170.219.00403 | Active
002493930 | SPLICE ENCLOSURE,FIBRE OPTIC | OTP, OFS-200, 24-Way ST/FC, Wall Mount, IP Rated, 2x Splice Cass, No Thru Adpts | OPTICAL | OPTICAL FIBRE SYSTEMS PTY LTD | OFS-200-24ST-B-2-IP | Active
002493955 | SPLICE ENCLOSURE,FIBRE OPTIC | OTP, OFS-MOD12, 12-Way SC/SCA, 1x Splice Cass, No Thru Adpts | OPTICAL | OPTICAL FIBRE SYSTEMS PTY LTD | OFS-MOD-12SC | Active
002493963 | SPLICE ENCLOSURE,FIBRE OPTIC | OTP, OFS-MOD12, 12-Way ST/FC, 1x Splice Cass, No Thru Adpts | OPTICAL | OPTICAL FIBRE SYSTEMS PTY LTD | OFS-MOD-12ST | Active
002494037 | SPLICE ENCLOSURE,FIBRE OPTIC | OTP, OFS-900 SCA Kit, 24-Way SC/SCA, 1RU, 19" Rack Mount, 2x Splice Cass, 25x Splice Prot, 24x SCA Thru Adpts, 24x SCA SMOF Pigtails | OPTICAL | OPTICAL FIBRE SYSTEMS PTY LTD | OFS-CSPN-090 | Active
002494078 | SPLICE ENCLOSURE,FIBRE OPTIC | OTP, OFS-200 SCA Kit, 24-Way SC/SCA, Wall Mount, IP Rated, 2x Splice Cass, 25x Splice Prot, 24x SCA Thru Adpts, 24x SCA SMOF Pigtails | OPTICAL | OPTICAL FIBRE SYSTEMS PTY LTD | OFS-CSPN-094 | Active
002494086 | SPLICE ENCLOSURE,FIBRE OPTIC | OTP, OFS-200 DLC OM3 Kit, 24-Way SC/SCA, Wall Mount, IP Rated, 2x Splice Cass, 25x Splice Prot, 12x DLC OM3 Thru Adpts, 12x SC Blanks, 24x LC OM3 Pigtails | OPTICAL | OPTICAL FIBRE SYSTEMS PTY LTD | OFS-CSPN-095 | Active
000104349 | SLEEVE,COMPRESSION | NT, 25mm2/16mm2, Cu, ABC Hex Die A/F 14.0mm, CU Insulated (Fully Ribbed), Prefitted Tail For use on Neutral only, (scm) (P20) | PLP | PREFORMED LINE PRODUCTS (AUST) | K40-TAIL16N | Active
000104349 | SLEEVE,COMPRESSION | NT, 25mm2/16mm2, Cu, ABC Hex Die A/F 14.0mm, CU Insulated (Fully Ribbed), Prefitted Tail For use on Neutral only, (scm) (P20) | SICAME | SICAME AUSTRALIA PTY LTD | MJPB25-16(N)+CABLE | Active
000104350 | SLEEVE,COMPRESSION | NT, 25mm2/10mm2, Cu, ABC Hex Die A/F 14.0mm, Insulated (Fully Ribbed), Prefitted Tail For use on Neutral only, (scm) (P20) | PLP | PREFORMED LINE PRODUCTS (AUST) | K37-TAIL10N | Active
000104350 | SLEEVE,COMPRESSION | NT, 25mm2/10mm2, Cu, ABC Hex Die A/F 14.0mm, Insulated (Fully Ribbed), Prefitted Tail For use on Neutral only, (scm) (P20) | SICAME | SICAME AUSTRALIA PTY LTD | MJPB25-10(N)+CABLE | Active
000104419 | SLEEVE,COMPRESSION | FT, HDBC, 7/0.064" Imp, Hex Die 6.3mm A/F, Cu, Utilux p/n TECS2, for use on this cable only (P50) (scm) | TYCOELEC | TYCO ELECTRONICS | TECS2/1 | Active
000157631 | SLEEVE,COMPRESSION | 240mm2, Al Cable, use Al Hex Die A/F 28.4mm (scm) | LEGEND | LEGEND POWER SYSTEMS | ALK240 | Active
000157631 | SLEEVE,COMPRESSION | 240mm2, Al Cable, use Al Hex Die A/F 28.4mm (scm) | TYCOELEC | TYCO ELECTRONICS | H15211/1 | Active
000157792 | SLEEVE,COMPRESSION | Connector, 7/1.35, Cu Cat No TECSM1, Utilux MS Products Cat No TECSM1 NSC:5920 (P50) | TYCOELEC | TYCO ELECTRONICS | TECSM1/1 | Active
000474605 | SLEEVE,COMPRESSION | NT, 7/3.00 AAC, AAAC, 6/1/3.00 ACSR, Hex Die A/F 17.3mm (scm) | PLP | PREFORMED LINE PRODUCTS (AUST) | CMNT44 | Active
000474605 | SLEEVE,COMPRESSION | NT, 7/3.00 AAC, AAAC, 6/1/3.00 ACSR, Hex Die A/F 17.3mm (scm) | TYCOELEC | TYCO ELECTRONICS | NT44/1 | Active
000860542 | TRANSFORMER,DISTRIBUTION | SWER Pole Mount, 19.1kV, 25kVA (Pallet x 2) (scm) | TOSHIBA | TOSHIBA INTERNATIONAL CORPORATION P/L | TXSPS-0025BCA-001 | Active
000477283 | SPLICE,CONDUCTOR | Preformed, FT, 7/3.75 AAC & AAAC, Colour Code Black (P15) | PLP | PREFORMED LINE PRODUCTS (AUST) | AFS-113 | Active
000554046 | INSULATOR,STATION POST | 22kV, 160kV BIL, Porcelain, 381mm H & 76mm PCD c/w 12mm Threads | MORLYNN | MORLYNN CERAMICS PTY LTD | H10755 | Active
000560290 | INSULATOR,LINE POST | 22kV, 150kV BIL, Porcelain, Aerodynamic Tie Top (AS Designation R11 ET150N) Suitable for use with Galv M24 Bolt Morlynn P/N H11173, CA Spec 1812/96/T | TYCOELEC | TYCO ELECTRONICS | H11173 | Active
000620206 | FUSE LINK,EXPULSION | 20A, Class T, TS 06-03-01 (scm) | ABBAUST | ABB AUSTRALIA PTY LTD | 7595839 | Active
000620206 | FUSE LINK,EXPULSION | 20A, Class T, TS 06-03-01 (scm) | NGKSTANG | NGK STANGER PTY LTD | ZXT705-20BT37 | Active
000701333 | ARRESTER,ELECTRICAL SURGE | 75kA, HD, Polymer/Silicone Construction c/w Insulating Base, CEC T/S PS7/022/SE/88 Rev E & AS1307.2-1987 | ABBAUST | ABB AUSTRALIA PTY LTD | 7800080 | Active
000719437 | CLAMP,ELECTRICAL | Earth Rod, U-Bolt Type, 13/15mm Dia, Earth Rod & 16/120mm2 Cu Cables Draft TS 01-08-01 (P50) (scm) | PLP | PREFORMED LINE PRODUCTS (AUST) | D-CLAMP210 | Active
000553032 | INSULATOR,LINE POST | 66kV, 350kV BIL, Porcelain, Horizontal Tie Top, (AS Designation R12.5 ETG 350L) fitted with Gain Base | TECONN | TE CONNECTIVITY LTD | LP-R12.5ET350-1900PG02 | Active
000620158 | FUSE LINK,EXPULSION | 6/20A, Class K, TS 06-03-01 (scm) | ABBAUST | ABB AUSTRALIA PTY LTD | 7505193 | Active
000620158 | FUSE LINK,EXPULSION | 6/20A, Class K, TS 06-03-01 (scm) | NGKSTANG | NGK STANGER PTY LTD | ZXC705-620BK37 | Active
000482389 | TIE,PREFORMED | Top, Neck Dia 112mm, 7/3.00 AAC Unarmoured, (scm) | PLP | PREFORMED LINE PRODUCTS (AUST) | AWDT-090-112 | Active
000621059 | FUSE,CARTRIDGE | 12kV, Full Range, 80A, Barrel 254mm Lg, 68mm Dia, End Caps 40mm Lg, 63.5mm Dia c/w Striker Pin to DIN Standard 43625 Fuse (P3) (scm) | COOPER | COOPER ELECTRICAL AUSTRALIA PTY LTD | 12OHFMA80 | Active
001543176 | CABLE,POWER,ELECTRICAL | 0.6/1kV, 1C, 70mm2 (19/2.14) Cu/XLPE (X-90UV) Insul, Black, Metre Marked, 250m Wood Drum, JTS 03-01-08 (scm) | OLEX | OLEX AUSTRALIA PTY LTD | XDCC20SB001AABK | Active
001543176 | CABLE,POWER,ELECTRICAL | 0.6/1kV, 1C, 70mm2 (19/2.14) Cu/XLPE (X-90UV) Insul, Black, Metre Marked, 250m Wood Drum, JTS 03-01-08 (scm) | MIDLAND | MIDLAND METALS OVERSEAS PTE LTD | MMO-1X70 CU X BLK | Active
002400047 | BOLT,EYE | M16 x 350mm, Galv c/w Galv Hex Nut, Dwg 01-02-01 (P15) | GREGSF | GREG SEWELL FORGINGS PTY LTD | 2400047 | Active
002113064 | CONDUIT,NONMETALLIC,FLEXIBLE | PVC, 50mm, Black, Non-Corrugated, 30m Roll | HAYMANS | HAYMANS ELECTRICAL | OME50FC30B | Active
002113064 | CONDUIT,NONMETALLIC,FLEXIBLE | PVC, 50mm, Black, Non-Corrugated, 30m Roll | IDEALELE | IDEAL ELECTRICAL SUPPLIERS | OMEFC50BK30 | Active
002400044 | BOLT,EYE | M16 x 260mm, Galv c/w Galv Hex Nut, Dwg 01-01-01 (P15) | GREGSF | GREG SEWELL FORGINGS PTY LTD | 2400044 | Active
002400051 | BOLT,EYE | M16 x 550mm, Galv c/w Galv Hex Nut, Dwg 01-01-01 (P5) | GREGSF | GREG SEWELL FORGINGS PTY LTD | 2400051 | Active
002400064 | BOLT,EYE | M16 x 350mm, Galv, Open c/w Galv Hex Nut, Aust Std (P5) | GREGSF | GREG SEWELL FORGINGS PTY LTD | 2400064 | Active
001852396 | PADLOCK | A1 Long Shackle Brass Lockwood 234AB, Ref LA5555 Locks to be Engraved "EEC" (No Keys Required) | LARSENJ | J LARSEN PTY LTD | OZ4/234/ABO/ERG5 | Active
002492460 | CABLE ASSY,RADIO FREQUENCY | 1.5m DB25-M Right Angle to RJ45 Black Custom Cable Assembly, to connect GE Orbit modem to Nulec CAPM5 P9 | QCC | QCC CONNECTORS & CABLES (QCC GROUP PL) | 49599-10 | Active
002493708 | SLEEVES,ELECTRICAL WORKERS | Class 3, Extra Curve, Live Line Sleeves (pair) Length 610mm, Small Size 24" | YOTSUGI | YOTSUGI CO. LTD | RIS3RYECS-YT | Active
002493716 | SLEEVES,ELECTRICAL WORKERS | Class 3, Extra Curve, Live Line Sleeves (pair) Length 675mm, Regular Size 26.5" | YOTSUGI | YOTSUGI CO. LTD | RIS3RYECR-YT | Active
002493732 | SLEEVES,ELECTRICAL WORKERS | Class 3, Extra Curve, Live Line Sleeves (pair) Length 750mm, Extra Large Size 29.5" | YOTSUGI | YOTSUGI CO. LTD | RIS3RYECXL-YT | Active
002493740 | SLEEVES,ELECTRICAL WORKERS | Class 2, Extra Curve, Live Line Sleeves (pair) Length 610mm, Small Size 24" | YOTSUGI | YOTSUGI CO. LTD | RIS2RYECS-YT | Active
002493757 | SLEEVES,ELECTRICAL WORKERS | Class 2, Extra Curve, Live Line Sleeves (pair) Length 675mm, Regular Size 26.5" | YOTSUGI | YOTSUGI CO. LTD | RIS2RYECR-YT | Active
002493765 | SLEEVES,ELECTRICAL WORKERS | Class 2, Extra Curve, Live Line Sleeves (pair) Length 725mm, Large Size 28.5" | YOTSUGI | YOTSUGI CO. LTD | RIS2RYECL-YT | Active
002493773 | SLEEVES,ELECTRICAL WORKERS | Class 2, Extra Curve, Live Line Sleeves (pair) Length 750mm, Extra Large Size 29.5" | YOTSUGI | YOTSUGI CO. LTD | RIS2RYECXL-YT | Active
002493781 | SLEEVES,ELECTRICAL WORKERS | Class 4, Extra Curve, Live Line Sleeves (pair) Length 610mm, Small Size 24" | YOTSUGI | YOTSUGI CO. LTD | RIS4RYECS-YT | Active
002493815 | SLEEVES,ELECTRICAL WORKERS | Class 4, Extra Curve, Live Line Sleeves (pair) Length 750mm, Extra Large Size 29.5" | YOTSUGI | YOTSUGI CO. LTD | RIS4RYECXL-YT | Active
000024774 | FILTER,RESPIRATOR | Pre-Filter, Replacement Part for Powered Air Purification Respirators | ALLENS | ALLENS INDUSTRIAL PRODUCTS | UU010979779 | Active
000024774 | FILTER,RESPIRATOR | Pre-Filter, Replacement Part for Powered Air Purification Respirators | SAFESCTT | SCOTT SAFETY AUSTRALIA | 052691 | Active
000024774 | FILTER,RESPIRATOR | Pre-Filter, Replacement Part for Powered Air Purification Respirators | ALLENS | ALLENS INDUSTRIAL PRODUCTS | UN052691 | Active
002493443 | MODULE,TRANSCEIVER | 10G, SFP+ BiDi LR, TX1330 / RX1270nm, 20km, SMF, LC Simplex Connector, Programmable | FLEXOPTX | FLEXOPTIX UNIVERSAL TRANSCEIVERS | P.B1696.20.DAI | Active
002469831 | LIGHT EMITTING DIODE | Multi Chip, Blue, 130V AC/DC, BA9s, for 48V, 110V & 125V DC Applications | MMELEC | MM ELECTRICAL MERCHANDISING | ASS142A-130/B | Active
000030006 | LIGHT EMITTING DIODE | Single Globe, Blue, 8-48V AC/DC Range, BA9, Bayonet Cap, for 24V & 32V Applications | ELEMENT | ELEMENT14 PTY LTD (FORMALLY FARNELL) | 2559306438 | Active
000030008 | LIGHT EMITTING DIODE | Single Globe, Red, 8-48V AC/DC Range, BA9, Bayonet Cap, for 24V & 32V Applications | ELEMENT | ELEMENT14 PTY LTD (FORMALLY FARNELL) | 2555016438 | Active
002403706 | LIGHT EMITTING DIODE | UP7-2479-R, Red, 24V DC, 20MA, Nominal Current, Bezel Mounting, 7.1mm Hole, 7mm Led | HAYMANS | HAYMANS ELECTRICAL | IZUUP72479R | Active
002403706 | LIGHT EMITTING DIODE | UP7-2479-R, Red, 24V DC, 20MA, Nominal Current, Bezel Mounting, 7.1mm Hole, 7mm Led | HAYMANS | HAYMANS ELECTRICAL | UP72479R | Active
000003845 | CONTACTOR | Output, 230V, CAB 6-300-EI-11 c/w Coil, for SFU-K 503 Transmitter Control, ETS 2011/0363/T 12m-SFU | LANDIS | LANDIS GYR (AUST) PTY LTD | 170.219.00503 | Active
000003847 | CONTACTOR | Short Circuit, CR 1-F150 with Locking, for SFU-K 403 Transmitter Control, ETS 2011/0363/T 12o-SFU | LANDIS | LANDIS GYR (AUST) PTY LTD | 171.241.15230 | Active
000003848 | CONTACTOR | Short Circuit, CR 1-F265 with Locking, for SFU-K 503 Transmitter Control, ETS 2011/0363/T 12p-SFU | LANDIS | LANDIS GYR (AUST) PTY LTD | 171.241.26230 | Active
000003860 | CONTACTOR | Single Output, 78kW, 230V, 60Hz, CAB6-140EI11-14, suit FQD2 4 Transmitter Control, ETS 2011/0363/T 12l-FQD | LANDIS | LANDIS GYR (AUST) PTY LTD | 316.901.01010 | Active
000003861 | CONTACTOR | Single Output, 90kW, 230V, 60Hz, 100-D180EA11, suit FQD5 7 Transmitter Control, ETS 2011/0363/T 12m-FQD | LANDIS | LANDIS GYR (AUST) PTY LTD | 316.901.01020 | Active
000003862 | CONTACTOR | Dual Output, 65A, LC1-D65008P7, suit FQD2 5 Transmitter Control, ETS 2011/0363/T 12n-FQD | LANDIS | LANDIS GYR (AUST) PTY LTD | 6000.000.00341 | Active
000003863 | CONTACTOR | Dual Output, 22kW, 230V AC, 4P 2S+2OE, suit FQD6...7 Transmitter Control, ETS 2011/0363/T 12o-FQD | LANDIS | LANDIS GYR (AUST) PTY LTD | 6000.000.00343 | Active
000005036 | CONTACTOR | Short Circuit Contactor Upgrade Kit c/w 100-C40KF200, Aux Contact Block 100-FAB22, Contact Rails, Distance Plate for SFU-K 203/303, ETS 2011/0363/T | LANDIS | LANDIS GYR (AUST) PTY LTD | 170.074.20000 | Active
000474620 | SLEEVE,COMPRESSION | FT, 19/3.25, AL, AAC, Hex Die A/F 22.0mm | TYCOELEC | TYCO ELECTRONICS | FT68A/1 | Active
000474627 | SLEEVE,COMPRESSION | FT, AAC 19/3.75 Pluto, Hex Die 26.2mm A/F, 19/3.25 Neptune & 19/0.128" Hornet, Hex Die 24.9mm A/F, Al (scm) | TYCOELEC | TYCO ELECTRONICS | FT80A/1 | Active
000474630 | SLEEVE,COMPRESSION | NT, 19/3.75, AL, AAC & AAAC, Hex Die A/F 26.2mm (scm) | TYCOELEC | TYCO ELECTRONICS | NT80/1 | Active
000474706 | SLEEVE,COMPRESSION | FT, 25mm2, ABC, Hex Die A/F 17.3mm2 (scm) (P50) | SICAME | SICAME AUSTRALIA PTY LTD | MJPT25 | Active
000474710 | SLEEVE,COMPRESSION | NT, 25mm2, ABC, Hex Die A/F 14.0mm (P100) (scm) | SICAME | SICAME AUSTRALIA PTY LTD | MJPB25 | Active
000474723 | SLEEVE,COMPRESSION | NT, 25mm2/10mm2, Cu, ABC Insulated Prefitted Tail, Hex Die A/F 14.0mm2 (scm) (P20) | PLP | PREFORMED LINE PRODUCTS (AUST) | K37-TAIL10 | Active
000474723 | SLEEVE,COMPRESSION | NT, 25mm2/10mm2, Cu, ABC Insulated Prefitted Tail, Hex Die A/F 14.0mm2 (scm) (P20) | SICAME | SICAME AUSTRALIA PTY LTD | MJPB25-10+CABLE | Active
000474727 | SLEEVE,COMPRESSION | NT, 25mm2/16mm2, Cu, ABC Insulated Prefitted Tail, Hex Die A/F 14.0mm2 (scm) (P20) | PLP | PREFORMED LINE PRODUCTS (AUST) | K40-TAIL16 | Active
000474727 | SLEEVE,COMPRESSION | NT, 25mm2/16mm2, Cu, ABC Insulated Prefitted Tail, Hex Die A/F 14.0mm2 (scm) (P20) | SICAME | SICAME AUSTRALIA PTY LTD | MJPB25-16+CABLE | Active
002401271 | SLEEVE,COMPRESSION | FT, 30/7/3.00, ACSR, Hex Die A/F St 17.0mm, Al 34.5mm | PLP | PREFORMED LINE PRODUCTS (AUST) | CMSJ-210-1 | Active
002401271 | SLEEVE,COMPRESSION | FT, 30/7/3.00, ACSR, Hex Die A/F St 17.0mm, Al 34.5mm | TYCOELEC | TYCO ELECTRONICS | HM530 | Active
002401273 | SLEEVE,COMPRESSION | FT, HDBC, 7/0.104" Imp, Hex Die 10.4mm A/F, Cu, Utilux p/n TGCS2, for use on this cable only (P50) (scm) | TYCOELEC | TYCO ELECTRONICS | TGCS2/1 | Active
002401274 | SLEEVE,COMPRESSION | FT, 7/.118, Cu, HDBC, Hex Die A/F 14.0mm Cu (Narrow 9mm wide) | CABLEACC | CABLE ACCESSORIES (AUST) | PT70NS | Active
002401279 | SLEEVE,COMPRESSION | FT, AAAC 7/3.75 Helium & 7/3.75 Garnet, Hex Die 18.0mm A/F, 7/0.142" Pine, Hex Die 17.3mm A/F, Al (scm) | TYCOELEC | TYCO ELECTRONICS | FT50R/1 | Active
002403517 | SLEEVE,COMPRESSION | FT, AAAC 7/3.00 Flourine, 7/0.116" Fir, Hex Die 17.3mm A/F, Al (scm) | TYCOELEC | TYCO ELECTRONICS | FT44R/1 | Active
002400066 | BOLT,EYE | M16 x 750mm, Galv c/w Galv Hex Nut, Dwg 01-01-01 (P5) | GREGSF | GREG SEWELL FORGINGS PTY LTD | 2400066 | Active
002400151 | SCREW,COACH | M12 x 80mm, Galv, Aust Std (P200) | MULLINGS | MULLINGS FASTENERS | 02894502 | Active
002400151 | SCREW,COACH | M12 x 80mm, Galv, Aust Std (P200) | GREGSF | GREG SEWELL FORGINGS PTY LTD | 2400151 | Active
002400089 | BOLT,MACHINE | M10 x 60mm, Hex, S/Steel Gde 316 c/w Hex Nut S/Steel Gde 304, Aust Std (P50) | THEBLTPL | THE BOLT PLACE | 2400089 | Active
002400141 | BOLT,MACHINE | M10 x 25mm, Hex, S/Steel Gde 316 c/w Hex Nut S/Steel Gde 304, Aust Std (P100) | HOBSON | HOBSON ENGINEERING CO PTY LTD | XEKBS16XCM100025 | Active
002400142 | BOLT,MACHINE | M12 x 25mm, Hex, S/Steel Gde 316 c/w S/Steel Gde 304 Hex Nut, Aust Std (P100) | THEBLTPL | THE BOLT PLACE | 2400142 | Active
002400135 | BOLT,MACHINE | M20 x 750mm, Hex, Galv c/w Galv Hex Nut, Aust Std (P5) (scm) | GREGSF | GREG SEWELL FORGINGS PTY LTD | 2400135 | Active
002400225 | WIRE,ELECTRICAL | Conductor Aerial, HDBC, 7/1.75, (7/.064) ETS 03-03-01 (250m Drum) | OLEX | OLEX AUSTRALIA PTY LTD | ACUT37SB001AAAA | Active
002400055 | BOLT,EYE | M16 x 700mm, Galv c/w Galv Hex Nut, Dwg 01-02-01 (P5) | GREGSF | GREG SEWELL FORGINGS PTY LTD | 2400055 | Active
002400196 | BOLT,EYE | M24 x 350mm, Galv c/w Galv Hex Nut, ETS 25/97 Item 26 (P15) (scm) | GREGSF | GREG SEWELL FORGINGS PTY LTD | 2400196 | Active
002400198 | BOLT,EYE | M20 x 600mm, Galv, Extension c/w Galv Hex Nut, 600mm from end of Bolt to Plate, EE Dwg ES000751-01 | GREGSF | GREG SEWELL FORGINGS PTY LTD | 2400198 | Active
001975815 | TAPE,INSULATION,ELECTRICAL | Scotch Heavy Duty, 36 x 33mm, Black, No 22 | GILBERT | GILBERT LODGE AUSTRALIA PTY LTD | 3M22-36 | Active
001975815 | TAPE,INSULATION,ELECTRICAL | Scotch Heavy Duty, 36 x 33mm, Black, No 22 | 3MAUST | 3M AUSTRALIA PTY LTD | MMM22-36MM | Active
002400234 | WIRE,ELECTRICAL | Conductor Aerial, ACSR/AC, 3/4/2.50, SOCCER | MIDLAND | MIDLAND METALS OVERSEAS PTE LTD | SOCCER | Active
002400234 | WIRE,ELECTRICAL | Conductor Aerial, ACSR/AC, 3/4/2.50, SOCCER | OLEX | OLEX AUSTRALIA PTY LTD | SOCCER | Active
001978603 | TAPE,INSULATION,ELECTRICAL | P & B, 50mm | HAYMANS | HAYMANS ELECTRICAL | AIM814-F-4150012 | Active
001978603 | TAPE,INSULATION,ELECTRICAL | P & B, 50mm | MMELEC | MM ELECTRICAL MERCHANDISING | AIM814-F-4150012 | Active
002400062 | BOLT,EYE | M24 x 450mm, Galv c/w Galv Hex Nut, Dwg 01-02-03 (P10) (scm) | GREGSF | GREG SEWELL FORGINGS PTY LTD | 2400062 | Active
002400218 | CABLE,POWER,ELECTRICAL | Aerial, 0.6/1kV, 4 x 95mm2 Al ABC, XLPE Insulated c/w 1 x 16mm2 Street Light Wire, Self Supporting (MOQ 1000m) | OLEX | OLEX AUSTRALIA PTY LTD | XDZB22SB004AALP | Active
002400626 | FUSE,CARTRIDGE | 12kV, Full Range, RMU DIN Type Air Insulated, 80A, Barrel 359mm Lg, 76.2mm Dia, End Caps 44mm Lg, 76.2mm Dia c/w Striker Pin to DIN | COOPER | COOPER ELECTRICAL AUSTRALIA PTY LTD | 12BFGHA80 | Active
002400407 | BEND,ELECTRICAL CONDUIT | 150mm, 45 Deg, 1830mm Rad, UPVC, LD, Orange Elec, AS/NZS 2053.2 (scm) | HAYMANS | HAYMANS ELECTRICAL | 150LDELE1830R45B | Active
002400758 | STEP,POLE | Screw In, 16mm Dia x 250mm Lg, Galv, Steel Insert Mark @ 120mm, 90mm Coach Screw Thread, Dwg 01-01-03 (P30) (scm) | HOBSON | HOBSON ENGINEERING CO PTY LTD | BW58GLM160250 | Active
002400758 | STEP,POLE | Screw In, 16mm Dia x 250mm Lg, Galv, Steel Insert Mark @ 120mm, 90mm Coach Screw Thread, Dwg 01-01-03 (P30) (scm) | GREGSF | GREG SEWELL FORGINGS PTY LTD | 2400758 | Active
002400271 | CABLE,POWER,ELECTRICAL | U/Ground, 0.6/1kV, 4C, 120mm2 Al, Solid Sector, XLPE Insulated/LD Screen/ PVC/HDPE Sheath/Nylon Jacket & Sacrifical PVC Sheath | OLEX | OLEX AUSTRALIA PTY LTD | XDDS23LM0040MAA | Active
002400410 | BEND,ELECTRICAL CONDUIT | 150mm, 90 Deg, 1000mm Rad, UPVC, LD, Orange Elec, AS/NZS 2053.2 (scm) | HAYMANS | HAYMANS ELECTRICAL | 150LDELE1000R90B | Active
002400805 | PIN,INSULATOR | M24, C/300/7 x 50mm, ETS 01-01-01 Dwg 01-06-03 (P5) | GREGSF | GREG SEWELL FORGINGS PTY LTD | 2400805 | Active
002400538 | FUSEHOLDER,BASE & CARRIER | 250V AC, 612FX13, 100A, Service, to suit XK Fuse Links c/w Suspension Plate, Bolts & Nuts | PWRHDIST | POWERHOUSE DISTRIBUTION | 612FX13 | Active
002400628 | FUSE,CARTRIDGE | 415V AC, HRC Cartridge JS Type, 100A, 2 Hole Bolt-in Slotted Centre Tags, 92mm Fixing Centres Wedge Type Carrier | FUSECO | FUSECO POWER SOLUTIONS PTY LTD | JSU100 | Active
000017396 | GUMBOOT | Bata, 400mm Utility Safety Gumboot, Black/Red, Steel Toe, PVC Waterproof, Sizes 5 to 13 | BLKWOODJ | J BLACKWOOD & SONS LIMITED | 892-65190 | Active
000017396 | GUMBOOT | Bata, 400mm Utility Safety Gumboot, Black/Red, Steel Toe, PVC Waterproof, Sizes 5 to 13 | BATA | BATA AUSTRALIA | 892-65190 | Active
002403997 | SLEEVE,COMPRESSION | FT, HDBC, 7/1.75, Hex Die 6.3mm A/F, Cu, Utilux p/n TECSM3, for use on this cable only (P50) (scm) | TYCOELEC | TYCO ELECTRONICS | TECSM3/1 | Active
002403998 | SLEEVE,COMPRESSION | FT, HDBC, 7/2.00 & 7/0.080" (Imp), Hex Die 7.7mm A/F, Cu, Utilux p/n TFCS1 (P50) (scm) | TECONN | TE CONNECTIVITY LTD | TFCS1/1 | Active
002403998 | SLEEVE,COMPRESSION | FT, HDBC, 7/2.00 & 7/0.080" (Imp), Hex Die 7.7mm A/F, Cu, Utilux p/n TFCS1 (P50) (scm) | TYCOELEC | TYCO ELECTRONICS | TFCS1/1 | Active
002405154 | SLEEVE,COMPRESSION | Sector 4 Core 120mm | CABLEACC | CABLE ACCESSORIES (AUST) | ALKS120/4 | Active
002405215 | SLEEVE,COMPRESSION | Joint to suit Cu Conductor 7/.044 (P100) | TYCOELEC | TYCO ELECTRONICS | TDCS1/1 | Active
002407145 | SLEEVE,COMPRESSION | FT, Krypton, 19/3.25 AAAC 1120, Die Size Al, 28.5mm, ETS 11-09-01 | PLP | PREFORMED LINE PRODUCTS (AUST) | D-HM01707 | Active
002407147 | SLEEVE,COMPRESSION | FT, Nitrogen, 37/3.00 AAAC 1120, Die Size Al 34.5mm, ETS 11-09-01 | PLP | PREFORMED LINE PRODUCTS (AUST) | CMSAAAC-210-1 | Active
002407155 | SLEEVE,COMPRESSION | NT, Krypton, 19/3.25 AAAC 1120, Die Size Al 28.5mm, ETS 11-09-01 | PLP | PREFORMED LINE PRODUCTS (AUST) | D-HN615 | Active
002407156 | SLEEVE,COMPRESSION | NT, Neon, 19/3.75 AAAC 1120, Die Size Al 30.0mm or 34.5mm, ETS 11-09-01 | PLP | PREFORMED LINE PRODUCTS (AUST) | D-HN616 | Active
002407158 | SLEEVE,COMPRESSION | NT, Oxygen, 19/4.75 AAAC 1120, Die Size Al 40.0mm, ETS 11-09-01 | TECONN | TE CONNECTIVITY LTD | NT94/1 | Active
002407158 | SLEEVE,COMPRESSION | NT, Oxygen, 19/4.75 AAAC 1120, Die Size Al 40.0mm, ETS 11-09-01 | PLP | PREFORMED LINE PRODUCTS (AUST) | CMSA-238-NT | Active
002407160 | SLEEVE,COMPRESSION | NT, Sulphur, 61/3.75 AAAC 1120, Die Size Al 47.5mm, ETS 11-09-01 | PLP | PREFORMED LINE PRODUCTS (AUST) | D-HN624 | Active
002400865 | TAPE,INSULATION,ELECTRICAL | Foaming Mastic | HAYMANS | HAYMANS ELECTRICAL | RAYS10618300 | Active
002400865 | TAPE,INSULATION,ELECTRICAL | Foaming Mastic | GILBERT | GILBERT LODGE AUSTRALIA PTY LTD | RAYS1061-8-300 | Active
002400273 | CABLE,POWER,ELECTRICAL | U/Ground, 0.6/1kV, 4C x 16mm2 Cu/XLPE Insulated/Nylon Jacket/PVC Sheath, 250m Wood Drum, ETS 04-01-04 (scm) | MIDLAND | MIDLAND METALS OVERSEAS PTE LTD | MMO-LV 4X16CXNJP | Active
002400273 | CABLE,POWER,ELECTRICAL | U/Ground, 0.6/1kV, 4C x 16mm2 Cu/XLPE Insulated/Nylon Jacket/PVC Sheath, 250m Wood Drum, ETS 04-01-04 (scm) | OLEX | OLEX AUSTRALIA PTY LTD | LDZP15SB004CXEM | Active
002400844 | INSULATOR,STRAIN | 66kV, Polymer, 70kN, 250kV BIL, "Y" Shaped Clevis Top & Tongue or Eye Bottom | BRITECH | BRI-TECH PTY LTD | 5110042200 | Active
002400571 | FUSE LINK,EXPULSION | 10A, Class K, 69kV | WEBER | WEBER SOUTH PACIFIC PTY LTD | A30761310P15 | Active
002400571 | FUSE LINK,EXPULSION | 10A, Class K, 69kV | NGKSTANG | NGK STANGER PTY LTD | A30761310P15 | Active
002400571 | FUSE LINK,EXPULSION | 10A, Class K, 69kV | AEMAUST | AEM AUSTRALIA PTY LTD | A30761310P15 | Active
002400649 | BOLT,MACHINE | M10 x 25mm, Hex, Brass w/o Nut, Aust Std (P200) | THEBLTPL | THE BOLT PLACE | 2400649 | Active
002400855 | INSULATOR,LINE POST | 66kV, 350kV BIL, Porcelain, Vertical Clamp Top, M24 Stud not supplied, ETS 10-01-01, Item 15 | TECONN | TE CONNECTIVITY LTD | LP-R12.5EC350-1920PG03 | Active
002400867 | TAPE,INSULATION,ELECTRICAL | PVC, Non Adhesive, 20mm x 25m, Black | PWRHDIST | POWERHOUSE DISTRIBUTION | PH20NATB | Active
002400801 | TAG,INSTRUCTION | Neutral Marking on Tiedown, Nylon, Self Locking 2.5 x 210mm, Black (P100) (MOQ1000) | RMSRVR | RMS (RIVERSLEIGH MANAGEMENT SERVICES) | KT210MB | Active
002400402 | BEND,ELECTRICAL CONDUIT | 80mm, 45 Deg, 1830mm Rad, UPVC, LD, Orange Elec, AS/NZS 2053.2 | HAYMANS | HAYMANS ELECTRICAL | 80LDELE1830R45B | Active
002401121 | WIRE,ELECTRICAL | Conductor Aerial, SC/AC, 3/3.25mm, 3100m Wood Drum, JTS 03-03-01 | MIDLAND | MIDLAND METALS OVERSEAS PTE LTD | MMO-SC/AC 3/3.25 | Active
002401121 | WIRE,ELECTRICAL | Conductor Aerial, SC/AC, 3/3.25mm, 3100m Wood Drum, JTS 03-03-01 | OLEX | OLEX AUSTRALIA PTY LTD | ALCLAD 3/3.25;30 | Active
002401437 | WIRE,ELECTRICAL | Conductor Aerial, HDBCC, 7/2.00mm, 500m Wood Drum, JTS 03-03-01 | MIDLAND | MIDLAND METALS OVERSEAS PTE LTD | MMO-HDBCC 7/2.00 | Active
002401437 | WIRE,ELECTRICAL | Conductor Aerial, HDBCC, 7/2.00mm, 500m Wood Drum, JTS 03-03-01 | OLEX | OLEX AUSTRALIA PTY LTD | ACUT38SB001AAAA | Active
002401091 | TERMINAL STRIP | Terminal Lug, Insulator Pin, 40 x 125 x 1.6mm2 Galv Bond, 1 x 14mm2 Dia & 1 x 26mm2 Dia Holes, Dwg 1053448-02 | IME | INDUSTRIAL MARINE ELECTRICS | VR009 | Active
002400934 | JOINT,ELECTRICAL CABLE,UNDERGROUND | 11kV, 95 to 185mm 3 Core XLPE c/w Solvent Wipes | GILBERT | GILBERT LODGE AUSTRALIA PTY LTD | EPKJ17B/3XU3XU | Active
002400958 | TERMINATION KIT,ELECTRICAL CABLE | HV 16mm2, 3 Core Ply, SWS c/w Solvent Wipes, Indoor Heat Shrink | INTERENG | INTERTECH ENGINEERING PTY LTD | NORS16TA | Active
002401340 | PLATFORM,POLE | TX, Single Pole 2000kg Galv Steel SA23, WB Dwg A3-2 Issue D | STEELWAY | STEELWAY ENGINEERING | 15471 | Active
002401341 | PLATFORM,POLE | TX, Twin Pole 4000kg Galv Steel SA24, WB Dwg A3-3 Issue D | STEELWAY | STEELWAY ENGINEERING | 15472 | Active
002401430 | CABLE,POWER,ELECTRICAL | 0.6/1kV, 1C, 95mm2 Cu, PVC Insulated/ XLPE Sheath (37/1.78) Metre Marked | OLEX | OLEX AUSTRALIA PTY LTD | BDBC22AA001CXNA | Active
002401022 | TERMINAL,LUG | Compression, Al, 4 x 14mm Bolt Holes, Hex Die A/F 28.5mm, 50mm Centers off Centre Palm, 19/3.75, ETS 01-09-23 (P1) | TYCOELEC | TYCO ELECTRONICS | AL616D4 | Active
002403397 | RECLOSER,AUTO | NU-LEC N12 c/w Ctrl Cub,11kV, 3 Ph, 630A 12.5kA Cap SF6/Vacuum, O/door Pole Mounting w/o ext VT 7m Ctrl Cable 185mm2 XLPE Pwr cable DNP 3.0 Protocol | NULEC | NU-LEC INDUSTRIES PTY LTD | N15ACRSF61512110 | Active
002402872 | TRANSFORMER,DISTRIBUTION | Pole Mount, 33kV, 500kVA, 3 Ph (scm) | WILSON | WILSON TRANSFORMER CO. PTY LTD | 874-0621-28 | Active
002403146 | HOLDER,PHOTOELECTRIC CELL | NEMA Socket Base, Plug-in Electronic Component, for High Rating PE Cell c/w Bracket for Pole Mounting, EQTS 05-05-01 (scm) | TECONN | TE CONNECTIVITY LTD | 2213362-2 | Active
002403611 | SWITCH,FUSED | Gear, 12kV, Switch Fuse Unit, Cast Resin Insulation with Operating Tool | EATONELE | EATON ELECTRIC SYSTEMS PTY LTD | MD404 | Active
002403616 | LEAD,ELECTRICAL | Set of 3 x 16mm2, 6.35/11kV XLPE Insulated 1 Core, 2m Lg Cu Screened c/w Earth Tags Pin/Pin End Fittings Connects Holec Switch Fuse to Reyrolle Bushings | EATONELE | EATON ELECTRIC SYSTEMS PTY LTD | 5031001 | Active
002403591 | TIE,PREFORMED | Top, Neck Dia 76mm, 7/3.00 AAC & AAAC 4/3/3.00 ACSR 6/1/3.00 ACSR, Armoured (scm) (P50) | PLP | PREFORMED LINE PRODUCTS (AUST) | AWDT-163A-76 | Active
002403785 | SWITCH ASSEMBLY | 415V, 3 Ph, Rated for up to 500kVA c/w Busbars, 1 x 630A & 2 x 400A LV Switch Fuse Units, Z Connectors, 1000A 3 Pole Switch Disconnector, 3 Ph MDI & CT'S | WEBER | WEBER SOUTH PACIFIC PTY LTD | VF114093SEQEB1 | Active
002404004 | LINK,COMPRESSION | Reducing, Cu, 35/25mm2 Hex Die A/F 9.2mm/7.7mm Cu | CABAC | CABAC (MANUFACTURER) | CASR35/25 | Active
002403905 | COUPLING,ELECTRICAL CONDUIT | PVC, 40mm MD, Electrical Orange, Socket x Socket, AS/NZS 2053.2 | HAYMANS | HAYMANS ELECTRICAL | 40HDCONCUP | Active
002403912 | CLAMP,TREFOIL | To Suit 3 Ph, 35mm2 Cable (scm) | IDEALELE | IDEAL ELECTRICAL SUPPLIERS | UNISTRUT TF30 | Active
002404040 | SPLICE,CONDUCTOR | Preformed, FT, 3/3.25, SC/AC | PLP | PREFORMED LINE PRODUCTS (AUST) | AWFS-K032 | Active
002404289 | INSULATION SLEEVE,ELEC,BRANCHED | Heat Shrink Glove, LV Breakout, suit 4 Core, 70mm2, XLPE U/G Cable | SICAME | SICAME AUSTRALIA PTY LTD | LVH4B50/14-C | Active
002404289 | INSULATION SLEEVE,ELEC,BRANCHED | Heat Shrink Glove, LV Breakout, suit 4 Core, 70mm2, XLPE U/G Cable | LEGEND | LEGEND POWER SYSTEMS | KEV430 | Active
002404289 | INSULATION SLEEVE,ELEC,BRANCHED | Heat Shrink Glove, LV Breakout, suit 4 Core, 70mm2, XLPE U/G Cable | PLP | PREFORMED LINE PRODUCTS (AUST) | CPA-SEH4-045-025 | Active
002404289 | INSULATION SLEEVE,ELEC,BRANCHED | Heat Shrink Glove, LV Breakout, suit 4 Core, 70mm2, XLPE U/G Cable | GILBERT | GILBERT LODGE AUSTRALIA PTY LTD | 502K0463/42 | Active
002404421 | SPRING | Force Spring, S/Steel, Size 3, for PLYSWS U/Ground Cable Earth Kits (scm) | INTERENG | INTERTECH ENGINEERING PTY LTD | CFS3 | Active
002404659 | TRANSFORMER,DISTRIBUTION | Padmount, 22kV, 1000kVA, 3 Ph, LV Switchgear & No HV Switchgear, 4100mm Lg Cubicle (scm) | SCHNEIDR | SCHNEIDER PTY LTD (MANUFACTURER) | X1000V22EA2L3H1 | Active
002404659 | TRANSFORMER,DISTRIBUTION | Padmount, 22kV, 1000kVA, 3 Ph, LV Switchgear & No HV Switchgear, 4100mm Lg Cubicle (scm) | WILSON | WILSON TRANSFORMER CO. PTY LTD | 881-8846-11-AA | Active
002404437 | CROSSARM,WOOD | Bare, 1200 x 100 x 100mm (P15) | DALEMYRS | DALE & MEYERS OPERATIONS PTY LTD | XARM2404437 | Active
002404483 | GUARD,LAMP | Stoneguard, to suit Minor & Major Road Luminaire, Dwg 931675-01 (scm) | FITZROY | FITZROY FABRICATIONS | DWG A9375 | Active
002405407 | SWITCH,AIR BREAK | 12/24kV, 630A, 150kV BIL, 3 Ph, Unitised, U Series, Limited Purpose ABS Suitable for Horizontal Pole Top Mounting c/w 1 Only | ABBAUST | ABB AUSTRALIA PTY LTD | 7503998 | Active
002405346 | INSULATOR,STRAIN | 66kV, Polymer, 70kN, Tongue & Clevis, c/w 16mm Round Pin, QESI TS 10-02-01 | ADAPTAUS | ADAPT AUSTRALIA PTY LTD | KL-69HC1T116. | Active
002405346 | INSULATOR,STRAIN | 66kV, Polymer, 70kN, Tongue & Clevis, c/w 16mm Round Pin, QESI TS 10-02-01 | TYCOELEC | TYCO ELECTRONICS | NCT70XM021E0-000R | Active
002405077 | INSULATION SLEEVING,ELECTRICAL | Heat Shrink Tubing, 40/20mm, 50m Roll, Black, Thin Wall | LEGEND | LEGEND POWER SYSTEMS | XLP38BK | Active
002405077 | INSULATION SLEEVING,ELECTRICAL | Heat Shrink Tubing, 40/20mm, 50m Roll, Black, Thin Wall | TECONN | TE CONNECTIVITY LTD | HS-BK-40/20-SP | Active
002405077 | INSULATION SLEEVING,ELECTRICAL | Heat Shrink Tubing, 40/20mm, 50m Roll, Black, Thin Wall | GILBERT | GILBERT LODGE AUSTRALIA PTY LTD | RAYHS38BK-R50 | Active
000023928 | SEALER,STEEL STRAPPING,HAND | Band-It Giant Strapping Tool, Crimp Tool G40269, for Crimping 32mm S/Steel Strapping | STATEWD | STATEWIDE FASTNERS & ENGEERING SUPPLIES | G40269 | Active
002469823 | LIGHT EMITTING DIODE | Multi Chip, Green, 130V AC/DC, BA9s, for 48V, 110V & 125V DC Applications | MMELEC | MM ELECTRICAL MERCHANDISING | ASS142A-130/G | Active
002489623 | CONTROLLER | 125/110 HV-ADIO, suit Alpha Cordex Charger | ICS | ICS INDUSTRIES PTY LTD (ENERSYS) | 0180057-001 | Active
001542854 | CABLE,POWER,ELECTRICAL | Bldg Wire, 0.6/1kV, 1C, 6mm2 (7/1.04) Cu/PVC (V-90) Sheath, Red, 100m Plastic Spool, JTS 03-01-08 | MIDLAND | MIDLAND METALS OVERSEAS PTE LTD | MMO-1X6 CU PVC RD | Active
001542854 | CABLE,POWER,ELECTRICAL | Bldg Wire, 0.6/1kV, 1C, 6mm2 (7/1.04) Cu/PVC (V-90) Sheath, Red, 100m Plastic Spool, JTS 03-01-08 | OLEX | OLEX AUSTRALIA PTY LTD | BAAP11A1001AARD | Active
001542889 | CABLE,POWER,ELECTRICAL | 0.6/1kV, 1C, 6mm2 (7/1.04) Cu/PVC (V-90) Sheath, White, 100m Plastic Spool, JTS 03-01-08 | MIDLAND | MIDLAND METALS OVERSEAS PTE LTD | MMO-1X6 CU PVC WHT | Active
001542889 | CABLE,POWER,ELECTRICAL | 0.6/1kV, 1C, 6mm2 (7/1.04) Cu/PVC (V-90) Sheath, White, 100m Plastic Spool, JTS 03-01-08 | OLEX | OLEX AUSTRALIA PTY LTD | BAAP11A1001AAWT | Active
001542935 | CABLE,POWER,ELECTRICAL | 0.6/1kV, 1C, 10mm2 (7/1.35) Cu/PVC (V-90) Sheath, Red, 100m Plastic Spool, JTS 03-01-08 | MIDLAND | MIDLAND METALS OVERSEAS PTE LTD | MMO-1X10 CU PVC RD | Active
001542935 | CABLE,POWER,ELECTRICAL | 0.6/1kV, 1C, 10mm2 (7/1.35) Cu/PVC (V-90) Sheath, Red, 100m Plastic Spool, JTS 03-01-08 | OLEX | OLEX AUSTRALIA PTY LTD | BAAP13A1001AARD | Active
001542943 | CABLE,POWER,ELECTRICAL | 0.6/1kV, 1C, 10mm2 (7/1.35) Cu/PVC (V-90) Sheath, Black, 100m Plastic Spool, JTS 03-01-08 (scm) | MIDLAND | MIDLAND METALS OVERSEAS PTE LTD | MMO-1X10 CU PVC BLK | Active
001542943 | CABLE,POWER,ELECTRICAL | 0.6/1kV, 1C, 10mm2 (7/1.35) Cu/PVC (V-90) Sheath, Black, 100m Plastic Spool, JTS 03-01-08 (scm) | OLEX | OLEX AUSTRALIA PTY LTD | BAAP13AA001AABK | Active
001313021 | CABLE,POWER,ELECTRICAL | 0.6/1kV, 1C, 35mm2 (19/1.53) Hard Drawn, Cu/XLPE (X-90UV) Insul, Metre Marked, 250m Wood Drum, JTS 03-01-08 (scm) | MIDLAND | MIDLAND METALS OVERSEAS PTE LTD | MMO-1X35 CU X BLK | Active
001313021 | CABLE,POWER,ELECTRICAL | 0.6/1kV, 1C, 35mm2 (19/1.53) Hard Drawn, Cu/XLPE (X-90UV) Insul, Metre Marked, 250m Wood Drum, JTS 03-01-08 (scm) | OLEX | OLEX AUSTRALIA PTY LTD | XDCT18SB001AACX | Active
001313028 | CABLE,POWER,ELECTRICAL | 0.6/1kV, 1C, 50mm2 (19/1.78) Hard Drawn, Cu/XLPE (X-90UV) Insul, Black, Metre Marked, 250m Wood Drum, JTS 03-01-08 (scm) | MIDLAND | MIDLAND METALS OVERSEAS PTE LTD | MMO-1X50 HDCU X BLK | Active
001313028 | CABLE,POWER,ELECTRICAL | 0.6/1kV, 1C, 50mm2 (19/1.78) Hard Drawn, Cu/XLPE (X-90UV) Insul, Black, Metre Marked, 250m Wood Drum, JTS 03-01-08 (scm) | OLEX | OLEX AUSTRALIA PTY LTD | XDCT19SB001AACX | Active
002403244 | CABLE,POWER,ELECTRICAL | Bldg Wire, 450/750V, 2C, 2.5mm2 Cu (7/0.67), V-90 PVC Insul, 3V-90 TPS Black, Flat, 100m Drum | NAN | NAN ELECTRICAL CABLE AUSTRALIA PTY LTD | 2CS925CLVTB | Active
002403244 | CABLE,POWER,ELECTRICAL | Bldg Wire, 450/750V, 2C, 2.5mm2 Cu (7/0.67), V-90 PVC Insul, 3V-90 TPS Black, Flat, 100m Drum | OLEX | OLEX AUSTRALIA PTY LTD | DACP07A1002CXAA | Active
002466910 | CABLE,POWER,ELECTRICAL | 0.6/1kV, 4C+E, 4mm2+2.5mm2 E Cu/X-HF-90 Insul/HFS-90-TP Bedding/DBT/HFS-90-TP, Orange Sheath, Red Wht Blue Blk Grn/Ylw Insul, 500m Wood Drum, JTS 03-01-08 | MIDLAND | MIDLAND METALS OVERSEAS PTE LTD | MMO-4+EX4 CU XHF HFS DBT HFS | Active
002466951 | CABLE,POWER,ELECTRICAL | 0.6/1kV, 4C+E, 35mm2+10mm2 E Cu/X-HF-90 Insul/HFS-90-TP Bedding/DBT/HFS-90-TP, Orange Sheath, Red Wht Blue Blk Grn/Ylw Insul, 500m Wood Drum, JTS 03-01-08 | MIDLAND | MIDLAND METALS OVERSEAS PTE LTD | MMO-4+EX35 CU X DBT HFS NJ HFS | Active
002466969 | CABLE,POWER,ELECTRICAL | 0.6/1kV, 4C+E, 70mm2+25mm2 E Cu/X-HF-90 Insul/HFS-90-TP Bedding/DBT/HFS-90-TP, Orange Sheath, Red Wht Blue Blk Grn/Ylw Insul, 500m Wood Drum, JTS 03-01-08 | MIDLAND | MIDLAND METALS OVERSEAS PTE LTD | MMO-4+EX70 CU XHF HFS DBT HFS | Active
002466985 | CABLE,POWER,ELECTRICAL | 0.6/1kV, 4C+E 400mm2+120mm2 E Cu/X-HF-90 Insul/HFS-90-TP Bedding/DBT/HFS-90-TP, Orange Sheath, Red Wht Blue Blk Grn/Ylw Insul, 100m Wood Drum, JTS 03-01-08 | MIDLAND | MIDLAND METALS OVERSEAS PTE LTD | MMO-4+EX400CU X DBT HFS NJ HFS | Active
002466365 | CABLE,POWER,ELECTRICAL | Flexible, 0.6/1kV, 1C, 25mm2 (350/0.30) Cu/X-HF-90/HFS-90-TP, 100m Wood Drum, JTS 03-01-08 | MIDLAND | MIDLAND METALS OVERSEAS PTE LTD | MMO-1X25 CU XHF HFS | Active
002401281 | SPLICE,CONDUCTOR | Preformed, FT, GREYLING, ACSR, Colour Code Blue (P10) | PLP | PREFORMED LINE PRODUCTS (AUST) | FTS-075-S | Active
002401197 | CABLE,POWER,ELECTRICAL | Control, 0.6/1kV, 10C, 4mm2 Cu, PVC Insulated/PVC Sheath (7/0.85) | OLEX | OLEX AUSTRALIA PTY LTD | BPAP09SB010CXWW | Active
002400922 | TERMINATION KIT,ELECTRICAL CABLE | Transformer Cable, 1 Core 16-70mm2, Cu C Clamp | EATONELE | EATON ELECTRIC SYSTEMS PTY LTD | 502.0015 | Active
002401311 | SPLICE,CONDUCTOR | Preformed, FT, 7/.118 HDBC, Imp (P15) | PLP | PREFORMED LINE PRODUCTS (AUST) | CFS-088 | Active
002401021 | TERMINAL,LUG | Compression, Al, 4 x 12mm Bolt Holes, Hex Die A/F 28.5mm, 38mm Centers off Centre Palm, 19/3.75, ETS 01-09-23 (P1) | TYCOELEC | TYCO ELECTRONICS | HL616D4A | Active
002401021 | TERMINAL,LUG | Compression, Al, 4 x 12mm Bolt Holes, Hex Die A/F 28.5mm, 38mm Centers off Centre Palm, 19/3.75, ETS 01-09-23 (P1) | PLP | PREFORMED LINE PRODUCTS (AUST) | D-HL616D4A | Active
002402225 | SWITCH,AIR BREAK | Isolating, 66kV, 800A, 20kA/sec, 3 Pole, 50Hz D/Break, Concrete Pole Mount, PTS M166 | NGKSTANG | NGK STANGER PTY LTD | 70531/3 | Active
002402011 | TRANSFORMER,DISTRIBUTION | Pole Mount, 33kV, 63kVA, 3 Ph (Pallet x 2) (scm) | WILSON | WILSON TRANSFORMER CO. PTY LTD | 874-A387-11 | Active
002402116 | PIPE,METALLIC | 6.5m Lg, Water 40 NB, Galv Steel, Plain End | BLUESCOP | BLUESCOPE DISTRIBUTION | 101494 | Active
002401798 | BRAID,WIRE | Cu, 448/0.10mm, 25mm x 100m Roll Soft Drawn, Electrical Grounding | BAMBACH | BAMBACH WIRES & CABLES PTY LTD | 27260 | Active
002401798 | BRAID,WIRE | Cu, 448/0.10mm, 25mm x 100m Roll Soft Drawn, Electrical Grounding | HARTLAND | HARTLAND CABLES | HBT027 | Active
002401904 | CONTACTOR,MAGNETIC | Control Street Lighting, Type 2 Assembly Enclosed Contactor c/w PE Control, Dwg 10/80A & 10/80B (P10) | TYCOELEC | TYCO ELECTRONICS | 23748A02 | Active
002401988 | TRANSFORMER,DISTRIBUTION | Pole Mount, 11/6.6kV, 100kV, 3 Ph, Bushing Entry, NQ TS M195 | ABBAUST | ABB AUSTRALIA PTY LTD | 169089 | Active
002402762 | CABLE GLAND | Nylon, M20, 8-13mm OD, 15mm Lg Thread, A/F 26.3mm, Black, IP68 | LEGEND | LEGEND POWER SYSTEMS | GN20 | Active
002402762 | CABLE GLAND | Nylon, M20, 8-13mm OD, 15mm Lg Thread, A/F 26.3mm, Black, IP68 | CABAC | CABAC (MANUFACTURER) | GN20 | Active
002402762 | CABLE GLAND | Nylon, M20, 8-13mm OD, 15mm Lg Thread, A/F 26.3mm, Black, IP68 | REXEL | REXEL AUSTRALIA | GN20BLACK | Active
002403156 | BOLT,HOOK | M20 x 400mm, Galv, Dwg 01-18-03, Aust Std (P5) (scm) | GREGSF | GREG SEWELL FORGINGS PTY LTD | 2403156 | Active
002403230 | CABLE,POWER,ELECTRICAL | Control, U/G, 0.6/1kV, 2C+Earth, 2.5mm2 Cu, PVC Insulated/PVC Sheath (7/0.67) Metre Marked, Cores Numbered | OLEX | OLEX AUSTRALIA PTY LTD | DNHP07AA002CXWW | Active
002403248 | PROTECTOR,ELECTRICAL CABLE | Galv Steel, for Mounting on Wood or Concrete Poles, Suits 3 x Single Core Cables with Dia up to 80mm, To Dwg 28-0-03 | HARRIS | HARRISTOWN WELDING WORKS | 2403248 | Active
002403232 | CABLE,POWER,ELECTRICAL | Control, U/G, 0.6/1kV, 8C+Earth, 6mm2 Cu PVC Insulated/PVC Sheath (7/1.04) Metre Marked, Cores Numbered (MOQ 1000m) | OLEX | OLEX AUSTRALIA PTY LTD | BFAP11AA008CXWW | Active
002466886 | CABLE,POWER,ELECTRICAL | 0.6/1kV, 2C, 4mm2 Cu/X-HF-90 Insul/ HFS-90-TP Bedding/DBT/HFS-90-TP, Black Sheath, Red & Black Insul, 100m Wood Drum, JTS 03-01-08 | MIDLAND | MIDLAND METALS OVERSEAS PTE LTD | MMO-2X4 CU X DBT HFS NJ HFS | Active
002466852 | CABLE,POWER,ELECTRICAL | 0.6/1kV, 1C, 70mm2 Cu/X-HF-90 Insul/ HFS-90-TP Bedding/DBT/HFS-90-TP, Black Sheath, Red Insul, 100m Wood Wood Drum, JTS 03-01-08 | MIDLAND | MIDLAND METALS OVERSEAS PTE LTD | MMO-1X70CUXDBTHFSNJHFSRD/BLK | Active
002466878 | CABLE,POWER,ELECTRICAL | 0.6/1kV, 2C, 50mm2 Cu/X-HF-90 Insul/ HFS-90-TP Bedding/DBT/HFS-90-TP, Black Sheath, Red & Black Insul, 100m Wood Drum, JTS 03-01-08 | MIDLAND | MIDLAND METALS OVERSEAS PTE LTD | MMO-2X50 CU X DBT HFS NJ HFS | Active
002406683 | BEND,ELECTRICAL CONDUIT | 100mm, 90 Deg, 1800mm Rad, UPVC, LD, Orange Elec, AS/NZS 2053.2 (scm) | HAYMANS | HAYMANS ELECTRICAL | 100LDELE1800R90B | Active
002406683 | BEND,ELECTRICAL CONDUIT | 100mm, 90 Deg, 1800mm Rad, UPVC, LD, Orange Elec, AS/NZS 2053.2 (scm) | VINIDEX | VINIDEX PTY LTD | 32095 | Active
002406600 | CYLINDER,LOCK | Less Key, Keyed to Ergon Energy A2 Secruity Series OZ 201 | RECHLOCK | RECHENBERG LOCKSMITHS | OZ41/201/IMP/A2 | Active
002406919 | CROSSARM,WOOD | Bare, 5100 x 175 x 150mm | DALEMYRS | DALE & MEYERS OPERATIONS PTY LTD | XARM2406919 | Active
002407270 | CLEVIS,SOCKET | Extension Link, 160kN, 250mm, R Clip, ETS 11-09-01 | PLP | PREFORMED LINE PRODUCTS (AUST) | ELSC-160-4 | Active
002407243 | TERMINATION KIT,ELECTRICAL CABLE | Aerial c/w Earth, 1.5m Earth Bond Lead & No Shackle, suit 14.0mm CC-38/48/551, ETS 11-09-01 | DULHUNTY | DULHUNTY POWER (AUST) PTY LTD | OPGWTS-1390L-ER | Active
002407168 | TERMINATION,PREFORMED | FT, 19/2.75 SC/GZ c/w Open Thimble, ETS 11-09-01 | PLP | PREFORMED LINE PRODUCTS (AUST) | D-SGG1375-ER / 22MM | Active
002407289 | BOLT,EYE | M20 x 550mm, 150mm Lg Thread, Flange c/w S/Steel Humpback Split Pin, ETS 11-09-01 EE Dwg ES000786-01 | PLP | PREFORMED LINE PRODUCTS (AUST) | EB550 | Active
002416311 | INSULATOR,LINE POST | 66kV, 350kV BIL, Composite, Horizontal Clamp Top c/w Bendable Gain Base, ETS 10-02-02 Item 4 | FLOWLINE | FLOWLINE INDUSTRIES PTY LTD | EH5243013H | Active
002418010 | WIRE,ELECTRICAL | Conductor Aerial, AAAC/1120, 61/3.25, SELENIUM, ETS 03-03-01 (3000m Drum) | OLEX | OLEX AUSTRALIA PTY LTD | SELENIUM | Active
002489151 | COVER,ACCESS | Padlockable Type P4, Class B, Glass Reinforced Nylon, Marked Electrical, Anti Skid surface, Black c/w Locking Tabs | TRI UGRD | TRI UNDERGROUND AUSTRALIA PTY LTD | TRITUFFP4LEL | Active
002496354 | PRINTED CIRCUIT BOARD | PC-104 Module, 48 Line, Digital I/O for PME, Cape River East StatCom | AMSC | AMSC AUSTRALIA PTY LTD | 16485 | Active
002496354 | PRINTED CIRCUIT BOARD | PC-104 Module, 48 Line, Digital I/O for PME, Cape River East StatCom | AMSC | AMSC AUSTRALIA PTY LTD | 00016485 | Active
002496404 | RELAY,ELECTROMAGNETIC | Plug-In, 4PDT, 24V DC Coil, LED for PME, Cape River East StatCom | AMSC | AMSC AUSTRALIA PTY LTD | 2000265 | Active
002496404 | RELAY,ELECTROMAGNETIC | Plug-In, 4PDT, 24V DC Coil, LED for PME, Cape River East StatCom | AMSC | AMSC AUSTRALIA PTY LTD | 02000265 | Active
002496412 | ARRESTER,ELECTRICAL SURGE | Surge Protector, DIN Rail, c/w Common Mode Filter, Cape River East StatCom | AMSC | AMSC AUSTRALIA PTY LTD | 2000284 | Active
002496412 | ARRESTER,ELECTRICAL SURGE | Surge Protector, DIN Rail, c/w Common Mode Filter, Cape River East StatCom | AMSC | AMSC AUSTRALIA PTY LTD | 02000284 | Active
002496438 | MODULE | Analog I/O, 32 Inputs, 250kHz, c/w Auto Calibration, Cape River East StatCom | AMSC | AMSC AUSTRALIA PTY LTD | 2000371 | Active
002496438 | MODULE | Analog I/O, 32 Inputs, 250kHz, c/w Auto Calibration, Cape River East StatCom | AMSC | AMSC AUSTRALIA PTY LTD | 02000371 | Active
002496446 | PRINTED CIRCUIT BOARD | PC-104 Module, 96 Line, Digital I/O, Cape River East StatCom | AMSC | AMSC AUSTRALIA PTY LTD | 2000377 | Active
002496446 | PRINTED CIRCUIT BOARD | PC-104 Module, 96 Line, Digital I/O, Cape River East StatCom | AMSC | AMSC AUSTRALIA PTY LTD | 02000377 | Active
002496453 | FUSE LINK | CubeFuse D-VAR Pole, 30A, 600V, Time-Delay, Cape River East StatCom | AMSC | AMSC AUSTRALIA PTY LTD | 2000379 | Active
002496453 | FUSE LINK | CubeFuse D-VAR Pole, 30A, 600V, Time-Delay, Cape River East StatCom | AMSC | AMSC AUSTRALIA PTY LTD | 02000379 | Active
002496503 | MEMORY CARD | Compact Flash, 4Gb Minimum Programed for each PME, Cape River East StatCom | AMSC | AMSC AUSTRALIA PTY LTD | 2000475 | Active
002496503 | MEMORY CARD | Compact Flash, 4Gb Minimum Programed for each PME, Cape River East StatCom | AMSC | AMSC AUSTRALIA PTY LTD | 02000475 | Active
002496529 | INVERTER,POWER,STATIC | 900W, Ultra Slim Inverter, Power Bright, MCE Media Coverter, Cape River East StatCom | AMSC | AMSC AUSTRALIA PTY LTD | 2001025 | Active
002496529 | INVERTER,POWER,STATIC | 900W, Ultra Slim Inverter, Power Bright, MCE Media Coverter, Cape River East StatCom | AMSC | AMSC AUSTRALIA PTY LTD | 02001025 | Active
002496537 | RELAY | Watchdog Timer Relay for MCE, Cape River East StatCom | AMSC | AMSC AUSTRALIA PTY LTD | 2001102 | Active
002496537 | RELAY | Watchdog Timer Relay for MCE, Cape River East StatCom | AMSC | AMSC AUSTRALIA PTY LTD | 02001102 | Active
002496545 | BUSBAR | Pole to Blade Connector, Cape River East StatCom | AMSC | AMSC AUSTRALIA PTY LTD | 63000397 | Active
002496586 | PRINTED CIRCUIT BOARD | Assembly, Current Sense, Isolated 5A Input, 2X Overload, Cape River East StatCom | AMSC | AMSC AUSTRALIA PTY LTD | 76000045 | Active
002496594 | PRINTED CIRCUIT BOARD | Assembly, Current Sense, Isolated 0.5A Input, 2X Overload, Cape River East StatCom | AMSC | AMSC AUSTRALIA PTY LTD | 76000049 | Active
002492015 | CONVERTER,SIGNAL DATA | Media Converter, Fast Ethernet to SFP, 10/100M-TX to 100M-SFP, 12-48V DC, DIN Mount | BBNS | BLACK BOX NETWORK SERVICES | LMC280A | Phasing
002407081 | LIFTER | Davis Starlifter, Cant Hook Style Device for Turning Poles, Raising Pole Head from Ground & Pulling Star Pickets | BLKWOODJ | J BLACKWOOD & SONS LIMITED | B0478-0491 | Active
002427961 | LIFTER | Conductor Holder, Self Aligning | TEN | THE ENERGY NETWORK (AUST) PTY LTD | 21642 | Active
000000190 | LEAD,ELECTRICAL | MBCZ LEAD, Module Interconnection Lead, 220kV Bus Protection, Mica Creek C Substation | AREVA | AREVA T&D AUSTRALIA LTD | MBCZ LEAD | Phasing
000003370 | LEAD,ELECTRICAL | for 66kV, Type EDF CB, Umbilical, Mulitple Socket c/w Cable, ETS 2004/027/T | ABBAUST | ABB AUSTRALIA PTY LTD | 1HYB400341-A | Active
000003758 | LEAD,ELECTRICAL | 10m Lead, suit HAT-200 Current Transducer, Tech Spec EESS-10735-01-0B | LEGEND | LEGEND POWER SYSTEMS | RT10M0-RTP | Active
000004048 | LEAD,ELECTRICAL | Multiplexer Cable, PDH, 5m Lg, TMSA P1 & P2, 20 Pair Stub Cable, suit 21710, EE Dwg 903187-07 | COMMTEL | COMMTEL NETWORK SOLUTIONS | STD-0072-P1-20-5M & P2-20-5M | Active
000004049 | LEAD,ELECTRICAL | Multiplexer Cable, PDH, 10m Lg, TMSA P1 & P2, 20 Pair Stub Cable, suit 21710, EE Dwg 903187-07 | COMMTEL | COMMTEL NETWORK SOLUTIONS | STD-0072-P1-20-10M & P2-20-10M | Active
000004050 | LEAD,ELECTRICAL | Multiplexer Cable, PDH, 15m Lg, TMSA P1 & P2, 20 Pair Stub Cable, suit 21710, EE Dwg 903187-07 | COMMTEL | COMMTEL NETWORK SOLUTIONS | STD-0072-P1-20-15M & P2-20-15M | Active
000004057 | LEAD,ELECTRICAL | Multiplexer Cable, PDH, 3m Lg, DCNA Q1 Buss Cable, 4 Pair, 3 x 7 to RJ45 | COMMTEL | COMMTEL NETWORK SOLUTIONS | STD-0150-P1-04-3M | Active
000004063 | LEAD,ELECTRICAL | Multiplexer Cable, PDH, 5m Lg, V28 10 Pair Stub Cable P1 & P2, suit 24021, EE Dwg 903187-08 | COMMTEL | COMMTEL NETWORK SOLUTIONS | STD-0004-P1-10-5M & P2-10-5M | Active
000004065 | LEAD,ELECTRICAL | Multiplexer Cable, PDH, 15m Lg, V28 10 Pair Stub Cable P1 & P2, suit 24021, EE Dwg 903187-08 | COMMTEL | COMMTEL NETWORK SOLUTIONS | STD-0004-P1-10-15M & P2-10-15M | Active
000004068 | LEAD,ELECTRICAL | Multiplexer Cable, PDH, 10m Lg, V24 10 Pair Stub Cable P1 & P2, suit 24020, EE Dwg 903187-03 | COMMTEL | COMMTEL NETWORK SOLUTIONS | STD-0036-P1-10-10M & P2-10-10M | Active
000004073 | LEAD,ELECTRICAL | Multiplexer Cable, PDH, 15m Lg, DIU 64k Co/Cont G.703, 20 Pair Stub Cable P1 & P2, suit 21120, EE Dwg 903187-02 | COMMTEL | COMMTEL NETWORK SOLUTIONS | STD-0035-P1-10-15M & P2-10-15M | Active
000004078 | LEAD,ELECTRICAL | Multiplexer Cable, PDH, 15m Lg, Exchange Unit P1, 10 Pair Stub Cable, suit 21216, EE Dwg 903187-05 | COMMTEL | COMMTEL NETWORK SOLUTIONS | STD-0038-P2-10-15M | Active
000004081 | LEAD,ELECTRICAL | Multiplexer Cable, PDH, 10m Lg, Subscriber Unit P1, 10 Pair Stub Cable, suit 21206, EE Dwg 903187-04 | COMMTEL | COMMTEL NETWORK SOLUTIONS | STD-0037-P2-10-10M | Active
000004082 | LEAD,ELECTRICAL | Multiplexer Cable, PDH, 15m Lg, Subscriber Unit P1, 10 Pair Stub Cable, suit 21206, EE Dwg 903187-04 | COMMTEL | COMMTEL NETWORK SOLUTIONS | STD-0037-P2-10-15M | Active
000004091 | LEAD,ELECTRICAL | Multiplexer Cable, PDH, 5m Lg, Stub Cable 4 Pair Assembly, 3 x 7 | COMMTEL | COMMTEL NETWORK SOLUTIONS | STD-0044-P1-04-5M | Active
000004092 | LEAD,ELECTRICAL | Multiplexer Cable, PDH, 10m Lg, Stub Cable 4 Pair Assembly, 3 x 7 | COMMTEL | COMMTEL NETWORK SOLUTIONS | STD-0044-P1-04-10M | Active
002493500 | PROCESSOR,GATEWAY | Opengear Terminal Server, 48 x Serial Ports, 2 x 36 to 72VDC Input, 2 x 1GbE Dual LAN Ports, 1RU Rack Mount, RJ45 RS-232 | OPENGEAR | OPENGEAR INC. | IM7248-2-DDC | Active
002493500 | PROCESSOR,GATEWAY | Opengear Terminal Server, 48 x Serial Ports, 2 x 36 to 72VDC Input, 2 x 1GbE Dual LAN Ports, 1RU Rack Mount, RJ45 RS-232 | DATA3 | DATA#3 LIMITED | IM7248-2-DDC | Active
002476125 | SWITCHGEAR | RMU, 36kV, VVV, 630A, AFLR 20kA/1 Sec, Protection CTs & an Incomer VT, Outdoor Enclosure, Siemens 8DJH36 | SIEMENS | SIEMENS LTD | 8DJH36-36415 | Active
002476141 | SWITCHGEAR | RMU, 36kV, CC, 630A, AFLR 16kA/1 Sec, Siemens 8DJH36 | SIEMENS | SIEMENS LTD | 8DJH36-36417 | Active
002417343 | CABLE,POWER,ELECTRICAL | T/former Dropper, 33kV Term to Term, 2.7m Lg, EE Dwg # 875242-02 (scm) | AUSTMOLD | AUSTRALMOLD PTY LTD | CL22(1-50A)M/2.7/M | Active
002417343 | CABLE,POWER,ELECTRICAL | T/former Dropper, 33kV Term to Term, 2.7m Lg, EE Dwg # 875242-02 (scm) | GILBERT | GILBERT LODGE AUSTRALIA PTY LTD | ERG33KVDROPPER2.7 | Active
002466845 | CABLE,POWER,ELECTRICAL | 0.6/1kV, 1C, 240mm2 Cu/X-HF-90 Insul/ HFS-90-TP Bedding/DBT/HFS-90-TP Orange Sheath, Natural Insul, 250m Wood Drum, JTS 03-01-08 | MIDLAND | MIDLAND METALS OVERSEAS PTE LTD | MMO-1X240 CU X DBT HFS NJ HFS | Active
001542803 | CABLE,POWER,ELECTRICAL | 0.6/1kV, 1C, 4mm2 (7/0.85) Cu/PVC (V-90) Sheath, White, 100m Plastic Spool, JTS 03-01-08 | MIDLAND | MIDLAND METALS OVERSEAS PTE LTD | MMO-1X4 CU PVC WHT | Active
001542803 | CABLE,POWER,ELECTRICAL | 0.6/1kV, 1C, 4mm2 (7/0.85) Cu/PVC (V-90) Sheath, White, 100m Plastic Spool, JTS 03-01-08 | OLEX | OLEX AUSTRALIA PTY LTD | BAAP09A1001AAWT | Active
002401141 | CABLE,POWER,ELECTRICAL | 0.6/1kV, 1C, 16mm2 (7/1.70) Cu/PVC (V-90) Insul, Blue, 100m Wood Drum, JTS 03-01-08 | MIDLAND | MIDLAND METALS OVERSEAS PTE LTD | MMO-1X16 CU PVC BLU | Active
002401141 | CABLE,POWER,ELECTRICAL | 0.6/1kV, 1C, 16mm2 (7/1.70) Cu/PVC (V-90) Insul, Blue, 100m Wood Drum, JTS 03-01-08 | OLEX | OLEX AUSTRALIA PTY LTD | BAAP15AA001AABE | Active
002401142 | CABLE,POWER,ELECTRICAL | 0.6/1kV, 1C, 16mm2 (7/1.70) Cu/PVC (V-90) Insul, White, 100m Wood Drum, JTS 03-01-08 | OLEX | OLEX AUSTRALIA PTY LTD | BAAP15A1001AAWT | Active
002401142 | CABLE,POWER,ELECTRICAL | 0.6/1kV, 1C, 16mm2 (7/1.70) Cu/PVC (V-90) Insul, White, 100m Wood Drum, JTS 03-01-08 | MIDLAND | MIDLAND METALS OVERSEAS PTE LTD | MMO-1X16 CU PVC WHT | Active
002466381 | CABLE,POWER,ELECTRICAL | Flexible, 0.6/1kV, 1C, 50mm2 (714/0.30) Cu/X-HF-90/HFS-90-TP, 100m Wood Drum, JTS 03-01-08 | MIDLAND | MIDLAND METALS OVERSEAS PTE LTD | MMO-1X50 CU XHF HFS | Active
000019786 | BATTERY,STORAGE | 12V, 7Ah, Sealed Lead Acid, 151 x 65 x 98mm, for PTCC Control Boxes, suit Nu-Lec PMR | CENTURY | CENTURY YUASA BATTERIES PTY LTD | NP7.2-12LFR | Active
000019786 | BATTERY,STORAGE | 12V, 7Ah, Sealed Lead Acid, 151 x 65 x 98mm, for PTCC Control Boxes, suit Nu-Lec PMR | BATTWORK | BATTERY WORKS | LC-R127R2P1 (FASTON 250) | Active
000021315 | BATTERY,STORAGE | 14.4V, 3.0Ah, Li-Ion Battery, for Izumi Tools, u/w Battery Operated Crimper & Cutter | SPECFORC | SPECIALISED FORCE PTY LTD | BP-84LI | Active
000022274 | BATTERY,STORAGE | 18V, 5.0Ah, M18 Red Li-Ion, for Milwaukee Tools | C&LTOOL | C&L TOOL CENTRE | MILWAM18B5 | Active
000022274 | BATTERY,STORAGE | 18V, 5.0Ah, M18 Red Li-Ion, for Milwaukee Tools | MILWAUKE | MILWAUKEE POWER TOOLS | M18B5 | Active
000023748 | BATTERY,STORAGE | 12V, 24Ah, Model PS-12260 NB, BAT-0002, suit Noja RC01 Controller | NOJA | NOJA POWER SWITCHGEAR PTY LTD | PS12280 | Active
000023748 | BATTERY,STORAGE | 12V, 24Ah, Model PS-12260 NB, BAT-0002, suit Noja RC01 Controller | NOJA | NOJA POWER SWITCHGEAR PTY LTD | PS-12260H | Active
002422855 | CABLE,POWER,ELECTRICAL | Multiple Stranded, 12.7/22kV, 1C, 300mm2 Tin Annealed Cu, Insulated XR-EP90 | OLEX | OLEX AUSTRALIA PTY LTD | 5299,140300,01,2354 | Active
002422863 | CABLE,POWER,ELECTRICAL | Multiple Stranded, 38/66kV, 1C , 95mm2 Tin Annealed Cu, Insulated XR-EP90 (37/1.78) | OLEX | OLEX AUSTRALIA PTY LTD | 5699,140095,01,1750 | Active
002426096 | CABLE,POWER,ELECTRICAL | U/Ground, 12.7/22kV, 1C x 630mm2 Cu/ TR-XLPE Insulated/WBT/CWS/WBT/HFS-90-TP/ DBT Insect Protected/HFS-90-TP, 500m Wood Drum, ETS 04-05-01 (scm) | MIDLAND | MIDLAND METALS OVERSEAS PTE LTD | MMO-22KV 1X630CTRXWBTCWSHFSHFS | Active
002426096 | CABLE,POWER,ELECTRICAL | U/Ground, 12.7/22kV, 1C x 630mm2 Cu/ TR-XLPE Insulated/WBT/CWS/WBT/HFS-90-TP/ DBT Insect Protected/HFS-90-TP, 500m Wood Drum, ETS 04-05-01 (scm) | CBLGRID | CABLE GRID AUSTRALIA PTY LTD | CGA477 | Active
002432938 | RELAY,PROTECTION | Media Converter, G.703 to C37.94 Fibre Optic, 19 - 300V DC | SCHNEIDR | SCHNEIDER PTY LTD (MANUFACTURER) | P591601A0N0000B | Active
002434447 | CROSSARM,COMPOSITE | Fibre, Predrilled, 4010 x 125 x 125mm, 110kV, Wishbone, Set of 3 Xarms, Top/Middle/Brace, Packaged in Sets, EE Dwg 944182-03 | WAGNERS | WAGNERS CFT MANUFACTURING | EC006-00803, 00804, 00805 | Active
002434546 | PORTABLE EARTHING DEVICE | O/H Line, 3 Ph Short Circuiting Assy, 2.5m Al Leads c/w Shotgun Ring, Screw Type Line Clamps & Earthing Cable Assy, 15m Al Lead, min 10kA/1 Sec Rating, | THEWMCCA | TMAC THEW & MCCANN GROUP | 2434546 | Active
002434546 | PORTABLE EARTHING DEVICE | O/H Line, 3 Ph Short Circuiting Assy, 2.5m Al Leads c/w Shotgun Ring, Screw Type Line Clamps & Earthing Cable Assy, 15m Al Lead, min 10kA/1 Sec Rating, | THEWMCCA | TMAC THEW & MCCANN GROUP | TM00823 | Active
000030312 | JUMPER BAR,TERMINAL BLOCK | Type JB5-2, 5.2mm Spacing, 2 Pole, Orange, Plug-in, Screwless Mounting, IP20, Terminal Block Accessory | ABBAUST | ABB AUSTRALIA PTY LTD | 1SNK 905 302 R0000 | Active
000030314 | JUMPER BAR,TERMINAL BLOCK | Type JB5-4, 5.2mm Spacing, 4 Pole, Orange, Plug-in, Screwless Mounting, IP20, Terminal Block Accessory | ABBAUST | ABB AUSTRALIA PTY LTD | 1SNK 905 304 R0000 | Active
000030392 | JUMPER BAR,TERMINAL BLOCK | Type JB6-2, 6mm Spacing, 2 Pole, Orange, Plug-in, Screwless Mounting, IP20, Terminal Block Accessory | ABBAUST | ABB AUSTRALIA PTY LTD | 1SNK 906 302 R0000 | Active
000030395 | JUMPER BAR,TERMINAL BLOCK | Type JB6-5, 6mm Spacing, 5 Pole, Orange, Plug-in, Screwless Mounting, IP20, Terminal Block Accessory | ABBAUST | ABB AUSTRALIA PTY LTD | 1SNK 906 305 R0000 | Active
000030410 | JUMPER BAR,TERMINAL BLOCK | Type JB8-3, 8mm Spacing, 3 Pole, Orange, Plug-in, Screwless Mounting, IP20, Terminal Block Accessory | ABBAUST | ABB AUSTRALIA PTY LTD | 1SNK 908 303 R0000 | Active
000030412 | JUMPER BAR,TERMINAL BLOCK | Type JB8-5, 8mm Spacing, 5 Pole, Orange, Plug-in, Screwless Mounting, IP20, Terminal Block Accessory | ABBAUST | ABB AUSTRALIA PTY LTD | 1SNK 908 305 R0000 | Active
002480879 | JUMPER BAR,TERMINAL BLOCK | 2-Way Bridge, Red, suit PT6-T Terminal Block | PHOENIX | PHOENIX CONTACT PTY LTD | 3005947 | Active
002480887 | JUMPER BAR,TERMINAL BLOCK | 5-Way Bridge, Red, suit PT6-T Terminal Block | PHOENIX | PHOENIX CONTACT PTY LTD | 3005948 | Active
002496628 | LIFTER | Drum Lifter, Edge Style, 500kg WLL | AMPLITUD | AMPLITUDE PTY LTD (396777) | 144002 | Active
002496636 | LIGHT UNIT,PORTABLE | Milwaukee Neck Light Kit, 4V USB Rechargeable Battery, 400 Lumens | C&LTOOL | C&L TOOL CENTRE | MILWAL4NL400301 | Active
002496636 | LIGHT UNIT,PORTABLE | Milwaukee Neck Light Kit, 4V USB Rechargeable Battery, 400 Lumens | MILWAUKE | MILWAUKEE POWER TOOLS | L4NL400301 | Active
002496644 | BATTERY,STORAGE | Milwaukee 4V USB Power Source & Charger Kit | C&LTOOL | C&L TOOL CENTRE | MILWAL4PPS301 | Active
002496644 | BATTERY,STORAGE | Milwaukee 4V USB Power Source & Charger Kit | MILWAUKE | MILWAUKEE POWER TOOLS | L4PPS301 | Active
002401587 | CONNECTOR,ELECTRICAL | 3 Pin Socket, 10A, PVC, 1mm2 Ordinary Flex, for Extension Lead (P10) | CLIPSAL | CLIPSAL (BY SCHNEIDER ELECTRIC) | CLI 438TR | Active
002401587 | CONNECTOR,ELECTRICAL | 3 Pin Socket, 10A, PVC, 1mm2 Ordinary Flex, for Extension Lead (P10) | CNWELEC | CNW ELECTRICAL PTY LTD | CLI438TR | Active
001865684 | CONDUIT,NONMETALLIC,RIGID | 150mm, 4m Lg, HD, UPVC, Orange Elec, AS/NZS 2053.2 (scm) | HAYMANS | HAYMANS ELECTRICAL | PIP150HD | Active
002407163 | SLEEVE,COMPRESSION | Termination Conductor Compression, FT, Paw Paw, 54/3.75 19/2.25 ACSR/GZ, Die Size Al 47.5mm, Steel 20.0mm, ETS 11-09-01 | PLP | PREFORMED LINE PRODUCTS (AUST) | D-HD541E | Active
002407164 | SLEEVE,COMPRESSION | Termination Conductor Compression, FT, Oxygen 19/4.75 AAAC 1120, Die Size Al 40.0mm, ETS 11-09-01 | PLP | PREFORMED LINE PRODUCTS (AUST) | CDEAAAC-238-PS-A | Active
002407165 | SLEEVE,COMPRESSION | Termination Conductor Compression, FT, Selenium, 61/3.25 AAAC 1120, Die Size Al 44.5mm, ETS 11-09-01 | PLP | PREFORMED LINE PRODUCTS (AUST) | D-HD712E | Active
002425635 | SLEEVE,COMPRESSION | FT, ACSR 6/1/3.00 Apple, 6/1/0.118" Ferret, 2 Piece Type, Hex Die Al 14.0mm A/F, St 6.8mm A/F (scm) | PLP | PREFORMED LINE PRODUCTS (AUST) | D-HM512 | Active
002426815 | SLEEVE,COMPRESSION | Termination Conductor Compression, FT, Krypton, 19/3.25 AAAC, Die Size Al 28.5mm, ETS 11-09-01 | PLP | PREFORMED LINE PRODUCTS (AUST) | D-HD707E | Active
002426823 | SLEEVE,COMPRESSION | Conductor Compression, FT, Cricket, 30/7/2.50 ACSR/AC, Die Size Al 28.5mm, Steel 16.0mm, ETS 11-09-01 | PLP | PREFORMED LINE PRODUCTS (AUST) | D-HM525 | Active
002426831 | SLEEVE,COMPRESSION | Conductor Compression, FT, Diving, 30/7/3.50 ACSR/AC, Die Size Al 40.0mm, Steel 19.0mm, ETS 11-09-01 | PLP | PREFORMED LINE PRODUCTS (AUST) | D-HM532 | Active
002458719 | SLEEVE,COMPRESSION | FT, 19/0.166, AL, AAC, Cockroach, Hex Die A/F 28.4mm, (scm) | TYCOELEC | TYCO ELECTRONICS | FT94A | Active
002497345 | HOLE SAW | Impact, 16mm Dia, 8TPI, Quick Connect 1/4" Hex Shank, Thin Wall, Bi-Metal | C&LTOOL | C&L TOOL CENTRE | SUTH1190160 | Active
002497345 | HOLE SAW | Impact, 16mm Dia, 8TPI, Quick Connect 1/4" Hex Shank, Thin Wall, Bi-Metal | SUTTON | SUTTON TOOLS (MANUFACTURER) | 1190160 | Active
000020649 | TAG,INSTRUCTION | Test Tag, Vinyl, Self Adhesive, Black Text, TESTED BY EQL, 8 x spaces for Next Test Due, Wrap Around Type, 32 x 109.9mm c/w Permanent Marking Pen, Pack of 100 | PROMARK | PROMARK PTY LTD (MANUFACTURER) | 7291 | Active
000104376 | TAG,INSTRUCTION | Equipment Test, Cricket Bat Style, Yellow, 330 x 85mm (P100) | BLKWOODJ | J BLACKWOOD & SONS LIMITED | B-00030213 | Active
000104376 | TAG,INSTRUCTION | Equipment Test, Cricket Bat Style, Yellow, 330 x 85mm (P100) | SIGNET | SIGNET PTY LTD | 5548 | Active
002469815 | LIGHT EMITTING DIODE | Multi Chip, Red, 130V AC/DC, BA9s, for 48V, 110V & 125V DC Applications | MMELEC | MM ELECTRICAL MERCHANDISING | ASS142A-130/R | Active
002464915 | LAMP,LED | Indicator Lamp, Multi Chip LED Reflector Bulb, Green, 15mA DC, 24V DC/AC, BA9s, 10mm Dia, 28mm Lg | RSPRO | RS PRO COMPONENTS PTY LTD | PMG24BA9 | Active
002464915 | LAMP,LED | Indicator Lamp, Multi Chip LED Reflector Bulb, Green, 15mA DC, 24V DC/AC, BA9s, 10mm Dia, 28mm Lg | RSPRO | RS PRO COMPONENTS PTY LTD | 210-917 | Active
002464923 | LAMP,LED | Indicator Lamp, Multi Chip LED Reflector Bulb, Red, 15mA DC, 24V DC/AC, BA9s, 10mm Dia, 28mm Lg | RSPRO | RS PRO COMPONENTS PTY LTD | PMR24BA9 | Active
002464923 | LAMP,LED | Indicator Lamp, Multi Chip LED Reflector Bulb, Red, 15mA DC, 24V DC/AC, BA9s, 10mm Dia, 28mm Lg | RSPRO | RS PRO COMPONENTS PTY LTD | 210-901 | Active
002464931 | LAMP,LED | Indicator Lamp, Multi Chip LED Reflector Bulb, Yellow, 15mA DC, 24V DC/AC, BA9s, 10mm Dia, 28mm Lg | RSPRO | RS PRO COMPONENTS PTY LTD | PMY24BA9 | Active
002464931 | LAMP,LED | Indicator Lamp, Multi Chip LED Reflector Bulb, Yellow, 15mA DC, 24V DC/AC, BA9s, 10mm Dia, 28mm Lg | RSPRO | RS PRO COMPONENTS PTY LTD | 211-033 | Active
002403704 | LIGHT EMITTING DIODE | UP7-2479-A, Amber, 24V DC, 20MA, Nominal Current, Bezel Mounting, 7.1mm Hole, 7mm Led | HAYMANS | HAYMANS ELECTRICAL | IZUUP72479A | Active
002403704 | LIGHT EMITTING DIODE | UP7-2479-A, Amber, 24V DC, 20MA, Nominal Current, Bezel Mounting, 7.1mm Hole, 7mm Led | HAYMANS | HAYMANS ELECTRICAL | UP72479A | Active
002403705 | LIGHT EMITTING DIODE | UP7-2479-G, Green, 24V DC, 20MA, Nominal Current, Bezel Mounting, 7.1mm Hole, 7mm Led | HAYMANS | HAYMANS ELECTRICAL | UP72479G | Active
000104735 | BATTERY,STORAGE | 12V, 7Ah, Gel Type, for Control Cabinet of Nu-Lec Recloser | NQBATT | NORTH QLD BATTERIES | 12SB7-2P-F2 | Active
002434249 | SECTIONALISER | Load Break, 11kV, 400A, Horizontal Mount, Enclosed, SF6 Insulated, Remote Controllable c/w Ctrl Cub, Insulated Cable Droppers, Aux Voltage Transformer | SCHNEIDR | SCHNEIDER PTY LTD (MANUFACTURER) | RL27-LBS-SF6-15-12-125 | Active
002435246 | CROSSARM,COMPOSITE | Fibre, Predrilled, 3330 x 100 x 100mm, 11kV, Suspension/Deviation, Dwg ES000749-01 | WAGNERS | WAGNERS CFT MANUFACTURING | EC006-00037 | Active
000003286 | CIRCUIT BREAKER | MCB, 480V AC, 1.8-2.5A, St George STATCOM | AMSC | AMSC AUSTRALIA PTY LTD | 00016294 | Active
000003286 | CIRCUIT BREAKER | MCB, 480V AC, 1.8-2.5A, St George STATCOM | AMSC | AMSC AUSTRALIA PTY LTD | 16294 | Active
002437382 | POLE,LINE CONSTRUCTION,CONCRETE | 20.0m, 615mm Dia, Base Mounted, Comms Pole | ROCLA | ROCLA PTY LTD | SR3-BM20-615 | Active
000030053 | CLAMP,ELEC CONDUCTOR,STRAIN | Compression Deadend, Outer Sleeve Die Size 30A/F, suit Neon 19/3.75 AAAC | PLP | PREFORMED LINE PRODUCTS (AUST) | CDEAAAC-188-P5 | Active
002438976 | TERMINAL,LUG | Compression Jumper, Al, 2 x 14mm Holes, Hex Dia A/F 23.8mm, Straight Offset, 50mm Centres, suit Oxygen Conductor, AS2395 | MMELEC | MM ELECTRICAL MERCHANDISING | CLA2375S04 | Active
002438976 | TERMINAL,LUG | Compression Jumper, Al, 2 x 14mm Holes, Hex Dia A/F 23.8mm, Straight Offset, 50mm Centres, suit Oxygen Conductor, AS2395 | PLP | PREFORMED LINE PRODUCTS (AUST) | CTA-238-11211 | Active
000003376 | CIRCUIT BREAKER | 170kV, 1250A, 40kA, HV Terminal Palm Fastening Set, Aust Std Type 5, ETS 2004/027/T Item 3, ABB LTB | ABBAUST | ABB AUSTRALIA PTY LTD | 161855 | Active
000003369 | ISOLATOR | Signal Isolator SPL0837, Input Signal Range 20-140VDC, 3 Terminals 70-140VDC, 30-60VDC (48DC) & 20-40VDC (32DC), Output Link 4-20mA | APCS | ANALOGUE PROCESS CONTROL SERVICE (MANU) | SPL0837 | Active
000003369 | ISOLATOR | Signal Isolator SPL0837, Input Signal Range 20-140VDC, 3 Terminals 70-140VDC, 30-60VDC (48DC) & 20-40VDC (32DC), Output Link 4-20mA | APCS | ANALOGUE PROCESS CONTROL SERVICE (MANU) | SI 236-991019 | Active
002493526 | JOINT,ELECTRICAL POWER CABLE | 22kV, Transition Joint, Heat Shrink, 1 Phase, 185mm2 Al 1 Core PLY to 185mm2 Al Triplex XLPE c/w Blocked Connector | TECONN | TE CONNECTIVITY LTD | EPKJ-ERG73 | Active
002434868 | WASTE DISPOSAL,HAZMAT | Asbestos Vacuum Cleaner, H-Class, Numatic Model c/w Drill Nozzle, Decal "For Asbestos Use Only", Danger Asbestos Sticky Label 180 x 57mm, | ALLENS | ALLENS INDUSTRIAL PRODUCTS | HZ370 | Active
000022819 | HINGE,ACCESS DOOR | Set of 6 S/Steel Hinges, 3 x RH & 3 x LH Hinges, c/w 12 Counter Sunk Screws 25 x 6mm, 12 Flat Washers 6mm, 12 Nylock Nuts 6mm, 12 Mono Riverts 6.5mm, | WILSON | WILSON TRANSFORMER CO. PTY LTD | 333-7003-01 & 333-7004-01 | Active
002457810 | BATTERY,STORAGE | 110V, 90Ah, Dual String, 18 x UXH50-12 VRLA Monoblocs w/out Rack, Subs Standby Battery Bank, Contract 10591, Item 4a | CENTURY | CENTURY YUASA BATTERIES PTY LTD | 341253 | Active
002457828 | BATTERY,STORAGE | 110V, 125Ah, Dual String, 36 x UXH75-6 VRLA Monoblocs w/out Rack, Subs Standby Battery Bank, Contract 10591, Item 5a | CENTURY | CENTURY YUASA BATTERIES PTY LTD | 341254 | Active
002457836 | BATTERY,STORAGE | 110V, 180Ah, Dual String, 36 x UXH100-6 VRLA Monoblocs w/out Rack, Subs Standby Battery Bank, Contract 10591, Item 6a | CENTURY | CENTURY YUASA BATTERIES PTY LTD | 341255 | Active
002457844 | BATTERY,STORAGE | 110V, 224Ah, Dual String, 36 x UXH125-6 VRLA Monoblocs w/out Rack, Subs Standby Battery Bank, Contract 10591, Item 7a | CENTURY | CENTURY YUASA BATTERIES PTY LTD | 341256 | Active
002457893 | BATTERY,STORAGE | 48V, 224Ah, Dual String, 16 x UXH125-6 VRLA Monoblocs w/out Rack, Subs Standby Battery Bank, Contract 10591, Item 12a | CENTURY | CENTURY YUASA BATTERIES PTY LTD | 341261 | Active
002457943 | BATTERY,STORAGE | 12V, 7Ah, 1 x NP7-12FR VRLA Monobloc, Recloser Standby Battery, Contract 10591, Item 17 | CENTURY | CENTURY YUASA BATTERIES PTY LTD | 175017 | Active
001048038 | TAG,INSTRUCTION | Neutral Marking on Tiedown, Nylon, Self Locking 2.5 x 210mm, White (P100) (MOQ1000) | CABLEACC | CABLE ACCESSORIES (AUST) | CT98ID/100 | Phasing
002402763 | TAG,INSTRUCTION | Appliance Test 'T T' Series, 4 Colour, Rainbow (P100) | HAYMANS | HAYMANS ELECTRICAL | NESCOTTSERIES | Active
002405341 | TAG,INSTRUCTION | CAUTION OUT OF SERVICE - DO NOT OPERATE | ARTCRAFT | ARTCRAFT PTY LTD (QLD) | TAG OS 025 | Active
002409282 | TAG,INSTRUCTION | Test, Inspection Zip Tie Tag, Yellow Plastic, Print Area 46 x 9mm, Tie 240mm Lg | JTAGZ | JTAGZ PTY LTD | 530NEW | Active
002442119 | TAG,INSTRUCTION | Laza, Mini Female Tag, Blank (P1000) (scm) | ALLFLEX | ALLFLEX AUSTRALIA PTY LTD | K1209141A | Active
000017141 | LIFTER,MANHOLE COVER | For Telstra Pit Covers, Sizes 2 to 8, 670mm Nom Lg, Zinc Plated Mild Steel Welded Assembly c/w Pull Release | LEGEND | LEGEND POWER SYSTEMS | MSS-TEL116-00153 | Active
000478727 | STEP,POLE | Bolt, Concrete, ETS 01-01-01 Dwg 01-01-02 (P50) | GREGSF | GREG SEWELL FORGINGS PTY LTD | 478727 | Active
002461341 | BLADE SET,CABLE STRIPPER | Replacement Blade, suit Greenlee 1903 Cable Stripper, Pack of 2 | SPECFORC | SPECIALISED FORCE PTY LTD | 13544 | Active
002497444 | HOOK,SUPPORT | EWP Bucket Hook, suit 75mm Lip, 16mm OD, PVC, Pair of 2 | TEN | THE ENERGY NETWORK (AUST) PTY LTD | BH-75-16 | Active
002401169 | CABLE,POWER,ELECTRICAL | Aerial, 0.6/1kV, 4 x 50mm2 Al ABC, XLPE Insulated (LVABC), 500m Steel Drum, JTS 03-03-02 | MIDLAND | MIDLAND METALS OVERSEAS PTE LTD | MMO-LVABC 4X50 AL X | Active
002401169 | CABLE,POWER,ELECTRICAL | Aerial, 0.6/1kV, 4 x 50mm2 Al ABC, XLPE Insulated (LVABC), 500m Steel Drum, JTS 03-03-02 | OLEX | OLEX AUSTRALIA PTY LTD | XDAB19AA004AAAA | Active
000017955 | BRACKET,MOUNTING | For Meter Enclosures to Wood Poles | DRAWING | DRAWING NUMBERS | 14678-A1 | Active
002497469 | BLADE,CABLE STRIPPER | Replacement Alroc Insulation Stripper Blade, 1.2mm Circular | HYLEC | HYLEC ENERGY SOLUTIONS | MTCP4/1.2 | Active
002497485 | STRIPPER,CABLE,HAND | Alroc CCT Insulation Stripper, 3.0mm Circumference & 3.3mm Longitude Circular Blades, suit Cable 10 to 30mm OD | HYLEC | HYLEC ENERGY SOLUTIONS | P4/3033E | Active
002403829 | CLOTH,CLEANING | Wipers, 3 Ply, Multiuse, 42 x 39cm, EMB Blue 94185 (Ctn 200) | BLKWOODJ | J BLACKWOOD & SONS LIMITED | 00068255 | Active
002496719 | KIT | Versaflo TR-653, Cleaning & Storage Kit suit TR-600 Series Powered Air Turbo, for Versaflo TR-300 Series PAPR | 3MAUST | 3M AUSTRALIA PTY LTD | 70071618428 | Active
002496719 | KIT | Versaflo TR-653, Cleaning & Storage Kit suit TR-600 Series Powered Air Turbo, for Versaflo TR-300 Series PAPR | ALLENS | ALLENS INDUSTRIAL PRODUCTS | 70071618428 | Active
002496735 | COVER | Versaflo TR-381, Disposable PAPR Cover, for Versaflo TR-300 Series PAPR, Pack of 10 | 3MAUST | 3M AUSTRALIA PTY LTD | 70071765583 | Active
002496735 | COVER | Versaflo TR-381, Disposable PAPR Cover, for Versaflo TR-300 Series PAPR, Pack of 10 | ALLENS | ALLENS INDUSTRIAL PRODUCTS | 70071765583 | Active
002496743 | FIELD PACK | Versaflo TR-927, Easy Clean Backpack, to hold PAPR during use, for Versaflo TR-300 Series PAPR | 3MAUST | 3M AUSTRALIA PTY LTD | UU012452437 | Active
002496743 | FIELD PACK | Versaflo TR-927, Easy Clean Backpack, to hold PAPR during use, for Versaflo TR-300 Series PAPR | ALLENS | ALLENS INDUSTRIAL PRODUCTS | UU012452437 | Active
002461069 | BATTERY,STORAGE | 12V, 150Ah, FXH155-12S, VRLA, 1 Link, 1 Cover ***DO NOT MIX with UXF150-12*** | CENTURY | CENTURY YUASA BATTERIES PTY LTD | 313123 | Active
002464980 | BATTERY,STORAGE | 3.6V, 1.6Ah, Emergency/Exit Lighting Battery, Ni-Cd, Wire Leads to Connector | CBC | CASEY'S BATTERY CENTRE | ELB-03-01204P | Active
002475150 | POWER SUPPLY | Omron CS1 Series, PLC, 24V, for CS/C200H Series Units | OMRON | OMRON ELECTRONICS PTY LTD | C200HW-PD024 | Active
002476299 | POWER SUPPLY | 6A/100W, Smart PMU, Horstman | HRSTMNN | HORSTMANN GMBH (MANUFACTURER) | 28-6400-001 | Active
002477446 | POWER SUPPLY | MD303 E50 Module, 50W, 20-160V DC Input, Wide Range Voltage Supply | CGI | CGI TECHNOLOGIES & SOLUTIONS P/L | E50 | Active
002496461 | POWER SUPPLY | Converter DC/DC, 19-36V DC Input, 12V DC Single Output, 100W, Cape River East StatCom | AMSC | AMSC AUSTRALIA PTY LTD | 2000382 | Active
002496461 | POWER SUPPLY | Converter DC/DC, 19-36V DC Input, 12V DC Single Output, 100W, Cape River East StatCom | AMSC | AMSC AUSTRALIA PTY LTD | 02000382 | Active
002403227 | CLAMP | Saddle, Al or Al Alloy, 0-30 Deg Line Angle, 0-5 Deg Slope Angle c/w Reversable Cap, suit Strained AAC, AAAC & ACSR Conductor, 7 to 32mm Dia, | PLP | PREFORMED LINE PRODUCTS (AUST) | D-Y11195 | Active
002456721 | CLAMP | FPKA, Flexi Pole Kit, Mounting Clamp, ETS 2011/0259/T | NSN | NOKIA SOLUTION NETWORK AUST PTY LTD | 471649A | Active
002456960 | CLAMP | Single Clamp, 50-115mm, for panel, ETS 2011/0259/T | NSN | NOKIA SOLUTION NETWORK AUST PTY LTD | CS7219600 | Active
002496602 | INSECTICIDE,FIPRONIL | SAS PRO, Granule Ant Killer, Silica Carrier Particles, 1kg Shaker Pack | GARRPEST | GARRARD'S PESTICIDES | SAS/1 | Active
002496602 | INSECTICIDE,FIPRONIL | SAS PRO, Granule Ant Killer, Silica Carrier Particles, 1kg Shaker Pack | SUNDEW | SUNDEW SOLUTIONS PTY LTD | SAS/1 | Active
000024848 | CLAMP,CABLE | IPC Connector, 7/1.00-19/3.00, 3-14mm Dia Bare Cu Main, 6-35mm2 IPC Tap, Double Bolt, EQTS 01-09-05 (P12) | SICAME | SICAME AUSTRALIA PTY LTD | CCW35DBE | Active
002404415 | RIBBON,FLAGGING,SURVEYORS | Tape, Red, Biodegradable, 75m x 25mm | PROSPECT | PROSPECTORS SUPPLIES PTY LTD | PRE-BIO/FLAGTAPE-RD | Active
002404415 | RIBBON,FLAGGING,SURVEYORS | Tape, Red, Biodegradable, 75m x 25mm | PRALSAFE | PROTECTOR ALSAFE | BLA04473166 | Active
000104420 | CUTTER,CABLE,HAND OPERATED | Parrot Beak Type, suit 70mm2 Cu & Al Conductor c/w Red Insulated Handles, for Installation Inspector Tool Kit & Pole Top Rescue Kit | C&LTOOL | C&L TOOL CENTRE | CABK40 | Active
000104420 | CUTTER,CABLE,HAND OPERATED | Parrot Beak Type, suit 70mm2 Cu & Al Conductor c/w Red Insulated Handles, for Installation Inspector Tool Kit & Pole Top Rescue Kit | LEGEND | LEGEND POWER SYSTEMS | K40 | Active
000104420 | CUTTER,CABLE,HAND OPERATED | Parrot Beak Type, suit 70mm2 Cu & Al Conductor c/w Red Insulated Handles, for Installation Inspector Tool Kit & Pole Top Rescue Kit | TECONN | TE CONNECTIVITY LTD | 110/1 | Active
000104420 | CUTTER,CABLE,HAND OPERATED | Parrot Beak Type, suit 70mm2 Cu & Al Conductor c/w Red Insulated Handles, for Installation Inspector Tool Kit & Pole Top Rescue Kit | HGHTDYNM | HEIGHT DYNAMICS | 63050K40 | Active
002466738 | STEP,POLE | Removable, S/Steel c/w Safety Pin & Reciever Bracket (scm) | VAFIND | VAF INDUSTRIES | VAF-1024 | Active
000019090 | STRAND,WIRE | Stay Wire, 19/2.75mm SC/GZ, Galv Steel, 20m Coil, UTS 1310MPa, JTS 03-03-01 (scm) | MIDLAND | MIDLAND METALS OVERSEAS PTE LTD | MMO-SC/GZ 19/2.75 (20M) | Active
000104266 | JOINT,ELECTRICAL POWER CABLE | LV, 240mm2 Al, 4 Core Sector XLPE Cable, Insect Protected c/w Heat Shrink Cable Joint Kit, Cable Links, ETS14-02-01 (scm) | LEGEND | LEGEND POWER SYSTEMS | H1J4X101 | Active
000104266 | JOINT,ELECTRICAL POWER CABLE | LV, 240mm2 Al, 4 Core Sector XLPE Cable, Insect Protected c/w Heat Shrink Cable Joint Kit, Cable Links, ETS14-02-01 (scm) | TECONN | TE CONNECTIVITY LTD | LJSM-ERG23 | Active
000104268 | JOINT,ELECTRICAL POWER CABLE | LV, 240mm2 Al, 4 Core Sector XLPE Cable c/w Heat Shrink Cable Joint Kit, Cable Links, EPS0009 | TECONN | TE CONNECTIVITY LTD | LJSM-ERG68 | Phasing
000104269 | JOINT,ELECTRICAL POWER CABLE | 11kV, 185mm2 Al Triplex, 1C wound 3 in hand, XLPE Cable Insect Protected c/w Cable Joint Kit Solvent Wipes, Cable Links, Cable Screen Links (scm) | GILBERT | GILBERT LODGE AUSTRALIA PTY LTD | ERGEPS0019 | Phasing
000104269 | JOINT,ELECTRICAL POWER CABLE | 11kV, 185mm2 Al Triplex, 1C wound 3 in hand, XLPE Cable Insect Protected c/w Cable Joint Kit Solvent Wipes, Cable Links, Cable Screen Links (scm) | TYCOELEC | TYCO ELECTRONICS | MXSU-ERG 3 EPS00019 | Phasing
000104764 | JOINT,ELECTRICAL POWER CABLE | Cable Connection Insulating Kit, suit Blanking Off Magnefix MD4 Terminals | EATONELE | EATON ELECTRIC SYSTEMS PTY LTD | 502.1090 | Active
002469120 | FLANGE | Coolant Flange Housing, Scania Engine, DC13 Mechanical Parts | SCANIA | SCANIA AUSTRIALIA | 2007621 | Active
002463255 | LOCKNUT | 24mm, Plastic, Black, Hino JO8 Electrical Parts | EPDE | ELECTRO-POWER AND DATA EQUIPMENT P/L | 2411-001-2405 | Active
002499036 | ADAPTOR | Type SMA Socket to SMA Socket, Straight | RSPRO | RS PRO COMPONENTS PTY LTD | 700-9603 | Active
002499036 | ADAPTOR | Type SMA Socket to SMA Socket, Straight | ALTRONIC | ALTRONIC DISTRIBUTORS PTY LTD | 17941 | Active
002499036 | ADAPTOR | Type SMA Socket to SMA Socket, Straight | ALTRONIC | ALTRONIC DISTRIBUTORS PTY LTD | P0420 | Active
002499770 | METER,POWER QUALITY | Acuvim IIW, No Display, 1A or 5A CT Input, 100-415 VAC / 100-300V DC Supply Input, DIN Rail Mounted | WEBER | WEBER SOUTH PACIFIC PTY LTD | ACC-IIW-M-5A-P1V3 | Active
002499788 | METER,POWER QUALITY | Acuvim IIW, No Display, 1A or 5A CT Input, 20-60V DC Supply Input, DIN Rail Mounted | WEBER | WEBER SOUTH PACIFIC PTY LTD | ACC-IIW-M-5A-P2V3 | Active
002498004 | SWITCH,FUSED | Fuse Disconnect Device, 3 x 1Ph, Individually Switched, M12 Terminal Palm, c/w Galv Mtg Bracket, Located at Pole End | NGKSTANG | NGK STANGER PTY LTD | 73631-5EX | Active
002479178 | GLOVES | Flying, Nomex, FR, Touch Screen Compatible, Size 11 | FHA | FLIGHT HELMETS AUSTRALIA | AV244-2 SIZE 11 | Active
002481323 | TERMINATION KIT,ELECTRICAL CABLE | Outdoor, 38/66kV, 1000mm Stranded Segmental Milliken WB Al, XLPE/OFC/WBT/ CAS(25kA/1Sec)/LLDPE/Nyl/MDPE, Graphite Coating | BRUGG | BRUGG CABLES (MANUFACTURER) | S1923-4 (1000ALOF) | Active
002481323 | TERMINATION KIT,ELECTRICAL CABLE | Outdoor, 38/66kV, 1000mm Stranded Segmental Milliken WB Al, XLPE/OFC/WBT/ CAS(25kA/1Sec)/LLDPE/Nyl/MDPE, Graphite Coating | CBLGRID | CABLE GRID AUSTRALIA PTY LTD | CG-2481323-S1923-4 | Active
002481307 | TERMINATION KIT,ELECTRICAL CABLE | Outdoor, 38/66kV, 630mm Stranded Compacted Circ WB Cu, XLPE/OFC/WBT/CAS (25kA/1Sec)/LLDPE/Nyl/MDPE, Graphite Coating | BRUGG | BRUGG CABLES (MANUFACTURER) | S1923-4 (630CUOF) | Active
002481307 | TERMINATION KIT,ELECTRICAL CABLE | Outdoor, 38/66kV, 630mm Stranded Compacted Circ WB Cu, XLPE/OFC/WBT/CAS (25kA/1Sec)/LLDPE/Nyl/MDPE, Graphite Coating | CBLGRID | CABLE GRID AUSTRALIA PTY LTD | CG-2481307-S1923-4 | Active
002484418 | CABLE,POWER,ELECTRICAL | U/Ground, 76/132kV, 1C, 630mm2 Stranded Compacted Circ WB Al, XLPE/OF/WBT/CAS (25kA/1Sec)/LLDPE/Nyl/MDPE, Graphite Coating | KEI | KEI INDUSTRIES LIMITED | EHV-ECB036 - ITEM28 | Active
002479442 | SWITCHBOARD,POWER | Auto Transfer Switch, 400V AC, 400A AC1, 110kW AC3, c/w Main Switch, Outdoor, S/Steel, 800 x 1200 x 400mm | NHPELEC | NHP ELECTRICAL ENGINEERING | EQL2479442 | Active
002485647 | CIRCUIT BREAKER | Tembreak Pro MCCB 250 FRAME 36kA 3P 160A Basic Electronic | NHPELEC | NHP ELECTRICAL ENGINEERING | P250F3160BE | Active
002497139 | LADDER,EXTENSION | 5.2m Fully Extended, with Red Running Brackets, Centre Pully, Rubber Feet, Arapoline Rope, Top Lash, White Fly Boot Protector, Pole Strap-Fly, Ergon Stip & | BRANACH | BRANACH MANUFACTURING PTY LTD | FED5.2 CP-RF-AR-TA-FW-PS-WP-SW | Active
002497154 | LADDER,EXTENSION | 7.9m Fully Extended, with Red Running Brackets, Centre Pully, Rubber Feet, Arapoline Rope, Top Lash, White Fly Boot Protector, Pole Strap-Fly, Ergon Stip & | BRANACH | BRANACH MANUFACTURING PTY LTD | FED7.9 CP-RF-AR-TA-FW-PS-WP-SW | Active
002497162 | LADDER,EXTENSION | 8.8m Fully Extended, with Red Running Brackets, Centre Pully, Rubber Feet, Arapoline Rope, Top Lash, White Fly Boot Protector, Pole Strap-Fly, Ergon Stip & | BRANACH | BRANACH MANUFACTURING PTY LTD | FED8.8 CP-RF-AR-TA-FW-PS-WP-SW | Active
002497311 | LIFTER | Streetlight Lifting Device, WLL 800kg | TLIFTCO | THE LIFTING COMPANY (TLC) | SLB | Active
002497311 | LIFTER | Streetlight Lifting Device, WLL 800kg | AMPLITUD | AMPLITUDE PTY LTD (396777) | TLC SLB | Active
002497329 | CAMERA | FLIR TG267 Thermal Camera, 160 x 120 IR Resolution (19200 Pixels) | FLIR | TELEDYNE FLIR SYSTEMS COMPANY | TG267 | Active
002497329 | CAMERA | FLIR TG267 Thermal Camera, 160 x 120 IR Resolution (19200 Pixels) | RTE | RAPID-TECH EQUIPMENT PTY LTD | FLIR TG267 | Active
002462299 | ENCLOSURE,ELECTRICAL BOX | Power Quality Meter Poly Box 04 c/w Harting Plug, DIN Rail, 3x2A CBs, Wiring & Pole Bracket, Supplier to fit EDMI PQU PS110 Unit & 12VDC PSU suit Satellite | CBIELEC | CBI ELECTRIC AUSTRALIA | EDMI-PQU-1-SAT | Active
002471324 | STEPLADDER | Fibreglass, 1.8m (6ft), Single Sided AS1892.3 | LADAMAX | LADAMAX ALUMINIUM PRODUCTS PTY LTD | FSS062 | Active
002478592 | TERMINATION KIT,ELECTRICAL CABLE | Outdoor,72kV,630mm2, XLPE, Self-Sup Termination c/w Composite Insulator, FEV 72-V Version 2, Pollution level (4), Creepage Distance 2250mm,Screw Type | NKT | NKT PTY LTD (AUSTRALIA) | FEV 72-V | Active
002478758 | TERMINATION KIT,ELECTRICAL CABLE | Outdoor,72kV,630mm2, XLPE, Self-Sup TERM c/w Porcelain Insulator, FEV 72-P, Pollution LVL (4), Creepage Distance 2320mm, BIL 325kV, Shear Bolt Stalk Lug | NKT | NKT PTY LTD (AUSTRALIA) | FEV 72-P | Active
002478980 | COUPLER,ANTENNA | P25, Transmitting Multicoupler, Hi Band VHF | POLARELE | POLAR ELECTRONIC INDUSTRIES PTY LTD | TM2-6-P6-04 | Active
002478998 | DUPLEXER | P25, Hi Band VHF | POLARELE | POLAR ELECTRONIC INDUSTRIES PTY LTD | 2X4AI2-3 | Active
002480952 | FILTER | Waste Water Unit, Stops Water Flow If Hydrocarbons Are Detected | SIMTECH | SIMTECH PTY LTD | 200 Q1 | Active
000105044 | JOINT,ELECTRICAL POWER CABLE | 11kV, 1C 400mm2 Cu, XLPE, Insect Protected (Set of 3), Cable Joint Kit 400mm2 Cu, Comp Link to suit Dia A/F 28.1.0mm (Utilux 40T Tool) Cu Crimp Link | GILBERT | GILBERT LODGE AUSTRALIA PTY LTD | ERGEPS0080 | Active
002400961 | JOINT,ELECTRICAL POWER CABLE | U/Ground, LV, Chamber Cable Terminal Joint Straight Through Epoxy Filled, Cables up to 5 Conductor 16mm2 | 3MAUST | 3M AUSTRALIA PTY LTD | 92-NBA-3 | Active
002404220 | JOINT,ELECTRICAL POWER CABLE | 22kV, 185mm2 Al, Triplex XLPE Cable, Insect Protected c/w Cold Shrink Cable Joint Kit, Solvent Wipes, 95-240mm Mechanical Cable Connectors, | TECONN | TE CONNECTIVITY LTD | CSJR-ERG64 | Active
002426120 | JOINT,ELECTRICAL POWER CABLE | 22kV, Transition Joint, 185mm2 Al 1 Core PLY to 185mm2 Al 1 Core Triplex, Insect Protected c/w Cold Shrink Cable Joint Kit, ETS14-02-01 (scm) | TECONN | TE CONNECTIVITY LTD | CATJ-ERG66 | Active
002434082 | JOINT,ELECTRICAL POWER CABLE | 19.1/33kV, 300mm2 Al, 1 Core TR-XLPE Cable, Insect Protected (3 per set) c/w Heat Shrink Cable Joint Kit, Solvent Wipes, 185-400mm Cable Links, Cable | AUSTMOLD | AUSTRALMOLD PTY LTD | 3X(36JTS1.300W+M95-300+TM) | Active
002434082 | JOINT,ELECTRICAL POWER CABLE | 19.1/33kV, 300mm2 Al, 1 Core TR-XLPE Cable, Insect Protected (3 per set) c/w Heat Shrink Cable Joint Kit, Solvent Wipes, 185-400mm Cable Links, Cable | TECONN | TE CONNECTIVITY LTD | MXSU-6131-AU02 | Active
002461671 | JOINT,ELECTRICAL POWER CABLE | 11kV, 185mm2 Al & 240mm2 Cu, Triplex XLPE Cable, Insect Protected c/w Heat Shrink Cable Joint Kit, Solvent Wipes, Connectors, Cable Screen Links, | SICAME | SICAME AUSTRALIA PTY LTD | HSJ-11-X1-185240-EQTP1 | Active
002461671 | JOINT,ELECTRICAL POWER CABLE | 11kV, 185mm2 Al & 240mm2 Cu, Triplex XLPE Cable, Insect Protected c/w Heat Shrink Cable Joint Kit, Solvent Wipes, Connectors, Cable Screen Links, | TECONN | TE CONNECTIVITY LTD | MXSU-FERG29 | Active
002481265 | JOINT,ELECTRICAL POWER CABLE | Screen Break, 38/66kV, 1C, 1000mm2 Stranded Segmental Milliken WB Al, XLPE/ WBT/CAS(25kA/1Sec)/LLDPE/Nyl/MDPE, Graphite Coating | BRUGG | BRUGG CABLES (MANUFACTURER) | S1968-4 (1000AL1C) | Active
002481265 | JOINT,ELECTRICAL POWER CABLE | Screen Break, 38/66kV, 1C, 1000mm2 Stranded Segmental Milliken WB Al, XLPE/ WBT/CAS(25kA/1Sec)/LLDPE/Nyl/MDPE, Graphite Coating | CBLGRID | CABLE GRID AUSTRALIA PTY LTD | CG-2481265-S1968-4 | Active
002481273 | JOINT,ELECTRICAL POWER CABLE | Screen Break, 38/66kV, 1000mm Stranded Segmental Milliken WB Al, XLPE/OFC/WBT/ CAS(25kA/1Sec)/LLDPE/Nyl/MDPE, Graphite Coating | BRUGG | BRUGG CABLES (MANUFACTURER) | S1968-4 (1000ALOF) | Active
002481273 | JOINT,ELECTRICAL POWER CABLE | Screen Break, 38/66kV, 1000mm Stranded Segmental Milliken WB Al, XLPE/OFC/WBT/ CAS(25kA/1Sec)/LLDPE/Nyl/MDPE, Graphite Coating | CBLGRID | CABLE GRID AUSTRALIA PTY LTD | CG-2481273-S1968-4 | Active
000010002 | SUPPORT,ELECTRICAL CABLE | Cleat, Trefoil Cable, 55 - 62mm, 160mm W, 135mm H, S/Steel | EMPEROR | EMPEROR (MANUFACTURER) | EPER55-62 | Active
000104480 | SUPPORT,ELECTRICAL CABLE | Clamp 22kV 1C 630mm2 Cable Connection at F&G RMU. Clamp suit 60mm dia cable, suit 2x10mm dia clamping bolts at 80mm max crs, Provide 2x10dia x 100mm hex bolt | INTERENG | INTERTECH ENGINEERING PTY LTD | CABUS 5967NI | Active
000104527 | SUPPORT,ELECTRICAL CABLE | Clamp, suit Short Span, 36-48 Optical Fibre Cables 14.0-14.99mm c/w Cushioning Insert (scm) | PLP | PREFORMED LINE PRODUCTS (AUST) | OFFDS2-140149 | Active
000105010 | SUPPORT,ELECTRICAL CABLE | Clamp, Cast Al, suit Cable 24 to 30mm c/w Galv Bolt & Unistrut Nut with Spring, suit Unistrut P3300 Channel CABUS 5130 (MOQ 10) (scm) | INTERENG | INTERTECH ENGINEERING PTY LTD | E0105010 | Active
000105011 | SUPPORT,ELECTRICAL CABLE | Clamp, Cast Al, suit Cable 34 to 41mm c/w Galv Bolt & Unistrut Nut with Spring, suit Unistrut P3300 Channel CABUS 5141 (MOQ 10) (scm) | INTERENG | INTERTECH ENGINEERING PTY LTD | E0105011 | Active
000105013 | SUPPORT,ELECTRICAL CABLE | Clamp, Cast Al, suit Cable 46 to 54mm c/w Galv Bolt & Unistrut Nut with Spring, suit Unistrut P3300 Channel CABUS 5154 (MOQ 10) (scm) | INTERENG | INTERTECH ENGINEERING PTY LTD | E0105013 | Active
002434645 | SUPPORT,ELECTRICAL CABLE | Clamp, Cast Al, suit Cable 40 to 47mm c/w Galv Bolt & Unistrut Nut with Spring, suit Unistrut P3300 Channel CABUS 5147 (scm) | INTERENG | INTERTECH ENGINEERING PTY LTD | CABUS 5147 | Active
002461796 | SUPPORT,ELECTRICAL CABLE | Clamp, suit Short Span, 96 Optical Fibre Cable, 15.0-15.9mm Dia c/w Cushioning Insert (scm) | PLP | PREFORMED LINE PRODUCTS (AUST) | OFFDS2-150159 | Active
002497717 | MODULE,TRANSCEIVER | GIG-ETH SFP, Opt 1310nm, 10kM, 1000Base-LX, LC Connector | AVIAT | AVIAT NETWORKS | 079-422656-001 | Active
002497717 | MODULE,TRANSCEIVER | GIG-ETH SFP, Opt 1310nm, 10kM, 1000Base-LX, LC Connector | COMMTEL | COMMTEL NETWORK SOLUTIONS | 079-422656-001 | Active
002497725 | TELEMETRY SYSTEM | Eclipse, Intelligent Node Unit, 1RU Chassis, Air Filter Assy | AVIAT | AVIAT NETWORKS | 179-530052-002 | Active
002497725 | TELEMETRY SYSTEM | Eclipse, Intelligent Node Unit, 1RU Chassis, Air Filter Assy | COMMTEL | COMMTEL NETWORK SOLUTIONS | 179-530052-002 | Active
002497733 | RADIO UNIT,REMOTE | ODU 600v2, L6GHz, 5927-6055 TX Low, T-R 240/252.04/266MHz | AVIAT | AVIAT NETWORKS | ECH-L6-0252-011 | Active
002497733 | RADIO UNIT,REMOTE | ODU 600v2, L6GHz, 5927-6055 TX Low, T-R 240/252.04/266MHz | COMMTEL | COMMTEL NETWORK SOLUTIONS | ECH-L6-0252-011 | Active
002497741 | RADIO UNIT,REMOTE | ODU 600v2, L6GHz, 6175-6305 TX High, T-R 240/252.04/266MHz | AVIAT | AVIAT NETWORKS | ECH-L6-0252-012 | Active
002497741 | RADIO UNIT,REMOTE | ODU 600v2, L6GHz, 6175-6305 TX High, T-R 240/252.04/266MHz | COMMTEL | COMMTEL NETWORK SOLUTIONS | ECH-L6-0252-012 | Active
002497758 | RADIO UNIT,REMOTE | ODU 600v2, L6GHz, 6039-6175 TX Low, T-R 240/252.04/266MHz | AVIAT | AVIAT NETWORKS | ECH-L6-0252-021 | Active
002497758 | RADIO UNIT,REMOTE | ODU 600v2, L6GHz, 6039-6175 TX Low, T-R 240/252.04/266MHz | COMMTEL | COMMTEL NETWORK SOLUTIONS | ECH-L6-0252-021 | Active
002497766 | RADIO UNIT,REMOTE | ODU 600v2, L6GHz, 6295-6420 TX High, T-R 240/252.04/266MHz | AVIAT | AVIAT NETWORKS | ECH-L6-0252-022 | Active
002497766 | RADIO UNIT,REMOTE | ODU 600v2, L6GHz, 6295-6420 TX High, T-R 240/252.04/266MHz | COMMTEL | COMMTEL NETWORK SOLUTIONS | ECH-L6-0252-022 | Active
000022461 | SIGN | Gravoply Clear Perspex, Legend OUT OF SERVICE, 80 x 25 x 23mm, Yellow with Black Text, 60 x 20mm, Dwg CCSTD-AR081-01, suit 1A Fuse Link | UTENGSGN | UTILITY ENGRAVING & SIGNS | LABEL GRAVOPLY | Active
000020796 | LOCKOUT DEVICE | Universal Circuit Breaker Lockout Device u/w LV CB Lock off, Pack of 1 | REXEL | REXEL AUSTRALIA | PANPSL-CB | Active
002499291 | ENCLOSURE,ELECTRICAL BOX | Outdoor, 800 x 1200 x 400mm, S/Steel, suit NCS BESS Security Panel 1NC1 | RITTAL | RITTAL AUSTRALIA PTY LTD | XAU1020316 | Active
000022602 | TEST KIT,DRUG | InnoScreen, DOA Rapid Test Device, On-site Oral Fluid Test Kit, used to Detect Drugs in Saliva | INNOSCI | INNOVATION SCIENTIFIC PTY LTD | SDMS-0560 | Active
002497576 | CLEANER,VACUUM | Metabo, H-Class Vacuum Combo Kit, 30L Tank, 36V, Cordless c/w 2 x 18V 8Ah Batteries, Dual Charger & Acc in 140ltr Yellow Wheelie bin for Hazardous Dust | METABO | METABO TOOL COMPANY | AU60207520DOP | Active
002497576 | CLEANER,VACUUM | Metabo, H-Class Vacuum Combo Kit, 30L Tank, 36V, Cordless c/w 2 x 18V 8Ah Batteries, Dual Charger & Acc in 140ltr Yellow Wheelie bin for Hazardous Dust | ALLENS | ALLENS INDUSTRIAL PRODUCTS | AU60207520DOP | Active
002498269 | BLADE,KNIFE | Replacement Blade, 50mm Lg, S/Steel, suit HAUPA 201010 Flat Linemans Knife | AMPLITUD | AMPLITUDE PTY LTD (396777) | 201012/1 | Active
002498624 | SHROUD,GRINDER | Milwaukee Surface Grinding Dust Shroud, 125mm Dia Cup Wheel, Universal Fit | MILWAUKE | MILWAUKEE POWER TOOLS | A49406100 | Active
002498624 | SHROUD,GRINDER | Milwaukee Surface Grinding Dust Shroud, 125mm Dia Cup Wheel, Universal Fit | C&LTOOL | C&L TOOL CENTRE | MILWA49406100 | Active
002498657 | BIT,ROCK DRILL | xDust SDS Plus Vacuum Drill Bit, 10 x 150/280mm | XDUST | XDUST (PART OF ALLFASTENERS) | 8DSPXD10280 | Active
002498657 | BIT,ROCK DRILL | xDust SDS Plus Vacuum Drill Bit, 10 x 150/280mm | C&LTOOL | C&L TOOL CENTRE | DUS8DSPXD10280 | Active
002476786 | TESTER,CABLE IDENTIFICATION | LV Cable Tracer Amplifier Probe | AMPLITUD | AMPLITUDE PTY LTD (396777) | 181CB | Active
000022486 | METER,WATTHOUR | Prog Id 10E22A, Mk10E, 3Ph, 4 Wire/ 3 Wire, 63.5/240VAC, 1-4A CT Aux Supply, Class 0.5, Powered Comms Port, Metering Dynamics Label c/w RJ45/RS232 Lead, | EDMI | EDMI PTY LTD | 1E00-23C0-611-27-F12-201300-03 | Active
002479152 | GLOVES | Flying, Nomex, FR, Touch Screen Compatible, Size 9 | FHA | FLIGHT HELMETS AUSTRALIA | AV244-2 SIZE 9 | Active
002479160 | GLOVES | Flying, Nomex, FR, Touch Screen Compatible, Size 10 | FHA | FLIGHT HELMETS AUSTRALIA | AV244-2 SIZE 10 | Active
002479590 | TAPE,MEASURING | 1000V Insulated, Blade Length 3m, Graduations 1mm, Plastic Frame | ITL | INSULATED TOOLS LTD (MANUFACTURER) | 0185/IT/3MT | Active
002479616 | WRENCH,OPEN END | Single Spanner, 1/2" Whitworth, 1000V Insulated | ITL | INSULATED TOOLS LTD (MANUFACTURER) | 230 | Active
002476810 | DRILL,BATTERY | Handle for Milwaukee 18V Drill Model FPD2 | C&LTOOL | C&L TOOL CENTRE | MILWA204285003 | Active
002476810 | DRILL,BATTERY | Handle for Milwaukee 18V Drill Model FPD2 | MILWAUKE | MILWAUKEE POWER TOOLS | 204285003 | Active
002463115 | FLOWMETER | MX-Series Fuel Flow Meter, S/Steel Contruction, PTFE Encapsulated Seals, 6.35mm, 500 LPH Max Flow Rate, 1000 PSI Max Pressure | MACNGHT | MACNAUGHT PTY LTD | MX09P-1TA | Active
002499374 | ENCLOSURE,ELECTRICAL BOX | AE Compact Enclosure, 380 x 380 x 210mm, S/Steel, IP66 c/w Mounting Plate, Single Door & 1 Cam Lock | RITTAL | RITTAL AUSTRALIA PTY LTD | AE1006.600 | Active
001015016 | CONNECTOR SET,ELECTRICAL | Single Connector, 3 x 6 mm2 or 4 x 2.5 mm2 Cables, Translucent PP Housing, ZP Steel Screw, 40A 100/box 500 VAC | REXEL | REXEL AUSTRALIA | CLI563B/100 | Active
002498392 | GUARD,POLE | 66kV Vertical Cable Termination, Cable Guard, Dwg 1101415-12 Rev 0B | ISM | ISM MANUFACTURING PTY LTD | ERGENE-1101415-12 | Active
002405249 | CLAMP,INSULATION PIERCING | Connector, IPC, 150mm ABC Mains, to Bare Al Mains with S/Steel Hardware (P4) | SICAME | SICAME AUSTRALIA PTY LTD | NTD401AXFA | Active
002498442 | NUT,PLAIN,WING | Lug-All Serial Hoist Wing Nut, for Handle Attachment | LUGALL | LUG-ALL (MANUFACTURER) | PLA-119 | Active
002498442 | NUT,PLAIN,WING | Lug-All Serial Hoist Wing Nut, for Handle Attachment | TEN | THE ENERGY NETWORK (AUST) PTY LTD | PLA-119 | Active
002498897 | RELAY,PROTECTION | FW R302, Txf 3 Winding Biased Diff, OC & EF, 24-48VDC Pwr, 10/11 IO, 48VDC Ctrl, 3x3Ph 5A CT, 1xN 5A CT, Vert Flush, DNP3 over RS232 or 100BaseFX MM LC Fibre Enet | SEL | SCHWEITZER ENGINEERING LAB PTY LTD | 07873EE2C1C1C76850430 | Active
002498939 | RELAY,PROTECTION | FW R210-V3, Txf 2 Winding Diff, 110-250VDC Pwr, 10/11 IO, 110VDC Logic, 5A CT, Vert Flush, DNP3 over RS485 or 100BaseT Enet | SEL | SCHWEITZER ENGINEERING LAB PTY LTD | 0787EX1D1D1D75850330 | Active
002498962 | RELAY,PROTECTION | FW R210-V3, Txf 2 Winding Biased Diff, OC & EF, 110-250VDC Pwr, 2/3 IO, 48VDC Ctrl & 8/8 IO, 110VDC Ctrl, 2x3Ph 5A CT, 1xN 5A CT, Vert Flush, DNP3 over RS485 | SEL | SCHWEITZER ENGINEERING LAB PTY LTD | 0787EX1C1D1D75850330 | Active
002498970 | RELAY,PROTECTION | FW R210-V3, Txf 2 Winding Biased Diff, OC & EF, 110-250VDC Pwr, 10/11 IO, 48VDC Ctrl, 2x3Ph 1A CT, 1xN 1A CT, Vert Flush, DNP3 over RS485 or 100BaseT Enet | SEL | SCHWEITZER ENGINEERING LAB PTY LTD | 0787EX1C1C1C71810330 | Active
002498988 | RELAY,PROTECTION | FW R210-V3, Txf 2 Winding Biased Diff, OC & EF, 110-250VDC Pwr, 10/11 IO, 48VDC Ctrl, 1x3Ph 1A CT, 1x3Ph 5A CT, 1xN 5A CT, 1xN 5A CT, Vert Flush, DNP3 over | SEL | SCHWEITZER ENGINEERING LAB PTY LTD | 0787EX1C1C1C75820330 | Active
002478790 | CONVERSION KIT | Outdoor,72kV,300mm2, XLPE, u/w 150mm2 Self-Sup TERM, c/w Composite Insulator, APED 72kV P, CONT Stress Cone, Box Body, MTG Kit, K-TBXD 30 300 Top Bolt, JSA1 AL | NKT | NKT PTY LTD (AUSTRALIA) | APED 72 P 300 CONVERSION KIT | Active
002479582 | FRAME,HAND HACKSAW | Junior Hacksaw, 1000V Insulated, 263mm Lg, Blade Length 130mm | SIBILLE | SIBILLE FAMECA ELECTRIC (MANUFACTURER) | MS22J | Active
002479657 | EXTRACTOR TOOL | Link Extractor, Female, 3/8" BSF, 1000V Insulated | ITL | INSULATED TOOLS LTD (MANUFACTURER) | 02490 | Active
002479574 | COVERALLS,SAFETY,INDUSTRIAL | Disposable, Hooded, 3XL, Tyvek, Type 5 & 6, White | BLKWOODJ | J BLACKWOOD & SONS LIMITED | 5143254 | Active
002479202 | CAP,UTILITY | Flight Helmet Skull Cap, Cotton, Size M | FHA | FLIGHT HELMETS AUSTRALIA | 95303 | Active
000022484 | METER,WATTHOUR | Prog Id 10E227, Mk10E, 3Ph, 4 Wire, 240VAC, 5-20A CT, Class 0.5, Powered Comms Port, Metering Dynamics Label, 5A CT Meter c/w RJ45/RS232 Lead, | EDMI | EDMI PTY LTD | 1E00-20H0-611-27-F12-201300-03 | Active
002479970 | SWITCHBOARD,POWER | Isolation and Main Distribution Board, 48V DC, w/o Transducers, 2 x 100A CB, 3 x 63A CB, 2 x 2A CB, 1 x Anderson Plug | WEBER | WEBER SOUTH PACIFIC PTY LTD | DE-755030-M202 | Active
002478899 | BLADE,RECIPROCATING SAW | Bi-Metal, Long Life, 59mm, 14 TPI, for Laminate, (P5) | MAKITA | MAKITA INDUSTRIAL POWER TOOLS | T101BIF | Active
002478899 | BLADE,RECIPROCATING SAW | Bi-Metal, Long Life, 59mm, 14 TPI, for Laminate, (P5) | C&LTOOL | C&L TOOL CENTRE | MAKAT101BIF | Active
002479608 | WRENCH,OPEN END | Single Spanner, 7/16" Whitworth, 1000V Insulated | ITL | INSULATED TOOLS LTD (MANUFACTURER) | 220 | Active
002479665 | WRENCH,SOCKET | T Wrench, 1/2" Square Drive, 1000V Insulated, 310mm Lg | SIBILLE | SIBILLE FAMECA ELECTRIC (MANUFACTURER) | MS72S 310 | Active
002479624 | EXTRACTOR TOOL | Link Extractor, Male , 1/4" Whitworth, 1000V Insulated | ITL | INSULATED TOOLS LTD (MANUFACTURER) | 02360 | Active
002497147 | LADDER,EXTENSION | 6.4m Fully Extended, with Red Running Brackets, Centre Pully, Rubber Feet, Arapoline Rope, Top Lash, White Fly Boot Protector, Pole Strap-Fly, Ergon Stip & | BRANACH | BRANACH MANUFACTURING PTY LTD | FED6.4 CP-RF-AR-TA-FW-PS-WP-SW | Active
000019818 | CLAMP,SUSPENSION | Downlead Cushion, OPGW 9.5 to 11.8mm Dia Cable Range, for Concrete Poles | PLP | PREFORMED LINE PRODUCTS (AUST) | OFDLC-8003041A | Active
000019818 | CLAMP,SUSPENSION | Downlead Cushion, OPGW 9.5 to 11.8mm Dia Cable Range, for Concrete Poles | TEN | THE ENERGY NETWORK (AUST) PTY LTD | OPGW-DL-18-CW | Active
002497261 | SPLICE ENCLOSURE,FIBRE OPTIC | OPGW c/w Entry Glands & Nipples for 2 x 11.0 OD, SFPOC 72F SMOF OPGW, 3 x Splice Cassette, Tower/Pole Mount Hardware, Band-it strap not incl | OPTICAL | OPTICAL FIBRE SYSTEMS PTY LTD | OFS-1080-3-A00A-8160-008-160 | Active
002497279 | SPLICE ENCLOSURE,FIBRE OPTIC | OPGW c/w Entry Glands & Nipples for 1 x 11.0 OD, SFPOC 72F SMOF OPGW & 1 x UG ADSS Cable, 3 x Splice Cassette, Tower/Pole Mount Hardware, | OPTICAL | OPTICAL FIBRE SYSTEMS PTY LTD | OFS-1080-3-A000-8160-006 | Active
002497568 | JOINT,ELECTRICAL POWER CABLE | 33kV, 3Ph, Heatshrink Screen Break Joint suit 1000mm2 Al to 800mm2 Cu, 1C, XLPE/ CWS/LAT/LLDPE/MDPE (Polylam), c/w Shear Bolt Connectors & Screen Break Module | TECONN | TE CONNECTIVITY LTD | MXSU-6191-S-T9-AU01 | Active
002497782 | RADIO UNIT,REMOTE | ODU 600v2, U6GHz, 6770-6980 TX High, T-R 340/345MHz | COMMTEL | COMMTEL NETWORK SOLUTIONS | ECH-U6-0340-012 | Active
002497782 | RADIO UNIT,REMOTE | ODU 600v2, U6GHz, 6770-6980 TX High, T-R 340/345MHz | AVIAT | AVIAT NETWORKS | ECH-U6-0340-012 | Active
002497832 | RADIO UNIT,REMOTE | ODU 600v2, 11GHz, 10915-11200 TX Low, T-R 490/500/520/530MHz | COMMTEL | COMMTEL NETWORK SOLUTIONS | ECH-11-0490-011 | Active
002497832 | RADIO UNIT,REMOTE | ODU 600v2, 11GHz, 10915-11200 TX Low, T-R 490/500/520/530MHz | AVIAT | AVIAT NETWORKS | ECH-11-0490-011 | Active
002497881 | RADIO UNIT,REMOTE | ODU 600v2, 13GHz, 13017-13157 TX High, T-R 266MHz | AVIAT | AVIAT NETWORKS | ECH-13-0266-012 | Active
002497881 | RADIO UNIT,REMOTE | ODU 600v2, 13GHz, 13017-13157 TX High, T-R 266MHz | COMMTEL | COMMTEL NETWORK SOLUTIONS | ECH-13-0266-012 | Active
002497899 | COUPLER | Coupler Assy, ODU 600v2, 6GHz Equal 3dB, V & H Polarisation | COMMTEL | COMMTEL NETWORK SOLUTIONS | 086-523300-063 | Active
002497899 | COUPLER | Coupler Assy, ODU 600v2, 6GHz Equal 3dB, V & H Polarisation | AVIAT | AVIAT NETWORKS | 086-523300-063 | Active
002497923 | COUPLER | Coupler Assy, XPIC 600v2, 6GHz OMT Assy | AVIAT | AVIAT NETWORKS | 086-523302-006 | Active
002497923 | COUPLER | Coupler Assy, XPIC 600v2, 6GHz OMT Assy | COMMTEL | COMMTEL NETWORK SOLUTIONS | 086-523302-006 | Active
002497956 | COUPLER | Coupler Assy, XPIC 600v2, 13GHz OMT Assy | AVIAT | AVIAT NETWORKS | 086-523302-013 | Active
002497956 | COUPLER | Coupler Assy, XPIC 600v2, 13GHz OMT Assy | COMMTEL | COMMTEL NETWORK SOLUTIONS | 086-523302-013 | Active
002497964 | CABLE ASSY,RADIO FREQUENCY | 1 x HDR-E50 to 24AWG Free End, 15m | AVIAT | AVIAT NETWORKS | 037-579418-015 | Active
002497964 | CABLE ASSY,RADIO FREQUENCY | 1 x HDR-E50 to 24AWG Free End, 15m | COMMTEL | COMMTEL NETWORK SOLUTIONS | 037-579418-015 | Active
002497998 | RADIO UNIT,REMOTE | ODU 600v2, 13/15GHz Waveguide Transition Kit, WR62 Waveguide, UBR 140 Flange | AVIAT | AVIAT NETWORKS | 179-530500-013 | Active
002497998 | RADIO UNIT,REMOTE | ODU 600v2, 13/15GHz Waveguide Transition Kit, WR62 Waveguide, UBR 140 Flange | COMMTEL | COMMTEL NETWORK SOLUTIONS | 179-530500-013 | Active
002492825 | TRANSFORMER,CURRENT | Flexible, Rogowski Coil, Class S, 140mm Dia w/5m Lead, Set of 4, Colour Coded RD/BU/WH/BL | ROGOWSKI | ROGOWSKI TECHNOLOGY CO. LTD | CTA-0002 | Active
000021448 | MARKER STRIP | Type ZB8, Number 1 to 10, Vertical, White, suit Terminal Block 8.2mm W, Pack of 10 | HAYMANS | HAYMANS ELECTRICAL | PHO1052028:0001 | Active
000021448 | MARKER STRIP | Type ZB8, Number 1 to 10, Vertical, White, suit Terminal Block 8.2mm W, Pack of 10 | PHOENIX | PHOENIX CONTACT PTY LTD | 1052028:0001 | Active
000021449 | MARKER STRIP | Type ZB8, Number 11 to 20, Vertical, White, suit Terminal Block 8.2mm W, Pack of 10 | HAYMANS | HAYMANS ELECTRICAL | PHO1052028:0011 | Active
000021449 | MARKER STRIP | Type ZB8, Number 11 to 20, Vertical, White, suit Terminal Block 8.2mm W, Pack of 10 | PHOENIX | PHOENIX CONTACT PTY LTD | 1052028:0011 | Active
000021450 | MARKER STRIP | Type ZB8, Number 21 to 30, Vertical, White, suit Terminal Block 8.2mm W, Pack of 10 | HAYMANS | HAYMANS ELECTRICAL | PHO1052028:0021 | Active
000021450 | MARKER STRIP | Type ZB8, Number 21 to 30, Vertical, White, suit Terminal Block 8.2mm W, Pack of 10 | PHOENIX | PHOENIX CONTACT PTY LTD | 1052028:0021 | Active
000021452 | MARKER STRIP | Type ZB8, Number 41 to 50, Vertical, White, suit Terminal Block 8.2mm W, Pack of 10 | HAYMANS | HAYMANS ELECTRICAL | PHO1052028:0041 | Active
000021452 | MARKER STRIP | Type ZB8, Number 41 to 50, Vertical, White, suit Terminal Block 8.2mm W, Pack of 10 | PHOENIX | PHOENIX CONTACT PTY LTD | 1052028:0041 | Active
000021455 | MARKER STRIP | Type ZB10, Number 21 to 30, Vertical, White, suit Terminal Block 10.2mm W, Pack of 10 | HAYMANS | HAYMANS ELECTRICAL | PHO1053027:0021 | Active
000021455 | MARKER STRIP | Type ZB10, Number 21 to 30, Vertical, White, suit Terminal Block 10.2mm W, Pack of 10 | PHOENIX | PHOENIX CONTACT PTY LTD | 1053027:0021 | Active
000021456 | MARKER STRIP | Type ZB10, Number 31 to 40, Vertical, White, suit Terminal Block 10.2mm W, Pack of 10 | HAYMANS | HAYMANS ELECTRICAL | PHO1053027:0031 | Active
000021456 | MARKER STRIP | Type ZB10, Number 31 to 40, Vertical, White, suit Terminal Block 10.2mm W, Pack of 10 | PHOENIX | PHOENIX CONTACT PTY LTD | 1053027:0031 | Active
000021457 | MARKER STRIP | Type ZB10, Number 41 to 50, Vertical, White, suit Terminal Block 10.2mm W, Pack of 10 | HAYMANS | HAYMANS ELECTRICAL | PHO1053027:0041 | Active
000021457 | MARKER STRIP | Type ZB10, Number 41 to 50, Vertical, White, suit Terminal Block 10.2mm W, Pack of 10 | PHOENIX | PHOENIX CONTACT PTY LTD | 1053027:0041 | Active
002498376 | BRACKET,MOUNTING | 66kV Vertical Cable Termination, Sealing End, Steelwork, Dwg 1101415-10 Rev 0B | ISM | ISM MANUFACTURING PTY LTD | ERGENE-1101415-10 | Active
002498384 | BRACKET,MOUNTING | 66kV Vertical Cable Termination, Support Steelwork, Dwg 1101415-11 Rev 0B | ISM | ISM MANUFACTURING PTY LTD | ERGENE-1101415-11 | Active
002496974 | GATE | HA1, Heavy Box Stay Assy, Adjustable Bolt Together Kit c/w 2 x 8ft Bar Gate, suit High Tension & Reactive Soil | HOLDFAST | HOLDFAST ACCESS SOLUTIONS | HA1 | Active
002496982 | GATE | HA2, Heavy Box Stay Assy, Adjustable Bolt Together Kit c/w 2 x 8ft Mesh Gate, suit High Tension & Reactive Soil | HOLDFAST | HOLDFAST ACCESS SOLUTIONS | HA2 | Active
002496990 | GATE | LA1, Light Box Stay Assy, Adjustable Bolt Together Kit c/w 2 x 8ft Bar Gate, suit most Rural Fencing Applications | HOLDFAST | HOLDFAST ACCESS SOLUTIONS | LA1 | Active
002497188 | TESTER | MIT330, 1kV Insulation & Continuity Tester, Digital/Analogue Backlit Display & Range Selection, Adjustable Limits, Switch Test Probe, Test Result Storage, | MEGGER | MEGGER LIMITED PTY | MIT330-EN | Active
002497196 | HOOK,UNIVERSAL SWITCH | Quick Grab Dual-Probe, Arched Shaped Head, Brass Alloy, Sunrise Attachment, for Drop-Out Fuse Operation | AMPLITUD | AMPLITUDE PTY LTD (396777) | USSA-QGP | Active
002405425 | REACTOR-TRANSFORMER | Pole Mount, 19.1kV, 50kVAr, 1 Ph Shunt (scm) | ABBAUST | ABB AUSTRALIA PTY LTD | 250794 | Active
002496859 | ISOLATOR | Switch Disconnector Acti9, iSW, 1P, 63A, 240V | SCHNEIDR | SCHNEIDER PTY LTD (MANUFACTURER) | A9S66163 | Active
000024852 | HOIST,CHAIN | Vital Lever Hoist, 1.5m Height of Lift, 250kg WLL, 4mm Chain, AS1418.2 | STEHOUSE | STENHOUSE LIFTING & SAFETY SOLUTIONS | VLB202 | Active
002479632 | EXTRACTOR TOOL | Link Extractor, Male , 5/16" Whitworth, 1000V Insulated | ITL | INSULATED TOOLS LTD (MANUFACTURER) | 02370 | Active
000023378 | FUSE LINK,ENCLOSED ELEMENT | Type 12k, 12A, 23kV, Air Insulated, HRC Current Limiting, Spade Terminals Each End | ACCULEC | ACCULEC PTY LTD (303899) | HTDE25(9)012 | Active
000024218 | STEPLADDER | Folding Step Stool, 2 Ft, Rated to 136Kg, Plastic, 2 Step, Industrial Use, 10Kg | AMPLITUD | AMPLITUDE PTY LTD (396777) | FG420903CYLND | Active
002476802 | DRILL,BATTERY | Handle for Milwaukee 18V Drill Model FPD | C&LTOOL | C&L TOOL CENTRE | MILWA203148007 | Active
002476802 | DRILL,BATTERY | Handle for Milwaukee 18V Drill Model FPD | MILWAUKE | MILWAUKEE POWER TOOLS | 203148007 | Active
002482750 | SWITCHBOARD,POWER | Transformer Switchgear Unit, 12kV, 1250A 25kA, 2000A Bus Metal Encl Fixed Switchgear & Control Gear Assy c/w 110V DC Aux Supply, incl CTs for | TAMCO | TAMCO SWITCHGEAR (MANUFACTURER) | 11010 | Active
002482750 | SWITCHBOARD,POWER | Transformer Switchgear Unit, 12kV, 1250A 25kA, 2000A Bus Metal Encl Fixed Switchgear & Control Gear Assy c/w 110V DC Aux Supply, incl CTs for | TAMCO | TAMCO SWITCHGEAR (MANUFACTURER) | T11-VHIF1250TRXNORELAY | Active
000021738 | ADAPTOR | Socket & See GPO Adaptor, Plugs Into Standard GPO & Connects Instrument Leads Directly Into It, 3 Pin Plug, 4mm Safety Socket | HAYMANS | HAYMANS ELECTRICAL | NESSS100 | Active
002482776 | SWITCHBOARD,POWER | Transformer Switchgear Unit, 24kV, 1250A 25kA, 1250A Bus Metal Encl Fixed Switchgear & Control Gear Assy c/w 110V DC Aux Supply, incl CTs for | TAMCO | TAMCO SWITCHGEAR (MANUFACTURER) | 22006 | Active
002482776 | SWITCHBOARD,POWER | Transformer Switchgear Unit, 24kV, 1250A 25kA, 1250A Bus Metal Encl Fixed Switchgear & Control Gear Assy c/w 110V DC Aux Supply, incl CTs for | TAMCO | TAMCO SWITCHGEAR (MANUFACTURER) | T4-GV3N1250TRXNORELAY | Active
002499127 | SIGN | Flex DNOB 150mm x 75mm d/s laminated reflective (Do Not Operate) banner tags with 10mm hole | SHANNON | SHANNON SIGN COMPANY PTY LTD | FLEXIBLEDNOB150X75 | Active
002499705 | CLAMP,SUSPENSION | Straight-Line, LVABC, Fully Supported, Al Alloy, 4 x 35mm2, 20 to 27mm Dia Circ c/w Insulating Insert Clamp to have Roller Attachment Holes, Pack of 20 | SICAME | SICAME AUSTRALIA PTY LTD | SC435 | Active
002499762 | METER,POWER QUALITY | Acuvim IIW, Integrated Display, 1A or 5A CT Input, 20-60V DC Supply Input, Panel Mounted, optional DIN Adaptor | WEBER | WEBER SOUTH PACIFIC PTY LTD | ACC-IIW-D-5A-P2V3 | Active
002499796 | ADAPTOR | DIN-Rail Adaptor Mount, for Acuvim II Series-D Integrated LCD Screen Meters | WEBER | WEBER SOUTH PACIFIC PTY LTD | ACC-AXM-DIN R14 | Active
002499804 | MODULE | AXM-WEB2 Acuvim II Comms Module, Dual Ethernet Ports, 8GB Storage, no WiFi | WEBER | WEBER SOUTH PACIFIC PTY LTD | ACC-AXM-WEB2-D | Active
002497865 | RADIO UNIT,REMOTE | ODU 600v2, 11GHz, 11200-11505 TX High, T-R 490/500/520/530MHz | COMMTEL | COMMTEL NETWORK SOLUTIONS | ECH-11-0530-012 | Active
002497865 | RADIO UNIT,REMOTE | ODU 600v2, 11GHz, 11200-11505 TX High, T-R 490/500/520/530MHz | AVIAT | AVIAT NETWORKS | ECH-11-0530-012 | Active
002497873 | RADIO UNIT,REMOTE | ODU 600v2, 13GHz, 12751-12891 TX Low, T-R 266MHz | COMMTEL | COMMTEL NETWORK SOLUTIONS | ECH-13-0266-011 | Active
002497873 | RADIO UNIT,REMOTE | ODU 600v2, 13GHz, 12751-12891 TX Low, T-R 266MHz | AVIAT | AVIAT NETWORKS | ECH-13-0266-011 | Active
002497949 | COUPLER | Coupler Assy, XPIC 600v2, 10/11GHz OMT Assy | AVIAT | AVIAT NETWORKS | 086-523302-011 | Active
002497949 | COUPLER | Coupler Assy, XPIC 600v2, 10/11GHz OMT Assy | COMMTEL | COMMTEL NETWORK SOLUTIONS | 086-523302-011 | Active
002466035 | KNIFE,LINEMANS | Cable Jointers Blade, Cable Stripping, Fixed Blade, 175mm Lg | TECONN | TE CONNECTIVITY LTD | EXRM-0607 | Active
002466035 | KNIFE,LINEMANS | Cable Jointers Blade, Cable Stripping, Fixed Blade, 175mm Lg | RAYCHEM | RAYCHEM (AUSTRALIA) PTY LTD | EXRM-0607 | Active
002472959 | KNIFE,LINEMANS | Hacking Knife, 115mm blade | LEGEND | LEGEND POWER SYSTEMS | MSS-FP182 | Active
002473007 | KNIFE,LINEMANS | Polymeric insulated knife. Used to remove insulation and sheathing from Armoured power cables. | HAYMANS | HAYMANS ELECTRICAL | WAT10530 | Active
002473007 | KNIFE,LINEMANS | Polymeric insulated knife. Used to remove insulation and sheathing from Armoured power cables. | AMPLITUD | AMPLITUDE PTY LTD (396777) | AMP120-CS | Active
002473007 | KNIFE,LINEMANS | Polymeric insulated knife. Used to remove insulation and sheathing from Armoured power cables. | IPDGROUP | IPD GROUP LIMITED | AMP120-CS | Active
002422079 | SHOTGUN STICK SET | c/w Shotgun Stick Sectional 1800mm with 300mm Head, Shotgun Extension 600mm, Silicon Cloth, Disconnect Hook, Fuse Pillar, Met Guard Ring placed/affixed at | HASTINGS | HASTINGS (MANUFACTURER) | 81-706-K2 | Active
002422079 | SHOTGUN STICK SET | c/w Shotgun Stick Sectional 1800mm with 300mm Head, Shotgun Extension 600mm, Silicon Cloth, Disconnect Hook, Fuse Pillar, Met Guard Ring placed/affixed at | TEN | THE ENERGY NETWORK (AUST) PTY LTD | 81-706-K2 | Active
002498491 | COUPLING,HOSE | Replacement Coupling Bush, 28mm/35mm, for Metabo H-Class Battery Vacuum | METABO | METABO TOOL COMPANY | 635409000 | Active
002498491 | COUPLING,HOSE | Replacement Coupling Bush, 28mm/35mm, for Metabo H-Class Battery Vacuum | ALLENS | ALLENS INDUSTRIAL PRODUCTS | 635409000 | Active
002498533 | WHEEL | Replacement Wheel, Rear, for Metabo H-Class Battery Vacuum | METABO | METABO TOOL COMPANY | 343460360 | Active
002498533 | WHEEL | Replacement Wheel, Rear, for Metabo H-Class Battery Vacuum | ALLENS | ALLENS INDUSTRIAL PRODUCTS | 343460360 | Active
002498558 | TOOL,VACUUM CLEANER | Suction Nozzle 35mm, 120mm W, for Metabo H-Class Battery Vacuum | METABO | METABO TOOL COMPANY | 630320000 | Active
002498558 | TOOL,VACUUM CLEANER | Suction Nozzle 35mm, 120mm W, for Metabo H-Class Battery Vacuum | ALLENS | ALLENS INDUSTRIAL PRODUCTS | 630320000 | Active
002498574 | BOX,STORAGE | Metabox 145, Empty, for Metabo H-Class Battery Vacuum | METABO | METABO TOOL COMPANY | 626883000 | Active
002498574 | BOX,STORAGE | Metabox 145, Empty, for Metabo H-Class Battery Vacuum | ALLENS | ALLENS INDUSTRIAL PRODUCTS | 626883000 | Active
002498582 | COUPLING,HOSE | Replacement Coupling Bush, 40mm/45mm, for Metabo H-Class Battery Vacuum | METABO | METABO TOOL COMPANY | 635408000 | Active
002498582 | COUPLING,HOSE | Replacement Coupling Bush, 40mm/45mm, for Metabo H-Class Battery Vacuum | ALLENS | ALLENS INDUSTRIAL PRODUCTS | 635408000 | Active
002498590 | TOOL,VACUUM CLEANER | Upholstery Brush Quick 35mm, for Metabo H-Class Battery Vacuum | METABO | METABO TOOL COMPANY | 635415000 | Active
002498590 | TOOL,VACUUM CLEANER | Upholstery Brush Quick 35mm, for Metabo H-Class Battery Vacuum | ALLENS | ALLENS INDUSTRIAL PRODUCTS | 635415000 | Active
000024214 | HOIST,CHAIN | Vital Lever Hoist, 1.5m Height of Lift, 1.6t WLL, AS1418.2 | STEHOUSE | STENHOUSE LIFTING & SAFETY SOLUTIONS | VR2-15 | Active
002498012 | SPLICE ENCLOSURE,FIBRE OPTIC | OTP, FACT Cabinet Kit, 56 FACT Elements, Right Hand Patching c/w 8 x Cable Fan Out, 1 x Side Panel Kit & 1 x Door Kit, 2200 x 1050 x 300mm | OPTICAL | OPTICAL FIBRE SYSTEMS PTY LTD | OFS-CSPN-101 | Active
002498020 | SPLICE ENCLOSURE,FIBRE OPTIC | OTP, FOMS-FIST SCA Kit, 96-Way SCA, 2RU, 19" Rack Mount, 100 x Splice Prot, 96 x SCA Thru Adpts, 96 x SCA SMOF Pigtails c/w FIST Mounting Brackets | OPTICAL | OPTICAL FIBRE SYSTEMS PTY LTD | OFS-CSPN-102 | Active
002498053 | SPLICE ENCLOSURE,FIBRE OPTIC | OTP, FOMS-FACT SCA Kit, 96-Way SCA, 2RU, 19" Rack Mount, 100 x Splice Prot, 96 x SCA Thru Adpts, 96 x SCA SMOF Pigtails c/w FACT Mounting Brackets | OPTICAL | OPTICAL FIBRE SYSTEMS PTY LTD | OFS-CSPN-105 | Active
002498061 | SPLICE ENCLOSURE,FIBRE OPTIC | OTP, FOMS-FACT SCA Kit, 48-Way SCA, 1RU, 19" Rack Mount, 50 x Splice Prot, 48 x SCA Thru Adpts, 48 x SCA SMOF Pigtails c/w FACT Mounting Brackets | OPTICAL | OPTICAL FIBRE SYSTEMS PTY LTD | OFS-CSPN-106 | Active
002498079 | SPLICE ENCLOSURE,FIBRE OPTIC | OTP, FOMS-FACT DLC Kit, 48-Way LC, 1RU, 19" Rack Mount, 25 x Splice Prot, 12 x DLC OM3 Thru Adpts, 24 x LC OM3 Pigtails c/w FACT Mounting Brackets | OPTICAL | OPTICAL FIBRE SYSTEMS PTY LTD | OFS-CSPN-107 | Active
002498103 | ADAPTOR,CONNECTOR,FIBRE OPTIC | E2000/APC Through Adaptor, SMOF, Green | OPTICAL | OPTICAL FIBRE SYSTEMS PTY LTD | OFS-E2000/APC-ADT-SM | Active
002498111 | ADAPTOR,CONNECTOR,FIBRE OPTIC | Simplex FC Through Adaptor, SMOF, D-Hole Cutout | OPTICAL | OPTICAL FIBRE SYSTEMS PTY LTD | OFS-FC-ADT-SM-D | Active
002498129 | ADAPTOR,CONNECTOR,FIBRE OPTIC | Simplex SC Through Adaptor, SMOF, Flangeless, Blue | OPTICAL | OPTICAL FIBRE SYSTEMS PTY LTD | OFS-SSC-ADT-SM-NF | Active
002452597 | ADAPTOR,CONNECTOR,FIBRE OPTIC | ST Through Adaptor, MMOF, Metal | OPTICAL | OPTICAL FIBRE SYSTEMS PTY LTD | OFS-ST-ADT-MM | Active
002498137 | CABLE ASSY,FIBRE OPTIC | Pigtail, 1.5m Lg, LC/UPC Connector, OM3 | OPTICAL | OPTICAL FIBRE SYSTEMS PTY LTD | OFS-CAB-500-VO-015 | Active
002498137 | CABLE ASSY,FIBRE OPTIC | Pigtail, 1.5m Lg, LC/UPC Connector, OM3 | OPTICAL | OPTICAL FIBRE SYSTEMS PTY LTD | CAB-500-VO-015 | Active
002498145 | CABLE ASSY,FIBRE OPTIC | Pigtail, 1.5m Lg, E2000/APC Connector, OM3 | OPTICAL | OPTICAL FIBRE SYSTEMS PTY LTD | OFS-CAB-503-XO-015 | Active
002498145 | CABLE ASSY,FIBRE OPTIC | Pigtail, 1.5m Lg, E2000/APC Connector, OM3 | OPTICAL | OPTICAL FIBRE SYSTEMS PTY LTD | CAB-503-XO-015 | Active
002498152 | CABLE ASSY,FIBRE OPTIC | Pigtail, 1.5m Lg, SC Connector, Tight Buffered Fibre, SMOF, Yellow | OPTICAL | OPTICAL FIBRE SYSTEMS PTY LTD | OFS-CAB-090-JO-015 | Active
002498152 | CABLE ASSY,FIBRE OPTIC | Pigtail, 1.5m Lg, SC Connector, Tight Buffered Fibre, SMOF, Yellow | OPTICAL | OPTICAL FIBRE SYSTEMS PTY LTD | CAB-090-JO-015 | Active
002479962 | SWITCHBOARD,POWER | Isolation and Main Distribution Board, 48V DC, c/w Transducers, 2 x 100A CB, 3 x 63A CB, 2 x 2A CB, 1 x Anderson Plug | WEBER | WEBER SOUTH PACIFIC PTY LTD | DE-755010-M201 | Active
002417558 | ASCENDER | Grip, Right Hand, Aust Std AS/NZS4488.1 | HGHTDYNM | HEIGHT DYNAMICS | PETZL A060 B17 WRA | Active
002417558 | ASCENDER | Grip, Right Hand, Aust Std AS/NZS4488.1 | HGHTDYNM | HEIGHT DYNAMICS | A060,B17ARA | Active
000022364 | ANTENNA | 3G/4G Low Profile Antenna, 700-2700MHz, c/w Mounting Stud, 1.5m Coaxial Lead, FME Connector & Red Heatshrink | INTERCEL | INTERCEL PTY LTD | ANTLTE3SP | Active
000104406 | WASHER,SPRING TENSION | M8, S/Steel Gde 316 (P100) | GLBFAST | GLOBAL FASTENERS (QLD) PTY LTD | WSPS6M08M | Active
000104406 | WASHER,SPRING TENSION | M8, S/Steel Gde 316 (P100) | THEBLTPL | THE BOLT PLACE | 104406 | Active
001778010 | WASHER,SPRING TENSION | M16, Single Coil, S/Steel Gde 316, Aust Std (P100) | THEBLTPL | THE BOLT PLACE | 1778010 | Active
001778010 | WASHER,SPRING TENSION | M16, Single Coil, S/Steel Gde 316, Aust Std (P100) | BLKWOODJ | J BLACKWOOD & SONS LIMITED | 06990017 | Active
001778018 | WASHER,SPRING TENSION | Belleville, M10, S/Steel Gde 301 (P100) | THEBLTPL | THE BOLT PLACE | 1778018 | Active
001778026 | WASHER,SPRING TENSION | Belleville, M12, 38mm OD, S/Steel Gde 316 (P100) | HOBSON | HOBSON ENGINEERING CO PTY LTD | XEWR16BM12038 | Active
001778034 | WASHER,SPRING TENSION | Belleville, M16, S/Steel Gde 316 (P100) | THEBLTPL | THE BOLT PLACE | 1778034 | Active
001779138 | WASHER,SPRING TENSION | M10, S/Steel Gde 316 (P100) (scm) | HOBSON | HOBSON ENGINEERING CO PTY LTD | WR16SM10 | Active
001779138 | WASHER,SPRING TENSION | M10, S/Steel Gde 316 (P100) (scm) | GLBFAST | GLOBAL FASTENERS (QLD) PTY LTD | WSPS6M10M | Active
001779139 | WASHER,SPRING TENSION | M12, S/Steel Gde 316 (P100) (scm) | HOBSON | HOBSON ENGINEERING CO PTY LTD | WR16SM12 | Active
001779154 | WASHER,SPRING TENSION | M10, Galv (P100) (scm) | THEBLTPL | THE BOLT PLACE | 1779154 | Active
001779156 | WASHER,SPRING TENSION | M12, Galv (P100) (scm) | THEBLTPL | THE BOLT PLACE | 1779156 | Active
001779160 | WASHER,SPRING TENSION | M20, Galv (P100) (scm) | HOBSON | HOBSON ENGINEERING CO PTY LTD | WRMSGSM20 | Active
001779168 | WASHER,SPRING TENSION | M24, Galv (P50) (scm) | HOBSON | HOBSON ENGINEERING CO PTY LTD | WRMSGSM24 | Active
002400108 | WASHER,SPRING TENSION | M60, TS, 35Deg, Galv, Bevel (P25) | THEBLTPL | THE BOLT PLACE | 2400108 | Active
002498699 | LADDER KIT | Lacket, A-Stand Ladder Attachment c/w Case | LACKET | THE LACKET COMPANY | A-STAND ATTACHMENT & CASE | Active
002416642 | SCREWDRIVER,FLAT TIP | 5.5 x 150, Insulated 1000V, for Insulated Tool Kit | HYLEC | HYLEC ENERGY SOLUTIONS | IS18DB-5.5X150 | Active
002416642 | SCREWDRIVER,FLAT TIP | 5.5 x 150, Insulated 1000V, for Insulated Tool Kit | TEN | THE ENERGY NETWORK (AUST) PTY LTD | TB-5.5X150 | Active
002416659 | SCREWDRIVER,FLAT TIP | 6.5 x 150, Insulated 1000V, for Insulated Tool Kit | TEN | THE ENERGY NETWORK (AUST) PTY LTD | TB-6.5X150 | Active
002416659 | SCREWDRIVER,FLAT TIP | 6.5 x 150, Insulated 1000V, for Insulated Tool Kit | HYLEC | HYLEC ENERGY SOLUTIONS | IS18DB-6.5X150 | Active
002416675 | SCREWDRIVER,FLAT TIP | 10 x 150, Insulated 1000V, for Insulated Tool Kit | HYLEC | HYLEC ENERGY SOLUTIONS | IS18DB-10X150 | Active
002416675 | SCREWDRIVER,FLAT TIP | 10 x 150, Insulated 1000V, for Insulated Tool Kit | TEN | THE ENERGY NETWORK (AUST) PTY LTD | TB-10X150 | Active
002484269 | SCREWDRIVER,FLAT TIP | Sunrise Attachment (Live Line Tools) | RITZ | RITZ FERRAMENTAS (MANUFACTURER) | RM4455-28 | Active
000022912 | AMMETER | High Voltage Ammeter; Sensorlink Ampstik Model 8-024 Plus; Wide Jaw High Voltage True RMS Ammeter Stores 4 Readings; Voltage 0-400 KV; Current 1 - 2000 A; | AMPSTIK | SENSORLINK AMPSTIK (MANUFACTURER) | 8-024 PLUS | Active
000022912 | AMMETER | High Voltage Ammeter; Sensorlink Ampstik Model 8-024 Plus; Wide Jaw High Voltage True RMS Ammeter Stores 4 Readings; Voltage 0-400 KV; Current 1 - 2000 A; | SICAME | SICAME AUSTRALIA PTY LTD | 8-024 PLUS | Active
002430486 | AMMETER | HV Meter, Sensor Opening 635mm, 1-5000A at 0-500kV, Stores Multiple Readings, ETS RSE04 Sched 12 | SICAME | SICAME AUSTRALIA PTY LTD | 8-020-XT PLUS | Active
002430486 | AMMETER | HV Meter, Sensor Opening 635mm, 1-5000A at 0-500kV, Stores Multiple Readings, ETS RSE04 Sched 12 | AMPSTIK | SENSORLINK AMPSTIK (MANUFACTURER) | 8-020XT PLUS | Active
002456507 | AMMETER | Digital, Clamp, CAT IV-600V, 1000V, 1000A c/w 450mm Flexible Current Probe, TL75 Test Leads & Soft Cased | PWRHDIST | POWERHOUSE DISTRIBUTION | FLUKE 376 | Active
002456507 | AMMETER | Digital, Clamp, CAT IV-600V, 1000V, 1000A c/w 450mm Flexible Current Probe, TL75 Test Leads & Soft Cased | GILBERT | GILBERT LODGE AUSTRALIA PTY LTD | FLU376-FC | Active
002456507 | AMMETER | Digital, Clamp, CAT IV-600V, 1000V, 1000A c/w 450mm Flexible Current Probe, TL75 Test Leads & Soft Cased | FLUKE | FLUKE AUSTRALIA PTY LTD (MANUFACTURER) | MODEL 376 | Active
002470268 | CONNECTOR ELBOW | Set of 3, 630A, Bolted, suit 33kV 1 Core 50-120mm2 Cu, 50-150mm2 Al, Insect Protected Cable c/w Crimp Lugs for CWS both 35mm2 & 95mm2 (scm) | NKT | NKT PTY LTD (AUSTRALIA) | 36-630-50-120-EE | Active
002470268 | CONNECTOR ELBOW | Set of 3, 630A, Bolted, suit 33kV 1 Core 50-120mm2 Cu, 50-150mm2 Al, Insect Protected Cable c/w Crimp Lugs for CWS both 35mm2 & 95mm2 (scm) | NKT | NKT PTY LTD (AUSTRALIA) | NKT-2633117 | Active
002470268 | CONNECTOR ELBOW | Set of 3, 630A, Bolted, suit 33kV 1 Core 50-120mm2 Cu, 50-150mm2 Al, Insect Protected Cable c/w Crimp Lugs for CWS both 35mm2 & 95mm2 (scm) | NKT | NKT PTY LTD (AUSTRALIA) | 2633117 | Active
002500478 | STEP,POLE | Tower Step, M20 Bolt 220mm Lg, & Fall Arrest A2 Anchor Assy c/w Mounting Plate & Bar 350mm Lg, Dwg 10021405 Sht 02 | EQLWS | EQL PROVISION OF WORKSHOP SERVICES | 10021405 SHEET 02 | Active
002451565 | RELAY,PROTECTION | 2 Element 2HSM512, 125V DC, 5 N/O Contacts per Element, Self-reset High Speed Contacts, Hand Reset Flag c/w 2M28 case | RMSPROD | RMS PRODUCTS (RELAY MONITORING SYSTEMS) | 3A023K04 | Active
002457331 | RELAY,PROTECTION | Model 0311C11HA4D5621, Distance, Additional 8/12 I/O, 125-250V DC Power Supply, 5A Secondary Input Current, 250V DC Control Input Voltage, DNP3 | SEL | SCHWEITZER ENGINEERING LAB PTY LTD | 0311C11HA4D5621 | Active
002468312 | RELAY,PROTECTION | GE Optional Module, 6T, 4 Form-A (no monitoring) Outputs, 8 Contact Inputs | GE | GENERAL ELECTRIC COMPANY | UR-6TH | Active
002500528 | ROPE,FIBROUS | Big Shot Rope Launcher Kit c/w storage bag | AMPLITUD | AMPLITUDE PTY LTD (396777) | BSKITEQL | Active
002500536 | HOLSTER,DRILL | Drill Holder Kit inc. Hook, Lanyard & Harness | AMPLITUD | AMPLITUDE PTY LTD (396777) | DG001.2 | Active
002491371 | DIE,CRIMPING TOOL | Compression, Hex, 6T, 21.5mm A/F, ABC 95-120mm2, 9.0mm W | AMPLITUD | AMPLITUDE PTY LTD (396777) | E22/215 | Active
000017197 | DIE,COMPRESSION | Hex Crimp, Al, 12T, 21mm A/F, 18mm W, for Al Based Compression Fittings | SPECFORC | SPECIALISED FORCE PTY LTD | 12T-21.0AFAL | Active
000017197 | DIE,COMPRESSION | Hex Crimp, Al, 12T, 21mm A/F, 18mm W, for Al Based Compression Fittings | TEN | THE ENERGY NETWORK (AUST) PTY LTD | K12-21.0-AL | Active
002500049 | HOSE | Karcher, HP, 10m, TR Pipe DN6 Max2 Hose c/w Rotating Nozzle, Ball Protector, Clip-on attachment to Gun, for washing EWP Booms Internally | KARCHER | KARCHER AUSTRALIA | 6.110-046.0 KIT | Active
002500049 | HOSE | Karcher, HP, 10m, TR Pipe DN6 Max2 Hose c/w Rotating Nozzle, Ball Protector, Clip-on attachment to Gun, for washing EWP Booms Internally | KARCHER | KARCHER AUSTRALIA | 6.110-046.0 | Active
002400589 | FUSE,CARTRIDGE | 25A, 69kV, Boric Acid Filled, Standard Speed, suit SMD-1A Fuse Mounts | S&C ELEC | S&C ELECTRIC COMPANY | 446025R1 | Active
002500445 | CAPACITOR ASSEMBLY | Type CHD500B, 94.6uF, 300kVAr, 3.2kV, 50Hz, 1 Ph, Capacitor Can, Insulation 28/95, Fluid Type M/DBT, AS 2897, ABB, YOM 1997 | ABBAUST | ABB AUSTRALIA PTY LTD | CHD500B | Active
002500759 | CIRCUIT BREAKER | MCB AZ, 80A, C-Curve, 1 Pole, 27mm, suit APS DC System | EATONELE | EATON ELECTRIC SYSTEMS PTY LTD | AZ-C80 | Active
002500759 | CIRCUIT BREAKER | MCB AZ, 80A, C-Curve, 1 Pole, 27mm, suit APS DC System | POWERON | POWER ON AUSTRALIA PTY LTD | POA18206 | Active
002500890 | SWITCH,AUXILIARY | for MCB FAZ, 1NO+1NC, suit APS DC System | EATONELE | EATON ELECTRIC SYSTEMS PTY LTD | FAZ-XHIN11 | Active
002500890 | SWITCH,AUXILIARY | for MCB FAZ, 1NO+1NC, suit APS DC System | POWERON | POWER ON AUSTRALIA PTY LTD | POA16967 | Active
002452944 | CHARGER,BATTERY | Fully Duplicated, 75A Load, 16hrs Autonomy, 1200hrs Total Cap, 2 x 45U600D Racks c/w R=3+3 (6 x APR48-3G) & B=4+4 (32 x PWTC12F_150FR) ETS 2009/0475/T | POWERON | POWER ON AUSTRALIA PTY LTD | POA-ERG-0102 | Phasing
002452944 | CHARGER,BATTERY | Fully Duplicated, 75A Load, 16hrs Autonomy, 1200hrs Total Cap, 2 x 45U600D Racks c/w R=3+3 (6 x APR48-3G) & B=4+4 (32 x PWTC12F_150FR) ETS 2009/0475/T | EATONELE | EATON ELECTRIC SYSTEMS PTY LTD | 61227873 & 120890 & 115425 | Phasing
002497634 | FLANGE | Replacement Part, Inner Flange, for Milwaukee 125mm Battery Grinder | C&LTOOL | C&L TOOL CENTRE | MILWA673793002 | Active
002497642 | LOCKNUT | Replacement Part, Lock Nut, Quick Release, for Milwaukee 125mm Battery Grinder | C&LTOOL | C&L TOOL CENTRE | MILWA203583002 | Active
002497659 | ADAPTOR | Replacement Part, Star Lock Adaptor, for Milwaukee Multifunction Tool M18FMT | C&LTOOL | C&L TOOL CENTRE | MILWA614441001 | Active
002400183 | WASHER,SPRING TENSION | M20, Single Coil, Rect Sect, S/Steel Gde 316, Aust Std | THEBLTPL | THE BOLT PLACE | 2400183 | Active
002400183 | WASHER,SPRING TENSION | M20, Single Coil, Rect Sect, S/Steel Gde 316, Aust Std | AUSTAIN | AUSTAIN FASTENERS PTY LTD | K08520000 | Active
002405928 | WASHER,SPRING TENSION | Belleville, M12, 30mm OD, 2mm Thk, S/Steel Gde 316 (P100) | THEWMCCA | TMAC THEW & MCCANN GROUP | 8M-89-301 | Active
002405928 | WASHER,SPRING TENSION | Belleville, M12, 30mm OD, 2mm Thk, S/Steel Gde 316 (P100) | GLBFAST | GLOBAL FASTENERS (QLD) PTY LTD | WSPS6M12M | Active
002405928 | WASHER,SPRING TENSION | Belleville, M12, 30mm OD, 2mm Thk, S/Steel Gde 316 (P100) | THEBLTPL | THE BOLT PLACE | 2405928 | Active
002449494 | WASHER,SPRING TENSION | M6, S/Steel Gde 316, EE Dwg 5-2-1179 | GLBFAST | GLOBAL FASTENERS (QLD) PTY LTD | WSPS6M06M | Active
002464014 | WASHER,SPRING TENSION | M3, S/Steel Gde 316 | GLBFAST | GLOBAL FASTENERS (QLD) PTY LTD | WSPS6M03M | Active
002464055 | WASHER,SPRING TENSION | M4, S/Steel Gde 316 | GLBFAST | GLOBAL FASTENERS (QLD) PTY LTD | WSPS6M04M | Active
002464097 | WASHER,SPRING TENSION | M5, S/Steel Gde 316 | GLBFAST | GLOBAL FASTENERS (QLD) PTY LTD | WSPS6M05M | Active
000030190 | BRACKET,ANGLE | ST3 Hold Down Bracket, 50mm H, Galvabond, to secure Cable Supatray | EZYSTRUT | EZYSTRUT CABLE & PIPE SUPPORTS | ET3HDG | Active
000030191 | BRACKET,ANGLE | ST3 Hold Down Bracket, 50mm H, Galv Steel, to secure Cable Supatray | EZYSTRUT | EZYSTRUT CABLE & PIPE SUPPORTS | ET3HDH | Active
002403868 | BRACKET,ANGLE | Unistrut Fitting, 90Deg Angle, 90 x 57mm 6mm Thk, 41mm W Series Channel Fitting, Galv Steel | EZYSTRUT | EZYSTRUT CABLE & PIPE SUPPORTS | E1458H | Active
000104391 | LINK | Cu, for S/D 22kV & 11kV Pole Termination Dwg 22-A4-1055 Rev.D | ZILLMERE | ZILLMERE ENGINEERING | B0103008 | Active
000104391 | LINK | Cu, for S/D 22kV & 11kV Pole Termination Dwg 22-A4-1055 Rev.D | ZILLMERE | ZILLMERE ENGINEERING | CO29616 | Active
002403956 | LINK | 4 Hole, 16mm2, Equiv Blue Point T1 | TYCOELEC | TYCO ELECTRONICS | BPT1 | Active
002403956 | LINK | 4 Hole, 16mm2, Equiv Blue Point T1 | HAYMANS | HAYMANS ELECTRICAL | L4T35 | Active
002481117 | LINK | Linking Knife, suits 3-Way Link Pillar | FULTON | FULTON INDUSTRIES AUSTRALIA P/L | 01-FD33LKKNF | Active
000013538 | CONDUIT,NONMETALLIC,FLEXIBLE | PVC, 50mm, Orange, 15m Roll, AS2053, (scm) | REXEL | REXEL AUSTRALIA | PFCFC50OR15 | Active
002113005 | CONDUIT,NONMETALLIC,FLEXIBLE | PVC, 16mm, Black, Non-Corrugated, 30m Roll, AS/NZS 2053.4 (scm) | MMELEC | MM ELECTRICAL MERCHANDISING | REEPOWFC16BK30 | Active
002476893 | STRAP,EARTH | Electroplated CU Strap, 450 x 38 x 3mm, 12mm bolt, Dwg UT1285-A4 | GMG | GLOBAL MANUFACTURING GROUP | UT1285-A4 | Active
000023781 | POWER SUPPLY | RCD/GPO Inverter Plate, suit Xantrex 12V & 24V Inverters | ENERDRIV | ENERDRIVE PTY LTD | RCD-GPO-P178 | Active
002500486 | STEP,POLE | Tower Step, M22 Bolt 220mm Lg, & Fall Arrest A3 Anchor Assy c/w Mounting Plate & Bar 350mm Lg, Dwg 10021405 Sht 03 | EQLWS | EQL PROVISION OF WORKSHOP SERVICES | 10021405 SHEET 03 | Active
002452969 | CHARGER,BATTERY | High Reliability, 16A Load, 24hrs Autonomy, 384hrs Total Cap, 1 x 45U600D Rack c/w R=2+2 (4 x APR48-3G) & B=2+2 (16 x PWTC12F_100FR) ETS 2009/0475/T | POWERON | POWER ON AUSTRALIA PTY LTD | POA-ERG-0104 | Phasing
002452969 | CHARGER,BATTERY | High Reliability, 16A Load, 24hrs Autonomy, 384hrs Total Cap, 1 x 45U600D Rack c/w R=2+2 (4 x APR48-3G) & B=2+2 (16 x PWTC12F_100FR) ETS 2009/0475/T | EATONELE | EATON ELECTRIC SYSTEMS PTY LTD | 61231113 & 120890 & 115424 | Phasing
000024849 | CLAMP,CABLE | IPC Connector, 7/1.75-19/3.75, 5-19mm Dia Bare Al Main, 6-35mm2 IPC Tap, Double Bolt, EQTS 01-09-05 (P12) | SICAME | SICAME AUSTRALIA PTY LTD | CAW35DBE | Active
002499598 | ANCHOR,GUY | Single Helix, Galv Steel, 200mm Anchor | PLP | PREFORMED LINE PRODUCTS (AUST) | ANCHOR-200-24-IN-G | Active
002499614 | ANCHOR,GUY | Single Helix, Galv Steel, 300mm Anchor | PLP | PREFORMED LINE PRODUCTS (AUST) | ANCHOR-300-24-IN-G | Active
000024933 | GLOVES,ELECTRICAL WORKER'S | Electriflex Linesman, Class 2, 17kVAC, Size 9.5, Insulating Natural Rubber, Yellow/Black, Straight Cuff | TEN | THE ENERGY NETWORK (AUST) PTY LTD | NG216YB-9H | Active
000025495 | GLOVES,ELECTRICAL WORKER'S | Electriflex Linesman, Class 4, 36kVAC, Size 10.5, Insulating Natural Rubber, Red/Black, Contour Cuff | TEN | THE ENERGY NETWORK (AUST) PTY LTD | NG418CRB-10H | Active
002428019 | GLOVES,ELECTRICAL WORKER'S | Class 2, Size 8H, Natural Rubber, Black, Straight Cuff, 16" (400mm Lg) | BALMORAL | BALMORAL ENGINEERING PTY LTD | RIG216YBS8H | Active
002428019 | GLOVES,ELECTRICAL WORKER'S | Class 2, Size 8H, Natural Rubber, Black, Straight Cuff, 16" (400mm Lg) | ANSELL | ANSELL LTD | RIG216YBS8H | Active
002428027 | GLOVES,ELECTRICAL WORKER'S | Class 2, Size 9, Natural Rubber, Black, Straight Cuff, 16" (400mm Lg) | ANSELL | ANSELL LTD | RIG216YBS9 | Active
002428027 | GLOVES,ELECTRICAL WORKER'S | Class 2, Size 9, Natural Rubber, Black, Straight Cuff, 16" (400mm Lg) | BALMORAL | BALMORAL ENGINEERING PTY LTD | RIG216YBS9 | Active
002428035 | GLOVES,ELECTRICAL WORKER'S | Class 2, Size 9H, Natural Rubber, Black, Straight Cuff, 16" (400mm Lg) | BALMORAL | BALMORAL ENGINEERING PTY LTD | RIG216YBS9H | Active
002428035 | GLOVES,ELECTRICAL WORKER'S | Class 2, Size 9H, Natural Rubber, Black, Straight Cuff, 16" (400mm Lg) | ANSELL | ANSELL LTD | RIG216YBS9H | Active
002428043 | GLOVES,ELECTRICAL WORKER'S | Class 2, Size 10, Natural Rubber, Black, Straight Cuff, 16" (400mm Lg) | BALMORAL | BALMORAL ENGINEERING PTY LTD | RIG216YBS10 | Active
002428043 | GLOVES,ELECTRICAL WORKER'S | Class 2, Size 10, Natural Rubber, Black, Straight Cuff, 16" (400mm Lg) | ANSELL | ANSELL LTD | RIG216YBS10 | Active
002428084 | GLOVES,ELECTRICAL WORKER'S | Class 2, Size 12, Natural Rubber, Black, Straight Cuff, 16" (400mm Lg) | ANSELL | ANSELL LTD | RIG216YBS12 | Active
002428209 | GLOVES,ELECTRICAL WORKER'S | Class 4, Size 9, Natural Rubber, Black, Straight Cuff, 18" (450mm Lg) | BALMORAL | BALMORAL ENGINEERING PTY LTD | RIG418YBS9 | Active
002428209 | GLOVES,ELECTRICAL WORKER'S | Class 4, Size 9, Natural Rubber, Black, Straight Cuff, 18" (450mm Lg) | ANSELL | ANSELL LTD | RIG418YBS9 | Active
002428217 | GLOVES,ELECTRICAL WORKER'S | Class 4, Size 9H, Natural Rubber, Black, Straight Cuff, 18" (450mm Lg) | BALMORAL | BALMORAL ENGINEERING PTY LTD | RIG418YBS9H | Active
002428217 | GLOVES,ELECTRICAL WORKER'S | Class 4, Size 9H, Natural Rubber, Black, Straight Cuff, 18" (450mm Lg) | ANSELL | ANSELL LTD | RIG418YBS9H | Active
002428225 | GLOVES,ELECTRICAL WORKER'S | Class 4, Size 10, Natural Rubber, Black, Straight Cuff, 18" (450mm Lg) | BALMORAL | BALMORAL ENGINEERING PTY LTD | RIG418YBS10 | Active
002428225 | GLOVES,ELECTRICAL WORKER'S | Class 4, Size 10, Natural Rubber, Black, Straight Cuff, 18" (450mm Lg) | ANSELL | ANSELL LTD | RIG418YBS10 | Active
002428233 | GLOVES,ELECTRICAL WORKER'S | Class 4, Size 10H, Natural Rubber, Black Straight Cuff, 18" (450mm Lg) | BALMORAL | BALMORAL ENGINEERING PTY LTD | RIG418YBS10H | Active
002428233 | GLOVES,ELECTRICAL WORKER'S | Class 4, Size 10H, Natural Rubber, Black Straight Cuff, 18" (450mm Lg) | ANSELL | ANSELL LTD | RIG418YBS10H | Active
002113013 | CONDUIT,NONMETALLIC,FLEXIBLE | PVC, 20mm, Black, Non-Corrugated, 30m Roll, AS/NZS 2053.4 (scm) | LAWRENCE | LAWRENCE & HANSON | OMEFC20BK30 | Active
002113013 | CONDUIT,NONMETALLIC,FLEXIBLE | PVC, 20mm, Black, Non-Corrugated, 30m Roll, AS/NZS 2053.4 (scm) | IDEALELE | IDEAL ELECTRICAL SUPPLIERS | OMEFC20BK30 | Active
002113021 | CONDUIT,NONMETALLIC,FLEXIBLE | PVC, 25mm, Black, Non-Corrugated, 30m Roll, AS/NZS 2053.4 (scm) | LAWRENCE | LAWRENCE & HANSON | OMEFC25BK30 | Active
002113021 | CONDUIT,NONMETALLIC,FLEXIBLE | PVC, 25mm, Black, Non-Corrugated, 30m Roll, AS/NZS 2053.4 (scm) | IDEALELE | IDEAL ELECTRICAL SUPPLIERS | OMEFC25BK30 | Active
002113021 | CONDUIT,NONMETALLIC,FLEXIBLE | PVC, 25mm, Black, Non-Corrugated, 30m Roll, AS/NZS 2053.4 (scm) | REXEL | REXEL AUSTRALIA | OMEFC25BK30 | Active
002113048 | CONDUIT,NONMETALLIC,FLEXIBLE | PVC, 32mm, Black, Non-Corrugated, 30m Roll, AS/NZS 2053.4 (scm) | HAYMANS | HAYMANS ELECTRICAL | OME32FC30B | Active
002113048 | CONDUIT,NONMETALLIC,FLEXIBLE | PVC, 32mm, Black, Non-Corrugated, 30m Roll, AS/NZS 2053.4 (scm) | IDEALELE | IDEAL ELECTRICAL SUPPLIERS | OMEFC32BK30 | Active
002400383 | CONDUIT,NONMETALLIC,FLEXIBLE | PVC, 20mm, Med Duty, Grey, Corrugated, 50m Roll, AS/NZS 2053.4 | HAYMANS | HAYMANS ELECTRICAL | APPCC20GR | Active
002400383 | CONDUIT,NONMETALLIC,FLEXIBLE | PVC, 20mm, Med Duty, Grey, Corrugated, 50m Roll, AS/NZS 2053.4 | TRI UGRD | TRI UNDERGROUND AUSTRALIA PTY LTD | CONCMD2050 | Active
002400383 | CONDUIT,NONMETALLIC,FLEXIBLE | PVC, 20mm, Med Duty, Grey, Corrugated, 50m Roll, AS/NZS 2053.4 | CLIPSAL | CLIPSAL (BY SCHNEIDER ELECTRIC) | CLI 9020CM | Active
002405972 | CONDUIT,NONMETALLIC,FLEXIBLE | PVC, 32mm, Med Duty, Grey, Corrugated, 25m Roll | TRI UGRD | TRI UNDERGROUND AUSTRALIA PTY LTD | CONCMD3225 | Active
002405972 | CONDUIT,NONMETALLIC,FLEXIBLE | PVC, 32mm, Med Duty, Grey, Corrugated, 25m Roll | IDEALELE | IDEAL ELECTRICAL SUPPLIERS | CLI9032CMGY | Active
002405972 | CONDUIT,NONMETALLIC,FLEXIBLE | PVC, 32mm, Med Duty, Grey, Corrugated, 25m Roll | HAYMANS | HAYMANS ELECTRICAL | CLI9032CM | Active
002434488 | CONDUIT,NONMETALLIC,FLEXIBLE | PVC, 25mm, Black, Corrugated, 30m Roll, AS/NZS 2053.4 (scm) | MMELEC | MM ELECTRICAL MERCHANDISING | FPC25B-30M | Active
002453751 | CONDUIT,NONMETALLIC,FLEXIBLE | Split Convoluted Tubing, 7.0mm ID, 10.4mm OD, 30m Lg, Fire Retardant PPL, Black | ASHDOWN | ASHDOWN-INGRAM (NOW CALLED NAPA) | ACX1101 | Active
002453769 | CONDUIT,NONMETALLIC,FLEXIBLE | Split Convoluted Tubing, 9.9mm ID, 13mm OD, 30m Lg, Fire Retardant PPL, Black | ASHDOWN | ASHDOWN-INGRAM (NOW CALLED NAPA) | ACX1104 | Active
002453777 | CONDUIT,NONMETALLIC,FLEXIBLE | Split Convoluted Tubing, 12.8mm ID, 15.9mm OD, 75m Lg, Fire Retardant PPL, Black | ASHDOWN | ASHDOWN-INGRAM (NOW CALLED NAPA) | ACX1108 | Active
002453785 | CONDUIT,NONMETALLIC,FLEXIBLE | Split Convoluted Tubing, 16.6mm ID, 21.2mm OD, 50m Lg, Fire Retardant PPL, Black | ASHDOWN | ASHDOWN-INGRAM (NOW CALLED NAPA) | ACX1111 | Active
000022149 | ENCLOSURE,ELECTRICAL BOX | Pre-Wired Meter Enclosure 1-FDR-3P3W, 800mm H, 600mm W, 400mm D, Wired to Dwg MDS-560-A3, for Metering Operations | NHPELEC | NHP ELECTRICAL ENGINEERING | EGXSC22149 | Active
002499077 | BATTERY,STORAGE | 125V, 125Ah (-10/+20%), Dual String, C10 to 1.80Vpc at 25°C, 38 x 6V Batteries, VRLA Battery Bank c/w Enclosed & Ventilated Racks, Insulated Connection | CENTURY | CENTURY YUASA BATTERIES PTY LTD | 341311 | Active
002480531 | CIRCUIT BREAKER SUBASSEMBLY | 750kV, Rating Plug 1600A, Sentron 3WL, spare part for Open CB | WEBER | WEBER SOUTH PACIFIC PTY LTD | SIE-RP1600 | Active
002480531 | CIRCUIT BREAKER SUBASSEMBLY | 750kV, Rating Plug 1600A, Sentron 3WL, spare part for Open CB | SIEMENS | SIEMENS LTD | 3WL9111-0AA61-0AA0 | Active
002480556 | CIRCUIT BREAKER SUBASSEMBLY | 315kV, Rating Plug 630A, Sentron 3WL, spare part for Open CB | WEBER | WEBER SOUTH PACIFIC PTY LTD | SIE-RP630 | Active
002480556 | CIRCUIT BREAKER SUBASSEMBLY | 315kV, Rating Plug 630A, Sentron 3WL, spare part for Open CB | SIEMENS | SIEMENS LTD | 3WL9111-0AA55-0AA4 | Active
002465797 | GOGGLES,INDUSTRIAL | Ultrasonic, Orange/Grey Frame, Clear PC Lens, Hard Coating, Anti-Fog | ALLENS | ALLENS INDUSTRIAL PRODUCTS | UV9302-345 | Active
002465797 | GOGGLES,INDUSTRIAL | Ultrasonic, Orange/Grey Frame, Clear PC Lens, Hard Coating, Anti-Fog | UVEX | UVEX SAFETY GROUP | 9302-345 | Active
000025344 | CRIMPING TOOL,HYDRAULIC | Intercable Battery Pump, Remote Control, 700 Bar Operating Pressure 70MPa, 800ml Tank Capacity, Custom Coupling c/w Carry Bag, for operating Hydraulic Tools | SPECFORC | SPECIALISED FORCE PTY LTD | CP700-EG | Active
002457299 | RELAY,PROTECTION | Model 0311C11HA4D1621, Distance, Additional 8/12 I/O, 125-250V DC Power Supply, 1A Secondary Input Current, 250V DC Control Input Voltage, DNP3 | SEL | SCHWEITZER ENGINEERING LAB PTY LTD | 0311C11HA4D1621 | Active
002457323 | RELAY,PROTECTION | Model 0311C11HA3D5421, Distance, Additional 8/12 I/O, 48-125V DC Power Supply, 5A Secondary Input Current, 125V DC Control Input Voltage, DNP3 | SEL | SCHWEITZER ENGINEERING LAB PTY LTD | 0311C11HA3D5421 | Active
002468023 | RELAY,PROTECTION | Remote I/O Device, 8/8/ I/O, 48-125V DC Power Supply, 110V DC control, EIA-232 Mirror Bit Comms, 19" Rack Mount | SEL | SCHWEITZER ENGINEERING LAB PTY LTD | 250603013X | Active
002488070 | RELAY,PROTECTION | FW R313-V2, Low Z DIFF, 48-125VDC PWR, 125VDC Logic 24/24 I/O, 5A CT, 9U Case, DNP3 100Base-FX MM LC ENET | SEL | SCHWEITZER ENGINEERING LAB PTY LTD | 0487B1X4X52XC2XEH9EEEXX | Active
000004554 | INSULATOR,STANDOFF | Pedestal Post, Porcelain, Pin, 11kV Nom, Vertical 280mm H, Flange Mtg, Cap Top, 8.8kN Cantilever, w/Cap & Pin, AS1137 Part 3, Dwg 32080-A3-1, Pack of 2 | THEWMCCA | TMAC THEW & MCCANN GROUP | TM00717 | Active
002498616 | HARNESS,SAFETY,INDUSTRIAL | Full Body Dielectric EWP, Medium, Confined Space Harness | HGHTDYNM | HEIGHT DYNAMICS | FH24 MEDIUM | Active
002499671 | BRACKET,MOUNTING | TRIDENT CROSSARM TEMPORARY HOLDER KIT CONSISTS OF 2 X HOLDERS IN A BAG | THEWMCCA | TMAC THEW & MCCANN GROUP | TM02023 | Active
002429033 | BODY POWDER | Pure Glove Powder, Large Refill Pack | SALISBRY | SALISBURY (MANUFACTURER) | TC-1 | Active
002472256 | BODY POWDER | Neat Feet Shoe Powder, 125g, keeps Feet Dry, Comfortable & Free of Odours, Contains an Antifungal Ingredient | ALPHAFAS | ALPHA FIRST AID SUPPLIES | 150091 | Active
000012917 | ADAPTOR PLATE | Pole Plate 130 x 50 x 16mm, M16 Tapped Hole in Centre, Bar 20mm Dia x 130mm Lg, Galv Steel, for attaching to Concrete or Wood Poles, Pack of 10, Dwg 2989-A4(scm) | HAYIND | HAYMAN INDUSTRIES PTY LTD | 12917 | Active
002499002 | SAW,PRUNING | ARS Turbocut Bow Saw Universal Sunrise fitting | ARBOR | ARBOR INDUSTRIAL PTY LTD | ARUARS/HASTINGS HEAD | Active
002500916 | CLEANING COMPOUND,SOLVENT | CRC, Brakleen, Brake Parts Cleaner, 20L Drum | CRC | CRC INDUSTRIES AUSTRALIA PTY LTD | 5091 | Active
002500916 | CLEANING COMPOUND,SOLVENT | CRC, Brakleen, Brake Parts Cleaner, 20L Drum | BLKWOODJ | J BLACKWOOD & SONS LIMITED | 00088128 | Active
002496818 | BATTERY,STORAGE | Versaflo TR-332, High Capacity Battery Pack, Li-Ion, 8 - 12hrs Operating Life, for Versaflo TR-300 Series PAPR | 3MAUST | 3M AUSTRALIA PTY LTD | XA007706568 | Active
002496818 | BATTERY,STORAGE | Versaflo TR-332, High Capacity Battery Pack, Li-Ion, 8 - 12hrs Operating Life, for Versaflo TR-300 Series PAPR | ALLENS | ALLENS INDUSTRIAL PRODUCTS | XA007706568 | Active
002497592 | BATTERY,STORAGE | 12V, 100Ah, PowerSafe SBS100F, Front Terminals M6 M, Sealed Lead Acid, 395 x 108 x 287mm, for Telecom | ICS | ICS INDUSTRIES PTY LTD (ENERSYS) | SBS100F | Active
002497600 | BATTERY,STORAGE | 12V, 170Ah, PowerSafe SBS170F, Front Terminals M6 M, Sealed Lead Acid, 561 x 125 x 283mm, for Telecom | ICS | ICS INDUSTRIES PTY LTD (ENERSYS) | SBS170F | Active
002497618 | BATTERY BOX | Battery & Equip Cabinet, Sealed External Vented Battery Compartment, 13RU Equip Compartment, 600 x 600 x 2150mm, suit 16 x SBS100/170 Batteries | ICS | ICS INDUSTRIES PTY LTD (ENERSYS) | RFX0301 | Active
002499143 | RELAY,PROTECTION | FW 7.32, 3 Term Line Diff Protn, OC & EF 26/12 IO, 24-48VDC Pwr, 1/5A CT, 820nm FO Line Comms Module, DNP3 over RS485 or LC Fibre Enet & IEC61850 HSR/PRP | CSEUNI | CSE UNISERVE PTY LTD | L90UA3HKLF8LH6PLXXNXXS6TU4DW77 | Active
002499150 | RELAY,PROTECTION | FW 7.32, 2 Term Line Diff Protn, OC & EF 26/12 IO, 24-48VDC Pwr, 1/5A CT, 1300nm FO Line Comms Module, DNP3 over RS485 or LC Fibre Enet & IEC61850 HSR/PRP | CSEUNI | CSE UNISERVE PTY LTD | L90UA3HKLF8LH6PLXXNXXS6TU4DW7D | Active
002499200 | RELAY,PROTECTION | FW 7.32, 3 Term Line Diff Protn, OC & EF 26/12 IO, 125-250VDC Pwr, 1/5A CT,1300nm FO Line Comms Module, DNP3 over RS485 or LC Fibre Enet & IEC61850 HSR/PRP | CSEUNI | CSE UNISERVE PTY LTD | L90UA3HKHF8LH6PLXXNXXS6TU4DW7K | Active
002489813 | GLOVES,ELECTRICAL WORKER'S | Electriflex Linemans, Class 3, 26.5kVAC, Size 8, Insulating Natural Rubber, Yellow/Black, Straight Cuff, 16" (400mm Lg) | TEN | THE ENERGY NETWORK (AUST) PTY LTD | NG316YB-8 | Active
002489821 | GLOVES,ELECTRICAL WORKER'S | Electriflex Linemans, Class 3, 26.5kVAC, Size 8.5, Insulating Natural Rubber, Yellow/Black, Straight Cuff, 16" (400mm Lg) | TEN | THE ENERGY NETWORK (AUST) PTY LTD | NG316YB-8.5 | Active
002489839 | GLOVES,ELECTRICAL WORKER'S | Electriflex Linemans, Class 3, 26.5kVAC, Size 9, Insulating Natural Rubber, Yellow/Black, Straight Cuff, 16" (400mm Lg) | TEN | THE ENERGY NETWORK (AUST) PTY LTD | NG316YB-9 | Active
002489862 | GLOVES,ELECTRICAL WORKER'S | Electriflex Linemans, Class 3, 26.5kVAC, Size 10.5, Insulating Natural Rubber, Yellow/Black, Straight Cuff, 16" (400mm Lg) | TEN | THE ENERGY NETWORK (AUST) PTY LTD | NG316YB-10.5 | Active
002489870 | GLOVES,ELECTRICAL WORKER'S | Electriflex Linemans, Class 3, 26.5kVAC, Size 11, Insulating Natural Rubber, Yellow/Black, Straight Cuff, 16" (400mm Lg) | TEN | THE ENERGY NETWORK (AUST) PTY LTD | NG316YB-11 | Active
002489888 | GLOVES,ELECTRICAL WORKER'S | Electriflex Linemans, Class 3, 26.5kVAC, Size 12, Insulating Natural Rubber, Yellow/Black, Straight Cuff, 16" (400mm Lg) | TEN | THE ENERGY NETWORK (AUST) PTY LTD | NG316YB-12 | Active
000010964 | LUBRICATING GUN,HAND | Flexible Hose & Fitting, One Hand Operation, suit Bulk or Cartridge Grease | BLKWOODJ | J BLACKWOOD & SONS LIMITED | 04422406/K29-01 | Active
000010964 | LUBRICATING GUN,HAND | Flexible Hose & Fitting, One Hand Operation, suit Bulk or Cartridge Grease | MACNGHT | MACNAUGHT PTY LTD | K29 | Active
000010964 | LUBRICATING GUN,HAND | Flexible Hose & Fitting, One Hand Operation, suit Bulk or Cartridge Grease | ATOMSUPP | ATOM SUPPLY GROUP P/L | 4023002 | Active
002497220 | RELAY,PROTECTION | FW B4C, Fdr Mgt, Dir/Non-Dir OC, EF & SEF, 16/7 I/O, 24-32VDC Pwr, 1/5A CT, 415VAC VT, DNP3 over RS485 or LC Fibre Enet & IEC61850 | SCHNEIDR | SCHNEIDER PTY LTD (MANUFACTURER) | P142 92QCLM0B49L | Active
002480101 | SWITCHBOARD,POWER | LV Indoor, 1500(1500)kVA, ACB Std, Sentron 3WL, ETU45B, AFPS VAMP 221, 3200A TX ACB 65kA/1Sec, 4 x 630A SF, Mob Gen Conn & 3200A ACB, Metal Encl, | WEBER | WEBER SOUTH PACIFIC PTY LTD | MF135243-EQ01 | Active
002480135 | SWITCHBOARD,POWER | LV Indoor, 1500(1000)kVA, ACB Upgde, Sentron 3WL, ETU76B c/w COM35 Module, AFPS VAMP 221, 3200A TX ACB 65kA/1Sec, 4 x 630A SF, Mob Gen Conn & 3200A ACB, | WEBER | WEBER SOUTH PACIFIC PTY LTD | MF135243-EQ04 | Active
002480226 | SWITCHBOARD,POWER | LV Indoor, TX Isolator, 1500(1000)kVA, ACB Std, Sentron 3WL, ETU45B, AFPS VAMP 221, 3200A TX ACB 65kA/1Sec, Mob Gen Conn, Direct Busbar Connect, Metal Encl, | WEBER | WEBER SOUTH PACIFIC PTY LTD | MF001243-EQ03 | Active
002480317 | SWITCHBOARD,POWER | LV Outdoor, 1500(1500)kVA, ACB Std, Sentron 3WL, ETU45B, AFPS VAMP 221, 3200A TX ACB 65kA/1Sec, 4 x 630A SF (1 x Provisional SF Slot) Mob Gen Conn & | WEBER | WEBER SOUTH PACIFIC PTY LTD | VC540240-S301 | Active
002480325 | SWITCHBOARD,POWER | LV Outdoor, 1500(1500)kVA, ACB Upgde, Sentron 3WL, ETU76B c/w COM35 Module, AFPS VAMP 221, 3200A TX ACB 65kA/1Sec, 4 x 630A SF (1 x Provisional SF Slot) | WEBER | WEBER SOUTH PACIFIC PTY LTD | VC540240-S302 | Active
002500569 | BONDER ASSEMBLY | LV Bonders, 6.7kA/1 Sec, 9.4kA/0.5 Sec, Looped PED c/w 4 x B324 Clamps, 2 x 2m & 1 x 3m 35mm2 Cu Flexible Cable, 600mm Lg Handles c/w Bag | PENTA | PENTA AUST (TMAC THEW & MCCANN/HYLEC) | PA21888 | Active
002498350 | VENT | Integrated Louvres, 160 x 110 x 8mm, Steel, for Rittal Enclosure Ventilation, Pack of 4 | RITTAL | RITTAL AUSTRALIA PTY LTD | SK2541.235 | Active
002498350 | VENT | Integrated Louvres, 160 x 110 x 8mm, Steel, for Rittal Enclosure Ventilation, Pack of 4 | LAWRENCE | LAWRENCE & HANSON | SK2541 | Active
000030391 | ADAPTOR PLATE | Insulator Palm, 50 x 50mm, on 127P | PLP | PREFORMED LINE PRODUCTS (AUST) | AAP-PI-17 | Active
002406070 | ADAPTOR PLATE | LV Lightning Arrestor, Stores Assy # 27 | BIGGENGI | BIGGENDEN ENGINEERING WORKS | EM2406070 | Active
002406071 | ADAPTOR PLATE | LV Lightning Arrestor, Stores Assy # 28 | BIGGENGI | BIGGENDEN ENGINEERING WORKS | EM2406071 | Active
002453413 | ADAPTOR PLATE | Tee Connector Palm, 150mm2, Al (scm) | TYCOELEC | TYCO ELECTRONICS | PTC150-KIT | Active
002429967 | CABLE,POWER,ELECTRICAL | U/Ground, 6.35/11kV, Triplex, 1Cx35mm2 Al/TR-XLPE Insulated/(40/0.85) CWS/HDPE/ PVC WBT/Insect Protected/Nylon Jacket, 350m Wood Drum, ETS 04-01-11 (scm) | OLEX | OLEX AUSTRALIA PTY LTD | XJNA18THT03KTAA | Active
002429967 | CABLE,POWER,ELECTRICAL | U/Ground, 6.35/11kV, Triplex, 1Cx35mm2 Al/TR-XLPE Insulated/(40/0.85) CWS/HDPE/ PVC WBT/Insect Protected/Nylon Jacket, 350m Wood Drum, ETS 04-01-11 (scm) | MIDLAND | MIDLAND METALS OVERSEAS PTE LTD | MMO11KV3X1X35ATRXWCWSWPNJM | Active
002428811 | HAND STICK,INSULATED | Universal Fitting Both Ends, Overall 2400 - 2500mm Lg, Pole 32mm Dia | TEN | THE ENERGY NETWORK (AUST) PTY LTD | 4678-8 | Active
002428811 | HAND STICK,INSULATED | Universal Fitting Both Ends, Overall 2400 - 2500mm Lg, Pole 32mm Dia | CHANCE | CHANCE (MANUFACTURER) | H17604 | Active
002428811 | HAND STICK,INSULATED | Universal Fitting Both Ends, Overall 2400 - 2500mm Lg, Pole 32mm Dia | HASTINGS | HASTINGS (MANUFACTURER) | 4678-8 | Active
002419489 | DAMPER,VIBRATION,TRANSMISSION LINE | Stockbridge type, 7/3.25 SC/GZ, ETS 2005/037/T (STL) | PLP | PREFORMED LINE PRODUCTS (AUST) | D-DB05B07SS | Active
002423978 | CROSSARM,METAL | Tension LH, 50 x 50 x 5 x 2660mm Lg, Galv Steel, Stamp with "IIN 2423978", EE Dwg 953218-02 Item 4 | DMIGM | DMI GLOBAL MANUFACTURING | C4A | Active
002499689 | BLADE,CUTTER,CABLE,HAND OPERATED | Replacement Blade, suit type S-20 Hand Hydraulic Cable Cutter | AMPLITUD | AMPLITUDE PTY LTD (396777) | S20-BS | Active
000012198 | SIGN | Warning Sign, Al, "DANGER HIGH VOLTAGE", Size 3, RetroReflective Class 2, 100 x 180 x 1.6mm, Pack of 10 | ARTCRAFT | ARTCRAFT PTY LTD (QLD) | SE0072-Q | Active
002490290 | GLOVES,ELECTRICAL WORKER'S | Salisbury Honeywell, Class 00, 500VAC, Size 7, Insulating Natural Rubber, Red, Straight Cuff, 280mm (11") Lg, ASTM D120 - 02A | TEN | THE ENERGY NETWORK (AUST) PTY LTD | E0011R-7 | Active
002490290 | GLOVES,ELECTRICAL WORKER'S | Salisbury Honeywell, Class 00, 500VAC, Size 7, Insulating Natural Rubber, Red, Straight Cuff, 280mm (11") Lg, ASTM D120 - 02A | SALISBRY | SALISBURY (MANUFACTURER) | E0011R-7 | Active
002490332 | GLOVES,ELECTRICAL WORKER'S | Salisbury Honeywell, Class 00, 500VAC, Size 9.5, Insulating Natural Rubber, Red, Straight Cuff, 280mm (11") Lg, ASTM D120 - 02A | TEN | THE ENERGY NETWORK (AUST) PTY LTD | E0011R-9H | Active
002490332 | GLOVES,ELECTRICAL WORKER'S | Salisbury Honeywell, Class 00, 500VAC, Size 9.5, Insulating Natural Rubber, Red, Straight Cuff, 280mm (11") Lg, ASTM D120 - 02A | SALISBRY | SALISBURY (MANUFACTURER) | E0011R-9H | Active
002490357 | GLOVES,ELECTRICAL WORKER'S | Salisbury Honeywell, Class 00, 500VAC, Size 10.5, Insulating Natural Rubber, Red, Straight Cuff, 280mm (11") Lg, ASTM D120 - 02A | TEN | THE ENERGY NETWORK (AUST) PTY LTD | E0011R-10H | Active
002490357 | GLOVES,ELECTRICAL WORKER'S | Salisbury Honeywell, Class 00, 500VAC, Size 10.5, Insulating Natural Rubber, Red, Straight Cuff, 280mm (11") Lg, ASTM D120 - 02A | SALISBRY | SALISBURY (MANUFACTURER) | E0011R-10H | Active
000001973 | GLOVES,ELECTRICAL WORKER'S | Insulating Elastomer, 1000V AC, Class O, Size 11, 410mm Lg, Non Rolled Cuff, for Switchboard Rescue Kits | HYLEC | HYLEC ENERGY SOLUTIONS | GLBO 41/11RC | Active
002434066 | JOINT,ELECTRICAL POWER CABLE | LV, 50mm2 Cu, 4 Core XLPE Cable, Insect Protected c/w Heat Shrink Cable Joint Kit, Cable Links, Solvent Wipes, ETS14-02-01 (scm) | LEGEND | LEGEND POWER SYSTEMS | H1J4XEG103 | Active
002434066 | JOINT,ELECTRICAL POWER CABLE | LV, 50mm2 Cu, 4 Core XLPE Cable, Insect Protected c/w Heat Shrink Cable Joint Kit, Cable Links, Solvent Wipes, ETS14-02-01 (scm) | TECONN | TE CONNECTIVITY LTD | LJSM-ERG69 | Active
002434074 | JOINT,ELECTRICAL POWER CABLE | 19.1/33kV, 50mm2 Al, 1 Core TR-XLPE Cable, Insect Protected (3 per set) c/w Heat Shrink Cable Joint Kit, Solvent Wipes, 25-95mm Cable Links, Cable Screen | TECONN | TE CONNECTIVITY LTD | MXSU-6111-AU02 | Active
002434090 | JOINT,ELECTRICAL POWER CABLE | 11kV, 400mm2 Al, Triplex TR-XLPE Cable, Insect Protected (3 per set) c/w Heat Shrink Cable Joint Kit, Solvent Wipes, Cable Links & Screen Links | TECONN | TE CONNECTIVITY LTD | MXSU-ERG31 | Phasing
002451078 | JOINT,ELECTRICAL POWER CABLE | 11kV, 35mm2 Al, Triplex XLPE Cable, Insect Protected c/w Heat Shrink Cable Joint Kit, Solvent Wipes, Mechanical Cable Connectors, Cable Screen Links, | SICAME | SICAME AUSTRALIA PTY LTD | HSJ-11-X1-3595-EQTP1 | Active
002451078 | JOINT,ELECTRICAL POWER CABLE | 11kV, 35mm2 Al, Triplex XLPE Cable, Insect Protected c/w Heat Shrink Cable Joint Kit, Solvent Wipes, Mechanical Cable Connectors, Cable Screen Links, | TECONN | TE CONNECTIVITY LTD | MXSU-ERG27 | Active
002451086 | JOINT,ELECTRICAL POWER CABLE | 11kV, 400mm2 Cu, 1 Core XLPE Cable, Insect Protected (3 per set) c/w Heat Shrink Cable Joint Kit, 400mm2 Cu Connectors, EPS0080 | TECONN | TE CONNECTIVITY LTD | MXSU-ERG31 | Phasing
002461689 | JOINT,ELECTRICAL POWER CABLE | 11kV, 400mm2 Al Triplex or 400mm2 Cu (3x1C) TR-XLPE Cable, Insect Protected (3 per set) c/w Heat Shrink Cable Joint Kit, Solvent Wipes, Cable Links, Cable | SICAME | SICAME AUSTRALIA PTY LTD | HSJ-11-X1-400-EQTP1 | Active
002461689 | JOINT,ELECTRICAL POWER CABLE | 11kV, 400mm2 Al Triplex or 400mm2 Cu (3x1C) TR-XLPE Cable, Insect Protected (3 per set) c/w Heat Shrink Cable Joint Kit, Solvent Wipes, Cable Links, Cable | TECONN | TE CONNECTIVITY LTD | MXSU-ERG31 | Active
002499606 | ANCHOR,GUY | Single Helix, Galv Steel, 250mm Anchor | PLP | PREFORMED LINE PRODUCTS (AUST) | ANCHOR-250-24-IN-G | Active
002499622 | ANCHOR,GUY | Double Helix, Galv Steel, 250mm Anchor | PLP | PREFORMED LINE PRODUCTS (AUST) | ANCHOR-250-TWIN-EX-G | Active
002499630 | ANCHOR,GUY | Double Helix, Galv Steel, 100mm Anchor | PLP | PREFORMED LINE PRODUCTS (AUST) | ANCHOR-100-TWIN-EX-G | Active
002459410 | FLASHLIGHT | High Powered Torch, 1000 Lumens, 50 to 300m Zoom Function, Water Resistant, uses 3 x C Cell Replaceable Batteries c/w Pouch | MMELEC | MM ELECTRICAL MERCHANDISING | PERHHXML2 | Active
002459410 | FLASHLIGHT | High Powered Torch, 1000 Lumens, 50 to 300m Zoom Function, Water Resistant, uses 3 x C Cell Replaceable Batteries c/w Pouch | ATOMSUPP | ATOM SUPPLY GROUP P/L | 418455 | Active
002455954 | RELAY,PROTECTION | Feeder Management Directional/ Non-directional Overcurrent Earth Fault & SEF Relay, 12/11 I/O, 24 - 32V DC Power Supply, 1/5A CT, 415V VT with | SCHNEIDR | SCHNEIDER PTY LTD (MANUFACTURER) | P142927B2M0439J | Active
002456028 | RELAY,PROTECTION | Distance Relay, Extended 12/12 I/O, 24 - 32V DC Power Supply, 1/5A CT, 110V VT & DNP3.0 Comms Protocol | SCHNEIDR | SCHNEIDER PTY LTD (MANUFACTURER) | P445917B4M0369J | Active
002457273 | RELAY,PROTECTION | Model 0311C11HA3D1221, Distance, Additional 8/12 I/O, 48-125V DC Power Supply, 1A Secondary Input Current, 48V DC Control Input Voltage, DNP3 | SEL | SCHWEITZER ENGINEERING LAB PTY LTD | 0311C11HA3D1221 | Active
002457315 | RELAY,PROTECTION | Model 0311C11HA3D5221, Distance, Additional 8/12 I/O, 48-125V DC Power Supply, 5A Secondary Input Current, 48V DC Control Input Voltage, DNP3 | SEL | SCHWEITZER ENGINEERING LAB PTY LTD | 0311C11HA3D5221 | Active
002498806 | TRANSCEIVER,RADIO | Mimomax Tornado, Point to Point, Link Radio Unit, QAM256, 320kbps, Pyxis DC Connector & Lead, Pyxis/4WA, 1RU 19'' Rack Mount | UBIIK | UBIIK MIMOMAX | LRU-T LINK RADIO TORNADO | Active
002499242 | BRAID,WIRE | Cu, 100A, 25 x 400mm, M14 holes, Soft Drawn, Electrical Grounding | ACCULEC | ACCULEC PTY LTD (303899) | CAB-100A-400M14 | Active
002499283 | ENCLOSURE,ELECTRICAL BOX | Outdoor, 800 x 1000 x 300mm, S/Steel, suit NCS BESS Interface Panel 1NC8 | RITTAL | RITTAL AUSTRALIA PTY LTD | XAU10169999 | Active
000104502 | TRIMMER,TREE,POLE MOUNTED | Chainsaw, Pole Mounted, Hydraulic, Long Reach Chainsaw Foam Filled Handle, 1905mm Lg (75") | CABAC | CABAC (MANUFACTURER) | MSS-HPS-2100-FF-C | Active
000104502 | TRIMMER,TREE,POLE MOUNTED | Chainsaw, Pole Mounted, Hydraulic, Long Reach Chainsaw Foam Filled Handle, 1905mm Lg (75") | LEGEND | LEGEND POWER SYSTEMS | MSS-HPS-2100-FF-C | Active
000024293 | MAINTENANCE KIT,ELECTRONIC EQUIPMENT | Phase Identification Kit c/w 2 x Phase Id Non-Contact Receivers, 1 x Phase Id Transmitter & Accessory Lead Set, in Carry Bag, for LV use only | FUTUREPS | FUTUREPOINT SYSTEMS | PHASE-KIT | Active
000022605 | TESTER,ELECTRICAL LEAKAGE | PROVA 23, Power Harmonics & Leakage Tester, Measures Power Active W KW HP, Reactive VAR KVAR, Apparent VA KVA, Power Factor PF, Phase Angle, Energy WH | IPDGROUP | IPD GROUP LIMITED | OBIPROVA23 | Active
000022605 | TESTER,ELECTRICAL LEAKAGE | PROVA 23, Power Harmonics & Leakage Tester, Measures Power Active W KW HP, Reactive VAR KVAR, Apparent VA KVA, Power Factor PF, Phase Angle, Energy WH | TEN | THE ENERGY NETWORK (AUST) PTY LTD | OBIPROVA23 | Active
000022605 | TESTER,ELECTRICAL LEAKAGE | PROVA 23, Power Harmonics & Leakage Tester, Measures Power Active W KW HP, Reactive VAR KVAR, Apparent VA KVA, Power Factor PF, Phase Angle, Energy WH | RTE | RAPID-TECH EQUIPMENT PTY LTD | 23 | Active
001015092 | CONNECTOR SET,ELECTRICAL | Slip Base Connect Type, 2 Female & 2 Male Connectors c/w 2 Red & 2 Black Lengths of Heatshrink, 30mm Lg, Pack of 10 | VELNAH | VELNAH PTY LTD | CEA24BR1 | Active
001015092 | CONNECTOR SET,ELECTRICAL | Slip Base Connect Type, 2 Female & 2 Male Connectors c/w 2 Red & 2 Black Lengths of Heatshrink, 30mm Lg, Pack of 10 | MMELEC | MM ELECTRICAL MERCHANDISING | MME110242896 | Active
001015092 | CONNECTOR SET,ELECTRICAL | Slip Base Connect Type, 2 Female & 2 Male Connectors c/w 2 Red & 2 Black Lengths of Heatshrink, 30mm Lg, Pack of 10 | IDEALELE | IDEAL ELECTRICAL SUPPLIERS | MULTICONXP5442PKIT | Active
002497402 | CABINET,ELEC EQUIP | Outdoor Cubicle, Front/Rear Doors, Vents Top & Bottom, 600 x 600mm Base, 1220mm H c/w HD Shelf, 450 x 440mm, 19" 1RU, 2mm Zinc Seal, Dwgs 403-510 & 501-104 | ERNTEC | ERNTEC PTY LTD (MANUFACTURER) | 3506202 & 3505963 | Active
002499051 | STAND | Portable Access Rope Bollard, Sign Post, Galv Steel, Dwg S10024576-01, for Substations | EQLWS | EQL PROVISION OF WORKSHOP SERVICES | S10024576 | Active
002500171 | SCREW,TAPPING,THREAD CUTTING | Tek Screw, 12-14x 45mm, Countersunk, Sq Drive, Self Drilling Wing, Class 3, Metal, for Composite Poles | HOBSON | HOBSON ENGINEERING CO PTY LTD | T9PG3RQ1214045 | Active
002470276 | CONNECTOR ELBOW | Set of 3, 630A, Bolted, suit 33kV 1 Core 300mm2 Al, LAT, Insect Protected Cable c/w Crimp Lugs for CWS 120mm2 (scm) | NKT | NKT PTY LTD (AUSTRALIA) | 36-630-150-300EE | Active
002470276 | CONNECTOR ELBOW | Set of 3, 630A, Bolted, suit 33kV 1 Core 300mm2 Al, LAT, Insect Protected Cable c/w Crimp Lugs for CWS 120mm2 (scm) | NKT | NKT PTY LTD (AUSTRALIA) | NKT-2633120 | Active
000023422 | DUMMY CONNECTOR,PLUG | Type 6, suit Pfisterer Size 6 Cable Sockets | PFISTER | PFISTERER HOLDINGS | 827 706 013 | Active
002459980 | TAG,IDENTIFICATION | Pole Top Rescue Kit Replacement Tag, for new Kits with Contents List on Reverse Side, List Incl: Rescue Rope, Pole Strap, Controlled Descent Device, | HGHTDYNM | HEIGHT DYNAMICS | 9289 | Active
002467777 | TAG,IDENTIFICATION | Panduit Cable Tag, "CABLE SCREEN IS NOT EARTHED", S/Steel Gde 316, 89 x 19 x 0.25mm | PANDUIT | PANDUIT AUST PTY LTD | MMP350H | Active
002467785 | TAG,IDENTIFICATION | Panduit Cable Tag, "CABLE SCREEN IS EARTHED", S/Steel Gde 316, 89 x 19 x 0.25mm | PANDUIT | PANDUIT AUST PTY LTD | MMP350H | Active
002500544 | TAG,IDENTIFICATION | Main Earth Electrical Bond Tag 10 Jar, Earth Tag | NLS | NATIONAL LIGHT SOURCES | EARTHTAG | Active
002500544 | TAG,IDENTIFICATION | Main Earth Electrical Bond Tag 10 Jar, Earth Tag | SPARKY | SPARKY DIRECT | 9336700015855 | Active
002498905 | RELAY,PROTECTION | FW R302, Txf 3 Winding Biased Diff, OC & EF, 110-250VDC Pwr, 10/11 IO, 110VDC Ctrl, 3x3Ph 5A CT, 1xN 5A CT, Vert Flush, DNP3 over RS232 or 100BaseFX MM | SEL | SCHWEITZER ENGINEERING LAB PTY LTD | 07873EE1D1D1D76850430 | Active
002498921 | RELAY,PROTECTION | FW R302, Txf 3 Winding Biased Diff, OC & EF, 110-250VDC Pwr, 10/11 IO, 110VDC Ctrl, 2x3Ph 1A CT, 1x3Ph 5A CT, 1xN 5A CT, Vert Flush, DNP3 over RS232 or | SEL | SCHWEITZER ENGINEERING LAB PTY LTD | 07873EE1D1D1D76810430 | Active
002499093 | ENCLOSURE | for DC-DC Converter, 163 x 50.6 x 27.4mm 0.8mm Thk Steel, Silver | MINIBOX | MINI-BOX AUSTRALIA | ENC-DCDC-USB-200-MB | Active
002499093 | ENCLOSURE | for DC-DC Converter, 163 x 50.6 x 27.4mm 0.8mm Thk Steel, Silver | SHERRIFF | SHERRIFF ELECTRICAL P/L (WHOLESALERS) | ENC-DCDC-USB-200-MB | Active
002500395 | LEAD,TEST | Phantom Load Box Extension Lead, 20m Lg, 4 Core 1.5mm Cable c/w 4mm Retractable Male & Fixed Female Test Plugs | AMPLITUD | AMPLITUDE PTY LTD (396777) | CTTLEAD20M | Active
000022275 | CYLINDER,GAS | Empty Cylinder, Size G, for SF6 Cleaned/ Used Gas Purity > 97%, Apple Green Body, Golden Yellow Shoulder, Type 31 Valve, Bottle Strapped to Skid | CATALINA | CATALINA INDUSTRIES PTY LTD | G SIZE APPLE GREEN+GOLD YELLOW | Active
000023869 | CYLINDER,GAS | Empty Cylinder, 10kg, for SF6 Cleaned/ Used Gas Purity > 97%, Apple Green Body, Golden Yellow Shoulder, Type 31 Valve c/w Handle | CATALINA | CATALINA INDUSTRIES PTY LTD | 10KG APPLE GREEN+GOLD YELLOW | Active
000025352 | CYLINDER,GAS | Empty Cylinder, 10kg, for SF6 Used Contaminated Gas < 97%, Brown Body, Golden Yellow Shoulder, Type 31 Valve c/w Handle | CATALINA | CATALINA INDUSTRIES PTY LTD | 10KG BROWN+GOLD YELLOW | Active
000025354 | CYLINDER,GAS | Empty Cylinder, Size G, for SF6 Used Contaminated Gas < 97%, Brown Body, Golden Yellow Shoulder, Type 31 Valve | CATALINA | CATALINA INDUSTRIES PTY LTD | G SIZE BROWN+GOLD YELLOW | Active
002497212 | CYLINDER,GAS | Empty Cylinder, Size D (10kg) for SF6 Clean Gas, Apple Green Body & Shoulder, Type 31 Valve, 1 Bottle per Skid, Not for field use, for SF6 Recyclers to | CATALINA | CATALINA INDUSTRIES PTY LTD | G26 APPLE GREEN 10KG | Active
002498681 | LEAD,ELECTRICAL | Multiplexer Cable, PDH, 15m Lg, Avara sNGA Bus, 6 Pair Stub Cable c/w 3 x 7 Connector, Dwg 903187-14 | COMMTEL | COMMTEL NETWORK SOLUTIONS | CNS-STD-0203-15M | Active
000104528 | GRIP,CABLE,WOVEN | Sock, Cable Pulling, SWL 35kN, Swivel (scm) | SPECFORC | SPECIALISED FORCE PTY LTD | DCD00505030 | Active
000104528 | GRIP,CABLE,WOVEN | Sock, Cable Pulling, SWL 35kN, Swivel (scm) | SPECFORC | SPECIALISED FORCE PTY LTD | 00505-030 | Active
000105443 | DIE,COMPRESSION | Hex Crimp, 12T, Engraved 13.2mm A/F Al | TEN | THE ENERGY NETWORK (AUST) PTY LTD | K12-13.2-AL | Active
002408888 | BRACE,CROSSARM | Compression, RH, 75 x 75 x 6 x 2586 Lg, Galv Steel, Stamp with "IIN2408888", EE Dwg 906882-02(1) | ISM | ISM MANUFACTURING PTY LTD | ERGON-906882-02-01 | Active
002408953 | PLATE,METAL | Cover, 400mm Dia, Galv Steel, Stamp with "IIN 2408953" EE Dwg 907264-02 | ISM | ISM MANUFACTURING PTY LTD | ERGON-907264-02-400 | Active
002409233 | PLATE,METAL | Attachment Plate, 12mm Plate, Galv Steel, Stamp with "IIN 2409233" EE Dwg 916556-02 Item 101 | ISM | ISM MANUFACTURING PTY LTD | ERGON-916556-02-101 | Active
002432706 | RELAY,PROTECTION | Biased Differential 2 Winding, Extended 8/12 I/O, 24/48VDC, 5A Ph & 5A Neutral, 24V Control Voltage, 2 x REF Elements, DNP3 Communications Protocol | SEL | SCHWEITZER ENGINEERING LAB PTY LTD | 0387A011H22X311 | Active
002499853 | CLAMP,LIVE LINE | Blanket Clamp Peg, Small, Nylon, Rubber Glove Peg, 127mm Opening | SLINGCO | SLINGCO AUSTRALIA PTY LTD | ZPE10962 | Active
002499853 | CLAMP,LIVE LINE | Blanket Clamp Peg, Small, Nylon, Rubber Glove Peg, 127mm Opening | AMPLITUD | AMPLITUDE PTY LTD (396777) | ZPE10962 | Active
002500312 | FILTER | Water Absorbing Cartridge, Aquacon AC Series, 18" Lg, Buna-N Seal, 0.4 Micron Rating, removes Water & Dirt from Tx Oil, for PTU1000 Portable Filter Unit | PARKER | PARKER HANNIFIN CORP | AC-718P4D | Active
002500320 | FILTER | Water Absorbing Cartridge, Superdri SD Series, 18" Lg, Buna-N Seal, Open-End Cap, removes Dissolved Water from Tx Oil, for PTU1000 Portable Filter Unit | PARKER | PARKER HANNIFIN CORP | SD-718 | Active
002500635 | CHARGER,BATTERY | APS6-331 Subrack, 3G, 6RU, Fuse Fail, DCM20, SC300 Monitoring, LV Disconnect, 483 x 335 x 266.7mm, Excl MCB & Rectrs | EATONELE | EATON ELECTRIC SYSTEMS PTY LTD | APS6-331 | Active
002500635 | CHARGER,BATTERY | APS6-331 Subrack, 3G, 6RU, Fuse Fail, DCM20, SC300 Monitoring, LV Disconnect, 483 x 335 x 266.7mm, Excl MCB & Rectrs | POWERON | POWER ON AUSTRALIA PTY LTD | POA16084 | Active
002500726 | COVER,ELECTRICAL EQUIPMENT | CB 9mm Pole Fillers, DIN Mount, suit APS DC System, 10 Pack | POWERON | POWER ON AUSTRALIA PTY LTD | POA7706 | Active
002500734 | COVER,ELECTRICAL EQUIPMENT | CB 18mm Pole Fillers, DIN Mount, suit APS DC System, 10 Pack | POWERON | POWER ON AUSTRALIA PTY LTD | POA7707 | Active
002500742 | CIRCUIT BREAKER | MCB AZ, 63A, C-Curve, 1 Pole, 27mm, suit APS DC System | EATONELE | EATON ELECTRIC SYSTEMS PTY LTD | AZ-C63 | Active
002500742 | CIRCUIT BREAKER | MCB AZ, 63A, C-Curve, 1 Pole, 27mm, suit APS DC System | POWERON | POWER ON AUSTRALIA PTY LTD | POA18205 | Active
002500767 | CIRCUIT BREAKER | MCB AZ, 100A, C-Curve, 1 Pole, 27mm, suit APS DC System | EATONELE | EATON ELECTRIC SYSTEMS PTY LTD | AZ-C100 | Active
002500767 | CIRCUIT BREAKER | MCB AZ, 100A, C-Curve, 1 Pole, 27mm, suit APS DC System | POWERON | POWER ON AUSTRALIA PTY LTD | POA18201 | Active
002500791 | CIRCUIT BREAKER | MCB FAZ, 4A, C-Curve, 1 Pole, 18mm, suit APS DC System | EATONELE | EATON ELECTRIC SYSTEMS PTY LTD | FAZ-C4/1 | Active
002500791 | CIRCUIT BREAKER | MCB FAZ, 4A, C-Curve, 1 Pole, 18mm, suit APS DC System | POWERON | POWER ON AUSTRALIA PTY LTD | POA17072 | Active
002500825 | CIRCUIT BREAKER | MCB FAZ, 16A, C-Curve, 1 Pole, 18mm, suit APS DC System | EATONELE | EATON ELECTRIC SYSTEMS PTY LTD | FAZ-C16/1 | Active
002500825 | CIRCUIT BREAKER | MCB FAZ, 16A, C-Curve, 1 Pole, 18mm, suit APS DC System | POWERON | POWER ON AUSTRALIA PTY LTD | POA16970 | Active
002500874 | CIRCUIT BREAKER | MCB FAZ, 50A, C-Curve, 1 Pole, 18mm, suit APS DC System | EATONELE | EATON ELECTRIC SYSTEMS PTY LTD | FAZ-C50/1 | Active
002500874 | CIRCUIT BREAKER | MCB FAZ, 50A, C-Curve, 1 Pole, 18mm, suit APS DC System | POWERON | POWER ON AUSTRALIA PTY LTD | POA16975 | Active
002422830 | SHOTGUN STICK | Adaptor, Sunrise used in Shotgun Stick Kit | HYLEC | HYLEC ENERGY SOLUTIONS | GAAM1 | Active
002422830 | SHOTGUN STICK | Adaptor, Sunrise used in Shotgun Stick Kit | TEN | THE ENERGY NETWORK (AUST) PTY LTD | PLEGAAM1 | Active
002499929 | PROCESSOR,GATEWAY | Babel Buster, Modbus to SNMP Gateway, RS485, 10-30VDC, 100 x 70 x 60mm, DIN Rail Mount | CSM | CONTROL SOLUTIONS MINNESOTA | BB3-6101-V2C | Active
002499929 | PROCESSOR,GATEWAY | Babel Buster, Modbus to SNMP Gateway, RS485, 10-30VDC, 100 x 70 x 60mm, DIN Rail Mount | MADISON | MADISON TECHNOLOGIES PTY LTD | CS BB3-6101-V2C | Active
002400080 | SCREW,TAPPING,THREAD CUTTING | Self Drill, 7 x 25mm, Bugle HD, Phillips Recess (P1000) | CNWELEC | CNW ELECTRICAL PTY LTD | CLI357/25 | Active
002400080 | SCREW,TAPPING,THREAD CUTTING | Self Drill, 7 x 25mm, Bugle HD, Phillips Recess (P1000) | CLIPSAL | CLIPSAL (BY SCHNEIDER ELECTRIC) | CLI 357/25 | Active
002400081 | SCREW,TAPPING,THREAD CUTTING | Self Drill, 7 x 45mm, Bugle HD, Phillips Recess (P1000) | CNWELEC | CNW ELECTRICAL PTY LTD | CLI357/45 | Active
002400081 | SCREW,TAPPING,THREAD CUTTING | Self Drill, 7 x 45mm, Bugle HD, Phillips Recess (P1000) | CLIPSAL | CLIPSAL (BY SCHNEIDER ELECTRIC) | CLI 357/45 | Active
002400086 | SCREW,TAPPING,THREAD CUTTING | Self Drill, 1 x 40mm, 12 Gauge, 11 TP, Hex, Class 3, for Fixing to Timber (P1000) | BOLTMAST | BOLTMASTERS | Z60310194ICS | Active
002400086 | SCREW,TAPPING,THREAD CUTTING | Self Drill, 1 x 40mm, 12 Gauge, 11 TP, Hex, Class 3, for Fixing to Timber (P1000) | MMELEC | MM ELECTRICAL MERCHANDISING | HOBT9PW4FH1211040 | Active
002400086 | SCREW,TAPPING,THREAD CUTTING | Self Drill, 1 x 40mm, 12 Gauge, 11 TP, Hex, Class 3, for Fixing to Timber (P1000) | BOLTMAST | BOLTMASTERS | BUILDEXZ60310194ICS | Active
002400086 | SCREW,TAPPING,THREAD CUTTING | Self Drill, 1 x 40mm, 12 Gauge, 11 TP, Hex, Class 3, for Fixing to Timber (P1000) | BOLTMAST | BOLTMASTERS | Z603101941CS | Active
002402961 | SCREW,TAPPING,THREAD CUTTING | Self Drill, Forming, 20mm Lg, Flat CSK Phillips HD, Cadmium Plated, Steel # 7 (P1000) | CLIPSAL | CLIPSAL (BY SCHNEIDER ELECTRIC) | CLI 357/20B | Active
002402962 | SCREW,TAPPING,THREAD CUTTING | Self Drill, Forming, 50mm Lg, Flat CSK Phillips HD, Cadmium Plated, Steel # 7 (P100) | CLIPSAL | CLIPSAL (BY SCHNEIDER ELECTRIC) | CLI 357/50B | Active
002405925 | SCREW,TAPPING,THREAD CUTTING | Self Drill, Self Tap, 22mm Lg, 10 Gauge, Wafer HD (P1000) | HAYMANS | HAYMANS ELECTRICAL | CLI357WF22 | Active
002405925 | SCREW,TAPPING,THREAD CUTTING | Self Drill, Self Tap, 22mm Lg, 10 Gauge, Wafer HD (P1000) | CLIPSAL | CLIPSAL (BY SCHNEIDER ELECTRIC) | CLI 357WF22 | Active
002499416 | JUMPER BAR,TERMINAL BLOCK | Type V7, Centre Jumper, 10 Pole, 4mm Terminals, Push-in, Uninsulated, Screw Mount, Grey | SPRECHER | SPRECHER + SCHUH | V7-CJ610 | Active
002499440 | MARKER,IDENTIFICATION | Type V7, Marking System, Blank Tags, 6 x 12mm, White, Card of 100 | SPRECHER | SPRECHER + SCHUH | V7-SM6X12 | Active
002499465 | SWITCH,ROTARY | Isolator Switch, 690V, 25A, 2 Pos, 50/60Hz, 3P, 2.5 to 10mm2 Cable, 100 x 140 x 81 mm, Plastic, IP65, Padlock Locking, Grey c/w Blue Handle | SOCOMEC | SOCOMEC PTY LTD (MANUFACTURER) | ISO325PGS | Active
002499473 | SWITCH,PUSH | Emergency Stop, Pushbutton, 22.5mm, Twist Release, Non-Illuminated, Red, Surface Mounted | SPRECHER | SPRECHER + SCHUH | D7PMT34PX01 | Active
002499499 | MARKER,IDENTIFICATION | Emergency Stop Label Plate, for D7 E-Stop Push Switch, 60mm, Black Text on Yellow, Round | SPRECHER | SPRECHER + SCHUH | D7-15YE112 | Active
002499515 | CASE,SWITCH BOX | Enclosure, Vertical Socket Mounting Box, 4 Gang Material, 198 x 198 x 63mm, Surface Wall Mounted, PVC, IP66 | CLIPSAL | CLIPSAL (BY SCHNEIDER ELECTRIC) | CLI 56E4-GY | Active
002499515 | CASE,SWITCH BOX | Enclosure, Vertical Socket Mounting Box, 4 Gang Material, 198 x 198 x 63mm, Surface Wall Mounted, PVC, IP66 | CLIPSAL | CLIPSAL (BY SCHNEIDER ELECTRIC) | 56E4-GY | Active
002499523 | CONNECTOR ASSEMBLY,ELECTRICAL | Switched Socket Outlet, 15A, 250V, 50Hz, 3 Pole, 1P + N + E, 3 Flat Pin, IP66, Surface Mount | CLIPSAL | CLIPSAL (BY SCHNEIDER ELECTRIC) | CLI 56C315D-GY | Active
002499523 | CONNECTOR ASSEMBLY,ELECTRICAL | Switched Socket Outlet, 15A, 250V, 50Hz, 3 Pole, 1P + N + E, 3 Flat Pin, IP66, Surface Mount | CLIPSAL | CLIPSAL (BY SCHNEIDER ELECTRIC) | 56C315D-GY | Active
002499556 | SWITCH,LIQUID LEVEL | Vertical Mount Level Single Switch, NC, 32V, 0.5A, 8mm Powder Filled Stem, S/Steel Junction Box, M20 Cable Entry, 1" BPSM & SS Compression Fitting | CCPL | CONTROL COMPONENTS PTY LTD | CCS-1P-JB-SSM-1CF-340-ERG-NC | Active
002467959 | SENSOR,PRESSURE | UNIK 5000 Pressure Transmitter, 25mm S/Steel, 7 to 28V, 4 to 20mA 2-Wire PTX, Temp -20 to 80DegC, G1/4 Female, DIN 43650 Type A, Zero/Span Adjustable, IP65 | GE | GENERAL ELECTRIC COMPANY | PTX5072-TB-A1-CA-H0-PA | Active
002467959 | SENSOR,PRESSURE | UNIK 5000 Pressure Transmitter, 25mm S/Steel, 7 to 28V, 4 to 20mA 2-Wire PTX, Temp -20 to 80DegC, G1/4 Female, DIN 43650 Type A, Zero/Span Adjustable, IP65 | TFS | THERMO FISHER SCIENTIFIC | PTX5072-TB-A1-CA-H0-PA | Active
002498434 | MODULE | SCD6000, SCD5200, 3 Slot Card File | SCHNEIDR | SCHNEIDER PTY LTD (MANUFACTURER) | SY-2003102R | Active
002500643 | CHARGER,BATTERY | APS3 Solar Hybrid DC System, Solar Input Shunt, IOBGP-11 Qtrpt Mon, FAZ Load MCBs 1x 2A, 1x 4A, 5x 32A & 1x Aux, PLHT Batt MCBs 2x 63A, 1x 125A & 3x Aux | POWERON | POWER ON AUSTRALIA PTY LTD | POASTDSHS ERGON | Active
002500668 | CONTROL-DISPLAY UNIT | SC300 Monitor Module, System Controller, suit APS DC System | EATONELE | EATON ELECTRIC SYSTEMS PTY LTD | SC300 | Active
002500668 | CONTROL-DISPLAY UNIT | SC300 Monitor Module, System Controller, suit APS DC System | POWERON | POWER ON AUSTRALIA PTY LTD | POA16097 | Active
002500692 | SENSOR,TEMPERATURE | Dual, TS2-206, 3G IOB, 2+6m, RJ45, suit APS DC System | EATONELE | EATON ELECTRIC SYSTEMS PTY LTD | TS2-206 | Active
002500692 | SENSOR,TEMPERATURE | Dual, TS2-206, 3G IOB, 2+6m, RJ45, suit APS DC System | POWERON | POWER ON AUSTRALIA PTY LTD | POA16914 | Active
002500718 | COVER,ELECTRICAL EQUIPMENT | Recti?er Blanking Panel, suit APS DC System | POWERON | POWER ON AUSTRALIA PTY LTD | 744-A0688 | Active
002500809 | CIRCUIT BREAKER | MCB FAZ, 6A, C-Curve, 1 Pole, 18mm, suit APS DC System | EATONELE | EATON ELECTRIC SYSTEMS PTY LTD | FAZ-C6/1 | Active
002500809 | CIRCUIT BREAKER | MCB FAZ, 6A, C-Curve, 1 Pole, 18mm, suit APS DC System | POWERON | POWER ON AUSTRALIA PTY LTD | POA16968 | Active
002500841 | CIRCUIT BREAKER | MCB FAZ, 25A, C-Curve, 1 Pole, 18mm, suit APS DC System | EATONELE | EATON ELECTRIC SYSTEMS PTY LTD | FAZ-C25/1 | Active
002500841 | CIRCUIT BREAKER | MCB FAZ, 25A, C-Curve, 1 Pole, 18mm, suit APS DC System | POWERON | POWER ON AUSTRALIA PTY LTD | POA16972 | Active
002500858 | CIRCUIT BREAKER | MCB FAZ, 32A, C-Curve, 1 Pole, 18mm, suit APS DC System | EATONELE | EATON ELECTRIC SYSTEMS PTY LTD | FAZ-C32/1 | Active
002500858 | CIRCUIT BREAKER | MCB FAZ, 32A, C-Curve, 1 Pole, 18mm, suit APS DC System | POWERON | POWER ON AUSTRALIA PTY LTD | POA16973 | Active
002497055 | MARKER STRIP | Type ZB8, Number 61 to 70, Vertical, White, suit Terminal Block 8.2mm W, Pack of 10 | PHOENIX | PHOENIX CONTACT PTY LTD | 1052028:0061 | Active
002497055 | MARKER STRIP | Type ZB8, Number 61 to 70, Vertical, White, suit Terminal Block 8.2mm W, Pack of 10 | HAYMANS | HAYMANS ELECTRICAL | PHO1052028:0061 | Active
002498277 | HEADSET-MICROPHONE | SENA Expand Mesh Multi-Purpose Comms Headset, Boom Microphone, Bluetooth, Noise Cancellation, HD Speakers c/w USB-C Power & Data Cable | SENA | SENA TECHNOLOGIES INC | EXPAND-MESH | Active
002498277 | HEADSET-MICROPHONE | SENA Expand Mesh Multi-Purpose Comms Headset, Boom Microphone, Bluetooth, Noise Cancellation, HD Speakers c/w USB-C Power & Data Cable | AMPLITUD | AMPLITUDE PTY LTD (396777) | EXPAND-MESH | Active
002498285 | PARTS KIT,HEARING | SENA Expand Mesh Hygiene Kit, Replacement Boom Mic & Ear Pads, for Expand Mesh Multi-Purpose Headset | SENA | SENA TECHNOLOGIES INC | EXPAND-A0203 | Active
002498285 | PARTS KIT,HEARING | SENA Expand Mesh Hygiene Kit, Replacement Boom Mic & Ear Pads, for Expand Mesh Multi-Purpose Headset | AMPLITUD | AMPLITUDE PTY LTD (396777) | EXPAND-A0203 | Active
002405930 | SCREW,TAPPING,THREAD CUTTING | Self Drill, 40mm x 10g, Hi Tek, Wafer HD (P1000) | CLIPSAL | CLIPSAL (BY SCHNEIDER ELECTRIC) | TUFWAF1040 | Active
002405930 | SCREW,TAPPING,THREAD CUTTING | Self Drill, 40mm x 10g, Hi Tek, Wafer HD (P1000) | HAYMANS | HAYMANS ELECTRICAL | CLI357WF40 | Active
002405932 | SCREW,TAPPING,THREAD CUTTING | Self Drill, Self Tap, 50mm Lg, 8 Gauge, Gypfast Needlepoint (P1000) | BLKWOODJ | J BLACKWOOD & SONS LIMITED | 00959378 | Active
002405932 | SCREW,TAPPING,THREAD CUTTING | Self Drill, Self Tap, 50mm Lg, 8 Gauge, Gypfast Needlepoint (P1000) | COVENTRY | COVENTRY FASTENERS QLD | 8X50BSWSC | Active
002406596 | SCREW,TAPPING,THREAD CUTTING | Timber T17, 12/11 x 65mm, 5/16" HWF, Class 3 (maintenance) (P1000) | MMELEC | MM ELECTRICAL MERCHANDISING | O4262555 | Active
002406888 | SCREW,TAPPING,THREAD CUTTING | Timber T17, 12/11 x 25mm, 5/16" HWF, Class 3 (P1000) (scm) | MMELEC | MM ELECTRICAL MERCHANDISING | MSF17GHC1225 | Active
002479186 | GLOVES | Flying, Nomex, FR, Touch Screen Compatible, Size 12 | FHA | FLIGHT HELMETS AUSTRALIA | AV244-2 SIZE 12 | Active
002478808 | TERMINATION KIT,ELECTRICAL CABLE | Outdoor, 72kV, 630mm2, XLPE, Heatshrink | TECONN | TE CONNECTIVITY LTD | BM8613-000 | Active
000008727 | CABLE,POWER,ELECTRICAL | 0.6/1kV, 16mm2, Annealed Copper Conductor, 2 Core, Flat, XLPE Insluated, Black PVC Sheathed, 800m Drum, AS 5000.1, JTS 03-01-08 | MIDLAND | MIDLAND METALS OVERSEAS PTE LTD | MMO-2X16 CU X PVC BLK | Active
002478782 | CONVERSION KIT | Outdoor,72kV,630mm2, XLPE, u/w 150mm2 Self-Sup TERM, c/w Composite Insulator, APED 72kV P, CONT Stress Cone, Box Body, MTG Kit, K-TBXD 30 630 Top Bolt, JSA1 AL | NKT | NKT PTY LTD (AUSTRALIA) | APED 72 P 630 CONVERSION KIT | Active
002478832 | ENCLOSURE,ELECTRICAL BOX | Housing, Portable Protection Relay Cubicle,657 x 550 x 267.5mm, Aluminium, Dwg 123456-01 | ERNTEC | ERNTEC PTY LTD (MANUFACTURER) | 3534789 | Active
002500056 | RELAY,PROTECTION | FW 8.22, Tx 2 Winding Diff w/Volts, 10/12 IO, 24/250VDC Logic, 125-250VDC Pwr, 1/5A CT, 24/240V VT, DNP3 100BaseFX, MM LC Enet | CSEUNI | CSE UNISERVE PTY LTD | T60-UA3-HKH-F8N-H6P-M8L-U6T | Active
002500064 | RELAY,PROTECTION | FW 8.22, Tx 2 Winding Diff w/Volts, 10/12 IO, 24/250VDC Logic, 24-48VDC Pwr, 1/5A CT, 24/240V VT, DNP3 100BaseFX, MM LC Enet & IEC61850 | CSEUNI | CSE UNISERVE PTY LTD | T60-UA3-HKL-F8N-H6P-M8L-U6T | Active
002500072 | RELAY,PROTECTION | FW B7B, Fdr Mgt, OC EF & SEF, 16/7 IO, 48/110VDC Pwr, 1/5A CT, 100/120V VT, Flush/40TE, DNP 100BaseFX, MM LC Enet & IEC61850 | SCHNEIDR | SCHNEIDER PTY LTD (MANUFACTURER) | P142 21QCLM0B79L | Active
002500106 | RELAY,PROTECTION | FW K4A, Line Diff 2 Ended, 16/14 IO, 48/110VDC Pwr, 1/5A CT, 110V VT, 1300nm 1Ch, Flush/40TE, DNP 100BaseFX, MM LC Enet & IEC61850 | SCHNEIDR | SCHNEIDER PTY LTD (MANUFACTURER) | P543 21QBLM0K49M | Active
002500114 | RELAY,PROTECTION | FW K4A, Line Diff 2/3 Ended, 16/14 IO, 48/110VDC Pwr, 1/5A CT, 110V VT, 1300nm 2Ch, Flush/40TE, DNP 100BaseFX, MM LC Enet & IEC61850 | SCHNEIDR | SCHNEIDER PTY LTD (MANUFACTURER) | P543 21QCLM0K49M | Active
002500122 | RELAY,PROTECTION | FW K4A, Line Diff 2/3 Ended, 16/14 IO, 24/32VDC Pwr, 1/5A CT, 110V VT, 850nm 2Ch, Flush/40TE, DNP 100BaseFX, MM LC Enet & IEC61850 | SCHNEIDR | SCHNEIDER PTY LTD (MANUFACTURER) | P543 91QALM0K49M | Active
002500130 | RELAY,PROTECTION | FW K4A, Line Diff 2 Ended, 16/14 IO, 24/32VDC Pwr, 1/5A CT, 110V VT, 1300nm 1Ch, Flush/40TE, DNP 100BaseFX, MM LC Enet & IEC61850 | SCHNEIDR | SCHNEIDER PTY LTD (MANUFACTURER) | P543 91QBLM0K49M | Active
002500148 | RELAY,PROTECTION | FW K4A, Line Diff 2/3 Ended, 16/14 IO, 24/32VDC Pwr, 1/5A CT, 110V VT, 1300nm 2Ch, Flush/40TE, DNP 100BaseFX, MM LC Enet & IEC61850 | SCHNEIDR | SCHNEIDER PTY LTD (MANUFACTURER) | P543 91QCLM0K49M | Active
002500627 | CHARGER,BATTERY | APS3-331 Subrack, 3G, 3RU, Fuse Fail, DCM10, SC300 Monitoring, LV Disconnect, 483 x 315 x 134mm, Excl MCB & Rectrs | EATONELE | EATON ELECTRIC SYSTEMS PTY LTD | APS3-331 | Active
002500627 | CHARGER,BATTERY | APS3-331 Subrack, 3G, 3RU, Fuse Fail, DCM10, SC300 Monitoring, LV Disconnect, 483 x 315 x 134mm, Excl MCB & Rectrs | POWERON | POWER ON AUSTRALIA PTY LTD | POA16080 | Active
002500650 | SHUNT,INSTRUMENT | Shunt Assy, 300A/50mV, 2 x RJ45, suit APS DC System | EATONELE | EATON ELECTRIC SYSTEMS PTY LTD | CS300-A00 | Active
002500650 | SHUNT,INSTRUMENT | Shunt Assy, 300A/50mV, 2 x RJ45, suit APS DC System | POWERON | POWER ON AUSTRALIA PTY LTD | POA15213 | Active
000022460 | SIGN | Gravoply Clear Perspex, Legend NON-COMMISSIONED, 80 x 25 x 23mm, White with Black Text, 60 x 20mm, Dwg CCSTD-AR081-01, suit 1A Fuse Link | UTENGSGN | UTILITY ENGRAVING & SIGNS | LABEL GRAVOPLYY01 | Active
002499903 | RELAY,PROTECTION | 2 Term Line Diff, OC & EF, 14/25 IO Logic, 48/125VDC Pwr, 110VDC Ctrl, 1A Ph & 1A N, 110VAC Input, 4U Rack, 1300nm C37.94, DNP over RS485 or 100BaseFX Enet | SEL | SCHWEITZER ENGINEERING LAB PTY LTD | 0311L7JH0321325XX | Active
002499911 | RELAY,PROTECTION | 2 Term Line Diff, OC & EF, 14/25 IO Logic, 48/125VDC Pwr, 110VDC Ctrl, 5A Ph & 5A N, 110VAC Input, 4U Rack, 1300nm C37.94, DNP over RS485 or 100BaseFX Enet | SEL | SCHWEITZER ENGINEERING LAB PTY LTD | 0311L7JH0325325XX | Active
000025052 | CUTTER,CABLE,POWERED | Izumi Battery Powered, 18V Series 7, Cuts up to 50mm Non-Ferrous Cable & 21mm Hard Cu, Skin Only, c/w Milwaukee Adaptor | IZUMI | IZUMI PRODUCTS (MANUFACTURER) | S7-K50M-EQ | Active
000025052 | CUTTER,CABLE,POWERED | Izumi Battery Powered, 18V Series 7, Cuts up to 50mm Non-Ferrous Cable & 21mm Hard Cu, Skin Only, c/w Milwaukee Adaptor | SPECFORC | SPECIALISED FORCE PTY LTD | S7-K50M-EQ | Active
001140819 | LAMP,MERCURY VAPOUR | 50W, Diffuse Bulb Fluorescent, E27 Cap, JTS 05-01-01, JBP 2010/0444/T (P40)(scm) | SYLVANIA | SYLVANIA SCHREDER | 645001 | Phasing
001140823 | LAMP,MERCURY VAPOUR | 80W, Diffuse Bulb Fluorescent, E27 Cap, JTS 05-01-01, JBP 2010/0444/T (P40)(scm) | SYLVANIA | SYLVANIA SCHREDER | 645002 | Phasing
001140827 | LAMP,MERCURY VAPOUR | 125W, Diffuse Bulb Fluorescent, E27 Cap, JTS 05-01-01, JBP 2010/0444/T (P40)(scm) | SYLVANIA | SYLVANIA SCHREDER | 654610 | Phasing
001140843 | LAMP,MERCURY VAPOUR | 250W, Diffuse Blub Fluorescent, E40 Cap, JTS 05-01-01, JBP 2010/0444/T (P12) | SYLVANIA | SYLVANIA SCHREDER | 645003 | Phasing
001140851 | LAMP,MERCURY VAPOUR | 400W, Diffuse Blub Fluorescent, E40 Cap, JTS 05-01-01, JBP 2010/0444/T (P12) | SYLVANIA | SYLVANIA SCHREDER | 654822 | Phasing
001140878 | LAMP,MERCURY VAPOUR | 700W, Colour Corrected, Type MBF/U | EYELIGHT | EYE LIGHTING AUSTRALIA PTY LTD | 110235-HF700PD(GES)E40 700W | Phasing
002401940 | LAMP,MERCURY VAPOUR | 250W, GES Reflector Back, suit Eyelight Watchman Floodlight (P12) | EYELIGHT | EYE LIGHTING AUSTRALIA PTY LTD | 110310-HRF250PD(GES)E40 250W | Phasing
002401941 | LAMP,MERCURY VAPOUR | 400W, Hard Glass Exterior Reflector E40 Cap, for Watchman Flood Light (P6) | EYELIGHT | EYE LIGHTING AUSTRALIA PTY LTD | 110315-HRF400PD(GES)E40 400W | Phasing
000023777 | SLEEVE,COMPRESSION | FT, Mercury 7/4.50 AAC, Wasp 7/0.173, Hex Die 21.0mm A/F, Al, AS1154-1 | PLP | PREFORMED LINE PRODUCTS (AUST) | CMSA-135 | Active
002497378 | BIT,ROCK DRILL | Milwaukee SDS Plus Vacuum Drill Bit, 12 x 325mm, for Silica Dust Extraction, suit M-Class 30L Vacuum | MILWAUKE | MILWAUKEE POWER TOOLS | 4932459283 | Active
002497378 | BIT,ROCK DRILL | Milwaukee SDS Plus Vacuum Drill Bit, 12 x 325mm, for Silica Dust Extraction, suit M-Class 30L Vacuum | C&LTOOL | C&L TOOL CENTRE | MILWA4932459283 | Active
002497386 | BIT,ROCK DRILL | Milwaukee SDS Plus Vacuum Drill Bit, 18 x 360mm, for Silica Dust Extraction, suit M-Class 30L Vacuum | MILWAUKE | MILWAUKEE POWER TOOLS | 4932459286 | Active
002497386 | BIT,ROCK DRILL | Milwaukee SDS Plus Vacuum Drill Bit, 18 x 360mm, for Silica Dust Extraction, suit M-Class 30L Vacuum | C&LTOOL | C&L TOOL CENTRE | MILWA4932459286 | Active
000020267 | SUNSCREEN PREPARATION | Hamilton, SPF 50+, 200ml Pump Action Spray Bottle, Non-Greasy, Approx 4hr Water Resistant | ATOMSUPP | ATOM SUPPLY GROUP P/L | 210666 | Active
000020267 | SUNSCREEN PREPARATION | Hamilton, SPF 50+, 200ml Pump Action Spray Bottle, Non-Greasy, Approx 4hr Water Resistant | ALPHAFAS | ALPHA FIRST AID SUPPLIES | 510019 | Active
000020267 | SUNSCREEN PREPARATION | Hamilton, SPF 50+, 200ml Pump Action Spray Bottle, Non-Greasy, Approx 4hr Water Resistant | ATOMSUPP | ATOM SUPPLY GROUP P/L | 236517 | Active
000020267 | SUNSCREEN PREPARATION | Hamilton, SPF 50+, 200ml Pump Action Spray Bottle, Non-Greasy, Approx 4hr Water Resistant | BLKWOODJ | J BLACKWOOD & SONS LIMITED | 10903617/10786 | Active
002472207 | SUNSCREEN PREPARATION | Hamilton Sensitive; 265 ml; SPF 50+; 4hr water resistant; low allergy; reef safe | ALPHAFAS | ALPHA FIRST AID SUPPLIES | 510031 | Active
000021310 | CLAMP,CABLE | IPC Connector, Insulated, Multi-Service LV ABC Main, FRP Black Body, Red Id Plate, 35 to 95mm2 Mains, 4 x 6-35mm2 Taps, Pack of 10 | SICAME | SICAME AUSTRALIA PTY LTD | MSCI/3595XE RED | Active
000021311 | CLAMP,CABLE | IPC Connector, Insulated, Multi-Service LV ABC Main, FRP Black Body, White Id Plate, 35 to 95mm2 Mains, 4 x 6-35mm2 Taps, Pack of 10 | SICAME | SICAME AUSTRALIA PTY LTD | MSCI/3595XE WHITE | Active
000021312 | CLAMP,CABLE | IPC Connector, Insulated, Multi-Service LV ABC Main, FRP Black Body, Blue Id Plate, 35 to 95mm2 Mains, 4 x 6-35mm2 Taps, Pack of 10 | SICAME | SICAME AUSTRALIA PTY LTD | MSCI/3595XE BLUE | Active
002405274 | CLAMP,CABLE | IPC Connector, Multi-Service Bare Al Main, FRP Black Body, Black Id Plate, 50 to 150mm2 Mains, 4 x 6-35mm2 Taps c/w S/Steel Fasteners, Pack of 10 | SICAME | SICAME AUSTRALIA PTY LTD | MSCA/50150X | Active
000104624 | END CAP,EARTH ROD | End Protector, suit Rods 12 to 20mm Dia, Pack of 100 | LYNDON | LYNDON AGENCIES | 1220REOSOCKS | Active
002500080 | RELAY,PROTECTION | FW B7B, Fdr Mgt, OC EF & SEF, 16/7 IO, 24/32VDC Pwr, 1/5A CT, 100/120V VT, Flush/40TE, DNP 100BaseFX, MM LC Enet & IEC61850 | SCHNEIDR | SCHNEIDER PTY LTD (MANUFACTURER) | P142 91QCLM0B79L | Active
002500098 | RELAY,PROTECTION | FW K4A, Line Diff 2/3 Ended, 16/14 IO, 48/110VDC Pwr, 1/5A CT, 110V VT, 850nm 2Ch, Flush/40TE, DNP 100BaseFX, MM LC Enet & IEC61850 | SCHNEIDR | SCHNEIDER PTY LTD (MANUFACTURER) | P543 21QALM0K49M | Active
000022534 | TEST KIT | Digital Micro Ohm Meter Kit, 4 Terminal, 240V Mains or Battery Powered, 10A Test Current, Range 0.1 to 2500 micro-ohm | MEGGER | MEGGER LIMITED PTY | DLRO10HD-EX | Active
002500924 | RELAY,PROTECTION | M871  NS0273 Capacitor Voltage Transformer Monitor IED, 1/5A AC Nom 24-250V DC Aux, RS485 & 100 Base FX Fibre Comms | ADAPTAUS | ADAPT AUSTRALIA PTY LTD | M871280YF12C | Active
002454189 | DYNAMOMETER,ELECTRONIC | Tension Load Cell, 1000kg Capacity, 90 x 220mm, LCD Screen, IP65 | SPECFORC | SPECIALISED FORCE PTY LTD | INDUSTRIAL-1 | Active
002454189 | DYNAMOMETER,ELECTRONIC | Tension Load Cell, 1000kg Capacity, 90 x 220mm, LCD Screen, IP65 | TRACTEL | TRACTEL GROUP | LLX1-1 | Active
002454189 | DYNAMOMETER,ELECTRONIC | Tension Load Cell, 1000kg Capacity, 90 x 220mm, LCD Screen, IP65 | SPECFORC | SPECIALISED FORCE PTY LTD | LLX1-1 | Active
002498913 | RELAY,PROTECTION | FW R302, Txf 3 Winding Biased Diff, OC & EF, 110-250VDC Pwr, 10/11 IO, 110VDC Ctrl, 3x3Ph 1A CT, 1xN 1A CT, Vert Flush, DNP3 over RS232 or 100BaseFX MM | SEL | SCHWEITZER ENGINEERING LAB PTY LTD | 07873EE1D1D1D72810430 | Active
002498947 | RELAY,PROTECTION | FW R210-V3, Txf 2 Winding Biased Diff, OC & EF, 110-250VDC Pwr, 10/11 IO, 110VDC Ctrl, 2x3Ph 1A CT, 1xN 1A CT, Vert Flush, DNP3 over RS485 or 100BaseT | SEL | SCHWEITZER ENGINEERING LAB PTY LTD | 0787EX1D1D1D71810330 | Active
002406999 | SHUNT,INSTRUMENT | RIV Ball & Socket Type White, S'Line, Cat # 8505B | TEN | THE ENERGY NETWORK (AUST) PTY LTD | 8505B | Active
002461713 | BLADE,KNIFE | Replacement Blade, 50mm Lg, S/Steel, Cad Plated, suit Safety Flat Linemans Knife Thew & McCann | THEWMCCA | TMAC THEW & MCCANN GROUP | 2461713 | Phasing
002461713 | BLADE,KNIFE | Replacement Blade, 50mm Lg, S/Steel, Cad Plated, suit Safety Flat Linemans Knife Thew & McCann | THEWMCCA | TMAC THEW & MCCANN GROUP | TM10270 | Phasing
000019817 | CLAMP,SUSPENSION | Downlead Cushion, OPGW 9.5 to 11.8mm Dia Cable Range, for Wood Poles c/w Coach Screw & Sq Washer | PLP | PREFORMED LINE PRODUCTS (AUST) | OFDLC-8003041 | Active
000019817 | CLAMP,SUSPENSION | Downlead Cushion, OPGW 9.5 to 11.8mm Dia Cable Range, for Wood Poles c/w Coach Screw & Sq Washer | TEN | THE ENERGY NETWORK (AUST) PTY LTD | OPGW-DL-10-WS | Active
002461770 | CLAMP,SUSPENSION | ADSS 96 Optical Fibre Cable, suit Short Spans, 15.0-15.99 Dia c/w Cushioning Insert (scm) | PLP | PREFORMED LINE PRODUCTS (AUST) | OFDSC-150155-3 | Active
002494235 | CLAMP,SUSPENSION | Armour Grip Double c/w Structural Rods & Earth, suit 9.6mm SFPOC/SFSJ-12509 OPGW | MOSGRAPH | MOSDORFER GRAPH | KMHY01E254-A | Active
002494284 | SENSOR,TEMPERATURE | PT100, Threaded Temperature Probe, M6 x 12mm Thread, 316 S/Steel, 200DegC Max, 500Vdc, 2m/3 Core Teflon Cable, u/w RTD Temperature Transmitter | APCS | ANALOGUE PROCESS CONTROL SERVICE (MANU) | PR507 | Active
000019820 | CLAMP,SUSPENSION,ELEC CONDUCTOR | OPGW Suspension Single, 10.63 to 11.15mm Dia Cable Range, Colour Code Black, Left Hand Lay, for OPGW Installation c/w S-070-1, TET-070, OFCTT-64971, | PLP | PREFORMED LINE PRODUCTS (AUST) | OPGWSS-1063LC-EN | Active
000020672 | CLAMP | Dielectric Suspension/Support Clamp, Short Span, 12mm to 12.6mm Dia Cable Range | PLP | PREFORMED LINE PRODUCTS (AUST) | OFFDS2-120129 | Active
000021764 | GRIP,DEADEND | Dielectric, Short Span, ADSS 12.4 to 12.90mm Dia Range | PLP | PREFORMED LINE PRODUCTS (AUST) | ADSSTS-124-SG-EN | Active
002497287 | SPLICE ENCLOSURE,FIBRE OPTIC | OPGW c/w Entry Glands & Nipples for 1 x 14.0 OD, SFPOC 72F SMOF OPGW & 1 x 11.0 OD, SFPOC 72F SMOF OPGW, 3 x Splice Cassette, Tower/Pole Mount | OPTICAL | OPTICAL FIBRE SYSTEMS PTY LTD | OFS-1080-3-B00A-8173-008-160 | Active
002497295 | CLAMP,SUSPENSION,ELEC CONDUCTOR | Double Armour-Grip Suspension Assy, suit 11.1mm c/w Yoke Plate | PLP | PREFORMED LINE PRODUCTS (AUST) | OFAGS-4300203L-ER | Active
000025127 | CLEANER,VACUUM | Milwaukee, M18 Wet/Dry Vacuum, 7.5 Ltr, 18V, Built in Blower Port, HEPA Filter, On-Board Accessory & Hose Storage, Skin Only | MILWAUKE | MILWAUKEE POWER TOOLS | M18WDV-0 | Active
000025127 | CLEANER,VACUUM | Milwaukee, M18 Wet/Dry Vacuum, 7.5 Ltr, 18V, Built in Blower Port, HEPA Filter, On-Board Accessory & Hose Storage, Skin Only | C&LTOOL | C&L TOOL CENTRE | MILWTM18WDV-0 | Active
002472785 | CLEANER,VACUUM | Milwaukee, M12 Cordless Compact Hand Vacuum, 12V, 470mm c/w Crevice Tool, Extension Nozzle, Extension Wand, Filter Assembly & Utility Nozzle, Skin Only | MILWAUKE | MILWAUKEE POWER TOOLS | M12HV-0 | Active
002472785 | CLEANER,VACUUM | Milwaukee, M12 Cordless Compact Hand Vacuum, 12V, 470mm c/w Crevice Tool, Extension Nozzle, Extension Wand, Filter Assembly & Utility Nozzle, Skin Only | C&LTOOL | C&L TOOL CENTRE | MILWTM12HV-0 | Active
002434892 | BAG,VACUUM CLEANER | Hepa-Flo Replacement Dust Bags, suit Numatic HZQ200 & HZQ190, H Class Vacuum, for Asbestos Handling Kit & SF6 Response Kit (P10) | ALLENS | ALLENS INDUSTRIAL PRODUCTS | NVM1CH | Active
002498707 | INVERTER,POWER,STATIC | PixiiBox, Bi-direction AC/DC Converter, 3.3kW, 230VAC Nom, 48VDC Nom, for Ground & Pole Mount LV BESS Cabinets | PIXII | PIXII AUSTRALIA PTY LTD | 1200 | Active
002498707 | INVERTER,POWER,STATIC | PixiiBox, Bi-direction AC/DC Converter, 3.3kW, 230VAC Nom, 48VDC Nom, for Ground & Pole Mount LV BESS Cabinets | PIXII | PIXII AUSTRALIA PTY LTD | 48/3300 | Active
000023776 | SLEEVE,COMPRESSION | FT, Fly, 7/0.134 AAC (7/3.40), 18.0mm A/F, Al, AS1154-1 | PLP | PREFORMED LINE PRODUCTS (AUST) | CMSA-102 7/3.40 AAC | Active
002478683 | CONVERTER,FREQUENCY,STATIC | AFLC CPU Board, suits Enermet/L&G SFU-K 102, 203 503 | LANDIS | LANDIS GYR (AUST) PTY LTD | 170.196.00000 | Active
002478691 | CONVERTER,FREQUENCY,STATIC | AFLC CPU Board, Suits Enermet/L&G SFU-K 303, 403 | LANDIS | LANDIS GYR (AUST) PTY LTD | 170.196.00001 | Active
000022485 | METER,WATTHOUR | Prog Id 10E227, Mk10E, 3Ph, 4 Wire/ 3 Wire, 63.5/240VAC, 5-20A CT Aux Supply Class 0.5, Powered Comms Port, Metering Dynamics Label | EDMI | EDMI PTY LTD | 1E00-23H0-611-27-F12-201300-03 | Active
002479095 | ANALYSER,POWER QUALITY | Kit, CAT IV-600V, 1A-500/3000A, PQ45 Power Quality Data Recorder with 4G Upgrade c/w Antenna 4G 1m Cable, Rubber Holster & Strap, 4 x 500/3000A High | CHK | CHK POWER QUALITY PTY LTD | 1APQ45-S/UP-4G C/W ANT | Active
002479194 | CAP,UTILITY | Flight Helmet Skull Cap, Cotton, Size S | FHA | FLIGHT HELMETS AUSTRALIA | 95302 | Active
002480945 | STRAINER ELEMENT,SEDIMENT | Evac Bag, 200 Micron Prefilter, u/w Waste Water Filter Unit | SIMTECH | SIMTECH PTY LTD | EVB+200 | Active
002479681 | PLIERS | Slip-Joint Adjustable, 250mm Lg, 1000V Insulated | SIBILLE | SIBILLE FAMECA ELECTRIC (MANUFACTURER) | MS8 250 | Active
002478741 | TERMINATION KIT,ELECTRICAL CABLE | LV, 4C Al to OH Bundle Box + Neutral, c/w Mechanical Lugs, Breakout Boot, Heatshrinks, & Instructions | LEGEND | LEGEND POWER SYSTEMS | UGOH001-95-240EQ | Active
000007127 | CABLE,POWER,ELECTRICAL | 0.6/1kV, 4mm2, Annealed Copper Conductor, 2 Core, Flat, XLPE Insluated, Black PVC Sheathed, 1000m Drum, AS 5000.1, JTS 03-01-08 | MIDLAND | MIDLAND METALS OVERSEAS PTE LTD | MMO-2X4 CU X PVC BLK | Active
002479210 | CAP,UTILITY | Flight Helmet Skull Cap, Cotton, Size L | FHA | FLIGHT HELMETS AUSTRALIA | 95304 | Active
002479228 | CAP,UTILITY | Flight Helmet Skull Cap, Cotton, Size XL | FHA | FLIGHT HELMETS AUSTRALIA | 95305 | Active
002478634 | JOINT,ELECTRICAL CABLE,UNDERGROUND | Straight Joint Slip-on Type, 66kV,400- 630mm2, c/w Screen Separation SME 72-S, Size 36 with Inner Metallic Housing and Outer GRP Housing (Resin Filled), | NKT | NKT PTY LTD (AUSTRALIA) | SME 72-S | Active
002478972 | COUPLER,ANTENNA | P25, Receiving Multicoupler, Hi Band VHF | POLARELE | POLAR ELECTRONIC INDUSTRIES PTY LTD | SA2C-8QAN | Active
002481281 | TERMINATION KIT,ELECTRICAL CABLE | Outdoor, 38/66kV, 1C, 300mm2 Stranded Compacted Circ WB Cu, XLPE/WBT/CAS/ LLDPE/Nyl/MDPE, Graphite Coating | CBLGRID | CABLE GRID AUSTRALIA PTY LTD | CG-2481281-S1923-4 | Active
002481281 | TERMINATION KIT,ELECTRICAL CABLE | Outdoor, 38/66kV, 1C, 300mm2 Stranded Compacted Circ WB Cu, XLPE/WBT/CAS/ LLDPE/Nyl/MDPE, Graphite Coating | BRUGG | BRUGG CABLES (MANUFACTURER) | S1923-4-300 | Active
002484400 | CABLE,POWER,ELECTRICAL | U/Ground, 76/132kV, 1C, 400mm2 Stranded Compacted Circ WB Cu, XLPE/WBT/ CorrCu Sheath(40kA/0.5Sec)/MDPE, Graphite Coating | KEI | KEI INDUSTRIES LIMITED | EHV-ECB036 - ITEM27 | Active
000019689 | JOINT BOX,ELECTRIC CABLE | Earth Link Box, 110kV Cable System, Sheath Earth Cross Bonding c/w 240mm2 Cu XLPE Insulated Concentric Bonding Lead Connections c/w 3 x 4.5kV SVL's, 316 S/S | INSULECT | INSULECT AUSTRALIA PTY LTD | 21192 | Active
000104782 | HOT LINE STICK | Insulating Stick, 1.2m x 32mm Dia c/w Sunrise Fitting & Butt Cap, Std IEC60855 | THEWMCCA | TMAC THEW & MCCANN GROUP | U3212 | Active
000105087 | HOT LINE STICK | Roller Link Stick, 32mm Fibreglass Insert, 500mm Lg Overall | CABLEACC | CABLE ACCESSORIES (AUST) | H4714E/500 | Active
002406870 | HOT LINE STICK | 1200mm Lg Sections c/w Carry Case, 1 x Universal Section, 3 x Ext Sections, Fuse Remover, Base Cap, Disconnect Hook, Universal Adapter & Hand Guard | TEN | THE ENERGY NETWORK (AUST) PTY LTD | TENK026 | Active
002406870 | HOT LINE STICK | 1200mm Lg Sections c/w Carry Case, 1 x Universal Section, 3 x Ext Sections, Fuse Remover, Base Cap, Disconnect Hook, Universal Adapter & Hand Guard | SPECFORC | SPECIALISED FORCE PTY LTD | HF546-4/KIT | Active
002437473 | SWITCHGEAR | RMU, 36kV, 3 x Feeder Switch c/w Mounting Plinth & Outdoor Enclosure, JTS 06-08-01 | ABBAUST | ABB AUSTRALIA PTY LTD | 5811982 | Active
000020709 | SWITCH,FUSE GEAR | Magnefix, Replacement Single Phase Switch Cap for Hazemeyer Type RMUs, Shelf life 20 years. | EATONELE | EATON ELECTRIC SYSTEMS PTY LTD | 2683.497 | Active
000020710 | SWITCH,FUSE GEAR | Magnefix 11kV, Hazemeyer, Single to 3 Ph Conversion Kit, c/w Bridging Handle & Instalationl Hardware, for Replacing Damaged/Degraded 3 Ph Ganging | EATONELE | EATON ELECTRIC SYSTEMS PTY LTD | 913.1010 | Active
002499044 | KARABINER | Triplock, Small, Steel, 50kN | HGHTDYNM | HEIGHT DYNAMICS | VCT A430TBZO | Active
000019161 | STRAP,RETAINING | Straight Line Pole Strap, 4m Lg, Green c/w Adjust Buckle & Protective Flap, 10 Year Shelf Life | TEN | THE ENERGY NETWORK (AUST) PTY LTD | 10HEID0417-DB01 | Active
000019161 | STRAP,RETAINING | Straight Line Pole Strap, 4m Lg, Green c/w Adjust Buckle & Protective Flap, 10 Year Shelf Life | HGHTDYNM | HEIGHT DYNAMICS | VAIPOLEEN24NZANSI | Active
002500239 | DISCONNECTOR,HIGH VOLTAGE | 36kV, High Structure only, S10015453-01 | INSULECT | INSULECT AUSTRALIA PTY LTD | DSC08840-02 | Active
002472215 | SUNSCREEN PREPARATION | Hamilton Active Family; 250 ml; SPF 50+ 4hr water resistant; reef safe | ALPHAFAS | ALPHA FIRST AID SUPPLIES | 510030 | Active
002472223 | SUNSCREEN PREPARATION | Hamilton Active Family; 500 ml; SPF 50+ 4hr water resistant; reef safe | ALPHAFAS | ALPHA FIRST AID SUPPLIES | 510032 | Active
002416600 | SCREWDRIVER,CROSS TIP | 5 x 100, Insulated 1000V, for Insulated Tool Kit (Phillips Head) | HYLEC | HYLEC ENERGY SOLUTIONS | IC18DB-5X100 | Active
002416600 | SCREWDRIVER,CROSS TIP | 5 x 100, Insulated 1000V, for Insulated Tool Kit (Phillips Head) | TEN | THE ENERGY NETWORK (AUST) PTY LTD | CRU-5X100 | Active
002416618 | SCREWDRIVER,CROSS TIP | 6 x 125, Insulated 1000V, for Insulated Tool Kit (Phillips Head) | HYLEC | HYLEC ENERGY SOLUTIONS | RL2-PH-6X125 | Active
002416618 | SCREWDRIVER,CROSS TIP | 6 x 125, Insulated 1000V, for Insulated Tool Kit (Phillips Head) | TEN | THE ENERGY NETWORK (AUST) PTY LTD | CRU-6X125 | Active
002416626 | SCREWDRIVER,CROSS TIP | 8 x 150, Insulated 1000V (Phillips Head) | HYLEC | HYLEC ENERGY SOLUTIONS | IC18DB-8X150 | Active
002416626 | SCREWDRIVER,CROSS TIP | 8 x 150, Insulated 1000V (Phillips Head) | TEN | THE ENERGY NETWORK (AUST) PTY LTD | CRU-8X150 | Active
000022082 | SETSCREW | M5, 40mm Lg, Fillister Head, Phillips Screw Type, Nylon, Non-Conductive, used for Top Screw to Hang Meters | HOBSON | HOBSON ENGINEERING CO PTY LTD | MS66BPM050040 | Active
000429076 | GRIP,DEADEND | FT, Helical, for AAC & AAAC, 19/3.75, Pluto & Neon, 18.8mm Conductor Dia, Colour Code Black | PLP | PREFORMED LINE PRODUCTS (AUST) | AFG-188-CL | Active
000429211 | GRIP,DEADEND | FT, Helical, for HDBC, 7/2.00, (7/.080 Imp), 6mm Conductor Dia, Colour Code Yellow | TECONN | TE CONNECTIVITY LTD | FCD0600-0630-6 | Active
000429211 | GRIP,DEADEND | FT, Helical, for HDBC, 7/2.00, (7/.080 Imp), 6mm Conductor Dia, Colour Code Yellow | PLP | PREFORMED LINE PRODUCTS (AUST) | CFG-060 | Active
000429238 | GRIP,DEADEND | FT, 7/2.75 HDBC (P30) | PLP | PREFORMED LINE PRODUCTS (AUST) | CFG-083 | Active
000429246 | GRIP,DEADEND | FT, 19/.083 HDBC (Imp) Colour Code Yellow (P20) | PLP | PREFORMED LINE PRODUCTS (AUST) | CFG-100-CL | Active
000429351 | GRIP,DEADEND | FT, 3/2.75 SC/GZ, 3/12 Steel (P50) (scm) | PLP | PREFORMED LINE PRODUCTS (AUST) | GFG-055ER | Active
000430082 | GRIP,DEADEND | FT, Helical, for AAC & AAAC, 7/3.75, Mars & Garnet, 11.25mm Conductor Dia, Colour Code Black | TECONN | TE CONNECTIVITY LTD | FAD1080-1130-6 | Active
000430082 | GRIP,DEADEND | FT, Helical, for AAC & AAAC, 7/3.75, Mars & Garnet, 11.25mm Conductor Dia, Colour Code Black | PLP | PREFORMED LINE PRODUCTS (AUST) | AFG-113-CL | Active
000481902 | GRIP,DEADEND | FT, 7/2.00 SC/GZ (P50) | TECONN | TE CONNECTIVITY LTD | FGD0595-0620-5 | Active
000481902 | GRIP,DEADEND | FT, 7/2.00 SC/GZ (P50) | PLP | PREFORMED LINE PRODUCTS (AUST) | GFG-060-CL | Active
002494219 | GRIP,DEADEND | OPGW Conductor Range 8.5 to 9.7mm c/w Earth Wire & Clamp, Clevis Thimble, Ext Link & Bow Shackle | MOSGRAPH | MOSDORFER GRAPH | KMAY01E367 | Active
000104198 | CLAMP | 1 Piece Half Clamp c/w 2 x 6mm Dia, 1 x 16mm Dia & 2 x 10mm Dia Holes, 110mm Lg Overall, 80mm Hole Centres, Plastic, for Slip-base Mounted Poles | VELNAH | VELNAH PTY LTD | CEA24BR3 | Active
000104198 | CLAMP | 1 Piece Half Clamp c/w 2 x 6mm Dia, 1 x 16mm Dia & 2 x 10mm Dia Holes, 110mm Lg Overall, 80mm Hole Centres, Plastic, for Slip-base Mounted Poles | MMELEC | MM ELECTRICAL MERCHANDISING | IND01-CCBY1/2 | Active
000104198 | CLAMP | 1 Piece Half Clamp c/w 2 x 6mm Dia, 1 x 16mm Dia & 2 x 10mm Dia Holes, 110mm Lg Overall, 80mm Hole Centres, Plastic, for Slip-base Mounted Poles | MADISON | MADISON TECHNOLOGIES PTY LTD | CCBPPSYASK | Active
000406265 | CLAMP | Band # 4, to attach Xarms, Transformers, etc to Concrete Poles, CA Dwg 905379-02 (scm) | ADNOUGHT | ADNOUGHT SHEETMETAL FABRICATIONS | REFRFQ2092 | Active
002497428 | STEP,POLE | Through Bolt, M16 Dia, for Composite Poles, Dwg PD375-2 | GREGSF | GREG SEWELL FORGINGS PTY LTD | M07180 | Active
002500296 | KEY,SOCKET HEAD SCREW | Allen Hex Bit, 8mm, 19mm Lg min, 1/2" Drive Impact for Shear Off | NEXANS | NEXANS GROUP | IT4581 | Active
000019091 | STRAND,WIRE | Stay Wire, 7/2.75mm SC/GZ, Galv Steel, 20m Coil, UTS 1310MPa, JTS 03-03-01 (scm) | MIDLAND | MIDLAND METALS OVERSEAS PTE LTD | MMO-SC/GZ 7/2.75 (20M) | Active
000024679 | SOCKET,SOCKET WRENCH | Impact, Female, 13mm, 1/2" Drive, Long Shank | MILWAUKE | MILWAUKEE POWER TOOLS | 49666274 | Active
000024679 | SOCKET,SOCKET WRENCH | Impact, Female, 13mm, 1/2" Drive, Long Shank | C&LTOOL | C&L TOOL CENTRE | MILWA49666274 | Active
000024679 | SOCKET,SOCKET WRENCH | Impact, Female, 13mm, 1/2" Drive, Long Shank | C&LTOOL | C&L TOOL CENTRE | ACT60522013 | Active
000024679 | SOCKET,SOCKET WRENCH | Impact, Female, 13mm, 1/2" Drive, Long Shank | C&LTOOL | C&L TOOL CENTRE | GEN447813 | Active
000024680 | SOCKET,SOCKET WRENCH | Impact, Female, 15mm, 1/2" Drive, Long Shank | MILWAUKE | MILWAUKEE POWER TOOLS | 49666276 | Active
000024680 | SOCKET,SOCKET WRENCH | Impact, Female, 15mm, 1/2" Drive, Long Shank | C&LTOOL | C&L TOOL CENTRE | MILWA49666276 | Active
000024680 | SOCKET,SOCKET WRENCH | Impact, Female, 15mm, 1/2" Drive, Long Shank | C&LTOOL | C&L TOOL CENTRE | GEN447815 | Active
000024680 | SOCKET,SOCKET WRENCH | Impact, Female, 15mm, 1/2" Drive, Long Shank | C&LTOOL | C&L TOOL CENTRE | ACT60522015 | Active
000024681 | SOCKET,SOCKET WRENCH | Impact, Female, 16mm, 1/2" Drive, Long Shank | C&LTOOL | C&L TOOL CENTRE | GEN447816 | Active
000024681 | SOCKET,SOCKET WRENCH | Impact, Female, 16mm, 1/2" Drive, Long Shank | MILWAUKE | MILWAUKEE POWER TOOLS | 49666277 | Active
000024681 | SOCKET,SOCKET WRENCH | Impact, Female, 16mm, 1/2" Drive, Long Shank | C&LTOOL | C&L TOOL CENTRE | MILWA49666277 | Active
000024681 | SOCKET,SOCKET WRENCH | Impact, Female, 16mm, 1/2" Drive, Long Shank | C&LTOOL | C&L TOOL CENTRE | ACT60522016 | Active
000024682 | SOCKET,SOCKET WRENCH | Impact, Female, 17mm, 1/2" Drive, Long Shank | C&LTOOL | C&L TOOL CENTRE | ACT60522017 | Active
000024682 | SOCKET,SOCKET WRENCH | Impact, Female, 17mm, 1/2" Drive, Long Shank | MILWAUKE | MILWAUKEE POWER TOOLS | 49666278 | Active
000024682 | SOCKET,SOCKET WRENCH | Impact, Female, 17mm, 1/2" Drive, Long Shank | C&LTOOL | C&L TOOL CENTRE | MILWA49666278 | Active
000024683 | SOCKET,SOCKET WRENCH | Impact, Female, 19mm, 1/2" Drive, Long Shank | MILWAUKE | MILWAUKEE POWER TOOLS | 49666280 | Active
000024683 | SOCKET,SOCKET WRENCH | Impact, Female, 19mm, 1/2" Drive, Long Shank | C&LTOOL | C&L TOOL CENTRE | MILWA49666280 | Active
000024683 | SOCKET,SOCKET WRENCH | Impact, Female, 19mm, 1/2" Drive, Long Shank | C&LTOOL | C&L TOOL CENTRE | ACT60522019 | Active
000024684 | SOCKET,SOCKET WRENCH | Impact, Female, 21mm, 1/2" Drive, Long Shank | C&LTOOL | C&L TOOL CENTRE | GEN447821 | Active
000024684 | SOCKET,SOCKET WRENCH | Impact, Female, 21mm, 1/2" Drive, Long Shank | MILWAUKE | MILWAUKEE POWER TOOLS | 49666282 | Active
000024684 | SOCKET,SOCKET WRENCH | Impact, Female, 21mm, 1/2" Drive, Long Shank | C&LTOOL | C&L TOOL CENTRE | MILWA49666282 | Active
000024684 | SOCKET,SOCKET WRENCH | Impact, Female, 21mm, 1/2" Drive, Long Shank | C&LTOOL | C&L TOOL CENTRE | ACT60522021 | Active
000024685 | SOCKET,SOCKET WRENCH | Impact, Female, 23mm, 1/2" Drive, Long Shank | MILWAUKE | MILWAUKEE POWER TOOLS | 49666284 | Active
000024685 | SOCKET,SOCKET WRENCH | Impact, Female, 23mm, 1/2" Drive, Long Shank | C&LTOOL | C&L TOOL CENTRE | MILWA49666284 | Active
000024685 | SOCKET,SOCKET WRENCH | Impact, Female, 23mm, 1/2" Drive, Long Shank | C&LTOOL | C&L TOOL CENTRE | GEN447823 | Active
000024685 | SOCKET,SOCKET WRENCH | Impact, Female, 23mm, 1/2" Drive, Long Shank | C&LTOOL | C&L TOOL CENTRE | ACT60522023 | Active
000024686 | SOCKET,SOCKET WRENCH | Impact, Female, 24mm, 1/2" Drive, Long Shank | C&LTOOL | C&L TOOL CENTRE | ACT60522024 | Active
000024686 | SOCKET,SOCKET WRENCH | Impact, Female, 24mm, 1/2" Drive, Long Shank | MILWAUKE | MILWAUKEE POWER TOOLS | 49666285 | Active
000024686 | SOCKET,SOCKET WRENCH | Impact, Female, 24mm, 1/2" Drive, Long Shank | C&LTOOL | C&L TOOL CENTRE | MILWA49666285 | Active
000024686 | SOCKET,SOCKET WRENCH | Impact, Female, 24mm, 1/2" Drive, Long Shank | C&LTOOL | C&L TOOL CENTRE | GEN447824 | Active
000024687 | SOCKET,SOCKET WRENCH | Impact, Female, 25mm, 1/2" Drive, Long Shank | C&LTOOL | C&L TOOL CENTRE | GEN447825 | Active
000024687 | SOCKET,SOCKET WRENCH | Impact, Female, 25mm, 1/2" Drive, Long Shank | C&LTOOL | C&L TOOL CENTRE | ACT60022100 | Active
000024687 | SOCKET,SOCKET WRENCH | Impact, Female, 25mm, 1/2" Drive, Long Shank | MILWAUKE | MILWAUKEE POWER TOOLS | 49666286 | Active
000024687 | SOCKET,SOCKET WRENCH | Impact, Female, 25mm, 1/2" Drive, Long Shank | C&LTOOL | C&L TOOL CENTRE | MILWA49666286 | Active
000024689 | SOCKET,SOCKET WRENCH | Impact, Female, 30mm, 1/2" Drive, Long Shank | C&LTOOL | C&L TOOL CENTRE | GEN447830 | Active
000024689 | SOCKET,SOCKET WRENCH | Impact, Female, 30mm, 1/2" Drive, Long Shank | MILWAUKE | MILWAUKEE POWER TOOLS | 49666291 | Active
000024689 | SOCKET,SOCKET WRENCH | Impact, Female, 30mm, 1/2" Drive, Long Shank | C&LTOOL | C&L TOOL CENTRE | MILWA49666291 | Active
000024689 | SOCKET,SOCKET WRENCH | Impact, Female, 30mm, 1/2" Drive, Long Shank | C&LTOOL | C&L TOOL CENTRE | ACT60522030 | Active
002416931 | SOCKET,SOCKET WRENCH | 1/2", 18mm for use in Insulated Tool Kit | HYLEC | HYLEC ENERGY SOLUTIONS | MS66-6P-18 | Active
002416931 | SOCKET,SOCKET WRENCH | 1/2", 18mm for use in Insulated Tool Kit | TEN | THE ENERGY NETWORK (AUST) PTY LTD | D250-18-6P | Active
002416949 | SOCKET,SOCKET WRENCH | 1/2", 19mm for use in Insulated Tool Kit | HYLEC | HYLEC ENERGY SOLUTIONS | MS66-6P-19 | Active
002416949 | SOCKET,SOCKET WRENCH | 1/2", 19mm for use in Insulated Tool Kit | TEN | THE ENERGY NETWORK (AUST) PTY LTD | D250-19-6P | Active
002416980 | SOCKET,SOCKET WRENCH | Male, 5mm for use in Insulated Tool Kit | HYLEC | HYLEC ENERGY SOLUTIONS | MS67-5 | Active
002416980 | SOCKET,SOCKET WRENCH | Male, 5mm for use in Insulated Tool Kit | TEN | THE ENERGY NETWORK (AUST) PTY LTD | M250-5 | Active
002416998 | SOCKET,SOCKET WRENCH | Male, 6mm for use in Insulated Tool Kit | HYLEC | HYLEC ENERGY SOLUTIONS | MS67-6 | Active
002416998 | SOCKET,SOCKET WRENCH | Male, 6mm for use in Insulated Tool Kit | TEN | THE ENERGY NETWORK (AUST) PTY LTD | M250-6 | Active
002417004 | SOCKET,SOCKET WRENCH | Male, 7mm for use in Insulated Tool Kit | HYLEC | HYLEC ENERGY SOLUTIONS | MS67-7 | Active
002417004 | SOCKET,SOCKET WRENCH | Male, 7mm for use in Insulated Tool Kit | TEN | THE ENERGY NETWORK (AUST) PTY LTD | M250-7 | Active
002417012 | SOCKET,SOCKET WRENCH | Male, 8mm for use in Insulated Tool Kit | HYLEC | HYLEC ENERGY SOLUTIONS | MS67-8 | Active
002417012 | SOCKET,SOCKET WRENCH | Male, 8mm for use in Insulated Tool Kit | TEN | THE ENERGY NETWORK (AUST) PTY LTD | M250-8 | Active
002417020 | SOCKET,SOCKET WRENCH | Male, 9mm for use in Insulated Tool Kit | HYLEC | HYLEC ENERGY SOLUTIONS | MS67-9 | Active
002417020 | SOCKET,SOCKET WRENCH | Male, 9mm for use in Insulated Tool Kit | TEN | THE ENERGY NETWORK (AUST) PTY LTD | M250-9 | Active
002417038 | SOCKET,SOCKET WRENCH | Male, 10mm for use in Insulated Tool Kit | HYLEC | HYLEC ENERGY SOLUTIONS | MS67-10 | Active
002417038 | SOCKET,SOCKET WRENCH | Male, 10mm for use in Insulated Tool Kit | TEN | THE ENERGY NETWORK (AUST) PTY LTD | M250-10 | Active
002436095 | SOCKET,SOCKET WRENCH | Female, 13 x 56mm, 12 Point 1/2" Drive, Insulated 1000V, for Insulated Tool Kit | HYLEC | HYLEC ENERGY SOLUTIONS | MS66-13 | Active
002436095 | SOCKET,SOCKET WRENCH | Female, 13 x 56mm, 12 Point 1/2" Drive, Insulated 1000V, for Insulated Tool Kit | TEN | THE ENERGY NETWORK (AUST) PTY LTD | D250-13-6P | Active
002481752 | SOCKET,SOCKET WRENCH | 1/2" Insulated, 1/2" Whitworth, 12 Point | ITL | INSULATED TOOLS LTD (MANUFACTURER) | 1280 | Active
002491512 | SOCKET,SOCKET WRENCH | 17mm x 3/8", Square Drive, 6 Point, Impact Rated | C&LTOOL | C&L TOOL CENTRE | ACT61110017 | Active
002491512 | SOCKET,SOCKET WRENCH | 17mm x 3/8", Square Drive, 6 Point, Impact Rated | MILWAUKE | MILWAUKEE POWER TOOLS | 49666141 | Active
002491512 | SOCKET,SOCKET WRENCH | 17mm x 3/8", Square Drive, 6 Point, Impact Rated | C&LTOOL | C&L TOOL CENTRE | 49666141 | Active
002463347 | CONTACT,ELECTRICAL | Weather-Pack Series, 2 Pin Socket, Female, Tin Plated, Cable Range 1.00-2.00mm2, Terminal for use with Automotive Connector | EPDE | ELECTRO-POWER AND DATA EQUIPMENT P/L | 12124580L | Active
002476471 | CONTACT,ELECTRICAL | Fixed Arcing Contact, For use in Magnefix / Hazemeyer MD4 RMU, Removed Using Socket Wrench (2052.044) | EATONELE | EATON ELECTRIC SYSTEMS PTY LTD | 2681.155 | Active
002476489 | CONTACT,ELECTRICAL | Fuse Chamber Contact, Complete Socket, For use in Magnefix / Hazemeyer MD4 RMU | EATONELE | EATON ELECTRIC SYSTEMS PTY LTD | 2682.137 | Active
002476497 | CONTACT,ELECTRICAL | Fixed Main Contact, For use in Magnefix / Hazemeyer MD4 RMU | EATONELE | EATON ELECTRIC SYSTEMS PTY LTD | 2682.486 | Active
000019815 | GRIP,DEADEND | OPGW, 10.80 to 11.29mm Dia Cable Range, Colour Code Green, Left Hand Lay, OF Outer Most Layer of OPGW c/w P/9/05, S-070-1, OFW-1086-1125, OFDERR | PLP | PREFORMED LINE PRODUCTS (AUST) | OPGWTS-1080L-EN | Active
000022119 | LINK | Link Single Plate, 120kN Min Failing, 100mm Hole Centres, Tongue-Tongue, for 70kN Fittings | PLP | PREFORMED LINE PRODUCTS (AUST) | LSP-120-100-1 | Active
000021766 | CLAMP,SUSPENSION | Dielectric Suspension, Short Span, ADSS 12 to 12.99mm Dia Range c/w Cushioning Insert | PLP | PREFORMED LINE PRODUCTS (AUST) | OFDSC-120125-3 | Active
000019562 | INVERTER,POWER,STATIC | ProSine Wave 1800i W, 12V DC/240V AC, HD Marine Rating, 7.8A Continuous AC Output Current, 20A Peak AC Output Current, 2900W Max Surge Rating | ADVANCE | ADVANCE TRIDENT LTD | EN806-187-CMS | Active
000019563 | INVERTER,POWER,STATIC | ProSine Wave 1800i W, 24V DC/240V AC, HD Marine Rating, 7.8A Continuous AC Output Current, 20A Peak AC Output Current, 2900W Max Surge Rating | ADVANCE | ADVANCE TRIDENT LTD | EN806-188-CMS | Active
002498541 | TOOL,VACUUM CLEANER | Inlet Plug, for Metabo H-Class Battery Vacuum | METABO | METABO TOOL COMPANY | 344115250 | Active
002498541 | TOOL,VACUUM CLEANER | Inlet Plug, for Metabo H-Class Battery Vacuum | ALLENS | ALLENS INDUSTRIAL PRODUCTS | 344115250 | Active
002498640 | BIT,ROCK DRILL | xDust SDS Plus Vacuum Drill Bit, 6 x 100/230mm | XDUST | XDUST (PART OF ALLFASTENERS) | 8DSPXD06230 | Active
002498640 | BIT,ROCK DRILL | xDust SDS Plus Vacuum Drill Bit, 6 x 100/230mm | C&LTOOL | C&L TOOL CENTRE | XDU8DSPXD06230 | Active
002498665 | BIT,ROCK DRILL | Bosch SDS Plus Vacuum Drill Bit, 22 x 450mm | C&LTOOL | C&L TOOL CENTRE | BORA2537-22X450 | Active
002498665 | BIT,ROCK DRILL | Bosch SDS Plus Vacuum Drill Bit, 22 x 450mm | BOSCH | ROBERT BOSCH (AUST) PTY LTD | 2.608.576.289 | Active
002499218 | SOCKET,SOCKET WRENCH | 1/2" Insulated Socket, 19mm 1000V Deep Impact | AMPLITUD | AMPLITUDE PTY LTD (396777) | 01444 | Active
002463180 | SWITCH,LIQUID LEVEL | Fuel Float Switch, 316SS, Flying Leads, 20VA Reed, 1/8" BSP Thread Fitting, suit Hino JO8 Electrical Parts & Scania DC12 Canopy Parts | CCPL | CONTROL COMPONENTS PTY LTD | CCS-1-FL-1/8T | Active
002463180 | SWITCH,LIQUID LEVEL | Fuel Float Switch, 316SS, Flying Leads, 20VA Reed, 1/8" BSP Thread Fitting, suit Hino JO8 Electrical Parts & Scania DC12 Canopy Parts | TEMPCONT | TEMPERATURE CONTROLS PTY LTD | TC3001 | Active
002499572 | MOTOR | W22 High Efficiency, 6 Pole, 1.5kW, 380-415V, 3Ph, 955 RPM, 50 Hz, Al Frame, Foot Mount, 3.64A Full Load, 15nm, 100L IEC Frame, 160 x 140mm, Shaft 28mm Dia, | WEG | WEG ELECTRIC CORP | K12A W22 | Active
002463156 | CONTACT BLOCK | Autobreak Safety Contact for Emergency Stop Operators, Panel Mount, Yellow, suit Hino JO8 Electrical Parts & Scania DC12 Canopy Parts | SPRECHER | SPRECHER + SCHUH | D7-X01S | Active
002463156 | CONTACT BLOCK | Autobreak Safety Contact for Emergency Stop Operators, Panel Mount, Yellow, suit Hino JO8 Electrical Parts & Scania DC12 Canopy Parts | HAYMANS | HAYMANS ELECTRICAL | D7-X01S | Active
002403400 | MARKER,TRAFFIC | Traffic Cone, Fluro Orange, 450mm, Reflective Centre Qld Transport 3.9.2.2 | JAYBRO | JAYBRO CIVIL & SAFETY PRODUCTS | 06-450TCRB | Active
002403400 | MARKER,TRAFFIC | Traffic Cone, Fluro Orange, 450mm, Reflective Centre Qld Transport 3.9.2.2 | RMSROAD | RMS ROADSIGNS (ROAD MNGMNT SOLUTIONS) | TCA450RB | Active
000435068 | HOOK | Ball, 70kN, Galv, Short Shank, ETS 01-01-01, Dwg 01-17-01 (P30) (scm) | GREGSF | GREG SEWELL FORGINGS PTY LTD | 435068 | Active
002404821 | HOOK | Tongue, Galv Steel, ETS 01-01-01 Dwg 01-17-02 (P30) | GREGSF | GREG SEWELL FORGINGS PTY LTD | 2404821 | Active
000022328 | TAG,INSTRUCTION | Test Tag, Vinyl, Self Adhesive, Black Text on White, TESTED BY EQL, 4 x spaces for Next Test Due, 32 x 51mm c/w Permanent Marking Pen, Pack of 100 | PROMARK | PROMARK PTY LTD (MANUFACTURER) | 7281 | Active
002497238 | RELAY,PROTECTION | FW B4C, Fdr Mgt, Dir/Non-Dir OC, EF & SEF, 16/7 I/O, 48-110VDC Pwr, 1/5A CT, 415VAC VT, DNP3 over RS485 or LC Fibre Enet & IEC61850 | SCHNEIDR | SCHNEIDER PTY LTD (MANUFACTURER) | P142 22QCLM0B49L | Active
002497709 | TELEMETRY SYSTEM | Eclipse INU, Intelligent Node Unit, 1RU Chassis, c/w IDCV2, Fan, NCCV3, High Output, DC Cables & SD Card | AVIAT | AVIAT NETWORKS | EXX-000-005 | Active
002497709 | TELEMETRY SYSTEM | Eclipse INU, Intelligent Node Unit, 1RU Chassis, c/w IDCV2, Fan, NCCV3, High Output, DC Cables & SD Card | COMMTEL | COMMTEL NETWORK SOLUTIONS | EXX-000-005 | Active
002497774 | RADIO UNIT,REMOTE | ODU 600v2, U6GHz, 6430-6640 TX Low, T-R 340/345MHz | AVIAT | AVIAT NETWORKS | ECH-U6-0340-011 | Active
002497774 | RADIO UNIT,REMOTE | ODU 600v2, U6GHz, 6430-6640 TX Low, T-R 340/345MHz | COMMTEL | COMMTEL NETWORK SOLUTIONS | ECH-U6-0340-011 | Active
002497790 | RADIO UNIT,REMOTE | ODU 600v2, U6GHz, 6590-6775 TX Low, T-R 340/345MHz | AVIAT | AVIAT NETWORKS | ECH-U6-0340-021 | Active
002497790 | RADIO UNIT,REMOTE | ODU 600v2, U6GHz, 6590-6775 TX Low, T-R 340/345MHz | COMMTEL | COMMTEL NETWORK SOLUTIONS | ECH-U6-0340-021 | Active
002497808 | RADIO UNIT,REMOTE | ODU 600v2, U6GHz, 6930-7115 TX High, T-R 340/345MHz | COMMTEL | COMMTEL NETWORK SOLUTIONS | ECH-U6-0340-022 | Active
002497808 | RADIO UNIT,REMOTE | ODU 600v2, U6GHz, 6930-7115 TX High, T-R 340/345MHz | AVIAT | AVIAT NETWORKS | ECH-U6-0340-022 | Active
002497816 | RADIO UNIT,REMOTE | ODU 600v2, 8GHz, 7700-7855 TX Low, T-R 300/310/311.32/360MHz | COMMTEL | COMMTEL NETWORK SOLUTIONS | ECH-08-0311-011 | Active
002497816 | RADIO UNIT,REMOTE | ODU 600v2, 8GHz, 7700-7855 TX Low, T-R 300/310/311.32/360MHz | AVIAT | AVIAT NETWORKS | ECH-08-0311-011 | Active
002497824 | RADIO UNIT,REMOTE | ODU 600v2, 8GHz, 8025-8210 TX High, T-R 300/310/311.32/360MHz | COMMTEL | COMMTEL NETWORK SOLUTIONS | ECH-08-0311-012 | Active
002497824 | RADIO UNIT,REMOTE | ODU 600v2, 8GHz, 8025-8210 TX High, T-R 300/310/311.32/360MHz | AVIAT | AVIAT NETWORKS | ECH-08-0311-012 | Active
002497840 | RADIO UNIT,REMOTE | ODU 600v2, 11GHz, 11425-11705 TX High, T-R 490/500/520/530MHz | COMMTEL | COMMTEL NETWORK SOLUTIONS | ECH-11-0490-012 | Active
002497840 | RADIO UNIT,REMOTE | ODU 600v2, 11GHz, 11425-11705 TX High, T-R 490/500/520/530MHz | AVIAT | AVIAT NETWORKS | ECH-11-0490-012 | Active
002497857 | RADIO UNIT,REMOTE | ODU 600v2, 11GHz, 10675-10975 TX Low, T-R 490/500/520/530MHz | AVIAT | AVIAT NETWORKS | ECH-11-0530-011 | Active
002497857 | RADIO UNIT,REMOTE | ODU 600v2, 11GHz, 10675-10975 TX Low, T-R 490/500/520/530MHz | COMMTEL | COMMTEL NETWORK SOLUTIONS | ECH-11-0530-011 | Active
002497907 | COUPLER | Coupler Assy, ODU 600v2, 10/11GHz Equal 3dB, V & H Polarisation | AVIAT | AVIAT NETWORKS | 086-523300-113 | Active
002497907 | COUPLER | Coupler Assy, ODU 600v2, 10/11GHz Equal 3dB, V & H Polarisation | COMMTEL | COMMTEL NETWORK SOLUTIONS | 086-523300-113 | Active
002497915 | COUPLER | Coupler Assy, ODU 600v2, 13GHz Equal 3dB, V & H Polarisation | AVIAT | AVIAT NETWORKS | 086-523300-133 | Active
002497915 | COUPLER | Coupler Assy, ODU 600v2, 13GHz Equal 3dB, V & H Polarisation | COMMTEL | COMMTEL NETWORK SOLUTIONS | 086-523300-133 | Active
002497931 | COUPLER | Coupler Assy, XPIC 600v2, 7/8GHz OMT Assy | AVIAT | AVIAT NETWORKS | 086-523302-007 | Active
002497931 | COUPLER | Coupler Assy, XPIC 600v2, 7/8GHz OMT Assy | COMMTEL | COMMTEL NETWORK SOLUTIONS | 086-523302-007 | Active
002497972 | RADIO UNIT,REMOTE | ODU 600v2, 6GHz Waveguide Transition Kit, WR137 Waveguide, UDR 70 Flange | AVIAT | AVIAT NETWORKS | 179-530500-006 | Active
002497972 | RADIO UNIT,REMOTE | ODU 600v2, 6GHz Waveguide Transition Kit, WR137 Waveguide, UDR 70 Flange | COMMTEL | COMMTEL NETWORK SOLUTIONS | 179-530500-006 | Active
002497980 | RADIO UNIT,REMOTE | ODU 600v2, 10/11GHz Waveguide Transition Kit, WR90 Waveguide, UDR 100 Flange | AVIAT | AVIAT NETWORKS | 179-530500-011 | Active
002497980 | RADIO UNIT,REMOTE | ODU 600v2, 10/11GHz Waveguide Transition Kit, WR90 Waveguide, UDR 100 Flange | COMMTEL | COMMTEL NETWORK SOLUTIONS | 179-530500-011 | Active
000024173 | BEACON,PERSONAL LOCATOR | GPS, Digital 406MHz, High Intensity Flashing LED, 7 Year Battery Life, IP67 Carry Case, supplied with Asset & Barcode | GME | GME INNOVATIVE ELECTRONICS | MT610G | Active
000024173 | BEACON,PERSONAL LOCATOR | GPS, Digital 406MHz, High Intensity Flashing LED, 7 Year Battery Life, IP67 Carry Case, supplied with Asset & Barcode | HYLEC | HYLEC ENERGY SOLUTIONS | MT610GAUS | Active
000024173 | BEACON,PERSONAL LOCATOR | GPS, Digital 406MHz, High Intensity Flashing LED, 7 Year Battery Life, IP67 Carry Case, supplied with Asset & Barcode | HYLEC | HYLEC ENERGY SOLUTIONS | MT610GBAUS | Active
002498723 | GLOVES,ELECTRICAL WORKER'S | Novax, Class 0, Size 6, Insulating Rubber, Yellow, 360mm Lg | NOVAX | NOVAX ELECTRICAL SAFETY (GB INDUSTRIES) | GLS0Y360-06 | Active
002498723 | GLOVES,ELECTRICAL WORKER'S | Novax, Class 0, Size 6, Insulating Rubber, Yellow, 360mm Lg | AMPLITUD | AMPLITUDE PTY LTD (396777) | GLS0Y360-06 | Active
002498772 | LEAD SET,ELECTRICAL | Short Circuit, Set 6 Leads, 200A, Red Clamps | HYLEC | HYLEC ENERGY SOLUTIONS | HSPEDCROC46BYP1 | Active
000024690 | SOCKET,SOCKET WRENCH | Impact, Female, 32mm, 1/2" Drive, Long Shank | C&LTOOL | C&L TOOL CENTRE | GEN447832 | Active
000024690 | SOCKET,SOCKET WRENCH | Impact, Female, 32mm, 1/2" Drive, Long Shank | MILWAUKE | MILWAUKEE POWER TOOLS | 49666293 | Active
000024690 | SOCKET,SOCKET WRENCH | Impact, Female, 32mm, 1/2" Drive, Long Shank | C&LTOOL | C&L TOOL CENTRE | MILWA49666293 | Active
000024690 | SOCKET,SOCKET WRENCH | Impact, Female, 32mm, 1/2" Drive, Long Shank | C&LTOOL | C&L TOOL CENTRE | ACT60522032 | Active
002499028 | ADAPTOR | Cinch, Type SMA Socket to N Plug, Straight, 50 Ohm Coaxial Adaptor | CINCH | CINCH CONNECTIVITY SOLUTIONS | 29-3840 | Active
002499028 | ADAPTOR | Cinch, Type SMA Socket to N Plug, Straight, 50 Ohm Coaxial Adaptor | RSPRO | RS PRO COMPONENTS PTY LTD | 886-0096 | Active
002499697 | DOOR,ACCESS | Door Hinge Reversal Kit, NHP Concept Premier AC Switchboard | NHPELEC | NHP ELECTRICAL ENGINEERING | CELAKDHR | Active
002480309 | ENCLOSURE | LV Outdoor Cubicle & Base, Weatherproof, 2105 x 1000 x 1920mm, Steel Base, Trench Cover, Bottom Entry/Exit, suit LV Board for 1000-1500kVA GT, Dwg ES002083-01 | WEBER | WEBER SOUTH PACIFIC PTY LTD | ES0258021001 | Active
002480523 | CIRCUIT BREAKER SUBASSEMBLY | 1000kV, Rating Plug 2000A, Sentron 3WL, spare part for Open CB | SIEMENS | SIEMENS LTD | 3WL9111-0AA62-0AA0 | Active
002480523 | CIRCUIT BREAKER SUBASSEMBLY | 1000kV, Rating Plug 2000A, Sentron 3WL, spare part for Open CB | WEBER | WEBER SOUTH PACIFIC PTY LTD | SIE-RP2000 | Active
002499390 | TRANSMITTER,TEMPERATURE | IPAQ C330 Smart 2-Wire In-Head Universal Transmitter, 4-20mA Output, 8-36VDC Supply, 33mm Dia, 19.7mm D, DIN B-Head or Larger, Programmable, IP65 | INOR | INOR PROCESS AB | C330 | Active
002499432 | JUMPER BAR,TERMINAL BLOCK | Type V7, Centre Jumper, 2 Pole, 4mm Terminals, Push-in, Uninsulated, Screw Mount, Grey | SPRECHER | SPRECHER + SCHUH | V7-CJ62 | Active
000003755 | INTERFACE UNIT,COMMS | MUIB3, 125/110V DC Interface Board, suit RTP 125V or 110V Battery Chargers, EESS-10735-01-0B | ACCULEC | ACCULEC PTY LTD (303899) | RPS-RT1200MUIB3-RTP | Active
000003755 | INTERFACE UNIT,COMMS | MUIB3, 125/110V DC Interface Board, suit RTP 125V or 110V Battery Chargers, EESS-10735-01-0B | RTP | RECTIFIER TECHNOLOGIES PACIFIC PTY LTD | CMP-RT1200MUIB3 | Active
000003755 | INTERFACE UNIT,COMMS | MUIB3, 125/110V DC Interface Board, suit RTP 125V or 110V Battery Chargers, EESS-10735-01-0B | LEGEND | LEGEND POWER SYSTEMS | RPS-RT1200MUIB3-RTP | Active
002499713 | CHARGER,BATTERY | 153-1302-xx Battery Monitor, 24 Cell, BCM4 | RTP | RECTIFIER TECHNOLOGIES PACIFIC PTY LTD | CMP-RT000MMIB40 | Active
002499713 | CHARGER,BATTERY | 153-1302-xx Battery Monitor, 24 Cell, BCM4 | ACCULEC | ACCULEC PTY LTD (303899) | RT000MMIB40 | Active
002439305 | CHARGER,BATTERY | 240V AC Input, 110V DC 63A Output, 42U High Cabinet c/w 7 x Separately Packed Rectifiers, EE Dwg 929221-01, 929225-01, 933155-01 & 970587-02, ETS 2005/659/T | RTP | RECTIFIER TECHNOLOGIES PACIFIC PTY LTD | RTA4B | Active
002499739 | STRIPPER,CABLE,HAND | Alroc Oracl Scoring Tool, Longitudinal, 4 Depth Settings 0.4/0.6/0.9/1.1mm, for Black Peelable Semi-conductive Screen | PENTA | PENTA AUST (TMAC THEW & MCCANN/HYLEC) | ALRORACL-HTA | Active
002499739 | STRIPPER,CABLE,HAND | Alroc Oracl Scoring Tool, Longitudinal, 4 Depth Settings 0.4/0.6/0.9/1.1mm, for Black Peelable Semi-conductive Screen | PENTA | PENTA AUST (TMAC THEW & MCCANN/HYLEC) | PA21232 | Active
002499747 | BLADE,CABLE STRIPPER | Replacement Blade for Alroc Oracl Semi-conductive Scoring Tool | PENTA | PENTA AUST (TMAC THEW & MCCANN/HYLEC) | PA30001 | Active
002499754 | METER,POWER QUALITY | Acuvim IIW, Integrated Display, 1A or 5A CT Input, 100-415V AC / 100-300V DC Supply Input, Panel Mounted, optional DIN Adaptor | WEBER | WEBER SOUTH PACIFIC PTY LTD | ACC-IIW-D-5A-P1V3 | Active
002499812 | MODULE | AXM-WEB2 Acuvim II Comms Module, Fiber Optic LC, Single Ethernet, 8GB Storage, WiFi to be disabled | WEBER | WEBER SOUTH PACIFIC PTY LTD | ACC-AXM-WEB2-FOLC | Active
002499820 | METER,POWER QUALITY | Acuvim IIW, Remote Display c/w 2m Lead, suit Transducer Acuvim Meter | WEBER | WEBER SOUTH PACIFIC PTY LTD | ACC-REM-DS2 | Active
002499895 | RELAY,PROTECTION | 3 Term Line Diff, OC & EF, 14/25 IO Logic, 48/125VDC Pwr, 110VDC Ctrl, 5A Ph & 5A N, 110VAC Input, 4U Rack, 1300nm C37.94, DNP over RS485 or 100BaseFX Enet | SEL | SCHWEITZER ENGINEERING LAB PTY LTD | 0311L7JHH325325XX | Active
002500031 | TRANSFORMER,VOLTAGE | 12kV, IVT, 50Hz, 3Ph Groundmount, 11000V / 110V, 0.5, 3P 35VA c/w Metering Accuracy Tests | TWS | TWS ENERGY CONTROLS | FITK0121 | Active
002474591 | GLOVES,DISPOSABLE | Nitrile Glove; Size Large; 1 Pair only, Disposable. | ALPHAFAS | ALPHA FIRST AID SUPPLIES | 659 | Active
002500254 | HAND STICK,INSULATED | LV Insulated Stick, Universal Head, Rubber Base Cap, 900mm Lg, LV Use Only Label attached | AMPLITUD | AMPLITUDE PTY LTD (396777) | USSS-S-103 | Active
002485142 | PAD,HELMET | Gallet Comfort Liner Kit, for LH050 Helicopter Helmet | FHA | FLIGHT HELMETS AUSTRALIA | GA77094 | Active
002485175 | PAD,HELMET | Nephos Comfort Liner, X-Large, 1/2" Thk, for Aspida Flight Helmet | REDBARON | RED BARON ALSE | PCL1712 | Active
002485183 | PAD,HELMET | Nephos Comfort Liner, X-Large, 1/4" Thk, for Aspida Flight Helmet | REDBARON | RED BARON ALSE | PCL1714 | Active
002485191 | PAD,HELMET | Nephos Comfort Liner, X-Large, 3/4" Thk, for Aspida Flight Helmet | REDBARON | RED BARON ALSE | PCL1734 | Active
002485209 | PAD,HELMET | Nephos Comfort Liner, X-Large, 3/8" Thk, for Aspida Flight Helmet | REDBARON | RED BARON ALSE | PCL1738 | Active
002498731 | TRANSFORMER,DISTRIBUTION | Groundmount, 22kV/433-250V, 315kVA, 3Ph, HV Bsh DIN Interface A, LV Bsh, KNAN FR3 Fluid, Dyn 11, 7 Tap Posn HV & LV Cable Box Fitted, Pressure Relief, for BESS | WILSON | WILSON TRANSFORMER CO. PTY LTD | 874-B360-11 | Active
002498764 | TRANSFORMER,DISTRIBUTION | Groundmount, 11kV/450V/450V, 5MVA, 3Ph, Dy11y11, KNAN FR3, for BESS | WILSON | WILSON TRANSFORMER CO. PTY LTD | 886-B298-11 | Active
002468767 | SWITCHGEAR | RMU, 12kV, SafeLink 2 CFC, 2 x Feeder Switches, 1 x Switch Fuse, IAC AF, max Connection 1000kVA Transformer, (no rear chimney), JTS 06-08-01 | ABBAUST | ABB AUSTRALIA PTY LTD | 5812043 | Active
002498996 | WRENCH,OFFSET | Offset Jointer Spanner, 3/4" drive socket, used to join Concrete Poles | ROCLA | ROCLA PTY LTD | SPANNER | Active
002497394 | TOOL,VACUUM CLEANER | Milwaukee SDS Extraction Attachment, Rubber Seal, Drilling Depth/Hole upto 70mm, for Silica Dust Extraction, suit M-Class 30L Vacuum | MILWAUKE | MILWAUKEE POWER TOOLS | 5317-DE | Active
002497394 | TOOL,VACUUM CLEANER | Milwaukee SDS Extraction Attachment, Rubber Seal, Drilling Depth/Hole upto 70mm, for Silica Dust Extraction, suit M-Class 30L Vacuum | C&LTOOL | C&L TOOL CENTRE | MILWA5317-DE | Active
000003830 | MODEM,COMMUNICATIONS | EPL Modem, GSM/GPRS Telit EZ864, suit Landis & Gyr AFLC Controller, ETS 2011/0363/T 11d | LANDIS | LANDIS GYR (AUST) PTY LTD | 316.471.01002 | Active
002442945 | MODEM,COMMUNICATIONS | DM20 FFSK, 1200 Baud, DNP3, RS232/VF Modem, Power Line Carrier | PLC | POWERLINE COMMUNICATIONS (AUST) | PLC DM-20 | Active
000104328 | CONDUIT,NONMETALLIC,RIGID | UPVC, 125mm, 6m, LD, Orange Electrical to AS/NZS2053 Part 2-1995 | HAYMANS | HAYMANS ELECTRICAL | PIP125LD | Active
000104328 | CONDUIT,NONMETALLIC,RIGID | UPVC, 125mm, 6m, LD, Orange Electrical to AS/NZS2053 Part 2-1995 | MMELEC | MM ELECTRICAL MERCHANDISING | PIP125LD | Active
000104329 | CONDUIT,NONMETALLIC,RIGID | UPVC 80mm, 4m, HD, Orange Electrical, AS/NZS2053 Part 2-1995 | HAYMANS | HAYMANS ELECTRICAL | PIP80HD | Active
000104458 | CONDUIT,NONMETALLIC,RIGID | 50mm, 4.0m Lg, MD, PVC, White, Comms, Aust Std (scm) | HAYMANS | HAYMANS ELECTRICAL | 50AUSCOM | Active
001865617 | CONDUIT,NONMETALLIC,RIGID | UPVC, 100mm, 6m, LD, Orange Electrical, AS/NZS2053 Part 2-1995 (scm) | IDEALELE | IDEAL ELECTRICAL SUPPLIERS | KEYP4001006 | Active
001865617 | CONDUIT,NONMETALLIC,RIGID | UPVC, 100mm, 6m, LD, Orange Electrical, AS/NZS2053 Part 2-1995 (scm) | LAWRENCE | LAWRENCE & HANSON | 7KEY100MM/6MTR | Active
002406677 | CONDUIT,NONMETALLIC,RIGID | UPVC, 40mm, 4m, HD, Orange Electrical, AS/NZS2053 Part 2-1995 (P5) (scm) | HAYMANS | HAYMANS ELECTRICAL | 40HDCON | Active
002498251 | EARTH ASSEMBLY,STRINGING | Replacement Romind Snap-On Head, suit TMAC Earths | THEWMCCA | TMAC THEW & MCCANN GROUP | TM00815 | Active
002498301 | PAD | Anti-Vibration Pad, 461 x 230 x 37.5mm, Nitrile, Black, suit 750kPa, 7600kg Max Loading, Dwg 668-0070E | WILSON | WILSON TRANSFORMER CO. PTY LTD | 668-0070N10 | Active
002498780 | RELAY,PROTECTION | 3 Term Line Diff Protn, OC & EF, 8/12 IO 48-125VDC Pwr, 5A Ph & Polarising CT, 110VDC Ctrl, 4U Rack, Vert, 2x1300nm FO Line Comms Module, DNP3 over RS485 | SEL | SCHWEITZER ENGINEERING LAB PTY LTD | 0311L1LDD325325XX | Active
000034123 | SWITCHGEAR | RMU, SafeLink 2 CFC, Single Switch Fuse, for 11kV Oil Type & Dry Type Transformer Connection up to 1500kVA, Mech D | ABBAUST | ABB AUSTRALIA PTY LTD | CFC INDOOR | Active
000034125 | SWITCHGEAR | RMU, SafeLink 2 CFCC, 3-Way Single Switch Fuse, 11kV Oil Type & Dry Type Transformer Connection up to 1500kVA, Mech D | ABBAUST | ABB AUSTRALIA PTY LTD | CFCC INDOOR | Active
000034126 | SWITCHGEAR | 11kV, SafeLink 2 CCC, 3-Way Switching Unit, Mech D | ABBAUST | ABB AUSTRALIA PTY LTD | CCC INDOOR | Active
000034127 | SWITCHGEAR | 11kV, SafeLink 2 CCCC, 4-Way Switching Unit, Mech D | ABBAUST | ABB AUSTRALIA PTY LTD | CCCC INDOOR | Active
002451029 | TARPAULIN | Lifting, Soil, HD Vinyl, 2.44 x 2.44m, c/w Webbing Reinforcing, Rated 2.2T WLL, for Soil Containment & Backfill during Pole Installation & Minor Excavations | SLINGCO | SLINGCO AUSTRALIA PTY LTD | ZLD10016 | Active
002451029 | TARPAULIN | Lifting, Soil, HD Vinyl, 2.44 x 2.44m, c/w Webbing Reinforcing, Rated 2.2T WLL, for Soil Containment & Backfill during Pole Installation & Minor Excavations | AMPLITUD | AMPLITUDE PTY LTD (396777) | ZLD10016 | Active
002451029 | TARPAULIN | Lifting, Soil, HD Vinyl, 2.44 x 2.44m, c/w Webbing Reinforcing, Rated 2.2T WLL, for Soil Containment & Backfill during Pole Installation & Minor Excavations | ESTEX | ESTEX MANUFACTURING CO | 2864-8DTR-SF24 | Active
002497253 | LIFTER | Conductor Jib Base for Redmond Gary TL EWP, Al c/w Jib Bullet End Cap, suit 75mm (3") Fibreglass Stick, Dwg 901962-02 Modified Type | ADNOUGHT | ADNOUGHT SHEETMETAL FABRICATIONS | 901962-02 MODIFIED TYPE | Active
002465664 | MODEM,COMMUNICATIONS | U1300 Capable Telemetry, 4G CAT1 LTE Aust Bands, falling to /3G/HSxPA 850/900/2100 MHz c/w External Casing, Interface Board, SMA/FME Adaptor Cable & | INTERCEL | INTERCEL PTY LTD | ASSLGUMETS4Q | Active
002466472 | MODEM,COMMUNICATIONS | GNSS, TCG 01-G LV Pwr, P2 & P3=2 Pin, TCXO, Security off NTP/SNTP Network Time Server License c/w 19" 1U Rackmount Bracket, 2M UTP Ethernet Cable, Timing | TEKRON | TEKRON INTERNATIONAL LTD | Q1-T1AAA | Active
002467991 | MODEM,COMMUNICATIONS | Cobham Explorer 540, Inmarsat M2M Terminal, 10.5-32V DC, IP66 Rated Enclosure c/w 10m, Multifunction DC Power/Ethernet Cable & 80mm Post | COBHAM | COBHAM PLC | EXPLORER 540 | Active
002481125 | MODEM,COMMUNICATIONS | SABRE Ranger 5000 Satellite w/out Mounting Bracket | ASTAUST | AST AUSTRALIA GLOBAL SATELLITE COMMS | SRG5-9TE00-01 | Active
002489748 | MODEM,COMMUNICATIONS | E36C Modem, for E360 Meters LTE CATM1 Telstra | LANDIS | LANDIS GYR (AUST) PTY LTD | CM36MA101NS001YM | Active
002490423 | MODEM,COMMUNICATIONS | 4G MCR GE Modem, GNSS, 4 Eth, 2 Serial, 10-60VDC, 4.5 x 20.3 x 12.2cm | CSEUNI | CSE UNISERVE PTY LTD | MXCX4GDNNNNNNS3AGSUNC | Active
002492155 | MODEM,COMMUNICATIONS | 4G MCR GE Modem, GNSS, 6 Eth, 10-60VDC, 4.5 x 20.3 x 12.2cm | GE | GENERAL ELECTRIC COMPANY | MXCX4GDNNNNNNS4ALSUNC | Active
002492536 | MODEM,COMMUNICATIONS | 4G CATM1+NB-IoT Modem, Quectel Chipset, Yurika Metering Label, Industrial Telstra SIM Fitted, RJ45 to RJ45 Lead | INTERCEL | INTERCEL PTY LTD | ASSMRTS4M1YURNQ | Active
002492544 | MODEM,COMMUNICATIONS | 4G CATM1+NB-IoT Modem, Telit Chipset, Yurika Metering Label, Industrial Telstra SIM Fitted, RJ45 to RJ45 Lead | INTELLI | INTELLIDESIGN PTY LTD | ID 45570 | Active
002492569 | MODEM,COMMUNICATIONS | 4G CATM1+NB-IoT Modem, Quectel Chipset, Ergon Label, Industrial Telstra SIM Fitted, RJ45 to RJ45 Lead | INTERCEL | INTERCEL PTY LTD | ASSMRTS4M1ERGNQ | Active
002490944 | SWITCHGEAR | RMU, 24kV, 630A, 20kA/3s, SafePlus CCCV, LHS/RHS Extensible, Non-Motorized C Modules, Motorized V Module, Internal Arc Class AFLR 20kA/1s, w/o Protection | ABBAUST | ABB AUSTRALIA PTY LTD | 5822206 | Active
002490951 | SWITCHGEAR | RMU, 24kV, 630A, 20kA/3s, SafePlus CCVV, LHS/RHS Extensible, Non-Motorized C Modules, Motorized V Modules, Internal Arc Class AFLR 20kA/1s, w/o Protection | ABBAUST | ABB AUSTRALIA PTY LTD | 5822207 | Active
000019162 | LANYARD,SAFETY,INDUSTRIAL | Shock Absorbing Lanyard, 1.6m Lg, u/w Fallarrest Harness c/w Alloy DA Hook & Triplock Karabiner, 10 Year Shelf Life | HGHTDYNM | HEIGHT DYNAMICS | VAIEA1.6ELANSI | Active
001804012 | LANYARD,SAFETY,INDUSTRIAL | Shock Absorbing, Total Extended 2m Lg, Double Action, Al Snap Hook Each End ETS RSE01 | HGHTDYNM | HEIGHT DYNAMICS | Z90205656E | Active
001804012 | LANYARD,SAFETY,INDUSTRIAL | Shock Absorbing, Total Extended 2m Lg, Double Action, Al Snap Hook Each End ETS RSE01 | HGHTDYNM | HEIGHT DYNAMICS | SALA Z90205656E | Active
001804012 | LANYARD,SAFETY,INDUSTRIAL | Shock Absorbing, Total Extended 2m Lg, Double Action, Al Snap Hook Each End ETS RSE01 | LRI | LIFE AND RESCUE INTERNATIONAL | 101525 | Active
001804012 | LANYARD,SAFETY,INDUSTRIAL | Shock Absorbing, Total Extended 2m Lg, Double Action, Al Snap Hook Each End ETS RSE01 | PRALSAFE | PROTECTOR ALSAFE | M1010019 | Active
002425213 | LANYARD,SAFETY,INDUSTRIAL | Energy Absorber c/w Double Locking Hook & D-Ring, ETS RSE01 | LRI | LIFE AND RESCUE INTERNATIONAL | 101509 | Phasing
002425213 | LANYARD,SAFETY,INDUSTRIAL | Energy Absorber c/w Double Locking Hook & D-Ring, ETS RSE01 | HGHTDYNM | HEIGHT DYNAMICS | SALA Z9005.53646 | Phasing
002425213 | LANYARD,SAFETY,INDUSTRIAL | Energy Absorber c/w Double Locking Hook & D-Ring, ETS RSE01 | HGHTDYNM | HEIGHT DYNAMICS | Z9005.53646 | Phasing
002498293 | FUSEHOLDER,BASE & CARRIER | 690V AC, 32A, 3P, Front Wired, Black, DIN Rail Mounting, suit 10 x 38mm Fuses | SCHNEIDR | SCHNEIDER PTY LTD (MANUFACTURER) | DF103 | Active
000034124 | SWITCHGEAR | RMU, SafeLink 2 CFCF, Double Switch Fuse, for 11kV Oil Type & Dry Type Transformer Connection up to 1500kVA, Mech D | ABBAUST | ABB AUSTRALIA PTY LTD | CFCF INDOOR | Active
002443265 | DETERGENT,GENERAL PURPOSE | Simple Green Mild Detergent 20L Drum, for EWP Cleaning | TEN | THE ENERGY NETWORK (AUST) PTY LTD | SG13004 | Active
002443265 | DETERGENT,GENERAL PURPOSE | Simple Green Mild Detergent 20L Drum, for EWP Cleaning | ADAPTAUS | ADAPT AUSTRALIA PTY LTD | FGW-640 | Active
002443265 | DETERGENT,GENERAL PURPOSE | Simple Green Mild Detergent 20L Drum, for EWP Cleaning | TEN | THE ENERGY NETWORK (AUST) PTY LTD | FGW-640 | Active
002498632 | SHROUD,GRINDER | Milwaukee Dust Extraction Cutting Shroud, 115-125mm Dia Disc Grinder Dust Guard, suit Silica Dust Extractor Vacuum | MILWAUKE | MILWAUKEE POWER TOOLS | A4932430467 | Active
002498632 | SHROUD,GRINDER | Milwaukee Dust Extraction Cutting Shroud, 115-125mm Dia Disc Grinder Dust Guard, suit Silica Dust Extractor Vacuum | C&LTOOL | C&L TOOL CENTRE | MILWA4932430467 | Active
002500262 | CUTTER,BATTERY OPERATED | Izumi SLV Inline Guillotine, Stay Wire Battery Hydraulic Cutter c/w Milwaukee Adaptor, Skin Only | IZUMI | IZUMI PRODUCTS (MANUFACTURER) | SLV-S24M-EQ | Active
002500262 | CUTTER,BATTERY OPERATED | Izumi SLV Inline Guillotine, Stay Wire Battery Hydraulic Cutter c/w Milwaukee Adaptor, Skin Only | SPECFORC | SPECIALISED FORCE PTY LTD | SLV-S24M-EQ | Active
002500288 | KEY,SOCKET HEAD SCREW | Allen Hex Bit, 6mm, 19mm Lg, 1/2" Drive Impact for Shear Off | NEXANS | NEXANS GROUP | IT4580 | Active
000016138 | SKIN PROTECTIVE COMPOUND | Emulsion; Skin Defence; Water Soluble; For protection against dirt;grease &oils Prevents persperation/skin softening when wearing gloves; 1000ml bottle | ATOMSUPP | ATOM SUPPLY GROUP P/L | 31200052 | Active
000016138 | SKIN PROTECTIVE COMPOUND | Emulsion; Skin Defence; Water Soluble; For protection against dirt;grease &oils Prevents persperation/skin softening when wearing gloves; 1000ml bottle | ALPHAFAS | ALPHA FIRST AID SUPPLIES | 3151 | Active
002500346 | CONTACT,ELECTRICAL | ATL Fuller Type F, Moving Contact, Roller Type F, 200mm Lg Braid | SBA | SBA AMALGAMATED PTY LTD | TYPE F ROLLER CONTACT | Active
001420048 | CABLE,POWER,ELECTRICAL | Aerial, 0.6/1kV, 3 x 25mm2 Al ABC, XLPE Insulated | NAN | NAN ELECTRICAL CABLE AUSTRALIA PTY LTD | 3AX025ALVAB | Active
001420048 | CABLE,POWER,ELECTRICAL | Aerial, 0.6/1kV, 3 x 25mm2 Al ABC, XLPE Insulated | OLEX | OLEX AUSTRALIA PTY LTD | XDAB17AA003AALM | Active
002498335 | CONVERTER,DC TO DC | 20-60V Input, 24V Output 6A, 144W, 198 x 112 x 51mm | HELIOS | HELIOS POWER SOLUTIONS PTY LTD | DCW150-24FT-P9200 | Active
002498335 | CONVERTER,DC TO DC | 20-60V Input, 24V Output 6A, 144W, 198 x 112 x 51mm | LAWRENCE | LAWRENCE & HANSON | DCW150-24FT-P9200 | Active
002427482 | TOWELETTE,CLEANING | Hot Stick Wipes, S-1 Kits, Saturated Wipes in Sealed Foil Pouch (Box of 144 Wipes) | TEN | THE ENERGY NETWORK (AUST) PTY LTD | S-1-K | Active
002427516 | TOWELETTE,CLEANING | Fibreglass Wax & Buff Kit, Wax-Saturated Wipe with Dry Buffing Towel (Box of 72 Wipes) | TEN | THE ENERGY NETWORK (AUST) PTY LTD | W-1-K | Active
002427649 | TOWELETTE,CLEANING | Polywater, Rubber Goods Cleaner, Towels, Pre-moistened Towels, 72-count Saturated Wipe Dispenser | TEN | THE ENERGY NETWORK (AUST) PTY LTD | RBG-D72 | Active
002427649 | TOWELETTE,CLEANING | Polywater, Rubber Goods Cleaner, Towels, Pre-moistened Towels, 72-count Saturated Wipe Dispenser | ADAPTAUS | ADAPT AUSTRALIA PTY LTD | RBG-D72 | Active
001837503 | PROTECTOR,HEARING | Ear Plugs, Disposable, 22dB Min Rating, Class 4 (P200) | BLKWOODJ | J BLACKWOOD & SONS LIMITED | 04799039 | Active
001837503 | PROTECTOR,HEARING | Ear Plugs, Disposable, 22dB Min Rating, Class 4 (P200) | 3MAUST | 3M AUSTRALIA PTY LTD | 312-1256 | Active
002455301 | PROTECTOR,HEARING | Ear Plugs, Disposable, 26dB Min Rating, Class 5 (P200) | BLKWOODJ | J BLACKWOOD & SONS LIMITED | 06479965 | Active
002455301 | PROTECTOR,HEARING | Ear Plugs, Disposable, 26dB Min Rating, Class 5 (P200) | UVEX | UVEX SAFETY GROUP | UVEX-XF-UC | Active
002455327 | PROTECTOR,HEARING | Ear Plugs, Disposable, Corded, Small Size, 22dB Min Rating, Class 4 (P100) | BLKWOODJ | J BLACKWOOD & SONS LIMITED | 06480084 | Active
002455327 | PROTECTOR,HEARING | Ear Plugs, Disposable, Corded, Small Size, 22dB Min Rating, Class 4 (P100) | UVEX | UVEX SAFETY GROUP | UVEX-CF-CD | Active
002479319 | PROTECTOR,HEARING | Ear Plugs, Reusable, Corded, 32 dB Min Rating, Class 5 (P120) | ATOMSUPP | ATOM SUPPLY GROUP P/L | 30000521 | Active
002479319 | PROTECTOR,HEARING | Ear Plugs, Reusable, Corded, 32 dB Min Rating, Class 5 (P120) | 3MAUST | 3M AUSTRALIA PTY LTD | P1301 | Active
002479335 | PROTECTOR,HEARING | Ear Plugs, Reusable, Corded, 27 dB Min Rating, Class 5, c/w Storage Case (P50) | ATOMSUPP | ATOM SUPPLY GROUP P/L | 483936 | Active
002479335 | PROTECTOR,HEARING | Ear Plugs, Reusable, Corded, 27 dB Min Rating, Class 5, c/w Storage Case (P50) | MOLDEX | MOLDEX-METRIC | 6435 | Active
002481141 | PROTECTOR,HEARING | Earmuffs, 34dB Rating, Class 5 SCL80, Neckband Style, 3M Peltor Optime H540B, Black & Red | ATOMSUPP | ATOM SUPPLY GROUP P/L | 40024993 | Active
002481141 | PROTECTOR,HEARING | Earmuffs, 34dB Rating, Class 5 SCL80, Neckband Style, 3M Peltor Optime H540B, Black & Red | 3MAUST | 3M AUSTRALIA PTY LTD | 70071730595 | Active
002481158 | PROTECTOR,HEARING | X4A Earmuff, 31dB Rating, Class 5 SLC80, Headband Style, 3M Peltor | BLKWOODJ | J BLACKWOOD & SONS LIMITED | 02188078 | Active
002481158 | PROTECTOR,HEARING | X4A Earmuff, 31dB Rating, Class 5 SLC80, Headband Style, 3M Peltor | 3MAUST | 3M AUSTRALIA PTY LTD | 70108840502 | Active
002496875 | TERMINAL BLOCK | Type V7, Standard Feed-Through, 4mm2, 32A, 800V, 45.3 x 35 x 6mm, Grey, 35mm DIN Rail Mount | SPRECHER | SPRECHER + SCHUH | V7-W4 | Active
002496875 | TERMINAL BLOCK | Type V7, Standard Feed-Through, 4mm2, 32A, 800V, 45.3 x 35 x 6mm, Grey, 35mm DIN Rail Mount | HAYMANS | HAYMANS ELECTRICAL | S&SV7-W4 | Active
002496933 | PARTITION,TERMINAL BLOCK | Partition Plate, Mini, 2mm Thk, Grey, DIN Rail | SPRECHER | SPRECHER + SCHUH | V7-PPSL3 | Active
002496933 | PARTITION,TERMINAL BLOCK | Partition Plate, Mini, 2mm Thk, Grey, DIN Rail | HAYMANS | HAYMANS ELECTRICAL | S&SV7-PPSL3 | Active
000024872 | RELAY,ELECTROMAGNETIC | Omron LY2N, 2P, 48VAC Coil, 10A Nom, 2 CO Contact DPDT, Plug-In Terminals to Rail Mtd Socket, Non-Latching Aux | OMRON | OMRON ELECTRONICS PTY LTD | LY2N-D2 | Active
000024872 | RELAY,ELECTROMAGNETIC | Omron LY2N, 2P, 48VAC Coil, 10A Nom, 2 CO Contact DPDT, Plug-In Terminals to Rail Mtd Socket, Non-Latching Aux | HAYMANS | HAYMANS ELECTRICAL | OMRLY2NDC24 | Active
000024873 | BASE,RELAY | Socket, 8 Female Contacts, Plug-In Conn Terminals, DIN Rail Mount, for Omron Relay LY2N | OMRON | OMRON ELECTRONICS PTY LTD | PTF08A-E | Active
000024873 | BASE,RELAY | Socket, 8 Female Contacts, Plug-In Conn Terminals, DIN Rail Mount, for Omron Relay LY2N | HAYMANS | HAYMANS ELECTRICAL | OMRPTF08A-E | Active
002498673 | GREASE GUN | Milwaukee 18V Battery Operated, M18 Cordless, 2-Speed, On/Off Trigger Lock, 450g Barrel Catridge Capacity, 1.2m Flexible Hose | MILWAUKE | MILWAUKEE POWER TOOLS | M18GG-0 | Active
002498673 | GREASE GUN | Milwaukee 18V Battery Operated, M18 Cordless, 2-Speed, On/Off Trigger Lock, 450g Barrel Catridge Capacity, 1.2m Flexible Hose | C&LTOOL | C&L TOOL CENTRE | MILWTM18GG-0 | Active
000104431 | CROSSARM,WOOD | Predrilled, 2400 x 100 x 100mm, 11/22/33kV, Fuse/Link, EE Dwg 875133-05 (P15) (scm) | DALEMYRS | DALE & MEYERS OPERATIONS PTY LTD | XARM104431 | Active
000104627 | CROSSARM,WOOD | Predrilled, 2400 x 100 x 100mm, LV, Intermediate, EE Dwg 875133-06 (P15) (scm) | DALEMYRS | DALE & MEYERS OPERATIONS PTY LTD | XARM0104627 | Active
000104713 | CROSSARM,WOOD | Predrilled, 3000 x 150 x 100mm, 33kV, Strain/Termination, EE Dwg 875133-08 (scm) | DALEMYRS | DALE & MEYERS OPERATIONS PTY LTD | XARM0104713 | Active
000104714 | CROSSARM,WOOD | Predrilled, 3000 x 175 x 125mm, 33kV, Strain/Termination, EE Dwg 875133-08 (P12) (scm) | DALEMYRS | DALE & MEYERS OPERATIONS PTY LTD | XARM0104714 | Active
002430254 | LADDER KIT | Wear Strip, 8 Piece c/w Fasteners for Branach Fibreglass Extension Ladder, ETS RSE02 | BRANACH | BRANACH MANUFACTURING PTY LTD | 08588016 | Active
002430262 | LADDER KIT | Pulley, suit Branach Fibreglass Extension Ladder | BLKWOODJ | J BLACKWOOD & SONS LIMITED | 08588033 | Active
002430320 | LADDER KIT | Replacement Rung Kit, Fly Section, for Standard Extension Ladders, suit Branach Ladders | BLKWOODJ | J BLACKWOOD & SONS LIMITED | 09935351 | Active
002430619 | LADDER KIT | Replacement Rung Kit, Base Section, for Standard Extension Ladders, suit Bailey Ladders | BLKWOODJ | J BLACKWOOD & SONS LIMITED | B0472012 | Active
002430627 | LADDER KIT | Replacement Rung Kit, Base Section, for Standard Extension Ladders, suit Branach Ladders | BLKWOODJ | J BLACKWOOD & SONS LIMITED | 09935334 | Active
002497451 | HOOK,SUPPORT | EWP Bucket Hook, suit 100mm Lip, 16mm OD, PVC, Pair of 2 | TEN | THE ENERGY NETWORK (AUST) PTY LTD | BH-100-16 | Active
002498038 | SPLICE ENCLOSURE,FIBRE OPTIC | OTP, FOMS-FIST SCA Kit, 48-Way SCA, 1RU, 19" Rack Mount, 50 x Splice Prot, 48 x SCA Thru Adpts, 48 x SCA SMOF Pigtails c/w FIST Mounting Brackets | OPTICAL | OPTICAL FIBRE SYSTEMS PTY LTD | OFS-CSPN-103 | Active
002498046 | SPLICE ENCLOSURE,FIBRE OPTIC | OTP, FOMS-FIST DLC Kit, 48-Way LC, 1RU, 19" Rack Mount, 25 x Splice Prot, 12 x DLC OM3 Thru Adpts, 24 x LC OM3 Pigtails c/w FIST Mounting Brackets | OPTICAL | OPTICAL FIBRE SYSTEMS PTY LTD | OFS-CSPN-104 | Active
002498087 | ADAPTOR,CONNECTOR,FIBRE OPTIC | Duplex LC Through Adaptor, SMOF, Flangeless, Blue | OPTICAL | OPTICAL FIBRE SYSTEMS PTY LTD | OFS-DLC-ADT-SM-NF | Active
002498095 | ADAPTOR,CONNECTOR,FIBRE OPTIC | Duplex LC Through Adaptor, OM3, Flangeless, Aqua | OPTICAL | OPTICAL FIBRE SYSTEMS PTY LTD | OFS-DLC-ADT-MM3-NF | Active
002454890 | ADAPTOR,CONNECTOR,FIBRE OPTIC | Simplex SC/APC Through Adaptor, SMOF, Green | OPTICAL | OPTICAL FIBRE SYSTEMS PTY LTD | OFS-SC/APC-ADT-SM | Active
002478774 | TERMINATION KIT,ELECTRICAL CABLE | Outdoor,72kV,150mm2, XLPE, Self-Sup TERM, c/w Composite Insulator, APED 72kV P, SSD Pollution LVL (e), Creepage Distance 2330mm, BIL 325kV, c/w Top Bolt | ABBAUST | ABB AUSTRALIA PTY LTD | APED 72 P | Active
002479145 | GLOVES | Flying, Nomex, FR, Touch Screen Compatible, Size 8 | FHA | FLIGHT HELMETS AUSTRALIA | AV244-2 SIZE 8 | Active
002479640 | EXTRACTOR TOOL | Link Extractor, Male , 3/8" Whitworth, 1000V Insulated | ITL | INSULATED TOOLS LTD (MANUFACTURER) | 02380 | Active
002499135 | RELAY,PROTECTION | FW 7.32, 2 Term Line Diff Protn, OC & EF 26/12 IO, 24-48VDC Pwr, 1/5A CT, 820nm FO Line Comms Module, DNP3 over RS485 or LC Fibre Enet & IEC61850 HSR/PRP | CSEUNI | CSE UNISERVE PTY LTD | L90UA3HKLF8LH6PLXXNXXS6TU4DW76 | Active
002499481 | GUARD,SWITCH | E-Stop Shroud for D7 Push Switch, Yellow, Round | SPRECHER | SPRECHER + SCHUH | D7A6PR5 | Active
002499507 | DIODE | SRR, Through Hole, 400V 5uA Reverse, 3A Forward Current, 180A Max Surge at 50Hz, 1.5 us Recovery -50 to +175DegC, Silicon | DIGIKEY | DIGIKEY (MANUFACTURER) | 1N5404 | Active
002499531 | SOLENOID,ELECTRICAL | SPST Insulated Solenoid Relay, 24V, 65A, 71 Ohm, Normally Open, Flat Mounting Bracket Style, PVC Coated Housing, IP66 | COLEHERS | COLE HERSEE DISTRIBUTORS AUST | 24063-08 | Active
000182007 | TAPE,IDENTIFICATION,U/G CABLE | Marking, 150mm W x 500m, Orange, PVC c/w 'DANGER ELECTRIC CABLE BELOW' in 40mm H Black Print (500m roll) (scm) | TYCOELEC | TYCO ELECTRONICS | ELECTAPE | Active
002499424 | JUMPER BAR,TERMINAL BLOCK | Type V7, Centre Jumper, 3 Pole, 4mm Terminals, Push-in, Uninsulated, Screw Mount, Grey | SPRECHER | SPRECHER + SCHUH | V7-CJ63 | Active
002497303 | JOINT,ELECTRICAL POWER CABLE | Straight Through, 76/132kV, 1C, 1200mm2, Stranded Segmental Milliken WB Cu, XLPE/ OF/WBT/CorrCu Sheath (40kA/0.5Sec)/MDPE, Graphite Coating | BRUGG | BRUGG CABLES (MANUFACTURER) | CG-2497303-S1965-4 | Active
002497303 | JOINT,ELECTRICAL POWER CABLE | Straight Through, 76/132kV, 1C, 1200mm2, Stranded Segmental Milliken WB Cu, XLPE/ OF/WBT/CorrCu Sheath (40kA/0.5Sec)/MDPE, Graphite Coating | CBLGRID | CABLE GRID AUSTRALIA PTY LTD | CG-2497303-S1965-4 | Active
000023500 | SWITCHGEAR | Feeder Unit, 36kV, 800A, 31.5kA, 1250A Bus, Metal Enclosed Fixed Switchgear & Control Gear Assy, suit 110V DC Aux Supply c/w CT's for Feeder & BZ | SIEMENS | SIEMENS LTD | 8DA CAT HA 35.11.2010 PAGE 12 | Active
000023501 | SWITCHGEAR | Transformer Unit, 36kV, 800A, 31.5kA, 1250A Bus, Metal Enclosed Fixed Switchgear & Control Gear Assy, suit 110V DC Aux Supply c/w 3Ph Bus VT & CT's | SIEMENS | SIEMENS LTD | 8DA CAT HA 35.11.2010 PAGE 12 | Active
000023502 | SWITCHGEAR | Bus Tie Unit, 36kV, 800A, 31.5kA, 1250A Bus, Metal Enclosed Fixed Switchgear & Control Gear Assy, suit 110V DC Aux Supply c/w Fault Make Bus Earth Switch & | SIEMENS | SIEMENS LTD | 8DA CAT HA 35.11.2010 PAGE 12 | Active
000023504 | SWITCHGEAR | Feeder Unit, 36kV, 800A, 31.5kA, 1600A Bus, Metal Enclosed Fixed Switchgear & Control Gear Assy, suit 110V DC Aux Supply c/w CT's for Feeder & BZ | SIEMENS | SIEMENS LTD | 8DA CAT HA 35.11.2010 PAGE 12 | Active
000023505 | SWITCHGEAR | Feeder Unit, 36kV, 1250A, 31.5kA, 1600A Bus, Metal Encl Fixed Switchgear & Control Gear Assy, suit 110V DC Aux Supply c/w CT's for Feeder & BZ | SIEMENS | SIEMENS LTD | 8DA CAT HA 35.11.2010 PAGE 12 | Active
000023506 | SWITCHGEAR | Transformer Unit, 36kV, 1600A, 31.5kA, 1600A Bus, Metal Enclosed Fixed Switchgear & Control Gear Assy, suit 110V DC Aux Supply c/w 3Ph Bus VT & CT's | SIEMENS | SIEMENS LTD | 8DA CAT HA 35.11.2010 PAGE 12 | Active
000023507 | SWITCHGEAR | Transformer Unit, 36kV, 1250A, 31.5kA, 1600A Bus, Metal Enclosed Fixed Switchgear & Control Gear Assy, suit 110V DC Aux Supply c/w 3Ph Bus VT & CT's | SIEMENS | SIEMENS LTD | 8DA CAT HA 35.11.2010 PAGE 12 | Active
000023508 | SWITCHGEAR | Bus Section Unit, 36kV, 1600A, 31.5kA, 1600A Bus, Metal Enclosed Fixed Switchgear & Control Gear Assy, suit 110V DC Aux Supply c/w CT's for BZ & CBF | SIEMENS | SIEMENS LTD | 8DA CAT HA 35.11.2010 PAGE 12 | Active
000023509 | SWITCHGEAR | Bus Tie Unit, 36kV, 1600A, 31.5kA, 1600A Bus, Metal Enclosed Fixed Switchgear & Control Gear Assy, suit 110V DC Aux Supply c/w Fault Make Bus Earth Switch & | SIEMENS | SIEMENS LTD | 8DA CAT HA 35.11.2010 PAGE 12 | Active
000023511 | SWITCHGEAR | Feeder Unit, 36kV, 800A, 31.5kA, 2000A Bus, Metal Enclosed Fixed Switchgear & Control Gear Assy, suit 110V DC Aux Supply c/w CT's for Feeder & BZ | SIEMENS | SIEMENS LTD | 8DA CAT HA 35.11.2010 PAGE 12 | Active
000023512 | SWITCHGEAR | Transformer Unit, 36kV, 800A, 31.5kA, 2000A Bus, Metal Enclosed Fixed Switchgear & Control Gear Assy, suit 110V DC Aux Supply c/w CT's for | SIEMENS | SIEMENS LTD | 8DA CAT HA 35.11.2010 PAGE 12 | Active
000023513 | SWITCHGEAR | Transformer Unit, 36kV, 800A, 31.5kA, 2000A Bus, Metal Enclosed Fixed Switchgear & Control Gear Assy c/w 3Ph Bus VT & CT's for Transformer & BZ | SIEMENS | SIEMENS LTD | 8DA CAT HA 35.11.2010 PAGE 12 | Active
000023514 | SWITCHGEAR | Transformer Unit, 36kV, 2000A, 31.5kA, 2000A Bus, Metal Enclosed Fixed Switchgear & Control Gear Assy, suit 110V DC Aux Supply c/w CT's for | SIEMENS | SIEMENS LTD | 8DA CAT HA 35.11.2010 PAGE 12 | Active
000104617 | STRIPPER,CABLE,HAND | Insulation & Outer Sheath, 1.5 - 5.5mm Thk, Cables 50mm2 - 240mm2 | TEN | THE ENERGY NETWORK (AUST) PTY LTD | IBST5024 | Active
000104617 | STRIPPER,CABLE,HAND | Insulation & Outer Sheath, 1.5 - 5.5mm Thk, Cables 50mm2 - 240mm2 | PLP | PREFORMED LINE PRODUCTS (AUST) | IBST5024 | Active
000104617 | STRIPPER,CABLE,HAND | Insulation & Outer Sheath, 1.5 - 5.5mm Thk, Cables 50mm2 - 240mm2 | TYCOELEC | TYCO ELECTRONICS | IBST5024 | Active
002406687 | STRIPPER,CABLE,HAND | Insulation Stripping Tool for Removing Outer Sheath Only | SPECFORC | SPECIALISED FORCE PTY LTD | AV6220 | Active
002406687 | STRIPPER,CABLE,HAND | Insulation Stripping Tool for Removing Outer Sheath Only | LEGEND | LEGEND POWER SYSTEMS | KMS-EX | Active
002423887 | STRIPPER,CABLE,HAND | Cable Outer Sheath, Cast Alloy Handle Large Blunt Nose Blade, must be IR Cutter | HYLEC | HYLEC ENERGY SOLUTIONS | HSJR | Active
002423887 | STRIPPER,CABLE,HAND | Cable Outer Sheath, Cast Alloy Handle Large Blunt Nose Blade, must be IR Cutter | TEN | THE ENERGY NETWORK (AUST) PTY LTD | HRIPS | Active
002423903 | STRIPPER,CABLE,HAND | Swivel Blade, suit Cable 4.5 to 25mm Dia | MILLTOOL | MILLER'S TOOLING PTY LTD | 39393 | Active
002423903 | STRIPPER,CABLE,HAND | Swivel Blade, suit Cable 4.5 to 25mm Dia | THEWMCCA | TMAC THEW & MCCANN GROUP | TM00619 | Active
002429603 | STRIPPER,CABLE,HAND | Insulation, Hand Held to suit 10 to 50mm Diameter suitable for use with Sector & Circular Cores | HYLEC | HYLEC ENERGY SOLUTIONS | PINTEL4/BT1216 | Active
002429603 | STRIPPER,CABLE,HAND | Insulation, Hand Held to suit 10 to 50mm Diameter suitable for use with Sector & Circular Cores | TEN | THE ENERGY NETWORK (AUST) PTY LTD | PAD12-16A | Active
002461218 | STRIPPER,CABLE,HAND | Cable Sheath, Insulation & Peelable Semi-con, 16 to 58mm Dia | HYLEC | HYLEC ENERGY SOLUTIONS | MF3-60 | Active
002497477 | BLADE,CABLE STRIPPER | Replacement Alroc Insulation Stripper Blade, 1.6mm Circular for longitudinal cuts | HYLEC | HYLEC ENERGY SOLUTIONS | MTLP4-16 | Active
002497063 | RADIO UNIT,REMOTE | XRS-370C, UHF CB Radio, 80 Channel, 5W, Bluetooth, In-Built Speaker, Magnetic Microphone Mount, Compact Diecast Metal Chassis | GME | GME INNOVATIVE ELECTRONICS | XRS-370C | Active
000020275 | ROPE,FIBROUS | Kernmantle Rope, Light Blue, 11mm Dia, Sewn Eye with Nylon Thimble, EWP Rescue Rope, 20m Long | HGHTDYNM | HEIGHT DYNAMICS | ROPLAN201EYEEWP | Active
000023826 | ROPE,FIBROUS | Red Kernmantle Type, c/w Black Fleck, 200m x 11mm, for Reroping Extension Ladder Equip Services | DONAGHYS | DONAGHYS PTY LTD | PRP1146 | Active
001873504 | ROPE,FIBROUS | 12mm, Polypropylene, 250m Coil, to AS4142-2 | BULLIVAN | BULLIVANTS PTY LTD | 110636 | Active
002401702 | ROPE,FIBROUS | 10mm, Polypropylene, 250m Coil, To AS4142-2 | BULLIVAN | BULLIVANTS PTY LTD | 110900 | Active
002401703 | ROPE,FIBROUS | 10mm, Sisal, 250m Coil, to AS4142 | BULLIVAN | BULLIVANTS PTY LTD | 110464 | Active
002401706 | ROPE,FIBROUS | 14mm, Polypropylene, 250m Coil, AS4142-2 | BULLIVAN | BULLIVANTS PTY LTD | 110637 | Active
002401707 | ROPE,FIBROUS | 16mm, Polypropylene, 250m Coil c/w Brown Yarn, AS4142-2 | BULLIVAN | BULLIVANTS PTY LTD | 110659 | Active
002402650 | ROPE,FIBROUS | 8mm, Polypropylene, 250m Coil, AS4142-2 | BULLIVAN | BULLIVANTS PTY LTD | 110634 | Active
000018755 | HOOK | Safloc Hook, Hauling Line, 12mm, S/Steel Gde 304, Stamped "WLL 720kg" | BULLIVAN | BULLIVANTS PTY LTD | WSNH-0120-SS2431X12LR | Active
000023963 | BLADE,CABLE STRIPPER | Replacement Alroc CCT Stripper Blade, Short, Circular, for Circumference Cutting 3mm | HYLEC | HYLEC ENERGY SOLUTIONS | MTC4/30 | Active
000025321 | BLADE,CABLE STRIPPER | Replacement Alroc CCT Stripper Blade, Long, for Longitudinal Cutting 3.3mm | HYLEC | HYLEC ENERGY SOLUTIONS | MTLP4/3.3 | Active
002476323 | SIGN | Temporary Snap on Sign, Plastic, NO PARKING, 350 x 350mm, Sign Slips into Traffic Cone (double sided) | SETON | SETON AUSTRALIA PTY LTD | 30785W | Active
000022927 | CABLE ASSY,SPEC,ELEC | Control Cable N, Umbilical, 9m Lg, 400 x 200mm, suit ADVC Controller | SCHNEIDR | SCHNEIDER PTY LTD (MANUFACTURER) | 990001022 | Active
000022928 | CABLE ASSY,SPEC,ELEC | Control Cable U/W/RL, Umbilical, 9m Lg, 400 x 200mm, suit ADVC Controller | SCHNEIDR | SCHNEIDER PTY LTD (MANUFACTURER) | 992000075 | Active
000023515 | SWITCHGEAR | Bus Section Unit, 36kV, 2000A, 31.5kA, 2000A Bus, Metal Enclosed Fixed Switchgear & Control Gear Assy, suit 110V DC Aux Supply c/w CT's for Dual Bus | SIEMENS | SIEMENS LTD | 8DA CAT HA 35.11.2010 PAGE 12 | Active
000023516 | SWITCHGEAR | Bus Tie Unit, 36kV, 2000A, 31.5kA, 2000A Bus, Metal Enclosed Fixed Switchgear & Control Gear Assy, suit 110V DC Aux Supply c/w CT's for BZ Protection Scheme | SIEMENS | SIEMENS LTD | 8DA10-23516 | Active
000023516 | SWITCHGEAR | Bus Tie Unit, 36kV, 2000A, 31.5kA, 2000A Bus, Metal Enclosed Fixed Switchgear & Control Gear Assy, suit 110V DC Aux Supply c/w CT's for BZ Protection Scheme | SIEMENS | SIEMENS LTD | 8DA CAT HA 35.11.2010 PAGE 12 | Active
000024977 | SWITCHGEAR | RMU, 12kV, 630A, 3Ph, 50Hz, 2 x Feeder Switch, 1 x Switch Fuse c/w Cubicle & Plinth, ABB SafePlus CCF OD AFLR/BFLR, Faultmake Load Break, 3 Pole Operated, | ABBAUST | ABB AUSTRALIA PTY LTD | 5812027 | Active
000024978 | SWITCHGEAR | RMU, 12kV, 630A, 3Ph, 50Hz, 2 x Feeder Switch, 2 x Switch Fuse c/w Cubicle & Plinth, ABB SafePlus CCFF OD AFLR/BFLR, Faultmake Load Break, 3 Pole Operated, | ABBAUST | ABB AUSTRALIA PTY LTD | 5812028 | Active
002496362 | NETWORK SWITCH | Ethernet Switch, 8 Port for PME, Cape River East StatCom | AMSC | AMSC AUSTRALIA PTY LTD | 16558 | Active
002496362 | NETWORK SWITCH | Ethernet Switch, 8 Port for PME, Cape River East StatCom | AMSC | AMSC AUSTRALIA PTY LTD | 00016558 | Active
002496370 | RELAY | E-Mech, 24-240V AC/DC Ground Fault, Multi-Function Controller, Cape River East StatCom | AMSC | AMSC AUSTRALIA PTY LTD | 00017322 | Active
002496370 | RELAY | E-Mech, 24-240V AC/DC Ground Fault, Multi-Function Controller, Cape River East StatCom | AMSC | AMSC AUSTRALIA PTY LTD | 17322 | Active
002496388 | BUSBAR | Pole Connector, Cape River East StatCom | AMSC | AMSC AUSTRALIA PTY LTD | 6302415 | Active
002496388 | BUSBAR | Pole Connector, Cape River East StatCom | AMSC | AMSC AUSTRALIA PTY LTD | 06302415 | Active
002496396 | ISOLATOR | Optical, RS-485, DIN Rail Mount for PME, Cape River East StatCom | AMSC | AMSC AUSTRALIA PTY LTD | 2000230 | Active
002496396 | ISOLATOR | Optical, RS-485, DIN Rail Mount for PME, Cape River East StatCom | AMSC | AMSC AUSTRALIA PTY LTD | 02000230 | Active
002496479 | MEMORY CARD | Flash, USB 2.0, HSFD, 16Gb Programed for each PME, DAS & MCE, Cape River East StatCom | AMSC | AMSC AUSTRALIA PTY LTD | 2000411 | Active
002496479 | MEMORY CARD | Flash, USB 2.0, HSFD, 16Gb Programed for each PME, DAS & MCE, Cape River East StatCom | AMSC | AMSC AUSTRALIA PTY LTD | 02000411 | Active
002496495 | ARRESTER,ELECTRICAL SURGE | Surge Protector, Type 3, 240V AC, 50/60Hz, DIN Rail for PME, Cape River East StatCom | AMSC | AMSC AUSTRALIA PTY LTD | 2000423 | Active
002496495 | ARRESTER,ELECTRICAL SURGE | Surge Protector, Type 3, 240V AC, 50/60Hz, DIN Rail for PME, Cape River East StatCom | AMSC | AMSC AUSTRALIA PTY LTD | 02000423 | Active
002496511 | SOLID STATE DRIVE | MCE Hard Drive, 100GB, SATA SSD, Cape River East StatCom | AMSC | AMSC AUSTRALIA PTY LTD | 2000504 | Active
002496511 | SOLID STATE DRIVE | MCE Hard Drive, 100GB, SATA SSD, Cape River East StatCom | AMSC | AMSC AUSTRALIA PTY LTD | 02000504 | Active
002496552 | PROCESSOR | CPU AR Assembly c/w Heatsink, Wires & Mount, Cape River East StatCom | AMSC | AMSC AUSTRALIA PTY LTD | 73000303 | Active
002496560 | PRINTED CIRCUIT BOARD | Assembly, High Impedance Input Voltage Sense, 6V, Cape River East StatCom | AMSC | AMSC AUSTRALIA PTY LTD | 73000530 | Active
002496578 | PRINTED CIRCUIT BOARD | Assembly, Analog/Digital I/O, Cape River East StatCom | AMSC | AMSC AUSTRALIA PTY LTD | 76000012 | Active
002497519 | PANEL,ELEC EQUIP | Side Panel, for FA1P Cubicle, 48U x 800mm, S10016363-03 | PLP | PREFORMED LINE PRODUCTS (AUST) | EQL-4880-50-FA1 | Active
002491603 | CARD | Node Protection Card, High Output | COMMTEL | COMMTEL NETWORK SOLUTIONS | EXS-002 | Active
002491603 | CARD | Node Protection Card, High Output | AVIAT | AVIAT NETWORKS | EXS-002 | Active
002491611 | CARD | Eclipse, DAC, 16XE1/DS1 V3, Protectable | AVIAT | AVIAT NETWORKS | EXD-161-002 | Active
002491611 | CARD | Eclipse, DAC, 16XE1/DS1 V3, Protectable | COMMTEL | COMMTEL NETWORK SOLUTIONS | EXD-161-002 | Active
002491629 | CARD | DAC GE3 Gigabit Ethernet Switch Card | COMMTEL | COMMTEL NETWORK SOLUTIONS | EXD-181-002 | Active
002491629 | CARD | DAC GE3 Gigabit Ethernet Switch Card | AVIAT | AVIAT NETWORKS | EXD-181-002 | Active
002491637 | CARD | Eclipse, Fan Card, V2 | COMMTEL | COMMTEL NETWORK SOLUTIONS | EXF-002 | Active
002491637 | CARD | Eclipse, Fan Card, V2 | AVIAT | AVIAT NETWORKS | EXF-002 | Active
002491645 | CARD | Eclipse, Node Controller Card, Serial Mgmt V3, High Output | COMMTEL | COMMTEL NETWORK SOLUTIONS | EXN-005 | Active
002491645 | CARD | Eclipse, Node Controller Card, Serial Mgmt V3, High Output | AVIAT | AVIAT NETWORKS | EXN-005 | Active
002404680 | ROPE,FIBROUS | 4mm, Polypropylene, 250m Coil, AS4142-2 | BULLIVAN | BULLIVANTS PTY LTD | BUL110648 | Active
002406249 | ROPE,FIBROUS | 10mm, Cotton Braided, 125m Coil | BULLIVAN | BULLIVANTS PTY LTD | 110563 | Active
002417376 | ROPE,FIBROUS | Static, Kernmantle, 11 x 15m, American Std F2116-01 | HGHTDYNM | HEIGHT DYNAMICS | DG LSK 11MM X 15M COLOURED | Active
002417384 | ROPE,FIBROUS | Dynamic, Kernmantle, 10.55mm x 60m, British Std BS EN892:2004 | HGHTDYNM | HEIGHT DYNAMICS | EDE01053-60 | Active
002422905 | ROPE,FIBROUS | Mountaineering Dynamic, 11mm x 30m, British Std BS EN892:2004 | HGHTDYNM | HEIGHT DYNAMICS | EDE01080 RED30 | Active
002497410 | CLAMP | Trademaster Multi Adjustable Clamp, 0-250mm Span, 120mm Depth, Plastic, Rubber Grip Handle | TRADMSTR | TRADEMASTER (MANUFACTURER) | TC-0159 | Active
002497410 | CLAMP | Trademaster Multi Adjustable Clamp, 0-250mm Span, 120mm Depth, Plastic, Rubber Grip Handle | C&LTOOL | C&L TOOL CENTRE | ITMTC-0159 | Active
002430288 | LADDER KIT | Head Rope, suit Branach Fibreglass Extension Ladder | BLKWOODJ | J BLACKWOOD & SONS LIMITED | 02482144 | Active
002430296 | LADDER KIT | Rope, suit Branach Fibreglass Extension Ladder | BLKWOODJ | J BLACKWOOD & SONS LIMITED | 08588084 | Active
002430304 | LADDER KIT | Clutch Latch, suit Branach Fibreglass Extension Ladder | BLKWOODJ | J BLACKWOOD & SONS LIMITED | 08588101 | Active
002430312 | LADDER KIT | Top Guide, suit Branach Fibreglass Extension Ladder | BLKWOODJ | J BLACKWOOD & SONS LIMITED | 08588118 | Active
002498715 | GLOVES,ELECTRICAL WORKER'S | Novax, Class 00, Size 6, Insulating Rubber, Orange, 280mm Lg | NOVAX | NOVAX ELECTRICAL SAFETY (GB INDUSTRIES) | GLS00OR280-06 | Active
002498715 | GLOVES,ELECTRICAL WORKER'S | Novax, Class 00, Size 6, Insulating Rubber, Orange, 280mm Lg | AMPLITUD | AMPLITUDE PTY LTD (396777) | GLS00OR280-06 | Active
002499010 | SIGN | Flex DNOB 90mm x 50mm d/s laminated reflective (Do Not Operate) banner tags with 10mm hole | SHANNON | SHANNON SIGN COMPANY PTY LTD | FLEXIBLE DNOB | Active
002499846 | SWITCHBOARD,POWER | CNI Subs Incomer Switchgear Unit, 12kV, 800A, 25kA, 2000A Bus Metal Encl Fixed Switchgear & Control Gear Assy, Panel 450mm W c/w 110VDC Aux Supply, Top Cable | TAMCO | TAMCO SWITCHGEAR (MANUFACTURER) | T2B-VHIF630INC450-MOD | Active
002499978 | RECEIVER,RIPPLE CONTROL | R1100, 225Hz, CA, Program 520, Ricontic-B, T33/EVSE/T33 O/A c/w 1 x Switch Fitted R2 | LANDIS | LANDIS GYR (AUST) PTY LTD | R1100200NNXXXNNEQ 520 | Active
002499986 | RECEIVER,RIPPLE CONTROL | R1100, 317Hz, MK, Program 422, Decabit, T33/EVSE/T33 O/A c/w 1 x Switch Fitted R2 | LANDIS | LANDIS GYR (AUST) PTY LTD | R1100200NNXXXNNEQ 422 | Active
002499994 | RECEIVER,RIPPLE CONTROL | R1100, 217Hz, NQ-O, Program 373, Decabit, T33/EVSE/T33 O/A c/w 1 x Switch Fitted R2 | LANDIS | LANDIS GYR (AUST) PTY LTD | R1100200NNXXXNNEQ 373 | Active
002500015 | RECEIVER,RIPPLE CONTROL | R1100, 217Hz, NQ-T, Program 226, Decabit, T33/EVSE/T33 O/A c/w 1 x Switch Fitted R2 | LANDIS | LANDIS GYR (AUST) PTY LTD | R1100200NNXXXNNEQ 226 | Active
000024292 | CABLE ASSY,SPEC,ELEC | Insulated XLPE Cu, 16mm2, 820mm Lg, M10 Lug, Ribbed for Neutral Bond, u/w IPC LVABC 16-95mm2 Connector | SICAME | SICAME AUSTRALIA PTY LTD | XLPE16MM X 820 R | Active
002500270 | MODULE,TRANSCEIVER | 12Mb-1.25Gb, SFP+, 100m, AutoNeg, No RxLOS, Preferred Master, SGMII, Industrial Cu, 1000BaseT, RJ-45 Connector | FLEXOPTX | FLEXOPTIX UNIVERSAL TRANSCEIVERS | T.C12.02.GI | Active
002464949 | BATTERY,STORAGE | 3.6V, 2.6Ah, PLC Battery, Lithium, Wire Leads to Connector | CBC | CASEY'S BATTERY CENTRE | PLC-AA-3.6-P | Phasing
002498467 | BATTERY,STORAGE | Metabo LiHD Battery Back, 18V, 8.0Ah | METABO | METABO TOOL COMPANY | 625369000 | Active
002498467 | BATTERY,STORAGE | Metabo LiHD Battery Back, 18V, 8.0Ah | C&LTOOL | C&L TOOL CENTRE | METABATT18VXHD8AH | Active
002499085 | CONVERTER,DC TO DC | 6-34V DC Input, 5-24V DC Programmable Output 15A, 160W, Dual Synchrounous Intelligent Buck-Boost, USB Interface | MINIBOX | MINI-BOX AUSTRALIA | PWR-DCDC-USB-200-MB | Active
002499085 | CONVERTER,DC TO DC | 6-34V DC Input, 5-24V DC Programmable Output 15A, 160W, Dual Synchrounous Intelligent Buck-Boost, USB Interface | SHERRIFF | SHERRIFF ELECTRICAL P/L (WHOLESALERS) | PWR-DCDC-USB-200-MB | Active
002500429 | COVER | ABB SafeLink RMU Kick Plate Cover c/w Bolts Kit 3-Way | ABBAUST | ABB AUSTRALIA PTY LTD | C4301-AU | Active
002430528 | LEAD SET,TEST | 1.5m Red & Black, Male 4mm Right Angled Safety & Male 4mm Straight Safety, Cat III, 1000V (scm) | RTE | RAPID-TECH EQUIPMENT PTY LTD | 2350-IEC-150RN | Active
002430528 | LEAD SET,TEST | 1.5m Red & Black, Male 4mm Right Angled Safety & Male 4mm Straight Safety, Cat III, 1000V (scm) | HYLEC | HYLEC ENERGY SOLUTIONS | 2350-IEC-150RN | Active
002458669 | LEAD SET,TEST | GTVIS Cable, Replacement Leads for Voltage Injection Test Set | THEWMCCA | TMAC THEW & MCCANN GROUP | TM00481 | Active
002472975 | LEAD SET,TEST | Two retractable leads,20A, 1x Red and 1x Black, D4 Stackable Plug 120cm, SILICONE 1,00' | HYLEC | HYLEC ENERGY SOLUTIONS | 4969-IEC-120-NR | Active
002489508 | LEAD SET,TEST | Checksystem 2.3 Test Unit Bundled Lead Sets | HYLEC | HYLEC ENERGY SOLUTIONS | BUNDLE10XMH02-200 | Active
002493187 | LEAD SET,TEST | 5m Test Leads, for Major Tech MT575 10kV HV Insulation Tester | CNWELEC | CNW ELECTRICAL PTY LTD | BI11523 | Active
002493187 | LEAD SET,TEST | 5m Test Leads, for Major Tech MT575 10kV HV Insulation Tester | MAJORTCH | MAJOR TECH AUSTRALIA | BI11523 | Active
000104774 | MULTIMETER | Digital, Voltage, Resistance, Frequency, Current, Min of Cat III 600V, ETS RSE04 | GILBERT | GILBERT LODGE AUSTRALIA PTY LTD | FLU175 | Active
000104774 | MULTIMETER | Digital, Voltage, Resistance, Frequency, Current, Min of Cat III 600V, ETS RSE04 | FLUKE | FLUKE AUSTRALIA PTY LTD (MANUFACTURER) | FLUKE 175 | Active
002430510 | MULTIMETER | Fluke-113, Digital, 0-600V AC, 6 Ohms-60 kOhms, 1000nF-9999uF, CAT III 600V, Cat IV 600V, IP55, uses 9V Alkaline Battery | CNWELEC | CNW ELECTRICAL PTY LTD | FLUKE-113 | Active
002430510 | MULTIMETER | Fluke-113, Digital, 0-600V AC, 6 Ohms-60 kOhms, 1000nF-9999uF, CAT III 600V, Cat IV 600V, IP55, uses 9V Alkaline Battery | FLUKE | FLUKE AUSTRALIA PTY LTD (MANUFACTURER) | FLUKE 113/IP55 | Active
002439339 | MULTIMETER | Clamp, Small, AC/DC, Digital, Voltage, Current, Min of Cat III 600V, ETS RSE04 | GILBERT | GILBERT LODGE AUSTRALIA PTY LTD | FLU365 | Active
002439339 | MULTIMETER | Clamp, Small, AC/DC, Digital, Voltage, Current, Min of Cat III 600V, ETS RSE04 | PWRHDIST | POWERHOUSE DISTRIBUTION | FLUKE 365 | Active
002439339 | MULTIMETER | Clamp, Small, AC/DC, Digital, Voltage, Current, Min of Cat III 600V, ETS RSE04 | FLUKE | FLUKE AUSTRALIA PTY LTD (MANUFACTURER) | 365 | Active
002406873 | MULTIMETER | Insulation & Continuity Tester, 500/1000V, Min of Cat III 600V | RTE | RAPID-TECH EQUIPMENT PTY LTD | 3132A | Active
002406873 | MULTIMETER | Insulation & Continuity Tester, 500/1000V, Min of Cat III 600V | KYORITSU | KYORITSU (MANUFACTURER) | 3132A | Active
000020802 | LEAD SET,TEST | Replacement Test Leads c/w Non-Fused Black & Red Test Leads, Black & Red Probes & Crocodile Clip, for Kyoristsu Insulation Tester 3132A | KYORITSU | KYORITSU (MANUFACTURER) | 7122B | Active
000020802 | LEAD SET,TEST | Replacement Test Leads c/w Non-Fused Black & Red Test Leads, Black & Red Probes & Crocodile Clip, for Kyoristsu Insulation Tester 3132A | CNWELEC | CNW ELECTRICAL PTY LTD | 7122B | Active
002497691 | WRENCH,BUNG | Oil Drum Bung Spanner, Cast Al, for Removal & Fitting of Drum Plugs | AMPLITUD | AMPLITUDE PTY LTD (396777) | 318003 | Active
002495315 | CABINET,ELEC EQUIP | CT Marshalling Box, S/Steel, Phoenix Contacts Terminals, Dwg S10013183 | TROPAC | TRO PACIFIC HOLDINGS PTY LTD | AI-807030-EQLD-CT | Active
002497493 | CABINET,ELEC EQUIP | FA1P Cubicle, Front Access, 48U, Swing Frame Rack, 800 x 800mm Base c/w Duct, Rail & Bars, S10016363-03 | PLP | PREFORMED LINE PRODUCTS (AUST) | EQL-FA1-48RU | Active
002497501 | CABINET,ELEC EQUIP | FA2P Cubicle, Front Access, 45U, Swing Frame Rack, 800 x 800mm Base c/w Duct, Rail & Bars, S10016363-03 | PLP | PREFORMED LINE PRODUCTS (AUST) | EQL-FA2-45RU | Active
002416154 | BOLT ASSEMBLY,FOUNDATION | S/Steel, suit LV Distribution Cabinet (IIN104315), Weber Dwg V-ERGBASE | WEBER | WEBER SOUTH PACIFIC PTY LTD | V-ERGBASE | Active
002427284 | BOLT ASSEMBLY,FOUNDATION | Precast Concrete, 350 PCD, 2.3m D c/w 2 Nuts & 2 Washers/THD Leg, for Major Road BPM Pole, Dwg 950138-01 (scm) | CON-FORM | CON-FORM (NQ) PTY LTD | EEMAJ2000 | Active
002427284 | BOLT ASSEMBLY,FOUNDATION | Precast Concrete, 350 PCD, 2.3m D c/w 2 Nuts & 2 Washers/THD Leg, for Major Road BPM Pole, Dwg 950138-01 (scm) | TRI UGRD | TRI UNDERGROUND AUSTRALIA PTY LTD | TRICRB2.3 | Active
002427284 | BOLT ASSEMBLY,FOUNDATION | Precast Concrete, 350 PCD, 2.3m D c/w 2 Nuts & 2 Washers/THD Leg, for Major Road BPM Pole, Dwg 950138-01 (scm) | BUNDCNCT | BUNDABERG CONCRETE CASTERS | 912 | Active
002433670 | BOLT ASSEMBLY,FOUNDATION | Precast Concrete, 350 PCD, 1.2m D c/w 2 Nuts & 2 Washers/THD Leg, for Minor Road BPM Pole, Dwg 875187-02 (scm) | BUNDCNCT | BUNDABERG CONCRETE CASTERS | 910 | Active
002433670 | BOLT ASSEMBLY,FOUNDATION | Precast Concrete, 350 PCD, 1.2m D c/w 2 Nuts & 2 Washers/THD Leg, for Minor Road BPM Pole, Dwg 875187-02 (scm) | CON-FORM | CON-FORM (NQ) PTY LTD | EEMIN1200 | Active
002433670 | BOLT ASSEMBLY,FOUNDATION | Precast Concrete, 350 PCD, 1.2m D c/w 2 Nuts & 2 Washers/THD Leg, for Minor Road BPM Pole, Dwg 875187-02 (scm) | TRI UGRD | TRI UNDERGROUND AUSTRALIA PTY LTD | TRICRB1.2 | Active
002496420 | MODULE | CAN Interface, Single Channel, Cape River East StatCom | AMSC | AMSC AUSTRALIA PTY LTD | 2000370 | Active
002496420 | MODULE | CAN Interface, Single Channel, Cape River East StatCom | AMSC | AMSC AUSTRALIA PTY LTD | 02000370 | Active
000411207 | CLAMP,CABLE | IPC LVABC Connector, 16-95mm2 Main, 6-35mm2 Tap, Insulated Cu or Al, M8 Bolt c/w Yellow Shear-off Indicator Tag & S/Steel Fasteners, Pack of 12 | SICAME | SICAME AUSTRALIA PTY LTD | TTD151XFAPE | Active
000411207 | CLAMP,CABLE | IPC LVABC Connector, 16-95mm2 Main, 6-35mm2 Tap, Insulated Cu or Al, M8 Bolt c/w Yellow Shear-off Indicator Tag & S/Steel Fasteners, Pack of 12 | TECONN | TE CONNECTIVITY LTD | P2X95USI | Active
002500387 | CONVERTER,DC TO DC | 24V Input, 48V Output, 6.2A, 300W, c/w 2 x DIN Rail Clips 55-17-855 | HELIOS | HELIOS POWER SOLUTIONS PTY LTD | DCW300-24-48FT-P9200 | Active
002500452 | COLLECTOR,DUST | Dust Extractor Unit, suit Milwaukee & Makita Jack Hammers | MAKITA | MAKITA INDUSTRIAL POWER TOOLS | 197148-8 | Active
002500452 | COLLECTOR,DUST | Dust Extractor Unit, suit Milwaukee & Makita Jack Hammers | C&LTOOL | C&L TOOL CENTRE | MAKA197148-8 | Active
002428803 | HAND STICK,INSULATED | Universal Fitting Both Ends, Overall 1800 - 1900mm Lg, Pole 32mm Dia | TEN | THE ENERGY NETWORK (AUST) PTY LTD | 4678-6 | Active
002428803 | HAND STICK,INSULATED | Universal Fitting Both Ends, Overall 1800 - 1900mm Lg, Pole 32mm Dia | CHANCE | CHANCE (MANUFACTURER) | H17603 | Active
002428803 | HAND STICK,INSULATED | Universal Fitting Both Ends, Overall 1800 - 1900mm Lg, Pole 32mm Dia | HASTINGS | HASTINGS (MANUFACTURER) | 4678-6 | Active
002434991 | BRACKET,MOUNTING | Pin Top Insulator | TEN | THE ENERGY NETWORK (AUST) PTY LTD | 1A-2A | Active
002434991 | BRACKET,MOUNTING | Pin Top Insulator | SPECFORC | SPECIALISED FORCE PTY LTD | IB-1 | Active
002462505 | GRINDER,BATTERY,PORTABLE | Angle, 125mm Disc, 18V, Brushless Motor, 8500RPM, AVS Handle, Deadman Paddle Switch, Rapid Stop, Toolless Accessory Change, Skin Only | C&LTOOL | C&L TOOL CENTRE | MILWTM18FSAG125XPDB20 | Active
002462505 | GRINDER,BATTERY,PORTABLE | Angle, 125mm Disc, 18V, Brushless Motor, 8500RPM, AVS Handle, Deadman Paddle Switch, Rapid Stop, Toolless Accessory Change, Skin Only | MILWAUKE | MILWAUKEE POWER TOOLS | M18FSAG125XPDB0 | Active
002408912 | BRACE,CROSSARM | Compression, LH, 75 x 75 x 6 x 2362 Lg, Galv Steel, Stamp with "IIN2408912", EE Dwg ES000744-01 | ISM | ISM MANUFACTURING PTY LTD | ERGON-908942-04-04 | Active
002432755 | RELAY,PROTECTION | Biased Differential 3 Winding, Extended 8/12 I/O, 24/48VDC, 5A Ph & 5A Neutral, 24V Control Voltage, REF Elements, DNP3 Communications Protocol | SEL | SCHWEITZER ENGINEERING LAB PTY LTD | 0387612X5H2X1X1 | Active
002432979 | RELAY,PROTECTION | Multi-Contact Tripping Relay, 220-250V DC, 20 Make, 0 Break, Latching Contacts c/w Latching Flag (Alternate) | ALSTOM | ALSTOM GRID AUSTRALIA LIMITED | MVAJ205TA1000A | Active
002433001 | RELAY,PROTECTION | Multi-Contact Tripping Relay, 48-54V DC, 20 Make, 0 Break, Latching Contacts c/w Latching Flag (Alternate) | ALSTOM | ALSTOM GRID AUSTRALIA LIMITED | MVAJ205TA0500A | Active
002439644 | CLEVIS,SOCKET | Extension Link, 120kN, 250mm, R Clip, ETS 11-09-01 (scm) | TEN | THE ENERGY NETWORK (AUST) PTY LTD | SCEL-120 | Active
002499069 | BATTERY,STORAGE | 48V, 90Ah (-10/+20%), Single String, C10 to 1.80Vpc at 25°C, 4 x 12V Batteries, VRLA Battery Bank, Battery only c/w Insulated Connection Bars & Flexible | CENTURY | CENTURY YUASA BATTERIES PTY LTD | 341266 | Active
002499333 | TARPAULIN | LL Canvas Ground Tarp 3.94m x 3.94m 250gm c/w SS Eyelets, hook and loop velcro seam as per dwg 22490-A3 c/w carry bag | AMPLITUD | AMPLITUDE PTY LTD (396777) | LLGC3.94 | Active
002453678 | CABLE ASSY,SPEC,ELEC | X10DR X-Ponder to Interface Box Cable, 0.5m Lg, DB15 F/M Connectors | PACWIRE | PACIFIC WIRELESS | XIB-CK | Active
002453686 | CABLE ASSY,SPEC,ELEC | X10DR X-Ponder to Radio Interface Cable, 1.5m Lg, suit Tait TM70/80/9000 DB15 | PACWIRE | PACIFIC WIRELESS | XMC-T15(ERG) | Active
002475226 | CABLE ASSY,SPEC,ELEC | Omron CS1 Series, I/O Connecting Cable, 0.7m Lg, for Backplane & Expansion Backplanes | OMRON | OMRON ELECTRONICS PTY LTD | CS1W-CN713 | Active
002487171 | CABLE ASSY,SPEC,ELEC | Battery Spade Assy, 1.6m c/w 7A Fuse, for ADVC2/3 Controller to connect extra Batteries | QCC | QCC CONNECTORS & CABLES (QCC GROUP PL) | 43556-10 | Active
002433688 | BOLT ASSEMBLY,FOUNDATION | Precast Concrete, 350 PCD, 1.5m D c/w 2 Nuts & 2 Washers/THD Leg, for Minor Road BPM Pole, Dwg 875187-02 (scm) | TRI UGRD | TRI UNDERGROUND AUSTRALIA PTY LTD | TRICRB1.5 | Active
002433688 | BOLT ASSEMBLY,FOUNDATION | Precast Concrete, 350 PCD, 1.5m D c/w 2 Nuts & 2 Washers/THD Leg, for Minor Road BPM Pole, Dwg 875187-02 (scm) | BUNDCNCT | BUNDABERG CONCRETE CASTERS | 911 | Active
000104395 | SWITCHGEAR | RMU, 12kV, 1 x Feeder Switch, 1 x Circuit Breaker, 1 x Switch Fuse c/w Cubicle & Plinth, Safeplus CVF, ETS 06-08-01 (1) | ABBAUST | ABB AUSTRALIA PTY LTD | 5810185 | Active
000104396 | SWITCHGEAR | RMU, 12kV, 2 x Feeder Switch, 1 x CB, for 11kV Oil-type Transformer connection > 1000kVA c/w Mounting Plinth & Outdoor Enclosure, JTS 06-08-01 (scm) | ABBAUST | ABB AUSTRALIA PTY LTD | 5811989 | Active
002499879 | RELAY,PROTECTION | 3 Term Line Diff, OC & EF, 14/25 IO Logic, 48/125VDC Pwr, 110VDC Ctrl, 5A Ph & 5A N, 110VAC Input, 4U Vert, 850nm DNP over RS485 or 100BaseFX Enet | SEL | SCHWEITZER ENGINEERING LAB PTY LTD | 0311L7LCC325325XX | Active
002499887 | RELAY,PROTECTION | 3 Term Line Diff, OC & EF, 14/25 IO Logic, 48/125VDC Pwr, 110VDC Ctrl, 1A Ph & 1A N, 110VAC Input, 4U Rack, 1300nm C37.94, DNP over RS485 or 100BaseFX Enet | SEL | SCHWEITZER ENGINEERING LAB PTY LTD | 0311L7JHH321325XX | Active
002499952 | RECEIVER,RIPPLE CONTROL | R1100, 425Hz, SW, Program 721, Decabit, T33/EVSE/T33 O/A c/w 1 x Switch Fitted R2 | LANDIS | LANDIS GYR (AUST) PTY LTD | R1100200NNXXXNNEQ 721 | Active
002499960 | RECEIVER,RIPPLE CONTROL | R1100, 317Hz, WB, Program 623, Pulsadis-S, T33/EVSE/T33 O/A c/w 1 x Switch Fitted R2 | LANDIS | LANDIS GYR (AUST) PTY LTD | R1100200NNXXXNNEQ 623 | Active
002500007 | RECEIVER,RIPPLE CONTROL | R1100, 317Hz, NQ-B, Program 323, Decabit, T33/EVSE/T33 O/A c/w 1 x Switch Fitted R2 | LANDIS | LANDIS GYR (AUST) PTY LTD | R1100200NNXXXNNEQ 323 | Active
002500023 | RECEIVER,RIPPLE CONTROL | R1100, 317Hz, FN, Program 127, Decabit, T33/EVSE/T33 O/A c/w 1 x Switch Fitted R2 | LANDIS | LANDIS GYR (AUST) PTY LTD | R1100200NNXXXNNEQ 127 | Active
002500155 | BLADE,BANDSAW | Milwaukee, 776mm, 12/14 TPI Bandsaw Blade, Pack of 3, suit 12V Bandsaw | MILWAUKE | MILWAUKEE POWER TOOLS | 48390631 | Active
002500155 | BLADE,BANDSAW | Milwaukee, 776mm, 12/14 TPI Bandsaw Blade, Pack of 3, suit 12V Bandsaw | C&LTOOL | C&L TOOL CENTRE | MILWA48390631 | Active
002500163 | BLADE,BANDSAW | Milwaukee, 1140mm, 14/18 TPI Bandsaw Blade, Pack of 3, suit 18V Bandsaw | MILWAUKE | MILWAUKEE POWER TOOLS | 48390561 | Active
002500163 | BLADE,BANDSAW | Milwaukee, 1140mm, 14/18 TPI Bandsaw Blade, Pack of 3, suit 18V Bandsaw | C&LTOOL | C&L TOOL CENTRE | MILWA48390561 | Active
002437671 | GREASE,SPECIAL PURPOSE | Pfisterer Spezialfett HV, 8g Sachets, Lubricant, White, Pasty, Odourless, Perfluorinated Polyether Oil PTFE, Non Melting, for NOMAD use only | PFISTER | PFISTERER HOLDINGS | 002854002(E) | Active
002437671 | GREASE,SPECIAL PURPOSE | Pfisterer Spezialfett HV, 8g Sachets, Lubricant, White, Pasty, Odourless, Perfluorinated Polyether Oil PTFE, Non Melting, for NOMAD use only | KLUBER | KLUBER LUBRICATION (MANUFACTURER) | 002854002(E) | Active
002470920 | GLOVES,DISPOSABLE | Megaman Industrial Glove, Size L, Nitrile, Black, for handling Oil | ATOMSUPP | ATOM SUPPLY GROUP P/L | 40011489 | Active
002470920 | GLOVES,DISPOSABLE | Megaman Industrial Glove, Size L, Nitrile, Black, for handling Oil | ATOMSUPP | ATOM SUPPLY GROUP P/L | 40004282 | Active
002470920 | GLOVES,DISPOSABLE | Megaman Industrial Glove, Size L, Nitrile, Black, for handling Oil | ATOMSUPP | ATOM SUPPLY GROUP P/L | N260884 | Active
002470920 | GLOVES,DISPOSABLE | Megaman Industrial Glove, Size L, Nitrile, Black, for handling Oil | BLKWOODJ | J BLACKWOOD & SONS LIMITED | 04192497 | Active
002470953 | GLOVES,DISPOSABLE | Megaman Industrial Glove, Size XXXL, Nitrile, Black, for handling Oil | BLKWOODJ | J BLACKWOOD & SONS LIMITED | 04192548 | Active
002470953 | GLOVES,DISPOSABLE | Megaman Industrial Glove, Size XXXL, Nitrile, Black, for handling Oil | ATOMSUPP | ATOM SUPPLY GROUP P/L | N260887 | Active
002470953 | GLOVES,DISPOSABLE | Megaman Industrial Glove, Size XXXL, Nitrile, Black, for handling Oil | ATOMSUPP | ATOM SUPPLY GROUP P/L | 40011492 | Active
002498749 | TRANSFORMER,DISTRIBUTION | Groundmount, 22kV/560V/560V, 5MVA, 3Ph, Dyn11yn11, KNAN FR3, for BESS | WILSON | WILSON TRANSFORMER CO. PTY LTD | 877-B290-01 | Active
002498756 | TRANSFORMER,DISTRIBUTION | Groundmount, 11kV/560V/560V, 5MVA, 3Ph, Dyn11yn11, KNAN FR3, for BESS | WILSON | WILSON TRANSFORMER CO. PTY LTD | 877-B291-01 | Active
000910758 | CROSSARM,WOOD | Bare, 900 x 100 x 100mm, Intermediate, Top Surface Painted (scm) | DALEMYRS | DALE & MEYERS OPERATIONS PTY LTD | XARM0910758 | Active
000023426 | CLAMP,ELECTRICAL | Termination Clamp, Double Bolted, 11kV Inline Links, suit ACSR & AAC Conductors with Dia Range 12.75mm to 22.35mm, Cherry, Moon, Pluto, Saturn Only, WLL | BRITECH | BRI-TECH PTY LTD | ASOD8582N | Active
000022433 | INSECT REPELLENT,PERSONAL | Bushmans; Aerosol 225g; 40% Deet; 10 hours protection | BLKWOODJ | J BLACKWOOD & SONS LIMITED | 07872367/BU225A | Active
000022433 | INSECT REPELLENT,PERSONAL | Bushmans; Aerosol 225g; 40% Deet; 10 hours protection | ALLENS | ALLENS INDUSTRIAL PRODUCTS | BU225A | Active
000022433 | INSECT REPELLENT,PERSONAL | Bushmans; Aerosol 225g; 40% Deet; 10 hours protection | ATOMSUPP | ATOM SUPPLY GROUP P/L | 91040038 | Active
000022433 | INSECT REPELLENT,PERSONAL | Bushmans; Aerosol 225g; 40% Deet; 10 hours protection | ALPHAFAS | ALPHA FIRST AID SUPPLIES | 320010 | Active
000022433 | INSECT REPELLENT,PERSONAL | Bushmans; Aerosol 225g; 40% Deet; 10 hours protection | ATOMSUPP | ATOM SUPPLY GROUP P/L | 90140038 | Active
000025432 | INSECT REPELLENT,PERSONAL | AEROGARD Trop Strength; Press Pack 150g; 6 hr protection; Low Irritant; neutral smell | ATOMSUPP | ATOM SUPPLY GROUP P/L | 1329020 | Active
000025432 | INSECT REPELLENT,PERSONAL | AEROGARD Trop Strength; Press Pack 150g; 6 hr protection; Low Irritant; neutral smell | ATOMSUPP | ATOM SUPPLY GROUP P/L | 50480 | Active
000025432 | INSECT REPELLENT,PERSONAL | AEROGARD Trop Strength; Press Pack 150g; 6 hr protection; Low Irritant; neutral smell | ALPHAFAS | ALPHA FIRST AID SUPPLIES | 338 | Active
000025432 | INSECT REPELLENT,PERSONAL | AEROGARD Trop Strength; Press Pack 150g; 6 hr protection; Low Irritant; neutral smell | BLKWOODJ | J BLACKWOOD & SONS LIMITED | 09467110 | Active
000025540 | INSECT REPELLENT,PERSONAL | Bushmans; Ultra Gel 75g; 80% Deet 16 hours protection | ALPHAFAS | ALPHA FIRST AID SUPPLIES | 99866 | Active
000025540 | INSECT REPELLENT,PERSONAL | Bushmans; Ultra Gel 75g; 80% Deet 16 hours protection | ATOMSUPP | ATOM SUPPLY GROUP P/L | 135216 | Active
002500437 | CAPACITOR ASSEMBLY | Type CHD490B, 19uF, 287kVAr, 6.93kV, 50Hz, 1 Ph, Capacitor Can, Insulation 28/95, Fluid Type M/DBT, AS 2897, ABB, YOM 1997 | ABBAUST | ABB AUSTRALIA PTY LTD | CHD490B | Active
002500460 | STEP,POLE | Tower Step, M16 Bolt 220mm Lg, & Fall Arrest A1 Anchor Assy c/w Mounting Plate & Bar 350mm Lg, Dwg 10021405 Sht 01 | EQLWS | EQL PROVISION OF WORKSHOP SERVICES | 10021405 SHEET 01 | Active
000024188 | METER | Load Unit, 100A CT, Min Cat III 600V, Input Leads 10A Fused Retractable Shrouds, Output Leads 16mm2 Cu Cable all Colour Coded & Double Insulated c/w | GAYRAD | JJ ELECTRICAL MANUFACTURING T/A GAYRAD | MLU100-3 | Active
002447829 | SWITCH,AIR BREAK | 66kV, 1250A Horizontal Double Break Type w/out Earth Switch, EE Dwg 5-2-1024 | NGKSTANG | NGK STANGER PTY LTD | 70531/3ER4 | Active
002447845 | SWITCH ASSEMBLY | 66kV, 1250A Horizontal Double Break ABS c/w Earth Switch, EE Dwg 5-2-1026 | NGKSTANG | NGK STANGER PTY LTD | 70531/3ER3 C/W AB5 & INS | Active
002451532 | RELAY,PROTECTION | Multi-Contact Trip, 48V DC Aux Voltage, 10 Make Non-latching Contacts, Hand Reset Flag c/w 2M28 Case | RMSPROD | RMS PRODUCTS (RELAY MONITORING SYSTEMS) | 2HSM512-B-2-C-10M-2M28-S | Active
002451540 | RELAY,PROTECTION | Multi-Contact Trip, 110V DC Aux Voltage, 10 Make Non-latching Contacts, Hand Reset Flag c/w 2M28 Case | RMSPROD | RMS PRODUCTS (RELAY MONITORING SYSTEMS) | 2HSM512-B-2-D-10M-2M28-S | Active
000414124 | CLAMP,INSULATION PIERCING | Connector, IPC, Bare Al Mains, to Double Service Tap 25mm2 Al XLPE Cable (P12) | SICAME | SICAME AUSTRALIA PTY LTD | CAW235 | Active
002405251 | CLAMP,INSULATION PIERCING | Connector, IPC 150mm ABC Mains, to 95mm ABC Mains with S/Steel Hardware (P10) | SICAME | SICAME AUSTRALIA PTY LTD | TTD351XFA | Active
000022462 | SIGN | Gravoply Clear Perspex, Legend ISOLATED, 80 x 25 x 23mm, Red with White Text, 60 x 20mm, Dwg CCSTD-AR081-01, suit 1A Fuse Link | UTENGSGN | UTILITY ENGRAVING & SIGNS | LABEL GRAVOPLY | Active
002453009 | CHARGER,BATTERY | APR48-3G, Rectifier Module, Max 1800W at 48V, suit APS DC System | POWERON | POWER ON AUSTRALIA PTY LTD | POA15194 | Phasing
002453009 | CHARGER,BATTERY | APR48-3G, Rectifier Module, Max 1800W at 48V, suit APS DC System | POWERON | POWER ON AUSTRALIA PTY LTD | POA15193 | Phasing
002471514 | COLLECTOR UNIT,DUST | Milwaukee M18 Dust Extractor Unit 18V, HEPA Filter, to suit Milwaukee FHP Hammer Drill | C&LTOOL | C&L TOOL CENTRE | MILWTM18FPDEX-0 | Active
002471514 | COLLECTOR UNIT,DUST | Milwaukee M18 Dust Extractor Unit 18V, HEPA Filter, to suit Milwaukee FHP Hammer Drill | MILWAUKE | MILWAUKEE POWER TOOLS | M18FPDEX-0 | Active
X09000020 | CAGE | Half Height 1160 Transport Cage, Medium, 1160 x 1160 x 650mm H, 1090kg SWL, Steel Sheet Floor, Zinc Plate, Stacks Collapsed or Assembled, 4 Way Forklift/ | CONTSOLU | CONTAINIT SOLUTIONS | CTCS-1160-5 | Active
X09000021 | CAGE | Custom 1160 Transport Cage, Large, 1160 x 1160 x 940mm H, 1090kg SWL, Steel Sheet Floor, Zinc Plate, Stacks Collapsed or Assembled, 4 Way Forklift/ | CONTSOLU | CONTAINIT SOLUTIONS | CTCS-1160-94 | Active
002405158 | TAPE,DUCT | 48mm x 30m Roll, for Sealing & Joining | 3MAUST | 3M AUSTRALIA PTY LTD | NITDUCTBLK | Active
002405158 | TAPE,DUCT | 48mm x 30m Roll, for Sealing & Joining | GILBERT | GILBERT LODGE AUSTRALIA PTY LTD | DUCTBLK | Active
002405158 | TAPE,DUCT | 48mm x 30m Roll, for Sealing & Joining | ALLENS | ALLENS INDUSTRIAL PRODUCTS | PPDUCTCLING | Active
000023332 | PLASTIC SHEET | Stretch Film, Bundling Wrap, 100mm x 150m, used with Bundling Dispenser, 10 Rolls per carton | PROMARK | PROMARK PTY LTD (MANUFACTURER) | SD1009 | Active
000240790 | PLASTIC SHEET | Builders Film, Black, 4m x 50m x 200um, For use with Asbestos | ALLENS | ALLENS INDUSTRIAL PRODUCTS | PP85220 | Active
002442606 | PLASTIC SHEET | Stretch Film, 25um, Black, Machine Blown | SMSOMNI | SMS OMNI-TUFF GROUP PTY LTD | 12-SFM30CB | Active
002404520 | SWITCHGEAR | RMU, 24kV, 2 x Feeder Switches, 1 x Switch Fuse, GAC 2K1TS, JTS 06-08-01 (scm) | ORMAUST | ORMAZABAL AUSTRALIA P/L | 500016115 | Active
002405640 | SWITCHGEAR | RMU, 12kV Holec Magnefix MD451 Series, 2 Switch & 1 Fuse Unit, 3 Ph Operation Only on all Circuits, suit both Front Entry Style & Rectangular Padmount | EATONELE | EATON ELECTRIC SYSTEMS PTY LTD | MD451ERGON | Active
002405643 | SWITCHGEAR | RMU, SD3, 11kV Triple Oil Unit, Comprising 3 Isolators Mounted in Common Tank Switch to a Common Busbar & each c/w Extensible Busbars on One Side & | ABBAUST | ABB AUSTRALIA PTY LTD | 5813124 | Active
002405644 | SWITCHGEAR | RMU, 12kV Holec Magnefix, MD442 Series, 3 Switch & 1 Fuse Unit, 3 Ph Operation Only on all Circuits, suit both Front Entry Style & Rectangular Padmount | EATONELE | EATON ELECTRIC SYSTEMS PTY LTD | MD442ERGON | Active
002437424 | SWITCHGEAR | RMU, 12kV, 2 x Feeder Switch, 2 x CB, for 11kV Oil-type Transformer connection > 1000kVA c/w Mounting Plinth & Outdoor Enclosure, JTS 06-08-01 (scm) | ABBAUST | ABB AUSTRALIA PTY LTD | 5811975 | Active
002437432 | SWITCHGEAR | RMU, 12kV, 3 x Feeder Switch, 1 x CB, for 11kV Oil-type Transformer connection > 1000kVA c/w Mounting Plinth & Outdoor Enclosure, JTS 06-08-01 (scm) | ABBAUST | ABB AUSTRALIA PTY LTD | 5811974 | Active
002437440 | SWITCHGEAR | RMU, 36kV, 2 x Feeder Switch, 1 x Switch Fuse, for 33kV Oil-type Transformer connection to 2000kVA c/w Mounting Plinth & Outdoor Enclosure, JTS 06-08-01 | ABBAUST | ABB AUSTRALIA PTY LTD | 5811979 | Active
002437457 | SWITCHGEAR | RMU, 36kV, 2 x Feeder Switch, 2 x Switch Fuse, for 33kV Oil-type Transformer connection to 2000kVA c/w Mounting Plinth & Outdoor Enclosure, JTS 06-08-01 | ABBAUST | ABB AUSTRALIA PTY LTD | 5811980 | Active
002437465 | SWITCHGEAR | RMU, 36kV, 3 x Feeder Switch, 1 x Switch Fuse, for 33kV Oil-type Transformer connection to 2000kVA c/w Mounting Plinth & Outdoor Enclosure, JTS 06-08-01 | ABBAUST | ABB AUSTRALIA PTY LTD | 5811981 | Active
002437481 | SWITCHGEAR | RMU, 36kV, 4 x Feeder Switch c/w Mounting Plinth & Outdoor Enclosure, JTS 06-08-01 (scm) | ABBAUST | ABB AUSTRALIA PTY LTD | 5811984 | Active
002442531 | SWITCHGEAR | RMU, 22kV, 2 x Feeder Switch Disconnector, 1 x Switch Fused Unit, suit Padmount Transformers, Schneider RM6 (scm) | SCHNEIDR | SCHNEIDER PTY LTD (MANUFACTURER) | RM62N63NIIQIEG | Phasing
002442549 | SWITCHGEAR | RMU, 22kV, 3 x Feeder Switch Disconnector, 1 x Switch Fused Unit, suit Padmount Transformers, Schneider RM6 (scm) | SCHNEIDR | SCHNEIDER PTY LTD (MANUFACTURER) | RM62N63NIIQIEG | Phasing
002451698 | SWITCHGEAR | RMU, 12kV, 2 x Feeder Switch, 1 x Switch Fuse, for 11kV Oil-type Transformer connection to 1000kVA, JTS 06-08-01 (scm) | ABBAUST | ABB AUSTRALIA PTY LTD | 5811941 | Active
002451706 | SWITCHGEAR | RMU, 12kV, SafeLink 2 CFC c/w Operating Handle, Mounting Plinth & Outdoor Encl, for 11kV Oil Type Transformer Connection to 1000kVA, JTS 06-08-01 | ABBAUST | ABB AUSTRALIA PTY LTD | 5811942 | Active
002451714 | SWITCHGEAR | RMU, 12kV, SafeLink 2 CFCF c/w Operating Handle, Mounting Plinth & Outdoor Encl, for 11kV Oil Type Transformer Connection to 1000kVA, JTS 06-08-01 | ABBAUST | ABB AUSTRALIA PTY LTD | 5811943 | Active
000002504 | KEY,SOCKET HEAD SCREW | T Shape, Hex Drive, 3mm, Insulated 1000V Rated, for use with Henley Fuses, (P1) | CNWELEC | CNW ELECTRICAL PTY LTD | IPD53485-36 | Active
002406879 | KEY,SOCKET HEAD SCREW | Tamper Proof 4mm, A/F 2.5mm, to suit Inspection Screws on Street Light Standard (Allen Key) | INGAL | INGAL EPS | 102914 | Active
001865595 | CONDUIT,NONMETALLIC,RIGID | UPVC, 50mm, 4m, HD, Orange Electrical (Aus Std) | HAYMANS | HAYMANS ELECTRICAL | PIP50HD | Active
001865595 | CONDUIT,NONMETALLIC,RIGID | UPVC, 50mm, 4m, HD, Orange Electrical (Aus Std) | MMELEC | MM ELECTRICAL MERCHANDISING | PIP50HD | Active
001865596 | CONDUIT,NONMETALLIC,RIGID | UPVC, 80mm, 6m, LD, Orange Electrical, AS/NZS2053 Part 2-1995 (scm) | HAYMANS | HAYMANS ELECTRICAL | PIP80LD | Active
001865625 | CONDUIT,NONMETALLIC,RIGID | UPVC, 150mm, 6m, LD, Orange Electrical, AS/NZS2053 Part 2-1995 (scm) | HAYMANS | HAYMANS ELECTRICAL | 150LDELEC | Active
002497006 | GATE | LA2, Light Box Stay Assy, Adjustable Bolt Together Kit c/w 2 x 8ft Mesh Gate, suit most Rural Fencing Applications | HOLDFAST | HOLDFAST ACCESS SOLUTIONS | LA2 | Active
002491694 | RADIO UNIT,REMOTE | ODU 600v2, 7/8GHz Waveguide Transition Kit, WTM 4100/4200, WR112 Waveguide, UDR 84 Flange | COMMTEL | COMMTEL NETWORK SOLUTIONS | 179-530500-007 | Active
002491694 | RADIO UNIT,REMOTE | ODU 600v2, 7/8GHz Waveguide Transition Kit, WTM 4100/4200, WR112 Waveguide, UDR 84 Flange | AVIAT | AVIAT NETWORKS | 179-530500-007 | Active
002499358 | RECLOSER,AUTO | 12.7kV, SWER, 800A, 170kV 6kA Cap c/w Ctrl Cub, suit ext 240V Supply in Subs, Aux Supply, Surge Arrester, 9m Ctrl Cable, 20mm Dia Stem, 12.7kV /220V VT, | NOJA | NOJA POWER SWITCHGEAR PTY LTD | OSM38 SWER 12.7KV | Active
002434975 | ROLLER,CABLE | Conductor, Universal Mounting, 180mm Stringing Block | TEN | THE ENERGY NETWORK (AUST) PTY LTD | SPP-1A-T12 | Active
002434975 | ROLLER,CABLE | Conductor, Universal Mounting, 180mm Stringing Block | SPECFORC | SPECIALISED FORCE PTY LTD | CB-1 | Active
002474963 | DUNNAGE | Crane Borer FRP, 550 x 550 x 20mm c/w 2 Rope Handles Rhino Coated Orange, Rated to 21.5 Tonne RWC | REDMOND | REDMOND GARY AUSTRALIA PTY LTD | 28A0371#14 | Active
002407211 | PROTECTOR,ELECTRICAL CABLE | Armour Rod, Preformed, Full Length, Iodine 7/4.75 AAAC 1120, ETS 11-09-01 | PLP | PREFORMED LINE PRODUCTS (AUST) | D-AAR1430 | Active
002407213 | PROTECTOR,ELECTRICAL CABLE | Armour Rod, Preformed, Full Length, Neon 19/3.75 AAAC 1120, ETS 11-09-01 | PLP | PREFORMED LINE PRODUCTS (AUST) | D-AAR1875 | Active
002408771 | STRAPPING | Earth, Earthwire support, Galv Steel, PL 75x5x150 Bent, 22mm Hole, Stamp with " IIN 2408771" EE Dwg 906878-02 Item No 6 | ISM | ISM MANUFACTURING PTY LTD | ERGON-906878-02-06 | Active
002408904 | BRACE,CROSSARM | Compression, RH, 75 x 75 x 6 x 2362 Lg, Galv Steel, Stamp with "IIN2408904", EE Dwg ES000744-01 | ISM | ISM MANUFACTURING PTY LTD | ERGON-908942-04-03 | Active
002408979 | CROSSARM,METAL | Tension Brace, 2443mm Lg, 50 x 50 x 5mm, RH, Galv Steel, Stamp with "IIN2408979", Dwg ES000743-01 (scm) | ISM | ISM MANUFACTURING PTY LTD | ERGON-908942-04-01 | Active
002408987 | CROSSARM,METAL | Tension Brace, 2443mm Lg, 50 x 50 x 5mm, LH, Galv Steel, Stamp with "IIN2408987", Dwg ES000743-01 (scm) | ISM | ISM MANUFACTURING PTY LTD | ERGON-908942-04-02 | Active
002409134 | PLATE,METAL | Tension Gusset, 8mm Plate, Galv Steel, Stamp with "IIN 2408134" EE Dwg 908942-02 Item 12 | ISM | ISM MANUFACTURING PTY LTD | ERGON-908942-02-12 | Active
002423994 | CROSSARM,METAL | Compression LH, 75 x 75 x 5 x 2496mm Lg, Galv Steel, Stamp with "IIN 2423994", EE Dwg 953218-02 Item 2 | DMIGM | DMI GLOBAL MANUFACTURING | C2B | Active
002432078 | BASE,CONCRETE PRECAST | 800 x 150mm, Biscuit, Dwg 907267-01 | ERGON | ERGON ENERGY PTY LTD | PCDISC08 | Active
002432748 | RELAY,PROTECTION | Biased Differential 3 Winding, Extended 8/12 I/O, 24/48VDC, 1A Ph & 1A Neutral, 24V Control Voltage, REF Elements, DNP3 Communications Protocol | SEL | SCHWEITZER ENGINEERING LAB PTY LTD | 0387612X1H2X1X1 | Active
002432961 | RELAY,PROTECTION | Multi-Contact Tripping Relay, 110-125V DC, 20 Make, 0 Break, Latching Contacts c/w Latching Flag (Alternate) | ALSTOM | ALSTOM GRID AUSTRALIA LIMITED | MVAJ205TA0800A | Active
002432995 | RELAY,PROTECTION | Multi-Contact Tripping Relay, 30-34V DC, 20 Make, 0 Break, Latching Contacts c/w Latching Flag (Alternate) | ALSTOM | ALSTOM GRID AUSTRALIA LIMITED | MVAJ205TA0200A | Active
002459717 | SWITCH,FUSED | 630A, 660V AC, 3 Pole, HRC Fuseway, Bottom terminal connectors, suit Merlin Gerin Opus LV Switchboard. | SCHNEIDR | SCHNEIDER PTY LTD (MANUFACTURER) | EZERG19 | Active
002498327 | CONVERTER,DC TO DC | 110V Input, 24V Output 6A, 144W, 198 x 112 x 51mm | HELIOS | HELIOS POWER SOLUTIONS PTY LTD | DCW150-110-24FT-P9200 | Active
002498343 | ENCLOSURE,ELECTRICAL BOX | Compact Enclosure, 600 x 600 x 250mm, Steel, IP66 | RITTAL | RITTAL AUSTRALIA PTY LTD | AE1054.000 | Active
002498343 | ENCLOSURE,ELECTRICAL BOX | Compact Enclosure, 600 x 600 x 250mm, Steel, IP66 | LAWRENCE | LAWRENCE & HANSON | AE1054.000 | Active
002434330 | RECLOSER,AUTO | 12.7kV, SWER, 400A, 6kA Cap c/w Ctrl Cub suit ext 240V Supply in Subs, 7m Ctrl Cable, 20mm Dia Stem Terminals DNP 3.0, ETS 06-07-02 (scm) | SCHNEIDR | SCHNEIDER PTY LTD (MANUFACTURER) | W27-ACR-SOLID-24-6-125-12.7KV | Active
002499341 | RECLOSER,AUTO | 11kV, SWER, 800A, 170kV 6kA Cap c/w Ctrl Cub, suit ext 240V Supply in Subs, Aux Supply, Surge Arrester, 9m Ctrl Cable, 20mm Dia Stem, 11kV /220V VT, | NOJA | NOJA POWER SWITCHGEAR PTY LTD | OSM38 SWER 11KV | Active
002499366 | RECLOSER,AUTO | 19.1kV, SWER, 800A, 170kV 6kA Cap c/w Ctrl Cub, suit ext 240V Supply in Subs, Aux Supply, Surge Arrester, 9m Ctrl Cable, 20mm Dia Stem, 19.1kV /220V VT, | NOJA | NOJA POWER SWITCHGEAR PTY LTD | OSM38 SWER 19.1KV | Active
002441343 | SIGN | A-Frame, "ASBESTOS WORK IN PROGRESS", 350 x 600mm, Black Text, Yellow B/Ground B/Ground | ALLENS | ALLENS INDUSTRIAL PRODUCTS | Q7479 | Active
002465854 | PLASTIC SHEET | Stretch Film, Clear, 500mm x 380m | ALLENS | ALLENS INDUSTRIAL PRODUCTS | PPSTR25 | Active
002500304 | ENERGY STORAGE SYSTEM | BESS, LV Connected, 3Ph, Ground Mounted, c/w Pixii PSXD Cabinets, PixiiBox 12000, Polaruim Gen6, PSXD Switchboard, Gateway Acuvim 11R & Comms Module, on Concrete | PIXII | PIXII AUSTRALIA PTY LTD | PSXD CABINET ASSY 623-2 | Active
002479012 | TEST SET,BATTERY | 6 to 60V DC, 3 mOhms to 3 Ohms, Backlit LCD Screen, 199 x 132 x 60.6mm, Pin Type Lead, Built-In Memory, USB Interface c/w Carry Case | HIOKI | HIOKI EE CORPORATION (MANUFACTURER) | BT3554-51 | Active
002500403 | CABINET,ELEC EQUIP | RA6 Cubicle Rear Access 45U, 600 x 800mm Base, Front & Rear 19" Rails, Top Side Brushed Cable Entries, Earth Bars, DIN Rails, Cable Trays c/w Side Panels, Mesh | B&R | B&R ENCLOSURES PTY LTD | XB-649494/1 | Active
002442499 | PLATE,METAL | Hanger, Galv Steel, Stamp with 'C8/6', EE Dwg 1020774-02 Item 8 | ISM | ISM MANUFACTURING PTY LTD | C8/6 | Active
002451748 | SWITCHGEAR | RMU, 12kV, SafeLink 2 CCCC c/w Operating Handle, Outdoor Enclosure & Plinth, JTS 06-08-01 (scm) | ABBAUST | ABB AUSTRALIA PTY LTD | 5811945 | Active
002451755 | SWITCHGEAR | RMU, 12kV, 2 x Feeder Switch, 1 x Switch Fuse, for 11kV Oil-type Transformer connection to 1000kVA c/w Remote Control Kit to control 1 x Cable Switch | ABBAUST | ABB AUSTRALIA PTY LTD | 5811946 | Active
002451763 | SWITCHGEAR | RMU, 12kV, 2 x Feeder Switch, 2 x Switch Fuses, for 11kV Oil-type Transformer connection to 1000kVA c/w Remote Control Kit to control 1 x Cable Switch | ABBAUST | ABB AUSTRALIA PTY LTD | 5811947 | Active
002451771 | SWITCHGEAR | RMU, 12kV, 3 x Feeder Switch, 1 x Switch Fuse, for 11kV Oil-type Transformer connection to 1000kVA c/w Remote Control Kit to control 2 x Cable Switch | ABBAUST | ABB AUSTRALIA PTY LTD | 5811948 | Active
002451789 | SWITCHGEAR | RMU, 12kV, 3 x Feeder Switch c/w Remote Control Kit to control 2 x Cable Switch Disconnectors, Motor Actuator, Mounting Plinth & Outdoor Enclosure, JTS 06-08-01 | ABBAUST | ABB AUSTRALIA PTY LTD | 5811949 | Active
002451797 | SWITCHGEAR | RMU, 12kV, 4 x Feeder Switch c/w Remote Control Kit to control 3 x Cable Switch Disconnectors, Motor Actuator, Mounting Plinth & Outdoor Enclosure, JTS 06-08-01 | ABBAUST | ABB AUSTRALIA PTY LTD | 5811950 | Active
002451805 | SWITCHGEAR | RMU, 12kV, 2 x Feeder Switch, 1 x CB, for 11kV Oil-type Transformer connection > 1000kVA c/w Remote Control Kit to control all Cable Switch Disconnectors, | ABBAUST | ABB AUSTRALIA PTY LTD | 5811976 | Active
002451813 | SWITCHGEAR | RMU, 12kV, 2 x Feeder Switch, 2 x CB, for 11kV Oil-type Transformer connection > 1000kVA c/w Remote Control Kit to control all Cable Switch Disconnectors, | ABBAUST | ABB AUSTRALIA PTY LTD | 5811977 | Active
002451821 | SWITCHGEAR | RMU, 12kV, 3 x Feeder Switch, 1 x CB, for 11kV Oil-type Transformer connection > 1000kVA c/w Remote Control Kit to control all Cable Switch Disconnectors, | ABBAUST | ABB AUSTRALIA PTY LTD | 5811978 | Active
002475580 | SWITCHGEAR | RMU, 22kV, 630A, 21kA/3s, SafePlus CCF, Non-Extensible, Non-Motorized, Internal Arc Class AFLR 20kA/1s, in IP54 Outdoor Enclosure S/Steel Gde 316 (scm) | ABBAUST | ABB AUSTRALIA PTY LTD | 5822101 | Active
002475630 | SWITCHGEAR | RMU, 22kV, 630A, 21kA/3s, SafePlus CCF, Non-Extensible, Non-Motorized, Internal Arc Class AFLR 20kA/1s, for Indoor Application (scm) | ABBAUST | ABB AUSTRALIA PTY LTD | 5822106 | Active
002475648 | SWITCHGEAR | RMU, 22kV, 630A, 21kA/3s, SafePlus CCFF, Non-Extensible, Non-Motorized, Internal Arc Class AFLR 20kA/1s, for Indoor Application (scm) | ABBAUST | ABB AUSTRALIA PTY LTD | 5822107 | Active
002475655 | SWITCHGEAR | RMU, 22kV, 630A, 21kA/3s, SafePlus CCCF, Non-Extensible, Non-Motorized, Internal Arc Class AFLR 20kA/1s, for Indoor Application (scm) | ABBAUST | ABB AUSTRALIA PTY LTD | 5822108 | Active
002475663 | SWITCHGEAR | RMU, 22kV, 630A, 21kA/3s, SafePlus CCF, Non-Extensible, Non-Motorized, Internal Arc Class AFL 20kA/1s, for Indoor Application (scm) | ABBAUST | ABB AUSTRALIA PTY LTD | 5822109 | Active
002475671 | SWITCHGEAR | RMU, 22kV, 630A, 21kA/3s, SafePlus CCFF, Non-Extensible, Non-Motorized, Internal Arc Class AFL 20kA/1s, for Indoor Application (scm) | ABBAUST | ABB AUSTRALIA PTY LTD | 5822110 | Active
002475689 | SWITCHGEAR | RMU, 22kV, 630A, 21kA/3s, SafePlus CCCF, Non-Extensible, Non-Motorized, Internal Arc Class AFL 20kA/1s, for Indoor Application (scm) | ABBAUST | ABB AUSTRALIA PTY LTD | 5822111 | Active
001865668 | CONDUIT,NONMETALLIC,RIGID | UPVC, 100mm, 4m Lg, HD, Orange Elec, AS/NZS 2053.2 (scm) | HAYMANS | HAYMANS ELECTRICAL | PIP100HD | Active
002400384 | CONDUIT,NONMETALLIC,RIGID | PVC, 32mm, 4m, HD, Orange Electrical, AS/NZS2053 Part 2-1995 | IDEALELE | IDEAL ELECTRICAL SUPPLIERS | CDT32HD | Active
002403889 | CONDUIT,NONMETALLIC,RIGID | PVC, 25mm, 4m, MD, Electrical Grey | HAYMANS | HAYMANS ELECTRICAL | PIP25MD | Active
002406678 | CONDUIT,NONMETALLIC,RIGID | PVC, 40mm, 4m, MD, Electrical Grey (Aus Std) | HAYMANS | HAYMANS ELECTRICAL | PIP40MD | Active
002497626 | SOCKET,SOCKET WRENCH | D-Bolt Pillar Spanner, 650mm Lg Tube, Machined D-Head Socket & 3/8" Square Head Socket Ends c/w 3/8" to 1/4" Quick Connect Adaptor | AMPLITUD | AMPLITUDE PTY LTD (396777) | PSPAN-L | Active
002497667 | FASTENER | Replacement Part, Blade Fastener Screw, for Milwaukee Multifunction Tool M18FMT | C&LTOOL | C&L TOOL CENTRE | MILWA622566001 | Active
002497675 | HEAD,WEED CUTTER | Replacement Part, Line Trimmer Head Assembly, for Milwaukee Line Trimmer | C&LTOOL | C&L TOOL CENTRE | MILWA204201008 | Active
000910928 | CROSSARM,WOOD | Bare, 2700 x 100 x 125mm, Intermediate, (P15) (scm) | DALEMYRS | DALE & MEYERS OPERATIONS PTY LTD | XARM0910928 | Active
002498459 | CHARGER,BATTERY | Metabo Dual Quick Charger, ASC 145 Duo, 12-36V, Air-Cooled | METABO | METABO TOOL COMPANY | 627498000 | Active
002498459 | CHARGER,BATTERY | Metabo Dual Quick Charger, ASC 145 Duo, 12-36V, Air-Cooled | C&LTOOL | C&L TOOL CENTRE | META627498000 | Active
002498475 | HOSE | Replacement Suction Hose Extension Quick 32mm, Anti Static, for Metabo H-Class Battery Vacuum | METABO | METABO TOOL COMPANY | 635411000 | Active
002498475 | HOSE | Replacement Suction Hose Extension Quick 32mm, Anti Static, for Metabo H-Class Battery Vacuum | ALLENS | ALLENS INDUSTRIAL PRODUCTS | 635411000 | Active
002498483 | TOOL,VACUUM CLEANER | Replacement Metabo 3 Suction Tubes, 35mm Steel, for Metabo H-Class Battery Vacuum | METABO | METABO TOOL COMPANY | 635414000 | Active
002498483 | TOOL,VACUUM CLEANER | Replacement Metabo 3 Suction Tubes, 35mm Steel, for Metabo H-Class Battery Vacuum | ALLENS | ALLENS INDUSTRIAL PRODUCTS | 635414000 | Active
002498509 | TOOL,VACUUM CLEANER | Replacement Head Nozzle 35mm, 360mm W, for Metabo H-Class Battery Vacuum | METABO | METABO TOOL COMPANY | 635417000 | Active
002498509 | TOOL,VACUUM CLEANER | Replacement Head Nozzle 35mm, 360mm W, for Metabo H-Class Battery Vacuum | ALLENS | ALLENS INDUSTRIAL PRODUCTS | 635417000 | Active
002498517 | BAG,VACUUM CLEANER | Special Filter Bag Dust Class H, 30L, for Metabo H-Class Battery Vacuum | METABO | METABO TOOL COMPANY | 635427000 | Active
002498517 | BAG,VACUUM CLEANER | Special Filter Bag Dust Class H, 30L, for Metabo H-Class Battery Vacuum | ALLENS | ALLENS INDUSTRIAL PRODUCTS | 635427000 | Active
002498525 | TOOL,VACUUM CLEANER | Handle Adapter Quick Premium, Anti-Static, for Metabo H-Class Battery Vacuum | METABO | METABO TOOL COMPANY | 635406000 | Active
002498525 | TOOL,VACUUM CLEANER | Handle Adapter Quick Premium, Anti-Static, for Metabo H-Class Battery Vacuum | ALLENS | ALLENS INDUSTRIAL PRODUCTS | 635406000 | Active
002498566 | TOOL,VACUUM CLEANER | Crevice Nozzle 35mm, 200mm Lg, for Metabo H-Class Battery Vacuum | METABO | METABO TOOL COMPANY | 630323000 | Active
002498566 | TOOL,VACUUM CLEANER | Crevice Nozzle 35mm, 200mm Lg, for Metabo H-Class Battery Vacuum | ALLENS | ALLENS INDUSTRIAL PRODUCTS | 630323000 | Active
002498871 | CRIMPING TOOL,HYDRAULIC | Milwaukee, 12T Metric Hydraulic, 18V Battery Crimper, Skin | MILWAUKE | MILWAUKEE POWER TOOLS | M18HCCT120C | Active
002498871 | CRIMPING TOOL,HYDRAULIC | Milwaukee, 12T Metric Hydraulic, 18V Battery Crimper, Skin | C&LTOOL | C&L TOOL CENTRE | MILWTM18HCCT120C | Active
002498889 | RELAY,PROTECTION | FW R302, Txf 3 Winding Biased Diff, OC & EF, 24-48VDC Pwr, 10/11 IO, 24VDC Ctrl, 3x3Ph 5A CT, 1xN 5A CT, Vert Flush, DNP3 over RS232 or 100BaseFX MM LC Fibre Enet | SEL | SCHWEITZER ENGINEERING LAB PTY LTD | 07873EE2B1B1B76850430 | Active
002498954 | RELAY,PROTECTION | FW R210-V3, Txf 2 Winding Biased Diff, OC & EF, 110-250VDC Pwr, 10/11 IO, 110VDC Ctrl, 1x3Ph 1A CT, 1x3Ph 5A CT, 1xN 5A CT, Vert Flush, DNP3 over RS485 | SEL | SCHWEITZER ENGINEERING LAB PTY LTD | 0787EX1D1D1D75820330 | Active
002469666 | CUTTER,BATTERY OPERATED | M18 ForceLogic 6T Cable Cutter, Scissor Action, 18V, 355mm Lg, suit Al/Cu Cable to 35mm Dia & ACSR to 22.5mm Dia | C&LTOOL | C&L TOOL CENTRE | MILWTM18HCC-0 | Active
002469666 | CUTTER,BATTERY OPERATED | M18 ForceLogic 6T Cable Cutter, Scissor Action, 18V, 355mm Lg, suit Al/Cu Cable to 35mm Dia & ACSR to 22.5mm Dia | TTLTOOL | TOTAL TOOLS TOWNSVILLE | M18 6T CUT KIT | Active
002469666 | CUTTER,BATTERY OPERATED | M18 ForceLogic 6T Cable Cutter, Scissor Action, 18V, 355mm Lg, suit Al/Cu Cable to 35mm Dia & ACSR to 22.5mm Dia | MILWAUKE | MILWAUKEE POWER TOOLS | M18HCC-0C | Active
000104777 | METER | Phase Rotation, ETS RSE04 | REXEL | REXEL AUSTRALIA | 8031F | Active
000104777 | METER | Phase Rotation, ETS RSE04 | KYORITSU | KYORITSU (MANUFACTURER) | 8031F | Active
000105002 | METER | RCD Test, Min of Cat III 600V, ETS RSE04 | RTE | RAPID-TECH EQUIPMENT PTY LTD | 5406A | Active
000105002 | METER | RCD Test, Min of Cat III 600V, ETS RSE04 | KYORITSU | KYORITSU (MANUFACTURER) | 5406A | Active
002499101 | POLE,LINE CONSTRUCTION,METAL | Lightning Mast 15m w 1.6m Spire. Cyclonic Region C, Terrain Category 2, Importance Level 4. Dwg 877-B290-01 | INGAL | INGAL EPS | DWG 877-B290-01 | Active
002499101 | POLE,LINE CONSTRUCTION,METAL | Lightning Mast 15m w 1.6m Spire. Cyclonic Region C, Terrain Category 2, Importance Level 4. Dwg 877-B290-01 | INGAL | INGAL EPS | PTR15F-4738-86 | Active
002418283 | METER | Load Unit, Whole Current c/w Pin Probe, Crocodile Clips & Shoulder Strap | THEWMCCA | TMAC THEW & MCCANN GROUP | 2418283 | Active
002418283 | METER | Load Unit, Whole Current c/w Pin Probe, Crocodile Clips & Shoulder Strap | THEWMCCA | TMAC THEW & MCCANN GROUP | TM12055 | Active
002433902 | METER | Earth Resistance, Multi Function in Case c/w Accessories, ETS RSE04 | PTE | PACIFIC TEST EQUIPMENT PTY LTD | PTE-039 | Active
002457778 | METER | Phase Rotation, Non-contact, Insulated Crocodile Clips, Min of Cat III 600V, ETS RSE04 | AEMCINST | AEMC INSTRUMENTS - TEST EQUIPMENT | MODEL 6610A | Active
002457778 | METER | Phase Rotation, Non-contact, Insulated Crocodile Clips, Min of Cat III 600V, ETS RSE04 | PTE | PACIFIC TEST EQUIPMENT PTY LTD | 2132.33 | Active
002497436 | HOLDER | EWP Bucket Tool Organiser Kit, Big Rack with 5 Hooks & 2 Tool Holes c/w 2 x 75mm & 2 x 100mm Bucket Hooks | LWBP | LINE WORK BUCKET PRODUCTS | TBR-1007+HOOKS | Active
002497436 | HOLDER | EWP Bucket Tool Organiser Kit, Big Rack with 5 Hooks & 2 Tool Holes c/w 2 x 75mm & 2 x 100mm Bucket Hooks | TEN | THE ENERGY NETWORK (AUST) PTY LTD | TENK043 | Active
002481257 | JOINT,ELECTRICAL POWER CABLE | Screen Break, 38/66kV, 630mm Stranded Compacted Circ WB Cu, XLPE/OFC/WBT/CAS (25kA/1Sec)/LLDPE/Nyl/MDPE, Graphite Coating | BRUGG | BRUGG CABLES (MANUFACTURER) | S1968-4 (630CUOF) | Active
002481257 | JOINT,ELECTRICAL POWER CABLE | Screen Break, 38/66kV, 630mm Stranded Compacted Circ WB Cu, XLPE/OFC/WBT/CAS (25kA/1Sec)/LLDPE/Nyl/MDPE, Graphite Coating | CBLGRID | CABLE GRID AUSTRALIA PTY LTD | CG-2481257-S1968-4 | Active
000104415 | BAG,KIT | PPE, Small Bag, Unbranded | TEN | THE ENERGY NETWORK (AUST) PTY LTD | TENM504 | Active
000104705 | BAG,KIT | Harness Carry Bag, Tube Style Sports, 550 Lg x 280 W x 300 H, ETS RSE01 | HGHTDYNM | HEIGHT DYNAMICS | CARIBEE 57221 | Active
000104705 | BAG,KIT | Harness Carry Bag, Tube Style Sports, 550 Lg x 280 W x 300 H, ETS RSE01 | LRI | LIFE AND RESCUE INTERNATIONAL | 100400 | Active
002497527 | PANEL,ELEC EQUIP | Side Panel, for FA2P Cubicle, 45U x 800mm, S10016363-03 | PLP | PREFORMED LINE PRODUCTS (AUST) | EQL-4580-50-FA2 | Active
002497535 | FLANGE,ELEC BOX ENTRY | Roof Type, Brushed Cable Entry, S10016363-03 | PLP | PREFORMED LINE PRODUCTS (AUST) | EQL-9286-N42 | Active
002497543 | FLANGE,ELEC BOX ENTRY | Gland Base Plate, S10016363-03 | PLP | PREFORMED LINE PRODUCTS (AUST) | EQL-FA8080-90 | Active
002497550 | FLANGE,ELEC BOX ENTRY | Type 1U-BR, Front, Brushed Cable Entry, S10016363-03 | PLP | PREFORMED LINE PRODUCTS (AUST) | EQL-9248-N42 | Active
002490894 | SWITCHGEAR | RMU, 12kV, 630A, 25kA/3s, SafePlus CCV, LHS/RHS Extensible, Non-Motorized C Modules, Motorized V Module, Internal Arc Class AFLR 20kA/1s, w/o Protection | ABBAUST | ABB AUSTRALIA PTY LTD | 5822201 | Active
002490910 | SWITCHGEAR | RMU, 12kV, 630A, 25kA/3s, SafePlus CCVV, LHS/RHS Extensible, Non-Motorized C Modules, Motorized V Modules, Internal Arc Class AFLR 20kA/1s, w/o Protection | ABBAUST | ABB AUSTRALIA PTY LTD | 5822203 | Active
002490936 | SWITCHGEAR | RMU, 24kV, 630A, 20kA/3s, SafePlus CCV, LHS/RHS Extensible, Non-Motorized C Modules, Motorized V Module, Internal Arc Class AFLR 20kA/1s, w/o Protection | ABBAUST | ABB AUSTRALIA PTY LTD | 5822205 | Active
000024688 | SOCKET,SOCKET WRENCH | Impact, Female, 27mm, 1/2" Drive, Long Shank | MILWAUKE | MILWAUKEE POWER TOOLS | 49666288 | Active
000024688 | SOCKET,SOCKET WRENCH | Impact, Female, 27mm, 1/2" Drive, Long Shank | C&LTOOL | C&L TOOL CENTRE | MILWA49666288 | Active
000024688 | SOCKET,SOCKET WRENCH | Impact, Female, 27mm, 1/2" Drive, Long Shank | C&LTOOL | C&L TOOL CENTRE | GEN447827 | Active
000024688 | SOCKET,SOCKET WRENCH | Impact, Female, 27mm, 1/2" Drive, Long Shank | C&LTOOL | C&L TOOL CENTRE | ACT60522027 | Active
000911029 | CROSSARM,WOOD | Bare, 1800 x 100 x 125mm, Top Surface Painted (scm) | DALEMYRS | DALE & MEYERS OPERATIONS PTY LTD | XARM0911029 | Active
000911096 | CROSSARM,WOOD | Bare, 3300 x 100 x 125mm, Top Surface Painted (scm) | DALEMYRS | DALE & MEYERS OPERATIONS PTY LTD | XARM0911096 | Active
000911266 | CROSSARM,WOOD | Bare, 1800 x 100 x 150mm, Intermediate, Top Surface Painted (P12) | DALEMYRS | DALE & MEYERS OPERATIONS PTY LTD | XARM0911266 | Active
000911355 | CROSSARM,WOOD | Bare, 3300 x 150 x 100mm, Strain/ Termination (P12) | DALEMYRS | DALE & MEYERS OPERATIONS PTY LTD | XARM0911355 | Active
000911797 | CROSSARM,WOOD | Bare, 3300 x 150 x 150mm, Top Surface Painted | DALEMYRS | DALE & MEYERS OPERATIONS PTY LTD | XARM0911797 | Active
002496883 | END PLATE,TERMINAL BLOCK | End Barrier, Plastic, 37 x 35 x 1.5mm, DIN Rail | HAYMANS | HAYMANS ELECTRICAL | S&SV7-EB3 | Active
002496883 | END PLATE,TERMINAL BLOCK | End Barrier, Plastic, 37 x 35 x 1.5mm, DIN Rail | SPRECHER | SPRECHER + SCHUH | V7-EB3 | Active
002496909 | MARKER STRIP | Group Marker Carrier, V7 Terminal, Snap-On, Markable to Identify Groups of Terminals | HAYMANS | HAYMANS ELECTRICAL | S&SV7-GM35 | Active
002496909 | MARKER STRIP | Group Marker Carrier, V7 Terminal, Snap-On, Markable to Identify Groups of Terminals | SPRECHER | SPRECHER + SCHUH | V7-GM35 | Active
002496917 | TERMINAL BLOCK | Grounding Block, Single Circuit, 4mm2, 48 x 35 x 6mm, Green/Yellow, DIN Rail | SPRECHER | SPRECHER + SCHUH | V7-WG4 | Active
002496917 | TERMINAL BLOCK | Grounding Block, Single Circuit, 4mm2, 48 x 35 x 6mm, Green/Yellow, DIN Rail | HAYMANS | HAYMANS ELECTRICAL | S&SV7-WG4 | Active
002496925 | TERMINAL BLOCK | Isolation Block, Knife Style, 6mm2, 75 x 53.5 x 9mm, Grey, DIN Rail | SPRECHER | SPRECHER + SCHUH | V7-WKD6 | Active
002496925 | TERMINAL BLOCK | Isolation Block, Knife Style, 6mm2, 75 x 53.5 x 9mm, Grey, DIN Rail | HAYMANS | HAYMANS ELECTRICAL | S&SV7-WKD6 | Active
002496958 | CIRCUIT BREAKER | MCB, Acti9 iC60L, 10A, 1Pole, 60-240VAC, C-Curve, 25kA, 15000A, 50/60Hz, 8 x In +/- 20 %, 85 x 18 x 78.5mm, DIN Rail Mount | SCHNEIDR | SCHNEIDER PTY LTD (MANUFACTURER) | A9F94110 | Active
002496958 | CIRCUIT BREAKER | MCB, Acti9 iC60L, 10A, 1Pole, 60-240VAC, C-Curve, 25kA, 15000A, 50/60Hz, 8 x In +/- 20 %, 85 x 18 x 78.5mm, DIN Rail Mount | HAYMANS | HAYMANS ELECTRICAL | SHNA9F94110 | Active
002470136 | HOSE | Push Lock Hose, 1/4" SAE 30R2 | HYDRLINK | HYDRAULINK HOSE & FITTINGS | 4RLA | Active
002499861 | CLAMP,LIVE LINE | Blanket Clamp Peg, Small, Nylon, Hot Stick Clip, 127mm Opening | SLINGCO | SLINGCO AUSTRALIA PTY LTD | ZPE12136 | Active
002499861 | CLAMP,LIVE LINE | Blanket Clamp Peg, Small, Nylon, Hot Stick Clip, 127mm Opening | AMPLITUD | AMPLITUDE PTY LTD (396777) | ZPE12136 | Active
002500189 | DISCONNECTOR,HIGH VOLTAGE | 36kV, 1600A, 31.5kA/3Sec, Manual Operation, S10015453-01 | INSULECT | INSULECT AUSTRALIA PTY LTD | DSC13314 | Active
002500197 | DISCONNECTOR,HIGH VOLTAGE | 36kV, 1600A, 31.5kA/3Sec, Motorised Operation, S10015453-01 | INSULECT | INSULECT AUSTRALIA PTY LTD | DSC13315 | Active
002500205 | DISCONNECTOR,HIGH VOLTAGE | 36kV, 31.5kA/3Sec, LHS Earth Switch, S10015453-01 | INSULECT | INSULECT AUSTRALIA PTY LTD | DSC13316 | Active
002500213 | DISCONNECTOR,HIGH VOLTAGE | 36kV, 31.5kA/3Sec, RHS Earth Switch, S10015453-01 | INSULECT | INSULECT AUSTRALIA PTY LTD | DSC13317 | Active
002402395 | CAN,UTILITY | 20L Water Storage, HDPE Jerry Can, Blue | ATOMSUPP | ATOM SUPPLY GROUP P/L | 91568000 | Active
002402395 | CAN,UTILITY | 20L Water Storage, HDPE Jerry Can, Blue | BLKWOODJ | J BLACKWOOD & SONS LIMITED | 00115536 | Active
002402395 | CAN,UTILITY | 20L Water Storage, HDPE Jerry Can, Blue | ATOMSUPP | ATOM SUPPLY GROUP P/L | 460750 | Active
000024691 | TOOL KIT | Magnefix 11kV, Hazemeyer, Complete Tool Kit for RMU Maintenance | EATONELE | EATON ELECTRIC SYSTEMS PTY LTD | 913.4003 | Active
002500338 | CONTACT,ELECTRICAL | ATL Fuller Type F, Moving Contact, Roller Type E, 225mm Lg Braid | SBA | SBA AMALGAMATED PTY LTD | TYPE E ROLLER CONTACT | Active
002498863 | TESTER | Fluke 393FC 1500V Solar Clampmeter with Case | FLUKE | FLUKE AUSTRALIA PTY LTD (MANUFACTURER) | 393FC | Active
002498863 | TESTER | Fluke 393FC 1500V Solar Clampmeter with Case | RTE | RAPID-TECH EQUIPMENT PTY LTD | FLUKE 393FC | Active
002499226 | FLAG,SAFETY | Bunting, Purple Flags 200 x 240mm c/w 'Energy System Work Authority' every 5th Flag, Black Text, Single Side Print 4mm Dia PPL Rope, 30m Lg Roll | BRADY | BRADY AUSTRALIA | BUNTINGESWA | Active
001804001 | BAG,KIT | PPE, Carryall, 740mm Lg, Welded Seams & Water Resistant Zipper, Unbranded | TEN | THE ENERGY NETWORK (AUST) PTY LTD | TENM516 | Active
002461077 | BAG,KIT | Pole Top Rescue Weatherproof Bag, 30L, Tough, Tear & Abrasion Resistant Outer Material, Stiff Self-supporting Material Weatherproof Seal, sized to fit contents | HGHTDYNM | HEIGHT DYNAMICS | WATERPROOF BAG, 30 LITRES | Active
002461077 | BAG,KIT | Pole Top Rescue Weatherproof Bag, 30L, Tough, Tear & Abrasion Resistant Outer Material, Stiff Self-supporting Material Weatherproof Seal, sized to fit contents | HGHTDYNM | HEIGHT DYNAMICS | WB-30L BLACK | Active
002465722 | BAG,KIT | Rugged Carry Bag for SF6 Kit, PVC, Heavy-weight Vision Zips, Wide Flat Stitched Handles, Labelled with SF6 Response Kit | ALLENS | ALLENS INDUSTRIAL PRODUCTS | ES-SF6BAG | Active
002400453 | CROSSARM,WOOD | Bare, Type MT6, 1000 x 150 x 100mm, suit 11kV Single Pole Platform | DALEMYRS | DALE & MEYERS OPERATIONS PTY LTD | XARM2400453 | Active
002400459 | CROSSARM,WOOD | Bare, 1600 x 100 x 100mm, Intermediate | DALEMYRS | DALE & MEYERS OPERATIONS PTY LTD | XARM2400459 | Active
002402993 | CROSSARM,WOOD | Bare, 1500 x 100 x 100mm (P15) | DALEMYRS | DALE & MEYERS OPERATIONS PTY LTD | XARM2402993 | Active
002402998 | CROSSARM,WOOD | Bare, 3900 x 100 x 150mm, Intermediate, 150mm Top Surface Painted (P12) | DALEMYRS | DALE & MEYERS OPERATIONS PTY LTD | XARM2402998 | Active
002402999 | CROSSARM,WOOD | Bare, 2700 x 100x 150mm, Top Surface Painted | DALEMYRS | DALE & MEYERS OPERATIONS PTY LTD | XARM2402999 | Active
002403000 | CROSSARM,WOOD | Bare, 1500 x 150 x 100mm (P20) | DALEMYRS | DALE & MEYERS OPERATIONS PTY LTD | XARM2403000 | Active
002403001 | CROSSARM,WOOD | Bare, 2100 x 100 x 150mm, 100mm Top Surface Painted (P12) | DALEMYRS | DALE & MEYERS OPERATIONS PTY LTD | XARM2403001 | Active
002404429 | CROSSARM,WOOD | Bare, 1800 x 150 x 100mm, Strain/ Termination, Maint (P12) | DALEMYRS | DALE & MEYERS OPERATIONS PTY LTD | XARM2404429 | Active
002404433 | CROSSARM,WOOD | Bare, 4600 x 150 x 100mm, Strain/ Termination | DALEMYRS | DALE & MEYERS OPERATIONS PTY LTD | XARM2404433 | Active
002405716 | CROSSARM,WOOD | Bare, 2400 x 125 x 100mm, Strain/ Termination, Maint | DALEMYRS | DALE & MEYERS OPERATIONS PTY LTD | XARM2405716 | Active
002405726 | CROSSARM,WOOD | Bare, 3600 x 150 x 100mm, Strain/ Termination (P12) | DALEMYRS | DALE & MEYERS OPERATIONS PTY LTD | XARM2405726 | Active
002406190 | CROSSARM,WOOD | Bare, 1800 x 100 x 100mm (P20) (scm) | DALEMYRS | DALE & MEYERS OPERATIONS PTY LTD | XARM2406190 | Active
002406213 | CROSSARM,WOOD | Bare, 3300 x 150 x 125mm | DALEMYRS | DALE & MEYERS OPERATIONS PTY LTD | XARM2406213 | Active
002406920 | CROSSARM,WOOD | Bare, 6300 x 125 x 125mm | DALEMYRS | DALE & MEYERS OPERATIONS PTY LTD | XARM2406920 | Active
002406927 | CROSSARM,WOOD | Bare, 3300 x 175 x 150mm | DALEMYRS | DALE & MEYERS OPERATIONS PTY LTD | XARM2406927 | Active
002400752 | BRACKET,MOUNTING | Support Down Rod, 66kV, ABS Concrete Pole Mounting, 12.5m, Dwg 10/107 | BIGGENGI | BIGGENDEN ENGINEERING WORKS | EM2400752 | Active
002401220 | BRACKET,MOUNTING | 11/22kV Cable Pole Termination, Dwg 875238-01 (MOQ15) (scm) | EZYSTRUT | EZYSTRUT CABLE & PIPE SUPPORTS | E2401220 | Active
002401870 | BRACKET,MOUNTING | BWP/4, Street Light, Dwg SD10-0002-01 | POLLARDS | POLLARDS GALVANIZING PTY LTD | BWP/4 | Active
002404482 | BRACKET,MOUNTING | Type 'G', Street Light, Galv, 600mm, FN Dwg A-982A4 | POLLARDS | POLLARDS GALVANIZING PTY LTD | PACKOF20 | Active
002402258 | CONTACTOR,MAGNETIC | Control Relay, 4 Pole, 240V Coil, Rail Mtg or Surface Mtg | MMELEC | MM ELECTRICAL MERCHANDISING | ALB700CF400T | Active
002463859 | CONTACTOR,MAGNETIC | Telemecanique Contactor, 240V AC, 25A, 3 Pole, Scania DC12 Canopy Parts | CNWELEC | CNW ELECTRICAL PTY LTD | LC1D09 | Active
002496867 | CONTACTOR,MAGNETIC | CA7-9E Contactor, AC-3 DC-1, 9A, 690VAC, 4kW, 3P, 24VDC, 50/60Hz, 1 NO Contact Aux, Screw Connect, DIN Rail, Man-Auto | SPRECHER | SPRECHER + SCHUH | CA79E1024VDC | Active
002496867 | CONTACTOR,MAGNETIC | CA7-9E Contactor, AC-3 DC-1, 9A, 690VAC, 4kW, 3P, 24VDC, 50/60Hz, 1 NO Contact Aux, Screw Connect, DIN Rail, Man-Auto | HAYMANS | HAYMANS ELECTRICAL | S&SCA79E1024VDC | Active
002496891 | PARTITION,TERMINAL BLOCK | Partition Plate, 47 x 40 x 1.5mm, Grey, DIN Rail | HAYMANS | HAYMANS ELECTRICAL | S&SV7-PP3 | Active
002496891 | PARTITION,TERMINAL BLOCK | Partition Plate, 47 x 40 x 1.5mm, Grey, DIN Rail | SPRECHER | SPRECHER + SCHUH | V7-PP3 | Active
002496941 | RELAY,ELECTROMAGNETIC | Time Delay Relay, 6P, 200-250VAC/DC, 50/60Hz, 4.5VA, 0.5s/3s Adjustable Delay, 90 x 80 x 90mm, External Mounting | SCHNEIDR | SCHNEIDER PTY LTD (MANUFACTURER) | 33682 | Active
002496941 | RELAY,ELECTROMAGNETIC | Time Delay Relay, 6P, 200-250VAC/DC, 50/60Hz, 4.5VA, 0.5s/3s Adjustable Delay, 90 x 80 x 90mm, External Mounting | HAYMANS | HAYMANS ELECTRICAL | SHN33682 | Active
000019762 | CLIP,ELECTRICAL | Insulated Alligator Clip, Elephant Type, 1000V, 1 x Black & 1 x Red Clip c/w Safety Shroud | PTE | PACIFIC TEST EQUIPMENT PTY LTD | 5066-PROB-R/N | Active
002430346 | LANYARD,SAFETY,INDUSTRIAL | Shock Absorbing, Total Extended 1.5m Lg, Double Action, Al Snap Hook Each End, ETS RSE01 | HGHTDYNM | HEIGHT DYNAMICS | SALA Z90151717E | Active
002430346 | LANYARD,SAFETY,INDUSTRIAL | Shock Absorbing, Total Extended 1.5m Lg, Double Action, Al Snap Hook Each End, ETS RSE01 | HGHTDYNM | HEIGHT DYNAMICS | Z90151717E | Active
002430346 | LANYARD,SAFETY,INDUSTRIAL | Shock Absorbing, Total Extended 1.5m Lg, Double Action, Al Snap Hook Each End, ETS RSE01 | LRI | LIFE AND RESCUE INTERNATIONAL | 101515 | Active
002496669 | LIFTER | Transformer Lifting Beam, WLL 2.3t Frame to Dwg DC770, (1-5) Number Marked above each Lifting Eye & Hole Drilled for Inspection Tag, Painted Yellow NATA | STEHOUSE | STENHOUSE LIFTING & SAFETY SOLUTIONS | DRAWING DC770 | Active
002496677 | LIFTING JIB | EWP Pole Jib, suit Redmond Gary TL Model for LL Night Work | AMPLITUD | AMPLITUDE PTY LTD (396777) | EWPPJIBEQL | Active
000022016 | METER | Clamp-On Type, True RMS AC 0-400V & 0-400mA DC, 0-30A, Max/Min Hold, Max Conductor 23mm Dia, Cat II 600V & Cat III 600V, 1m Lg Red/Blk Test Leads | RTE | RAPID-TECH EQUIPMENT PTY LTD | 11 | Active
000003294 | CONTACT,ELECTRICAL | CB Module, Aux Contacts, Motor Operator, St George STATCOM | AMSC | AMSC AUSTRALIA PTY LTD | 00016364 | Active
000003294 | CONTACT,ELECTRICAL | CB Module, Aux Contacts, Motor Operator, St George STATCOM | AMSC | AMSC AUSTRALIA PTY LTD | 16364 | Active
002406072 | BRACKET,MOUNTING | LV Surge Arrester, EE Dwg 875260-01 (scm) | HARRIS | HARRISTOWN WELDING WORKS | 2406072 | Active
002406323 | BRACKET,MOUNTING | Street Light, Major Road, Spigot Adaptor for Wood Poles, EQTS 05-02-01, Dwg 875181-01 (scm) | EZYSTRUT | EZYSTRUT CABLE & PIPE SUPPORTS | E2406323 | Active
002406323 | BRACKET,MOUNTING | Street Light, Major Road, Spigot Adaptor for Wood Poles, EQTS 05-02-01, Dwg 875181-01 (scm) | HAYIND | HAYMAN INDUSTRIES PTY LTD | 22401 | Active
002406323 | BRACKET,MOUNTING | Street Light, Major Road, Spigot Adaptor for Wood Poles, EQTS 05-02-01, Dwg 875181-01 (scm) | INGAL | INGAL EPS | GEX22401 | Active
002406323 | BRACKET,MOUNTING | Street Light, Major Road, Spigot Adaptor for Wood Poles, EQTS 05-02-01, Dwg 875181-01 (scm) | GMPOLES | GM POLES PTY LTD | SL-WPB-SA | Active
002406757 | BRACKET,MOUNTING | Earth, for Drop Out Fuses, as per Stores Assembly # 26 | POLLARDS | POLLARDS GALVANIZING PTY LTD | 2406757 | Active
002409126 | BRACKET,MOUNTING | Brace Assy, Galv Steel, Stamp with "IIN 2409126", | ISM | ISM MANUFACTURING PTY LTD | ERGON-906130-03-85 | Active
002409258 | BRACKET,MOUNTING | Crossarm Mounting Base, 100 x 75 PFC, Galv Steel, Stamp with "IIN 2409258", EE Dwg 916556-05 item 105 | ISM | ISM MANUFACTURING PTY LTD | ERGON-916556-05-105 | Active
002417152 | BRACKET,MOUNTING | Crossarm, Rural Intermediate, suit 2700 Crossarm & Concrete Pole, EE Dwg 917260-05 Issue B (Set of 2, 1 x Left & 1 x Right) (scm) | EZYSTRUT | EZYSTRUT CABLE & PIPE SUPPORTS | E2417152 | Active
002426112 | BRACKET,MOUNTING | for Mounting Insulated Street Light Outreaches on Concrete Poles, EE Dwg 969099-01 (Set of Two) (scm) | INGAL | INGAL EPS | ERGBRKT-A479 | Active
002427300 | BRACKET,MOUNTING | Pedestrian Crossing, Floodlight Extension, Galv Steel, EQTS 05-02-01, Dwg 912541-01 (scm) | EZYSTRUT | EZYSTRUT CABLE & PIPE SUPPORTS | E2427300 | Active
002427300 | BRACKET,MOUNTING | Pedestrian Crossing, Floodlight Extension, Galv Steel, EQTS 05-02-01, Dwg 912541-01 (scm) | GPA | GALVANISED POLES AUSTRALIA | GPA2427300 / N/A | Active
002427300 | BRACKET,MOUNTING | Pedestrian Crossing, Floodlight Extension, Galv Steel, EQTS 05-02-01, Dwg 912541-01 (scm) | HAYIND | HAYMAN INDUSTRIES PTY LTD | 2427300 | Active
002427300 | BRACKET,MOUNTING | Pedestrian Crossing, Floodlight Extension, Galv Steel, EQTS 05-02-01, Dwg 912541-01 (scm) | INGAL | INGAL EPS | GEX2427300 | Active
002427300 | BRACKET,MOUNTING | Pedestrian Crossing, Floodlight Extension, Galv Steel, EQTS 05-02-01, Dwg 912541-01 (scm) | GMPOLES | GM POLES PTY LTD | SL-FL-EXT | Active
002433142 | BRACKET,MOUNTING | for Pole Termination Bracket to Separate Cables, EE Dwg 991860-01 | EZYSTRUT | EZYSTRUT CABLE & PIPE SUPPORTS | E2433142 | Active
002434223 | BRACKET,MOUNTING | Street Light, Minor Road, 0.5m Outreach, Galv Steel, MI3, EQTS 05-02-01, Dwg 10-3-3-1 (scm) | GPA | GALVANISED POLES AUSTRALIA | GPA2434223 / 22425 | Active
002434223 | BRACKET,MOUNTING | Street Light, Minor Road, 0.5m Outreach, Galv Steel, MI3, EQTS 05-02-01, Dwg 10-3-3-1 (scm) | EZYSTRUT | EZYSTRUT CABLE & PIPE SUPPORTS | E2434223 | Active
002434223 | BRACKET,MOUNTING | Street Light, Minor Road, 0.5m Outreach, Galv Steel, MI3, EQTS 05-02-01, Dwg 10-3-3-1 (scm) | INGAL | INGAL EPS | GEX05335 | Active
002434223 | BRACKET,MOUNTING | Street Light, Minor Road, 0.5m Outreach, Galv Steel, MI3, EQTS 05-02-01, Dwg 10-3-3-1 (scm) | GMPOLES | GM POLES PTY LTD | SL-WPB-MI3 | Active
002434223 | BRACKET,MOUNTING | Street Light, Minor Road, 0.5m Outreach, Galv Steel, MI3, EQTS 05-02-01, Dwg 10-3-3-1 (scm) | HAYIND | HAYMAN INDUSTRIES PTY LTD | 22425 | Active
002434819 | BRACKET,MOUNTING | Bracket Running Kit, suit Branach Fibreglass Extension Ladder | BLKWOODJ | J BLACKWOOD & SONS LIMITED | B0472-1107 | Active
002435014 | BRACKET,MOUNTING | MK10A Meter Hanging Clip, Metal, suit Domestic & Commercial Electricity Meters | EDMI | EDMI PTY LTD | MWORK19137B | Active
002454205 | BRACKET,MOUNTING | Mid Pole Mount, S/Steel, for Gas Insulated Enclosed Air Break | AKPOWER | AK POWER SOLUTIONS PTY LTD | GVS80938 | Active
002454213 | BRACKET,MOUNTING | Top Pole Mount, S/Steel, for Gas Insulated Enclosed Air Break | AKPOWER | AK POWER SOLUTIONS PTY LTD | GSV80937 | Active
000014868 | FLUTEBOARD | Corflute, White, 150 x 230mm Nom, Plastic, Legend: Stock Code O/No, SAR No, Date, Qty | PROMARK | PROMARK PTY LTD (MANUFACTURER) | MN1009-PLASTIC | Active
000014868 | FLUTEBOARD | Corflute, White, 150 x 230mm Nom, Plastic, Legend: Stock Code O/No, SAR No, Date, Qty | CNWELEC | CNW ELECTRICAL PTY LTD | CONCORFENERGEX | Active
002498798 | SIGN | ABS Plastic, 'ENERGY SYSTEM WORK AUTHORITY', 360 x 340 x 3mm White Text 47 x 47mm, Arial, Purple B/Ground c/w 12mm Punched Holes | AMPLITUD | AMPLITUDE PTY LTD (396777) | PS36X34ESWA | Active
002472892 | LANYARD,SAFETY,INDUSTRIAL | Non-Shock Absorbing, Swivel Double- action locking Carabiner, loop other end, Length 1930mm,18kg WLL | ATOMSUPP | ATOM SUPPLY GROUP P/L | 3129 | Active
002472892 | LANYARD,SAFETY,INDUSTRIAL | Non-Shock Absorbing, Swivel Double- action locking Carabiner, loop other end, Length 1930mm,18kg WLL | ATOMSUPP | ATOM SUPPLY GROUP P/L | 19137 | Active
002472934 | LANYARD,SAFETY,INDUSTRIAL | Web Tool Tails, provides an attcahment point on tools to attach a lanyard, Pack of 5, 90mm, 115mm, 140mm,165mm &215mm, 0.9kg WLL | ATOMSUPP | ATOM SUPPLY GROUP P/L | 19701 | Active
002472934 | LANYARD,SAFETY,INDUSTRIAL | Web Tool Tails, provides an attcahment point on tools to attach a lanyard, Pack of 5, 90mm, 115mm, 140mm,165mm &215mm, 0.9kg WLL | ATOMSUPP | ATOM SUPPLY GROUP P/L | 3700 | Active
002472942 | LANYARD,SAFETY,INDUSTRIAL | Tool lanyard kit, includes 3 Tool lanyards, clinches, tool tethers & tape in drawstring mesh bag. Kit Details - See Extended Text | ATOMSUPP | ATOM SUPPLY GROUP P/L | 40015361 | Active
002472967 | LANYARD,SAFETY,INDUSTRIAL | Stretch cord, Swiveling connection, S/Steel Carabiners with Screw Gate; Adjustable Barrel Lock, Length 1070mm to 1370mm; 6.8kg WLL | ATOMSUPP | ATOM SUPPLY GROUP P/L | 3101EXT | Active
002472967 | LANYARD,SAFETY,INDUSTRIAL | Stretch cord, Swiveling connection, S/Steel Carabiners with Screw Gate; Adjustable Barrel Lock, Length 1070mm to 1370mm; 6.8kg WLL | ATOMSUPP | ATOM SUPPLY GROUP P/L | 19017 | Active
002499119 | MARKER,WARNING | Bulldog Traffic Cones, Lime Green, 450mm H, No Go Zone Cones c/w Red Reflective Strip, NOT TO BE USED FOR TRAFFIC DELINIATION | BRONSON | BRONSON SAFETY PTY LTD | A3800 | Active
002479673 | SOCKET,SOCKET WRENCH | 1/2" Drive, 12-Point, 15mm, 1000V Insulated | SIBILLE | SIBILLE FAMECA ELECTRIC (MANUFACTURER) | MS66L 15 | Active
002479699 | KEY,SOCKET HEAD SCREW | Male, 5mm, 90 Degree, 1000V Insulated | SIBILLE | SIBILLE FAMECA ELECTRIC (MANUFACTURER) | MS23 05 | Active
002479707 | KEY,SOCKET HEAD SCREW | Male, 6mm, 90 Degree, 1000V Insulated | SIBILLE | SIBILLE FAMECA ELECTRIC (MANUFACTURER) | MS23 06 | Active
002499168 | RELAY,PROTECTION | FW 7.32, 3 Term Line Diff Protn, OC & EF 26/12 IO, 24-48VDC Pwr, 1/5A CT, 1300nm FO Line Comms Module, DNP3 over RS485 or LC Fibre Enet & IEC61850 HSR/PRP | CSEUNI | CSE UNISERVE PTY LTD | L90UA3HKLF8LH6PLXXNXXS6TU4DW7K | Active
002499176 | RELAY,PROTECTION | FW 7.32, 2 Term Line Diff Protn, OC & EF 26/12 IO, 125-250VDC Pwr, 1/5A CT, 820nm FO Line Comms Module, DNP3 over RS485 or LC Fibre Enet & IEC61850 HSR/PRP | CSEUNI | CSE UNISERVE PTY LTD | L90UA3HKHF8LH6PLXXNXXS6TU4DW76 | Active
002499184 | RELAY,PROTECTION | FW 7.32, 3 Term Line Diff Protn, OC & EF 26/12 IO, 125-250VDC Pwr, 1/5A CT, 820nm FO Line Comms Module, DNP3 over RS485 or LC Fibre Enet & IEC61850 HSR/PRP | CSEUNI | CSE UNISERVE PTY LTD | L90UA3HKHF8LH6PLXXNXXS6TU4DW77 | Active
002499192 | RELAY,PROTECTION | FW 7.32, 2 Term Line Diff Protn, OC & EF 26/12 IO, 125-250VDC Pwr, 1/5A CT,1300nm FO Line Comms Module, DNP3 over RS485 or LC Fibre Enet & IEC61850 HSR/PRP | CSEUNI | CSE UNISERVE PTY LTD | L90UA3HKHF8LH6PLXXNXXS6TU4DW7D | Active
002463131 | FAN,RADIATOR | WEG 6P, 1.5kW, 415V, 3Ph, 100L Frame, Hino JO8 Electrical Parts | HAZELEC | HAZ-ELEC INDUSTRIES PTY LTD | K12A ALE2W21 | Active
002499234 | ASCENDER | Edelrid, Fuse Guided Fall Arrester c/w Edelrid Defuser Small Shock Absorber | HGHTDYNM | HEIGHT DYNAMICS | EDELRIDFUSEDEFUSERSM | Active
002499259 | RACK,ELEC EQUIP | Outdoor, 19", 40U Swing Frame, 800 x 800 x 2000mm (2145mm), 1500W Cooling Unit, Al, IP55, Front Door Right Hinge, suit NCS BESS 1A2/1A5 (1NC2/1NC5) | RITTAL | RITTAL AUSTRALIA PTY LTD | XAU9774981 | Active
002499267 | RACK,ELEC EQUIP | Outdoor, 19", 40U Swing Frame, 800 x 800 x 2000mm (2145mm), 1500W Cooling Unit, Al, IP55, Front Door Left Hinge, suit NCS BESS 1A3 (1NC3) | RITTAL | RITTAL AUSTRALIA PTY LTD | XAU9774982 | Active
002499275 | RACK,ELEC EQUIP | Outdoor, 19", 22U Swing Frame, 800 x 800 x 2000mm (2145mm), 1500W Cooling Unit, Al, IP55, c/w 2 x Battery Shelves, Front Door Right Hinge, suit | RITTAL | RITTAL AUSTRALIA PTY LTD | XAU9774983 | Active
002499309 | ENCLOSURE,ELECTRICAL BOX | Outdoor, 200 x 300 x 155mm, S/Steel, Padlockable Handle, suit NCS BESS Lock Box | RITTAL | RITTAL AUSTRALIA PTY LTD | XAU1001020 | Active
002471266 | BRACKET,MOUNTING | Support Bracket, S/Steel, suit 100mm Composite Crossarm, Dwg 1069321-03 | GREGSF | GREG SEWELL FORGINGS PTY LTD | M06507 | Active
002472314 | BRACKET,MOUNTING | Pole Bracket for LV Temporary Crossarm, Ertalon 6-PLA, Black c/w Webbing Strap | THEWMCCA | TMAC THEW & MCCANN GROUP | TM10990 | Active
002472314 | BRACKET,MOUNTING | Pole Bracket for LV Temporary Crossarm, Ertalon 6-PLA, Black c/w Webbing Strap | THEWMCCA | TMAC THEW & MCCANN GROUP | 2472314 | Active
002476877 | BRACKET,MOUNTING | Galv Steel, 33 kV Pole Termination, Dwg. UT1160-A1 | GMG | GLOBAL MANUFACTURING GROUP | UT1160-A3 | Active
002476885 | BRACKET,MOUNTING | Cable Clamp, Galv Steel, suit Ellis 2 Hole Cable Clamps for 33kV 630-1000mm2, Dwg 12588-A1 | GMG | GLOBAL MANUFACTURING GROUP | 12588-A3-2476885 | Active
002481133 | BRACKET,MOUNTING | Bracket Kit for SABRE Ranger 5000 | ASTAUST | AST AUSTRALIA GLOBAL SATELLITE COMMS | SRG5-OPM00-01 | Active
002481638 | BRACKET,MOUNTING | RAM Mounts X-Grip IV Universal Cradle | NPI | NATIONAL PRODUCTS INC (MANUFACTURER) | RAM-HOLUN10BU | Active
002481646 | BRACKET,MOUNTING | RAM Mounts Threaded Hex Ball | NPI | NATIONAL PRODUCTS INC (MANUFACTURER) | RAM-B-337U | Active
002481653 | BRACKET,MOUNTING | RAM Mounts Tether Kit | NPI | NATIONAL PRODUCTS INC (MANUFACTURER) | RAM-HOLUN10-UP | Active
002481661 | BRACKET,MOUNTING | RAM Mounts Short Double Socket Arm Size B | NPI | NATIONAL PRODUCTS INC (MANUFACTURER) | RAM-B-210U-A | Active
002484301 | BRACKET,MOUNTING | Tool Hanging (OK Bar) | RITZ | RITZ FERRAMENTAS (MANUFACTURER) | RM1860 | Active
002486447 | BRACKET,MOUNTING | Pilot Magnetic-Mount Bracket, c/w Bungy & Belt Clip, suits Pilot Belt Barrier | AMPLITUD | AMPLITUDE PTY LTD (396777) | PILOT-MMB | Active
002497170 | LADDER,EXTENSION | 9.4m Fully Extended, with Red Running Brackets, Centre Pully, Rubber Feet, Arapoline Rope, Top Lash, White Fly Boot Protector, Pole Strap-Fly, Ergon Stip & | BRANACH | BRANACH MANUFACTURING PTY LTD | FED9.4 CP-RF-AR-TA-FW-PS-WP-SW | Active
002478246 | MARKER ASSORT,TUBE TYPE | Milwaukee, INKZALL Stylus & Black Marker, Stylus End for use on iPads/ iPhones while using Gloves, Marker Pen End for Writing on Rough Surfaces such | MILWAUKE | MILWAUKEE POWER TOOLS | 48223101 | Phasing
000024213 | HOIST,CHAIN | Vital Lever Hoist, 1.5m Height of Lift, 800kg WLL, AS1418.2 | STEHOUSE | STENHOUSE LIFTING & SAFETY SOLUTIONS | VR2-08 | Active
000024213 | HOIST,CHAIN | Vital Lever Hoist, 1.5m Height of Lift, 800kg WLL, AS1418.2 | STEHOUSE | STENHOUSE LIFTING & SAFETY SOLUTIONS | 44202 | Active
002478816 | TERMINAL,LUG | Mechanical Shear Bolt, Al-Cu, 500-630mm2, 2 x M12 Palm Bolt Hole, 40-50mm Hole Centres, suit Al or Cu Conductor | TECONN | TE CONNECTIVITY LTD | 2832180-5 | Active
000017337 | LINK,BRIDGING | E-Link, Electrical Bridging, for Star Connection of Current Terminals, for Meter Test Block | EUGAQUIP | EUGAQUIP ENGINEERING | TB071BL | Active
002479939 | PUMP,ENGINE PRIMING,HAND DRIVEN | Diesel Priming Pump for Hino (J08) | BOSCH | ROBERT BOSCH (AUST) PTY LTD | 152200-5320 | Active
002481315 | TERMINATION KIT,ELECTRICAL CABLE | Outdoor, 38/66kV, 1C, 1000mm2 Stranded Segmental Milliken WB Al, XLPE/WBT/ CAS(25kA/1Sec)/LLDPE/Nyl/MDPE, Graphite Coating | CBLGRID | CABLE GRID AUSTRALIA PTY LTD | CG-2481315-S1923-4 | Active
002481315 | TERMINATION KIT,ELECTRICAL CABLE | Outdoor, 38/66kV, 1C, 1000mm2 Stranded Segmental Milliken WB Al, XLPE/WBT/ CAS(25kA/1Sec)/LLDPE/Nyl/MDPE, Graphite Coating | BRUGG | BRUGG CABLES (MANUFACTURER) | S1923-4-1000 | Active
002479400 | SWITCHBOARD,POWER | AC Distribution Board, 160A Main Switch, 36 Pole Chassis, Indoor, 1296 x 600 x 240mm | NHPELEC | NHP ELECTRICAL ENGINEERING | EQL2479400 | Active
002476133 | SWITCHGEAR | RMU, 36kV, VVV, 630A, AFLR 20kA/1 Sec, Protection CTs & an Incomer VT, Siemens 8DJH36 | SIEMENS | SIEMENS LTD | 8DJH36-36416 | Active
002484202 | HOLDER | Pin Holder, Sunrise Attachment (Live Line Tools) | RITZ | RITZ FERRAMENTAS (MANUFACTURER) | RM4455-2 | Active
002485670 | HOLDER | Nut/Washer Holder, Handheld, for M10 Stainless Nuts/Washers | AMPLITUD | AMPLITUDE PTY LTD (396777) | NJ17 | Active
002497683 | CABLE,POWER,ELECTRICAL | Flexible, 0.6/1kV, 1C, 120mm2 Cu, X-HF-110 Orange/HFS-110-TP Black, Double Insulated, 250m Drum, AS5000.1 | MIDLAND | MIDLAND METALS OVERSEAS PTE LTD | 1C 120SQMM X-HF/HFS | Active
002499317 | BRUSH,WIRE,SCRATCH | Madi Conductor Brush, FlatRound, for Flat & Round Connections, Lightweight, Snap Ring, Hi-Vis Green | MADI | MADI INNOVATIVE LINEMAN TOOLS | FRWB-1 | Active
002499317 | BRUSH,WIRE,SCRATCH | Madi Conductor Brush, FlatRound, for Flat & Round Connections, Lightweight, Snap Ring, Hi-Vis Green | TEN | THE ENERGY NETWORK (AUST) PTY LTD | FRWB-1 | Active
002499325 | LINK,INLINE | Replacement, HV Temporary Link, Arc Chute Assembly for Chance In-Line Switch c/w Load Break | CHANCE | CHANCE (MANUFACTURER) | E816-0228P | Active
002499325 | LINK,INLINE | Replacement, HV Temporary Link, Arc Chute Assembly for Chance In-Line Switch c/w Load Break | TEN | THE ENERGY NETWORK (AUST) PTY LTD | E816-0228P | Active
002425197 | KARABINER | Double Action, Alloy Steel, 14mm Gate, 15kN Rating, ETS RSE01 | LRI | LIFE AND RESCUE INTERNATIONAL | 101448 | Phasing
002425197 | KARABINER | Double Action, Alloy Steel, 14mm Gate, 15kN Rating, ETS RSE01 | HGHTDYNM | HEIGHT DYNAMICS | R308 | Phasing
002425197 | KARABINER | Double Action, Alloy Steel, 14mm Gate, 15kN Rating, ETS RSE01 | HGHTDYNM | HEIGHT DYNAMICS | SALA R308 | Phasing
002427045 | KARABINER | Double Action, Alloy Steel, 20mm Gate, Captive Eye, 15kN Rating, ETS RSE01 | HGHTDYNM | HEIGHT DYNAMICS | 8700130 | Phasing
002427045 | KARABINER | Double Action, Alloy Steel, 20mm Gate, Captive Eye, 15kN Rating, ETS RSE01 | CAPITAL | CAPITAL SAFETY | R-523 | Phasing
002499382 | ENCLOSURE,ELECTRICAL BOX | AE Compact Enclosure, 380 x 600 x 210mm, S/Steel, IP66 c/w Mounting Plate, Single Door & 2 Cam Locks | RITTAL | RITTAL AUSTRALIA PTY LTD | AE1008.600 | Active
002499408 | END CLAMP,TERMINAL BLOCK | Type V7, Screw End Anchor, Grey, 35mm DIN Rail Mount, Terminal Block Accessory | SPRECHER | SPRECHER + SCHUH | V7-EA35 | Active
002499457 | CIRCUIT BREAKER | MCB, Acti9 iC60L, 25A, 2P, 60-240VAC, C-Curve, 25kA, 15000A, 50/60Hz, 8 x In +/- 20%, 85 x 36 x 78.5mm, DIN Rail Mount | SCHNEIDR | SCHNEIDER PTY LTD (MANUFACTURER) | A9F94225 | Active
002499549 | SWITCH,LIQUID LEVEL | 3-Wire Lube Oil Level Float Switch, 2A at 30VAC/DC, 1/2 NPT, Al Body, Tempered Glass Lens, Brass Float, 305 x 114 x 121mm | MURPHY | MURPHY BY ENOVATION CONTROLS | L129CK1 | Active
002499564 | MOTOR | W21 GP, 2 Pole, 1.5kW, 380-415V, 3Ph, 2865 RPM, 50Hz, Al Frame, Foot Mount, 3.05A Full Load, 5nm, 90S IEC Frame, 140 x 100mm, Shaft 24mm Dia, 60mm Lg, | WEG | WEG ELECTRIC CORP | K11 ALE2W21 | Active
002499648 | TRANSFORMER,CURRENT | 72.5kV, 1200A pri, 1A Sec, 50Hz, Post Type, Outdoor, 6 Core, Metering in Cores 3 & 4, Revenue Metering, Live Tank Construction | ARTECHE | THE ARTECHE GROUP (GFF POWER PARNTER) | CT-72 | Active
002499648 | TRANSFORMER,CURRENT | 72.5kV, 1200A pri, 1A Sec, 50Hz, Post Type, Outdoor, 6 Core, Metering in Cores 3 & 4, Revenue Metering, Live Tank Construction | GFFPOWER | GFF POWER | CA-72 | Active
002463263 | CONTACT,ELECTRICAL | Connector Contact, 16mm Pin, 14mm2 AWG, Crimp, Nickel Plated, Green Band, Hino JO8 Electrical Parts | EPDE | ELECTRO-POWER AND DATA EQUIPMENT P/L | 0460-215-16141 | Active
002463271 | CONTACT,ELECTRICAL | Connector Contact, 16mm Socket, 14mm2 AWG, Crimp, Nickel Plated, Green Band, Hino JO8 Electrical Parts | EPDE | ELECTRO-POWER AND DATA EQUIPMENT P/L | 0462-209-16141 | Active
002463339 | CONTACT,ELECTRICAL | Weather-Pack Series, 2 Pin Plug, Male, Tin Plated, Cable Range 1.00-2.00mm2, Terminal for use with Automotive Connector | EPDE | ELECTRO-POWER AND DATA EQUIPMENT P/L | 12124582L | Active
002475275 | LIFTING JIB | Strap Hoist Version, suit Little Mule or Lincoln/Lugall Units, to fit in 17m Redmond Gary EWP | REDMOND | REDMOND GARY AUSTRALIA PTY LTD | 28A0410 | Active
002496610 | INSECTICIDE,FIPRONIL | SAS PRO, Granule Ant Killer, Silica Carrier Particles, 10kg Pail c/w Scoop & Shaker | GARRPEST | GARRARD'S PESTICIDES | SAS/10 | Active
002496610 | INSECTICIDE,FIPRONIL | SAS PRO, Granule Ant Killer, Silica Carrier Particles, 10kg Pail c/w Scoop & Shaker | SUNDEW | SUNDEW SOLUTIONS PTY LTD | SAS/10 | Active
002401978 | REACTOR-TRANSFORMER | Various Pole Mount, 19.1kV, 50kVAr, 1 Ph Shunt, NQ Spec M202 | ABBAUST | ABB AUSTRALIA PTY LTD | 288269 | Active
000003889 | TRANSFORMER,POWER | Skid Frame Mount, 66/22kV, 10MVA, 3 Ph, 50Hz, Dyn1/Dyn11, ONAN, 17T -15/+5%, 110V DC Control c/w 22kV/433V, 3 Ph, 50Hz, 63kVA AuxT & 22kV/110V VT, | WILSON | WILSON TRANSFORMER CO. PTY LTD | P0814A | Active
002480077 | SWITCHBOARD,POWER | LV Indoor, 750(500)kVA, ACB Upgde, Sentron 3WL, ETU76B c/w COM35 Module, AFPS VAMP 221, 1600A TX ACB 42kA/1Sec, 4 x 630A SF, Mob Gen Conn, 2 x SF Spare | WEBER | WEBER SOUTH PACIFIC PTY LTD | MF115123-EQ06 | Active
002480127 | SWITCHBOARD,POWER | LV Indoor, 1500(1000)kVA, ACB Std, Sentron 3WL, ETU45B, AFPS VAMP 221, 3200A TX ACB 65kA/1Sec, 4 x 630A SF, Mob Gen Conn & 3200A ACB, Metal Encl, | WEBER | WEBER SOUTH PACIFIC PTY LTD | MF135243-EQ03 | Active
002480283 | SWITCHBOARD,POWER | LV Indoor, TX Isolator, 1500(315)kVA, ACB Std, Sentron 3WL, ETU45B, AFPS VAMP 221, 3200A TX ACB 65kA/1Sec, Mob Gen Conn, Direct Busbar Connect, Metal Encl, | WEBER | WEBER SOUTH PACIFIC PTY LTD | MF001243-EQ09 | Active
002480358 | SWITCHBOARD,POWER | LV Outdoor, 1500(750)kVA, ACB Std, Sentron 3WL, ETU45B, AFPS VAMP 221, 3200A TX ACB 65kA/1Sec, 4 x 630A SF (1 x Provisional SF Slot) Mob Gen Conn & | WEBER | WEBER SOUTH PACIFIC PTY LTD | VC540240-S305 | Active
002480366 | SWITCHBOARD,POWER | LV Outdoor, 1500(750)kVA, ACB Upgde, Sentron 3WL, ETU76B c/w COM35 Module, AFPS VAMP 221, 3200A TX ACB 65kA/1Sec, 4 x 630A SF (1 x Provisional SF Slot) | WEBER | WEBER SOUTH PACIFIC PTY LTD | VC540240-S306 | Active
002480374 | SWITCHBOARD,POWER | LV Outdoor, 1500(500)kVA, ACB Std, Sentron 3WL, ETU45B, AFPS VAMP 221, 3200A TX ACB 65kA/1Sec, 4 x 630A SF (1 x Provisional SF Slot) Mob Gen Conn & | WEBER | WEBER SOUTH PACIFIC PTY LTD | VC540240-S307 | Active
002480440 | SWITCHBOARD,POWER | LV Outdoor, 1500(1000)kVA, ACB Upgde, Sentron 3WL, ETU76B c/w COM35 Module, AFPS VAMP 221, 3200A TX ACB 65kA/1Sec, 4 x 630A SF (1 x Provisional SF Slot) | WEBER | WEBER SOUTH PACIFIC PTY LTD | VC540240-S314 | Active
002480457 | SWITCHBOARD,POWER | LV Outdoor, 1500(750)kVA, ACB Std, Sentron 3WL, ETU45B, AFPS VAMP 221, 3200A TX ACB 65kA/1Sec, 4 x 630A SF (1 x Provisional SF Slot) Mob Gen Conn & | WEBER | WEBER SOUTH PACIFIC PTY LTD | VC540240-S315 | Active
002500593 | BAG,TOOL | Bag to suit Milwaukee 18V 16in Chainsaw | MILWAUKE | MILWAUKEE POWER TOOLS | M18FCHSBAG | Active
002500593 | BAG,TOOL | Bag to suit Milwaukee 18V 16in Chainsaw | C&LTOOL | C&L TOOL CENTRE | MILWAM18FCHSBAG | Active
002500817 | CIRCUIT BREAKER | MCB FAZ, 10A, C-Curve, 1 Pole, 18mm, suit APS DC System | EATONELE | EATON ELECTRIC SYSTEMS PTY LTD | FAZ-C10/1 | Active
002500817 | CIRCUIT BREAKER | MCB FAZ, 10A, C-Curve, 1 Pole, 18mm, suit APS DC System | POWERON | POWER ON AUSTRALIA PTY LTD | POA16969 | Active
002500866 | CIRCUIT BREAKER | MCB FAZ, 40A, C-Curve, 1 Pole, 18mm, suit APS DC System | EATONELE | EATON ELECTRIC SYSTEMS PTY LTD | FAZ-C40/1 | Active
002500866 | CIRCUIT BREAKER | MCB FAZ, 40A, C-Curve, 1 Pole, 18mm, suit APS DC System | POWERON | POWER ON AUSTRALIA PTY LTD | POA16974 | Active
002402130 | CLEANING COMPOUND,SOLVENT | Degreasol, Power Wash (205L Drum) | BLKWOODJ | J BLACKWOOD & SONS LIMITED | 04451308 | Active
002402445 | CLEANING COMPOUND,SOLVENT | Enviro Solv B6, 205L Drum | BLKWOODJ | J BLACKWOOD & SONS LIMITED | B0445-1141 | Active
002459162 | CLEANING COMPOUND,SOLVENT | CRC Lectra-Clean, Electric Motor & Equip Cleaner, Degreaser, Removes Moisture, 400g Aerosol | CRC | CRC INDUSTRIES AUSTRALIA PTY LTD | 2018 | Active
002459162 | CLEANING COMPOUND,SOLVENT | CRC Lectra-Clean, Electric Motor & Equip Cleaner, Degreaser, Removes Moisture, 400g Aerosol | BLKWOODJ | J BLACKWOOD & SONS LIMITED | 03423671 | Active
002459204 | CLEANING COMPOUND,SOLVENT | Lexite NF, Electrical Equip Cleaner, Degreaser | CHEMSRCH | CHEMSEARCH | 5697 | Active
002467975 | CLEANING COMPOUND,SOLVENT | Enviro Solv B6, 20L Drum | MINEHAN | MINEHAN AGENCIES PTY LTD | 16-04-0993 | Active
002488013 | RELAY,PROTECTION | FW R313-V2, Low Z DIFF, 24-48VDC PWR, 24VDC Logic 24/24 I/O, 1A CT, 9U Case, DNP3 100Base-FX MM LC ENET | SEL | SCHWEITZER ENGINEERING LAB PTY LTD | 0487B1X2X12XC2XBH9BBBXX | Active
000182008 | PROTECTOR,ELECTRICAL CABLE | Cover, PVC, 150mm x 5mm x 2m, Orange X15-AS2700S, to ESAA Spec for Polymeric Cable Covers & SAA Draft DR94102 | VINIDEX | VINIDEX PTY LTD | 98610 | Active
000182012 | PROTECTOR,ELECTRICAL CABLE | Cover, PVC, 200mm x 5mm x 25m, Orange X15-AS2700S, to ESAA Spec for Polymeric Cable Covers & SAA Draft DR94102 | VINIDEX | VINIDEX PTY LTD | 98625- VIN200/25/HD | Active
000182012 | PROTECTOR,ELECTRICAL CABLE | Cover, PVC, 200mm x 5mm x 25m, Orange X15-AS2700S, to ESAA Spec for Polymeric Cable Covers & SAA Draft DR94102 | IDEALELE | IDEAL ELECTRICAL SUPPLIERS | 200AS4702X25 | Active
000468365 | PROTECTOR,ELECTRICAL CABLE | Armour Rod, 7/3.00 AAC & AAAC, 6/1/3.00 ACSR, Red (P40) (scm) | TECONN | TE CONNECTIVITY LTD | NAA0880-0930 | Active
000468365 | PROTECTOR,ELECTRICAL CABLE | Armour Rod, 7/3.00 AAC & AAAC, 6/1/3.00 ACSR, Red (P40) (scm) | PLP | PREFORMED LINE PRODUCTS (AUST) | AAR-090 | Active
000468373 | PROTECTOR,ELECTRICAL CABLE | Armour Rod, 7/3.75 AAC & AAAC, 6/1/3.75 ACSR, Black (P25) (scm) | TECONN | TE CONNECTIVITY LTD | NAA1110-1180 | Active
000468373 | PROTECTOR,ELECTRICAL CABLE | Armour Rod, 7/3.75 AAC & AAAC, 6/1/3.75 ACSR, Black (P25) (scm) | PLP | PREFORMED LINE PRODUCTS (AUST) | AAR-113 | Active
000468438 | PROTECTOR,ELECTRICAL CABLE | Armour Rod, 7/4.75 AAC & AAAC, 6/4.75 + 7/1.60 ACSR, Blue (P12) (scm) | TECONN | TE CONNECTIVITY LTD | NAA1400-1490 | Active
000468438 | PROTECTOR,ELECTRICAL CABLE | Armour Rod, 7/4.75 AAC & AAAC, 6/4.75 + 7/1.60 ACSR, Blue (P12) (scm) | PLP | PREFORMED LINE PRODUCTS (AUST) | AAR-143 | Active
000468723 | PROTECTOR,ELECTRICAL CABLE | Armour Rod, Neon 19/3.75 AAAC, Red (P10) (scm) | PLP | PREFORMED LINE PRODUCTS (AUST) | AAR-188 | Active
002401299 | PROTECTOR,ELECTRICAL CABLE | Armour Rod, 3/4/1.75 ACSR, Purple (P50) | PLP | PREFORMED LINE PRODUCTS (AUST) | AAR-053 | Active
002401300 | PROTECTOR,ELECTRICAL CABLE | Armour Rod, 3/3.25 SC/AC, Alumoweld (P50) | TYCOELEC | TYCO ELECTRONICS | LAR0700L | Active
002401301 | PROTECTOR,ELECTRICAL CABLE | Armour Rod, Pickerel (P40) | TYCOELEC | TYCO ELECTRONICS | AAR0830 | Active
002403554 | PROTECTOR,ELECTRICAL CABLE | Cover, PVC, 200mm x 5mm x 2m Lg, Orange, Marked 'Electrical Cables' (Bundles of 10) | VINIDEX | VINIDEX PTY LTD | 98620 | Active
002403554 | PROTECTOR,ELECTRICAL CABLE | Cover, PVC, 200mm x 5mm x 2m Lg, Orange, Marked 'Electrical Cables' (Bundles of 10) | IDEALELE | IDEAL ELECTRICAL SUPPLIERS | 200AS4702X2 | Active
002403593 | PROTECTOR,ELECTRICAL CABLE | Armour Rod, Neptune 19/3.25 AAC & Krypton 19/3.25 AAAC, Orange (P15) | PLP | PREFORMED LINE PRODUCTS (AUST) | AAR-163 | Active
002405222 | PROTECTOR,ELECTRICAL CABLE | Armour Rod, Fly (Imp) 7/3.40 AAC & 7/.134 AAC | PLP | PREFORMED LINE PRODUCTS (AUST) | AAR-102 | Active
002405966 | PROTECTOR,ELECTRICAL CABLE | Cover, PVC or Polyethylene, 150mm x 5mm x 25m, Orange | IDEALELE | IDEAL ELECTRICAL SUPPLIERS | 150AS4702X25 | Active
002405966 | PROTECTOR,ELECTRICAL CABLE | Cover, PVC or Polyethylene, 150mm x 5mm x 25m, Orange | VINIDEX | VINIDEX PTY LTD | 98505 | Active
002405966 | PROTECTOR,ELECTRICAL CABLE | Cover, PVC or Polyethylene, 150mm x 5mm x 25m, Orange | VINIDEX | VINIDEX PTY LTD | 98615 | Active
002405978 | PROTECTOR,ELECTRICAL CABLE | Cover, PVC, 300mm x 5mm x 2m, Orange X15-AS2700S, to ESAA Spec for Polymeric Cable Covers & SAA Draft DR94102 | VINIDEX | VINIDEX PTY LTD | 98635 | Active
002407005 | PROTECTOR,ELECTRICAL CABLE | Armour Rod, Racoon 6/1/.161 ACSR, Purple (P25) | TYCOELEC | TYCO ELECTRONICS | AAR1180 | Active
002407212 | PROTECTOR,ELECTRICAL CABLE | Armour Rod, Preformed, Full Length, Krypton 19/3.25 AAAC 1120, ETS 11-09-01 | PLP | PREFORMED LINE PRODUCTS (AUST) | D-AAR1625 | Active
002407214 | PROTECTOR,ELECTRICAL CABLE | Armour Rod, Preformed, Full Length, Nitrogen 37/3.00 AAAC 1120 & Saturn 37/3.00 AAC, Red, ETS 11-09-01 (P5) | PLP | PREFORMED LINE PRODUCTS (AUST) | D-AAR2100 | Active
002407217 | PROTECTOR,ELECTRICAL CABLE | Armour Rod, Preformed, Full Length, Sulphur 61/3.75 AAAC 1120, ETS 11-09-01 | PLP | PREFORMED LINE PRODUCTS (AUST) | D-AAR3375 | Active
002407220 | PROTECTOR,ELECTRICAL CABLE | Armour Rod, Preformed, Full Length, Paw Paw 54/3.75 + 19/2.25 ACSR/GZ, ETS 11-09-01 | PLP | PREFORMED LINE PRODUCTS (AUST) | D-AAR3375 | Active
002407222 | PROTECTOR,ELECTRICAL CABLE | Armour Rod, Preformed, 1000mm Lg, Krypton 19/3.25 AAAC 1120, for Bridging Insulators, ETS 11-09-01 | PLP | PREFORMED LINE PRODUCTS (AUST) | D-AAR1625R1000 | Active
002407223 | PROTECTOR,ELECTRICAL CABLE | Armour Rod, Preformed, 1000mm Lg, Neon 19/3.75 AAAC 1120, for Bridging Insulators, ETS 11-09-01 | PLP | PREFORMED LINE PRODUCTS (AUST) | D-AAR1875R1000 | Active
002407224 | PROTECTOR,ELECTRICAL CABLE | Armour Rod, Preformed, 1000mm Lg, Nitrogen 37/3.00 AAAC 1120, for Bridging Insulators, ETS 11-09-01 | PLP | PREFORMED LINE PRODUCTS (AUST) | D-AAR2100R1000 | Active
002407228 | PROTECTOR,ELECTRICAL CABLE | Armour Rod, Preformed, 1000mm Lg, Grape 30/7/2.50 ACSR/GZ, for Bridging Insulators, ETS 11-09-01 | PLP | PREFORMED LINE PRODUCTS (AUST) | AAR-175-1000-ER GRAPE | Active
002407229 | PROTECTOR,ELECTRICAL CABLE | Armour Rod, Preformed, 1000mm Lg, Lime 30/7/3.5 ACSR/GZ, for Bridging Insulators, ETS 11-09-01 | PLP | PREFORMED LINE PRODUCTS (AUST) | D-AAR2375R1000 | Active
002407230 | PROTECTOR,ELECTRICAL CABLE | Armour Rod, Preformed, 1000mm Lg, Paw Paw 54/3.75 + 19/2.25 ACSR/GZ, for Bridging Insulators, ETS 11-09-01 | PLP | PREFORMED LINE PRODUCTS (AUST) | D-AAR3375R1000 | Active
002407244 | PROTECTOR,ELECTRICAL CABLE | Armour Rod, Preformed, Full Length Repair Rod, suit 11.4mm CC-30/30/449 OPGW, ETS 11-09-01 | PLP | PREFORMED LINE PRODUCTS (AUST) | OPGWRR-3600102L | Active
002407244 | PROTECTOR,ELECTRICAL CABLE | Armour Rod, Preformed, Full Length Repair Rod, suit 11.4mm CC-30/30/449 OPGW, ETS 11-09-01 | DULHUNTY | DULHUNTY POWER (AUST) PTY LTD | RR-OPGW1140 | Active
002407247 | PROTECTOR,ELECTRICAL CABLE | Armour Rod, Preformed, 1000mm Lg Structural Rod, suit 14.0mm CC-38/48/551 OPGW, for V/Dampers, ETS 11-09-01 | PLP | PREFORMED LINE PRODUCTS (AUST) | AAR-143 | Active
002407247 | PROTECTOR,ELECTRICAL CABLE | Armour Rod, Preformed, 1000mm Lg Structural Rod, suit 14.0mm CC-38/48/551 OPGW, for V/Dampers, ETS 11-09-01 | DULHUNTY | DULHUNTY POWER (AUST) PTY LTD | RR-OPGW1400-1000 | Active
002426641 | PROTECTOR,ELECTRICAL CABLE | Armour Rod, Preformed, 1000mm Lg, Banana 6/1/3.75 ACSR/GZ, ETS 11-09-01 | PLP | PREFORMED LINE PRODUCTS (AUST) | D-AAR1125R1000 | Active
002426666 | PROTECTOR,ELECTRICAL CABLE | Armour Rod, Preformed, 1000mm Lg, Cricket 30/7/2.50 ACSR/AC, ETS 11-09-01 (scm) | PLP | PREFORMED LINE PRODUCTS (AUST) | AAR-175-1000-ER CRICKET | Active
002426674 | PROTECTOR,ELECTRICAL CABLE | Armour Rod, Preformed, 1000mm Lg, Diving 30/7/3.50 ACSR/AC, ETS 11-09-01 | PLP | PREFORMED LINE PRODUCTS (AUST) | D-AAR2375R1000 | Active
002426682 | PROTECTOR,ELECTRICAL CABLE | Armour Rod, Preformed, Full Length, Banana 6/1/3.75 ACSR/GZ, ETS 11-09-01 | PLP | PREFORMED LINE PRODUCTS (AUST) | D-AAR1125 | Active
002426716 | PROTECTOR,ELECTRICAL CABLE | Armour Rod, Preformed, Full Length, Diving 30/7/3.50 ACSR/AC, ETS 11-09-01 | PLP | PREFORMED LINE PRODUCTS (AUST) | D-AAR2375 | Active
000003080 | DISCONNECTOR,HIGH VOLTAGE | 36kV, 1250A, 25kA/3Sec, RHS Earth Switch, L4 Pollution, Low Structure, Manual Operation, EE Dwg 1025943, ETS 2010/0132/T | AKPOWER | AK POWER SOLUTIONS PTY LTD | 9093 | Phasing
000003086 | DISCONNECTOR,HIGH VOLTAGE | 72.5kV, 1250A, 25kA/3Sec, LHS Earth Switch, L4 Pollution, Low Structure, Manual Operation, AK Power, EE Dwg 1025933, ETS 2010/0132/T | AKPOWER | AK POWER SOLUTIONS PTY LTD | 9075 | Phasing
000003090 | DISCONNECTOR,HIGH VOLTAGE | 72.5kV, 1250A, 25kA/3Sec, LHS Earth Switch, L4 Pollution, High Structure, Manual Operation, AK Power, EE Dwg 1025937, ETS 2010/0132/T | AKPOWER | AK POWER SOLUTIONS PTY LTD | 9083 | Phasing
000003092 | DISCONNECTOR,HIGH VOLTAGE | 72.5kV, 1250A, 25kA/3Sec, RHS Earth Switch, L4 Pollution, High Structure, Manual Operation, AK Power, EE Dwg 1025939, ETS 2010/0132/T | AKPOWER | AK POWER SOLUTIONS PTY LTD | 9085 | Phasing
000003097 | DISCONNECTOR,HIGH VOLTAGE | 145kV, 1250A, 25kA/3Sec, No Earth Switch, L4 Pollution, High Structure, Manual Operation, AEM, EE Dwg 1025961, ETS 2010/0132/T | AEMAUST | AEM AUSTRALIA PTY LTD | A8977 | Phasing
002500502 | COVER | ABB SafeLink RMU Kick Plate Cover c/w Bolts Kit 4-Way | ABBAUST | ABB AUSTRALIA PTY LTD | C4323-AU | Active
002480267 | SWITCHBOARD,POWER | LV Indoor, TX Isolator, 1500(500)kVA, ACB Std, Sentron 3WL, ETU45B, AFPS VAMP 221, 3200A TX ACB 65kA/1Sec, Mob Gen Conn, Direct Busbar Connect, Metal Encl, | WEBER | WEBER SOUTH PACIFIC PTY LTD | MF001243-EQ07 | Active
002480291 | SWITCHBOARD,POWER | LV Indoor, TX Isolator, 1500(315)kVA, ACB Upgde, Sentron 3WL, ETU76B c/w COM35 Module, AFPS VAMP 221, 3200A TX ACB 65kA/1Sec, Mob Gen Conn, Direct Busbar | WEBER | WEBER SOUTH PACIFIC PTY LTD | MF001243-EQ10 | Active
002480473 | SWITCHBOARD,POWER | LV Outdoor, 1500(500)kVA, ACB Std, Sentron 3WL, ETU45B, AFPS VAMP 221, 3200A TX ACB 65kA/1Sec, 4 x 630A SF (1 x Provisional SF Slot) Mob Gen Conn & | WEBER | WEBER SOUTH PACIFIC PTY LTD | VC540240-S317 | Active
002500676 | MODULE,ELECTRONIC | Voltage Feed Module, 3G, suit APS DC System | EATONELE | EATON ELECTRIC SYSTEMS PTY LTD | VFN-00 | Active
002500676 | MODULE,ELECTRONIC | Voltage Feed Module, 3G, suit APS DC System | POWERON | POWER ON AUSTRALIA PTY LTD | POA15282 | Active
002500684 | SENSOR,TEMPERATURE | TS2-02, 3G IOB, 2m, RJ45, suit APS DC System | EATONELE | EATON ELECTRIC SYSTEMS PTY LTD | TS2-02 | Active
002500684 | SENSOR,TEMPERATURE | TS2-02, 3G IOB, 2m, RJ45, suit APS DC System | POWERON | POWER ON AUSTRALIA PTY LTD | POA15281 | Active
002500700 | CONTACTOR,MAGNETIC | LV Disconnector, LVD, 200A, suit APS DC System | EATONELE | EATON ELECTRIC SYSTEMS PTY LTD | LVDN200-00 | Active
002500700 | CONTACTOR,MAGNETIC | LV Disconnector, LVD, 200A, suit APS DC System | POWERON | POWER ON AUSTRALIA PTY LTD | POA15216 | Active
002500775 | CIRCUIT BREAKER | MCB AZ, 125A, C-Curve, 1 Pole, 27mm, suit APS DC System | POWERON | POWER ON AUSTRALIA PTY LTD | POA18203 | Active
002500775 | CIRCUIT BREAKER | MCB AZ, 125A, C-Curve, 1 Pole, 27mm, suit APS DC System | EATONELE | EATON ELECTRIC SYSTEMS PTY LTD | AZ-C125 | Active
002500783 | CIRCUIT BREAKER | MCB FAZ, 2A, C-Curve, 1 Pole, 18mm, suit APS DC System | EATONELE | EATON ELECTRIC SYSTEMS PTY LTD | FAZ-C2/1 | Active
002500783 | CIRCUIT BREAKER | MCB FAZ, 2A, C-Curve, 1 Pole, 18mm, suit APS DC System | POWERON | POWER ON AUSTRALIA PTY LTD | POA16981 | Active
002500833 | CIRCUIT BREAKER | MCB FAZ, 20A, C-Curve, 1 Pole, 18mm, suit APS DC System | EATONELE | EATON ELECTRIC SYSTEMS PTY LTD | FAZ-C20/1 | Active
002500833 | CIRCUIT BREAKER | MCB FAZ, 20A, C-Curve, 1 Pole, 18mm, suit APS DC System | POWERON | POWER ON AUSTRALIA PTY LTD | POA16971 | Active
002500882 | CIRCUIT BREAKER | MCB FAZ, 63A, C-Curve, 1 Pole, 18mm, suit APS DC System | EATONELE | EATON ELECTRIC SYSTEMS PTY LTD | FAZ-C63/1 | Active
002500882 | CIRCUIT BREAKER | MCB FAZ, 63A, C-Curve, 1 Pole, 18mm, suit APS DC System | POWERON | POWER ON AUSTRALIA PTY LTD | POA16976 | Active
002500908 | SWITCH,AUXILIARY | for MCB AZ/PLHT, 1NO+1NC, suit APS DC System | EATONELE | EATON ELECTRIC SYSTEMS PTY LTD | Z-LHK | Active
002500908 | SWITCH,AUXILIARY | for MCB AZ/PLHT, 1NO+1NC, suit APS DC System | POWERON | POWER ON AUSTRALIA PTY LTD | POA16962 | Active
000003933 | DISCONNECTOR,HIGH VOLTAGE | 72.5kV, 1250A, 25kA/3Sec, No Earth Switch, Manual Operation, Low Structure, L4 Pollution (Flat Pack) EESS-10724-01, Dwg 1063291-03 | ABBAUST | ABB AUSTRALIA PTY LTD | EDB72 DS | Phasing
000023503 | DISCONNECTOR,HIGH VOLTAGE | Bus Tee Off Unit, 36kV, 800A, 31.5kA, 1250A Bus, Metal Enclosed Fixed Switchgear & Control Gear Assy c/w Fault Make Bus Earth Switch | SIEMENS | SIEMENS LTD | 8DA CAT HA 35.11.2010 PAGE 12 | Active
000023510 | DISCONNECTOR,HIGH VOLTAGE | Bus Tee Off Unit, 36kV, 1600A, 31.5kA, 1600A Bus, Metal Enclosed Fixed Switchgear & Control Gear Assy c/w Fault Make Bus Earth Switch | SIEMENS | SIEMENS LTD | 8DA CAT HA 35.11.2010 PAGE 12 | Active
000023517 | DISCONNECTOR,HIGH VOLTAGE | Bus Tee Off Unit, 36kV, 2000A, 31.5kA, 2000A Bus, Metal Enclosed Fixed Switchgear & Control Gear Assy, suit connection to either end of the 36kV Bus | SIEMENS | SIEMENS LTD | 8DA10-23517 | Active
000023517 | DISCONNECTOR,HIGH VOLTAGE | Bus Tee Off Unit, 36kV, 2000A, 31.5kA, 2000A Bus, Metal Enclosed Fixed Switchgear & Control Gear Assy, suit connection to either end of the 36kV Bus | SIEMENS | SIEMENS LTD | 8DA CAT HA 35.11.2010 PAGE 12 | Active
002473130 | DISCONNECTOR,HIGH VOLTAGE | 12kV, 1600A, 16kA/1Sec, Manual Operation, EESS-10724-01 | INSULECT | INSULECT AUSTRALIA PTY LTD | DSC12725 | Active
002473148 | DISCONNECTOR,HIGH VOLTAGE | 12kV, 16kA/1Sec, LHS Earth Switch, EESS-10724-01 | INSULECT | INSULECT AUSTRALIA PTY LTD | DSC12727 | Active
002473163 | DISCONNECTOR,HIGH VOLTAGE | 12kV, Structure only, EESS-10724-01 | INSULECT | INSULECT AUSTRALIA PTY LTD | DSC12335-51 | Active
002473189 | DISCONNECTOR,HIGH VOLTAGE | 36kV, 1600A, 31.5kA/3Sec, Motorised Operation, EESS-10724-01 | PLP | PREFORMED LINE PRODUCTS (AUST) | A-A9460 | Active
002473205 | DISCONNECTOR,HIGH VOLTAGE | 36kV, 2500A, 31.5kA/3Sec, Motorised Operation, EESS-10724-01 | PLP | PREFORMED LINE PRODUCTS (AUST) | A-A9450 | Active
002473213 | DISCONNECTOR,HIGH VOLTAGE | 36kV, 31.5kA/3Sec, LHS Earth Switch, EESS-10724-01 | PLP | PREFORMED LINE PRODUCTS (AUST) | A-A9432-05 | Active
002473239 | DISCONNECTOR,HIGH VOLTAGE | 36kV, Low Structure only, EESS-10724-01 | PLP | PREFORMED LINE PRODUCTS (AUST) | A-A4775-17 | Active
002477123 | DISCONNECTOR,HIGH VOLTAGE | 36kV 630A, PR3, Disconnector c/w Flicker Arcing Horns, NGK Dwg 69120SA1ER | NGKSTANG | NGK STANGER PTY LTD | 69120SA1ER | Active
002500221 | DISCONNECTOR,HIGH VOLTAGE | 36kV, Low Structure only, S10015453-01 | INSULECT | INSULECT AUSTRALIA PTY LTD | DSC08840-01 | Active
002402972 | BASE,POLE ASSEMBLY | Slip Base Adaptor, for upto 13.0m Poles, 500 PCD c/w 3 x M36x130mm Bolts, 6 x M36 Washers, 3 x M36 Nuts & Shear Washer, EQTS 05-02-01, Dwg 05-02-04(scm) | INGAL | INGAL EPS | GEX16826 | Active
002402972 | BASE,POLE ASSEMBLY | Slip Base Adaptor, for upto 13.0m Poles, 500 PCD c/w 3 x M36x130mm Bolts, 6 x M36 Washers, 3 x M36 Nuts & Shear Washer, EQTS 05-02-01, Dwg 05-02-04(scm) | GMPOLES | GM POLES PTY LTD | SBA 500 | Active
002402972 | BASE,POLE ASSEMBLY | Slip Base Adaptor, for upto 13.0m Poles, 500 PCD c/w 3 x M36x130mm Bolts, 6 x M36 Washers, 3 x M36 Nuts & Shear Washer, EQTS 05-02-01, Dwg 05-02-04(scm) | IUPOLE | INTERNATIONAL UTILITY POLES PTY LTD | EX-16826 | Active
002500510 | BIN,WASTE | Wheelie Bin 140L Yellow, Asbestos Storage Bin for H Class Vaccum incl 2 x Asbestos Labels | ALLENS | ALLENS INDUSTRIAL PRODUCTS | BCN002887 | Active
000000043 | TRANSFORMER,POWER | Groundmount, 132-110/66-33/11kV, 69MVA, 3 Ph, HV Bsh, 180 LV Air, Mineral Oil, ODAF, YNyn0d1 c/w Vacuum OLTC 17 Tap Posn, Free Standing Radiator, YOM 2008 | WILSON | WILSON TRANSFORMER CO. PTY LTD | P0710A | Active
000104384 | DIE,COMPRESSION | Hex, 12T, 20.0mm A/F Cu | TECONN | TE CONNECTIVITY LTD | 38-200CU/1 | Active
000104384 | DIE,COMPRESSION | Hex, 12T, 20.0mm A/F Cu | TEN | THE ENERGY NETWORK (AUST) PTY LTD | K12-C185 | Active
000104436 | DIE,COMPRESSION | Crimp for 4 Core 120mm Sector Cable | CABLEACC | CABLE ACCESSORIES (AUST) | HT130A14NEST | Active
000104619 | DIE,COMPRESSION | Hex Crimp, 12.7mm A/F, Suit Cu Screen for Triplex Cable | TEN | THE ENERGY NETWORK (AUST) PTY LTD | K12-12.7-CS | Active
000104619 | DIE,COMPRESSION | Hex Crimp, 12.7mm A/F, Suit Cu Screen for Triplex Cable | TEN | THE ENERGY NETWORK (AUST) PTY LTD | K12-CS12.7 | Active
000104622 | DIE,COMPRESSION | Hex Crimp, 7.5mm A/F, Suit Cu Screen for Triplex Cable | TEN | THE ENERGY NETWORK (AUST) PTY LTD | K12-07.5-CS | Active
000104622 | DIE,COMPRESSION | Hex Crimp, 7.5mm A/F, Suit Cu Screen for Triplex Cable | TEN | THE ENERGY NETWORK (AUST) PTY LTD | K12-CS7.5 | Active
000105445 | DIE,COMPRESSION | Hex Crimp, 12T, Engraved 17.3mm A/F Al | TECONN | TE CONNECTIVITY LTD | 38-173AL/1 | Active
000105445 | DIE,COMPRESSION | Hex Crimp, 12T, Engraved 17.3mm A/F Al | TEN | THE ENERGY NETWORK (AUST) PTY LTD | K12-A95-120 | Active
000105446 | DIE,COMPRESSION | Hex Crimp, 12T, Engraved 18.0mm A/F Al | TECONN | TE CONNECTIVITY LTD | 38-180AL/1 | Active
000105446 | DIE,COMPRESSION | Hex Crimp, 12T, Engraved 18.0mm A/F Al | TEN | THE ENERGY NETWORK (AUST) PTY LTD | K12-A7-3.00-3.75 | Active
000105448 | DIE,COMPRESSION | Hex Crimp, 12T, Engraved 26.2mm A/F Al | TEN | THE ENERGY NETWORK (AUST) PTY LTD | K12-26.2-AL | Active
000105448 | DIE,COMPRESSION | Hex Crimp, 12T, Engraved 26.2mm A/F Al | TEN | THE ENERGY NETWORK (AUST) PTY LTD | K12-A19-3.75 | Active
000105450 | DIE,COMPRESSION | Hex Crimp, 12T, Engraved 14.0mm A/F ABC | TEN | THE ENERGY NETWORK (AUST) PTY LTD | K12-14.0-ABC | Active
000105450 | DIE,COMPRESSION | Hex Crimp, 12T, Engraved 14.0mm A/F ABC | TEN | THE ENERGY NETWORK (AUST) PTY LTD | K12-ABC25 | Active
000105451 | DIE,COMPRESSION | Hex Crimp, 12T, Engraved 17.3mm A/F ABC | TEN | THE ENERGY NETWORK (AUST) PTY LTD | K12-17.3-ABC | Active
000105451 | DIE,COMPRESSION | Hex Crimp, 12T, Engraved 17.3mm A/F ABC | TEN | THE ENERGY NETWORK (AUST) PTY LTD | K12-ABC35-70 | Active
000105452 | DIE,COMPRESSION | Hex Crimp, 12T, Engraved 21.5mm A/F ABC | TECONN | TE CONNECTIVITY LTD | 38-215AL9/1 | Active
000105452 | DIE,COMPRESSION | Hex Crimp, 12T, Engraved 21.5mm A/F ABC | TEN | THE ENERGY NETWORK (AUST) PTY LTD | K12-ABC95-120 | Active
002402775 | DIE,COMPRESSION | Hex, 12T, 6.3mm A/F Cu | TECONN | TE CONNECTIVITY LTD | 38-63CU/1 | Active
002402775 | DIE,COMPRESSION | Hex, 12T, 6.3mm A/F Cu | TEN | THE ENERGY NETWORK (AUST) PTY LTD | K12-C16 | Active
002402776 | DIE,COMPRESSION | Hex, 12T, 7.7mm A/F Cu | TECONN | TE CONNECTIVITY LTD | 38-77CU/1 | Active
002402776 | DIE,COMPRESSION | Hex, 12T, 7.7mm A/F Cu | TEN | THE ENERGY NETWORK (AUST) PTY LTD | K12-C25 | Active
002402777 | DIE,COMPRESSION | Hex, 12T, 9.2mm A/F Cu | TECONN | TE CONNECTIVITY LTD | 38-92CU/1 | Active
002402777 | DIE,COMPRESSION | Hex, 12T, 9.2mm A/F Cu | TEN | THE ENERGY NETWORK (AUST) PTY LTD | K12-C35 | Active
002402778 | DIE,COMPRESSION | Hex, 12T, 10.4mm A/F Cu | TECONN | TE CONNECTIVITY LTD | 38-104CU/1 | Active
002402778 | DIE,COMPRESSION | Hex, 12T, 10.4mm A/F Cu | TEN | THE ENERGY NETWORK (AUST) PTY LTD | K12-C50 | Active
002402781 | DIE,COMPRESSION | Hex, 12T, 14.2mm A/F Cu | TEN | THE ENERGY NETWORK (AUST) PTY LTD | K12-14.2-CU | Active
002402781 | DIE,COMPRESSION | Hex, 12T, 14.2mm A/F Cu | TECONN | TE CONNECTIVITY LTD | 38-142CU/1 | Active
002402781 | DIE,COMPRESSION | Hex, 12T, 14.2mm A/F Cu | TEN | THE ENERGY NETWORK (AUST) PTY LTD | K12-C95 | Active
002402782 | DIE,COMPRESSION | Hex, 12T, 16.5mm A/F Cu | TEN | THE ENERGY NETWORK (AUST) PTY LTD | K12-16.5-CU | Active
002402782 | DIE,COMPRESSION | Hex, 12T, 16.5mm A/F Cu | TEN | THE ENERGY NETWORK (AUST) PTY LTD | K12-C120 | Active
002402783 | DIE,COMPRESSION | Hex, 12T, 18.3mm A/F Cu | TECONN | TE CONNECTIVITY LTD | 38-183CU/1 | Active
002402783 | DIE,COMPRESSION | Hex, 12T, 18.3mm A/F Cu | TEN | THE ENERGY NETWORK (AUST) PTY LTD | K12-C150 | Active
002402784 | DIE,COMPRESSION | Hex, 12T, 19.3mm A/F Cu | TEN | THE ENERGY NETWORK (AUST) PTY LTD | K12-19.3-CU | Active
002402784 | DIE,COMPRESSION | Hex, 12T, 19.3mm A/F Cu | TEN | THE ENERGY NETWORK (AUST) PTY LTD | K12-C19-2.57 | Active
002402785 | DIE,COMPRESSION | Hex, 12T, 23.1mm A/F Cu | TECONN | TE CONNECTIVITY LTD | 38-231CU/1 | Active
002402785 | DIE,COMPRESSION | Hex, 12T, 23.1mm A/F Cu | TEN | THE ENERGY NETWORK (AUST) PTY LTD | K12-C240 | Active
002403604 | DIE,COMPRESSION | Crimping Tool, suit 35-70mm2 Cu Cables & C Type Connector used with Standard 12T Crimping Tool | LEGEND | LEGEND POWER SYSTEMS | HT130-C0 | Active
002403604 | DIE,COMPRESSION | Crimping Tool, suit 35-70mm2 Cu Cables & C Type Connector used with Standard 12T Crimping Tool | SPECFORC | SPECIALISED FORCE PTY LTD | 12T-UO | Active
000003000 | TRANSFORMER,POWER | 132/66/11kV, 100/100/33.5MVA, YNa0d1, 15/35/20%, A/A/C, 21T -20/+5%, 110V, OCM Conservator, LDC-66, CT-N-3-2M,CT-N-1-2N CT-N-1-8N, ETS 2006/0132/T(01-2) | WILSON | WILSON TRANSFORMER CO. PTY LTD | P1123 | Active
000003005 | TRANSFORMER,POWER | 66/11kV, 32MVA, Dyn1, 20%, A/C, 21T -20/+5%, 110V, Conservator, CT-11-1-L2, CT-N-1-14N, ETS 2006/0132/T(30B-2) | WILSON | WILSON TRANSFORMER CO. PTY LTD | P1110 | Active
000003006 | TRANSFORMER,POWER | 66/11kV, 20MVA, Dyn1, 10.5%, A/C, 21T -20/+5%, 110V, Conservator, CT-66-3-8, LDC-11, CT-N-1-3N, ETS 2006/0132/T(31A-1) | WILSON | WILSON TRANSFORMER CO. PTY LTD | P1119 | Active
000003007 | TRANSFORMER,POWER | 66/11kV, 20MVA, Dyn1, 15%, A/C, 21T -20/+5%, 110V, Conservator, CT-66-3-8, CT-11-1-L4, CT-N-1-16N, ETS 2006/0132/T(31B-1) | WILSON | WILSON TRANSFORMER CO. PTY LTD | P1118 | Active
000003010 | TRANSFORMER,POWER | 66/11kV, 6.3MVA, Dyn1, 10%, A/C, 21T -20/+5%, 48V, Conservator, CT-66-3-9, LDC-11, CT-N-1-5N, Aux PIT's, ETS 2006/0132/T(33-4) | WILSON | WILSON TRANSFORMER CO. PTY LTD | P1120 | Active
000003011 | TRANSFORMER,POWER | 33/11kV, 32MVA, Dyn11, 20%, P/C, 21T -20/+5%, 110V, Conservator, LDC-11, CT-N-1-3N, ETS 2006/0132/T(35-1) | WILSON | WILSON TRANSFORMER CO. PTY LTD | P1122 | Active
000003012 | TRANSFORMER,POWER | 33/11kV, 20MVA, Dyn1, 15%, P/C, 21T -20/+5%, 110V, Conservator, LDC-11, CT-N-1-3N, Aux PIT's, ETS 2006/0132/T(36-1) | WILSON | WILSON TRANSFORMER CO. PTY LTD | P1116 | Active
002473312 | DISCONNECTOR,HIGH VOLTAGE | 145kV, 1600A, 40kA/1Sec, Manual Operation | INSULECT | INSULECT AUSTRALIA PTY LTD | DSC12711 | Active
002473361 | DISCONNECTOR,HIGH VOLTAGE | 145kV, High Structure only | INSULECT | INSULECT AUSTRALIA PTY LTD | DSC08844-05 | Active
000003073 | TRANSFORMER,POWER | 66/11kV, 10MVA, Dyn1/Dyn11, 10%, A/A, 21T -20/+5%, 110V, Conservator, CT-66-3-7, CT-11-3-12, LDC-11, CT-N-1-12N, ETS 2006/0132/T(32-4) | WILSON | WILSON TRANSFORMER CO. PTY LTD | 1213-01 | Active
000003075 | TRANSFORMER,POWER | 66/11kV, 32MVA, Dyn1, 10%, A/C, 21T -20/+5%, 110V, Conservator, CT-11-1-L2, CT-N-1-3N, ETS 2006/0132/T(30A-1) | WILSON | WILSON TRANSFORMER CO. PTY LTD | P1005 | Active
000003430 | TRANSFORMER,POWER | 66/11kV, 15/20MVA, Dyn1, 10%, A/C, 21T -20/+5%, 110V, Conservator, CT-11-3-8, CT-N-1-3N, ETS 2006/0132/T(31A-2) | WILSON | WILSON TRANSFORMER CO. PTY LTD | P1226 | Active
000003431 | TRANSFORMER,POWER | 66/11kV, 8/10MVA, Dyn1, 10%, A/C, 21T -20/+5%, 110V, Conservator, CT-N-1-5N, ETS 2006/0132/T(32-6) | WILSON | WILSON TRANSFORMER CO. PTY LTD | P1227 | Active
000003432 | TRANSFORMER,POWER | 33/11kV, 8/10MVA, Dyn11, 10%, A/A, 21T -20/+5%, 110V, Conservator, CT-11-3-8, CT-N-1-5N, ETS 2006/0132/T(37-4) | WILSON | WILSON TRANSFORMER CO. PTY LTD | P1228 A/A | Active
000003433 | TRANSFORMER,POWER | 33/11kV, 8/10MVA, Dyn11, 10%, A/C, 21T -20/+5%, 110V, Conservator, CT-11-3-8, CT-N-1-5N, ETS 2006/0132/T(37-5) | WILSON | WILSON TRANSFORMER CO. PTY LTD | P1228 A/C | Active
000003455 | TRANSFORMER,POWER | 66/11kV, 19/26/32MVA, Dyn1, 20%, A/C, 21T -20/+5%, 48V, Conservator, CT-N-1-3N, ETS 2006/0132/T(30B-4) | WILSON | WILSON TRANSFORMER CO. PTY LTD | P0723 | Active
002480093 | SWITCHBOARD,POWER | LV Indoor, 750(315)kVA, ACB Upgde, Sentron 3WL, ETU76B c/w COM35 Module, AFPS VAMP 221, 1600A TX ACB 42kA/1Sec, 4 x 630A SF, Mob Gen Conn, 2 x SF Spare | WEBER | WEBER SOUTH PACIFIC PTY LTD | MF115123-EQ08 | Active
002480275 | SWITCHBOARD,POWER | LV Indoor, TX Isolator, 1500(500)kVA, ACB Upgde, Sentron 3WL, ETU76B c/w COM35 Module, AFPS VAMP 221, 3200A TX ACB 65kA/1Sec, Mob Gen Conn, Direct Busbar | WEBER | WEBER SOUTH PACIFIC PTY LTD | MF001243-EQ08 | Active
002480382 | SWITCHBOARD,POWER | LV Outdoor, 1500(500)kVA, ACB Upgde, Sentron 3WL, ETU76B c/w COM35 Module, AFPS VAMP 221, 3200A TX ACB 65kA/1Sec, 4 x 630A SF (1 x Provisional SF Slot) | WEBER | WEBER SOUTH PACIFIC PTY LTD | VC540240-S308 | Active
002480499 | SWITCHBOARD,POWER | LV Outdoor, 1500(315)kVA, ACB Std, Sentron 3WL, ETU45B, AFPS VAMP 221, 3200A TX ACB 65kA/1Sec, 4 x 630A SF (1 x Provisional SF Slot) Mob Gen Conn & | WEBER | WEBER SOUTH PACIFIC PTY LTD | VC540240-S319 | Active
000924070 | BASE,POLE ASSEMBLY | Slip Base Adaptor, for upto 10.0m Poles, 350 PCD c/w 3 x M36x130mm Bolts, 6 x M36 Washers, 3 x M36 Nuts & Shear Washer, EQTS 05-02-01, Dwg 05-02-04(scm) | IUPOLE | INTERNATIONAL UTILITY POLES PTY LTD | EX-13795 | Active
000924070 | BASE,POLE ASSEMBLY | Slip Base Adaptor, for upto 10.0m Poles, 350 PCD c/w 3 x M36x130mm Bolts, 6 x M36 Washers, 3 x M36 Nuts & Shear Washer, EQTS 05-02-01, Dwg 05-02-04(scm) | INGAL | INGAL EPS | XSBA350 | Active
000924070 | BASE,POLE ASSEMBLY | Slip Base Adaptor, for upto 10.0m Poles, 350 PCD c/w 3 x M36x130mm Bolts, 6 x M36 Washers, 3 x M36 Nuts & Shear Washer, EQTS 05-02-01, Dwg 05-02-04(scm) | GMPOLES | GM POLES PTY LTD | SBA 350 | Active
000021091 | STRAP,EARTH | Earthing Braid Type 6, Flexible Cu Braid c/w Cu Terminals at each end, 400mm Lg, for Earthing Substation Gate, Dwg LOSTD-EG002-06 | HYLEC | HYLEC ENERGY SOLUTIONS | TME35370-12 | Active
002451557 | RELAY,PROTECTION | 2 Element 2HSM512, 48V DC, 5 N/O Contacts per Element, Self-reset High Speed Contacts, Hand Reset Flag c/w 2M28 case | RMSPROD | RMS PRODUCTS (RELAY MONITORING SYSTEMS) | 3A023K21 | Active
000020187 | DUMMY CONNECTOR,PLUG | Type 3/3-S, suit Pfisterer Size 3 Cable Sockets, Pack of 10 | PFISTER | PFISTERER HOLDINGS | 827 150 004 | Active
000020768 | DUMMY CONNECTOR,PLUG | Type 2, suit Pfisterer Size 2 Cable Sockets, Set of 3 | PFISTER | PFISTERER HOLDINGS | 827 150 003 | Active
002500585 | CABLE,POWER,ELECTRICAL | 0.6/1kV, 25mm2, WB Al Conductor, 2 Core, Flat, XLPE Insluated, Black PVC Sheathed, 800m Wood Drum, AS 5000.1, EQTS 03-01-08 | MIDLAND | MIDLAND METALS OVERSEAS PTE LTD | MMO-LV 2X25WBAXP | Active
002457281 | RELAY,PROTECTION | Model 0311C11HA3D1421, Distance, Additional 8/12 I/O, 48-125V DC Power Supply, 1A Secondary Input Current, 125V DC Control Input Voltage, DNP3 | SEL | SCHWEITZER ENGINEERING LAB PTY LTD | 0311C11HA3D1421 | Active
002473304 | DISCONNECTOR,HIGH VOLTAGE | 72.5kV, High Structure only | INSULECT | INSULECT AUSTRALIA PTY LTD | DSC08841-04 | Active
002473395 | DISCONNECTOR,HIGH VOLTAGE | 245kV, 25kA/3Sec, RHS Earth Switch | PLP | PREFORMED LINE PRODUCTS (AUST) | A-X0956 | Active
000468705 | PROTECTOR,ELECTRICAL CABLE | Armour Rod, 3/2.75 SC/AC (P50) | PLP | PREFORMED LINE PRODUCTS (AUST) | AWAR-K023 | Active
002402774 | DIE,COMPRESSION | Hex, 12T, 5.7mm A/F Cu | TEN | THE ENERGY NETWORK (AUST) PTY LTD | K12-05.7-CU | Active
002402774 | DIE,COMPRESSION | Hex, 12T, 5.7mm A/F Cu | TEN | THE ENERGY NETWORK (AUST) PTY LTD | K12-C10 | Active
002458909 | DIE,COMPRESSION | Hex Crimp, 5T, Engraved 7.7mm A/F Cu, suit 25mm2 Lugs & Links & 7/.080 FT Cu Sleeves | TECONN | TE CONNECTIVITY LTD | 5T-M77-50 | Active
002458909 | DIE,COMPRESSION | Hex Crimp, 5T, Engraved 7.7mm A/F Cu, suit 25mm2 Lugs & Links & 7/.080 FT Cu Sleeves | SPECFORC | SPECIALISED FORCE PTY LTD | 5T-M77-50 | Active
002486074 | DIE,COMPRESSION | Hex, 6T, 9mm A/F Al, 10-35mm2, 12.0mm W | TEN | THE ENERGY NETWORK (AUST) PTY LTD | K6-09.0-AL | Active
002486082 | DIE,COMPRESSION | Hex, 6T, 17.3mm A/F Al, 95-120mm2, 12.0mm W | TEN | THE ENERGY NETWORK (AUST) PTY LTD | K6-17.3-AL | Active
002427599 | PORTABLE EARTHING DEVICE | Cu, Zone Substations consists of 3 x 1Ph Leads, Outdoor App, 35mm2 @ 8.8kA/1 Sec Rating, 7.5m Lg c/w Earth Clamp CLE420 & Phase Clamp CLP459 compatible with | THEWMCCA | TMAC THEW & MCCANN GROUP | 2427599 | Active
002427599 | PORTABLE EARTHING DEVICE | Cu, Zone Substations consists of 3 x 1Ph Leads, Outdoor App, 35mm2 @ 8.8kA/1 Sec Rating, 7.5m Lg c/w Earth Clamp CLE420 & Phase Clamp CLP459 compatible with | THEWMCCA | TMAC THEW & MCCANN GROUP | TM11400 | Active
002434579 | PORTABLE EARTHING DEVICE | O/H Line, 3 Ph Short Circuiting Assy, 3.5m Al Leads c/w Shotgun Ring, Screw Type Line Clamps & Earthing Cable Assy, 15m Al Lead, min 6kA/1 Sec Rating, | THEWMCCA | TMAC THEW & MCCANN GROUP | 2434579 | Active
002434579 | PORTABLE EARTHING DEVICE | O/H Line, 3 Ph Short Circuiting Assy, 3.5m Al Leads c/w Shotgun Ring, Screw Type Line Clamps & Earthing Cable Assy, 15m Al Lead, min 6kA/1 Sec Rating, | THEWMCCA | TMAC THEW & MCCANN GROUP | TM00820 | Active
002449387 | PORTABLE EARTHING DEVICE | Magnefix, Earthing Kit, for Transformer Cable Fuse Unit, C Module | CNWELEC | CNW ELECTRICAL PTY LTD | 2684.26 | Phasing
002449387 | PORTABLE EARTHING DEVICE | Magnefix, Earthing Kit, for Transformer Cable Fuse Unit, C Module | EATONELE | EATON ELECTRIC SYSTEMS PTY LTD | 2684.255 | Phasing
002461242 | PORTABLE EARTHING DEVICE | O/H Line, 3 Ph Short Circuiting Assy, 2.5m Al Leads c/w Romind Non-screw Type Line Clamps & Earthing Cable Assy, 15m Al Lead, Min 6kA/1 Sec Rating, in | THEWMCCA | TMAC THEW & MCCANN GROUP | 2461242 | Active
002461242 | PORTABLE EARTHING DEVICE | O/H Line, 3 Ph Short Circuiting Assy, 2.5m Al Leads c/w Romind Non-screw Type Line Clamps & Earthing Cable Assy, 15m Al Lead, Min 6kA/1 Sec Rating, in | THEWMCCA | TMAC THEW & MCCANN GROUP | TM00821 | Active
002461259 | PORTABLE EARTHING DEVICE | O/H Line, 3 Ph Short Circuiting Assy, 3.5m Al Leads c/w Romind Non-screw Type Line Clamps & Earthing Cable Assy, 15m Al Lead, Min 6kA/1 Sec Rating, in | THEWMCCA | TMAC THEW & MCCANN GROUP | 2461259 | Active
002461259 | PORTABLE EARTHING DEVICE | O/H Line, 3 Ph Short Circuiting Assy, 3.5m Al Leads c/w Romind Non-screw Type Line Clamps & Earthing Cable Assy, 15m Al Lead, Min 6kA/1 Sec Rating, in | THEWMCCA | TMAC THEW & MCCANN GROUP | TM00822 | Active
002461267 | PORTABLE EARTHING DEVICE | O/H Line, 3 Ph Short Circuiting Assy, 2.5m Al Leads c/w Romind Non-screw Type Line Clamps & Earthing Cable Assy, 15m Al Lead, Min 10kA/1 Sec Rating, in | THEWMCCA | TMAC THEW & MCCANN GROUP | TM00825 | Active
002461275 | PORTABLE EARTHING DEVICE | O/H Line, 3 Ph Short Circuiting Assy, 3.5m Al Leads c/w Romind Non-screw Type Line Clamps & Earthing Cable Assy, 15m Al Lead, Min 10kA/1 Sec Rating, in | THEWMCCA | TMAC THEW & MCCANN GROUP | TM00826 | Active

## EGX
Energex Approved Products List |  |  |  |  | Form 2020 06/06/2023
The Energex Approved Product List provides details of approved materials and current known suppliers of these items used in the Energex Network. Those purchasing materials for the electrical network owned and operated by Energex may purchase these approved products from any supplier of the respective approved products on the list. Suppliers who wish to have an item approved for use that is not currently on the approved products list may either: a) Submit an offer for the supply of the respective item to Energex during the next available tender process, or b) Make a written application to Energex's single point of contact- email: EQL_Product_Evaluation@energyq.com.au detailing the existing Stock Code against which the item is to be considered. On receipt of the application Energex will return to the Supplier for completion the Technical Specifications against which the offered equipment will be assessed with the timeline to assess the product(s). Charges apply for this service and a written quote will be provided with the Technical Specification. NOTE 1) Suppliers should note that the Approved Materials Supplier listing for any item is only valid for the duration of the current Energex purchase contract for any particular stock code item. This will typically be a maximum of 3 years, and may be much less. This is to ensure that all products meet Energex's changing specifications and changes in technology and industry standards. NOTE 2) When purchasing Plant Items such as transformers, RMU's, CT's, VT's, Switchgear etc, from Suppliers other than Energex, the Contractors must email quality@energex.com.au requesting a Plant No. and advise Supplier Name, Stock Code and Item type, e.g. transformer. The Plant No. must be placed on the item as detailed in the email advice.
STOCK_CODE | ITEM_NAME | DESCRIPTION | MNEMONIC | MNEMONIC_DESCRIPTION | PART_NO | CLASSIFICATION
000000155 | BOLT,MACHINE | STEEL;GALV;HEX HD;M8;ISO M;30 MM LG; W/HEX NUT;FULL-SIZE SHANK;BOX OF 200; | STATEWD | STATEWIDE FSTNERS & ENG SPLS PL | HBNEGM830 | CURRENT
000000158 | BOLT,MACHINE | STEEL;GALV;HEX HD;M8;ISO M;50 MM LG; W/HEX NUT;FULL-SIZE SHANK;BOX OF 150; | HOBSON | HOBSON ENGINEERING CO PTY LTD 393904 | KBH46GCM080050 | CURRENT
000000158 | BOLT,MACHINE | STEEL;GALV;HEX HD;M8;ISO M;50 MM LG; W/HEX NUT;FULL-SIZE SHANK;BOX OF 150; | STATEWD | STATEWIDE FSTNERS & ENG SPLS PL | HBNEGM850 | CURRENT
000000164 | BOLT,MACHINE | STEEL;GALV;HEX HD;M10;ISO M;25 MM LG; W/HEX NUT TO BE FITTED TO BOLT,FULL-SIZE SHANK;BAG OF 150,PACK WEIGHT 5.40 KG; | HOBSON | HOBSON ENGINEERING CO PTY LTD 393904 | KBX46GCM100025 | CURRENT
000000164 | BOLT,MACHINE | STEEL;GALV;HEX HD;M10;ISO M;25 MM LG; W/HEX NUT TO BE FITTED TO BOLT,FULL-SIZE SHANK;BAG OF 150,PACK WEIGHT 5.40 KG; | STATEWD | STATEWIDE FSTNERS & ENG SPLS PL | HBNGM1025 | CURRENT
000000165 | BOLT,MACHINE | STEEL;GALV;HEX HD;M10;ISO M;30 MM LG; W/HEX NUT,FULL SIZE SHANK;Pack of 100; | HOBSON | HOBSON ENGINEERING CO PTY LTD 393904 | KBX46GCM100030 | CURRENT
000000165 | BOLT,MACHINE | STEEL;GALV;HEX HD;M10;ISO M;30 MM LG; W/HEX NUT,FULL SIZE SHANK;Pack of 100; | STATEWD | STATEWIDE FSTNERS & ENG SPLS PL | HBNGM1030 | CURRENT
000000168 | BOLT,MACHINE | STEEL;GALV;HEX HD;M10;ISO M;50 MM LG; W/HEX NUT;FULL-SIZE SHANK;75 PER PACK; | HOBSON | HOBSON ENGINEERING CO PTY LTD 393904 | KBH46GCM100050 | CURRENT
000000168 | BOLT,MACHINE | STEEL;GALV;HEX HD;M10;ISO M;50 MM LG; W/HEX NUT;FULL-SIZE SHANK;75 PER PACK; | STATEWD | STATEWIDE FSTNERS & ENG SPLS PL | HBNGM1050 | CURRENT
000000169 | BOLT,MACHINE | STEEL;GALV;HEX HD;M10;ISO M;60 MM LG; W/HEX NUT;FULL-SIZE SHANK;BOX OF 75; | HOBSON | HOBSON ENGINEERING CO PTY LTD 393904 | KBH46GCM100060 | CURRENT
000000169 | BOLT,MACHINE | STEEL;GALV;HEX HD;M10;ISO M;60 MM LG; W/HEX NUT;FULL-SIZE SHANK;BOX OF 75; | STATEWD | STATEWIDE FSTNERS & ENG SPLS PL | HBNEGM1060 | CURRENT
000000172 | BOLT,MACHINE | STEEL;GALV;HEX HD;M10;ISO M;75 MM LG; W/HEX NUT;FULL-SIZE SHANK;Pack of 50, | HOBSON | HOBSON ENGINEERING CO PTY LTD 393904 | KBX46GCM100075 | CURRENT
000000172 | BOLT,MACHINE | STEEL;GALV;HEX HD;M10;ISO M;75 MM LG; W/HEX NUT;FULL-SIZE SHANK;Pack of 50, | STATEWD | STATEWIDE FSTNERS & ENG SPLS PL | HBNGM1075 | CURRENT
000000173 | BOLT,MACHINE | STEEL;GALV;HEX HD;M10;ISO M;90 MM LG; W/HEX NUT TO BE FITTED TO BOLT,FULL-SIZE SHANK;BAG OF 50,PACK WEIGHT 3.70 KG; | HOBSON | HOBSON ENGINEERING CO PTY LTD 393904 | KBH46GCM100090 | CURRENT
000000173 | BOLT,MACHINE | STEEL;GALV;HEX HD;M10;ISO M;90 MM LG; W/HEX NUT TO BE FITTED TO BOLT,FULL-SIZE SHANK;BAG OF 50,PACK WEIGHT 3.70 KG; | STATEWD | STATEWIDE FSTNERS & ENG SPLS PL | HBNGM1090 | CURRENT
000000174 | BOLT,MACHINE | STEEL;GALV;HEX HD;M10;ISO M;100 MM LG; W/HEX NUT;FULL-SIZE SHANK;BOX OF 50; | HOBSON | HOBSON ENGINEERING CO PTY LTD 393904 | KBX46GCM100100 | CURRENT
000000174 | BOLT,MACHINE | STEEL;GALV;HEX HD;M10;ISO M;100 MM LG; W/HEX NUT;FULL-SIZE SHANK;BOX OF 50; | STATEWD | STATEWIDE FSTNERS & ENG SPLS PL | HBNGM10100 | CURRENT
000000175 | BOLT,MACHINE | STEEL;GALV;HEX HD;M10;ISO M;120 MM LG; W/HEX NUT;FULL-SIZE SHANK;PACK OF 50, PACK WEIGHT 4.60 KG; | HOBSON | HOBSON ENGINEERING CO PTY LTD 393904 | KBH46GCM100120 | CURRENT
000000175 | BOLT,MACHINE | STEEL;GALV;HEX HD;M10;ISO M;120 MM LG; W/HEX NUT;FULL-SIZE SHANK;PACK OF 50, PACK WEIGHT 4.60 KG; | STATEWD | STATEWIDE FSTNERS & ENG SPLS PL | HBNGM10120 | CURRENT
000000176 | BOLT,MACHINE | STEEL;GALV;HEX HD;M10;ISO M;130 MM LG; W/HEX NUT;FULL-SIZE SHANK;BAG OF 50; | HOBSON | HOBSON ENGINEERING CO PTY LTD 393904 | KBH46GCM100130 | CURRENT
000000176 | BOLT,MACHINE | STEEL;GALV;HEX HD;M10;ISO M;130 MM LG; W/HEX NUT;FULL-SIZE SHANK;BAG OF 50; | STATEWD | STATEWIDE FSTNERS & ENG SPLS PL | HBNEGM10130 | CURRENT
000000182 | BOLT,MACHINE | STEEL;GALV;HEX HD;M12;ISO M;25 MM LG; W/HEX NUT TO BE FITTED TO BOLT,FULL-SIZE SHANK; Pack of 100; | HOBSON | HOBSON ENGINEERING CO PTY LTD 393904 | KBX46GCM120025 | CURRENT
000000182 | BOLT,MACHINE | STEEL;GALV;HEX HD;M12;ISO M;25 MM LG; W/HEX NUT TO BE FITTED TO BOLT,FULL-SIZE SHANK; Pack of 100; | STATEWD | STATEWIDE FSTNERS & ENG SPLS PL | HBNGM1225 | CURRENT
000000183 | BOLT,MACHINE | STEEL;GALV;HEX HD;M12;ISO M;30 MM LG; W/HEX NUT TO BE FITTED TO BOLT,FULL-SIZE SHANK;PACK OF 250; | HOBSON | HOBSON ENGINEERING CO PTY LTD 393904 | KBH46GCM120030 | CURRENT
000000183 | BOLT,MACHINE | STEEL;GALV;HEX HD;M12;ISO M;30 MM LG; W/HEX NUT TO BE FITTED TO BOLT,FULL-SIZE SHANK;PACK OF 250; | STATEWD | STATEWIDE FSTNERS & ENG SPLS PL | HBNEGM1230 | CURRENT
000000184 | BOLT,MACHINE | STEEL;GALV;HEX HD;M12;ISO M;40 MM LG; W/HEX NUT TO BE FITTED TO BOLT,FULL-SIZE SHANK;BAG OF 200,PACK WEIGHT 13.00 KG; | STATEWD | STATEWIDE FSTNERS & ENG SPLS PL | HBNGM1240 | CURRENT
000000186 | BOLT,MACHINE | STEEL;GALV;HEX HD;M12;ISO M;50 MM LG; W/HEX NUT;FULL-SIZE SHANK;BAG OF 150; | STATEWD | STATEWIDE FSTNERS & ENG SPLS PL | HBNEHM1250 | CURRENT
000000188 | BOLT,MACHINE | STEEL;GALV;HEX HD;M12;ISO M;75 MM LG; W/HEX NUT;FULL-SIZE SHANK;PACK OF 150; | HOBSON | HOBSON ENGINEERING CO PTY LTD 393904 | KBH46GCM120075 | CURRENT
000000188 | BOLT,MACHINE | STEEL;GALV;HEX HD;M12;ISO M;75 MM LG; W/HEX NUT;FULL-SIZE SHANK;PACK OF 150; | STATEWD | STATEWIDE FSTNERS & ENG SPLS PL | HBNEGM1275 | CURRENT
000000190 | BOLT,MACHINE | STEEL;GALV;HEX HD;M12;ISO M;100 MM LG; W/HEX NUT TO BE FITTED TO BOLT,FULL-SIZE SHANK;BAG OF 100,PACK WEIGHT 11.60 KG; | HOBSON | HOBSON ENGINEERING CO PTY LTD 393904 | KBX46GCM120100 | CURRENT
000000190 | BOLT,MACHINE | STEEL;GALV;HEX HD;M12;ISO M;100 MM LG; W/HEX NUT TO BE FITTED TO BOLT,FULL-SIZE SHANK;BAG OF 100,PACK WEIGHT 11.60 KG; | STATEWD | STATEWIDE FSTNERS & ENG SPLS PL | HBNGM12100 | CURRENT
000000191 | BOLT,MACHINE | STEEL;GALV;HEX HD;M12;ISO M;120 MM LG; W/HEX NUT;FULL-SIZE SHANK;PACK OF 100; | HOBSON | HOBSON ENGINEERING CO PTY LTD 393904 | KBH46GCM120120 | CURRENT
000000191 | BOLT,MACHINE | STEEL;GALV;HEX HD;M12;ISO M;120 MM LG; W/HEX NUT;FULL-SIZE SHANK;PACK OF 100; | STATEWD | STATEWIDE FSTNERS & ENG SPLS PL | HBNEGM12120 | CURRENT
000000192 | BOLT,MACHINE | STEEL;GALV;HEX HD;M12;ISO M;130 MM LG; W/HEX NUT TO BE FITTED TO BOLT,FULL-SIZE SHANK; | STATEWD | STATEWIDE FSTNERS & ENG SPLS PL | HBNGM12130 | CURRENT
000000193 | BOLT,MACHINE | STEEL;GALV;HEX HD;M12;ISO M;140 MM LG; W/HEX NUT;FULL-SIZE SHANK; PACK OF 100, PACK WEIGHT 23 KG; | HOBSON | HOBSON ENGINEERING CO PTY LTD 393904 | KBX46GCM120140 | CURRENT
000000193 | BOLT,MACHINE | STEEL;GALV;HEX HD;M12;ISO M;140 MM LG; W/HEX NUT;FULL-SIZE SHANK; PACK OF 100, PACK WEIGHT 23 KG; | STATEWD | STATEWIDE FSTNERS & ENG SPLS PL | HBNEGM12140 | CURRENT
000000194 | BOLT,MACHINE | STEEL;GALV;HEX HD;M12;ISO M;150 MM LG; W/HEX NUT;FULL-SIZE SHANK;PACK SIZE 75, PACK WEIGHT 12.60 KG; | STATEWD | STATEWIDE FSTNERS & ENG SPLS PL | HBNGM12150 | CURRENT
000000197 | BOLT,MACHINE | STEEL;GALV;HEX HD;M12;ISO M;200 MM LG; W/HEX NUT TO BE FITTED TO BOLT,FULL-SIZE SHANK;BAG OF 50,PACK WEIGHT 10.40 KG; | HOBSON | HOBSON ENGINEERING CO PTY LTD 393904 | KBX46GCM120200 | CURRENT
000000197 | BOLT,MACHINE | STEEL;GALV;HEX HD;M12;ISO M;200 MM LG; W/HEX NUT TO BE FITTED TO BOLT,FULL-SIZE SHANK;BAG OF 50,PACK WEIGHT 10.40 KG; | STATEWD | STATEWIDE FSTNERS & ENG SPLS PL | HBNGM12200 | CURRENT
000000209 | BOLT,MACHINE | STEEL;GALV;HEX HD;M16;ISO M;40 MM LG; W/HEX NUT TO BE FITTED TO BOLT,FULL-SIZE SHANK;BAG OF 100,PACK WEIGHT 11.70 KG; | STATEWD | STATEWIDE FSTNERS & ENG SPLS PL | HBNGM1640 | CURRENT
000000214 | BOLT,MACHINE | STEEL;GALV;HEX HD;M16;ISO M;75 MM LG; W/HEX NUT TO BE FITTED TO BOLT,FULL-SIZE SHANK | STATEWD | STATEWIDE FSTNERS & ENG SPLS PL | HBNGM1675 | CURRENT
000000216 | BOLT,MACHINE | STEEL;GALV;HEX HD;M16;ISO M;100 MM LG; W/HEX NUT TO BE FITTED TO BOLT,FULL-SIZE SHANK;BAG OF 50,PACK WEIGHT 10.65 KG; | STATEWD | STATEWIDE FSTNERS & ENG SPLS PL | HBNGM16100 | CURRENT
000000218 | BOLT,MACHINE | STEEL;GALV;HEX HD;M16;ISO M;130 MM LG; W/HEX NUT TO BE FITTED TO BOLT,FULL-SIZE SHANK;PACK OF 50,PACK WEIGHT 12.85 KG, PALLET OF 3000,PALLET WEIGHT 765 KG; | STATEWD | STATEWIDE FSTNERS & ENG SPLS PL | HBNGM16130 | CURRENT
000000219 | BOLT,MACHINE | STEEL;GALV;HEX HD;M16;ISO M;140 MM LG; W/HEX NUT;FULL-SIZE SHANK;PACK OF 50, PACK WEIGHT 13.75 KG; | HOBSON | HOBSON ENGINEERING CO PTY LTD 393904 | KBX46GCM160140 | CURRENT
000000219 | BOLT,MACHINE | STEEL;GALV;HEX HD;M16;ISO M;140 MM LG; W/HEX NUT;FULL-SIZE SHANK;PACK OF 50, PACK WEIGHT 13.75 KG; | STATEWD | STATEWIDE FSTNERS & ENG SPLS PL | HBNGM16140 | CURRENT
000000221 | BOLT,MACHINE | STEEL;GALV;HEX HD;M16;ISO M;180 MM LG; W/HEX NUT;FULL-SIZE SHANK;BAG OF 30,PACK WEIGHT 10.41 KG,PALLET SIZE 2400,PALLET WEIGHT 830 KG; | STATEWD | STATEWIDE FSTNERS & ENG SPLS PL | HBNGM16180 | CURRENT
000000224 | BOLT,MACHINE | STEEL;GALV;HEX HD;M16;ISO M;220 MM LG; W/HEX NUT TO BE FITTED TO BOLT,FULL-SIZE SHANK | STATEWD | STATEWIDE FSTNERS & ENG SPLS PL | HBNGM16220 | CURRENT
000000225 | BOLT,MACHINE | STEEL;GALV;HEX HD;M16;ISO M;240 MM LG; W/HEX NUT;FULL-SIZE SHANK;PACK OF 25; | STATEWD | STATEWIDE FSTNERS & ENG SPLS PL | HBNGM16240 | CURRENT
000000226 | BOLT,MACHINE | STEEL;GALV;HEX HD;M16;ISO M;260 MM LG; W/HEX NUT TO BE FITTED TO BOLT,FULL-SIZE SHANK;PACK OF 25,PACK WEIGHT 11.22 KG; | STATEWD | STATEWIDE FSTNERS & ENG SPLS PL | HBNGM16260 | CURRENT
000000228 | BOLT,MACHINE | STEEL;GALV;HEX HD;M16;ISO M;300 MM LG; W/HEX NUT TO BE FITTED TO BOLT,FULL-SIZE SHANK;BAG OF 25,PACK WEIGHT 12.90 KG; | STATEWD | STATEWIDE FSTNERS & ENG SPLS PL | HBNGM16300 | CURRENT
000000232 | BOLT,MACHINE | STEEL;GALV;HEX HD;M16;ISO M;400 MM LG; W/HEX NUT TO BE FITTED TO BOLT,FULL-SIZE SHANK | STATEWD | STATEWIDE FSTNERS & ENG SPLS PL | HBNGM16400 | CURRENT
000000234 | BOLT,MACHINE | STEEL;GALV;HEX HD;M16;ISO M;450 MM LG; W/HEX NUT;FULL-SIZE SHANK;USED IN CONJUNCTION WITH EDO MOUNTING BRACKET ,REFER OCM 4/34;PACK OF 20; | STATEWD | STATEWIDE FSTNERS & ENG SPLS PL | HBNEGM16450 | CURRENT
000000237 | BOLT,MACHINE | STEEL;GALV;HEX HD;M20;ISO M;60 MM LG; W/HEX NUT TO BE FITTED TO BOLT,FULL-SIZE SHANK;BAG OF 50,PACK WEIGHT 12.95 KG; | HOBSON | HOBSON ENGINEERING CO PTY LTD 393904 | KBH46GCM200060 | CURRENT
000000237 | BOLT,MACHINE | STEEL;GALV;HEX HD;M20;ISO M;60 MM LG; W/HEX NUT TO BE FITTED TO BOLT,FULL-SIZE SHANK;BAG OF 50,PACK WEIGHT 12.95 KG; | STATEWD | STATEWIDE FSTNERS & ENG SPLS PL | HBNGM2060 | CURRENT
000000242 | BOLT,MACHINE | STEEL;GALV;HEX HD;M20;ISO M;150 MM LG; W/HEX NUT;FULL SIZE SHANK;BOX OF 25; | STATEWD | STATEWIDE FSTNERS & ENG SPLS PL | HBNEGM20150 | CURRENT
000000243 | BOLT,MACHINE | STEEL;GALV;HEX HD;M20;ISO M;180 MM LG; W/HEX NUT;FULL-SIZE SHANK;MIN THREAD LENGTH 70MM; BAG OF 25, WEIGHT 13.82 KG, PALLET SIZE 2000,PALLET WEIGHT 1138 KG; | STATEWD | STATEWIDE FSTNERS & ENG SPLS PL | HBNGM20180 | CURRENT
000000246 | BOLT,MACHINE | STEEL;GALV;HEX HD;M20;ISO M;280 MM LG; W/HEX NUT;FULL-SIZE SHANK,MIN THREAD LENGTH 100 MM; PACK OF 15; | HOBSON | HOBSON ENGINEERING CO PTY LTD 393904 | KBX46GCM200280 | CURRENT
000000246 | BOLT,MACHINE | STEEL;GALV;HEX HD;M20;ISO M;280 MM LG; W/HEX NUT;FULL-SIZE SHANK,MIN THREAD LENGTH 100 MM; PACK OF 15; | STATEWD | STATEWIDE FSTNERS & ENG SPLS PL | HBNEGM20280 | CURRENT
000000247 | BOLT,MACHINE | STEEL;GALV;HEX HD;M20;ISO M;300 MM LG; W/HEX NUT TO BE FITTED TO BOLT,FULL-SIZE SHANK,MIN THREAD LENGTH 100 MM; BAG OF 15,PACK WEIGHT 12.66 KG; | STATEWD | STATEWIDE FSTNERS & ENG SPLS PL | HBNGM20300 | CURRENT
000000249 | BOLT,MACHINE | STEEL;GALV;HEX HD;M20;ISO M;350 MM LG; W/HEX NUT TO BE FITTED TO BOLT,FULL-SIZE SHANK,MIN THREAD LENGTH 100 MM; BAG OF 15,PACK WEIGHT 14.29 KG,PALLET | STATEWD | STATEWIDE FSTNERS & ENG SPLS PL | HBNGM20350 | CURRENT
000000251 | BOLT,MACHINE | STEEL;GALV;HEX HD;M20;ISO M;400 MM LG; W/HEX NUT TO BE FITTED TO BOLT,FULL SIZE SHANK;MIN THREAD LENGTH 100 MM; | STATEWD | STATEWIDE FSTNERS & ENG SPLS PL | HBNGM20400 | CURRENT
000000253 | BOLT,MACHINE | STEEL;GALV;HEX HD;M20;ISO M;450 MM LG; W/HEX NUT TO BE FITTED TO BOLT,FULL-SIZE SHANK;MIN THREAD LENGTH 100 MM; BAG OF 10,PACK WEIGHT 11.95 KG,PALLET | STATEWD | STATEWIDE FSTNERS & ENG SPLS PL | HBNGM20450 | CURRENT
000000255 | BOLT,MACHINE | STEEL;GALV;HEX HD;M20;ISO M;500 MM LG; W/HEX NUT TO BE FITTED TO BOLT,FULL-SIZE SHANK;MIN THREAD LENGTH 100 MM; BAG OF 10,PACK WEIGHT 13.12 KG; | STATEWD | STATEWIDE FSTNERS & ENG SPLS PL | HBNGM20500 | CURRENT
000000257 | BOLT,MACHINE | STEEL;GALV;HEX HD;M20;ISO M;550 MM LG; W/HEX NUT TO BE FITTED TO BOLT,FULL-SIZE SHANK;MIN THREAD LENGTH 100 MM; BAG OF 10,PACK WEIGHT 14.28 KG; | STATEWD | STATEWIDE FSTNERS & ENG SPLS PL | HBNGM20550 | CURRENT
000000259 | BOLT,MACHINE | STEEL;GALV;HEX HD;M20;ISO M;600 MM LG; W/HEX NUT TO BE FITTED TO BOLT,FULL-SIZE SHANK;MIN THREAD LENGTH 100 MM; BAG OF 10,PACK WEIGHT 15.47 KG; | STATEWD | STATEWIDE FSTNERS & ENG SPLS PL | HBNGM20600 | CURRENT
000000261 | BOLT,MACHINE | STEEL;GALV;HEX HD;M20;ISO M;650 MM LG; W/HEX NUT TO BE FITTED TO BOLT,FULL-SIZE SHANK;MIN THREAD LENGTH 100 MM; | STATEWD | STATEWIDE FSTNERS & ENG SPLS PL | HBNGM20650 | CURRENT
000000263 | BOLT,MACHINE | STEEL;GALV;HEX HD;M20;ISO M;700 MM LG; W/HEX NUT TO BE FITTED TO BOLT,FULL-SIZE SHANK;MIN THREAD LENGTH 100 MM; | STATEWD | STATEWIDE FSTNERS & ENG SPLS PL | HBNGM20700 | CURRENT
000000264 | BOLT,MACHINE | STEEL;GALV;HEX HD;M20;ISO M;750 MM LG; W/HEX NUT TO BE FITTED TO BOLT,FULL-SIZE SHANK;MIN THREAD LENGTH 100 MM; | STATEWD | STATEWIDE FSTNERS & ENG SPLS PL | HBNGM20750 | CURRENT
000000269 | BOLT,MACHINE | STEEL;GALV;HEX HD;M24;ISO M;400 MM LG; W/HEX NUT TO BE FITTED TO BOLT,FULL-SIZE SHANK;BAG OF 10,PACK WEIGHT 14.72 KG; | STATEWD | STATEWIDE FSTNERS & ENG SPLS PL | HBNGM24400 | CURRENT
000000402 | BOLT,MACHINE | STAINLESS STEEL,GDE 304;HEX HD;M6;ISO M; 40 MM LG;W/HEX NUT;DIN 931/AS1444; BOX OF 100,PACK WEIGHT 1.270 KG; | STATEWD | STATEWIDE FSTNERS & ENG SPLS PL | HBNS4M640 | CURRENT
000000403 | BOLT,MACHINE | STAINLESS STEEL,GDE 304;HEX HD;M8;ISO M; 30 MM LG;W/HEX NUT;AS1444/DIN 931; BOX OF 100,PACK WEIGHT 2.0 KG; | HOBSON | HOBSON ENGINEERING CO PTY LTD 393904 | XEKBS16XCM080030 | CURRENT
000000403 | BOLT,MACHINE | STAINLESS STEEL,GDE 304;HEX HD;M8;ISO M; 30 MM LG;W/HEX NUT;AS1444/DIN 931; BOX OF 100,PACK WEIGHT 2.0 KG; | STATEWD | STATEWIDE FSTNERS & ENG SPLS PL | HBNS4M830 | CURRENT
000000407 | BOLT,MACHINE | STAINLESS STEEL,GDE 304;HEX HD;M10;ISO M ;40 MM LG;W/HEX NUT;AS2837/AS1449 (MATERIAL),AS1111/DIN 931 (DIMENSIONS); BOX OF 100,PACK WEIGHT 4.6 KG; | STATEWD | STATEWIDE FSTNERS & ENG SPLS PL | HBNS4M1040 | CURRENT
000000408 | BOLT,MACHINE | STAINLESS STEEL,GDE 304;HEX HD;M10;ISO M ;45 MM LG;W/HEX NUT;AS2837/AS1449 (MATERIAL),AS1111/DIN 931 (DIMENSIONS); BOX OF 100; | STATEWD | STATEWIDE FSTNERS & ENG SPLS PL | HBNS4M1045 | CURRENT
000000411 | SETSCREW | STAINLESS STEEL,GDE 304;HEX HD;FLAT POINT;M12;ISO M;30 MM LG;W/HEX NUT; AS2837/AS1499 (MATERIAL),AS1111 (DIMENSIONS) DIN 933;BOX OF 100; | HOBSON | HOBSON ENGINEERING CO PTY LTD 393904 | XEKBS16XCM120030 | CURRENT
000000411 | SETSCREW | STAINLESS STEEL,GDE 304;HEX HD;FLAT POINT;M12;ISO M;30 MM LG;W/HEX NUT; AS2837/AS1499 (MATERIAL),AS1111 (DIMENSIONS) DIN 933;BOX OF 100; | STATEWD | STATEWIDE FSTNERS & ENG SPLS PL | HSNS4M1230 | CURRENT
000000411 | SETSCREW | STAINLESS STEEL,GDE 304;HEX HD;FLAT POINT;M12;ISO M;30 MM LG;W/HEX NUT; AS2837/AS1499 (MATERIAL),AS1111 (DIMENSIONS) DIN 933;BOX OF 100; | STATEWD | STATEWIDE FSTNERS & ENG SPLS PL | HSNES4M1230 | CURRENT
000000412 | BOLT,MACHINE | STAINLESS STEEL,GDE 304;HEX HD;M12;ISO M ;40 MM LG;W/HEX NUT;AS2837/AS1449 (MATERIAL),AS1111/DIN 931 (DIMENSIONS); | STATEWD | STATEWIDE FSTNERS & ENG SPLS PL | HBNGS4M1240 | CURRENT
000000413 | BOLT,MACHINE | STAINLESS STEEL,GDE 304;HEX HD;M12;ISO M ;50 MM LG;W/HEX NUT;AS2837/AS1449 (MATERIAL),AS1111/DIN 931 (DIMENSIONS); BOX OF 50,PACK WEIGHT 3.7 KG; | STATEWD | STATEWIDE FSTNERS & ENG SPLS PL | HBNS4M1250 | CURRENT
000000414 | BOLT,MACHINE | M12 x 60mm, Hex, S/Steel Gde 316 c/w Hex Nut S/Steel Gde 304, Aust Std (P25) | STATEWD | STATEWIDE FSTNERS & ENG SPLS PL | HBNS4M1260 | CURRENT
000000415 | BOLT,MACHINE | STAINLESS STEEL,GDE 304;HEX HD;M12;ISO M ;70 MM LG;W/HEX NUT;AS1444/DIN 931; | STATEWD | STATEWIDE FSTNERS & ENG SPLS PL | HBNS4M1270 | CURRENT
000000416 | BOLT,MACHINE | STAINLESS STEEL,GDE 304;HEX HD;M16;ISO M ;50 MM LG;W/HEX NUT;AS2837/AS1449, (MATERIAL),AS1111/DIN 931 (DIMENSIONS); BOX OF 25,PACK WEIGHT 3.5 KG; | STATEWD | STATEWIDE FSTNERS & ENG SPLS PL | HBNG4M1650 | CURRENT
000000417 | BOLT,MACHINE | M16 x 70mm, Hex, S/Steel Gde 316 c/w Hex Nut S/Steel Gde 304, Aust Std | HOBSON | HOBSON ENGINEERING CO PTY LTD 393904 | XEKBH16XCM160060 | CURRENT
000000417 | BOLT,MACHINE | M16 x 70mm, Hex, S/Steel Gde 316 c/w Hex Nut S/Steel Gde 304, Aust Std | STATEWD | STATEWIDE FSTNERS & ENG SPLS PL | HBNS4M1660 | CURRENT
000000464 | BOLT,MACHINE | STAINLESS STEEL,GDE 304;HEX HD;M8;ISO M; 30 MM LG;AS2837/AS1449 (MATERIAL),AS1111 /DIN 931 (DIMENSIONS);BOX OF 100,PACK WEIGHT 1.5 KG; | HOBSON | HOBSON ENGINEERING CO PTY LTD 393904 | BS04PCM080030 | CURRENT
000000464 | BOLT,MACHINE | STAINLESS STEEL,GDE 304;HEX HD;M8;ISO M; 30 MM LG;AS2837/AS1449 (MATERIAL),AS1111 /DIN 931 (DIMENSIONS);BOX OF 100,PACK WEIGHT 1.5 KG; | STATEWD | STATEWIDE FSTNERS & ENG SPLS PL | HBS4M830 | CURRENT
000000500 | SHIELD,EXPANSION | STEEL;SLEEVE ANCHOR;12 MM HOLE DIA;BOLT INSERT;M10 X 60 MM NOM LG INSERT;HEX NUT STYLE; | STATEWD | STATEWIDE FSTNERS & ENG SPLS PL | RD12058 | CURRENT
000000502 | SHIELD,EXPANSION | STEEL;SLEEVE ANCHOR;12 MM HOLE DIA;BOLT INSERT;M12 X 80 MM NOM LG INSERT;HEX NUT STYLE;BOX OF 25; | HOBSON | HOBSON ENGINEERING CO PTY LTD 393904 | MTBMSYM120080 | CURRENT
000000502 | SHIELD,EXPANSION | STEEL;SLEEVE ANCHOR;12 MM HOLE DIA;BOLT INSERT;M12 X 80 MM NOM LG INSERT;HEX NUT STYLE;BOX OF 25; | STATEWD | STATEWIDE FSTNERS & ENG SPLS PL | RD12077 | CURRENT
000000502 | SHIELD,EXPANSION | STEEL;SLEEVE ANCHOR;12 MM HOLE DIA;BOLT INSERT;M12 X 80 MM NOM LG INSERT;HEX NUT STYLE;BOX OF 25; | COVENTRY | COVENTRY FASTENERS QLD | DP12070 | CURRENT
000000507 | SHIELD,EXPANSION | STEEL;SLEEVE ANCHOR;16 MM HOLE DIA;BOLT INSERT;M12 X 65 MM NOM LG INSERT;HEX NUT STYLE; | STATEWD | STATEWIDE FSTNERS & ENG SPLS PL | RD16065 | CURRENT
000000513 | BOLT,HOOK | STEEL;GALV;M16;ISO M;115 MM LG;RD, 76 MM HOOK;C/W HEX NUT & SPRING WASHER;BAGS OF 5,BAG WEIGHT 1.0 KG; | GLOBAL | GLOBAL MANUFACTURING GROUP | ENERGEX-LOSTD-FX006-02 | STRATEGIC SPARE
000000518 | BOLT,U. | STEEL;GALV;M10;ISO M;90 MM LG;66 MM W; C/W 2 GALV HEX NUTS,2 GALV SPRING WASHERS,CLAMP PLATE CP1;SUPPLIED ASSEMBLED;ASSEMBLY ITEM U3;PACK OF 20; | STATEWD | STATEWIDE FSTNERS & ENG SPLS PL | UBEM1090 | CURRENT
000000520 | BOLT,U. | STEEL;GALV;M10;ISO M;110 MM LG;76 MM W; C/W 2 GALV HEX NUTS,2 GALV SPRING WASHERS,GALV CLAMP PLATE CP3;TO BE SUPPLIED ASSEMBLED;ASSEMBLY ITEM U5; | STATEWD | STATEWIDE FSTNERS & ENG SPLS PL | UBEM10110 | CURRENT
000000523 | BOLT,DOUBLE U. | STEEL;GALV;M10;ISO M;150 MM LG;66 MM W; 61 MM DEEP;CLAMP PLATE CP1;C/W 2 GALV HEX NUTS& 2 SPRING WASHERS;ITEM TO BE SUPPLIED ASSEMBLED;ASSEMBLY ITEM UU1; | HAYMAN | HAYMANS INDUSTRIES PTY LTD | 523 | CURRENT
000000525 | BOLT,DOUBLE U. | STEEL;GALV;M10;ISO M;170 MM LG;66 MM W; 76 MM DEEP;CLAMP PLATE CP1;C/W 2 GALV HEX NUTS & 2 SPRING WASHERS;ITEM TO BE SUPPLIED ASSEMBLED;ASSEMBLY ITEM UU4; | HAYMAN | HAYMANS INDUSTRIES PTY LTD | 525 | CURRENT
000000526 | BOLT,DOUBLE U. | STEEL;GALV;M10;ISO M;185 MM LG;76 MM W; 76 MM DEEP;CLAMP PLATE CP3;C/W 2 GALV HEX NUTS & 2 SPRING WASHERS;ITEMS TO BE SUPPLIED ASSEMBLED;ASSEMBLY ITEM UU5; | STEELWAY |  | M10 X 185 MM LG | CURRENT
000000526 | BOLT,DOUBLE U. | STEEL;GALV;M10;ISO M;185 MM LG;76 MM W; 76 MM DEEP;CLAMP PLATE CP3;C/W 2 GALV HEX NUTS & 2 SPRING WASHERS;ITEMS TO BE SUPPLIED ASSEMBLED;ASSEMBLY ITEM UU5; | ENERGEX | ENERGEX | M10 X 185 MM LG | CURRENT
000000571 | NUT,PLAIN,HEXAGON | BRASS;THIN NUT;3/16 IN;BSW;BOX OF 100; | STATEWD | STATEWIDE FSTNERS & ENG SPLS PL | NBLEW316 | CURRENT
000000576 | NUT,PLAIN,HEXAGON | BRASS;STD;5/32 IN;BSW;BOX OF 100,PACK WEIGHT 0.08 KG; | HOBSON | HOBSON ENGINEERING CO PTY LTD 393904 | NHBRPW015 | CURRENT
000000576 | NUT,PLAIN,HEXAGON | BRASS;STD;5/32 IN;BSW;BOX OF 100,PACK WEIGHT 0.08 KG; | STATEWD | STATEWIDE FSTNERS & ENG SPLS PL | NBEW532 | CURRENT
000000577 | NUT,PLAIN,HEXAGON | BRASS;STD;1/8 IN;BSW;Pack of 200 | HOBSON | HOBSON ENGINEERING CO PTY LTD 393904 | NHBRPW012 | CURRENT
000000577 | NUT,PLAIN,HEXAGON | BRASS;STD;1/8 IN;BSW;Pack of 200 | STATEWD | STATEWIDE FSTNERS & ENG SPLS PL | NBEW18 | CURRENT
000000578 | NUT,PLAIN,HEXAGON | BRASS;STD;3/16 IN;BSW;BOX OF 200; | STATEWD | STATEWIDE FSTNERS & ENG SPLS PL | NBEW316 | CURRENT
000000579 | NUT,PLAIN,HEXAGON | BRASS;STD;M6;ISO M | STATEWD | STATEWIDE FSTNERS & ENG SPLS PL | NBEM6 | CURRENT
000000611 | NUT,PLAIN,HEXAGON | STEEL;GALV;STD;M10;ISO M;BOX OF 100; | STATEWD | STATEWIDE FSTNERS & ENG SPLS PL | NGEM10 | CURRENT
000000612 | NUT,PLAIN,HEXAGON | STEEL;GALV;STD;M12;ISO M;BAG OF 100, PACK WEIGHT 1.16 KG; | SEWELFRG | GREG SEWELL FORGINGS PTY LTD | STEEL;GALV;STD;M12 | CURRENT
000000612 | NUT,PLAIN,HEXAGON | STEEL;GALV;STD;M12;ISO M;BAG OF 100, PACK WEIGHT 1.16 KG; | STATEWD | STATEWIDE FSTNERS & ENG SPLS PL | NGM12 | CURRENT
000000613 | NUT,PLAIN,HEXAGON | Steel;GALV;STD;M16;ISO M;Pack of 200; | HOBSON | HOBSON ENGINEERING CO PTY LTD 393904 | NH08GCM16 | CURRENT
000000613 | NUT,PLAIN,HEXAGON | Steel;GALV;STD;M16;ISO M;Pack of 200; | STATEWD | STATEWIDE FSTNERS & ENG SPLS PL | NGEM16 | CURRENT
000000614 | NUT,PLAIN,HEXAGON | STEEL;GALV;STD;M20;ISO M;BAG OF 100, PACK WEIGHT 6.50 KG; | HOBSON | HOBSON ENGINEERING CO PTY LTD 393904 | NH08GCM20 | CURRENT
000000614 | NUT,PLAIN,HEXAGON | STEEL;GALV;STD;M20;ISO M;BAG OF 100, PACK WEIGHT 6.50 KG; | STATEWD | STATEWIDE FSTNERS & ENG SPLS PL | NGM20 | CURRENT
000000615 | NUT,PLAIN,HEXAGON | STEEL;GALV;STD;M24;ISO M;Pack of 100 | HOBSON | HOBSON ENGINEERING CO PTY LTD 393904 | NH08GCM24 | CURRENT
000000615 | NUT,PLAIN,HEXAGON | STEEL;GALV;STD;M24;ISO M;Pack of 100 | STATEWD | STATEWIDE FSTNERS & ENG SPLS PL | NGEM24 | CURRENT
000000619 | NUT,PLAIN,HEXAGON | STAINLESS STEEL,GDE 304;STD;M6;ISO M; AS1444;BOX OF 100,PACK WEIGHT 0.25 KG; | HOBSON | HOBSON ENGINEERING CO PTY LTD 393904 | NH04PCM06 | CURRENT
000000619 | NUT,PLAIN,HEXAGON | STAINLESS STEEL,GDE 304;STD;M6;ISO M; AS1444;BOX OF 100,PACK WEIGHT 0.25 KG; | STATEWD | STATEWIDE FSTNERS & ENG SPLS PL | NLS4M6 | CURRENT
000000620 | NUT,PLAIN,HEXAGON | STAINLESS STEEL,GDE 304;THIN NUT;M8;ISO M;AS1444;BOX OF 100,PACK WEIGHT 0.3 KG; | HOBSON | HOBSON ENGINEERING CO PTY LTD 393904 | NL04PCM08 | CURRENT
000000620 | NUT,PLAIN,HEXAGON | STAINLESS STEEL,GDE 304;THIN NUT;M8;ISO M;AS1444;BOX OF 100,PACK WEIGHT 0.3 KG; | STATEWD | STATEWIDE FSTNERS & ENG SPLS PL | NLES4M8 | CURRENT
000000621 | NUT,PLAIN,HEXAGON | STAINLESS STEEL,GDE 304;THIN NUT;M10;ISO M;AS2837/AS1449 (MATERIAL),AS1112 (DIMENSIONS);BOX OF 100,PACK WEIGHT 0.7 KG; | HOBSON | HOBSON ENGINEERING CO PTY LTD 393904 | NL04PCM10 | CURRENT
000000621 | NUT,PLAIN,HEXAGON | STAINLESS STEEL,GDE 304;THIN NUT;M10;ISO M;AS2837/AS1449 (MATERIAL),AS1112 (DIMENSIONS);BOX OF 100,PACK WEIGHT 0.7 KG; | STATEWD | STATEWIDE FSTNERS & ENG SPLS PL | NLES4M10 | CURRENT
000000622 | NUT,PLAIN,HEXAGON | STAINLESS STEEL,GDE 304;STD;M12;ISO M; AS2837/AS1449 (MATERIAL),AS1112 DIMENSIONS);BOX OF 100,PACK WEIGHT 1.7 KG; | HOBSON | HOBSON ENGINEERING CO PTY LTD 393904 | NH04PCM12 | CURRENT
000000622 | NUT,PLAIN,HEXAGON | STAINLESS STEEL,GDE 304;STD;M12;ISO M; AS2837/AS1449 (MATERIAL),AS1112 DIMENSIONS);BOX OF 100,PACK WEIGHT 1.7 KG; | STATEWD | STATEWIDE FSTNERS & ENG SPLS PL | NES4M12 | CURRENT
000000642 | NUT,SELF-LOCKING,HEXAGON. | STEEL;ZINC PLATED;NYLON INSERT TYPE;M6; ISO M;PACK OF 100; | HOBSON | HOBSON ENGINEERING CO PTY LTD 393904 | NN08ZCM06 | CURRENT
000000642 | NUT,SELF-LOCKING,HEXAGON. | STEEL;ZINC PLATED;NYLON INSERT TYPE;M6; ISO M;PACK OF 100; | COVENTRY | COVENTRY FASTENERS QLD | 6MNN | CURRENT
000000646 | NUT,SHEET SPRING. | SPRING STEEL;ZINC-PLATED;M6;ISO M; W/O SPRING;PACK OF 100,PACK WEIGHT 2.0 KG; | EZYSTRUT | EZYSTRUT CABLE & PIPE SUPPORTS | E3016Z | CURRENT
000000678 | SCREW,COACH | STEEL;GALV;HEX HD;GIMLET POINT;M10; 65 MM LG;BAG OF 100,PACK WEIGHT 3.70 KG; PALLET OF 12800, WEIGHT 475KG; | STATEWD | STATEWIDE FSTNERS & ENG SPLS PL | CSEGM1065 | CURRENT
000000684 | SCREW,COACH | STEEL;GALV;HEX HD;GIMLET POINT;M12; 100MM LG;BOX OF 200,PACK WEIGHT 10.40 KG ,PALLET OF 6400,PALLET WEIGHT 665 KG; | STATEWD | STATEWIDE FSTNERS & ENG SPLS PL | CSEGM1290 | CURRENT
000000684 | SCREW,COACH | STEEL;GALV;HEX HD;GIMLET POINT;M12; 100MM LG;BOX OF 200,PACK WEIGHT 10.40 KG ,PALLET OF 6400,PALLET WEIGHT 665 KG; | HOBSON | HOBSON ENGINEERING CO PTY LTD 393904 | BH46GLM120090 | CURRENT
000000684 | SCREW,COACH | STEEL;GALV;HEX HD;GIMLET POINT;M12; 100MM LG;BOX OF 200,PACK WEIGHT 10.40 KG ,PALLET OF 6400,PALLET WEIGHT 665 KG; | SEWELFRG | GREG SEWELL FORGINGS PTY LTD | 684 | CURRENT
000000688 | SCREW,COACH | STEEL;GALV;HEX HD;GIMLET POINT;M16; 90 MM LG; Pack of 25 | HOBSON | HOBSON ENGINEERING CO PTY LTD 393904 | BH46GLM160090 | CURRENT
000000688 | SCREW,COACH | STEEL;GALV;HEX HD;GIMLET POINT;M16; 90 MM LG; Pack of 25 | STATEWD | STATEWIDE FSTNERS & ENG SPLS PL | CSEGM1690 | CURRENT
000000689 | SCREW,COACH | M16 x 130mm, Hex, Galv Steel, Gimlet Point (P25) | STATEWD | STATEWIDE FSTNERS & ENG SPLS PL | CSEGM16130 | CURRENT
000000690 | SCREW,COACH | STEEL;GALV;HEX HD;GIMLET POINT;M16; 150 MM LG;BAG OF 50,PACK WEIGHT 17.55 KG | STATEWD | STATEWIDE FSTNERS & ENG SPLS PL | CSEGM16150 | CURRENT
000000716 | SCREW,MACHINE | BRASS;RD HD,SLOT DRIVE;5/32 IN;BSW; 1 IN LG;BOX OF 200; | SUMMIT | SUMMIT GROUP | 6RIWB04025 | CURRENT
000000716 | SCREW,MACHINE | BRASS;RD HD,SLOT DRIVE;5/32 IN;BSW; 1 IN LG;BOX OF 200; | COVENTRY | COVENTRY FASTENERS QLD | 532X1BWBRRMT | CURRENT
000000718 | SCREW,MACHINE | BRASS;RD HD,SLOT DRIVE;5/32 IN;BSW; 2 IN LG;BOX OF 200; | SUMMIT | SUMMIT GROUP | 6RIWB04050 | CURRENT
000000718 | SCREW,MACHINE | BRASS;RD HD,SLOT DRIVE;5/32 IN;BSW; 2 IN LG;BOX OF 200; | STATEWD | STATEWIDE FSTNERS & ENG SPLS PL | MTBERSW5322 | CURRENT
000000720 | SCREW,MACHINE | BRASS;PAN HD,SLOT DRIVE;M4;ISO M; 12 MM LG;BOX OF 200; | SUMMIT | SUMMIT GROUP | 6PICB04012 | CURRENT
000000720 | SCREW,MACHINE | BRASS;PAN HD,SLOT DRIVE;M4;ISO M; 12 MM LG;BOX OF 200; | STATEWD | STATEWIDE FSTNERS & ENG SPLS PL | MTBEPSM412 | CURRENT
000000721 | SCREW,MACHINE | BRASS;PAN HD,SLOT DRIVE;M4;ISO M; 25 MM LG;BOX OF 200; | SUMMIT | SUMMIT GROUP | 6PICB04025 | CURRENT
000000721 | SCREW,MACHINE | BRASS;PAN HD,SLOT DRIVE;M4;ISO M; 25 MM LG;BOX OF 200; | STATEWD | STATEWIDE FSTNERS & ENG SPLS PL | MTBEPSM425 | CURRENT
000000722 | SCREW,MACHINE | BRASS;RD HD,SLOT DRIVE;1/8 IN;BSW; 1-1/2 IN LG;BOX OF 200; | STATEWD | STATEWIDE FSTNERS & ENG SPLS PL | BRASS;RD HD;1/8 IN | CURRENT
000000726 | SCREW,MACHINE | BRASS;RD HD,SLOT DRIVE;3/16 IN;BSW; 1 IN LG;BOX OF 200; | SUMMIT | SUMMIT GROUP | 6RIWB05025 | CURRENT
000000726 | SCREW,MACHINE | BRASS;RD HD,SLOT DRIVE;3/16 IN;BSW; 1 IN LG;BOX OF 200; | STATEWD | STATEWIDE FSTNERS & ENG SPLS PL | MTBERSW3161 | CURRENT
000000728 | SCREW,MACHINE | BRASS;RD HD,SLOT DRIVE;3/16 IN;BSW; 1-1/2 IN LG;BOX OF 200; | SUMMIT | SUMMIT GROUP | 6RIWB05038 | CURRENT
000000728 | SCREW,MACHINE | BRASS;RD HD,SLOT DRIVE;3/16 IN;BSW; 1-1/2 IN LG;BOX OF 200; | STATEWD | STATEWIDE FSTNERS & ENG SPLS PL | BRASS;RD HD;3/16 IN | CURRENT
000000729 | SCREW,MACHINE | BRASS;RD HD,SLOT DRIVE;3/16 IN;BSW; 2 IN LG;BOX OF 200; | SUMMIT | SUMMIT GROUP | 6RIWB05050 | CURRENT
000000729 | SCREW,MACHINE | BRASS;RD HD,SLOT DRIVE;3/16 IN;BSW; 2 IN LG;BOX OF 200; | COVENTRY | COVENTRY FASTENERS QLD | 316X2BWBRRMT | CURRENT
000000895 | SETSCREW | STEEL;GALV;HEX HD;FLAT POINT;M16;ISO M; 30 MM LG;BOX OF 150;REFER CONCRETE POLE MANUAL 1/102;PACK OF 100; | HOBSON | HOBSON ENGINEERING CO PTY LTD 393904 | KBH46GCM160030 | CURRENT
000000895 | SETSCREW | STEEL;GALV;HEX HD;FLAT POINT;M16;ISO M; 30 MM LG;BOX OF 150;REFER CONCRETE POLE MANUAL 1/102;PACK OF 100; | SUMMIT | SUMMIT GROUP | 6SCMG16030 | CURRENT
000000895 | SETSCREW | STEEL;GALV;HEX HD;FLAT POINT;M16;ISO M; 30 MM LG;BOX OF 150;REFER CONCRETE POLE MANUAL 1/102;PACK OF 100; | STATEWD | STATEWIDE FSTNERS & ENG SPLS PL | HBGM1630 | CURRENT
000000900 | SETSCREW | STAINLESS STEEL,GDE 304;HEX HD; FLAT POINT;M6;ISO M;25 MM LG;DIN 933; BOX OF 100; | HOBSON | HOBSON ENGINEERING CO PTY LTD 393904 | XEKBS16XCM060025 | CURRENT
000000900 | SETSCREW | STAINLESS STEEL,GDE 304;HEX HD; FLAT POINT;M6;ISO M;25 MM LG;DIN 933; BOX OF 100; | STATEWD | STATEWIDE FSTNERS & ENG SPLS PL | HSNS4M625 | CURRENT
000000900 | SETSCREW | STAINLESS STEEL,GDE 304;HEX HD; FLAT POINT;M6;ISO M;25 MM LG;DIN 933; BOX OF 100; | COVENTRY | COVENTRY FASTENERS QLD | 6X25MGBN | CURRENT
000000902 | SETSCREW | STAINLESS STEEL,GDE 304;HEX HD; FLAT POINT;M8;ISO M;25 MM LG;DIN 933; BOX OF 100;USED ON PADMOUNTS & TOMBSTONE PILLARS AS OUTLINED IN | HOBSON | HOBSON ENGINEERING CO PTY LTD 393904 | XEKBS16XCM080025 | CURRENT
000000902 | SETSCREW | STAINLESS STEEL,GDE 304;HEX HD; FLAT POINT;M8;ISO M;25 MM LG;DIN 933; BOX OF 100;USED ON PADMOUNTS & TOMBSTONE PILLARS AS OUTLINED IN | STATEWD | STATEWIDE FSTNERS & ENG SPLS PL | HSNS4M825 | CURRENT
000000902 | SETSCREW | STAINLESS STEEL,GDE 304;HEX HD; FLAT POINT;M8;ISO M;25 MM LG;DIN 933; BOX OF 100;USED ON PADMOUNTS & TOMBSTONE PILLARS AS OUTLINED IN | COVENTRY | COVENTRY FASTENERS QLD | 8X24MGBN | CURRENT
000000903 | SETSCREW | STAINLESS STEEL,GDE 304;HEX HD;FLAT POINT;M10;ISO M;25 MM LG;AS2837/AS1449 (MATERIAL),AS1111/DIN 933 (DIMENSIONS); BOX OF 100,PACK WEIGHT 2.3 KG; | HOBSON | HOBSON ENGINEERING CO PTY LTD 393904 | XEKBS16XCM100025 | CURRENT
000000903 | SETSCREW | STAINLESS STEEL,GDE 304;HEX HD;FLAT POINT;M10;ISO M;25 MM LG;AS2837/AS1449 (MATERIAL),AS1111/DIN 933 (DIMENSIONS); BOX OF 100,PACK WEIGHT 2.3 KG; | STATEWD | STATEWIDE FSTNERS & ENG SPLS PL | HSNS4M1025 | CURRENT
000000903 | SETSCREW | STAINLESS STEEL,GDE 304;HEX HD;FLAT POINT;M10;ISO M;25 MM LG;AS2837/AS1449 (MATERIAL),AS1111/DIN 933 (DIMENSIONS); BOX OF 100,PACK WEIGHT 2.3 KG; | STATEWD | STATEWIDE FSTNERS & ENG SPLS PL | HSNES4M1025 | CURRENT
000000905 | SETSCREW | STAINLESS STEEL,GDE 304;HEX HD;FLAT POINT;M10;ISO M;90 MM LG;AS2837/AS1449 (MATERIAL),AS1111/DIN 933 (DIMENSIONS); BOX OF 100; | HOBSON | HOBSON ENGINEERING CO PTY LTD 393904 | XEKBS16XCM100090 | CURRENT
000000905 | SETSCREW | STAINLESS STEEL,GDE 304;HEX HD;FLAT POINT;M10;ISO M;90 MM LG;AS2837/AS1449 (MATERIAL),AS1111/DIN 933 (DIMENSIONS); BOX OF 100; | STATEWD | STATEWIDE FSTNERS & ENG SPLS PL | HSNS4M1090 | CURRENT
000000905 | SETSCREW | STAINLESS STEEL,GDE 304;HEX HD;FLAT POINT;M10;ISO M;90 MM LG;AS2837/AS1449 (MATERIAL),AS1111/DIN 933 (DIMENSIONS); BOX OF 100; | COVENTRY | COVENTRY FASTENERS QLD | 10X90MG30455 | CURRENT
000000907 | SETSCREW | STAINLESS STEEL,GDE 304;HEX HD;FLAT POINT;M12;ISO M;25 MM LG;AS2837/AS1449 (MATERIAL),AS1111/DIN 933 (DIMENSIONS); BOX OF 100,PACK WEIGHT 3.4 KG; | HOBSON | HOBSON ENGINEERING CO PTY LTD 393904 | XEKBS16XCM120025 | CURRENT
000000907 | SETSCREW | STAINLESS STEEL,GDE 304;HEX HD;FLAT POINT;M12;ISO M;25 MM LG;AS2837/AS1449 (MATERIAL),AS1111/DIN 933 (DIMENSIONS); BOX OF 100,PACK WEIGHT 3.4 KG; | STATEWD | STATEWIDE FSTNERS & ENG SPLS PL | HSNS4M1225 | CURRENT
000000907 | SETSCREW | STAINLESS STEEL,GDE 304;HEX HD;FLAT POINT;M12;ISO M;25 MM LG;AS2837/AS1449 (MATERIAL),AS1111/DIN 933 (DIMENSIONS); BOX OF 100,PACK WEIGHT 3.4 KG; | STATEWD | STATEWIDE FSTNERS & ENG SPLS PL | HSNES4M1225 | CURRENT
000000909 | SETSCREW | STAINLESS STEEL,GDE 304;HEX HD;FLAT POINT;M12;ISO M;35 MM LG;AS2837/AS1449 (MATERIAL),AS1111/DIN 933 (DIMENSIONS); Pack of 100; | HOBSON | HOBSON ENGINEERING CO PTY LTD 393904 | XEKBS16XCM120035 | CURRENT
000000909 | SETSCREW | STAINLESS STEEL,GDE 304;HEX HD;FLAT POINT;M12;ISO M;35 MM LG;AS2837/AS1449 (MATERIAL),AS1111/DIN 933 (DIMENSIONS); Pack of 100; | STATEWD | STATEWIDE FSTNERS & ENG SPLS PL | HSNS4M1235 | CURRENT
000000909 | SETSCREW | STAINLESS STEEL,GDE 304;HEX HD;FLAT POINT;M12;ISO M;35 MM LG;AS2837/AS1449 (MATERIAL),AS1111/DIN 933 (DIMENSIONS); Pack of 100; | STATEWD | STATEWIDE FSTNERS & ENG SPLS PL | HSNES4M1235 | CURRENT
000000912 | SETSCREW | M16 x 50mm, Hex, Flat Point, S/Steel Gde 316 c/w Hex Nut S/Steel Gde 304, Aust Std (P25) | HOBSON | HOBSON ENGINEERING CO PTY LTD 393904 | XEKBS16XCM160050 | CURRENT
000000912 | SETSCREW | M16 x 50mm, Hex, Flat Point, S/Steel Gde 316 c/w Hex Nut S/Steel Gde 304, Aust Std (P25) | SUMMIT | SUMMIT GROUP | 6SCS216050-N | CURRENT
000000912 | SETSCREW | M16 x 50mm, Hex, Flat Point, S/Steel Gde 316 c/w Hex Nut S/Steel Gde 304, Aust Std (P25) | STATEWD | STATEWIDE FSTNERS & ENG SPLS PL | HSES2S4M1650 | CURRENT
000000955 | SCREW,WOOD | STEEL;ZINC PLATED; FLAT CSK HD,PHILLIPS HEAD; NO 10; 2 IN LG; | SUMMIT | SUMMIT GROUP | 3CCIUZ10050 | CURRENT
000000955 | SCREW,WOOD | STEEL;ZINC PLATED; FLAT CSK HD,PHILLIPS HEAD; NO 10; 2 IN LG; | STATEWD | STATEWIDE FSTNERS & ENG SPLS PL | SWZCS102 | CURRENT
000000955 | SCREW,WOOD | STEEL;ZINC PLATED; FLAT CSK HD,PHILLIPS HEAD; NO 10; 2 IN LG; | STATEWD | STATEWIDE FSTNERS & ENG SPLS PL | STEEL;FLAT CSK HD;NO.10; | CURRENT
000000983 | NUT,PLAIN,HEXAGON | BRASS;NICKEL PLATED;1/2 NUT,LOCKNUT; M5 ISO M | STATEWD | STATEWIDE FSTNERS & ENG SPLS PL | NLBNPM5 | CURRENT
000000985 | GASKET | CELLULOSE BASED,FIBRE TYPE;ANNULAR;FOR USE ON TRANSFORMERS;44.45 MM OD,25.4 MM ID,1.6 MM THK;BOUND W/NITRILE RUBBER; ASTM D1170-62T,P3442A & ASTM F104-76,F33 | QLDGASKT |  | QG SEQ 00985 | PURCHASE AS REQUIRED
000000986 | GASKET | NITRILE BONDED CORK;ANNULAR;FOR USE ON TRANSFORMERS;44.45 MM OD,25.4 MM ID,3.2 MM THK;A.S.T.M. F104-83; BAG OF 100; | QLDGASKT |  | SEQ00986 | PURCHASE AS REQUIRED
000000988 | GASKET | NITRILE BONDED CORK;ANNULAR;FOR USE ON TRANSFORMERS;44.45 MM OD,14.288 MM ID, 3.2 MM THK;A.S.T.M. F104-83; | QLDGASKT |  | SEQ 00988 | PURCHASE AS REQUIRED
000000991 | GASKET | CELLULOSE BASED,FIBRE TYPE;ANNULAR; FOR USE ON TRANSFORMERS;63.5 MM OD, 26.988 MM ID,1.6 MM THK;BOUND W/NITRILE RUBBER;ASTM D1170-62T,P3442A & ASTM F104 | QLDGASKT |  | SEQ00991 | PURCHASE AS REQUIRED
000000993 | GASKET | CELLULOSE BASED,FIBRE TYPE;ANNULAR; FOR USE ON TRANSFORMERS;69.85 MM OD, I44.45 MM ID,1.6 MM THK;BOUND W/NITRILE RUBBER;ASTM D1170-62T,P3442A & ASTM F104 | QLDGASKT |  | SEQ00993 | PURCHASE AS REQUIRED
000000994 | GASKET | NITRILE BONDED CORK;ANNULAR;FOR USE ON TRANSFORMERS;69.85 MM OD,44.45 MM ID, 6.4 MM THK;A.S.T.M. F104-83; | QLDGASKT |  | SEQ00994 | PURCHASE AS REQUIRED
000000997 | GASKET | NITRILE BONDED CORK;ANNULAR;FOR USE ON TRANSFORMERS;50.8 MM OD,17.463 MM ID, 3.2 MM THK;A.S.T.M. F104-83; | QLDGASKT |  | SEQ00997 | PURCHASE AS REQUIRED
000000998 | GASKET | CELLULOSE BASED,FIBRE TYPE;ANNULAR; FOR USE ON TRANSFORMERS;50.8 MM OD, 17.463 MM ID,1.6 MM THK;BOUND W/NITRILE RUBBER;ASTM D1170-62T,P3442A & ASTM | QLDGASKT |  | SEQ 00998 | PURCHASE AS REQUIRED
000001000 | GASKET | NITRILE BONDED CORK;ANNULAR;FOR USE ON TRANSFORMERS;82.55 MM OD,57.15 MM ID, 6.4 MM THK;A.S.T.M. F104-83; | QLDGASKT |  | SEQ 01000 | PURCHASE AS REQUIRED
000001001 | GASKET | NITRILE BONDED CORK;ANNULAR;FOR USE ON TRANSFORMERS;85.725 MM OD,68.263 MM ID, 3.2 MM THK;A.S.T.M. F104-83; | QLDGASKT |  | SEQ 01001 | PURCHASE AS REQUIRED
000001001 | GASKET | NITRILE BONDED CORK;ANNULAR;FOR USE ON TRANSFORMERS;85.725 MM OD,68.263 MM ID, 3.2 MM THK;A.S.T.M. F104-83; | REPCOGSK |  | HR40 | PURCHASE AS REQUIRED
000001003 | GASKET | CELLULOSE BASED,FIBRE TYPE;ANNULAR;FOR FOR USE ON TRANSFORMERS;76.2 MM OD, 57.15 MM ID,1.6 MM THK;BOUND W/NITRILE RUBBER;ASTM D1170-62T,P3442A & ASTM F104 | QLDGASKT |  | SEQ01003 | PHASING
000001006 | GASKET | NITRILE BONDED CORK;ANNULAR;FOR USE ON TRANSFORMERS;107.95 MM OD,76.2 MM ID, 6.4 MM THK;A.S.T.M. F104-83; | QLDGASKT |  | SEQ 01006 | MAINTENANCE STOCK
000001007 | WASHER,FLAT | STEEL;GALV;M12 BOLT SIZE;50 MM SQ; 3 MM THK; | STATEWD | STATEWIDE FSTNERS & ENG SPLS PL | WSEGM12503 | CURRENT
000001008 | WASHER,FLAT | STEEL;GALV;M16 BOLT SIZE;50 MM SQ; 6 MM THK; | STATEWD | STATEWIDE FSTNERS & ENG SPLS PL | WSEGM16506 | CURRENT
000001010 | WASHER,FLAT | STEEL;GALV;M24 BOLT SIZE;75 MM SQ; 6 MM THK;BAG OF 50,PACK WEIGHT 11.35 KG, PALLET OF 6400,PALLET WEIGHT 1527 KG; | STATEWD | STATEWIDE FSTNERS & ENG SPLS PL | WSEGM24756 | CURRENT
000001016 | WASHER,FLAT | BRASS;1/4 IN BOLT SIZE;Pack of 100 | HOBSON | HOBSON ENGINEERING CO PTY LTD 393904 | WRBRP025050 | CURRENT
000001016 | WASHER,FLAT | BRASS;1/4 IN BOLT SIZE;Pack of 100 | COVENTRY | COVENTRY FASTENERS QLD | 14X12BRW | CURRENT
000001017 | WASHER,FLAT | BRASS;1/8 IN BOLT SIZE;BAG OF 200, PACK WEIGHT 0.08 KG; | HOBSON | HOBSON ENGINEERING CO PTY LTD 393904 | WRBRP012031 | CURRENT
000001017 | WASHER,FLAT | BRASS;1/8 IN BOLT SIZE;BAG OF 200, PACK WEIGHT 0.08 KG; | COVENTRY | COVENTRY FASTENERS QLD | 18X516BRW | CURRENT
000001018 | WASHER,FLAT | BRASS,BRIGHT;3/16 IN BOLT SIZE; 7/16 IN OD;21 SWG THK;BOX OF 200, PACK WEIGHT 0.10 KG; | STATEWD | STATEWIDE FSTNERS & ENG SPLS PL | WFBW316716 | CURRENT
000001022 | WASHER,FLAT | BRASS;5/32 IN BOLT SIZE;BAG OF 200, PACK WEIGHT 0.11 KG; | HOBSON | HOBSON ENGINEERING CO PTY LTD 393904 | WRBRP015037 | CURRENT
000001022 | WASHER,FLAT | BRASS;5/32 IN BOLT SIZE;BAG OF 200, PACK WEIGHT 0.11 KG; | STATEWD | STATEWIDE FSTNERS & ENG SPLS PL | WFBW53238 | CURRENT
000001035 | WASHER,FLAT | STEEL;GALV;M24 BOLT SIZE;LARGE SERIES ,AS1237; | STATEWD | STATEWIDE FSTNERS & ENG SPLS PL | WFGML24 | CURRENT
000001040 | WASHER,FLAT | STEEL;GALV;5/16 IN BOLT SIZE; BAG OF 50; | STATEWD | STATEWIDE FSTNERS & ENG SPLS PL | WIGM516 | CURRENT
000001043 | WASHER,FLAT | STEEL;GALV;M10 BOLT SIZE;LARGE SERIES; AS1237;BAG OF 200,PACK WEIGHT 1.40 KG; | STATEWD | STATEWIDE FSTNERS & ENG SPLS PL | WFGML10 | CURRENT
000001044 | WASHER,FLAT | STEEL;GALV;M12 BOLT SIZE;LARGE SERIES ,AS1237;BAG OF 200,PACK WEIGHT 2.22 KG; PALLET OF 2000, WEIGHT 25KG; | STATEWD | STATEWIDE FSTNERS & ENG SPLS PL | WFGML12 | CURRENT
000001045 | WASHER,FLAT | STEEL;GALV;M16 BOLT SIZE;LARGE SERIES OD 34 MM,3.0 MM THK,AS1237; | STATEWD | STATEWIDE FSTNERS & ENG SPLS PL | WFGML16 | CURRENT
000001046 | WASHER,FLAT | STEEL;GALV;M20 BOLT SIZE;LARGE SERIES ;AS1237;BOX OF 200,PACK WEIGHT 5.08 KG; | STATEWD | STATEWIDE FSTNERS & ENG SPLS PL | WFGML20 | CURRENT
000001047 | WASHER,FLAT | STAINLESS STEEL;GDE 304 OR 316;1/4 IN BOLT SIZE;AS1449;BOX OF 100,PACK WEIGHT 0.15 KG; | HOBSON | HOBSON ENGINEERING CO PTY LTD 393904 | WR04P025050 | CURRENT
000001047 | WASHER,FLAT | STAINLESS STEEL;GDE 304 OR 316;1/4 IN BOLT SIZE;AS1449;BOX OF 100,PACK WEIGHT 0.15 KG; | SUMMIT | SUMMIT GROUP | 6WRIS206 | CURRENT
000001047 | WASHER,FLAT | STAINLESS STEEL;GDE 304 OR 316;1/4 IN BOLT SIZE;AS1449;BOX OF 100,PACK WEIGHT 0.15 KG; | STATEWD | STATEWIDE FSTNERS & ENG SPLS PL | WFES4W1458 | CURRENT
000001048 | WASHER,FLAT | STAINLESS STEEL,GDE 304 OR 316; 3/16 IN BOLT SIZE;AS1449;BOX OF 100, PACK WEIGHT 0.06 KG; | STATEWD | STATEWIDE FSTNERS & ENG SPLS PL | 3/16 IN;STAINLESS STEEL; | CURRENT
000001051 | WASHER,FLAT | STAINLESS STEEL,GDE 304 OR 316; 5/16 IN BOLT SIZE;AS1449; | STATEWD | STATEWIDE FSTNERS & ENG SPLS PL | WFES4W51634 | CURRENT
000001052 | WASHER,FLAT | STAINLESS STEEL,GDE 304;M10 BOLT SIZE; AS2837/AS1449 (MATERIAL),AS1237 (DIMENSIONS);BOX OF 100,PACK WEIGHT 0.2 KG; | HOBSON | HOBSON ENGINEERING CO PTY LTD 393904 | WR16PM10 | CURRENT
000001052 | WASHER,FLAT | STAINLESS STEEL,GDE 304;M10 BOLT SIZE; AS2837/AS1449 (MATERIAL),AS1237 (DIMENSIONS);BOX OF 100,PACK WEIGHT 0.2 KG; | STATEWD | STATEWIDE FSTNERS & ENG SPLS PL | WFES4M1021 | CURRENT
000001053 | WASHER,FLAT | STAINLESS STEEL,GDE 304;M12 BOLT SIZE; AS2837/AS1449 (MATERIAL),AS1237, (DIMENSIONS);BOX OF 100,PACK WEIGHT 0.09 KG; | HOBSON | HOBSON ENGINEERING CO PTY LTD 393904 | WR16PM12 | CURRENT
000001053 | WASHER,FLAT | STAINLESS STEEL,GDE 304;M12 BOLT SIZE; AS2837/AS1449 (MATERIAL),AS1237, (DIMENSIONS);BOX OF 100,PACK WEIGHT 0.09 KG; | STATEWD | STATEWIDE FSTNERS & ENG SPLS PL | WFES4M12 | CURRENT
000001054 | WASHER,FLAT | Round, M16, S/Steel Gde 316, Aust Std (P100) | HOBSON | HOBSON ENGINEERING CO PTY LTD 393904 | WR16PM16 | CURRENT
000001054 | WASHER,FLAT | Round, M16, S/Steel Gde 316, Aust Std (P100) | STATEWD | STATEWIDE FSTNERS & ENG SPLS PL | WFES4M16 | CURRENT
000001068 | WASHER,LOCK | SPRING,SINGLE COIL;STEEL;GALV; M24 BOLT SIZE;AS1968;PACK OF 100; | HOBSON | HOBSON ENGINEERING CO PTY LTD 393904 | WRMSGSM24 | CURRENT
000001068 | WASHER,LOCK | SPRING,SINGLE COIL;STEEL;GALV; M24 BOLT SIZE;AS1968;PACK OF 100; | STATEWD | STATEWIDE FSTNERS & ENG SPLS PL | WSGM24 | CURRENT
000001069 | WASHER,LOCK | SPRING,SINGLE COIL;STEEL;GALV; M12 BOLT SIZE;AS1968;BOX OF 200, PACK WEIGHT 0.8 KG; | HOBSON | HOBSON ENGINEERING CO PTY LTD 393904 | WRMSGSM12 | CURRENT
000001069 | WASHER,LOCK | SPRING,SINGLE COIL;STEEL;GALV; M12 BOLT SIZE;AS1968;BOX OF 200, PACK WEIGHT 0.8 KG; | STATEWD | STATEWIDE FSTNERS & ENG SPLS PL | WSGM12 | CURRENT
000001072 | WASHER,LOCK | SPRING,SINGLE COIL;STEEL;GALV; M10 BOLT SIZE;PACK OF 200,PACK WEIGHT 0.6 KG; | HOBSON | HOBSON ENGINEERING CO PTY LTD 393904 | WRMSGSM10 | CURRENT
000001072 | WASHER,LOCK | SPRING,SINGLE COIL;STEEL;GALV; M10 BOLT SIZE;PACK OF 200,PACK WEIGHT 0.6 KG; | STATEWD | STATEWIDE FSTNERS & ENG SPLS PL | WSGM10 | CURRENT
000001074 | WASHER,SPRING TENSION | M16, Galv Steel, Spring, Single Coil, 26.9mm OD, 16.7mm ID, 3.75mm Thk, AS1968 | HOBSON | HOBSON ENGINEERING CO PTY LTD 393904 | WRMSGSM16 | CURRENT
000001074 | WASHER,SPRING TENSION | M16, Galv Steel, Spring, Single Coil, 26.9mm OD, 16.7mm ID, 3.75mm Thk, AS1968 | STATEWD | STATEWIDE FSTNERS & ENG SPLS PL | WSGM16 | CURRENT
000001076 | WASHER,LOCK | SPRING,SINGLE COIL;STAINLESS STEEL, GDE 316 OR 304;1/4 IN BOLT SIZE;AS1449; BOX OF 100,PACK WEIGHT 0.11 KG; | HOBSON | HOBSON ENGINEERING CO PTY LTD 393904 | WR16S025 | CURRENT
000001076 | WASHER,LOCK | SPRING,SINGLE COIL;STAINLESS STEEL, GDE 316 OR 304;1/4 IN BOLT SIZE;AS1449; BOX OF 100,PACK WEIGHT 0.11 KG; | STATEWD | STATEWIDE FSTNERS & ENG SPLS PL | WSES4W14 | CURRENT
000001077 | WASHER,LOCK | SPRING,SINGLE COIL;STAINLESS STEEL, GDE 316 OR 304;3/16 IN BOLT SIZE;AS1449; PACK OF 100,PACK WEIGHT 0.07 KG; | STATEWD | STATEWIDE FSTNERS & ENG SPLS PL | WSES4W316 | CURRENT
000001079 | WASHER,LOCK | SPRING,SINGLE COIL;STAINLESS STEEL, GDE 316 OR 304;5/16 IN BOLT SIZE;AS1449; BOX OF 100,PACK WEIGHT 0.2 KG; | HOBSON | HOBSON ENGINEERING CO PTY LTD 393904 | WR16S031 | CURRENT
000001079 | WASHER,LOCK | SPRING,SINGLE COIL;STAINLESS STEEL, GDE 316 OR 304;5/16 IN BOLT SIZE;AS1449; BOX OF 100,PACK WEIGHT 0.2 KG; | STATEWD | STATEWIDE FSTNERS & ENG SPLS PL | WSES4W516 | CURRENT
000001080 | WASHER,LOCK | SPRING,SINGLE COIL;STAINLESS STEEL, GDE 316;M10 BOLT SIZE;AS2837/AS1449, (MATERIAL),AS1968 (DIMENSIONS); BOX OF 100,PACK WEIGHT 0.06 KG; | HOBSON | HOBSON ENGINEERING CO PTY LTD 393904 | WR16SM10 | CURRENT
000001080 | WASHER,LOCK | SPRING,SINGLE COIL;STAINLESS STEEL, GDE 316;M10 BOLT SIZE;AS2837/AS1449, (MATERIAL),AS1968 (DIMENSIONS); BOX OF 100,PACK WEIGHT 0.06 KG; | STATEWD | STATEWIDE FSTNERS & ENG SPLS PL | WSES6M10 | CURRENT
000001081 | WASHER,LOCK | SPRING,SINGLE COIL;STAINLESS STEEL, GDE 316;M12 BOLT SIZE;AS2837/AS1449, MATERIAL),AS1968 (DIMENSIONS); BOX OF 50/100,PACK WEIGHT 0.09 KG; | HOBSON | HOBSON ENGINEERING CO PTY LTD 393904 | WR16SM12 | CURRENT
000001081 | WASHER,LOCK | SPRING,SINGLE COIL;STAINLESS STEEL, GDE 316;M12 BOLT SIZE;AS2837/AS1449, MATERIAL),AS1968 (DIMENSIONS); BOX OF 50/100,PACK WEIGHT 0.09 KG; | STATEWD | STATEWIDE FSTNERS & ENG SPLS PL | WSES6M12 | CURRENT
000001082 | WASHER,SPRING TENSION | M16, Single Coil, S/Steel Gde 316, Aust Std (P100) | HOBSON | HOBSON ENGINEERING CO PTY LTD 393904 | WR16SM16 | CURRENT
000001082 | WASHER,SPRING TENSION | M16, Single Coil, S/Steel Gde 316, Aust Std (P100) | STATEWD | STATEWIDE FSTNERS & ENG SPLS PL | WSES6M16 | CURRENT
000001089 | WASHER,SPRING TENSION | Belleville, M12, 30mm OD, 2mm Thk, S/Steel Gde 316 (P100) | THEWMCAN | TMAC THEW & MCCANN GROUP | 8-M-89-301 | CURRENT
000001089 | WASHER,SPRING TENSION | Belleville, M12, 30mm OD, 2mm Thk, S/Steel Gde 316 (P100) | HOBSON | HOBSON ENGINEERING CO PTY LTD 393904 | XEWR16BM12028 | CURRENT
000001091 | WASHER,CONVEX | STAINLESS STEEL;5/8 IN BOLT SIZE; BOX OF 100; | HOBSON | HOBSON ENGINEERING CO PTY LTD 393904 | WR04BM16 | CURRENT
000001091 | WASHER,CONVEX | STAINLESS STEEL;5/8 IN BOLT SIZE; BOX OF 100; | STATEWD | STATEWIDE FSTNERS & ENG SPLS PL | WBES4M16 | CURRENT
000001106 | WASHER,LOCK | SPRING,SINGLE COIL;STEEL;ZINC PLATED; M8 BOLT SIZE;AS1968 | HOBSON | HOBSON ENGINEERING CO PTY LTD 393904 | WRMSZSM08 | CURRENT
000001106 | WASHER,LOCK | SPRING,SINGLE COIL;STEEL;ZINC PLATED; M8 BOLT SIZE;AS1968 | STATEWD | STATEWIDE FSTNERS & ENG SPLS PL | WSZM8 | CURRENT
000001109 | WASHER,FLAT | STEEL;GALV;M16 BOLT SIZE;65 MM OD; 25 MM THK;ROUND WASHER;PACK OF 25,PACK WEIGHT 0.25 KG; | DULHUNTY | DULHUNTY INDUSTRIES PTY LTD | W1600FG | CURRENT
000001123 | NAIL | BULLET HD;STEEL;BRIGHT;75 MM LG; 3.75 MM DIA;1 KG PACK,(141 NAILS PER KG) CARTON OF 16; | SUMMIT | SUMMIT GROUP | 5NBHB075375-1 | CURRENT
000001123 | NAIL | BULLET HD;STEEL;BRIGHT;75 MM LG; 3.75 MM DIA;1 KG PACK,(141 NAILS PER KG) CARTON OF 16; | STATEWD | STATEWIDE FSTNERS & ENG SPLS PL | NBRBH753751 | CURRENT
000001127 | NAIL | BULLET HD;STEEL;BRIGHT;50 MM LG; 3.15 MM DIA;1 KG PACK,(300 NAILS PER KG) CARTON OF 10 PACKS; | SUMMIT | SUMMIT GROUP | 5NBHB050315-1 | CURRENT
000001127 | NAIL | BULLET HD;STEEL;BRIGHT;50 MM LG; 3.15 MM DIA;1 KG PACK,(300 NAILS PER KG) CARTON OF 10 PACKS; | COVENTRY | COVENTRY FASTENERS QLD | 3.15X50MBHN1 | CURRENT
000001140 | NAIL | Roofing, Twisted Shank, Galv Steel, 60mm Lg, 3.75mm Dia | SUMMIT | SUMMIT GROUP | 5NRMG060375-2 | CURRENT
000001140 | NAIL | Roofing, Twisted Shank, Galv Steel, 60mm Lg, 3.75mm Dia | STATEWD | STATEWIDE FSTNERS & ENG SPLS PL | NRG503751 | CURRENT
000001146 | NAIL | CLOUT;STEEL;GALV;30 MM LG;2.8 MM DIA; 1 KG PACK,(529 NAILS TO A KG); | SUMMIT | SUMMIT GROUP | 5NC30280 | CURRENT
000001146 | NAIL | CLOUT;STEEL;GALV;30 MM LG;2.8 MM DIA; 1 KG PACK,(529 NAILS TO A KG); | STATEWD | STATEWIDE FSTNERS & ENG SPLS PL | NCG30281 | CURRENT
000001148 | RIVET,BLIND | ALUM HD;13.6 MM BODY LG;7.9 MM GRIP LG; DOME HD;1.7 MM SHANK DIA;3.2 MM HD DIA; STEEL MANDREL,CHISEL POINT; | SUMMIT | SUMMIT GROUP | 11NPG155-1148 | CURRENT
000001148 | RIVET,BLIND | ALUM HD;13.6 MM BODY LG;7.9 MM GRIP LG; DOME HD;1.7 MM SHANK DIA;3.2 MM HD DIA; STEEL MANDREL,CHISEL POINT; | AVDEL | AVDEL | 1661-0414 | CURRENT
000001149 | RIVET,BLIND | ALUM HD;18.7 MM BODY LG;11.1 MM GRIP LG; DOME HD;2.8 MM SHANK DIA;4.8 MM HD DIA; STEEL MANDREL,CHISEL POINT;PACK OF 500 | HOBSON | HOBSON ENGINEERING CO PTY LTD 393904 | R9P73OAS608 | CURRENT
000001149 | RIVET,BLIND | ALUM HD;18.7 MM BODY LG;11.1 MM GRIP LG; DOME HD;2.8 MM SHANK DIA;4.8 MM HD DIA; STEEL MANDREL,CHISEL POINT;PACK OF 500 | SUMMIT | SUMMIT GROUP | 11NPG155-1149 | CURRENT
000001149 | RIVET,BLIND | ALUM HD;18.7 MM BODY LG;11.1 MM GRIP LG; DOME HD;2.8 MM SHANK DIA;4.8 MM HD DIA; STEEL MANDREL,CHISEL POINT;PACK OF 500 | STATEWD | STATEWIDE FSTNERS & ENG SPLS PL | RA016610619 | CURRENT
000001150 | RIVET,BLIND | ALUM HD;12.5 MM BODY LG;6.3 MM GRIP LG; DOME HD;2.1 MM SHANK DIA;4 MM HD DIA; STEEL MANDREL,CHISEL POINT; | SUMMIT | SUMMIT GROUP | 11NPG155-1150 | CURRENT
000001150 | RIVET,BLIND | ALUM HD;12.5 MM BODY LG;6.3 MM GRIP LG; DOME HD;2.1 MM SHANK DIA;4 MM HD DIA; STEEL MANDREL,CHISEL POINT; | COVENTRY | COVENTRY FASTENERS QLD | 01661-00512 | CURRENT
000001151 | RIVET,BLIND | ALUM HD;13.9 MM BODY LG;6.3 MM GRIP LG; DOME HD;2.8 MM SHANK DIA;4.8 MM HD DIA; STEEL MANDREL,CHISEL POINT;PACK OF 250 ,PACK WEIGHT 0.70 KG; | SUMMIT | SUMMIT GROUP | 11NPG155-1151 | CURRENT
000001151 | RIVET,BLIND | ALUM HD;13.9 MM BODY LG;6.3 MM GRIP LG; DOME HD;2.8 MM SHANK DIA;4.8 MM HD DIA; STEEL MANDREL,CHISEL POINT;PACK OF 250 ,PACK WEIGHT 0.70 KG; | COVENTRY | COVENTRY FASTENERS QLD | 01661-00613 | CURRENT
000001153 | RIVET,BLIND | ALUM HD;12.2 MM BODY LG;6.3 MM GRIP LG; CSK HD;1.7 MM SHANK DIA;3.2 MM HD DIA; STEEL MANDREL,NAIL POINT; | SUMMIT | SUMMIT GROUP | 11NPG155-1153 | CURRENT
000001153 | RIVET,BLIND | ALUM HD;12.2 MM BODY LG;6.3 MM GRIP LG; CSK HD;1.7 MM SHANK DIA;3.2 MM HD DIA; STEEL MANDREL,NAIL POINT; | STATEWD | STATEWIDE FSTNERS & ENG SPLS PL | RA016040412 | CURRENT
000001154 | RIVET,BLIND | ALUM HD;15.5 MM BODY LG;7.9 MM GRIP LG; CSK HD;2.8 MM SHANK DIA;4.8 MM HD DIA; STEEL MANDREL,NAIL POINT; | SUMMIT | SUMMIT GROUP | 11NPG155-1154 | CURRENT
000001154 | RIVET,BLIND | ALUM HD;15.5 MM BODY LG;7.9 MM GRIP LG; CSK HD;2.8 MM SHANK DIA;4.8 MM HD DIA; STEEL MANDREL,NAIL POINT; | STATEWD | STATEWIDE FSTNERS & ENG SPLS PL | RA016040615 | CURRENT
000001193 | PIN,DRIVE,POWDER ACTUATED. | HEADED DRIVE PIN;3.7 MM DIA SHANK;22 MM LG SHANK;22 MM LG O/A;FOR CONCRETE, MASONRY,WOOD & STEEL;BOX OF 100; U/W HILTI GUN DX450; | HILTI |  | NK22-S12 | PHASING
000001403 | BAR,METAL | COPPER;RD ROD;8 MM NOMINAL DIA; HARD DRAWN;AS1567/110 - H;3.0 M LG, BUNDLE OF 20;,WEIGHT 27 KG; | GEOWEST | GEORGE WESTON & SONS | CROD 7.94-110 | CURRENT
000001403 | BAR,METAL | COPPER;RD ROD;8 MM NOMINAL DIA; HARD DRAWN;AS1567/110 - H;3.0 M LG, BUNDLE OF 20;,WEIGHT 27 KG; | PRIMETA | PRIMARY METALS & ALLOYS | 1-6082-1 | CURRENT
000001403 | BAR,METAL | COPPER;RD ROD;8 MM NOMINAL DIA; HARD DRAWN;AS1567/110 - H;3.0 M LG, BUNDLE OF 20;,WEIGHT 27 KG; | PRIMETA | PRIMARY METALS & ALLOYS | 1-6082-8EGEX | CURRENT
000001413 | BAR,METAL | COPPER;FLAT SHAPE;38.1 MM W;3.18 MM; THK;HARD DRAWN;RADIUS EDGE;AS1567-110; 4.0 M LG; | GEOWEST | GEORGE WESTON & SONS | CF 38.1X3.18 | CURRENT
000001413 | BAR,METAL | COPPER;FLAT SHAPE;38.1 MM W;3.18 MM; THK;HARD DRAWN;RADIUS EDGE;AS1567-110; 4.0 M LG; | PRIMETA | PRIMARY METALS & ALLOYS | 1-1011 | CURRENT
000001420 | BAR,METAL | COPPER;FLAT SHAPE;50 W X 6.3 MM THK; ;HARD DRAWN;RD EDGE;AS1567-110; 4.0 M LG; | GEOWEST | GEORGE WESTON & SONS | CF50.8X6.35 | CURRENT
000001420 | BAR,METAL | COPPER;FLAT SHAPE;50 W X 6.3 MM THK; ;HARD DRAWN;RD EDGE;AS1567-110; 4.0 M LG; | PRIMETA | PRIMARY METALS & ALLOYS | 1-0018 | CURRENT
000001431 | STRIP,METAL | COPPER;38.1 MM W;3.18 MM THK;ANNEALED; WEIGHT OF COILS TO BE MARKED ACCORDINGLY ;18 KG COILS APPROX;1 M = 1.08 KG; | GEOWEST | GEORGE WESTON & SONS | CCOIL 38.1X3.18 | CURRENT
000001431 | STRIP,METAL | COPPER;38.1 MM W;3.18 MM THK;ANNEALED; WEIGHT OF COILS TO BE MARKED ACCORDINGLY ;18 KG COILS APPROX;1 M = 1.08 KG; | PRIMETA | PRIMARY METALS & ALLOYS | 1-4129 | CURRENT
000001439 | BUSBAR | Tubular, Cu, 5.8m Lg, 25.4mm (1") OD, 1.63mm (16 SWG) Thk Wall | GEOWEST | GEORGE WESTON & SONS | CTU 25.4X16G | CURRENT
000001439 | BUSBAR | Tubular, Cu, 5.8m Lg, 25.4mm (1") OD, 1.63mm (16 SWG) Thk Wall | PRIMETA | PRIMARY METALS & ALLOYS | 1-7544 | CURRENT
000001439 | BUSBAR | Tubular, Cu, 5.8m Lg, 25.4mm (1") OD, 1.63mm (16 SWG) Thk Wall | PRIMETA | PRIMARY METALS & ALLOYS | 1-7506-0254EGEX | CURRENT
000001440 | BUSBAR | Tubular, Cu, 5.8m Lg, 38.1mm (1-1/2") OD 1.63mm (16 SWG) Thk Wall, Hard Drawn, High Conductivity | PRIMETA | PRIMARY METALS & ALLOYS | 1-7506-0381EGEX | CURRENT
000001440 | BUSBAR | Tubular, Cu, 5.8m Lg, 38.1mm (1-1/2") OD 1.63mm (16 SWG) Thk Wall, Hard Drawn, High Conductivity | GEOWEST | GEORGE WESTON & SONS | CTU38.1X16G | CURRENT
000001441 | TUBE,METALLIC | COPPER;RD CROSS SECT SHAPE;6.5 M LG; 50.8 MM (2 IN) OD;4.88 MM (6SWG) WALL THICK;FOR BUSBAR USE; | GEOWEST | GEORGE WESTON & SONS | CTU 50.84X6G | CURRENT
000001441 | TUBE,METALLIC | COPPER;RD CROSS SECT SHAPE;6.5 M LG; 50.8 MM (2 IN) OD;4.88 MM (6SWG) WALL THICK;FOR BUSBAR USE; | PRIMETA | PRIMARY METALS & ALLOYS | 1-7543 | CURRENT
000001441 | TUBE,METALLIC | COPPER;RD CROSS SECT SHAPE;6.5 M LG; 50.8 MM (2 IN) OD;4.88 MM (6SWG) WALL THICK;FOR BUSBAR USE; | PRIMETA | PRIMARY METALS & ALLOYS | 1-7542-0508 | CURRENT
000001698 | LACES,FOOTWEAR | LEATHER,FLAT;PLAIN ENDS;BLACK; 175 CM LG;BOOT LACES; | ALSAFE | ALSAFE SAFETY INDUSTRIES PTY LTD | 04389424 | PHASING
000001815 | TROUSERS,WET WEATHER. | POLYESTER;HVY DUTY; REFLECTIVE STRIP; NAVY BLUE;SIZE2XL;AS4602;PACK OF 1, PACK WEIGHT 1.1 KG; | ELLIOTT | ELLIOTTS AUSTRALIA PTY LTD | ZITNB59T1ENG2XL | PHASING
000001944 | COAT,MAN'S | DUSTCOAT STYLE;ALL COTTON;GREY; SIZE 5,(97R);ABOVE KNEE,LG SLEEVE; BUTTON CLOSURE;2 SIDE POCKETS & 1 PENCIL POCKET; | YAKKA | YAKKA | STYLE 06040 | PURCHASE AS REQUIRED
000001964 | APRON,WELDER'S. | BIB STYLE;GREY;LEATHER,CHROME; 450 MM WAIST;900 MM LG; W/TWO LARGE POCKETS; | ATOMSUPP | ATOM SUPPLY | A1 | CURRENT
000001973 | GLOVES,ELECTRICAL WORKER'S | Insulating Elastomer, 1000V AC, Class O, Size 11, 410mm Lg, Non Rolled Cuff, for Switchboard Rescue Kits | HYLEC | HYLEC PTY LTD | GLBO 41/11RC | CURRENT
000001973 | GLOVES,ELECTRICAL WORKER'S | Insulating Elastomer, 1000V AC, Class O, Size 11, 410mm Lg, Non Rolled Cuff, for Switchboard Rescue Kits | SOFRACO |  | NF EN60903 | CURRENT
000001974 | GLOVES,RUBBER | MEN'S UTILITY;SILVER LINED; SIZE 9 ;12 PER PACK; | BLKWOODS | J BLACKWOOD & SON LTD | 04431002 /3525 | CURRENT
000001974 | GLOVES,RUBBER | MEN'S UTILITY;SILVER LINED; SIZE 9 ;12 PER PACK; | ANSELL | ANSELL LTD | 3525 | CURRENT
000001991 | HELMET,SAFETY | Full Brim Style, Moulded ABS Plastic, White, Unbranded c/w TerySafe Hardness, Adj HeadBand, Adj Size, SweatBand Terry Cotton | ATOMSUPP | ATOM SUPPLY | 561202 | CURRENT
000001994 | HARNESS,HELMET,SAFETY | WEDGE IN;POLYTHENE SUSPENSION;INCL 2 TERYLENE WOVEN STRAPS;W/ADDITIONAL TERYLENE WOVEN STRAP,& FITTED W/TERRY COTTON SWEATBAND;BAG OF 10;TO SUIT HH40 | BLKWOODS | J BLACKWOOD & SON LTD | 03976801/HXHG40 | CURRENT
000001994 | HARNESS,HELMET,SAFETY | WEDGE IN;POLYTHENE SUSPENSION;INCL 2 TERYLENE WOVEN STRAPS;W/ADDITIONAL TERYLENE WOVEN STRAP,& FITTED W/TERRY COTTON SWEATBAND;BAG OF 10;TO SUIT HH40 | PROTECTR |  | HX-HG40 TUFFMASTER | CURRENT
000001999 | STRAP ASSEMBLY,CHIN | ELASTICISED TERYLENE;ADJ SIZE; FOR SAFETY HELMET; | ATOMSUPP | ATOM SUPPLY | 1436005 | CURRENT
000001999 | STRAP ASSEMBLY,CHIN | ELASTICISED TERYLENE;ADJ SIZE; FOR SAFETY HELMET; | BLKWOODS | J BLACKWOOD & SON LTD | 03977509/HXCS40 | CURRENT
000001999 | STRAP ASSEMBLY,CHIN | ELASTICISED TERYLENE;ADJ SIZE; FOR SAFETY HELMET; | PROTECTR |  | HXCS-40 | CURRENT
000002001 | GOGGLES,INDUSTRIAL | GAS WELDING TYPE;ONE PIECE,DOUBLE APERATURE;SOFT COVERALL,LIFT FRONT; GLASS FILTER LENS SHADE NO.5;W/CLEAR COVER & CHIPPING LENS;AS1337, | ATOMSUPP | ATOM SUPPLY | 90080001 | CURRENT
000002001 | GOGGLES,INDUSTRIAL | GAS WELDING TYPE;ONE PIECE,DOUBLE APERATURE;SOFT COVERALL,LIFT FRONT; GLASS FILTER LENS SHADE NO.5;W/CLEAR COVER & CHIPPING LENS;AS1337, | ATOMSUPP | ATOM SUPPLY | 454031IND | CURRENT
000002041 | BAG,TEXTILE | UNTREATED CANVAS;C/W 25 MM VELCRO SEAL; 450 MM LG X 230 MM W;TO HOLD LINEMAN'S INSULATING GLOVES;PACK OF 60,PACK WEIGHT 12 KG; | THOMBROS | THOMSON BROS IND SUPPLIERS | 02041 | CURRENT
000002045 | BAG,TOOL | CANVAS;C/W FINGER SPRING LOADED DOG CLIP ; BRASS EYELETS;WELDED NICKEL PLATED STEEL D RING;LEGEND- ENERGEX;POLE TOP STYLE BAG;PACK OF 40,PACK | THOMBROS | THOMSON BROS IND SUPPLIERS | 02045 | CURRENT
000002056 | BIT,AUGER | STEEL;SCOTCH PATTERN;14 MM DIA; 220 MM O/A LG;RD SHANK;PACK OF 1; FOR USE WITH BIT BRACE; | IRWIN |  | 20/0006-191-14 | PHASING
000002069 | BLADE,RECIPROCATING SAW | Metal, 150mm, 14 TPI (P5) | C&LTOOL | CALTCO T/A C&L TOOL CENTRE | MILWA48005782 | CURRENT
000002069 | BLADE,RECIPROCATING SAW | Metal, 150mm, 14 TPI (P5) | BOSCH | ROBERT BOSCH (AUST) PTY LTD | S922BF | CURRENT
000002069 | BLADE,RECIPROCATING SAW | Metal, 150mm, 14 TPI (P5) | ATOMSUPP | ATOM SUPPLY | 79013273 | CURRENT
000002069 | BLADE,RECIPROCATING SAW | Metal, 150mm, 14 TPI (P5) | BLKWOODS | J BLACKWOOD & SON LTD | 08125208/2608656037 | CURRENT
000002070 | BLADE,RECIPROCATING SAW | Metal, 150mm, 10 TPI (P5) | C&LTOOL | CALTCO T/A C&L TOOL CENTRE | MILWA48005712 | CURRENT
000002070 | BLADE,RECIPROCATING SAW | Metal, 150mm, 10 TPI (P5) | ATOMSUPP | ATOM SUPPLY | 79011612 | CURRENT
000002070 | BLADE,RECIPROCATING SAW | Metal, 150mm, 10 TPI (P5) | BLKWOODS | J BLACKWOOD & SON LTD | 08125293/2608656039 | CURRENT
000002070 | BLADE,RECIPROCATING SAW | Metal, 150mm, 10 TPI (P5) | BOSCH | ROBERT BOSCH (AUST) PTY LTD | S922HF | CURRENT
000002077 | BLADE,HAND HACKSAW | HSF, Shatterproof Bi-Metal, Regular Teeth 18 TPI, 300mm Lg, 0.65mm Thk, 13mm W, Pack of 1 | CNWPL | CNW PL - SLACKS CREEK | ECLHBSBBM30014 | CURRENT
000002077 | BLADE,HAND HACKSAW | HSF, Shatterproof Bi-Metal, Regular Teeth 18 TPI, 300mm Lg, 0.65mm Thk, 13mm W, Pack of 1 | ECLIPSE |  | 300.12.14 | CURRENT
000002077 | BLADE,HAND HACKSAW | HSF, Shatterproof Bi-Metal, Regular Teeth 18 TPI, 300mm Lg, 0.65mm Thk, 13mm W, Pack of 1 | C&LTOOL | CALTCO T/A C&L TOOL CENTRE | ALP300-18S | CURRENT
000002078 | BLADE,HAND HACKSAW | HSF, Flexible, Regular Teeth 32 TPI, 15mm Lg, 0.43mm Thk, 6mm W, AS1912, Box of 10 | CNWPL | CNW PL - SLACKS CREEK | HSJ71132R | CURRENT
000002078 | BLADE,HAND HACKSAW | HSF, Flexible, Regular Teeth 32 TPI, 15mm Lg, 0.43mm Thk, 6mm W, AS1912, Box of 10 | ECLIPSE |  | HSJ71132R | CURRENT
000002082 | BLADE,BOW SAW | 21 IN LG;HAND TYPE;HSS;ISO M;20 MM; PACK OF 1; | CNWPL | CNW PL - SLACKS CREEK | S5121 | CURRENT
000002082 | BLADE,BOW SAW | 21 IN LG;HAND TYPE;HSS;ISO M;20 MM; PACK OF 1; | SANDVIK |  | S5121 | CURRENT
000002082 | BLADE,BOW SAW | 21 IN LG;HAND TYPE;HSS;ISO M;20 MM; PACK OF 1; | ATOMSUPP | ATOM SUPPLY | 79914985 | CURRENT
000002089 | BLADE,JIG SAW | METAL WORKING;HSS;22 TPI; FINE CUT;2 IN LG;SEALED CARD OF 5; | C&LTOOL | CALTCO T/A C&L TOOL CENTRE | BOSAT118AF | CURRENT
000002091 | BLADE,PLUMBER'S SAW | Xylan Coated Steel, 10 TPI, 350mm Lg, Pack of 10 | ECLIPSE |  | SJR366SR | CURRENT
000002091 | BLADE,PLUMBER'S SAW | Xylan Coated Steel, 10 TPI, 350mm Lg, Pack of 10 | CNWPL | CNW PL - SLACKS CREEK | HANSAWGP-350MM | CURRENT
000002104 | BLOCK,TACKLE | SINGLE SHEAVE,SNATCH BLOCK;75 MM DIA SHEAVE;STEEL SHEAVE;HAND OPERATED; TO SUIT NATURAL OR SYNTHETIC FIBRE ROPE; 12 MM DIA ROPE;250 KG SWL;EYE BECKET; | BULIVANT | BULLIVANTS LIFTING & SAFETY SPECIALISTS | WSHB-075-SE-ENERGEX | CURRENT
000002104 | BLOCK,TACKLE | SINGLE SHEAVE,SNATCH BLOCK;75 MM DIA SHEAVE;STEEL SHEAVE;HAND OPERATED; TO SUIT NATURAL OR SYNTHETIC FIBRE ROPE; 12 MM DIA ROPE;250 KG SWL;EYE BECKET; | AMPLITUD | AMPLITUDE PTY LTD - 396777 | 139075F | CURRENT
000002105 | TOOL BOX,PORTABLE | STEEL;ENAMELLED FINISH;385 MM LG, 155 MM W,150 MM H;PACK OF 1; | REXEL | REXEL PTY LTD | REPTB100 | CURRENT
000002105 | TOOL BOX,PORTABLE | STEEL;ENAMELLED FINISH;385 MM LG, 155 MM W,150 MM H;PACK OF 1; | STANLEY |  | S92031 | CURRENT
000002105 | TOOL BOX,PORTABLE | STEEL;ENAMELLED FINISH;385 MM LG, 155 MM W,150 MM H;PACK OF 1; | GILBLODG | GILBERT LODGE AUSTRALIA | TB100 | CURRENT
000002108 | BRUSH,PAINT | FLAT;HANDYMAN,1ST QUALITY; PURE BRISTLE;TIN FERRULE;25 MM W; PACK OF 12,PACK WEGHT 350 G; | CNWPL | CNW PL - SLACKS CREEK | OB-32952 | CURRENT
000002108 | BRUSH,PAINT | FLAT;HANDYMAN,1ST QUALITY; PURE BRISTLE;TIN FERRULE;25 MM W; PACK OF 12,PACK WEGHT 350 G; | CNWPL | CNW PL - SLACKS CREEK | PBWB025 | CURRENT
000002108 | BRUSH,PAINT | FLAT;HANDYMAN,1ST QUALITY; PURE BRISTLE;TIN FERRULE;25 MM W; PACK OF 12,PACK WEGHT 350 G; | OATES |  | OB-32952 | CURRENT
000002109 | BRUSH,PAINT | FLAT;HANDYMAN,1ST QUALITY; PURE BRISTLE;TIN FERRULE;38 MM W; PACK OF 12,PACK WEIGHT 650 G; | CNWPL | CNW PL - SLACKS CREEK | OATOB32953 | CURRENT
000002109 | BRUSH,PAINT | FLAT;HANDYMAN,1ST QUALITY; PURE BRISTLE;TIN FERRULE;38 MM W; PACK OF 12,PACK WEIGHT 650 G; | CNWPL | CNW PL - SLACKS CREEK | PBWB038 | CURRENT
000002109 | BRUSH,PAINT | FLAT;HANDYMAN,1ST QUALITY; PURE BRISTLE;TIN FERRULE;38 MM W; PACK OF 12,PACK WEIGHT 650 G; | OATES |  | OB-32953 | CURRENT
000002110 | BRUSH,PAINT | FLAT;HANDYMAN,1ST QUALITY; PURE BRISTLE;TIN FERRULE;50 MM W; PACK OF 12,PACK WEIGHT 800 G; | CNWPL | CNW PL - SLACKS CREEK | OATOB32954 | CURRENT
000002110 | BRUSH,PAINT | FLAT;HANDYMAN,1ST QUALITY; PURE BRISTLE;TIN FERRULE;50 MM W; PACK OF 12,PACK WEIGHT 800 G; | CNWPL | CNW PL - SLACKS CREEK | PBWB050 | CURRENT
000002110 | BRUSH,PAINT | FLAT;HANDYMAN,1ST QUALITY; PURE BRISTLE;TIN FERRULE;50 MM W; PACK OF 12,PACK WEIGHT 800 G; | OATES |  | OB-32954 | CURRENT
000002112 | BRUSH,PAINT | FLAT;HANDYMAN,1ST QUALITY; PURE BRISTLE;TIN FERRULE;75 MM W; BOX OF 6,PACK WEIGHT 500 G; | CNWPL | CNW PL - SLACKS CREEK | OATOB32956 | CURRENT
000002112 | BRUSH,PAINT | FLAT;HANDYMAN,1ST QUALITY; PURE BRISTLE;TIN FERRULE;75 MM W; BOX OF 6,PACK WEIGHT 500 G; | CNWPL | CNW PL - SLACKS CREEK | PBWB075 | CURRENT
000002112 | BRUSH,PAINT | FLAT;HANDYMAN,1ST QUALITY; PURE BRISTLE;TIN FERRULE;75 MM W; BOX OF 6,PACK WEIGHT 500 G; | OATES |  | OB-32956 | CURRENT
000002114 | BRUSH,PAINT | FLAT;HANDYMAN,1ST QUALITY;PURE BRISTLE; TIN FERRULE;100 MM W;PACK OF 6,PACK WEIGHT 1.55 KG; | CNWPL | CNW PL - SLACKS CREEK | OATOB32957 | PHASING
000002114 | BRUSH,PAINT | FLAT;HANDYMAN,1ST QUALITY;PURE BRISTLE; TIN FERRULE;100 MM W;PACK OF 6,PACK WEIGHT 1.55 KG; | CNWPL | CNW PL - SLACKS CREEK | 164952 | PHASING
000002114 | BRUSH,PAINT | FLAT;HANDYMAN,1ST QUALITY;PURE BRISTLE; TIN FERRULE;100 MM W;PACK OF 6,PACK WEIGHT 1.55 KG; | OATES |  | OB-32957 | PHASING
000002116 | BRUSH,PAINT | FLAT;HANDYMAN,2ND QUALITY;PURE BRISTLE; TIN FERRULE;25 MM W;CARTON OF 12,PACK WEIGHT 500 G; | CNWPL | CNW PL - SLACKS CREEK | OATOB32391 | PHASING
000002116 | BRUSH,PAINT | FLAT;HANDYMAN,2ND QUALITY;PURE BRISTLE; TIN FERRULE;25 MM W;CARTON OF 12,PACK WEIGHT 500 G; | CNWPL | CNW PL - SLACKS CREEK | 164943 | PHASING
000002116 | BRUSH,PAINT | FLAT;HANDYMAN,2ND QUALITY;PURE BRISTLE; TIN FERRULE;25 MM W;CARTON OF 12,PACK WEIGHT 500 G; | OATES |  | OB-32391 | PHASING
000002118 | BRUSH,PAINT | FLAT;HANDYMAN,2ND QUALITY; PURE BRISTLE;TIN FERRULE;50 MM W; CARTON OF 12,PACK WEIGHT 1 KG; | CNWPL | CNW PL - SLACKS CREEK | OATOB32393 | PHASING
000002118 | BRUSH,PAINT | FLAT;HANDYMAN,2ND QUALITY; PURE BRISTLE;TIN FERRULE;50 MM W; CARTON OF 12,PACK WEIGHT 1 KG; | CNWPL | CNW PL - SLACKS CREEK | 164944 | PHASING
000002118 | BRUSH,PAINT | FLAT;HANDYMAN,2ND QUALITY; PURE BRISTLE;TIN FERRULE;50 MM W; CARTON OF 12,PACK WEIGHT 1 KG; | OATES |  | OB-32393 | PHASING
000002119 | BRUSH,PAINT | FLAT;HANDYMAN,2ND QUALITY; PURE BRISTLE;TIN FERRULE;63 MM W; CARTON OF12,PACK WEIGHT 700 G; | C&LTOOL | CALTCO T/A C&L TOOL CENTRE | UNIPROPCR63 | CURRENT
000002119 | BRUSH,PAINT | FLAT;HANDYMAN,2ND QUALITY; PURE BRISTLE;TIN FERRULE;63 MM W; CARTON OF12,PACK WEIGHT 700 G; | HANLEY | HANLEY INDUSTRIAL ENTERPRISES 459057 | RI63363 | CURRENT
000002120 | BRUSH,PAINT | FLAT;HANDYMAN,2ND QUALITY; PURE BRISTLE;TIN FERRULE;75 MM W; BOX OF 12,PACK WEIGHT 1 KG; | CNWPL | CNW PL - SLACKS CREEK | OATOB32394 | PHASING
000002120 | BRUSH,PAINT | FLAT;HANDYMAN,2ND QUALITY; PURE BRISTLE;TIN FERRULE;75 MM W; BOX OF 12,PACK WEIGHT 1 KG; | CNWPL | CNW PL - SLACKS CREEK | 164949 | PHASING
000002120 | BRUSH,PAINT | FLAT;HANDYMAN,2ND QUALITY; PURE BRISTLE;TIN FERRULE;75 MM W; BOX OF 12,PACK WEIGHT 1 KG; | OATES |  | OB-32394 | PHASING
000002126 | BRUSH,WIRE,SCRATCH | STAINLESS STEEL;4 ROWS W;18 ROWS LG; RECT ROCKER FACE;CURVED HANDLE; 12 IN LG;BOX OF 100,10 PER PACK; | CNWPL | CNW PL - SLACKS CREEK | WIREBRSSWH4 | CURRENT
000002126 | BRUSH,WIRE,SCRATCH | STAINLESS STEEL;4 ROWS W;18 ROWS LG; RECT ROCKER FACE;CURVED HANDLE; 12 IN LG;BOX OF 100,10 PER PACK; | CNWPL | CNW PL - SLACKS CREEK | OATB-14016 | CURRENT
000002126 | BRUSH,WIRE,SCRATCH | STAINLESS STEEL;4 ROWS W;18 ROWS LG; RECT ROCKER FACE;CURVED HANDLE; 12 IN LG;BOX OF 100,10 PER PACK; | SWANBRSH |  | 325207 | CURRENT
000002127 | BRUSH,FILE CLEANER | STEEL WIRE;4 IN LG,2 IN W BRUSH; SIZE;7-1/2 IN LG;BOX OF 1; | STATEWD | STATEWIDE FSTNERS & ENG SPLS PL | BFC | CURRENT
000002127 | BRUSH,FILE CLEANER | STEEL WIRE;4 IN LG,2 IN W BRUSH; SIZE;7-1/2 IN LG;BOX OF 1; | CNWPL | CNW PL - SLACKS CREEK | FILECARD | CURRENT
000002133 | BRAID,WIRE | FLAT;COPPER;TINNED;25.4 MM W,3 MM THK; 200 AMP;100 M LG ROLL;USED FOR EARTHING STRAP; | BAMBACH | BAMBACH WIRES & CABLES PTY LTD | 28120 | CURRENT
000002142 | DIE,CRIMPING TOOL | STEEL;HEX;25 MM AF;FOR ALUMINIUM BASED SLEEVES;U/W UTILUX COMPRESSION TOOL NO.38 OR EQUIV; PACK OF 1,PACK WEIGHT 0.015 KG; | TEN | THE ENERGY NETWORK | K12-25.0-AL | CURRENT
000002142 | DIE,CRIMPING TOOL | STEEL;HEX;25 MM AF;FOR ALUMINIUM BASED SLEEVES;U/W UTILUX COMPRESSION TOOL NO.38 OR EQUIV; PACK OF 1,PACK WEIGHT 0.015 KG; | UTILUX |  | 38-250AL | CURRENT
000002143 | DIE,CRIMPING TOOL | STEEL;HEX;28.4 MM AF;FOR ALUMINIUM BASED COMPRESSION FITTINGS;U/W UTILUX COMPRESSION TOOL NO.38A OR EQUIV; PACK OF 1,PACK WEIGHT 0.015 KG; | SPECFORC | SPECIALISED FORCE | 12T-28.4AFAL | CURRENT
000002143 | DIE,CRIMPING TOOL | STEEL;HEX;28.4 MM AF;FOR ALUMINIUM BASED COMPRESSION FITTINGS;U/W UTILUX COMPRESSION TOOL NO.38A OR EQUIV; PACK OF 1,PACK WEIGHT 0.015 KG; | PLP AUST | PREFORMED LINE PRODUCTS (AUST) | EPCDA28.4AF | CURRENT
000002143 | DIE,CRIMPING TOOL | STEEL;HEX;28.4 MM AF;FOR ALUMINIUM BASED COMPRESSION FITTINGS;U/W UTILUX COMPRESSION TOOL NO.38A OR EQUIV; PACK OF 1,PACK WEIGHT 0.015 KG; | TECONN | TE CONNECTIVITY LTD | 38-284AL/1 | CURRENT
000002144 | DIE,CRIMPING TOOL | STEEL;HEX;11.5 MM AF;TO SUIT 70 SQ MM COPPER CRIMP LUGS;U/W UTILUX COMPRESSION TOOL NO.38A OR EQUIV; PACK OF 1,PACK WEIGHT 0.26 KG; | LEGEND | LEGEND POWER SYSTEMS | HT130-C-70 | CURRENT
000002144 | DIE,CRIMPING TOOL | STEEL;HEX;11.5 MM AF;TO SUIT 70 SQ MM COPPER CRIMP LUGS;U/W UTILUX COMPRESSION TOOL NO.38A OR EQUIV; PACK OF 1,PACK WEIGHT 0.26 KG; | TECONN | TE CONNECTIVITY LTD | 38-115CU/1 | CURRENT
000002144 | DIE,CRIMPING TOOL | STEEL;HEX;11.5 MM AF;TO SUIT 70 SQ MM COPPER CRIMP LUGS;U/W UTILUX COMPRESSION TOOL NO.38A OR EQUIV; PACK OF 1,PACK WEIGHT 0.26 KG; | CABLACES | CABLACES | HT130-C-70 | CURRENT
000002145 | DIE,CRIMPING TOOL | STEEL;HEX;14.2 MM AF;TO SUIT 95 SQ MM COPPER CRIMP LUGS;U/W UTILUX COMPRESSION TOOL NO.38A OR EQUIV; PACK OF 1,PACK WEIGHT 0.25 KG; | TEN | THE ENERGY NETWORK | K12-14.2-CU | CURRENT
000002145 | DIE,CRIMPING TOOL | STEEL;HEX;14.2 MM AF;TO SUIT 95 SQ MM COPPER CRIMP LUGS;U/W UTILUX COMPRESSION TOOL NO.38A OR EQUIV; PACK OF 1,PACK WEIGHT 0.25 KG; | LEGEND | LEGEND POWER SYSTEMS | HT130-C-95 | CURRENT
000002145 | DIE,CRIMPING TOOL | STEEL;HEX;14.2 MM AF;TO SUIT 95 SQ MM COPPER CRIMP LUGS;U/W UTILUX COMPRESSION TOOL NO.38A OR EQUIV; PACK OF 1,PACK WEIGHT 0.25 KG; | TECONN | TE CONNECTIVITY LTD | 38-142CU/1 | CURRENT
000002145 | DIE,CRIMPING TOOL | STEEL;HEX;14.2 MM AF;TO SUIT 95 SQ MM COPPER CRIMP LUGS;U/W UTILUX COMPRESSION TOOL NO.38A OR EQUIV; PACK OF 1,PACK WEIGHT 0.25 KG; | CABLACES | CABLACES | HT130-C-95 | CURRENT
000002146 | DIE,CRIMPING TOOL | STEEL;HEX;16.5 MM AF;TO SUIT 120 SQ MM COPPER COMPRESSION LUGS;U/W UTILUX COMPRESSION TOOL NO.38A OR EQUIV;PACK OF 1,PACK WEIGHT 0.23 KG;SC6265 FOR LUG; | TEN | THE ENERGY NETWORK | K12-16.5-CU | CURRENT
000002146 | DIE,CRIMPING TOOL | STEEL;HEX;16.5 MM AF;TO SUIT 120 SQ MM COPPER COMPRESSION LUGS;U/W UTILUX COMPRESSION TOOL NO.38A OR EQUIV;PACK OF 1,PACK WEIGHT 0.23 KG;SC6265 FOR LUG; | LEGEND | LEGEND POWER SYSTEMS | HT130-C-120 | CURRENT
000002146 | DIE,CRIMPING TOOL | STEEL;HEX;16.5 MM AF;TO SUIT 120 SQ MM COPPER COMPRESSION LUGS;U/W UTILUX COMPRESSION TOOL NO.38A OR EQUIV;PACK OF 1,PACK WEIGHT 0.23 KG;SC6265 FOR LUG; | CABLACES | CABLACES | HT130-C-120 | CURRENT
000002148 | DIE,CRIMPING TOOL | STEEL;HEX;20.0 MM AF;TO SUIT 185 SQ MM COPPER COMPRESSION LUGS;U/WCABAC COMPRESSION TOOL;PACK OF 1,PACK WEIGHT 0.017 KG; | PLP AUST | PREFORMED LINE PRODUCTS (AUST) | EPCDA-20.1AF | CURRENT
000002148 | DIE,CRIMPING TOOL | STEEL;HEX;20.0 MM AF;TO SUIT 185 SQ MM COPPER COMPRESSION LUGS;U/WCABAC COMPRESSION TOOL;PACK OF 1,PACK WEIGHT 0.017 KG; | TECONN | TE CONNECTIVITY LTD | 38-200CU/1 | CURRENT
000002150 | DIE,CRIMPING TOOL | STEEL;INDENT;TO SUIT 120 SQ MM SOLID ALUMINIUM SECTOR CRIMP LUG;U/W UTILUX COMPRESSION TOOL NO.38 OR EQUIV;REFER STOCK CODE 02151 FOR ASSOCIATE PART; | LEGEND | LEGEND POWER SYSTEMS | HT130-A16INDENT | CURRENT
000002150 | DIE,CRIMPING TOOL | STEEL;INDENT;TO SUIT 120 SQ MM SOLID ALUMINIUM SECTOR CRIMP LUG;U/W UTILUX COMPRESSION TOOL NO.38 OR EQUIV;REFER STOCK CODE 02151 FOR ASSOCIATE PART; | TEN | THE ENERGY NETWORK | K12-A-INDENT-16 | CURRENT
000002150 | DIE,CRIMPING TOOL | STEEL;INDENT;TO SUIT 120 SQ MM SOLID ALUMINIUM SECTOR CRIMP LUG;U/W UTILUX COMPRESSION TOOL NO.38 OR EQUIV;REFER STOCK CODE 02151 FOR ASSOCIATE PART; | CABLACES | CABLACES | HT130-A16 INDENT | CURRENT
000002151 | DIE,CRIMPING TOOL | STEEL;INDENT NEST;TO SUIT INDENT DIE RANGE OF 70 TO 185 SQ MM OF SOLID ALUMINIUM SECTOR CONDUCTOR 3 CORE CABLE;U/W UTILUX COMPRESSION TOOL NO.38A | LEGEND | LEGEND POWER SYSTEMS | HT130-A12NEST | CURRENT
000002151 | DIE,CRIMPING TOOL | STEEL;INDENT NEST;TO SUIT INDENT DIE RANGE OF 70 TO 185 SQ MM OF SOLID ALUMINIUM SECTOR CONDUCTOR 3 CORE CABLE;U/W UTILUX COMPRESSION TOOL NO.38A | CABLACES | CABLACES | HT130-A12NEST | CURRENT
000002184 | DRILL,TWIST | HSS;JOBBER SERIES;5/8 IN;C/W 1/2 IN SHANK;PACK OF 1; | ATOMSUPP | ATOM SUPPLY | 2824004 | CURRENT
000002184 | DRILL,TWIST | HSS;JOBBER SERIES;5/8 IN;C/W 1/2 IN SHANK;PACK OF 1; | P&NWILT | P&N WILT | DHSRS58 | CURRENT
000002187 | DRILL,TWIST | HSS;JOBBER SERIES;STRAIGHT SHANK; 10 MM DIA;PACK OF 1; | C&LTOOL | CALTCO T/A C&L TOOL CENTRE | SUTD1051000 | CURRENT
000002187 | DRILL,TWIST | HSS;JOBBER SERIES;STRAIGHT SHANK; 10 MM DIA;PACK OF 1; | CNWPL | CNW PL - SLACKS CREEK | AMPD1051000 | CURRENT
000002187 | DRILL,TWIST | HSS;JOBBER SERIES;STRAIGHT SHANK; 10 MM DIA;PACK OF 1; | CNWPL | CNW PL - SLACKS CREEK | AMP105B03937 | CURRENT
000002187 | DRILL,TWIST | HSS;JOBBER SERIES;STRAIGHT SHANK; 10 MM DIA;PACK OF 1; | P&NWILT | P&N WILT | DHSM10 | CURRENT
000002187 | DRILL,TWIST | HSS;JOBBER SERIES;STRAIGHT SHANK; 10 MM DIA;PACK OF 1; | ATOMSUPP | ATOM SUPPLY | 2829010 | CURRENT
000002250 | DRILL,MASONRY,ROTARY DRIVEN | HARD CARBIDE TIPPED;SPIRAL FLUTES; 5.0 MM DIA;85 MM O/A LG;RD STRAIGHT; 4.3 MM DIA SHANK;PACK OF 1; | BLKWOOD | J BLACKWOOD & SON LTD | 07163403 | CURRENT
000002250 | DRILL,MASONRY,ROTARY DRIVEN | HARD CARBIDE TIPPED;SPIRAL FLUTES; 5.0 MM DIA;85 MM O/A LG;RD STRAIGHT; 4.3 MM DIA SHANK;PACK OF 1; | CNWPL | CNW PL - SLACKS CREEK | AMP140H00050V | CURRENT
000002250 | DRILL,MASONRY,ROTARY DRIVEN | HARD CARBIDE TIPPED;SPIRAL FLUTES; 5.0 MM DIA;85 MM O/A LG;RD STRAIGHT; 4.3 MM DIA SHANK;PACK OF 1; | P&NWILT | P&N WILT | 140H00050V | CURRENT
000002251 | DRILL,MASONRY,ROTARY DRIVEN | HARD CARBIDE TIPPED;SPIRAL FLUTES; 5.5 MM (7/32 IN) DIA;85 MM O/A LG; RD STRAIGHT;5.0 MM DIA SHANK;PACK OF 1; | CNWPL | CNW PL - SLACKS CREEK | D6000550 | CURRENT
000002251 | DRILL,MASONRY,ROTARY DRIVEN | HARD CARBIDE TIPPED;SPIRAL FLUTES; 5.5 MM (7/32 IN) DIA;85 MM O/A LG; RD STRAIGHT;5.0 MM DIA SHANK;PACK OF 1; | CNWPL | CNW PL - SLACKS CREEK | AMP140H00055 | CURRENT
000002251 | DRILL,MASONRY,ROTARY DRIVEN | HARD CARBIDE TIPPED;SPIRAL FLUTES; 5.5 MM (7/32 IN) DIA;85 MM O/A LG; RD STRAIGHT;5.0 MM DIA SHANK;PACK OF 1; | P&NWILT | P&N WILT | 140H00055V | CURRENT
000002252 | DRILL,MASONRY,ROTARY DRIVEN | HARD CARBIDE TIPPED;SPIRAL FLUTES; 6.5 MM (1/4 IN) DIA;100 MM O/A LG; RD STRAIGHT;6.0 MM DIA SHANK;PACK OF 1; | BLKWOOD | J BLACKWOOD & SON LTD | 07163607 | CURRENT
000002252 | DRILL,MASONRY,ROTARY DRIVEN | HARD CARBIDE TIPPED;SPIRAL FLUTES; 6.5 MM (1/4 IN) DIA;100 MM O/A LG; RD STRAIGHT;6.0 MM DIA SHANK;PACK OF 1; | CNWPL | CNW PL - SLACKS CREEK | AMP140H00065 | CURRENT
000002252 | DRILL,MASONRY,ROTARY DRIVEN | HARD CARBIDE TIPPED;SPIRAL FLUTES; 6.5 MM (1/4 IN) DIA;100 MM O/A LG; RD STRAIGHT;6.0 MM DIA SHANK;PACK OF 1; | P&NWILT | P&N WILT | 140H00065V | CURRENT
000002253 | DRILL,MASONRY,ROTARY DRIVEN | HARD CARBIDE TIPPED;SPIRAL FLUTES; 8 MM (5/16 IN) DIA;120 MM O/A LG; RD STRAIGHT;7.2 MM DIA SHANK;PACK OF 1; | CNWPL | CNW PL - SLACKS CREEK | AMPDM8120 | CURRENT
000002253 | DRILL,MASONRY,ROTARY DRIVEN | HARD CARBIDE TIPPED;SPIRAL FLUTES; 8 MM (5/16 IN) DIA;120 MM O/A LG; RD STRAIGHT;7.2 MM DIA SHANK;PACK OF 1; | P&NWILT | P&N WILT | DM8120 | CURRENT
000002253 | DRILL,MASONRY,ROTARY DRIVEN | HARD CARBIDE TIPPED;SPIRAL FLUTES; 8 MM (5/16 IN) DIA;120 MM O/A LG; RD STRAIGHT;7.2 MM DIA SHANK;PACK OF 1; | C&LTOOL | CALTCO T/A C&L TOOL CENTRE | D6000800 | CURRENT
000002254 | DRILL,MASONRY,ROTARY DRIVEN | HARD CARBIDE TIPPED;SPIRAL FLUTES; 10 MM (3/8 IN) DIA;120 MM O/A LG; RD STRAIGHT;8.0 MM DIA SHANK;PACK OF 1; | BLKWOOD | J BLACKWOOD & SON LTD | 07164004 | CURRENT
000002254 | DRILL,MASONRY,ROTARY DRIVEN | HARD CARBIDE TIPPED;SPIRAL FLUTES; 10 MM (3/8 IN) DIA;120 MM O/A LG; RD STRAIGHT;8.0 MM DIA SHANK;PACK OF 1; | BLKWOODS | J BLACKWOOD & SON LTD | 07164004/D6001000 | CURRENT
000002254 | DRILL,MASONRY,ROTARY DRIVEN | HARD CARBIDE TIPPED;SPIRAL FLUTES; 10 MM (3/8 IN) DIA;120 MM O/A LG; RD STRAIGHT;8.0 MM DIA SHANK;PACK OF 1; | P&NWILT | P&N WILT | DM10120 | CURRENT
000002271 | FILE,HAND | ENGINEER'S;FLAT;BASTARD;200 MM LG; BOX OF 10; | KEYLINE | KEY-LINE DISTRIBUTORS PTY LTD | PFERD 903566 | PURCHASE AS REQUIRED
000002271 | FILE,HAND | ENGINEER'S;FLAT;BASTARD;200 MM LG; BOX OF 10; | NICHOLSN |  | FILE HAND | PURCHASE AS REQUIRED
000002272 | FILE,HAND | ENGINEER'S;FLAT;BASTARD;250 MM LG; BOX OF 10; | CNWPL | CNW PL - SLACKS CREEK | EDP11010 | CURRENT
000002272 | FILE,HAND | ENGINEER'S;FLAT;BASTARD;250 MM LG; BOX OF 10; | HAYMANS | HAYMANS ELECTRICAL | TDN10FL01BU | CURRENT
000002272 | FILE,HAND | ENGINEER'S;FLAT;BASTARD;250 MM LG; BOX OF 10; | CNWPL | CNW PL - SLACKS CREEK | NIC03665N | CURRENT
000002273 | FILE,HAND | ENGINEER'S;FLAT;BASTARD;300 MM LG; BOX OF 5; | HAYMANS | HAYMANS ELECTRICAL | TDN12FL01BU | CURRENT
000002273 | FILE,HAND | ENGINEER'S;FLAT;BASTARD;300 MM LG; BOX OF 5; | CNWPL | CNW PL - SLACKS CREEK | NIC03764N | CURRENT
000002273 | FILE,HAND | ENGINEER'S;FLAT;BASTARD;300 MM LG; BOX OF 5; | KEYLINE | KEY-LINE DISTRIBUTORS PTY LTD | PFERD 903764 | CURRENT
000002275 | FILE,HAND | ENGINEER'S;FLAT;SECOND CUT; 250 MM LG;BOX OF 10; | CNWPL | CNW PL - SLACKS CREEK | CRE903699C | CURRENT
000002275 | FILE,HAND | ENGINEER'S;FLAT;SECOND CUT; 250 MM LG;BOX OF 10; | KEYLINE | KEY-LINE DISTRIBUTORS PTY LTD | PFERD 903698 | CURRENT
000002277 | FILE,HAND | ENGINEER'S;FLAT;SMOOTH; 150 MM LG;BOX OF 5; | CNWPL | CNW PL - SLACKS CREEK | 03533N | CURRENT
000002277 | FILE,HAND | ENGINEER'S;FLAT;SMOOTH; 150 MM LG;BOX OF 5; | CNWPL | CNW PL - SLACKS CREEK | NICN903533 | CURRENT
000002277 | FILE,HAND | ENGINEER'S;FLAT;SMOOTH; 150 MM LG;BOX OF 5; | NICHOLSN |  | N903533 | CURRENT
000002277 | FILE,HAND | ENGINEER'S;FLAT;SMOOTH; 150 MM LG;BOX OF 5; | REXEL | REXEL PTY LTD | 03533NN | CURRENT
000002278 | FILE,HAND | ENGINEER'S;FLAT;SMOOTH; 200 MM LG;BOX OF 10; | KEYLINE | KEY-LINE DISTRIBUTORS PTY LTD | PFERD 903632 | CURRENT
000002279 | FILE,HAND | ENGINEER'S;FLAT;SMOOTH; 250 MM LG;BOX OF 10; | CNWPL | CNW PL - SLACKS CREEK | NIC03731N | CURRENT
000002279 | FILE,HAND | ENGINEER'S;FLAT;SMOOTH; 250 MM LG;BOX OF 10; | KEYLINE | KEY-LINE DISTRIBUTORS PTY LTD | PFERD 903731 | CURRENT
000002279 | FILE,HAND | ENGINEER'S;FLAT;SMOOTH; 250 MM LG;BOX OF 10; | REXEL | REXEL PTY LTD | NIC03731NN | CURRENT
000002280 | FILE,HAND | ENGINEER'S;FLAT;SMOOTH; 300 MM LG;BOX OF 5; | HAYMANS | HAYMANS ELECTRICAL | TDN12FL03BU | CURRENT
000002280 | FILE,HAND | ENGINEER'S;FLAT;SMOOTH; 300 MM LG;BOX OF 5; | CNWPL | CNW PL - SLACKS CREEK | NIC03830N | CURRENT
000002280 | FILE,HAND | ENGINEER'S;FLAT;SMOOTH; 300 MM LG;BOX OF 5; | KEYLINE | KEY-LINE DISTRIBUTORS PTY LTD | PFERD 903830 | CURRENT
000002282 | FILE,HAND | ENGINEER'S;RD;BASTARD; 150 MM LG;6 MM DIA;BOX OF 10; | HAYMANS | HAYMANS ELECTRICAL | TDN06RD01BU | CURRENT
000002282 | FILE,HAND | ENGINEER'S;RD;BASTARD; 150 MM LG;6 MM DIA;BOX OF 10; | CNWPL | CNW PL - SLACKS CREEK | NIC11716 | CURRENT
000002283 | FILE,HAND | ENGINEER'S;RD;BASTARD; 200 MM LG;8 MM DIA;BOX OF 10; | CNWPL | CNW PL - SLACKS CREEK | NIC11904 | CURRENT
000002283 | FILE,HAND | ENGINEER'S;RD;BASTARD; 200 MM LG;8 MM DIA;BOX OF 10; | KEYLINE | KEY-LINE DISTRIBUTORS PTY LTD | PFERD 911904 | CURRENT
000002284 | FILE,HAND | ENGINEER'S;RD;BASTARD; 250 MM LG;10 MM DIA;BOX OF 10; | CNWPL | CNW PL - SLACKS CREEK | NIC12019 | CURRENT
000002284 | FILE,HAND | ENGINEER'S;RD;BASTARD; 250 MM LG;10 MM DIA;BOX OF 10; | KEYLINE | KEY-LINE DISTRIBUTORS PTY LTD | PFERD 912019 | CURRENT
000002285 | FILE,HAND | ENGINEER'S;RD;BASTARD; 300 MM LG;12 MM DIA;BOX OF 5; | HAYMANS | HAYMANS ELECTRICAL | TDN12RD01BU | CURRENT
000002285 | FILE,HAND | ENGINEER'S;RD;BASTARD; 300 MM LG;12 MM DIA;BOX OF 5; | CNWPL | CNW PL - SLACKS CREEK | NIC12134 | CURRENT
000002285 | FILE,HAND | ENGINEER'S;RD;BASTARD; 300 MM LG;12 MM DIA;BOX OF 5; | KEYLINE | KEY-LINE DISTRIBUTORS PTY LTD | PFERD 912134 | CURRENT
000002288 | FILE,HAND | ENGINEER'S;HALF RD;BASTARD; 150 MM LG,(6 IN);BOX OF 10; | CNWPL | CNW PL - SLACKS CREEK | NIC04795NN | PURCHASE AS REQUIRED
000002288 | FILE,HAND | ENGINEER'S;HALF RD;BASTARD; 150 MM LG,(6 IN);BOX OF 10; | KEYLINE | KEY-LINE DISTRIBUTORS PTY LTD | PFERD 904795 | PURCHASE AS REQUIRED
000002289 | FILE,HAND | ENGINEER'S;HALF RD;BASTARD; 200 MM LG; BOX OF 10; | CNWPL | CNW PL - SLACKS CREEK | NIC04896NN | CURRENT
000002289 | FILE,HAND | ENGINEER'S;HALF RD;BASTARD; 200 MM LG; BOX OF 10; | KEYLINE | KEY-LINE DISTRIBUTORS PTY LTD | PFERD 904896 | CURRENT
000002290 | FILE,HAND | ENGINEER'S;HALF RD;BASTARD; 250 MM LG;BOX OF 10; | HAYMANS | HAYMANS ELECTRICAL | 10HR01BU | CURRENT
000002290 | FILE,HAND | ENGINEER'S;HALF RD;BASTARD; 250 MM LG;BOX OF 10; | CNWPL | CNW PL - SLACKS CREEK | NIC04995N | CURRENT
000002290 | FILE,HAND | ENGINEER'S;HALF RD;BASTARD; 250 MM LG;BOX OF 10; | KEYLINE | KEY-LINE DISTRIBUTORS PTY LTD | PFERD 904995 | CURRENT
000002290 | FILE,HAND | ENGINEER'S;HALF RD;BASTARD; 250 MM LG;BOX OF 10; | P&NWILT | P&N WILT | 250 MM LG | CURRENT
000002291 | FILE,HAND | ENGINEER'S;HALF RD;BASTARD; 300 MM LG;BOX OF 5; | CNWPL | CNW PL - SLACKS CREEK | NIC105094N | CURRENT
000002291 | FILE,HAND | ENGINEER'S;HALF RD;BASTARD; 300 MM LG;BOX OF 5; | KEYLINE | KEY-LINE DISTRIBUTORS PTY LTD | PFERD 905094 | CURRENT
000002297 | RASP,HAND | WOOD;HALF RD;BASTARD CUT; 300 MM LG;BOX OF 6; | HAYMANS | HAYMANS ELECTRICAL | RSC161-1498 | PHASING
000002297 | RASP,HAND | WOOD;HALF RD;BASTARD CUT; 300 MM LG;BOX OF 6; | REXEL | REXEL PTY LTD | NIC919461AU | PHASING
000002297 | RASP,HAND | WOOD;HALF RD;BASTARD CUT; 300 MM LG;BOX OF 6; | HAYMANS | HAYMANS ELECTRICAL | REE914225 | PHASING
000002297 | RASP,HAND | WOOD;HALF RD;BASTARD CUT; 300 MM LG;BOX OF 6; | NICHOLSN |  | NN914225 | PHASING
000002305 | FILE,HAND | SAW;TRIANGULAR SLIM TAPER; 100 MM LG;BOX OF 10; | HAYMANS | HAYMANS ELECTRICAL | TDN04ST02CD | CURRENT
000002305 | FILE,HAND | SAW;TRIANGULAR SLIM TAPER; 100 MM LG;BOX OF 10; | CNWPL | CNW PL - SLACKS CREEK | NIC14106M | CURRENT
000002305 | FILE,HAND | SAW;TRIANGULAR SLIM TAPER; 100 MM LG;BOX OF 10; | HAYMANS | HAYMANS ELECTRICAL | TDN04ST02BU | CURRENT
000002305 | FILE,HAND | SAW;TRIANGULAR SLIM TAPER; 100 MM LG;BOX OF 10; | KEYLINE | KEY-LINE DISTRIBUTORS PTY LTD | PFERD 914106 | CURRENT
000002306 | FILE,HAND | SAW;TRIANGULAR SLIM TAPER; 125 MM LG;BOX OF 10; | CNWPL | CNW PL - SLACKS CREEK | NIC14162M | CURRENT
000002306 | FILE,HAND | SAW;TRIANGULAR SLIM TAPER; 125 MM LG;BOX OF 10; | KEYLINE | KEY-LINE DISTRIBUTORS PTY LTD | PFERD 914162 | CURRENT
000002307 | FILE,HAND | SAW;TRIANGULAR SLIM TAPER; 150 MM LG;BOX OF 10; | HAYMANS | HAYMANS ELECTRICAL | TDN06STR02BU | CURRENT
000002307 | FILE,HAND | SAW;TRIANGULAR SLIM TAPER; 150 MM LG;BOX OF 10; | CNWPL | CNW PL - SLACKS CREEK | NIC14224M | CURRENT
000002307 | FILE,HAND | SAW;TRIANGULAR SLIM TAPER; 150 MM LG;BOX OF 10; | KEYLINE | KEY-LINE DISTRIBUTORS PTY LTD | PFERD 914224 | CURRENT
000002308 | FILE,HAND | SAW;TRIANGULAR SLIM TAPER; 175 MM LG;BOX OF 10; | HAYMANS | HAYMANS ELECTRICAL | PFE11402182 | CURRENT
000002308 | FILE,HAND | SAW;TRIANGULAR SLIM TAPER; 175 MM LG;BOX OF 10; | CNWPL | CNW PL - SLACKS CREEK | NIC14225M | CURRENT
000002311 | FILE,HAND | ENGINEER'S;WARDING;BASTARD; 100 MM LG;BOX OF 12; | NICHOLSN |  | N916507 | CURRENT
000002313 | FILE,HAND | ENGINEER'S;WARDING;BASTARD; 150 MM LG;BOX OF 12; | CNWPL | CNW PL - SLACKS CREEK | NIC16663 | CURRENT
000002313 | FILE,HAND | ENGINEER'S;WARDING;BASTARD; 150 MM LG;BOX OF 12; | NICHOLSN |  | N916663 | CURRENT
000002313 | FILE,HAND | ENGINEER'S;WARDING;BASTARD; 150 MM LG;BOX OF 12; | REXEL | REXEL PTY LTD | NIC916664C | CURRENT
000002314 | FILE,HAND | ENGINEER'S;WARDING;BASTARD; 200 MM LG;BOX OF 12; | CNWPL | CNW PL - SLACKS CREEK | NIC16761N | PURCHASE AS REQUIRED
000002314 | FILE,HAND | ENGINEER'S;WARDING;BASTARD; 200 MM LG;BOX OF 12; | NICHOLSN |  | N916761 | PURCHASE AS REQUIRED
000002315 | FILE,HAND | ENGINEER'S;WARDING;SMOOTH; 150 MM LG;BOX OF 12; | CNWPL | CNW PL - SLACKS CREEK | NIC16729 | CURRENT
000002315 | FILE,HAND | ENGINEER'S;WARDING;SMOOTH; 150 MM LG;BOX OF 12; | NICHOLSN |  | N916729 | CURRENT
000002315 | FILE,HAND | ENGINEER'S;WARDING;SMOOTH; 150 MM LG;BOX OF 12; | REXEL | REXEL PTY LTD | NIC16729NN | CURRENT
000002316 | FILE,HAND | CHAIN SAW;RD;BLUNT;200 MM LG; 4 MM DIA;BOX OF 6; | ATOMSUPP | ATOM SUPPLY | 2851003 | CURRENT
000002316 | FILE,HAND | CHAIN SAW;RD;BLUNT;200 MM LG; 4 MM DIA;BOX OF 6; | CNWPL | CNW PL - SLACKS CREEK | NIC02228B | CURRENT
000002316 | FILE,HAND | CHAIN SAW;RD;BLUNT;200 MM LG; 4 MM DIA;BOX OF 6; | KEYLINE | KEY-LINE DISTRIBUTORS PTY LTD | PFERD PF4 | CURRENT
000002316 | FILE,HAND | CHAIN SAW;RD;BLUNT;200 MM LG; 4 MM DIA;BOX OF 6; | ATOMSUPP | ATOM SUPPLY | 201573 | CURRENT
000002317 | FILE,HAND | CHAIN SAW;RD;BLUNT;200 MM LG; 4.7 MM OR 4.8 MM DIA ARE ACCEPTABLE; BOX OF 10; | ATOMSUPP | ATOM SUPPLY | 2851004 | CURRENT
000002317 | FILE,HAND | CHAIN SAW;RD;BLUNT;200 MM LG; 4.7 MM OR 4.8 MM DIA ARE ACCEPTABLE; BOX OF 10; | CNWPL | CNW PL - SLACKS CREEK | NIC02229B | CURRENT
000002317 | FILE,HAND | CHAIN SAW;RD;BLUNT;200 MM LG; 4.7 MM OR 4.8 MM DIA ARE ACCEPTABLE; BOX OF 10; | KEYLINE | KEY-LINE DISTRIBUTORS PTY LTD | PFERD PF47 | CURRENT
000002318 | FILE,HAND | Chain Saw File, Round, Blunt, 200mm Lg, 5.5mm Dia, Pack of 6 | ATOMSUPP | ATOM SUPPLY | 11022203 | CURRENT
000002318 | FILE,HAND | Chain Saw File, Round, Blunt, 200mm Lg, 5.5mm Dia, Pack of 6 | ATOMSUPP | ATOM SUPPLY | 2851005 | CURRENT
000002318 | FILE,HAND | Chain Saw File, Round, Blunt, 200mm Lg, 5.5mm Dia, Pack of 6 | CNWPL | CNW PL - SLACKS CREEK | NIC02230B | CURRENT
000002318 | FILE,HAND | Chain Saw File, Round, Blunt, 200mm Lg, 5.5mm Dia, Pack of 6 | KEYLINE | KEY-LINE DISTRIBUTORS PTY LTD | PFERD PF55 | CURRENT
000002320 | FILE,HAND | ENGINEER'S;MILLSAW,1 RD EDGE;BASTARD; 250 MM LG;BOX OF 12; | CNWPL | CNW PL - SLACKS CREEK | NICT09179 | PURCHASE AS REQUIRED
000002320 | FILE,HAND | ENGINEER'S;MILLSAW,1 RD EDGE;BASTARD; 250 MM LG;BOX OF 12; | NICHOLSN |  | N909179 | PURCHASE AS REQUIRED
000002321 | FILE,HAND | ENGINEER'S;MILLSAW,1 RD EDGE;BASTARD; 300 MM LG;BOX OF 6; | CNWPL | CNW PL - SLACKS CREEK | NICT09227 | CURRENT
000002321 | FILE,HAND | ENGINEER'S;MILLSAW,1 RD EDGE;BASTARD; 300 MM LG;BOX OF 6; | NICHOLSN |  | N909227 | CURRENT
000002322 | FILE,HAND | ENGINEER'S;MILLSAW,FLAT SECOND CUT;250 MM LG;BOX OF10; | HAYMANS | HAYMANS ELECTRICAL | PFE11904252 | CURRENT
000002322 | FILE,HAND | ENGINEER'S;MILLSAW,FLAT SECOND CUT;250 MM LG;BOX OF10; | CNWPL | CNW PL - SLACKS CREEK | 908673 | CURRENT
000002322 | FILE,HAND | ENGINEER'S;MILLSAW,FLAT SECOND CUT;250 MM LG;BOX OF10; | NICHOLSN |  | 908673 | CURRENT
000002339 | HAMMER,HAND | CARPENTERS,STD CLAW;575 G NOM WT; TIMBER HANDLE; | STATEWD | STATEWIDE FSTNERS & ENG SPLS PL | SJ-CH20W | CURRENT
000002339 | HAMMER,HAND | CARPENTERS,STD CLAW;575 G NOM WT; TIMBER HANDLE; | STATEWD | STATEWIDE FSTNERS & ENG SPLS PL | S51534 | CURRENT
000002339 | HAMMER,HAND | CARPENTERS,STD CLAW;575 G NOM WT; TIMBER HANDLE; | STANLEY |  | 51-534 | CURRENT
000002339 | HAMMER,HAND | CARPENTERS,STD CLAW;575 G NOM WT; TIMBER HANDLE; | C&LTOOL | CALTCO T/A C&L TOOL CENTRE | 51-534 | CURRENT
000002342 | HAMMER,HAND | ENGINEERS,BALL PEIN;900 G (2 LB) WT, SIZE 32;PACK OF 6; | REXEL | REXEL PTY LTD | STA54-193 | CURRENT
000002342 | HAMMER,HAND | ENGINEERS,BALL PEIN;900 G (2 LB) WT, SIZE 32;PACK OF 6; | C&LTOOL | CALTCO T/A C&L TOOL CENTRE | SJ-BPH32 | CURRENT
000002342 | HAMMER,HAND | ENGINEERS,BALL PEIN;900 G (2 LB) WT, SIZE 32;PACK OF 6; | STATEWD | STATEWIDE FSTNERS & ENG SPLS PL | S54193 | CURRENT
000002342 | HAMMER,HAND | ENGINEERS,BALL PEIN;900 G (2 LB) WT, SIZE 32;PACK OF 6; | STANLEY |  | S54193 | CURRENT
000002343 | HAMMER,HAND | CARPENTERS,STD CLAW;20 OZ WT; STEEL SHAFT;PACK OF 6; | REXEL | REXEL PTY LTD | STA51-091 | CURRENT
000002343 | HAMMER,HAND | CARPENTERS,STD CLAW;20 OZ WT; STEEL SHAFT;PACK OF 6; | REXEL | REXEL PTY LTD | BIZ790004 | CURRENT
000002343 | HAMMER,HAND | CARPENTERS,STD CLAW;20 OZ WT; STEEL SHAFT;PACK OF 6; | STATEWD | STATEWIDE FSTNERS & ENG SPLS PL | S51091 | CURRENT
000002343 | HAMMER,HAND | CARPENTERS,STD CLAW;20 OZ WT; STEEL SHAFT;PACK OF 6; | STANLEY |  | S51033 | CURRENT
000002345 | HAMMER,HAND | Gympie Style Hammer, 2Kg Normalised Head Fibreglass Handle | MUMME | MUMME | 5HDRFRHY2.0 | CURRENT
000002346 | HEAD,HAND HAMMER | SLEDGE,DOUBLE FACED;3.15 KG (7 LB);C/W HANDLE;PACK OF 2; | CNWPL | CNW PL - SLACKS CREEK | T130206 | CURRENT
000002346 | HEAD,HAND HAMMER | SLEDGE,DOUBLE FACED;3.15 KG (7 LB);C/W HANDLE;PACK OF 2; | BLKWOOD | J BLACKWOOD & SON LTD | 04242363 | CURRENT
000002346 | HEAD,HAND HAMMER | SLEDGE,DOUBLE FACED;3.15 KG (7 LB);C/W HANDLE;PACK OF 2; | TROJAN |  | T130206 | CURRENT
000002347 | HANDLE,SINGLE BIT AXE | 600 MM LG (24 IN);PACK OF 10; SUITS AXE STOCK CODE 02473; | CNWPL | CNW PL - SLACKS CREEK | T127244 | PHASING
000002347 | HANDLE,SINGLE BIT AXE | 600 MM LG (24 IN);PACK OF 10; SUITS AXE STOCK CODE 02473; | TROJAN |  | T127244 | PHASING
000002348 | HANDLE,SINGLE BIT AXE | 800 MM LG (32 IN);PACK OF 10; SUITS AXE,STOCK CODE 02472; | STATEWD | STATEWIDE FSTNERS & ENG SPLS PL | T127217 | PHASING
000002348 | HANDLE,SINGLE BIT AXE | 800 MM LG (32 IN);PACK OF 10; SUITS AXE,STOCK CODE 02472; | TROJAN |  | T127217 | PHASING
000002350 | HANDLE,FILE | WOOD;3 IN LG (75 MM);PACK OF 10; | HAYMANS | HAYMANS ELECTRICAL | TDNBFHNDLR3 | CURRENT
000002350 | HANDLE,FILE | WOOD;3 IN LG (75 MM);PACK OF 10; | STATEWD | STATEWIDE FSTNERS & ENG SPLS PL | AAHU286 | CURRENT
000002350 | HANDLE,FILE | WOOD;3 IN LG (75 MM);PACK OF 10; | ATLAS |  | AAHV286 | CURRENT
000002351 | HANDLE,FILE | WOOD;4 IN LG (100 MM);PACK OF 10; | HAYMANS | HAYMANS ELECTRICAL | TDNBFHNDLR4 | CURRENT
000002351 | HANDLE,FILE | WOOD;4 IN LG (100 MM);PACK OF 10; | STATEWD | STATEWIDE FSTNERS & ENG SPLS PL | AAHU287 | CURRENT
000002351 | HANDLE,FILE | WOOD;4 IN LG (100 MM);PACK OF 10; | ATLAS |  | AAHV287 | CURRENT
000002352 | HANDLE,FILE | WOOD;5 IN LG (125 MM);ENSURE THAT FERRUES ARE FIRMLY ATTACHED TO HANDLE;PACK OF 10; | HAYMANS | HAYMANS ELECTRICAL | AH-U288 | CURRENT
000002352 | HANDLE,FILE | WOOD;5 IN LG (125 MM);ENSURE THAT FERRUES ARE FIRMLY ATTACHED TO HANDLE;PACK OF 10; | STATEWD | STATEWIDE FSTNERS & ENG SPLS PL | AAHU288 | CURRENT
000002352 | HANDLE,FILE | WOOD;5 IN LG (125 MM);ENSURE THAT FERRUES ARE FIRMLY ATTACHED TO HANDLE;PACK OF 10; | ATLAS |  | AAHV288 | CURRENT
000002353 | HANDLE,FILE | WOOD;6 IN LG (150 MM);PACK OF 10; | HAYMANS | HAYMANS ELECTRICAL | AH-U289 | CURRENT
000002353 | HANDLE,FILE | WOOD;6 IN LG (150 MM);PACK OF 10; | STATEWD | STATEWIDE FSTNERS & ENG SPLS PL | AAHU289 | CURRENT
000002353 | HANDLE,FILE | WOOD;6 IN LG (150 MM);PACK OF 10; | ATLAS |  | AAHV289 | CURRENT
000002355 | HANDLE,HAMMER | WOOD;ENGINEER'S;900 MM LG (36 IN); PACK OF 5; | STATEWD | STATEWIDE FSTNERS & ENG SPLS PL | T127236 | PHASING
000002355 | HANDLE,HAMMER | WOOD;ENGINEER'S;900 MM LG (36 IN); PACK OF 5; | TROJAN |  | T127236 | PHASING
000002358 | HANDLE,HAMMER | WOOD;CARPENTER'S;350 MM LG (14 IN); PACK OF 1;SUITS CLAW HAMMER STOCK CODE 02339; | STATEWD | STATEWIDE FSTNERS & ENG SPLS PL | A01223 | PHASING
000002358 | HANDLE,HAMMER | WOOD;CARPENTER'S;350 MM LG (14 IN); PACK OF 1;SUITS CLAW HAMMER STOCK CODE 02339; | ATLAS |  | 01.223 | PHASING
000002359 | HANDLE,HAMMER | WOOD;ENGINEER'S;450 MM LG (18 IN); PACK OF 10;SUITS GYMPIE HAMMER STOCK CODE 02345; (No Longer Available - New Hammer Time) | STATEWD | STATEWIDE FSTNERS & ENG SPLS PL | T127254 | PHASING
000002359 | HANDLE,HAMMER | WOOD;ENGINEER'S;450 MM LG (18 IN); PACK OF 10;SUITS GYMPIE HAMMER STOCK CODE 02345; (No Longer Available - New Hammer Time) | TROJAN |  | T127254 | PHASING
000002361 | HANDLE,MATTOCK-PICK | TIMBER;900 MM LG (36 IN);PACK OF 10; SUITS MATTOCK HEAD STOCK CODE 02653 & PICK HEAD STOCK CODE 02683; | STATEWD | STATEWIDE FSTNERS & ENG SPLS PL | C613500 | PHASING
000002361 | HANDLE,MATTOCK-PICK | TIMBER;900 MM LG (36 IN);PACK OF 10; SUITS MATTOCK HEAD STOCK CODE 02653 & PICK HEAD STOCK CODE 02683; | CYCLONE | SMORGON CYCLONE RURAL | C613500 | PHASING
000002368 | HANDLE,GRASS HOOK | Single Edge Fern Hook Handle, 915mm Lg, Wood, Pack of 10 | TROJAN |  | T127292 | PHASING
000002375 | SAW,BOW | BUSHMAN'S TYPE;530 MM (21 IN) BLADE LG; 20 MM BLADE W;PACK OF 1;REFER STOCK CODE 02082 FOR SPARE BLADES; | CNWPL | CNW PL - SLACKS CREEK | S3322151 | CURRENT
000002375 | SAW,BOW | BUSHMAN'S TYPE;530 MM (21 IN) BLADE LG; 20 MM BLADE W;PACK OF 1;REFER STOCK CODE 02082 FOR SPARE BLADES; | SANDVIK |  | S3322151 | CURRENT
000002375 | SAW,BOW | BUSHMAN'S TYPE;530 MM (21 IN) BLADE LG; 20 MM BLADE W;PACK OF 1;REFER STOCK CODE 02082 FOR SPARE BLADES; | ATOMSUPP | ATOM SUPPLY | 98889747 | CURRENT
000002379 | FRAME,HAND HACKSAW | ADJ BLADE;CLOSED GRIP;3 IN FRAME D; PACK OF 1; | CNWPL | CNW PL - SLACKS CREEK | S225S | CURRENT
000002379 | FRAME,HAND HACKSAW | ADJ BLADE;CLOSED GRIP;3 IN FRAME D; PACK OF 1; | SANDVIK |  | S225S | CURRENT
000002379 | FRAME,HAND HACKSAW | ADJ BLADE;CLOSED GRIP;3 IN FRAME D; PACK OF 1; | CNWPL | CNW PL - SLACKS CREEK | SJ-EC-422 | CURRENT
000002380 | SAW,HAND,CROSSCUT | SKEW BACK;650 MM (26 IN) LG BLADE; 7 TEETH POINTS;W/HARDWOOD HANDLE; PACK OF 1; | EASTTOOL |  | RG41060/08 | PURCHASE AS REQUIRED
000002381 | HOLE SAW | HSS W/WELDED EDGE;6 TPI;16 MM BLADE DIA; PACK OF 1;SUITS ARBOR STOCK CODE 02470; | C&LTOOL | CALTCO T/A C&L TOOL CENTRE | SUTH1250160 | CURRENT
000002381 | HOLE SAW | HSS W/WELDED EDGE;6 TPI;16 MM BLADE DIA; PACK OF 1;SUITS ARBOR STOCK CODE 02470; | CNWPL | CNW PL - SLACKS CREEK | ECLB701016 | CURRENT
000002381 | HOLE SAW | HSS W/WELDED EDGE;6 TPI;16 MM BLADE DIA; PACK OF 1;SUITS ARBOR STOCK CODE 02470; | ECLIPSE |  | ECEBV3016 | CURRENT
000002381 | HOLE SAW | HSS W/WELDED EDGE;6 TPI;16 MM BLADE DIA; PACK OF 1;SUITS ARBOR STOCK CODE 02470; | CNWPL | CNW PL - SLACKS CREEK | 7010-16 | CURRENT
000002382 | HOLE SAW | HSS W/WELDED EDGE;6 TPI;19 MM BLADE DIA; PACK OF 1;SUITS ARBOR STOCK CODE 02470; | CNWPL | CNW PL - SLACKS CREEK | ECLB701019 | CURRENT
000002382 | HOLE SAW | HSS W/WELDED EDGE;6 TPI;19 MM BLADE DIA; PACK OF 1;SUITS ARBOR STOCK CODE 02470; | ECLIPSE |  | ECEBV3019 | CURRENT
000002382 | HOLE SAW | HSS W/WELDED EDGE;6 TPI;19 MM BLADE DIA; PACK OF 1;SUITS ARBOR STOCK CODE 02470; | CNWPL | CNW PL - SLACKS CREEK | 7010-19 | CURRENT
000002383 | HOLE SAW | HSS W/WELDED EDGE;6 TPI;22 MM BLADE DIA; PACK OF 1;SUITS ARBOR STOCK CODE 02470; | CNWPL | CNW PL - SLACKS CREEK | ECLB701022 | CURRENT
000002383 | HOLE SAW | HSS W/WELDED EDGE;6 TPI;22 MM BLADE DIA; PACK OF 1;SUITS ARBOR STOCK CODE 02470; | ECLIPSE |  | ECEBV3022 | CURRENT
000002383 | HOLE SAW | HSS W/WELDED EDGE;6 TPI;22 MM BLADE DIA; PACK OF 1;SUITS ARBOR STOCK CODE 02470; | CNWPL | CNW PL - SLACKS CREEK | 7010-22 | CURRENT
000002384 | HOLE SAW | HSS W/WELDED EDGE;6 TPI;25 MM BLADE DIA; PACK OF 1;SUITS ARBOR STOCK CODE 02470; | CNWPL | CNW PL - SLACKS CREEK | 7010-25 | CURRENT
000002384 | HOLE SAW | HSS W/WELDED EDGE;6 TPI;25 MM BLADE DIA; PACK OF 1;SUITS ARBOR STOCK CODE 02470; | CNWPL | CNW PL - SLACKS CREEK | ECLB701025 | CURRENT
000002384 | HOLE SAW | HSS W/WELDED EDGE;6 TPI;25 MM BLADE DIA; PACK OF 1;SUITS ARBOR STOCK CODE 02470; | ECLIPSE |  | ECEBV3025 | CURRENT
000002387 | HOLE SAW | HSS W/WELDED EDGE;6 TPI;32 MM BLADE DIA; PACK OF 1;SUITS ARBOR STOCK CODE 02471; | CNWPL | CNW PL - SLACKS CREEK | 7010-32 | CURRENT
000002387 | HOLE SAW | HSS W/WELDED EDGE;6 TPI;32 MM BLADE DIA; PACK OF 1;SUITS ARBOR STOCK CODE 02471; | CNWPL | CNW PL - SLACKS CREEK | ECLB701032 | CURRENT
000002387 | HOLE SAW | HSS W/WELDED EDGE;6 TPI;32 MM BLADE DIA; PACK OF 1;SUITS ARBOR STOCK CODE 02471; | ECLIPSE |  | ECEBV3032 | CURRENT
000002390 | HOLE SAW | HSS W/WELDED EDGE;6 TPI;38 MM BLADE DIA; PACK OF 1;SUITS ARBOR STOCK CODE 02471; | CNWPL | CNW PL - SLACKS CREEK | 7010-38 | CURRENT
000002390 | HOLE SAW | HSS W/WELDED EDGE;6 TPI;38 MM BLADE DIA; PACK OF 1;SUITS ARBOR STOCK CODE 02471; | CNWPL | CNW PL - SLACKS CREEK | ECLB701038 | CURRENT
000002390 | HOLE SAW | HSS W/WELDED EDGE;6 TPI;38 MM BLADE DIA; PACK OF 1;SUITS ARBOR STOCK CODE 02471; | ECLIPSE |  | ECEBV3038 | CURRENT
000002391 | HOLE SAW | HSS W/WELDED EDGE;6 TPI;41 MM BLADE DIA; PACK OF 1;SUITS ARBOR STOCK CODE 02471; | CNWPL | CNW PL - SLACKS CREEK | 7010-41 | CURRENT
000002391 | HOLE SAW | HSS W/WELDED EDGE;6 TPI;41 MM BLADE DIA; PACK OF 1;SUITS ARBOR STOCK CODE 02471; | CNWPL | CNW PL - SLACKS CREEK | ECLB701041 | CURRENT
000002391 | HOLE SAW | HSS W/WELDED EDGE;6 TPI;41 MM BLADE DIA; PACK OF 1;SUITS ARBOR STOCK CODE 02471; | ECLIPSE |  | ECEBV3041 | CURRENT
000002394 | HOLE SAW | HSS W/WELDED EDGE;6 TPI;51 MM BLADE DIA; PACK OF 1;SUITS ARBOR STOCK CODE 02471; | CNWPL | CNW PL - SLACKS CREEK | 7010-51 | CURRENT
000002394 | HOLE SAW | HSS W/WELDED EDGE;6 TPI;51 MM BLADE DIA; PACK OF 1;SUITS ARBOR STOCK CODE 02471; | CNWPL | CNW PL - SLACKS CREEK | ECLB708051 | CURRENT
000002394 | HOLE SAW | HSS W/WELDED EDGE;6 TPI;51 MM BLADE DIA; PACK OF 1;SUITS ARBOR STOCK CODE 02471; | ECLIPSE |  | ECEBV3051 | CURRENT
000002403 | SCREWDRIVER,FLAT TIP | 200 MM BLADE LG;6.5 MM TIP; PLASTIC HANDLE;STANDARD TIP TYPE; PACK OF 1; | TOTTOOL | TOTAL TOOLS VIRGINIA | 41798 | CURRENT
000002403 | SCREWDRIVER,FLAT TIP | 200 MM BLADE LG;6.5 MM TIP; PLASTIC HANDLE;STANDARD TIP TYPE; PACK OF 1; | STATEWD | STATEWIDE FSTNERS & ENG SPLS PL | S65548 | CURRENT
000002403 | SCREWDRIVER,FLAT TIP | 200 MM BLADE LG;6.5 MM TIP; PLASTIC HANDLE;STANDARD TIP TYPE; PACK OF 1; | STANLEY |  | 65-548 | CURRENT
000002415 | SHOVEL,HAND. | SQ MOUTH;MEDIUM 280 MM X 210 MM BLADE; SHORT PLASTIC D HANDLE; TIMBER SHAFT; PACK OF 6; | SPEARJAC |  | SJ-CGSH1 | CURRENT
000002415 | SHOVEL,HAND. | SQ MOUTH;MEDIUM 280 MM X 210 MM BLADE; SHORT PLASTIC D HANDLE; TIMBER SHAFT; PACK OF 6; | STATEWD | STATEWIDE FSTNERS & ENG SPLS PL | SJCGSH1 | CURRENT
000002415 | SHOVEL,HAND. | SQ MOUTH;MEDIUM 280 MM X 210 MM BLADE; SHORT PLASTIC D HANDLE; TIMBER SHAFT; PACK OF 6; | C&LTOOL | CALTCO T/A C&L TOOL CENTRE | CGSH1 | CURRENT
000002416 | SHOVEL,HAND. | SQ MOUTH;MEDIUM 265 MM X 325 MM BLADE; LG FIBREGLASS HANDLE;PACK OF 6; REFER STOCK CODE 02364 FOR SPARE HANDLE; | BLKWOOD | J BLACKWOOD & SON LTD | 03563870 | CURRENT
000002416 | SHOVEL,HAND. | SQ MOUTH;MEDIUM 265 MM X 325 MM BLADE; LG FIBREGLASS HANDLE;PACK OF 6; REFER STOCK CODE 02364 FOR SPARE HANDLE; | STATEWD | STATEWIDE FSTNERS & ENG SPLS PL | SJSHO60FG | CURRENT
000002416 | SHOVEL,HAND. | SQ MOUTH;MEDIUM 265 MM X 325 MM BLADE; LG FIBREGLASS HANDLE;PACK OF 6; REFER STOCK CODE 02364 FOR SPARE HANDLE; | SPEARJAC |  | SJ-SHO/60FG | CURRENT
000002417 | SHOVEL,HAND. | Post Hole,Treaded;190 MM X 275 MM Blade, C/W Solid Fibreglass Handle 25-30 Deg to Handle Axis; For Lighter Alternative refer Kelso Brand SC 25095. | STATEWD | STATEWIDE FSTNERS & ENG SPLS PL | SJ-SCPH | CURRENT
000002417 | SHOVEL,HAND. | Post Hole,Treaded;190 MM X 275 MM Blade, C/W Solid Fibreglass Handle 25-30 Deg to Handle Axis; For Lighter Alternative refer Kelso Brand SC 25095. | TDETOOL | TRADE TOOLS DIRECT P/L BUNDALL | 642494 | CURRENT
000002417 | SHOVEL,HAND. | Post Hole,Treaded;190 MM X 275 MM Blade, C/W Solid Fibreglass Handle 25-30 Deg to Handle Axis; For Lighter Alternative refer Kelso Brand SC 25095. | SPEARJAC |  | SJSCPH | CURRENT
000002423 | KEY,D HEAD SCREW | LONG HANDLE;SUITS URD PILLARS W/FIBREGLASS COVERS;PACK OF 1, PALLET OF 50,PALLET WEIGHT 38 KG; | HAYMAN | HAYMANS INDUSTRIES PTY LTD | 2423 | PHASING
000002423 | KEY,D HEAD SCREW | LONG HANDLE;SUITS URD PILLARS W/FIBREGLASS COVERS;PACK OF 1, PALLET OF 50,PALLET WEIGHT 38 KG; | GLOBAL | GLOBAL MANUFACTURING GROUP | ENERGEX-4290-A2 | PHASING
000002425 | WRENCH,SOCKET | LINE CLAMP;TUBULAR BOX,4 WAY; | THEWMCAN | TMAC THEW & MCCANN GROUP | TM11936 | PHASING
000002433 | WRENCH,OPEN END,ADJUSTABLE | 200 MM LG;23 MM CAP;PACK OF 1; | C&LTOOL | CALTCO T/A C&L TOOL CENTRE | K040003 | CURRENT
000002433 | WRENCH,OPEN END,ADJUSTABLE | 200 MM LG;23 MM CAP;PACK OF 1; | FULLER |  | F4150008 | CURRENT
000002433 | WRENCH,OPEN END,ADJUSTABLE | 200 MM LG;23 MM CAP;PACK OF 1; | C&LTOOL | CALTCO T/A C&L TOOL CENTRE | KINK040003 | CURRENT
000002434 | WRENCH,OPEN END,ADJUSTABLE | 250 MM LG;27 MM CAP;PACK OF 1; | FULLER |  | F4150010 | CURRENT
000002434 | WRENCH,OPEN END,ADJUSTABLE | 250 MM LG;27 MM CAP;PACK OF 1; | C&LTOOL | CALTCO T/A C&L TOOL CENTRE | K040004 | CURRENT
000002434 | WRENCH,OPEN END,ADJUSTABLE | 250 MM LG;27 MM CAP;PACK OF 1; | C&LTOOL | CALTCO T/A C&L TOOL CENTRE | KINK040004 | CURRENT
000002435 | WRENCH,OPEN END,ADJUSTABLE | 300 MM LG;32 MM CAP;PACK OF 1; | FULLER |  | F4160012 | CURRENT
000002435 | WRENCH,OPEN END,ADJUSTABLE | 300 MM LG;32 MM CAP;PACK OF 1; | C&LTOOL | CALTCO T/A C&L TOOL CENTRE | K040005 | CURRENT
000002435 | WRENCH,OPEN END,ADJUSTABLE | 300 MM LG;32 MM CAP;PACK OF 1; | C&LTOOL | CALTCO T/A C&L TOOL CENTRE | KINK040005 | CURRENT
000002437 | WRENCH,RATCHET | METRIC;SINGLE ENDED;REVERSIBLE RATCHET; 19 MM & 24 MM SOCKETS; HANDLES; PACK OF 2;TO FIT M12 & M16 BOLTS | BLKWOODS | J BLACKWOOD & SON LTD | 06223639/SCMTRH1924S | CURRENT
000002437 | WRENCH,RATCHET | METRIC;SINGLE ENDED;REVERSIBLE RATCHET; 19 MM & 24 MM SOCKETS; HANDLES; PACK OF 2;TO FIT M12 & M16 BOLTS | SUPER |  | RSRRNG1924 | CURRENT
000002437 | WRENCH,RATCHET | METRIC;SINGLE ENDED;REVERSIBLE RATCHET; 19 MM & 24 MM SOCKETS; HANDLES; PACK OF 2;TO FIT M12 & M16 BOLTS | ATOMSUPP | ATOM SUPPLY | 222799 | CURRENT
000002438 | WRENCH,RATCHET | METRIC;SINGLE ENDED;REVERSIBLE RATCHET; 24 MM & 30 MM SOCKETS; TO FIT M16 & M20 BOLTS | BLKWOODS | J BLACKWOOD & SON LTD | 01716753/SCMTRH2430 | CURRENT
000002438 | WRENCH,RATCHET | METRIC;SINGLE ENDED;REVERSIBLE RATCHET; 24 MM & 30 MM SOCKETS; TO FIT M16 & M20 BOLTS | SUPER |  | RSRRNG2430 | CURRENT
000002438 | WRENCH,RATCHET | METRIC;SINGLE ENDED;REVERSIBLE RATCHET; 24 MM & 30 MM SOCKETS; TO FIT M16 & M20 BOLTS | ATOMSUPP | ATOM SUPPLY | 91678007 | CURRENT
000002449 | TAP,THREAD CUTTING | HAND TYPE;HSS;BSW;3/8 IN;TAPER; | STATEWD | STATEWIDE FSTNERS & ENG SPLS PL | 4228-3/8T | CURRENT
000002449 | TAP,THREAD CUTTING | HAND TYPE;HSS;BSW;3/8 IN;TAPER; | P&NWILT | P&N WILT | WILTSHIRE | CURRENT
000002458 | TAP,THREAD CUTTING | HAND TYPE;HSS;BSW;5/32 IN;BOTTOMING; PACK OF 1; | KEYLINE | KEY-LINE DISTRIBUTORS PTY LTD | T4530397 | CURRENT
000002458 | TAP,THREAD CUTTING | HAND TYPE;HSS;BSW;5/32 IN;BOTTOMING; PACK OF 1; | P&NWILT | P&N WILT | 532CSB | CURRENT
000002462 | TAP,THREAD CUTTING | HAND TYPE;HSS;BSW;3/8 IN;BOTTOMING; PACK OF 3; | P&NWILT | P&N WILT | WILTSHIRE | CURRENT
000002466 | BRACE,BIT,RATCHET | OPEN TYPE 12 POINT RATCHET;(250 MM) SWEEP;NICKEL PLATED FINISH;HARDWOOD HD & HANDLE;UNIVERSAL JAWS & SELF CENTRING CHUCK;BALL-BEARING HD;U/W | STANLEY |  | S02130 | CURRENT
000002468 | FOIL,METAL | ALUMINIUM;BRIGHT FINISH; 450 MM W,150 M LG;HEAVY DUTY; SUPPLIED IN CATERERS PACK BOX OF 4; | ALCAN | CAPRAL ALUMINIUM CENTRES | CA-XHDF05 | CURRENT
000002470 | ARBOR,HOLE SAW | 1/4 IN CHUCK SIZE;1/4 IN HEX SHANK; 9/16 IN TO 1-3/16 IN DIA SAWS; (14 MM TO 30 MM);1/4 IN PILOT DRILL; PACK OF 1; | CNWPL | CNW PL - SLACKS CREEK | ECLB70505514 | CURRENT
000002470 | ARBOR,HOLE SAW | 1/4 IN CHUCK SIZE;1/4 IN HEX SHANK; 9/16 IN TO 1-3/16 IN DIA SAWS; (14 MM TO 30 MM);1/4 IN PILOT DRILL; PACK OF 1; | CNWPL | CNW PL - SLACKS CREEK | 7050-5519 | CURRENT
000002470 | ARBOR,HOLE SAW | 1/4 IN CHUCK SIZE;1/4 IN HEX SHANK; 9/16 IN TO 1-3/16 IN DIA SAWS; (14 MM TO 30 MM);1/4 IN PILOT DRILL; PACK OF 1; | ECLIPSE |  | E4 | CURRENT
000002471 | ARBOR,HOLE SAW | 7/16 IN CHUCK SIZE;11/32 IN HEX SHANK; 1-1/4 IN TO 2-1/8 IN;32 MM TO 54 MM; 1/4 IN PILOT DRILL;PACK OF 1; | CNWPL | CNW PL - SLACKS CREEK | ECLB70505520 | CURRENT
000002471 | ARBOR,HOLE SAW | 7/16 IN CHUCK SIZE;11/32 IN HEX SHANK; 1-1/4 IN TO 2-1/8 IN;32 MM TO 54 MM; 1/4 IN PILOT DRILL;PACK OF 1; | CNWPL | CNW PL - SLACKS CREEK | 7050-5546 | CURRENT
000002471 | ARBOR,HOLE SAW | 7/16 IN CHUCK SIZE;11/32 IN HEX SHANK; 1-1/4 IN TO 2-1/8 IN;32 MM TO 54 MM; 1/4 IN PILOT DRILL;PACK OF 1; | ECLIPSE |  | E6 000459 | CURRENT
000002471 | ARBOR,HOLE SAW | 7/16 IN CHUCK SIZE;11/32 IN HEX SHANK; 1-1/4 IN TO 2-1/8 IN;32 MM TO 54 MM; 1/4 IN PILOT DRILL;PACK OF 1; | SUTTOOLS |  | GAM-FLEX BA-2 (ONLY) | CURRENT
000002472 | AXE,SINGLE BIT | AUSTRALIAN HARDWOOD STYLE HEAD; 2 KG (4-1/2 LB);WITH AUSTRALIAN HARDWOOD HANDLE;AS1729-1975 (HANDLE);PACK OF 1; REFER STOCK CODE 02348 FOR SPARE HANDLE; | STATEWD | STATEWIDE FSTNERS & ENG SPLS PL | SJ3745EF | PHASING
000002472 | AXE,SINGLE BIT | AUSTRALIAN HARDWOOD STYLE HEAD; 2 KG (4-1/2 LB);WITH AUSTRALIAN HARDWOOD HANDLE;AS1729-1975 (HANDLE);PACK OF 1; REFER STOCK CODE 02348 FOR SPARE HANDLE; | SPEARJAC |  | SJ3745EF | PHASING
000002475 | STRAPPING | STAINLESS STEEL,TYPE 201;12.7 MM W, 0.76 MM THK;30 M ROLL,PACK WEIGHT 2.4 KG; | WIREMARK | WIREMARKERS AUSTRALIA | SST304-1207 | CURRENT
000002475 | STRAPPING | STAINLESS STEEL,TYPE 201;12.7 MM W, 0.76 MM THK;30 M ROLL,PACK WEIGHT 2.4 KG; | UTILUX |  | H3016-M30/1 | CURRENT
000002476 | STRAPPING | STAINLESS STEEL,TYPE 201;19.05 MM W, 0.76 MM THK;30 M ROLL,PACK WEIGHT 3.4 KG; | LEGEND | LEGEND POWER SYSTEMS | CABSTRAP19.0 | CURRENT
000002476 | STRAPPING | STAINLESS STEEL,TYPE 201;19.05 MM W, 0.76 MM THK;30 M ROLL,PACK WEIGHT 3.4 KG; | WIREMARK | WIREMARKERS AUSTRALIA | SST304-1907 | CURRENT
000002476 | STRAPPING | STAINLESS STEEL,TYPE 201;19.05 MM W, 0.76 MM THK;30 M ROLL,PACK WEIGHT 3.4 KG; | UTILUX |  | H3022M-30/1 | CURRENT
000002477 | STRAPPING | STAINLESS STEEL,TYPE 201;9.5 MM W, 0.63 MM THK;30 M ROLL,PACK WEIGHT 1.9 KG;REFER STOCK CODE 02481 FOR SEAL; | UTILUX |  | H3013M-30/1 | CURRENT
000002478 | CROWBAR | Chisel & Diamond Ends, 1800mm Lg (6 Ft), 25mm Dia (1"), Hex Sect, Pack of 1 | C&LTOOL | CALTCO T/A C&L TOOL CENTRE | MUM5CB180025 | CURRENT
000002478 | CROWBAR | Chisel & Diamond Ends, 1800mm Lg (6 Ft), 25mm Dia (1"), Hex Sect, Pack of 1 | ATOMSUPP | ATOM SUPPLY | 79012386 | CURRENT
000002478 | CROWBAR | Chisel & Diamond Ends, 1800mm Lg (6 Ft), 25mm Dia (1"), Hex Sect, Pack of 1 | CYCLONE | SMORGON CYCLONE RURAL | C604447 | CURRENT
000002478 | CROWBAR | Chisel & Diamond Ends, 1800mm Lg (6 Ft), 25mm Dia (1"), Hex Sect, Pack of 1 | C&LTOOL | CALTCO T/A C&L TOOL CENTRE | 28918 | CURRENT
000002479 | BAR,WRECKING | BENT CHISEL & CLAW ENDS;18 IN LG; 5/8 IN DIA;PACK OF 6; | C&LTOOL | CALTCO T/A C&L TOOL CENTRE | 5WB45016 | CURRENT
000002479 | BAR,WRECKING | BENT CHISEL & CLAW ENDS;18 IN LG; 5/8 IN DIA;PACK OF 6; | STATEWD | STATEWIDE FSTNERS & ENG SPLS PL | 5WB45016 | CURRENT
000002479 | BAR,WRECKING | BENT CHISEL & CLAW ENDS;18 IN LG; 5/8 IN DIA;PACK OF 6; | MUMME | MUMME | 5WB45016 | CURRENT
000002480 | BAR,WRECKING | BENT CHISEL & CLAW ENDS;3 FT LG;3/4 IN DIA;PACK OF 1; | C&LTOOL | CALTCO T/A C&L TOOL CENTRE | 28917 | CURRENT
000002480 | BAR,WRECKING | BENT CHISEL & CLAW ENDS;3 FT LG;3/4 IN DIA;PACK OF 1; | MUMME | MUMME | 5WB90020 | CURRENT
000002481 | SEAL,STRAPPING | OPEN TYPE;FOR BANDIT SEALING TOOL C001; STAINLESS STEEL;9.5 MM STRAPPING; CORROSION RESISTANT;BOX OF 100; | UTILUX |  | H3001/100 | CURRENT
000002481 | SEAL,STRAPPING | OPEN TYPE;FOR BANDIT SEALING TOOL C001; STAINLESS STEEL;9.5 MM STRAPPING; CORROSION RESISTANT;BOX OF 100; | LEGEND | LEGEND POWER SYSTEMS | CABBUCKLE9.5 | CURRENT
000002482 | SEAL,STRAPPING | OPEN TYPE;FOR BANDIT SEALING TOOL C001; STAINLESS STEEL;12.7 MM STRAPPING; CORROSION RESISTANT;BOX OF 100; | WIREMARK | WIREMARKERS AUSTRALIA | BK340-12712T | CURRENT
000002482 | SEAL,STRAPPING | OPEN TYPE;FOR BANDIT SEALING TOOL C001; STAINLESS STEEL;12.7 MM STRAPPING; CORROSION RESISTANT;BOX OF 100; | PLP AUST | PREFORMED LINE PRODUCTS (AUST) | SSSB-12 | CURRENT
000002482 | SEAL,STRAPPING | OPEN TYPE;FOR BANDIT SEALING TOOL C001; STAINLESS STEEL;12.7 MM STRAPPING; CORROSION RESISTANT;BOX OF 100; | UTILUX |  | H3004/100 | CURRENT
000002483 | SEAL,STRAPPING | OPEN TYPE;FOR BANDIT SEALING TOOL C001; STAINLESS STEEL;19.05 MM STRAPPING; CORROSION RESISTANT;BOX OF 100;PACK WEIGHT 1.7 KG; | WIREMARK | WIREMARKERS AUSTRALIA | BK304-19017T | CURRENT
000002483 | SEAL,STRAPPING | OPEN TYPE;FOR BANDIT SEALING TOOL C001; STAINLESS STEEL;19.05 MM STRAPPING; CORROSION RESISTANT;BOX OF 100;PACK WEIGHT 1.7 KG; | LEGEND | LEGEND POWER SYSTEMS | CABBUCKLE19.0 | CURRENT
000002483 | SEAL,STRAPPING | OPEN TYPE;FOR BANDIT SEALING TOOL C001; STAINLESS STEEL;19.05 MM STRAPPING; CORROSION RESISTANT;BOX OF 100;PACK WEIGHT 1.7 KG; | UTILUX |  | H3010 | CURRENT
000002485 | INSULATION,ELEC COND | PVC;0.6/1 KV;UV STABILISED OUTDOOR; RIGID;2500 MM LG; YELLOW WITH BLACK STRIPES;PROTECTIVE COVER FOR LV CONDUCTOR; | THEWMCAN | TMAC THEW & MCCANN GROUP | TM12196 | CURRENT
000002487 | CUTTER,BOLT | CENTRE CUT JAWS;14 IN O/A LG; GENERAL CUTTING;PACK OF 1; | STATEWD | STATEWIDE FSTNERS & ENG SPLS PL | R914BC | PURCHASE AS REQUIRED
000002487 | CUTTER,BOLT | CENTRE CUT JAWS;14 IN O/A LG; GENERAL CUTTING;PACK OF 1; | RECORD |  | R914BC | PURCHASE AS REQUIRED
000002487 | CUTTER,BOLT | CENTRE CUT JAWS;14 IN O/A LG; GENERAL CUTTING;PACK OF 1; | C&LTOOL | CALTCO T/A C&L TOOL CENTRE | EC-ETBC14 | PURCHASE AS REQUIRED
000002488 | CUTTER,BOLT | CENTRE CUT JAWS;18 IN O/A LG; GENERAL CUTTING;PACK OF 1; | STATEWD | STATEWIDE FSTNERS & ENG SPLS PL | R918BC | CURRENT
000002488 | CUTTER,BOLT | CENTRE CUT JAWS;18 IN O/A LG; GENERAL CUTTING;PACK OF 1; | C&LTOOL | CALTCO T/A C&L TOOL CENTRE | EC-ETBC18 | CURRENT
000002488 | CUTTER,BOLT | CENTRE CUT JAWS;18 IN O/A LG; GENERAL CUTTING;PACK OF 1; | RECORD |  | BC918 | CURRENT
000002489 | CUTTER,BOLT | CENTRE CUT JAWS;24 IN O/A LG; GENERAL CUTTING;PACK OF 1; | ECLIPSE |  | EFBC24 | CURRENT
000002489 | CUTTER,BOLT | CENTRE CUT JAWS;24 IN O/A LG; GENERAL CUTTING;PACK OF 1; | STATEWD | STATEWIDE FSTNERS & ENG SPLS PL | EFBC24 | CURRENT
000002489 | CUTTER,BOLT | CENTRE CUT JAWS;24 IN O/A LG; GENERAL CUTTING;PACK OF 1; | STATEWD | STATEWIDE FSTNERS & ENG SPLS PL | BC924BC | CURRENT
000002489 | CUTTER,BOLT | CENTRE CUT JAWS;24 IN O/A LG; GENERAL CUTTING;PACK OF 1; | STATEWD | STATEWIDE FSTNERS & ENG SPLS PL | R924BC | CURRENT
000002489 | CUTTER,BOLT | CENTRE CUT JAWS;24 IN O/A LG; GENERAL CUTTING;PACK OF 1; | C&LTOOL | CALTCO T/A C&L TOOL CENTRE | EC-ETBC24 | CURRENT
000002489 | CUTTER,BOLT | CENTRE CUT JAWS;24 IN O/A LG; GENERAL CUTTING;PACK OF 1; | RECORD |  | BC924 | CURRENT
000002490 | CUTTER,CABLE,HAND OPERATED | GEAR & RATCHET TYPE;310 MM O/A LG; SUITABLE FOR SOFT DRAWN ALUMINIUM & COPPER CABLES UP TO 32 MM DIA OR 250 SQ MM;C/W VINYL PROTECTIVE CARRY BAG;1000 V | SPECFORC | SPECIALISED FORCE | K321 | PURCHASE AS REQUIRED
000002491 | DRESSER,LEAD PIPE AND CABLE | LEAD BEATER;2 IN FACE W,12-1/2 IN LG; PACK OF 1; | CNWPL | CNW PL - SLACKS CREEK | STFLD | PURCHASE AS REQUIRED
000002491 | DRESSER,LEAD PIPE AND CABLE | LEAD BEATER;2 IN FACE W,12-1/2 IN LG; PACK OF 1; | STATEWD | STATEWIDE FSTNERS & ENG SPLS PL | LD | PURCHASE AS REQUIRED
000002504 | KEY,SOCKET HEAD SCREW | T Shape, Hex Drive, 3mm, Insulated 1000V Rated, for use with Henley Fuses, (P1) | CNWPL | CNW PL - SLACKS CREEK | 53485-36 | CURRENT
000002504 | KEY,SOCKET HEAD SCREW | T Shape, Hex Drive, 3mm, Insulated 1000V Rated, for use with Henley Fuses, (P1) | CNWPL | CNW PL - SLACKS CREEK | IPD53485-36 | CURRENT
000002504 | KEY,SOCKET HEAD SCREW | T Shape, Hex Drive, 3mm, Insulated 1000V Rated, for use with Henley Fuses, (P1) | HAYMANS | HAYMANS ELECTRICAL | ALS53485-36 | CURRENT
000002511 | KEY SET,SOCKET HEAD SCREW | 9 Piece Allen Key set, Hex Drive, 1.5 mm, 2.0 mm, 2.5 mm, 3.0 mm, 4.0 mm, 50 mm, 6.0 mm, 8.0 mm & 10.0 mm | C&LTOOL | CALTCO T/A C&L TOOL CENTRE | BON12299 | CURRENT
000002511 | KEY SET,SOCKET HEAD SCREW | 9 Piece Allen Key set, Hex Drive, 1.5 mm, 2.0 mm, 2.5 mm, 3.0 mm, 4.0 mm, 50 mm, 6.0 mm, 8.0 mm & 10.0 mm | BLKWOODS | J BLACKWOOD & SON LTD | 03020113/WSMA | CURRENT
000002511 | KEY SET,SOCKET HEAD SCREW | 9 Piece Allen Key set, Hex Drive, 1.5 mm, 2.0 mm, 2.5 mm, 3.0 mm, 4.0 mm, 50 mm, 6.0 mm, 8.0 mm & 10.0 mm | UNBRAKO | UNBRAKO | AKSM | CURRENT
000002519 | IGNITER,FRICTION | CUP TYPE;WIRE HANDLE;COMWELD BRAND USE STOCK CODE 02493 FOR FLINT; OTHER BRANDS USE STOCK CODE 14850 FOR FLINT;BOX OF 1; | BOC | BOC GASES | BOC10255 | CURRENT
000002519 | IGNITER,FRICTION | CUP TYPE;WIRE HANDLE;COMWELD BRAND USE STOCK CODE 02493 FOR FLINT; OTHER BRANDS USE STOCK CODE 14850 FOR FLINT;BOX OF 1; | STATEWD | STATEWIDE FSTNERS & ENG SPLS PL | C308789 | CURRENT
000002519 | IGNITER,FRICTION | CUP TYPE;WIRE HANDLE;COMWELD BRAND USE STOCK CODE 02493 FOR FLINT; OTHER BRANDS USE STOCK CODE 14850 FOR FLINT;BOX OF 1; | BOC | BOC GASES | 3001L | CURRENT
000002531 | CROSSARM,WOOD | HARDWOOD;2700 MM LG;100 MM X 100 MM;ELEC POWER DISTRIBUTION;11P/M,11EDO/M,11CE, DO/M,11P,11EDO CONSTR;DRILLED;U/O ENERGEX CONSTR;WHEN STOCKS ARE DEPLETED | DALEMYER | DALE MEYERS PTY LTD | HXD3100100FS270 | PHASING
000002531 | CROSSARM,WOOD | HARDWOOD;2700 MM LG;100 MM X 100 MM;ELEC POWER DISTRIBUTION;11P/M,11EDO/M,11CE, DO/M,11P,11EDO CONSTR;DRILLED;U/O ENERGEX CONSTR;WHEN STOCKS ARE DEPLETED | COFFSHAR | COFFS HARBOUR TRADING | 2531 | PHASING
000002544 | CROSSARM,WOOD | HARDWOOD;2700 MM LG;150 MM X 100 MM;ELEC POWER DISTRIBUTION;11WB,33WB,11W,11WA, 33W,33WA,(LOWER ARM) CONSTR;DRILLED; U/O ENERGEX CONSTRUCTIONS;BUNDLE OF 12; | DALEMYER | DALE MEYERS PTY LTD | HXD3150100FS270 | CURRENT
000002544 | CROSSARM,WOOD | HARDWOOD;2700 MM LG;150 MM X 100 MM;ELEC POWER DISTRIBUTION;11WB,33WB,11W,11WA, 33W,33WA,(LOWER ARM) CONSTR;DRILLED; U/O ENERGEX CONSTRUCTIONS;BUNDLE OF 12; | COFFSHAR | COFFS HARBOUR TRADING | 02544 | CURRENT
000002547 | CROSSARM,WOOD | HARDWOOD;2700 MM LG;150 MM X 100 MM;ELEC POWER DISTRIBUTION;11WB,33WB,11WA,33WA, (UPPER ARM) CONSTR;DRILLED;U/O ENERGEX CONSTRUCTIONS; | DALEMYER | DALE MEYERS PTY LTD | HXD3150100FS270 | CURRENT
000002547 | CROSSARM,WOOD | HARDWOOD;2700 MM LG;150 MM X 100 MM;ELEC POWER DISTRIBUTION;11WB,33WB,11WA,33WA, (UPPER ARM) CONSTR;DRILLED;U/O ENERGEX CONSTRUCTIONS; | ENERGEX | ENERGEX | CROSSARM,2700 MM LG,11 WB | CURRENT
000002557 | ADAPTOR,POLE TO CROSSARM | FLOATING;ALUMINIUM;100 MM FLAT FACE; BAG OF 50,PACK WEIGHT 20 KG; | DRAWING | DRAWING NO | 310-A4 REV H | CURRENT
000002557 | ADAPTOR,POLE TO CROSSARM | FLOATING;ALUMINIUM;100 MM FLAT FACE; BAG OF 50,PACK WEIGHT 20 KG; | DOWNCAST | DOWNS ALUMINIUM CASTINGS | GB100 | CURRENT
000002558 | ADAPTOR,POLE TO CROSSARM | FLOATING;ALUMINIUM;150 MM FLAT FACE; BAG OF 25,PACK WEIGHT 16 KG; | DOWNCAST | DOWNS ALUMINIUM CASTINGS | BG150 | CURRENT
000002559 | BRACE,CROSSARM | Type 650C, 650 x 40 x 8mm, 2 x 18mm Dia Holes, Galv Steel, Bundle of 10 | SEWELFRG | GREG SEWELL FORGINGS PTY LTD | 6367 | CURRENT
000002560 | BRACE,CROSSARM | STEEL;GALV;1000 MM LG,50 MM W,10 MM THK; 2 X 18 MM DIA HOLES;930 MM C TO C;MFL 15 KN COMPRESSION;BUNDLE OF 5,WEIGHT 20 KG; | SEWELFRG | GREG SEWELL FORGINGS PTY LTD | 6358 | CURRENT
000002563 | BRACKET,STABILISING. | L SHAPED;STEEL;GALV;163 MM LG,50 MM W, 50 MM H,6 MM THK;PACK OF 1; | SEWELFRG | GREG SEWELL FORGINGS PTY LTD | 6142 | CURRENT
000002564 | BRACKET,INSULATOR | EXTENSION TYPE;STEEL;GALV;LARGE SIZE; SUSPENSION STYLE;SUSPENSION DISC INSULATOR;332 MM LG,290 MM W,16 MM THK; 4 X 18 MM DIA HOLES;OUTDOOR CROSSARM MTG | HAYMAN | HAYMANS INDUSTRIES PTY LTD | 2564 | CURRENT
000002564 | BRACKET,INSULATOR | EXTENSION TYPE;STEEL;GALV;LARGE SIZE; SUSPENSION STYLE;SUSPENSION DISC INSULATOR;332 MM LG,290 MM W,16 MM THK; 4 X 18 MM DIA HOLES;OUTDOOR CROSSARM MTG | MEFCO | MEFCO AUSTRALIA PTY LTD SUNSHINE VIC | 02564 | CURRENT
000002565 | STRAP,CROSSARM JOINTING. | STEEL,STRUCTURAL GDE 250;GALV;500 MM LG, 75 MM W,6 MM THK;FOR U/W WISHBONE CONSTRUCTIONS;BUNDLE OF 5,PACK WEIGHT 10 KG; | SEWELFRG | GREG SEWELL FORGINGS PTY LTD | 6136 | CURRENT
000002566 | BRACKET,INSULATOR | U STRAP TYPE;STEEL;GALV;SUPPORT STYLE;REEL SHLV2 INSULATOR;100 MM LG, 86 MM W;3 X 18 MM DIA HOLES;OUTDOOR WOOD CROSSARM MTG;BAG OF 20;PACK | SEWELFRG | GREG SEWELL FORGINGS PTY LTD | 6139 | CURRENT
000002567 | STRAP | Shackle Strap, 235 x 40 x 3mm, Galv Steel, Mild Flat, for LV Shackle Contruction, Bag of 50 | SEWELFRG | GREG SEWELL FORGINGS PTY LTD | 6355 | CURRENT
000002568 | BRACKET,POLE | TEE-OFF CROSSARM;STEEL,SHS GDE C350; GALV;1450 MM O/A LG;EXTENSION FOR CROSSARM SUPPORT (11 KV TEE-OFF & PIN CONSTR);PACK OF 1, PACK WEIGHT 19.9 KG; | GREATWST |  | 02568 | PHASING
000002569 | SHACKLE | BOW;70 KN;STEEL;GALV;C/W HEX CLEVIS PIN & HUMPBACK SPLIT PIN;BAG OF 30, PACK WEIGHT 15.0 KG; | DULHUNTY | DULHUNTY INDUSTRIES PTY LTD | AS 70H | CURRENT
000002570 | INSULATOR,PIN | HIGH VOLTAGE NORMAL PROFILE;PORCELAIN; PATTERN A HOLE;11 KV NOM V;7 KN MIN FAILING LOAD;BOX OF 12, PACK WEIGHT 15.5 KG; | MACLEAN | MACLEAN POWER PL - E15128 | SLP/11/180 | CURRENT
000002570 | INSULATOR,PIN | HIGH VOLTAGE NORMAL PROFILE;PORCELAIN; PATTERN A HOLE;11 KV NOM V;7 KN MIN FAILING LOAD;BOX OF 12, PACK WEIGHT 15.5 KG; | BRITECH | BRI-TECH PTY LTD | SLP/11/180 | CURRENT
000002570 | INSULATOR,PIN | HIGH VOLTAGE NORMAL PROFILE;PORCELAIN; PATTERN A HOLE;11 KV NOM V;7 KN MIN FAILING LOAD;BOX OF 12, PACK WEIGHT 15.5 KG; | PLP AUST | PREFORMED LINE PRODUCTS (AUST) | SLP/11/180 | CURRENT
000002570 | INSULATOR,PIN | HIGH VOLTAGE NORMAL PROFILE;PORCELAIN; PATTERN A HOLE;11 KV NOM V;7 KN MIN FAILING LOAD;BOX OF 12, PACK WEIGHT 15.5 KG; | TYCO | TYCO | PI-SLP-11-180-PG | CURRENT
000002570 | INSULATOR,PIN | HIGH VOLTAGE NORMAL PROFILE;PORCELAIN; PATTERN A HOLE;11 KV NOM V;7 KN MIN FAILING LOAD;BOX OF 12, PACK WEIGHT 15.5 KG; | NZI |  | 104663 | CURRENT
000002571 | INSULATOR,PIN | LOW VOLTAGE TYPE LP.LV;PORCELAIN; PATTERN B HOLE;240/415 NOM V;7 KN MIN FAILING LOAD;AS3608;PACK OF 30,PACK WEIGHT 20 KG PALLET OF 1200/960,PALLET | MACLEAN | MACLEAN POWER PL - E15128 | LPLV | CURRENT
000002571 | INSULATOR,PIN | LOW VOLTAGE TYPE LP.LV;PORCELAIN; PATTERN B HOLE;240/415 NOM V;7 KN MIN FAILING LOAD;AS3608;PACK OF 30,PACK WEIGHT 20 KG PALLET OF 1200/960,PALLET | BRITECH | BRI-TECH PTY LTD | LPLV | CURRENT
000002571 | INSULATOR,PIN | LOW VOLTAGE TYPE LP.LV;PORCELAIN; PATTERN B HOLE;240/415 NOM V;7 KN MIN FAILING LOAD;AS3608;PACK OF 30,PACK WEIGHT 20 KG PALLET OF 1200/960,PALLET | PLP AUST | PREFORMED LINE PRODUCTS (AUST) | LPLV | CURRENT
000002571 | INSULATOR,PIN | LOW VOLTAGE TYPE LP.LV;PORCELAIN; PATTERN B HOLE;240/415 NOM V;7 KN MIN FAILING LOAD;AS3608;PACK OF 30,PACK WEIGHT 20 KG PALLET OF 1200/960,PALLET | TYCO | TYCO | MP-LVLP-PG | CURRENT
000002573 | INSULATOR,PIN | HIGH VOLTAGE NORMAL PROFILE;PORCELAIN TWO-PART;PATTERN C HOLE;33 KV NOM V; 11 KN MIN FAILING LOAD;BOX OF 2,PACK WEIGHT 19 KG,PALLET OF 64,PALLET WEIGHT | MACLEAN | MACLEAN POWER PL - E15128 | SLP/33/534 | CURRENT
000002573 | INSULATOR,PIN | HIGH VOLTAGE NORMAL PROFILE;PORCELAIN TWO-PART;PATTERN C HOLE;33 KV NOM V; 11 KN MIN FAILING LOAD;BOX OF 2,PACK WEIGHT 19 KG,PALLET OF 64,PALLET WEIGHT | TYCO | TYCO | PI-SLP-33-534-PG1 | CURRENT
000002574 | INSULATOR,STRAIN | SHACKLE TYPE SH11;PORCELAIN; 11 KV NOM V;22 KN MIN FAILING LOAD; EGX DWG 324-A4;BOX OF 4;PACK WEIGHT 14 KG; | MACLEAN | MACLEAN POWER PL - E15128 | SH-11 | CURRENT
000002574 | INSULATOR,STRAIN | SHACKLE TYPE SH11;PORCELAIN; 11 KV NOM V;22 KN MIN FAILING LOAD; EGX DWG 324-A4;BOX OF 4;PACK WEIGHT 14 KG; | GRAPHSOL | GRAPH SOLUTIONS PTY LTD | L1428A | CURRENT
000002577 | INSULATOR,STRAIN | SHACKLE TYPE SH.LV.2;PORCELAIN; 240/415 V NOM V;20 KN MIN FAILING LOAD; AS3608;BOX OF 24,PACK WEIGHT 17 KG, PALLET OF 1440,PALLET WEIGHT 1050 KG; | MACLEAN | MACLEAN POWER PL - E15128 | SHLV2 | CURRENT
000002577 | INSULATOR,STRAIN | SHACKLE TYPE SH.LV.2;PORCELAIN; 240/415 V NOM V;20 KN MIN FAILING LOAD; AS3608;BOX OF 24,PACK WEIGHT 17 KG, PALLET OF 1440,PALLET WEIGHT 1050 KG; | PLP AUST | PREFORMED LINE PRODUCTS (AUST) | SHLV2 | CURRENT
000002577 | INSULATOR,STRAIN | SHACKLE TYPE SH.LV.2;PORCELAIN; 240/415 V NOM V;20 KN MIN FAILING LOAD; AS3608;BOX OF 24,PACK WEIGHT 17 KG, PALLET OF 1440,PALLET WEIGHT 1050 KG; | BRITECH | BRI-TECH PTY LTD | SHLV2 | CURRENT
000002577 | INSULATOR,STRAIN | SHACKLE TYPE SH.LV.2;PORCELAIN; 240/415 V NOM V;20 KN MIN FAILING LOAD; AS3608;BOX OF 24,PACK WEIGHT 17 KG, PALLET OF 1440,PALLET WEIGHT 1050 KG; | TYCO | TYCO | MS-SHLV2-PG | CURRENT
000002579 | INSULATOR,DISC | 70kN, Tongue & Clevis, Glass, Type U70C, Normal Profile, 255mm Dia, 146mm Pitch c/w Hex Pin & HPA Split Pins, AS60305, Box of 3 | TYCO | TYCO | 2579 | CURRENT
000002579 | INSULATOR,DISC | 70kN, Tongue & Clevis, Glass, Type U70C, Normal Profile, 255mm Dia, 146mm Pitch c/w Hex Pin & HPA Split Pins, AS60305, Box of 3 | GRAPHSOL | GRAPH SOLUTIONS PTY LTD | 132239 | CURRENT
000002580 | INSULATOR,SUSPENSION | DISC,FOG PROFILE;TONGUE & CLEVIS; 280 MM DIA,146 MM PITCH;70 KN MIN FAILING LOAD C/W HEX PIN & HPA SPLIT PINS;U70CP;AS60305;BOX OF 3,PACK WEIGHT | MACLEAN | MACLEAN POWER PL - E15128 | UG70CP-HEX | CURRENT
000002580 | INSULATOR,SUSPENSION | DISC,FOG PROFILE;TONGUE & CLEVIS; 280 MM DIA,146 MM PITCH;70 KN MIN FAILING LOAD C/W HEX PIN & HPA SPLIT PINS;U70CP;AS60305;BOX OF 3,PACK WEIGHT | THEWMCAN | TMAC THEW & MCCANN GROUP | TM00714 | CURRENT
000002580 | INSULATOR,SUSPENSION | DISC,FOG PROFILE;TONGUE & CLEVIS; 280 MM DIA,146 MM PITCH;70 KN MIN FAILING LOAD C/W HEX PIN & HPA SPLIT PINS;U70CP;AS60305;BOX OF 3,PACK WEIGHT | GRAPHSOL | GRAPH SOLUTIONS PTY LTD | 132639 | CURRENT
000002582 | INSULATOR,STANDOFF | LINE POST;SYNTHETIC OR PORCELAIN; VERTICAL & HORIZONTAL;M24 STUD,239 MM LG ;TIE TOP;33 KV NOM V;12 KN MIN FAILING LOAD;W/LONG STUD; | MORLYNN |  | H11385 | PHASING
000002585 | INSULATOR,STRAIN | STAY TYPE GY2;PORCELAIN;AS3609;71 KN MIN FAILING LOAD; BOX OF 15, PACK WEIGHT 20 KG,PALLET OF 864;PALLET WEIGHT 825 KG; | PLP AUST | PREFORMED LINE PRODUCTS (AUST) | 2585 | CURRENT
000002585 | INSULATOR,STRAIN | STAY TYPE GY2;PORCELAIN;AS3609;71 KN MIN FAILING LOAD; BOX OF 15, PACK WEIGHT 20 KG,PALLET OF 864;PALLET WEIGHT 825 KG; | MACLEAN | MACLEAN POWER PL - E15128 | 2585 | CURRENT
000002585 | INSULATOR,STRAIN | STAY TYPE GY2;PORCELAIN;AS3609;71 KN MIN FAILING LOAD; BOX OF 15, PACK WEIGHT 20 KG,PALLET OF 864;PALLET WEIGHT 825 KG; | BRITECH | BRI-TECH PTY LTD | 2585 | CURRENT
000002585 | INSULATOR,STRAIN | STAY TYPE GY2;PORCELAIN;AS3609;71 KN MIN FAILING LOAD; BOX OF 15, PACK WEIGHT 20 KG,PALLET OF 864;PALLET WEIGHT 825 KG; | TYCO | TYCO | MG-GY2-PG | CURRENT
000002585 | INSULATOR,STRAIN | STAY TYPE GY2;PORCELAIN;AS3609;71 KN MIN FAILING LOAD; BOX OF 15, PACK WEIGHT 20 KG,PALLET OF 864;PALLET WEIGHT 825 KG; | GRAPHSOL | GRAPH SOLUTIONS PTY LTD | L1519 | CURRENT
000002586 | INSULATOR,STRAIN | STAY TYPE GY3;PORCELAIN;AS3609;222 KN MIN FAILING LOAD;BOX OF 4;PACK WEIGHT 20.5 KG,PALLET OF 192,PALLET WEIGHT 980 KG; | PLP AUST | PREFORMED LINE PRODUCTS (AUST) | 2586 | CURRENT
000002586 | INSULATOR,STRAIN | STAY TYPE GY3;PORCELAIN;AS3609;222 KN MIN FAILING LOAD;BOX OF 4;PACK WEIGHT 20.5 KG,PALLET OF 192,PALLET WEIGHT 980 KG; | MACLEAN | MACLEAN POWER PL - E15128 | 2586 | CURRENT
000002586 | INSULATOR,STRAIN | STAY TYPE GY3;PORCELAIN;AS3609;222 KN MIN FAILING LOAD;BOX OF 4;PACK WEIGHT 20.5 KG,PALLET OF 192,PALLET WEIGHT 980 KG; | TYCO | TYCO | MG-GY3-PG | CURRENT
000002586 | INSULATOR,STRAIN | STAY TYPE GY3;PORCELAIN;AS3609;222 KN MIN FAILING LOAD;BOX OF 4;PACK WEIGHT 20.5 KG,PALLET OF 192,PALLET WEIGHT 980 KG; | BRITECH | BRI-TECH PTY LTD | STAY TYPE GY3; | CURRENT
000002587 | INSULATOR,STRAIN | STAY TYPE GY4;PORCELAIN;AS3609;222 KN MIN FAILING LOAD;CRATE OF 3,PACK WEIGHT 18 KG,PALLET OF 216,PALLET WEIGHT 1460 KG; | BRITECH | BRI-TECH PTY LTD | GY4 | CURRENT
000002587 | INSULATOR,STRAIN | STAY TYPE GY4;PORCELAIN;AS3609;222 KN MIN FAILING LOAD;CRATE OF 3,PACK WEIGHT 18 KG,PALLET OF 216,PALLET WEIGHT 1460 KG; | DULHUNTY | DULHUNTY INDUSTRIES PTY LTD | GY4 | CURRENT
000002588 | PIN,INSULATOR | B/100/3.5 TYPE;STEEL;GALV; 140 MM LG SHANK,100 MM LG STEM; BAGS OF 25,PACK WEIGHT 17.5 KG,PALLET SIZE 750,PALLET WEIGHT 637.5 KG;FOR LV | BRITECH | BRI-TECH PTY LTD | B100/3.5 | CURRENT
000002589 | PIN,INSULATOR | A/130/7 TYPE;STEEL;GALV;165 MM LG SHANK, 130 MM LG STEM,20 MM DIA;REF A/130/7 OF AS1154 PART 2;BAGS OF 10,PACK WEIGHT 13.7 KG,PALLET SIZE 500,PALLET WEIGHT | BRITECH | BRI-TECH PTY LTD | A130/7_165 | CURRENT
000002590 | PIN,INSULATOR | A/610/0 TYPE;STEEL;GALV;145 MM LG SHANK, 610 MM STEM;BAG OF 5,PACK WEIGHT 9.0 KG;FOR 11 KV BRIDGING REFER OCM 4/201 (TRANSPOSITION); | DULHUNTY | DULHUNTY INDUSTRIES PTY LTD | A/610/0 | CURRENT
000002593 | PIPE,METALLIC | STEEL GDE;MED;GALV;25 MM NB;SCREWED WITH RP THREAD TO AS1722.1;ERW;6.5 M LG AS1074;USE STOCK CODE 17977 FOR SHORT SPACER REQUIREMENTS;SUITABLE COUPLING | UNIONSTL |  | MED;GALV;25 MM; | PURCHASE AS REQUIRED
000002593 | PIPE,METALLIC | STEEL GDE;MED;GALV;25 MM NB;SCREWED WITH RP THREAD TO AS1722.1;ERW;6.5 M LG AS1074;USE STOCK CODE 17977 FOR SHORT SPACER REQUIREMENTS;SUITABLE COUPLING | STEELMRK | STEELMARK PTY LTD | MED GALV;5 MM; | PURCHASE AS REQUIRED
000002594 | PIPE,METALLIC | STEEL GDE C200;MED;GALV;32 MM NB; SCREWED WITH RP THREAD TO AS1722.1; ERW;6.5 M LG;AS1074; SUITABLE COUPLING STOCK CODE 15633; | STEELMRK | STEELMARK PTY LTD | 32 MM NB;6.5 M LG; | CURRENT
000002600 | STEP,POLE | SCREW-IN TYPE;STEEL;GALV;M16 DIA, 250 MM LG;M24 BOLT HEAD;FOR WOOD POLES;BAG OF 30/40; 2400 PER PALLET; | HOBSON | HOBSON ENGINEERING CO PTY LTD 393904 | BW58GLM160250 | CURRENT
000002600 | STEP,POLE | SCREW-IN TYPE;STEEL;GALV;M16 DIA, 250 MM LG;M24 BOLT HEAD;FOR WOOD POLES;BAG OF 30/40; 2400 PER PALLET; | SEWELFRG | GREG SEWELL FORGINGS PTY LTD | M16 X 250 MM LG; | CURRENT
000002601 | NAIL PLATE | STEEL SHEET;GALVABOND;SUITABLE FOR HARDWOOD;155 MM + OR - 5 MM LG; 90 + OR - 10 MM W; HOLE 27 + OR - 0.5 MM DIA LOCATED 40 + OR - 10 MM FROM BOTTOM | STATEWD | STATEWIDE FSTNERS & ENG SPLS PL | PN5N10 | CURRENT
000002604 | CLEVIS,THIMBLE | 70kN, Galv Steel c/w Round Clevis Pin, Bag of 20 | DULHUNTY | DULHUNTY INDUSTRIES PTY LTD | CTHI-70-H | CURRENT
000002605 | CLAMP,SUSPENSION | Straight-Line, Clevis Type 1M, Galv Steel, Cu & Galv Steel Cond, 6-16mm Dia Clamp Range c/w Hex Clevis Pin & Humpback Split Pin | DULHUNTY | DULHUNTY INDUSTRIES PTY LTD | DSC-0616 | CURRENT
000002605 | CLAMP,SUSPENSION | Straight-Line, Clevis Type 1M, Galv Steel, Cu & Galv Steel Cond, 6-16mm Dia Clamp Range c/w Hex Clevis Pin & Humpback Split Pin | PLP AUST | PREFORMED LINE PRODUCTS (AUST) | D-9321763 | CURRENT
000002605 | CLAMP,SUSPENSION | Straight-Line, Clevis Type 1M, Galv Steel, Cu & Galv Steel Cond, 6-16mm Dia Clamp Range c/w Hex Clevis Pin & Humpback Split Pin | SEWELFRG | GREG SEWELL FORGINGS PTY LTD | 1M-S-70KN | CURRENT
000002608 | CLAMP,SUSPENSION,ELEC CONDUCTOR | Angle, Clevis Type 2MA, Al Alloy, ACSR & AAC & AAAC, 9-25mm Dia Clamp Range c/w Round Clevis Pin & Humpback Split Pin | RMS | RELAY MONITORING SYSTEMS PL | ACSR/AAAC 9-21MM | CURRENT
000002608 | CLAMP,SUSPENSION,ELEC CONDUCTOR | Angle, Clevis Type 2MA, Al Alloy, ACSR & AAC & AAAC, 9-25mm Dia Clamp Range c/w Round Clevis Pin & Humpback Split Pin | TEN | THE ENERGY NETWORK | AASC-100250-N | CURRENT
000002608 | CLAMP,SUSPENSION,ELEC CONDUCTOR | Angle, Clevis Type 2MA, Al Alloy, ACSR & AAC & AAAC, 9-25mm Dia Clamp Range c/w Round Clevis Pin & Humpback Split Pin | DULHUNTY | DULHUNTY INDUSTRIES PTY LTD | AASC-100210H | CURRENT
000002609 | CLAMP,SUSPENSION | Angle, Clevis Type 3MA, Al Alloy, ACSR & AAC & AAAC, 20-34mm Dia Clamp Range c/w Round Clevis Pin & Humpback Split Pin | TEN | THE ENERGY NETWORK | AASC-210340-N | CURRENT
000002612 | CLAMP,SUSPENSION | Straight-Line, Clevis Type 2M, Al Alloy, ACSR & AAC, 7-21mm Dia Clamp Range c/w Hex Clevis Pin & Humpback Split Pin | TEN | THE ENERGY NETWORK | ASC-070210-N | CURRENT
000002612 | CLAMP,SUSPENSION | Straight-Line, Clevis Type 2M, Al Alloy, ACSR & AAC, 7-21mm Dia Clamp Range c/w Hex Clevis Pin & Humpback Split Pin | PLP AUST | PREFORMED LINE PRODUCTS (AUST) | D-ACC0721A | CURRENT
000002613 | CLAMP,SUSPENSION | Straight-Line, Clevis Type 3M, Al Alloy, ACSR & AAC, 10-34mm Dia Clamp Range c/w Hex Clevis Pin & Humpback Split Pin | TEN | THE ENERGY NETWORK | ASC-200340-N | CURRENT
000002613 | CLAMP,SUSPENSION | Straight-Line, Clevis Type 3M, Al Alloy, ACSR & AAC, 10-34mm Dia Clamp Range c/w Hex Clevis Pin & Humpback Split Pin | DULMISON | DULMISON (AUST) PTY LTD | BBA2034H | CURRENT
000002616 | CLEVIS,TONGUE | STEEL;GALV;116 MM LG;70 KN; C/W HEX CLEVIS PIN; FOR U/W FOG SUSPENSION INSULATORS; | DULHUNTY | DULHUNTY INDUSTRIES PTY LTD | CT-70H | CURRENT
000002621 | SWITCH ISOLATOR. | 660 V;800 AMP;SP;SWITCH UNIT;LV OUTDOOR; 2 HOLE PALMS TO SUIT M12 LUGS;C/W 2 OFF M 12 X 40 SS BOLT NUT & WASHERS;PACK OF 3,PALLET OF 96,PALLET WEIGHT 810 KG; | NGK | NGK STANGER PTY LTD | NZ4298EXP/2 | CURRENT
000002622 | FUSE-SWITCH COMBINATION. | 660 V;630 AMP;SP;SWITCH FUSE UNIT, LV OUTDOOR (LESS FUSE LINK);2 HOLE PALMS TO SUIT M 12 LUGS;C/W 2 OFF M12 X 40 SS BOLT NUT & WASHERS;PACK OF 3,PALLET OF | NGK | NGK STANGER PTY LTD | NZ4286EXP/2 | CURRENT
000002647 | TEST LAMP LEAD ASSEMBLY. | LOW VOLTAGE TEST LAMP;240 V/415 V; 2 X 15 W LAMPS (SC5264);C/W FLAT FIXED PROBE ON ASSEMBLY & 125 MM LG ROUND REMOVABLE PROBE TLP100;PACK IN CARTON; | THEWMCAN | TMAC THEW & MCCANN GROUP | 2647 | CURRENT
000002647 | TEST LAMP LEAD ASSEMBLY. | LOW VOLTAGE TEST LAMP;240 V/415 V; 2 X 15 W LAMPS (SC5264);C/W FLAT FIXED PROBE ON ASSEMBLY & 125 MM LG ROUND REMOVABLE PROBE TLP100;PACK IN CARTON; | THEWMCAN | TMAC THEW & MCCANN GROUP | TM12680 | CURRENT
000002649 | LEAD SET,TEST | LEAD,EXTENSION;FOR TEST LAMP; ITEMS TO BE INDIVIDUALLY CONTAINED; FOR USE BY LINESMEN; | THEWMCAN | TMAC THEW & MCCANN GROUP | TM12678 | CURRENT
000002649 | LEAD SET,TEST | LEAD,EXTENSION;FOR TEST LAMP; ITEMS TO BE INDIVIDUALLY CONTAINED; FOR USE BY LINESMEN; | THEWMCAN | TMAC THEW & MCCANN GROUP | 2649 | CURRENT
000002653 | MATTOCK HEAD | Mattock Head including Timber handle, 430 x 90mm Heavy Duty Carbon Steel Head; County Timber Mattock Cutter End; | STATEWD | STATEWIDE FSTNERS & ENG SPLS PL | SJ-CMATT/W | CURRENT
000002661 | SHADE BRIM,SAFETY HELMET | SYNTHETIC WOVEN HAT MATERIAL; SALMON;SLIP-ON,FULL BRIM;FLEXIBLE; | INTERHAT |  | SHADE BRIM, | PHASING
000002662 | NUT,PLAIN,HEXAGON | BRASS;STD;M5;ISO M | STATEWD | STATEWIDE FSTNERS & ENG SPLS PL | NBEM5 | CURRENT
000002667 | COVERALLS,DISPOSABLE | DRY PARTICLE SUITS;WHITE;SIZE LGE; TWO ZIPPERS;SINGLE OR DOUBLE STORM FLAPS ;3 PIECE HOOD;ELASTICIZED WAIST;RATED TYPE 5 & 6;PROVIDES PROTECTION AGAINST | BLKWOODS | J BLACKWOOD & SON LTD | 07243469/07243469 | CURRENT
000002667 | COVERALLS,DISPOSABLE | DRY PARTICLE SUITS;WHITE;SIZE LGE; TWO ZIPPERS;SINGLE OR DOUBLE STORM FLAPS ;3 PIECE HOOD;ELASTICIZED WAIST;RATED TYPE 5 & 6;PROVIDES PROTECTION AGAINST | ATOMSUPP | ATOM SUPPLY | 55520079 | CURRENT
000002667 | COVERALLS,DISPOSABLE | DRY PARTICLE SUITS;WHITE;SIZE LGE; TWO ZIPPERS;SINGLE OR DOUBLE STORM FLAPS ;3 PIECE HOOD;ELASTICIZED WAIST;RATED TYPE 5 & 6;PROVIDES PROTECTION AGAINST | ATOMSUPP | ATOM SUPPLY | 40012839 | CURRENT
000002667 | COVERALLS,DISPOSABLE | DRY PARTICLE SUITS;WHITE;SIZE LGE; TWO ZIPPERS;SINGLE OR DOUBLE STORM FLAPS ;3 PIECE HOOD;ELASTICIZED WAIST;RATED TYPE 5 & 6;PROVIDES PROTECTION AGAINST | PROTECTR |  | SAFEGARD 76 | CURRENT
000002667 | COVERALLS,DISPOSABLE | DRY PARTICLE SUITS;WHITE;SIZE LGE; TWO ZIPPERS;SINGLE OR DOUBLE STORM FLAPS ;3 PIECE HOOD;ELASTICIZED WAIST;RATED TYPE 5 & 6;PROVIDES PROTECTION AGAINST | KIMCLARK |  | 6422 (ONLY) | CURRENT
000002673 | CHANNEL,STRUCTURAL | STEEL;GALV,HOT DIPPED;41.3 MM W; 41.3 MM H;2.5 MM THK;2.70 KG/M;6 M LG; PACK OF 1,PACK WEIGHT 16.0 KG; | EZYSTRUT | EZYSTRUT CABLE & PIPE SUPPORTS | E1000H | CURRENT
000002674 | CHANNEL,STRUCTURAL | STEEL;GALV,HOT DIPPED;41.3 MM W; 22.2 MM H;2.5 MM THK;1.91 KG/M;6 M LG; PACK OF 1,PACK WEIGHT 11.28 KG; | EZYSTRUT | EZYSTRUT CABLE & PIPE SUPPORTS | E3300H | CURRENT
000002676 | ROD,CONTINUOUS THREAD. | STEEL;ZINC PLATED;M10;ISO M;3 M LG; ORDER IN 3 M LG; | STATEWD | STATEWIDE FSTNERS & ENG SPLS PL | RZEM103000 | CURRENT
000002678 | SPRAYER,HAND,GENERAL PURPOSE | PLASTICS;TRIGGER MECHANISM; 500 ML CAP;PACK OF 6; | BLKWOOD | J BLACKWOOD & SON LTD | 04413305 | CURRENT
000002678 | SPRAYER,HAND,GENERAL PURPOSE | PLASTICS;TRIGGER MECHANISM; 500 ML CAP;PACK OF 6; | STATEWD | STATEWIDE FSTNERS & ENG SPLS PL | SAHZSAC | CURRENT
000002678 | SPRAYER,HAND,GENERAL PURPOSE | PLASTICS;TRIGGER MECHANISM; 500 ML CAP;PACK OF 6; | SPEARJAC |  | SJ500 | CURRENT
000002681 | STONE,SHARPENING | COMBINATION BENCH STONE;SILICON CARBIDE; 200 MM LG;50 MM W;25 MM THK;PACK OF 1; | STATEWD | STATEWIDE FSTNERS & ENG SPLS PL | NBE173274 | CURRENT
000002681 | STONE,SHARPENING | COMBINATION BENCH STONE;SILICON CARBIDE; 200 MM LG;50 MM W;25 MM THK;PACK OF 1; | NORTON |  | N108 | CURRENT
000002685 | PLIERS | COMBINATION,INSULATED HANDLES; 200 MM (8 IN) LG;PACK OF 1; | REXEL | REXEL PTY LTD | WATMA880W | CURRENT
000002685 | PLIERS | COMBINATION,INSULATED HANDLES; 200 MM (8 IN) LG;PACK OF 1; | REXEL | REXEL PTY LTD | MRVMA880W | CURRENT
000002685 | PLIERS | COMBINATION,INSULATED HANDLES; 200 MM (8 IN) LG;PACK OF 1; | WATTMAST |  | MA 880 W | CURRENT
000002691 | SAW,HAND,PLUMBER'S | Xylon Coated Steel, Single Edge, Closed Grip Handle,10 TPI, 375mm Lg, General Purpose Saw, Box of 10 | BLKWOOD | J BLACKWOOD & SON LTD | 07252903 | CURRENT
000002691 | SAW,HAND,PLUMBER'S | Xylon Coated Steel, Single Edge, Closed Grip Handle,10 TPI, 375mm Lg, General Purpose Saw, Box of 10 | STATEWD | STATEWIDE FSTNERS & ENG SPLS PL | SJ7266XR | CURRENT
000002691 | SAW,HAND,PLUMBER'S | Xylon Coated Steel, Single Edge, Closed Grip Handle,10 TPI, 375mm Lg, General Purpose Saw, Box of 10 | ECLIPSE |  | SJ72-66XR | CURRENT
000002700 | TAPE,MEASURING | STEEL;BLACK;SPRING LOADED STYLE;2 M LG, 7 MM W;DIAMETER TAPE;PACK OF 6; | CNWPL | CNW PL - SLACKS CREEK | W606PM | CURRENT
000002700 | TAPE,MEASURING | STEEL;BLACK;SPRING LOADED STYLE;2 M LG, 7 MM W;DIAMETER TAPE;PACK OF 6; | CNWPL | CNW PL - SLACKS CREEK | LUFW606PM | CURRENT
000002700 | TAPE,MEASURING | STEEL;BLACK;SPRING LOADED STYLE;2 M LG, 7 MM W;DIAMETER TAPE;PACK OF 6; | CRESCENT | CRESCENT TOOLS P/O APEX TOOL GROUP | LW606PM | CURRENT
000002701 | TAPE,MEASURING | FIBRE GLASS;PVC COATED;HAND CRANK STYLE; 30 M LG,12 MM W;ONE SIDE CM;PACK OF 1; | CNWPL | CNW PL - SLACKS CREEK | LUFFE30CME | CURRENT
000002701 | TAPE,MEASURING | FIBRE GLASS;PVC COATED;HAND CRANK STYLE; 30 M LG,12 MM W;ONE SIDE CM;PACK OF 1; | CNWPL | CNW PL - SLACKS CREEK | FE30CME | CURRENT
000002701 | TAPE,MEASURING | FIBRE GLASS;PVC COATED;HAND CRANK STYLE; 30 M LG,12 MM W;ONE SIDE CM;PACK OF 1; | CNWPL | CNW PL - SLACKS CREEK | CFM30ME | CURRENT
000002701 | TAPE,MEASURING | FIBRE GLASS;PVC COATED;HAND CRANK STYLE; 30 M LG,12 MM W;ONE SIDE CM;PACK OF 1; | CNWPL | CNW PL - SLACKS CREEK | FMO30CME | CURRENT
000002703 | TAPE,MEASURING | STEEL;LACQUER FINISH;SPRING & LOCK STYLE ;3 M LG,12 MM W;ONE SIDE METRIC,ONE SIDE IMPERIAL;PACK SIZE 1; | C&LTOOL | CALTCO T/A C&L TOOL CENTRE | STA30-686 | CURRENT
000002703 | TAPE,MEASURING | STEEL;LACQUER FINISH;SPRING & LOCK STYLE ;3 M LG,12 MM W;ONE SIDE METRIC,ONE SIDE IMPERIAL;PACK SIZE 1; | STATEWD | STATEWIDE FSTNERS & ENG SPLS PL | S30686 | CURRENT
000002703 | TAPE,MEASURING | STEEL;LACQUER FINISH;SPRING & LOCK STYLE ;3 M LG,12 MM W;ONE SIDE METRIC,ONE SIDE IMPERIAL;PACK SIZE 1; | STANLEY |  | 30-686 | CURRENT
000002720 | BRACKET,INSULATOR | U STRAP TYPE;STEEL;GALV;TENSION SUPPORT STYLE;REEL SHLV2 INSULATOR; 100 MM LG,86 MM W;2 X 18 MM DIA HOLES; OUTDOOR SERVICE REEL TO POLE MTG; | HAYMAN | HAYMANS INDUSTRIES PTY LTD | 2720 | CURRENT
000002720 | BRACKET,INSULATOR | U STRAP TYPE;STEEL;GALV;TENSION SUPPORT STYLE;REEL SHLV2 INSULATOR; 100 MM LG,86 MM W;2 X 18 MM DIA HOLES; OUTDOOR SERVICE REEL TO POLE MTG; | GREATWST |  | 02720 | CURRENT
000002727 | SLING,EYE | POLYESTER;680 MM LG,50 MM W;750 KG; W/REEVABLE METAL EYES EACH END; AS1353-1974;PACK OF 50,PACK WEIGHT 0.45 KG; | HEIGHDYN | HEIGHT DYNAMICS | CA680-750 | CURRENT
000002727 | SLING,EYE | POLYESTER;680 MM LG,50 MM W;750 KG; W/REEVABLE METAL EYES EACH END; AS1353-1974;PACK OF 50,PACK WEIGHT 0.45 KG; | HEIGHDYN | HEIGHT DYNAMICS | MOX CASLING 680 MM | CURRENT
000002746 | SHIELD,EXPANSION | STEEL;SLEEVE ANCHOR;12 MM HOLE DIA; BOLT INSERT;M12 X 100 MM NOM LG INSERT; HEX NUT STYLE;PACK OF 20; | HOBSON | HOBSON ENGINEERING CO PTY LTD 393904 | MTBMSYM120100 | CURRENT
000002746 | SHIELD,EXPANSION | STEEL;SLEEVE ANCHOR;12 MM HOLE DIA; BOLT INSERT;M12 X 100 MM NOM LG INSERT; HEX NUT STYLE;PACK OF 20; | STATEWD | STATEWIDE FSTNERS & ENG SPLS PL | RD12100 | CURRENT
000002746 | SHIELD,EXPANSION | STEEL;SLEEVE ANCHOR;12 MM HOLE DIA; BOLT INSERT;M12 X 100 MM NOM LG INSERT; HEX NUT STYLE;PACK OF 20; | COVENTRY | COVENTRY FASTENERS QLD | DP12100 | CURRENT
000002747 | SHIELD,EXPANSION | STEEL;SLEEVE ANCHOR;16 MM HOLE DIA; BOLT INSERT;M12 X 103 MM NOM LG INSERT; HEX NUT STYLE;BOX OF 10; | HOBSON | HOBSON ENGINEERING CO PTY LTD 393904 | MTBMSYM160105 | CURRENT
000002747 | SHIELD,EXPANSION | STEEL;SLEEVE ANCHOR;16 MM HOLE DIA; BOLT INSERT;M12 X 103 MM NOM LG INSERT; HEX NUT STYLE;BOX OF 10; | STATEWD | STATEWIDE FSTNERS & ENG SPLS PL | RD16110 | CURRENT
000002748 | SHIELD,EXPANSION | STEEL;SLEEVE ANCHOR;10 MM HOLE DIA; BOLTINSERT;M8 X 48 MM NOM LG INSERT; HEX NUT STYLE;PACK OF 50; | HOBSON | HOBSON ENGINEERING CO PTY LTD 393904 | MTBMSYM100050 | CURRENT
000002748 | SHIELD,EXPANSION | STEEL;SLEEVE ANCHOR;10 MM HOLE DIA; BOLTINSERT;M8 X 48 MM NOM LG INSERT; HEX NUT STYLE;PACK OF 50; | STATEWD | STATEWIDE FSTNERS & ENG SPLS PL | RD10048 | CURRENT
000002759 | BILLYCAN | TIN;3 L CAP;PACK 6; | ATOMSUPP | ATOM SUPPLY | 21815001 | CURRENT
000002759 | BILLYCAN | TIN;3 L CAP;PACK 6; | STATEWD | STATEWIDE FSTNERS & ENG SPLS PL | BC3 | CURRENT
000002760 | CAN,UTILITY | 20L Water Storage, HDPE Jerry Can, Blue | ATOMSUPP | ATOM SUPPLY | 00923-4 | CURRENT
000002760 | CAN,UTILITY | 20L Water Storage, HDPE Jerry Can, Blue | ATOMSUPP | ATOM SUPPLY | 460750 | CURRENT
000002760 | CAN,UTILITY | 20L Water Storage, HDPE Jerry Can, Blue | STATEWD | STATEWIDE FSTNERS & ENG SPLS PL | W6179 | CURRENT
000002760 | CAN,UTILITY | 20L Water Storage, HDPE Jerry Can, Blue | ATOMSUPP | ATOM SUPPLY | 91568000 | CURRENT
000002760 | CAN,UTILITY | 20L Water Storage, HDPE Jerry Can, Blue | WILLOW | WILLOW WARE AUSTRALIA PTY LTD | 6179/6099 | CURRENT
000002761 | CAN,GASOLINE,MILITARY | STEEL;20 L;JERRYCAN TYPE;PACK SIZE 2; | ATOMSUPP | ATOM SUPPLY | 90450028 | CURRENT
000002761 | CAN,GASOLINE,MILITARY | STEEL;20 L;JERRYCAN TYPE;PACK SIZE 2; | STATEWD | STATEWIDE FSTNERS & ENG SPLS PL | JCM20 | CURRENT
000002769 | DISPENSER,DRINKING WATER | 10L Capacity, Plastic Sheath, Polyurethane Insulation, c/w Tap (Box of 2) | ATOMSUPP | ATOM SUPPLY | 04195717/20381 | CURRENT
000002769 | DISPENSER,DRINKING WATER | 10L Capacity, Plastic Sheath, Polyurethane Insulation, c/w Tap (Box of 2) | BLKWOODS | J BLACKWOOD & SON LTD | 04195717/20381 | CURRENT
000002769 | DISPENSER,DRINKING WATER | 10L Capacity, Plastic Sheath, Polyurethane Insulation, c/w Tap (Box of 2) | ATOMSUPP | ATOM SUPPLY | 28000014 | CURRENT
000002769 | DISPENSER,DRINKING WATER | 10L Capacity, Plastic Sheath, Polyurethane Insulation, c/w Tap (Box of 2) | WILLOW | WILLOW WARE AUSTRALIA PTY LTD | 20381 (BLUE) ALPINE | CURRENT
000002770 | DISPENSER,DRINKING WATER | 5L Capacity, Plastic Sheath, Polyurethane Insulation, c/w Tap (Box of 4) | STATEWD | STATEWIDE FSTNERS & ENG SPLS PL | W20371 | CURRENT
000002770 | DISPENSER,DRINKING WATER | 5L Capacity, Plastic Sheath, Polyurethane Insulation, c/w Tap (Box of 4) | WILLOW | WILLOW WARE AUSTRALIA PTY LTD | 20371 | CURRENT
000002770 | DISPENSER,DRINKING WATER | 5L Capacity, Plastic Sheath, Polyurethane Insulation, c/w Tap (Box of 4) | ATOMSUPP | ATOM SUPPLY | 28000013 | CURRENT
000002778 | CLOTH,ABRASIVE | SHEET;AL OX-P180-CL;230 MM W;280 MM LG; METALITE CLOTH;BOX OF 50; | BLKWOODS | J BLACKWOOD & SON LTD | 00422400/66623320232 | CURRENT
000002778 | CLOTH,ABRASIVE | SHEET;AL OX-P180-CL;230 MM W;280 MM LG; METALITE CLOTH;BOX OF 50; | NORTON |  | F90000180 | CURRENT
000002802 | PAPER,ABRASIVE | SHEET;AL OX-P180-C-OP;230 MM W;280 MM LG ;FREECUT PAPER;PACK OF 50; | STATEWD | STATEWIDE FSTNERS & ENG SPLS PL | NCC268305 | CURRENT
000002802 | PAPER,ABRASIVE | SHEET;AL OX-P180-C-OP;230 MM W;280 MM LG ;FREECUT PAPER;PACK OF 50; | NORTON |  | F9020180 | CURRENT
000002804 | PAPER,ABRASIVE | SHEET;AL OX-P120-A-OP;230 MM W;280 MM LG ;FREECUT PAPER;PACK OF 50; | STATEWD | STATEWIDE FSTNERS & ENG SPLS PL | NCC268283 | CURRENT
000002804 | PAPER,ABRASIVE | SHEET;AL OX-P120-A-OP;230 MM W;280 MM LG ;FREECUT PAPER;PACK OF 50; | NORTON |  | F9020120 | CURRENT
000002809 | PAPER,ABRASIVE | SHEET AL OX;80 GRIT;230 MM W; 280 MM LG;PACK OF 50; | STATEWD | STATEWIDE FSTNERS & ENG SPLS PL | NCC267880 | CURRENT
000002809 | PAPER,ABRASIVE | SHEET AL OX;80 GRIT;230 MM W; 280 MM LG;PACK OF 50; | KEYLINE | KEY-LINE DISTRIBUTORS PTY LTD | 11110180 | CURRENT
000002816 | PAPER,ABRASIVE | SHEET;P280-A;230 MM W;280 MM LG; WET & DRY PAPER;PACK OF 50; | BLKWOODS | J BLACKWOOD & SON LTD | 06548618/66623320262 | CURRENT
000002816 | PAPER,ABRASIVE | SHEET;P280-A;230 MM W;280 MM LG; WET & DRY PAPER;PACK OF 50; | NORTON |  | F9010280 | CURRENT
000002817 | PAPER,ABRASIVE | SHEET;P320-A;230 MM W;280 MM LG; WET & DRY PAPER;PACK OF 50; | BLKWOODS | J BLACKWOOD & SON LTD | 04178086 | CURRENT
000002817 | PAPER,ABRASIVE | SHEET;P320-A;230 MM W;280 MM LG; WET & DRY PAPER;PACK OF 50; | BLKWOODS | J BLACKWOOD & SON LTD | 07128312/66623320263 | CURRENT
000002817 | PAPER,ABRASIVE | SHEET;P320-A;230 MM W;280 MM LG; WET & DRY PAPER;PACK OF 50; | NORTON |  | F9010320 | CURRENT
000002818 | PAPER,ABRASIVE | SHEET;P1200-A;230 MM W;280 MM LG; WET & DRY PAPER;PACK OF 50; | NORTON |  | F9011200 | CURRENT
000002818 | PAPER,ABRASIVE | SHEET;P1200-A;230 MM W;280 MM LG; WET & DRY PAPER;PACK OF 50; | BLKWOODS | J BLACKWOOD & SON LTD | 03076698 | CURRENT
000002819 | PAPER,ABRASIVE | SHEET;P120;230 MM W;280 MM LG; WET & DRY PAPER;BOX OF 50; | BLKWOOD | J BLACKWOOD & SON LTD | 01477984 | CURRENT
000002819 | PAPER,ABRASIVE | SHEET;P120;230 MM W;280 MM LG; WET & DRY PAPER;BOX OF 50; | BLKWOOD | J BLACKWOOD & SON LTD | 06902416 | CURRENT
000002819 | PAPER,ABRASIVE | SHEET;P120;230 MM W;280 MM LG; WET & DRY PAPER;BOX OF 50; | BLKWOODS | J BLACKWOOD & SON LTD | 06902416/66623320257 | CURRENT
000002819 | PAPER,ABRASIVE | SHEET;P120;230 MM W;280 MM LG; WET & DRY PAPER;BOX OF 50; | NORTON |  | F9010120 | CURRENT
000002822 | PAPER,ABRASIVE | SHEET;P400-A;230 MM W;280 MM LG; WET & DRY PAPER;PACK OF 50; | STATEWD | STATEWIDE FSTNERS & ENG SPLS PL | NCC268194 | CURRENT
000002822 | PAPER,ABRASIVE | SHEET;P400-A;230 MM W;280 MM LG; WET & DRY PAPER;PACK OF 50; | NORTON |  | F9010400 | CURRENT
000002823 | PAPER,ABRASIVE | SHEET;P800-A;230 MM W;280 MM LG; WET & DRY PAPER;PACK OF 50; | STATEWD | STATEWIDE FSTNERS & ENG SPLS PL | NCC268224 | PURCHASE AS REQUIRED
000002823 | PAPER,ABRASIVE | SHEET;P800-A;230 MM W;280 MM LG; WET & DRY PAPER;PACK OF 50; | CARBORUM |  | PAPER,ABRASIVE P 800-A | PURCHASE AS REQUIRED
000002823 | PAPER,ABRASIVE | SHEET;P800-A;230 MM W;280 MM LG; WET & DRY PAPER;PACK OF 50; | NORTON |  | P800 | PURCHASE AS REQUIRED
000002827 | CLOTH,ABRASIVE | ROLL;AL OX 60 GRIT;25 MM W;50 M LG; PACK OF 1; | STATEWD | STATEWIDE FSTNERS & ENG SPLS PL | NCE099864 | CURRENT
000002827 | CLOTH,ABRASIVE | ROLL;AL OX 60 GRIT;25 MM W;50 M LG; PACK OF 1; | NORTON |  | F9610060 | CURRENT
000002827 | CLOTH,ABRASIVE | ROLL;AL OX 60 GRIT;25 MM W;50 M LG; PACK OF 1; | C&LTOOL | CALTCO T/A C&L TOOL CENTRE | 66623320795 | CURRENT
000002828 | CLOTH,ABRASIVE | ROLL;AL OX 240 GRIT;25 MM W;50 M LG; PACK OF 1; | BLKWOODS | J BLACKWOOD & SON LTD | 00251105/66623320818 | CURRENT
000002828 | CLOTH,ABRASIVE | ROLL;AL OX 240 GRIT;25 MM W;50 M LG; PACK OF 1; | NORTON |  | F9610240 | CURRENT
000002829 | PAPER,ABRASIVE | ROLL;180-CL;25 MM W;50 M LG; METALITE TAPE; | STATEWD | STATEWIDE FSTNERS & ENG SPLS PL | NCE111422 | CURRENT
000002829 | PAPER,ABRASIVE | ROLL;180-CL;25 MM W;50 M LG; METALITE TAPE; | NORTON |  | PAPER,ABRASIVE 180-CL | CURRENT
000002830 | PAPER,ABRASIVE | ROLL;320-CL;40 MM W;50 M LG;PACK OF 1; | STATEWD | STATEWIDE FSTNERS & ENG SPLS PL | NCE111325 | PURCHASE AS REQUIRED
000002830 | PAPER,ABRASIVE | ROLL;320-CL;40 MM W;50 M LG;PACK OF 1; | NORTON |  | F9620320 | PURCHASE AS REQUIRED
000002831 | PAPER,ABRASIVE | ROLL;80-CL;40 MM W;50 M LG; METALITE TAPE;PACK OF 1; | STATEWD | STATEWIDE FSTNERS & ENG SPLS PL | NCE110914 | CURRENT
000002831 | PAPER,ABRASIVE | ROLL;80-CL;40 MM W;50 M LG; METALITE TAPE;PACK OF 1; | NORTON |  | F9620080 | CURRENT
000002831 | PAPER,ABRASIVE | ROLL;80-CL;40 MM W;50 M LG; METALITE TAPE;PACK OF 1; | C&LTOOL | CALTCO T/A C&L TOOL CENTRE | 66623320803 | CURRENT
000002832 | PAPER,ABRASIVE | ROLL;120-CL;40 MM W;50 M LG; METALITE TAPE;PACK OF 1; | STATEWD | STATEWIDE FSTNERS & ENG SPLS PL | 66623320810 | CURRENT
000002833 | WHEEL,ABRASIVE | STRAIGHT;350 MM (14 IN) DIA;3.2 MM (1/8 IN) THK;25 MM (1 IN) BORE;METAL CUTTING; FOR HITACHI 1/2 H.P. MACHINE SINGLE GLASS;PACK OF 20; | BLKWOODS | J BLACKWOOD & SON LTD | 53701/66252841615 | CURRENT
000002833 | WHEEL,ABRASIVE | STRAIGHT;350 MM (14 IN) DIA;3.2 MM (1/8 IN) THK;25 MM (1 IN) BORE;METAL CUTTING; FOR HITACHI 1/2 H.P. MACHINE SINGLE GLASS;PACK OF 20; | FLEXOVIT |  | F1935625 | CURRENT
000002862 | CYLINDER,GAS | 2 KG CAP;LP GAS;LH OUTLET VALVE;3/8 IN B.S.P;AS B115-240;WT WHEN EMPTY 3.6 KG; | COMPANON |  | PRS2012C | CURRENT
000002862 | CYLINDER,GAS | 2 KG CAP;LP GAS;LH OUTLET VALVE;3/8 IN B.S.P;AS B115-240;WT WHEN EMPTY 3.6 KG; | COMPANON |  | 3965C | CURRENT
000002865 | CLOTH,CLEANING | NYLON REINFORCED PAPER;BLUE;490 MM W, 75 M LG;WALL MTD;CARTON OF 3,PACK WEIGHT 6.8 KG;INDUSTRIAL USE ONLY;4 PLY THK; | BLKWOOD | J BLACKWOOD & SON LTD | 01455104 | CURRENT
000002865 | CLOTH,CLEANING | NYLON REINFORCED PAPER;BLUE;490 MM W, 75 M LG;WALL MTD;CARTON OF 3,PACK WEIGHT 6.8 KG;INDUSTRIAL USE ONLY;4 PLY THK; | BLKWOODS | J BLACKWOOD & SON LTD | 01455104/4193 | CURRENT
000002865 | CLOTH,CLEANING | NYLON REINFORCED PAPER;BLUE;490 MM W, 75 M LG;WALL MTD;CARTON OF 3,PACK WEIGHT 6.8 KG;INDUSTRIAL USE ONLY;4 PLY THK; | KIMCLARK |  | KC4193 | CURRENT
000002871 | VALVE,REGULATING,FLUID PRESSURE | BRASS;NITROGEN GAS;EXCLUDING GAUGES; 2500 PSI INLET;600 PSI OUTLET;C/W LOW PRESSURE RELIEVE VALVE,HIGH PRESSURE BURSTING DISC & ALL PORTS OPEN;SECURITY | BIG |  | M600 | MAINTENANCE STOCK
000002881 | KNIFE,CRAFTSMAN'S | POLE TOP RESCUE KIT;3-1/2 IN; CLIP POINT BOOT;BOX OF 12; | STATEWD | STATEWIDE FSTNERS & ENG SPLS PL | S802 | CURRENT
000002881 | KNIFE,CRAFTSMAN'S | POLE TOP RESCUE KIT;3-1/2 IN; CLIP POINT BOOT;BOX OF 12; | KEYLINE | KEY-LINE DISTRIBUTORS PTY LTD | DIPLOMAT BLADES BOOT 75 | CURRENT
000002890 | BAG,SUGAR | 740 MM LG (29 IN LG);460 MM W (18 IN W); NEW;HESSIAN;1000 PER BALE,PACK WEIGHT 60 KG;USED FOR SAND BAGGING; | ATOMSUPP | ATOM SUPPLY | 8603001 | PURCHASE AS REQUIRED
000002890 | BAG,SUGAR | 740 MM LG (29 IN LG);460 MM W (18 IN W); NEW;HESSIAN;1000 PER BALE,PACK WEIGHT 60 KG;USED FOR SAND BAGGING; | CORNSACK |  | BAG,SUGAR | PURCHASE AS REQUIRED
000002906 | DESICCANT,ACTIVATED | ENVIRONGEL SILICA GEL;ORANGE CRYSTAL THAT TURNS GREEN WHEN WATER SATURATED; | SMSOMNI | SMS OMNI-TUFF GROUP PTY LTD | ORANGE TO OPAQUE INDICATION | PHASING
000002907 | PADDLE,FOOD STIRRING | WOOD;350 MM O/A LG;FOR MIXING EPOXY RESIN; | STATEWD | STATEWIDE FSTNERS & ENG SPLS PL | 351049 | CURRENT
000002908 | STRAPPING | POLYPROPYLENE;19 MM W,700 M LG;BLUE/ YELLOW;1 X COIL,COIL WEIGHT 4.5 KG; | HAYMANS | HAYMANS ELECTRICAL | REESIG10770 | CURRENT
000002908 | STRAPPING | POLYPROPYLENE;19 MM W,700 M LG;BLUE/ YELLOW;1 X COIL,COIL WEIGHT 4.5 KG; | SIGNET | SIGNET PTY LTD | 10771 | CURRENT
000002908 | STRAPPING | POLYPROPYLENE;19 MM W,700 M LG;BLUE/ YELLOW;1 X COIL,COIL WEIGHT 4.5 KG; | HAYMANS | HAYMANS ELECTRICAL | SIG10771 | CURRENT
000002909 | STRAPPING | POLYPROPYLENE;15 MM W,2500 M LG;YELLOW ;CARTON OF 2 ROLLS,PACK WEIGHT 10 KG; IN LIEU OF USE STOCK CODE 15289 19 MM BUCKLE; ***NOTE*** (TWO MAN LIFT); | PROMARK | PROMARK PACKAGING PTY LTD GEEBUNG | POLYPROPYLENE;15 MM W, | CURRENT
000002911 | TAPE,PRESSURE SENSITIVE ADHESIVE | DOUBLE COATED FOAM TAPE;25 MM W, 33 M LG,3 MM THK;PACK OF 1; | BLKWOODS | J BLACKWOOD & SON LTD | 00779409/70006076106 | CURRENT
000002911 | TAPE,PRESSURE SENSITIVE ADHESIVE | DOUBLE COATED FOAM TAPE;25 MM W, 33 M LG,3 MM THK;PACK OF 1; | 3M | 3M AUSTRALIA PTY LTD | MMM4008 | CURRENT
000002911 | TAPE,PRESSURE SENSITIVE ADHESIVE | DOUBLE COATED FOAM TAPE;25 MM W, 33 M LG,3 MM THK;PACK OF 1; | ATOMSUPP | ATOM SUPPLY | 79900034 | CURRENT
000002913 | TAPE,ANTISEIZING | PTFE;12 MM W,.075 MM THK,10 M LG; PACK OF 10; | STATEWD | STATEWIDE FSTNERS & ENG SPLS PL | TST | CURRENT
000002913 | TAPE,ANTISEIZING | PTFE;12 MM W,.075 MM THK,10 M LG; PACK OF 10; | C&LTOOL | CALTCO T/A C&L TOOL CENTRE | 13032 | CURRENT
000002913 | TAPE,ANTISEIZING | PTFE;12 MM W,.075 MM THK,10 M LG; PACK OF 10; | KEYLINE | KEY-LINE DISTRIBUTORS PTY LTD | 12 MM | CURRENT
000002913 | TAPE,ANTISEIZING | PTFE;12 MM W,.075 MM THK,10 M LG; PACK OF 10; | BLKWOOD | J BLACKWOOD & SON LTD | 05122404 | CURRENT
000002932 | TAPE,INSULATION,ELECTRICAL | ADHESIVE BACKED;COTTON,MASTIC RUBBER,BLACK;19 MM W;18 M LG NOM; MEGOHMOID;PACK OF 1; | HAYMANS | HAYMANS ELECTRICAL | ALS1002 | CURRENT
000002932 | TAPE,INSULATION,ELECTRICAL | ADHESIVE BACKED;COTTON,MASTIC RUBBER,BLACK;19 MM W;18 M LG NOM; MEGOHMOID;PACK OF 1; | ALSTOM | ALSTOM GRID AUSTRALIA LIMITED | ALS1002 | CURRENT
000002932 | TAPE,INSULATION,ELECTRICAL | ADHESIVE BACKED;COTTON,MASTIC RUBBER,BLACK;19 MM W;18 M LG NOM; MEGOHMOID;PACK OF 1; | ATOMSUPP | ATOM SUPPLY | 401914 | CURRENT
000002933 | TAPE,PRESSURE SENSITIVE ADHESIVE | MASKING;CREAM;24 MM W,50 M LG,75 MM ID CORE;CARTON OF 48,PACK WEIGHT 6.48 KG; | REXEL | REXEL PTY LTD | TSA50101 | CURRENT
000002933 | TAPE,PRESSURE SENSITIVE ADHESIVE | MASKING;CREAM;24 MM W,50 M LG,75 MM ID CORE;CARTON OF 48,PACK WEIGHT 6.48 KG; | ATOMSUPP | ATOM SUPPLY | 4925003 | CURRENT
000002933 | TAPE,PRESSURE SENSITIVE ADHESIVE | MASKING;CREAM;24 MM W,50 M LG,75 MM ID CORE;CARTON OF 48,PACK WEIGHT 6.48 KG; | SIGNET | SIGNET PTY LTD | 10773 | CURRENT
000002933 | TAPE,PRESSURE SENSITIVE ADHESIVE | MASKING;CREAM;24 MM W,50 M LG,75 MM ID CORE;CARTON OF 48,PACK WEIGHT 6.48 KG; | BECKWITH | BECKWITH TRADING (QLD) PTY LTD | TESA TAPE (BDF) | CURRENT
000002933 | TAPE,PRESSURE SENSITIVE ADHESIVE | MASKING;CREAM;24 MM W,50 M LG,75 MM ID CORE;CARTON OF 48,PACK WEIGHT 6.48 KG; | PROMARK | PROMARK PACKAGING PTY LTD GEEBUNG | TESA 53123 | CURRENT
000002933 | TAPE,PRESSURE SENSITIVE ADHESIVE | MASKING;CREAM;24 MM W,50 M LG,75 MM ID CORE;CARTON OF 48,PACK WEIGHT 6.48 KG; | NORTON |  | 207 | CURRENT
000002934 | TAPE,PRESSURE SENSITIVE ADHESIVE | MASKING;CREAM;48 MM W,50 M LG,75 MM ID CORE;CARTON OF 24,PACK WEIGHT 6 .72 KG; | HAYMANS | HAYMANS ELECTRICAL | SIG35188 | CURRENT
000002934 | TAPE,PRESSURE SENSITIVE ADHESIVE | MASKING;CREAM;48 MM W,50 M LG,75 MM ID CORE;CARTON OF 24,PACK WEIGHT 6 .72 KG; | HAYMANS | HAYMANS ELECTRICAL | REESIG10775 | CURRENT
000002934 | TAPE,PRESSURE SENSITIVE ADHESIVE | MASKING;CREAM;48 MM W,50 M LG,75 MM ID CORE;CARTON OF 24,PACK WEIGHT 6 .72 KG; | SIGNET | SIGNET PTY LTD | 10775 | CURRENT
000002936 | TAPE,PRESSURE SENSITIVE ADHESIVE | PACKAGING;BROWN;38 MM W,75 M LG,76 MM ID CORE;POLYPROPYLENE;CARTON OF 48, PACK WEIGHT 6 KG;REFER STOCK CODE 02938; | PROMARK | PROMARK PACKAGING PTY LTD GEEBUNG | TT1006 | CURRENT
000002938 | TAPE,PRESSURE SENSITIVE ADHESIVE | PACKAGING;BROWN;48 MM W,NB 75 M LG,NB; 75 MM ID CORE;MED DUTY,PLASTIC; CARTON OF 36,PACK WEIGHT 7.62 KG; | TEN | THE ENERGY NETWORK | REESIG20542 | CURRENT
000002938 | TAPE,PRESSURE SENSITIVE ADHESIVE | PACKAGING;BROWN;48 MM W,NB 75 M LG,NB; 75 MM ID CORE;MED DUTY,PLASTIC; CARTON OF 36,PACK WEIGHT 7.62 KG; | CNWPL | CNW PL - SLACKS CREEK | 20452 | CURRENT
000002938 | TAPE,PRESSURE SENSITIVE ADHESIVE | PACKAGING;BROWN;48 MM W,NB 75 M LG,NB; 75 MM ID CORE;MED DUTY,PLASTIC; CARTON OF 36,PACK WEIGHT 7.62 KG; | HAYMANS | HAYMANS ELECTRICAL | REESIG20542 | CURRENT
000002938 | TAPE,PRESSURE SENSITIVE ADHESIVE | PACKAGING;BROWN;48 MM W,NB 75 M LG,NB; 75 MM ID CORE;MED DUTY,PLASTIC; CARTON OF 36,PACK WEIGHT 7.62 KG; | SIGNET | SIGNET PTY LTD | 20452 | CURRENT
000002940 | TAPE,PRESSURE SENSITIVE ADHESIVE | GLASS FILAMENT;CLEAR;12 MM W,45 M LG, 75 MM ID CORE;72 PER CARTON,PACK WEIGHT 7.7 KG; | SIGNET | SIGNET PTY LTD | 10692 | CURRENT
000002940 | TAPE,PRESSURE SENSITIVE ADHESIVE | GLASS FILAMENT;CLEAR;12 MM W,45 M LG, 75 MM ID CORE;72 PER CARTON,PACK WEIGHT 7.7 KG; | PROMARK | PROMARK PACKAGING PTY LTD GEEBUNG | TV1002 | CURRENT
000002940 | TAPE,PRESSURE SENSITIVE ADHESIVE | GLASS FILAMENT;CLEAR;12 MM W,45 M LG, 75 MM ID CORE;72 PER CARTON,PACK WEIGHT 7.7 KG; | CORPEXPR | CORPORATE EXPRESS PO BOX 346 RICHLANDS | 87016473 | CURRENT
000002940 | TAPE,PRESSURE SENSITIVE ADHESIVE | GLASS FILAMENT;CLEAR;12 MM W,45 M LG, 75 MM ID CORE;72 PER CARTON,PACK WEIGHT 7.7 KG; | 3M | 3M AUSTRALIA PTY LTD | SCOTCH 898 | CURRENT
000002943 | WAX,PARAFFIN,TECHNICAL | 52 DEG C (125 F) MIN MELTING POINT; FULLY REFINED (COLOUR WHITE);5 SLABS PER CARTON,EACH SLAB WEIGHT APPROX 4.6KG ; FOR UG CABLE WIPES; | ATOMSUPP | ATOM SUPPLY | 479043 | CURRENT
000002943 | WAX,PARAFFIN,TECHNICAL | 52 DEG C (125 F) MIN MELTING POINT; FULLY REFINED (COLOUR WHITE);5 SLABS PER CARTON,EACH SLAB WEIGHT APPROX 4.6KG ; FOR UG CABLE WIPES; | H&RGSLPL | H & R GSP PL LAVERTON VIC | 50FRJ | CURRENT
000002944 | BATTERY,NONRECHARGEABLE | ALKALINE;1.5 V;FLAT CONTACTS;14.3 MM DIA ,50.0 MM H;SIZE AA;PACK OF 24 BOX OF 144 ;SUITS EVEREADY 3636 PENLITE FLASHLIGHT (STOCK CODE 03054);SHELF LIFE = 3 YEARS; | ATOMSUPP | ATOM SUPPLY | 3425002 | CURRENT
000002944 | BATTERY,NONRECHARGEABLE | ALKALINE;1.5 V;FLAT CONTACTS;14.3 MM DIA ,50.0 MM H;SIZE AA;PACK OF 24 BOX OF 144 ;SUITS EVEREADY 3636 PENLITE FLASHLIGHT (STOCK CODE 03054);SHELF LIFE = 3 YEARS; | HAYMANS | HAYMANS ELECTRICAL | EVREN91 | CURRENT
000002944 | BATTERY,NONRECHARGEABLE | ALKALINE;1.5 V;FLAT CONTACTS;14.3 MM DIA ,50.0 MM H;SIZE AA;PACK OF 24 BOX OF 144 ;SUITS EVEREADY 3636 PENLITE FLASHLIGHT (STOCK CODE 03054);SHELF LIFE = 3 YEARS; | EVEREADY |  | EVREN91 | CURRENT
000002945 | BATTERY,NONRECHARGEABLE | ALKALINE;1.5 V;FLAT CONTACTS;26.2 MM DIA ,50.0 MM H;SIZE C;BOX OF 12, SHELF LIFE = 3 YEARS; | ATOMSUPP | ATOM SUPPLY | 3425003 | CURRENT
000002945 | BATTERY,NONRECHARGEABLE | ALKALINE;1.5 V;FLAT CONTACTS;26.2 MM DIA ,50.0 MM H;SIZE C;BOX OF 12, SHELF LIFE = 3 YEARS; | ATOMSUPP | ATOM SUPPLY | 1020523 | CURRENT
000002945 | BATTERY,NONRECHARGEABLE | ALKALINE;1.5 V;FLAT CONTACTS;26.2 MM DIA ,50.0 MM H;SIZE C;BOX OF 12, SHELF LIFE = 3 YEARS; | HAYMANS | HAYMANS ELECTRICAL | EVREN93 | CURRENT
000002945 | BATTERY,NONRECHARGEABLE | ALKALINE;1.5 V;FLAT CONTACTS;26.2 MM DIA ,50.0 MM H;SIZE C;BOX OF 12, SHELF LIFE = 3 YEARS; | EVEREADY |  | EVREN93 | CURRENT
000002946 | BATTERY,NONRECHARGEABLE | ALKALINE;1.5 V;FLAT CONTACTS;34.1 MM DIA ,61.5 MM H;SIZE D;BOX OF 12,CARTON OF 72 ;SUITS EVEREADY 1359 INDUSTRIAL SAFETY FLASHLIGHT | ATOMSUPP | ATOM SUPPLY | 3425004 | CURRENT
000002946 | BATTERY,NONRECHARGEABLE | ALKALINE;1.5 V;FLAT CONTACTS;34.1 MM DIA ,61.5 MM H;SIZE D;BOX OF 12,CARTON OF 72 ;SUITS EVEREADY 1359 INDUSTRIAL SAFETY FLASHLIGHT | HAYMANS | HAYMANS ELECTRICAL | EVREN95 | CURRENT
000002946 | BATTERY,NONRECHARGEABLE | ALKALINE;1.5 V;FLAT CONTACTS;34.1 MM DIA ,61.5 MM H;SIZE D;BOX OF 12,CARTON OF 72 ;SUITS EVEREADY 1359 INDUSTRIAL SAFETY FLASHLIGHT | EVEREADY |  | EVREN95 | CURRENT
000002956 | BATTERY,NONRECHARGEABLE | CARBON ZINC,HVY DUTY;6 V;COIL SPRING CONTACTS 68.3 MM X 68.3 MM SQ,111.9 MM H BOX OF 6,PACK OF 24;SUITS EVEREADY DOLPHIN 108 LANTERN (STOCK CODE 03057); | HAYMANS | HAYMANS ELECTRICAL | EVR509 | CURRENT
000002956 | BATTERY,NONRECHARGEABLE | CARBON ZINC,HVY DUTY;6 V;COIL SPRING CONTACTS 68.3 MM X 68.3 MM SQ,111.9 MM H BOX OF 6,PACK OF 24;SUITS EVEREADY DOLPHIN 108 LANTERN (STOCK CODE 03057); | GENERAL | GENERAL TRADE SUPPLIES | ARLEC | CURRENT
000002956 | BATTERY,NONRECHARGEABLE | CARBON ZINC,HVY DUTY;6 V;COIL SPRING CONTACTS 68.3 MM X 68.3 MM SQ,111.9 MM H BOX OF 6,PACK OF 24;SUITS EVEREADY DOLPHIN 108 LANTERN (STOCK CODE 03057); | ATOMSUPP | ATOM SUPPLY | 3441002 | CURRENT
000002956 | BATTERY,NONRECHARGEABLE | CARBON ZINC,HVY DUTY;6 V;COIL SPRING CONTACTS 68.3 MM X 68.3 MM SQ,111.9 MM H BOX OF 6,PACK OF 24;SUITS EVEREADY DOLPHIN 108 LANTERN (STOCK CODE 03057); | EVEREADY |  | EVR409 | CURRENT
000002959 | STOCKING,CONDUCTIVE | COPPER;70 MM ACROSS FLAT;25 M ROLLS; | INTERTEC | INTERTECH ENGINEERING PTY LTD | 90001/0.15/CO/NAT | CURRENT
000002968 | CLIP,ELECTRICAL | ALLIGATOR;STEEL;ZINC PLATED;50 AMP; BATTERY CHARGING CLIPS;INSULATORS AVAILABLE STOCK CODE 02982 & 02983; PACK OF 12; | REXEL | REXEL PTY LTD | UTIH144/12 | CURRENT
000002968 | CLIP,ELECTRICAL | ALLIGATOR;STEEL;ZINC PLATED;50 AMP; BATTERY CHARGING CLIPS;INSULATORS AVAILABLE STOCK CODE 02982 & 02983; PACK OF 12; | TECONN | TE CONNECTIVITY LTD | H144/12 | CURRENT
000002968 | CLIP,ELECTRICAL | ALLIGATOR;STEEL;ZINC PLATED;50 AMP; BATTERY CHARGING CLIPS;INSULATORS AVAILABLE STOCK CODE 02982 & 02983; PACK OF 12; | UTILUX |  | UTIH144/12 | CURRENT
000002969 | CLIP,ELECTRICAL | ALLIGATOR,INSULATED;BLACK;BRASS; TIN PLATED;PACK OF 100; | HAYMANS | HAYMANS ELECTRICAL | FAR810-484 | CURRENT
000002969 | CLIP,ELECTRICAL | ALLIGATOR,INSULATED;BLACK;BRASS; TIN PLATED;PACK OF 100; | HAYMANS | HAYMANS ELECTRICAL | HIR932-146-100 | CURRENT
000002969 | CLIP,ELECTRICAL | ALLIGATOR,INSULATED;BLACK;BRASS; TIN PLATED;PACK OF 100; | CNWPL | CNW PL - SLACKS CREEK | 810484 | CURRENT
000002969 | CLIP,ELECTRICAL | ALLIGATOR,INSULATED;BLACK;BRASS; TIN PLATED;PACK OF 100; | HIRSCHMN |  | HIR932146100 | CURRENT
000002970 | CLIP,ELECTRICAL | ALLIGATOR,INSULATED;RED;BRASS;TIN PLATED ;PACK OF 5,PACK WEIGHT 0.35 KG; | HAYMANS | HAYMANS ELECTRICAL | FAR810-496 | CURRENT
000002970 | CLIP,ELECTRICAL | ALLIGATOR,INSULATED;RED;BRASS;TIN PLATED ;PACK OF 5,PACK WEIGHT 0.35 KG; | CNWPL | CNW PL - SLACKS CREEK | 810496 | CURRENT
000002975 | CONTACT REACTOR | CONTACT REACTOR BOTTOM FOR C.P. TAP CHANGERS & REGULATORS; | ERGON | ERGON ENERGY | CONTACT | CURRENT
000002976 | CONTACT REACTOR | CONTACT REACTOR TOP FOR C.P. TAP CHANGER & REGULATORS; | ERGON | ERGON ENERGY | CONTACT | CURRENT
000002997 | TAPE,INSULATION,ELECTRICAL | OVERWRAP PVC;50 MM W;30 M LG; PRESSURE SENSITIVE GP VINYL BLACK; BOX OF 36,PACK WEIGHT 18 KG; | ATOMSUPP | ATOM SUPPLY | 237903 | CURRENT
000002997 | TAPE,INSULATION,ELECTRICAL | OVERWRAP PVC;50 MM W;30 M LG; PRESSURE SENSITIVE GP VINYL BLACK; BOX OF 36,PACK WEIGHT 18 KG; | PETRO | PETRO COATING SYSTEMS | PO250050 | CURRENT
000002998 | TAPE,INSULATION,ELECTRICAL | Non-Vulcanized Butyl Rubber Tape;50 MM W;10 M LG;0.50 MM THK;SELF AMALGAMATING; PACK OF 1;***NOTE NOT TO BE USED IN CONJUNCTION WITH OVERHEAD SERVICES;*** | GILBLODG | GILBERT LODGE AUSTRALIA | NIT15-50 | CURRENT
000002998 | TAPE,INSULATION,ELECTRICAL | Non-Vulcanized Butyl Rubber Tape;50 MM W;10 M LG;0.50 MM THK;SELF AMALGAMATING; PACK OF 1;***NOTE NOT TO BE USED IN CONJUNCTION WITH OVERHEAD SERVICES;*** | AIM |  | 813-SSF920-10RD | CURRENT
000002998 | TAPE,INSULATION,ELECTRICAL | Non-Vulcanized Butyl Rubber Tape;50 MM W;10 M LG;0.50 MM THK;SELF AMALGAMATING; PACK OF 1;***NOTE NOT TO BE USED IN CONJUNCTION WITH OVERHEAD SERVICES;*** | HAYMANS | HAYMANS ELECTRICAL | 813-SSF920-10RD | CURRENT
000002998 | TAPE,INSULATION,ELECTRICAL | Non-Vulcanized Butyl Rubber Tape;50 MM W;10 M LG;0.50 MM THK;SELF AMALGAMATING; PACK OF 1;***NOTE NOT TO BE USED IN CONJUNCTION WITH OVERHEAD SERVICES;*** | AIM |  | 813-SS915-20RD | CURRENT
000002999 | TAPE,FIBREGLASS | PLAIN WEAVE;WHITE;75 MM W;100 M ROLL; | CIBAGEIG |  | C605105 | CURRENT
000003001 | TAPE,FIBREGLASS | PLAIN WEAVE;WHITE;100 MM W,100 M L; | HUNTSMAN | HUNTSMAN | 605989 | CURRENT
000003010 | TAPE,INSULATION,ELECTRICAL | SCREEN SPACER;PACK OF 1;FOR 10 PR PILOT JOINT BASED ON UJ MAN 5 .351D; | HAYMANS | HAYMANS ELECTRICAL | MMMP-3F | CURRENT
000003010 | TAPE,INSULATION,ELECTRICAL | SCREEN SPACER;PACK OF 1;FOR 10 PR PILOT JOINT BASED ON UJ MAN 5 .351D; | 3M | 3M AUSTRALIA PTY LTD | MMMP-3F | CURRENT
000003016 | TAPE,INSULATION,ELECTRICAL | SPLICING TAPE;RUBBER,BLACK;19 MM W; 9 M LG;0.76 MM THK;HIGH VOLTAGE; ;PACK OF 1; | BLKWOODS | J BLACKWOOD & SON LTD | 00659202/HT002007413 | CURRENT
000003016 | TAPE,INSULATION,ELECTRICAL | SPLICING TAPE;RUBBER,BLACK;19 MM W; 9 M LG;0.76 MM THK;HIGH VOLTAGE; ;PACK OF 1; | GILBLODG | GILBERT LODGE AUSTRALIA | 3M23-19 | CURRENT
000003016 | TAPE,INSULATION,ELECTRICAL | SPLICING TAPE;RUBBER,BLACK;19 MM W; 9 M LG;0.76 MM THK;HIGH VOLTAGE; ;PACK OF 1; | 3M | 3M AUSTRALIA PTY LTD | MMM23-19MM | CURRENT
000003019 | TAPE,INSULATION,ELECTRICAL | ADHESIVE BACKED;PVC,GREEN/YELLOW; 19 MM W; 20 M LG;.178 MM THK;FLAME RETARDANT,SERVICE TEMP (UP TO 80 DEG C) WHEN TESTED TO UL510;AS1621.3;PACK OF | ATOMSUPP | ATOM SUPPLY | 236538 | CURRENT
000003019 | TAPE,INSULATION,ELECTRICAL | ADHESIVE BACKED;PVC,GREEN/YELLOW; 19 MM W; 20 M LG;.178 MM THK;FLAME RETARDANT,SERVICE TEMP (UP TO 80 DEG C) WHEN TESTED TO UL510;AS1621.3;PACK OF | OMEGA | OMEGA | OME25YG | CURRENT
000003022 | TAPE,INSULATION,ELECTRICAL | ADHESIVE BACKED;PVC,YELLOW;19 MM W; 20 M LG;178 MM THK;FLAME RETARDANT, SERVICE TEMP (UP TO 80 DEG C ) WHEN TESTED TO UL510;AS1621.3;PACK OF 200; | REXEL | REXEL PTY LTD | TSA60805Y | CURRENT
000003022 | TAPE,INSULATION,ELECTRICAL | ADHESIVE BACKED;PVC,YELLOW;19 MM W; 20 M LG;178 MM THK;FLAME RETARDANT, SERVICE TEMP (UP TO 80 DEG C ) WHEN TESTED TO UL510;AS1621.3;PACK OF 200; | TESA |  | TES608050900600 | CURRENT
000003045 | JOINT INSUL MATERIALS,ELEC POWER CABLE | 11 KV;IMPREGNATED PAPER SEPARATOR;FOR 185 SQ MM 3C COPPER PLY STRAIGHT JOINTS; IN SEALED TIN;BS5068 (FINE)/BS698; (185,240 & 300 SQ MM LIVE ENDS); | INTERTEC | INTERTECH ENGINEERING PTY LTD | C0448 | CURRENT
000003046 | TAPE,CORROSION PREVENTIVE | WOVEN SYNTHETIC FABRIC;PETROLATUM BASED COMPOUND IMPREGNATED & COATED;50 MM W; 75 DEG C MAX OPERATING TEMP;10 M ROLL, PACK OF 24,PACK WEIGHT 17 KG; | BLKWOOD | J BLACKWOOD & SON LTD | 05220102 | CURRENT
000003046 | TAPE,CORROSION PREVENTIVE | WOVEN SYNTHETIC FABRIC;PETROLATUM BASED COMPOUND IMPREGNATED & COATED;50 MM W; 75 DEG C MAX OPERATING TEMP;10 M ROLL, PACK OF 24,PACK WEIGHT 17 KG; | STATEWD | STATEWIDE FSTNERS & ENG SPLS PL | DT50101 | CURRENT
000003046 | TAPE,CORROSION PREVENTIVE | WOVEN SYNTHETIC FABRIC;PETROLATUM BASED COMPOUND IMPREGNATED & COATED;50 MM W; 75 DEG C MAX OPERATING TEMP;10 M ROLL, PACK OF 24,PACK WEIGHT 17 KG; | ONESTEEL | ONESTEEL PO BOX 1149 EAGLE FARM QLD | FPC-DPT610-50 | CURRENT
000003051 | TAPE,TEXTILE | COTTON;EGYPTIAN SUPERFINE;WHITE;25 MM W, 66 M LG;PACK OF 1; | HAYMANS | HAYMANS ELECTRICAL | AIM813-ET2566. | CURRENT
000003051 | TAPE,TEXTILE | COTTON;EGYPTIAN SUPERFINE;WHITE;25 MM W, 66 M LG;PACK OF 1; | OBRIEN |  | AIM813-ET2566 | CURRENT
000003055 | FLASHLIGHT | DORCY;HVY DUTY RUBBER FLASHLIGHT;C/W 3 AA BATTERIES;SHOCK RESISTANT, WATERPROOF,SHATTER PROOF,POLYCARBONATE LENS;SEALED ON/OFF SWITCH;REFER SC02944 | ATOMSUPP | ATOM SUPPLY | 237957 | CURRENT
000003055 | FLASHLIGHT | DORCY;HVY DUTY RUBBER FLASHLIGHT;C/W 3 AA BATTERIES;SHOCK RESISTANT, WATERPROOF,SHATTER PROOF,POLYCARBONATE LENS;SEALED ON/OFF SWITCH;REFER SC02944 | REXEL | REXEL PTY LTD | DYPD2968 | CURRENT
000003055 | FLASHLIGHT | DORCY;HVY DUTY RUBBER FLASHLIGHT;C/W 3 AA BATTERIES;SHOCK RESISTANT, WATERPROOF,SHATTER PROOF,POLYCARBONATE LENS;SEALED ON/OFF SWITCH;REFER SC02944 | HAYMANS | HAYMANS ELECTRICAL | D2968 | CURRENT
000003056 | LANTERN,ELECTRIC | FLOATING WATER RESISTANT TORCH;SHOCK RESISTANT TYLEV BODY; ADJUSTABLE 8 POSITION STAND;SUPER BRIGHT KRYPTON GLOBE; REFER TO SC02956 FOR BATTERY; | CNWPL | CNW PL - SLACKS CREEK | ARLTT1 | PHASING
000003056 | LANTERN,ELECTRIC | FLOATING WATER RESISTANT TORCH;SHOCK RESISTANT TYLEV BODY; ADJUSTABLE 8 POSITION STAND;SUPER BRIGHT KRYPTON GLOBE; REFER TO SC02956 FOR BATTERY; | ARLEC |  | ARLTT1 | PHASING
000003057 | LANTERN,ELECTRIC | 6 V SPRING TERMINAL CELL;WATERPROOF; W/SHATTER RESISTANT LENS;BOX OF 4, CARTON OF 24;USE BATTERY STOCK CODE 02956 OR EQUIV; | HAYMANS | HAYMANS ELECTRICAL | EVR108MK4YE | CURRENT
000003057 | LANTERN,ELECTRIC | 6 V SPRING TERMINAL CELL;WATERPROOF; W/SHATTER RESISTANT LENS;BOX OF 4, CARTON OF 24;USE BATTERY STOCK CODE 02956 OR EQUIV; | EVEREADY |  | EVR108MK4YE | CURRENT
000003076 | BRACKET,ANGLE | CHANNEL CLIP,HVY DUTY;STEEL;GALV; 54 MM X 41 MM X 27 MM;Z SHAPE FITTING; PACK OF 20,PACK WEIGHT 4.25 KG; | EZYSTRUT | EZYSTRUT CABLE & PIPE SUPPORTS | E1045H | CURRENT
000003077 | BRACKET,ANGLE | CHANNEL CLIP,HVY DUTY;STEEL;GALV; 137 MM X 42 MM X 41 MM;U SHAPE FITTING; PACK OF 10,PACK WEIGHT 3.30 KG; | EZYSTRUT | EZYSTRUT CABLE & PIPE SUPPORTS | E1047H | CURRENT
000003081 | BRACKET,ANGLE | CHANNEL CLIP,HVY DUTY;STEEL;GALV; 51 MM X 48 MM;90 DEG ANGLE FITTING; PACK OF 25,PACK WEIGHT 4.25 KG; | EZYSTRUT | EZYSTRUT CABLE & PIPE SUPPORTS | E1026H | CURRENT
000003096 | CHAIN,WELDED | STEEL,GALV;6.3 MM;BOX OF 1;20 M ROLL; | BLKWOOD | J BLACKWOOD & SON LTD | 04725501 | CURRENT
000003096 | CHAIN,WELDED | STEEL,GALV;6.3 MM;BOX OF 1;20 M ROLL; | STATEWD | STATEWIDE FSTNERS & ENG SPLS PL | CG6320 | CURRENT
000003096 | CHAIN,WELDED | STEEL,GALV;6.3 MM;BOX OF 1;20 M ROLL; | PITTWADD | PITTWADD | 100306 | CURRENT
000003108 | CLAMP,HOSE | WORM DRIVE,W/SAFETY COLLAR;STEEL; ZINC PLATED;26 MM TO 38 MM DIA; PACK OF 10; | BLKWOOD | J BLACKWOOD & SON LTD | 04158107 | CURRENT
000003108 | CLAMP,HOSE | WORM DRIVE,W/SAFETY COLLAR;STEEL; ZINC PLATED;26 MM TO 38 MM DIA; PACK OF 10; | REXEL | REXEL PTY LTD | UTIH041/10 | CURRENT
000003108 | CLAMP,HOSE | WORM DRIVE,W/SAFETY COLLAR;STEEL; ZINC PLATED;26 MM TO 38 MM DIA; PACK OF 10; | UTILUX |  | UTIH041/10 | CURRENT
000003119 | HANDLE,DOOR | CAST STEEL ALLOY,CHROME;T SHAPED, C/W 2 KEYS NO 526; | UNIVERSL | UES (INT'L) PTY LTD VIRGINIA QLD | 2675 | PURCHASE AS REQUIRED
000003121 | HASP,HINGED | STD SAFETY TYPE WITH STAPLE;STEEL; ZINC PLATED;90 MM LG;PACK OF 1; | STATEWD | STATEWIDE FSTNERS & ENG SPLS PL | EHSST90 | CURRENT
000003121 | HASP,HINGED | STD SAFETY TYPE WITH STAPLE;STEEL; ZINC PLATED;90 MM LG;PACK OF 1; | KEYLINE | KEY-LINE DISTRIBUTORS PTY LTD | PWE HSST90 | CURRENT
000003160 | PADLOCK | SOLID BRASS CASE,BRASS SHACKLE; 45 MM W CASE,W/19 MM SHACKLE CLEARANCE; RANDOM KEYED; 2 KEYS;(LOCKWOOD TYPE 234B OR SIMILAR);PACK SIZE 20,PACK | LARSENS |  | OZ4/234/BOO/EN1 | CURRENT
000003168 | PADLOCK | SOLID BRASS CASE,BRASS SHACKLE; 45 MM W CASE,W/19 MM SHACKLE CLEARANCE; MASTER KEYED,(G SERIES) TO MK SYSTEM; 2 KEYS;STAMPED ENERGEX;FOR TRANSMISSION | LARSENS |  | OZAB/234/BOO/EN2 | CURRENT
000003169 | PADLOCK | SOLID BRASS CASE,STEEL SHACKLE; 45 MM W CASE,W/38 MM SHACKLE CLEARANCE; INDIVIDUALLY KEYED,EACH W/2 KEYS; (LOCKWOOD 234A);PACK SIZE 20,PACK | LARSENS |  | OZ4/234/AOO/EN3 | CURRENT
000003171 | PADLOCK | SOLID BRASS CASE,STEEL SHACKLE; 30 MM W CASE,W/13 MM SHACKLE CLEARANCE; W/KEYS;FOR GENERAL USE;(LOCKWOOD 232); PACK OF 10,PACK WEIGHT 1.0 KG; | JLARSEN | J LARSEN PTY LTD (LOCKSMITH) | OZI/232/PAD | CURRENT
000003171 | PADLOCK | SOLID BRASS CASE,STEEL SHACKLE; 30 MM W CASE,W/13 MM SHACKLE CLEARANCE; W/KEYS;FOR GENERAL USE;(LOCKWOOD 232); PACK OF 10,PACK WEIGHT 1.0 KG; | LOCKWOOD | LOCKWOOD/ASSA ABOLY AUSTRALIA PTY LTD | LOCKWOOD 232 | CURRENT
000003176 | LOCK BODY. | NIGHT-LATCH,W/O CYLINDER; LOCKWOOD TYPE 201 OR SIMILAR);U/W STOCK CODE 13050;PACK SIZE 20,PACK WEIGHT 8.4 KG; | LARSENS |  | LW201FBNOCYL | CURRENT
000003181 | CYLINDER,LOCK | KEY-N-KNOB LOCKSET;MASTER MK METERING SERIES;SATIN CHROME FINISH;CYLINDER ONLY ;KEYED TO MASTER MK METERING SYSTEM;FOR EXTERIOR LOCKSET SERIES 530; | LOCKWOOD | LOCKWOOD/ASSA ABOLY AUSTRALIA PTY LTD | LOCKWOOD 530/20 | PHASING
000003186 | CYLINDER,LOCK | MASTER MK METERING SERIES;SOLID BRASS CYLINDER,SATIN CHROME FINISH;CYLINDER ONLY;KEYED TO MASTER MK METERING SYSTEM;FOR PRIVATE RES.USE; | LOCKWOOD | LOCKWOOD/ASSA ABOLY AUSTRALIA PTY LTD | 201CYLSC | PURCHASE AS REQUIRED
000003215 | STAPLE. | FENCE;STEEL;GALV;4.0 MM THK;30 MM LG; ;CTN OF 5 KG; | SUMMIT | SUMMIT GROUP | 11NPG155-3215 | CURRENT
000003215 | STAPLE. | FENCE;STEEL;GALV;4.0 MM THK;30 MM LG; ;CTN OF 5 KG; | STATEWD | STATEWIDE FSTNERS & ENG SPLS PL | NSG4035 | CURRENT
000003216 | STAPLE. | FENCE;STEEL;GALV;3.15 MM DIA;25 MM LG; BOX OF 1 KG,CARTON OF 10 KG; | SUMMIT | SUMMIT GROUP | 11NPG155-3216 | CURRENT
000003216 | STAPLE. | FENCE;STEEL;GALV;3.15 MM DIA;25 MM LG; BOX OF 1 KG,CARTON OF 10 KG; | STATEWD | STATEWIDE FSTNERS & ENG SPLS PL | NSG253151 | CURRENT
000003224 | CORD,FIBROUS | COTTON;SASHCORD;NO 5;4 MM DIA,BRAIDED; 250 M COIL, PACK WEIGHT 6.5 KG; | DONAGHYS | DONAGHYS PTY LTD | BR00462 | CURRENT
000003225 | CORD,FIBROUS | COTTON;SASHCORD;NO 8;6 MM DIA,BRAIDED; 250 M COIL,PACK WEIGHT 13.0 KG; | DONAGHYS | DONAGHYS PTY LTD | BR00617 | CURRENT
000003227 | CORD,FIBROUS | Sashcord # 10, Braided, Cotton, 8mm Dia, 200m Rolls, Pack Weight 7.5kg | DONAGHYS | DONAGHYS PTY LTD | BRO 0861 | CURRENT
000003227 | CORD,FIBROUS | Sashcord # 10, Braided, Cotton, 8mm Dia, 200m Rolls, Pack Weight 7.5kg | MELBROPE |  | CORD,FIBROUS NO. 10 | CURRENT
000003228 | CORD,FIBROUS | COTTON;SASHCORD;NO 11;9 MM DIA,BRAIDED; 125 M COIL,PACK WEIGHT 6.5 KG; | DONAGHYS | DONAGHYS PTY LTD | BR00960 | PURCHASE AS REQUIRED
000003240 | ROPE,FIBROUS | POLYPROPYLENE;12 MM DIA;THREE STRAND, HAWSER LAID;18.3 KN MIN BREAKING FORCE; GREEN,SOFT LAY;MARKED AS4142;FOR LOW VOLTAGE & LIVE LINE USE;ROPE MUST HAVE | DONAGHYS | DONAGHYS PTY LTD | ROS 1200 | CURRENT
000003242 | ROPE,FIBROUS | POLYPROPYLENE;14 MM DIA;THREE STRAND HAWSER LAID;25.1 KN MIN BREAKING FORCE; GREEN,SOFT LAY;MARKED AS4142;FOR LOW VOLTAGE & LIVE LINE USE;ROPE MUST HAVE | DONAGHYS | DONAGHYS PTY LTD | ROS 1404 | CURRENT
000003245 | ROPE,FIBROUS | POLYPROPYLENE;18 MM DIA;THREE STRAND HAWSER LAID;39.8 KN MIN BREAKING FORCE; GREEN,SOFT LAY;MARKED AS4142;FOR LOW VOLTAGE & LIVE LINE USE;ROPE MUST HAVE | DONAGHYS | DONAGHYS PTY LTD | ROS 18 AF | CURRENT
000003247 | ROPE,FIBROUS | POLYPROPYLENE K-LINE;6 MM DIA; THREE STRAND HAWSER LAID;3.69 KN MIN BREAKING FORCE;WHITE,SOFT LAY;250 M COIL,PACK WEIGHT 4.3 KG;MANUFACTURED | DONAGHYS | DONAGHYS PTY LTD | ROS06AB | CURRENT
000003261 | THREAD,LINEN | NO 18, CORD 3; 50G REELS,STD PACK OF 1; | BLKWOOD | J BLACKWOOD & SON LTD | 04862710 | CURRENT
000003261 | THREAD,LINEN | NO 18, CORD 3; 50G REELS,STD PACK OF 1; | KEYLINE | KEY-LINE DISTRIBUTORS PTY LTD | 6901.183.BL | CURRENT
000003271 | WIRE,ELECTRICAL | GENERAL PURPOSE;ELECTROLYTIC TOUGH PITCH COPPER (110),ANNEALED,TINNED;1/1.83 MM ;BARE;AS1574,AS2338;0.5 KG SPOOL;APPROX 14 SWG; | BAMBACH | BAMBACH WIRES & CABLES PTY LTD | 12100 | CURRENT
000003272 | WIRE,ELECTRICAL | GENERAL PURPOSE;ELECTROLYTIC TOUGH PITCH COPPER (110),ANNEALED,TINNED; 1/1.60 MM;BARE;AS1574,AS2338;0.5 KG SPOOL, PACK WEIGHT - 25 KG; | BAMBACH | BAMBACH WIRES & CABLES PTY LTD | 13050AD | CURRENT
000003273 | WIRE,ELECTRICAL | GENERAL PURPOSE;ELECTROLYTIC TOUGH PITCH COPPER (110),ANNEALED,TINNED; 1/1.25 MM;BARE;AS1574,AS2338;0.5 KG SPOOL, PACK WEIGHT - 25 KG; | BAMBACH | BAMBACH WIRES & CABLES PTY LTD | 16020AD | CURRENT
000003279 | WIRE,ELECTRICAL | GENERAL PURPOSE;ELECTROLYTIC TOUGH PITCH COPPER (110),ANNEALED,TINNED; 1/0.500 MM;BARE;AS1574,AS2338;0.5 KG SPOOL; | BAMBACH | BAMBACH WIRES & CABLES PTY LTD | 25460D | CURRENT
000003293 | WIRE,NONELECTRICAL | STEEL;1.6 MM;GREEN,PVC COVERED; 250 M COIL (4 KG);FOR U/W FENCING WIRE STOCK CODE 03297; | JORY |  | STEEL;1.6 MM;GREEN,PVC; | CURRENT
000003311 | ELECTRODE,WELDING. | MANUAL,RUTILE-COATED;2.5 MM DIA;GENERAL PURPOSE;BS639-1976,GDE E 4322R21; 2.5 KG PACK | STATEWD | STATEWIDE FSTNERS & ENG SPLS PL | C612182 | CURRENT
000003311 | ELECTRODE,WELDING. | MANUAL,RUTILE-COATED;2.5 MM DIA;GENERAL PURPOSE;BS639-1976,GDE E 4322R21; 2.5 KG PACK | BOC | BOC GASES | C612182 | CURRENT
000003315 | FLUX,BRAZING | SILVER;200 G JAR;PACK OF 1; | BLKWOOD | J BLACKWOOD & SON LTD | 08089104 | CURRENT
000003315 | FLUX,BRAZING | SILVER;200 G JAR;PACK OF 1; | STATEWD | STATEWIDE FSTNERS & ENG SPLS PL | SBF200 | CURRENT
000003315 | FLUX,BRAZING | SILVER;200 G JAR;PACK OF 1; | HARRING |  | SBF200 | CURRENT
000003317 | FLUX,SOLDERING | PASTE;FOR COPPER;450 G; | ATOMSUPP | ATOM SUPPLY | 90240509 | CURRENT
000003317 | FLUX,SOLDERING | PASTE;FOR COPPER;450 G; | ATOMSUPP | ATOM SUPPLY | 4823006 | CURRENT
000003317 | FLUX,SOLDERING | PASTE;FOR COPPER;450 G; | STATEWD | STATEWIDE FSTNERS & ENG SPLS PL | FSC450 | CURRENT
000003318 | FLUX,SOLDERING | LIQUID;ALUMINIUM FLUX;SUITABLE FOR ALUMINIUM AND ALUMINIUM ALLOYS;250 ML BOTTLE; | STATEWD | STATEWIDE FSTNERS & ENG SPLS PL | FLUXAW-250G | CURRENT
000003318 | FLUX,SOLDERING | LIQUID;ALUMINIUM FLUX;SUITABLE FOR ALUMINIUM AND ALUMINIUM ALLOYS;250 ML BOTTLE; | LEMPRIER |  | 35031 | CURRENT
000003318 | FLUX,SOLDERING | LIQUID;ALUMINIUM FLUX;SUITABLE FOR ALUMINIUM AND ALUMINIUM ALLOYS;250 ML BOTTLE; | BICC |  | BICALFLUX | CURRENT
000003318 | FLUX,SOLDERING | LIQUID;ALUMINIUM FLUX;SUITABLE FOR ALUMINIUM AND ALUMINIUM ALLOYS;250 ML BOTTLE; | STRATA |  | 61 | CURRENT
000003341 | SOLDER,LEAD-TIN ALLOY | 35% TIN,65% LEAD;300 MM LG,25 MM W, 0.5 KG (CAST & ROLLED) STICKS;STAMPED 35/65;AS1834.PACK OF 20,PACK WEIGHT 25 KG;WIPING METAL; | CONALLOY |  | 00495 | CURRENT
000003344 | SOLDER,LEAD-TIN ALLOY | 60% TIN,40% LEAD;ACTIVATED RESIN CORE, 5 CORE RESIN,FLUX CLASS 5A;1.6 MM DIA WIRE;AS1834.1 & .2,BS441,BS5625;500 G REELS,PACK OF 10,PACK WEIGHT 10 KG; | HAYMANS | HAYMANS ELECTRICAL | CSA01500 | CURRENT
000003344 | SOLDER,LEAD-TIN ALLOY | 60% TIN,40% LEAD;ACTIVATED RESIN CORE, 5 CORE RESIN,FLUX CLASS 5A;1.6 MM DIA WIRE;AS1834.1 & .2,BS441,BS5625;500 G REELS,PACK OF 10,PACK WEIGHT 10 KG; | CONALLOY |  | SOLDER 60% TIN 40% LEAD | CURRENT
000003345 | SOLDER,LEAD-TIN ALLOY | 60% TIN,40% LEAD;ACTIVATED RESIN CORE, 5 CORE RESIN,FLUX CLASS 5A;0.71 MM DIA WIRE;AS1834.1 & .2,BS441,BS5625;500 G REELS,20 PER PACK,PACK WEIGHT 10 KG; | CONALLOY |  | SOLDER LEAD 60/40 | CURRENT
000003346 | SOLDER,SILVER ALLOY | 1.6 MM DIA,500/750 MM LG; BLUE TIPPED,45% SILVER;5 ROD PACK; | STATEWD | STATEWIDE FSTNERS & ENG SPLS PL | CAG-02447G500 | CURRENT
000003346 | SOLDER,SILVER ALLOY | 1.6 MM DIA,500/750 MM LG; BLUE TIPPED,45% SILVER;5 ROD PACK; | ATOMSUPP | ATOM SUPPLY | 5703104 | CURRENT
000003352 | WIRE,NONELECTRICAL | 99.90% SOFT LEAD;2.24 MM DIA; AS1812;0.5 KG SPOOL,PACK OF 20, PACK WEIGHT 10 KG; | CONALLOY |  | WIRE 99.90% | CURRENT
000003355 | ROD,WELDING | MANUAL,MIG TYPE;0.9 MM,LWI (LONG WIRE NO.1);COPPER COATED STEEL; 15 KG PER ROLL; | STATEWD | STATEWIDE FSTNERS & ENG SPLS PL | MWS9 | PHASING
000003355 | ROD,WELDING | MANUAL,MIG TYPE;0.9 MM,LWI (LONG WIRE NO.1);COPPER COATED STEEL; 15 KG PER ROLL; | KEYLINE | KEY-LINE DISTRIBUTORS PTY LTD | WIA ES6095 | PHASING
000003361 | CLAMP,HOSE | WORM DRIVE,W/SAFETY COLLAR;STEEL; ZINC PLATED;13 MM TO 20 MM DIA; PACK OF 10; | REXEL | REXEL PTY LTD | UTIH039/10 | CURRENT
000003361 | CLAMP,HOSE | WORM DRIVE,W/SAFETY COLLAR;STEEL; ZINC PLATED;13 MM TO 20 MM DIA; PACK OF 10; | UTILUX |  | UTIH039/10 | CURRENT
000003361 | CLAMP,HOSE | WORM DRIVE,W/SAFETY COLLAR;STEEL; ZINC PLATED;13 MM TO 20 MM DIA; PACK OF 10; | HAYMANS | HAYMANS ELECTRICAL | RSC908-8973 | CURRENT
000003362 | CLAMP,HOSE | WORM DRIVE,W/SAFETY COLLAR;STEEL; ZINC PLATED;44 MM TO 56 MM DIA; PACK OF 10; | C&LTOOL | CALTCO T/A C&L TOOL CENTRE | MP2P (BOX10) | CURRENT
000003362 | CLAMP,HOSE | WORM DRIVE,W/SAFETY COLLAR;STEEL; ZINC PLATED;44 MM TO 56 MM DIA; PACK OF 10; | REXEL | REXEL PTY LTD | UTIH042/10 | CURRENT
000003362 | CLAMP,HOSE | WORM DRIVE,W/SAFETY COLLAR;STEEL; ZINC PLATED;44 MM TO 56 MM DIA; PACK OF 10; | UTILUX |  | UTIH042/10 | CURRENT
000003363 | CLAMP,HOSE | WORM DRIVE,W/SAFETY COLLAR;STEEL; ZINC PLATED;19 MM TO 28 MM DIA; PACK OF 10; | BLKWOOD | J BLACKWOOD & SON LTD | 00367352 | CURRENT
000003363 | CLAMP,HOSE | WORM DRIVE,W/SAFETY COLLAR;STEEL; ZINC PLATED;19 MM TO 28 MM DIA; PACK OF 10; | REXEL | REXEL PTY LTD | UTIH040/10 | CURRENT
000003363 | CLAMP,HOSE | WORM DRIVE,W/SAFETY COLLAR;STEEL; ZINC PLATED;19 MM TO 28 MM DIA; PACK OF 10; | UTILUX |  | UTIH040/10 | CURRENT
000003392 | HOSE,NONMETALLIC | REINFORCED NYLEX MESH;WATER;12 MM ID; GREEN;30 M COIL;USED ON LADDERS; PACK OF 1; | STATEWD | STATEWIDE FSTNERS & ENG SPLS PL | HP1230 | CURRENT
000003474 | CAP,PIPE. | STEEL;GALV FINISH;PRESSED,DRIVE-ON; 50 MM NB;PACK OF 40; | STATEWD | STATEWIDE FSTNERS & ENG SPLS PL | KD50 | CURRENT
000003474 | CAP,PIPE. | STEEL;GALV FINISH;PRESSED,DRIVE-ON; 50 MM NB;PACK OF 40; | DOWNEE |  | DK50 | CURRENT
000003514 | TUBE,METALLIC | COPPER;PVC INSULATED,STEEL WIRE ARMOURED ,PVC SERVED;RD CROSS SECT SHAPE;6.35 MM (1/4 IN) OD;0.91 MM (20 SWG) WALL THK; ANNEALED;ON DRUM OR IN COILS;SECURITY | BICC |  | TUBE,METALLIC | PURCHASE AS REQUIRED
000003632 | TUBING,NONMETALLIC | PVC;RD SHAPE;3.3 MM WALL THK;13 MM OD; black;FLEXIBLE;50 M COIL; | REXEL | REXEL PTY LTD | FPAS13B-50M | CURRENT
000003632 | TUBING,NONMETALLIC | PVC;RD SHAPE;3.3 MM WALL THK;13 MM OD; black;FLEXIBLE;50 M COIL; | CNWPL | CNW PL - SLACKS CREEK | FPAS13B-50M | CURRENT
000003632 | TUBING,NONMETALLIC | PVC;RD SHAPE;3.3 MM WALL THK;13 MM OD; black;FLEXIBLE;50 M COIL; | REXEL | REXEL PTY LTD | ECMPAH-10G/50M | CURRENT
000003632 | TUBING,NONMETALLIC | PVC;RD SHAPE;3.3 MM WALL THK;13 MM OD; black;FLEXIBLE;50 M COIL; | HAYMANS | HAYMANS ELECTRICAL | NYLOFEX PAH-10G | CURRENT
000003639 | TUBING,NONMETALLIC | POLYETHYLENE;RD SHAPE;16 MM OD; CLASS 12;FLEXIBLE;300 M ROLL;PACK WEIGHT 22 KG; | TRI UGRD | TRI UNDERGROUND AUSTRALIA PTY LTD | CONPECL1216 | CURRENT
000003639 | TUBING,NONMETALLIC | POLYETHYLENE;RD SHAPE;16 MM OD; CLASS 12;FLEXIBLE;300 M ROLL;PACK WEIGHT 22 KG; | HAYMANS | HAYMANS ELECTRICAL | VIN27021 | CURRENT
000003639 | TUBING,NONMETALLIC | POLYETHYLENE;RD SHAPE;16 MM OD; CLASS 12;FLEXIBLE;300 M ROLL;PACK WEIGHT 22 KG; | IPLEX | IPLEX PIPELINES AUSTRALIA PTY LTD | D52 | CURRENT
000003639 | TUBING,NONMETALLIC | POLYETHYLENE;RD SHAPE;16 MM OD; CLASS 12;FLEXIBLE;300 M ROLL;PACK WEIGHT 22 KG; | VINIDEX |  | 27021 | CURRENT
000003640 | INSULATION SLEEVING,ELECTRICAL | POLYOLEFIN,HEAT SHRINKABLE; 3.2 MM MIN ID XP,1.6 MM MAX ID RECOVERED 0.51 MM MIN THK RECOVERED;1.2 LG;BLACK; BOX OF 50,PACK WEIGHT 5 KG; | LEGEND | LEGEND POWER SYSTEMS | XLP3BK/4FT-EX | CURRENT
000003640 | INSULATION SLEEVING,ELECTRICAL | POLYOLEFIN,HEAT SHRINKABLE; 3.2 MM MIN ID XP,1.6 MM MAX ID RECOVERED 0.51 MM MIN THK RECOVERED;1.2 LG;BLACK; BOX OF 50,PACK WEIGHT 5 KG; | TECONN | TE CONNECTIVITY LTD | RNF-100-1/8-BK-STK | CURRENT
000003641 | INSULATION SLEEVING,ELECTRICAL | POLYOLEFIN,HEAT SHRINKABLE;3.2 MM MIN ID EXP,1.6 MM MAX ID RECOVERED;0.51 MM MIN THK RECOVERED;1.2 M LG;RED;PACK OF 50, PACK WEIGHT 5 KG; | LEGEND | LEGEND POWER SYSTEMS | XLP3RD/4FT-EX | CURRENT
000003641 | INSULATION SLEEVING,ELECTRICAL | POLYOLEFIN,HEAT SHRINKABLE;3.2 MM MIN ID EXP,1.6 MM MAX ID RECOVERED;0.51 MM MIN THK RECOVERED;1.2 M LG;RED;PACK OF 50, PACK WEIGHT 5 KG; | TECONN | TE CONNECTIVITY LTD | RNF-100-1/8-RD-STK | CURRENT
000003645 | INSULATION SLEEVING,ELECTRICAL | POLYOLEFIN,HEAT SHRINKABLE;4.8 MM MIN ID EXP,2.4 MM MAX ID RECOVERED;0.51 MM MIN THK RECOVERED;1.2 M LG;BLACK;PACK OF 50 ,PACK WEIGHT 5 KG; | LEGEND | LEGEND POWER SYSTEMS | XLP5BK/4FT-EX | CURRENT
000003645 | INSULATION SLEEVING,ELECTRICAL | POLYOLEFIN,HEAT SHRINKABLE;4.8 MM MIN ID EXP,2.4 MM MAX ID RECOVERED;0.51 MM MIN THK RECOVERED;1.2 M LG;BLACK;PACK OF 50 ,PACK WEIGHT 5 KG; | TECONN | TE CONNECTIVITY LTD | RNF-100-3/16-BK-STK | CURRENT
000003647 | INSULATION SLEEVING,ELECTRICAL | POLYOLEFIN,HEAT SHRINKABLE;4.8 MM MIN ID EXP,2.4 MM MAX ID RECOVERED;0.51 MM MIN THK RECOVERED;1.2 M LG;BLUE;PACK OF 50, PACK WEIGHT 5 KG; | LEGEND | LEGEND POWER SYSTEMS | XLP5BL/4FT-EX | CURRENT
000003647 | INSULATION SLEEVING,ELECTRICAL | POLYOLEFIN,HEAT SHRINKABLE;4.8 MM MIN ID EXP,2.4 MM MAX ID RECOVERED;0.51 MM MIN THK RECOVERED;1.2 M LG;BLUE;PACK OF 50, PACK WEIGHT 5 KG; | TECONN | TE CONNECTIVITY LTD | RNF-100-3/16-BU-STK | CURRENT
000003651 | INSULATION SLEEVING,ELECTRICAL | POLYOLEFIN,HEAT SHRINKABLE;6.4 MM MIN ID EXP,3.2 MM MAX ID RECOVERED;0.64 MM MIN THK RECOVERED;1.2 M LG;RED;PACK OF 50, PACK WEIGHT 5 KG; | LEGEND | LEGEND POWER SYSTEMS | XLP7RD/4FT | CURRENT
000003651 | INSULATION SLEEVING,ELECTRICAL | POLYOLEFIN,HEAT SHRINKABLE;6.4 MM MIN ID EXP,3.2 MM MAX ID RECOVERED;0.64 MM MIN THK RECOVERED;1.2 M LG;RED;PACK OF 50, PACK WEIGHT 5 KG; | TECONN | TE CONNECTIVITY LTD | RNF-100-1/4-RD-STK | CURRENT
000003655 | INSULATION SLEEVING,ELECTRICAL | POLYOLEFIN,HEAT SHRINKABLE;9.5 MM MIN ID EXP,4.8 MM MAX ID RECOVERED;0.64 MM THK RECOVERED;1.2 M LG;BLACK;PACK OF 50, PACK WEIGHT 5 KG; | LEGEND | LEGEND POWER SYSTEMS | XLP10BK/4FT | CURRENT
000003655 | INSULATION SLEEVING,ELECTRICAL | POLYOLEFIN,HEAT SHRINKABLE;9.5 MM MIN ID EXP,4.8 MM MAX ID RECOVERED;0.64 MM THK RECOVERED;1.2 M LG;BLACK;PACK OF 50, PACK WEIGHT 5 KG; | LEGEND | LEGEND POWER SYSTEMS | XLP10BK/4FT-EX | CURRENT
000003655 | INSULATION SLEEVING,ELECTRICAL | POLYOLEFIN,HEAT SHRINKABLE;9.5 MM MIN ID EXP,4.8 MM MAX ID RECOVERED;0.64 MM THK RECOVERED;1.2 M LG;BLACK;PACK OF 50, PACK WEIGHT 5 KG; | TECONN | TE CONNECTIVITY LTD | RNF-100-3/8-0-BLACK-STK | CURRENT
000003656 | INSULATION SLEEVING,ELECTRICAL | POLYOLEFIN,HEAT SHRINKABLE;9.5 MM MIN ID EXP,4.8 MM MAX ID RECOVERED;0.64 MM MIN THK RECOVERED;1.2 M LG;RED;PACK OF 50, PACK WEIGHT 5 KG; | LEGEND | LEGEND POWER SYSTEMS | XLP10RD/4FT-EX | CURRENT
000003656 | INSULATION SLEEVING,ELECTRICAL | POLYOLEFIN,HEAT SHRINKABLE;9.5 MM MIN ID EXP,4.8 MM MAX ID RECOVERED;0.64 MM MIN THK RECOVERED;1.2 M LG;RED;PACK OF 50, PACK WEIGHT 5 KG; | TECONN | TE CONNECTIVITY LTD | RNF-100-3/8-2-RED-STK | CURRENT
000003660 | INSULATION SLEEVING,ELECTRICAL | POLYOLEFIN,HEAT SHRINKABLE; 12.7 MM MIN ID EXP,6.4 MM MAX ID RECOVERED;0.64 MM MIN THK RECOVERED; BLACK;SUPPLIED IN ROLLS;50M ROLL,PACK | LEGEND | LEGEND POWER SYSTEMS | XLP13BK | CURRENT
000003660 | INSULATION SLEEVING,ELECTRICAL | POLYOLEFIN,HEAT SHRINKABLE; 12.7 MM MIN ID EXP,6.4 MM MAX ID RECOVERED;0.64 MM MIN THK RECOVERED; BLACK;SUPPLIED IN ROLLS;50M ROLL,PACK | TECONN | TE CONNECTIVITY LTD | RNF-100-1/2-0-BLACK-SP | CURRENT
000003661 | INSULATION SLEEVING,ELECTRICAL | POLYOLEFIN,HEAT SHRINKABLE; 12.7 MM MIN ID EXP,6.4 MM MAX ID RECOVERED;0.64 MM MIN THK RECOVERED; 1.2 M LG;RED;PACK OF 25,PACK WEIGHT 2.5 | LEGEND | LEGEND POWER SYSTEMS | XLP13RD/4FT-EX | CURRENT
000003661 | INSULATION SLEEVING,ELECTRICAL | POLYOLEFIN,HEAT SHRINKABLE; 12.7 MM MIN ID EXP,6.4 MM MAX ID RECOVERED;0.64 MM MIN THK RECOVERED; 1.2 M LG;RED;PACK OF 25,PACK WEIGHT 2.5 | TECONN | TE CONNECTIVITY LTD | RNF-100-1/2-2-RED-STK | CURRENT
000003669 | INSULATION SLEEVING,ELECTRICAL | POLYOLEFIN,HEAT SHRINKABLE; 9 MM MIN ID EXP,3 MM MAX ID RECOVERED; 1.4 MM MIN THK RECOVERED;1.2 M LG; BLACK;MELTABLE INNER LINING;PACK OF 25, | LEGEND | LEGEND POWER SYSTEMS | XDW10BK-EX | CURRENT
000003669 | INSULATION SLEEVING,ELECTRICAL | POLYOLEFIN,HEAT SHRINKABLE; 9 MM MIN ID EXP,3 MM MAX ID RECOVERED; 1.4 MM MIN THK RECOVERED;1.2 M LG; BLACK;MELTABLE INNER LINING;PACK OF 25, | LEGEND | LEGEND POWER SYSTEMS | XDW10BK | CURRENT
000003669 | INSULATION SLEEVING,ELECTRICAL | POLYOLEFIN,HEAT SHRINKABLE; 9 MM MIN ID EXP,3 MM MAX ID RECOVERED; 1.4 MM MIN THK RECOVERED;1.2 M LG; BLACK;MELTABLE INNER LINING;PACK OF 25, | TECONN | TE CONNECTIVITY LTD | EN-ATUM-9/3-0-1200 | CURRENT
000003670 | INSULATION SLEEVING,ELECTRICAL | POLYOLEFIN,HEAT SHRINKABLE; 12.7 MM MIN ID EXP,4 MM MAX ID RECOVERED 1.78 MM MIN THK RECOVERED;300 MM LG; BLACK;MELTABLE INNER LINING;PACK OF 20, | LEGEND | LEGEND POWER SYSTEMS | STDW17/3PA-300 | CURRENT
000003670 | INSULATION SLEEVING,ELECTRICAL | POLYOLEFIN,HEAT SHRINKABLE; 12.7 MM MIN ID EXP,4 MM MAX ID RECOVERED 1.78 MM MIN THK RECOVERED;300 MM LG; BLACK;MELTABLE INNER LINING;PACK OF 20, | TECONN | TE CONNECTIVITY LTD | WCSM-16/4-300/S | CURRENT
000003671 | INSULATION SLEEVING,ELECTRICAL | POLYOLEFIN,HEAT SHRINKABLE;19.1 MM MIN ID EXP,9.5 MM MAX ID RECOVERED;0.76 MM THK RECOVERED;BLACK;FOR 11 KV & LV PLY CABLES,25 & 35 SQ MM;50 M SPOOL,PACK | LEGEND | LEGEND POWER SYSTEMS | XLP20BK | CURRENT
000003671 | INSULATION SLEEVING,ELECTRICAL | POLYOLEFIN,HEAT SHRINKABLE;19.1 MM MIN ID EXP,9.5 MM MAX ID RECOVERED;0.76 MM THK RECOVERED;BLACK;FOR 11 KV & LV PLY CABLES,25 & 35 SQ MM;50 M SPOOL,PACK | TECONN | TE CONNECTIVITY LTD | RNF-100-3/4-0-BLACK-SP | CURRENT
000003672 | INSULATION SLEEVING,ELECTRICAL | POLYOLEFIN,HEAT SHRINKABLE;25.4 MM MIN ID EXP,12.7 MM MAX ID RECOVERED; 0.89 MM MIN THK RECOVERED;BLACK; SUPPLIED IN ROLLS;50 M ROLL,PACK | LEGEND | LEGEND POWER SYSTEMS | XLP25BK | CURRENT
000003672 | INSULATION SLEEVING,ELECTRICAL | POLYOLEFIN,HEAT SHRINKABLE;25.4 MM MIN ID EXP,12.7 MM MAX ID RECOVERED; 0.89 MM MIN THK RECOVERED;BLACK; SUPPLIED IN ROLLS;50 M ROLL,PACK | TECONN | TE CONNECTIVITY LTD | RNF-100-1-0-BLACK-SP | CURRENT
000003674 | INSULATION SLEEVING,ELECTRICAL | POLYOLEFIN,HEAT SHRINKABLE;38.1 MM MIN ID EXP,19.1 MM MAX ID RECOVERED; 1.02 MM MIN THK RECOVERED;BLACK; SUPPLIED IN ROLLS;25 M ROLL,PACK | LEGEND | LEGEND POWER SYSTEMS | XLP38BK | CURRENT
000003674 | INSULATION SLEEVING,ELECTRICAL | POLYOLEFIN,HEAT SHRINKABLE;38.1 MM MIN ID EXP,19.1 MM MAX ID RECOVERED; 1.02 MM MIN THK RECOVERED;BLACK; SUPPLIED IN ROLLS;25 M ROLL,PACK | TECONN | TE CONNECTIVITY LTD | RNF-100-1-1/2-0-BLACK-SP | CURRENT
000003703 | INSULATION SHEET,ELECTRICAL | BAKELITE;9.5 MM THK;310 MM W;1030 MM LG; BLACK;PACK OF 1; | REXEL | REXEL PTY LTD | AIM582-P1095/1030/0310 | CURRENT
000003703 | INSULATION SHEET,ELECTRICAL | BAKELITE;9.5 MM THK;310 MM W;1030 MM LG; BLACK;PACK OF 1; | OBRIEN |  | OBRP1CUT | CURRENT
000003711 | CORK AND RUBBER SHEET | SYNTHETIC;1.6 MM + OR - 0.25 MM THK; 900 MM W;1200 MM LG;FOR GASKETS NEBAR N80 OF NARROW SECTION & HIGH CLAMPING PRESSURES;HIGH | QLDGASKT |  | SEQ03711 | CURRENT
000003712 | CORK AND RUBBER SHEET | SYNTHETIC;6 MM + OR - 0.25 MM THK; 900 MM W;1200 MM LG;(NEBAR N80);FOR GASKETS OF NARROW SECTION & HIGH CLAMPING PRESSURES;HIGH OIL | QLDGASKT |  | NEBAR N80 | CURRENT
000003713 | CORK AND RUBBER SHEET | SYNTHETIC;3 MM + OR - 0.25 MM THK; 900 MM W;1200 MM LG;FOR GASKETS OF NARROW SECTION & HIGH CLAMPING PRESSURES;HIGH OIL RESISTANCE; | QLDGASKT |  | NEBAR N80 | CURRENT
000003714 | CORK AND RUBBER SHEET | SYNTHETIC;4.8 MM + OR - 0.25 MM THK; 900 MM W;1200 MM LG;4.8 MM;FOR GASKETS OF NARROW SECTION & HIGH CLAMPING PRESSURES;HIGH OIL RESISTANCE; | QLDGASKT |  | NEBAR N80 | CURRENT
000003745 | CLOTH,MOLESKIN | BEIGE;1.5 M W,1 M LG; TO BE CUT INTO 1 M LENGTHS; | NATTEXT |  | CLOTH,MOLESKIN | CURRENT
000003750 | ADHESIVE | PART A CONTAINS 120% W/V LIQUID EPOXY RESIN,PART B CONTAINS 95% W/V POLYAMIDE; LIQUID;BONDS METAL,GLASS,CERAMICS,RUBBER ;PACK OF 6; | C&LTOOL | CALTCO T/A C&L TOOL CENTRE | 100025 | CURRENT
000003750 | ADHESIVE | PART A CONTAINS 120% W/V LIQUID EPOXY RESIN,PART B CONTAINS 95% W/V POLYAMIDE; LIQUID;BONDS METAL,GLASS,CERAMICS,RUBBER ;PACK OF 6; | BLKWOODS | J BLACKWOOD & SON LTD | 04110006/930069710040501 | CURRENT
000003750 | ADHESIVE | PART A CONTAINS 120% W/V LIQUID EPOXY RESIN,PART B CONTAINS 95% W/V POLYAMIDE; LIQUID;BONDS METAL,GLASS,CERAMICS,RUBBER ;PACK OF 6; | SELLEYS |  | SASS200 | CURRENT
000003757 | ADHESIVE | PART A CONTAINS 110% W/V LIQUID EPOXY RESIN,PART B CONTAINS 7% W/V AMINE; LIQUID,CLEAR;BONDS METAL,GLASS,RUBBER CERAMICS & WOOD;5 MIN - PART A & B; | BLKWOODS | J BLACKWOOD & SON LTD | 04471402/100017 | CURRENT
000003757 | ADHESIVE | PART A CONTAINS 110% W/V LIQUID EPOXY RESIN,PART B CONTAINS 7% W/V AMINE; LIQUID,CLEAR;BONDS METAL,GLASS,RUBBER CERAMICS & WOOD;5 MIN - PART A & B; | C&LTOOL | CALTCO T/A C&L TOOL CENTRE | 100017 | CURRENT
000003757 | ADHESIVE | PART A CONTAINS 110% W/V LIQUID EPOXY RESIN,PART B CONTAINS 7% W/V AMINE; LIQUID,CLEAR;BONDS METAL,GLASS,RUBBER CERAMICS & WOOD;5 MIN - PART A & B; | SELLEYS |  | SA5200 | CURRENT
000003760 | ADHESIVE | LIQUID;WOODWORKING GLUE; SUPPLIED READY FOR USE;1 L CONTAINER CARTON OF 6;SHELF LIFE = 2 YEARS; | BLKWOODS | J BLACKWOOD & SON LTD | 04110501/9300697101327 | PURCHASE AS REQUIRED
000003760 | ADHESIVE | LIQUID;WOODWORKING GLUE; SUPPLIED READY FOR USE;1 L CONTAINER CARTON OF 6;SHELF LIFE = 2 YEARS; | SELLEYS |  | SA1 | PURCHASE AS REQUIRED
000003768 | ADHESIVE | CONTAINS V/V 43% METHYL KETONE; LIQUID,CLEAR;BONDS VINYLS,LEATHER, FABRIC,CHINA,PAPER,CARDBOARD,FELT,GLASS, ,POTTERY,RUBBER,PVC;ALL PURPOSE QUICK | SELLEYS |  | MULTIGRIP | PHASING
000003770 | ADHESIVE | CONTAINS 60% METHYL PYRROLIDONE W/V; LIQUID,BROWN;FOR UPVC PIPES & FITTINGS 250 ML,36 PER CARTON;SHELF LIFE = 12 MTH ; | STATEWD | STATEWIDE FSTNERS & ENG SPLS PL | PMLU250 | CURRENT
000003770 | ADHESIVE | CONTAINS 60% METHYL PYRROLIDONE W/V; LIQUID,BROWN;FOR UPVC PIPES & FITTINGS 250 ML,36 PER CARTON;SHELF LIFE = 12 MTH ; | STATEWD | STATEWIDE FSTNERS & ENG SPLS PL | EWI-CEM72 | CURRENT
000003770 | ADHESIVE | CONTAINS 60% METHYL PYRROLIDONE W/V; LIQUID,BROWN;FOR UPVC PIPES & FITTINGS 250 ML,36 PER CARTON;SHELF LIFE = 12 MTH ; | ACM | R.B.PTY LTD | S250 NH PEVICOL | CURRENT
000003772 | LUBRICATING OIL | INOX-MX3 Lubricant, Anti-Corrosion, Anti-Moisture Penetrating Oil, 100g Aerosol, Protects locks against sticking | ATOMSUPP | ATOM SUPPLY | 60010643 | CURRENT
000003772 | LUBRICATING OIL | INOX-MX3 Lubricant, Anti-Corrosion, Anti-Moisture Penetrating Oil, 100g Aerosol, Protects locks against sticking | KEYLINE | KEY-LINE DISTRIBUTORS PTY LTD | INOX MX3 | CURRENT
000003787 | SEALING COMPOUND | SILICONE RUBBER BASE;CLEAR;LIQUID FORM; ACIDIC CURE,ADHESIVE/SEALANT;150 G TUBE, CARTON OF 12; | ATOMSUPP | ATOM SUPPLY | 1328031 | CURRENT
000003787 | SEALING COMPOUND | SILICONE RUBBER BASE;CLEAR;LIQUID FORM; ACIDIC CURE,ADHESIVE/SEALANT;150 G TUBE, CARTON OF 12; | STATEWD | STATEWIDE FSTNERS & ENG SPLS PL | DCSCRTV732150 | CURRENT
000003787 | SEALING COMPOUND | SILICONE RUBBER BASE;CLEAR;LIQUID FORM; ACIDIC CURE,ADHESIVE/SEALANT;150 G TUBE, CARTON OF 12; | DOWCORN |  | DCSCRTV732150 | CURRENT
000003788 | SEALING COMPOUND | SILICONE BASE;TRANSLUCENT;LIQUID FORM; WINDOW & GLASS SEALANT;310 G CARTRIDGE, CARTON OF 12; | ATOMSUPP | ATOM SUPPLY | 102103 | CURRENT
000003788 | SEALING COMPOUND | SILICONE BASE;TRANSLUCENT;LIQUID FORM; WINDOW & GLASS SEALANT;310 G CARTRIDGE, CARTON OF 12; | ATOMSUPP | ATOM SUPPLY | 40041435 | CURRENT
000003788 | SEALING COMPOUND | SILICONE BASE;TRANSLUCENT;LIQUID FORM; WINDOW & GLASS SEALANT;310 G CARTRIDGE, CARTON OF 12; | STATEWD | STATEWIDE FSTNERS & ENG SPLS PL | SPSWG310 | CURRENT
000003788 | SEALING COMPOUND | SILICONE BASE;TRANSLUCENT;LIQUID FORM; WINDOW & GLASS SEALANT;310 G CARTRIDGE, CARTON OF 12; | SELLEYS |  | S117083 | CURRENT
000003788 | SEALING COMPOUND | SILICONE BASE;TRANSLUCENT;LIQUID FORM; WINDOW & GLASS SEALANT;310 G CARTRIDGE, CARTON OF 12; | ATOMSUPP | ATOM SUPPLY | 296112 | CURRENT
000003806 | FLUX,SOLDERING | PASTE;GRADE A-100% TIN;GLOBAL TINNING COMPOUND;1 KG CAN; | BLKWOODS | J BLACKWOOD & SON LTD | B0386 | CURRENT
000003806 | FLUX,SOLDERING | PASTE;GRADE A-100% TIN;GLOBAL TINNING COMPOUND;1 KG CAN; | CNWPL | CNW PL - SLACKS CREEK | 182 | CURRENT
000003806 | FLUX,SOLDERING | PASTE;GRADE A-100% TIN;GLOBAL TINNING COMPOUND;1 KG CAN; | KEMTEX | KEMTEX FLUX | A916 | CURRENT
000003811 | INSULATING COMPOUND,ELECTRICAL | BASTING OIL;13 KG TIN; | ALSTOM | ALSTOM GRID AUSTRALIA LIMITED | 53504-05 | PHASING
000003814 | CONDUCTOR CONTACT PASTE | Alminox Electrical Jointing Compound, Grease Base w/Zinc Grit, Grey, 325g Tube c/w Cone Nozzle, Oxide & Corrosion Inhibitor, for Alum Connections | DULMISON | DULMISON (AUST) PTY LTD | ALM325G | CURRENT
000003814 | CONDUCTOR CONTACT PASTE | Alminox Electrical Jointing Compound, Grease Base w/Zinc Grit, Grey, 325g Tube c/w Cone Nozzle, Oxide & Corrosion Inhibitor, for Alum Connections | PLP AUST | PREFORMED LINE PRODUCTS (AUST) | D-ALM325G | CURRENT
000003815 | SEALING COMPOUND | SATURATED PETROLEUM HYDROCARBONS W/INERT FILLERS & CELLULOSE FIBRES; BROWN;SOFT COMPOUND FORM;90 DEG C MAX OPERATING TEMPERATURE 3 KG BLOCK, | STATEWD | STATEWIDE FSTNERS & ENG SPLS PL | DP410103 | CURRENT
000003815 | SEALING COMPOUND | SATURATED PETROLEUM HYDROCARBONS W/INERT FILLERS & CELLULOSE FIBRES; BROWN;SOFT COMPOUND FORM;90 DEG C MAX OPERATING TEMPERATURE 3 KG BLOCK, | REXEL | REXEL PTY LTD | DENP410103 | CURRENT
000003815 | SEALING COMPOUND | SATURATED PETROLEUM HYDROCARBONS W/INERT FILLERS & CELLULOSE FIBRES; BROWN;SOFT COMPOUND FORM;90 DEG C MAX OPERATING TEMPERATURE 3 KG BLOCK, | PETRO | PETRO COATING SYSTEMS | PMHT03 | CURRENT
000003822 | FILLER,DENT,METAL SURFACE | C/W 1 TUBE OF HARDENER;EAZEFILL;900 G CONTAINER,12 PACKS PER CARTON; | SEPTONE |  | SEF900 | CURRENT
000003822 | FILLER,DENT,METAL SURFACE | C/W 1 TUBE OF HARDENER;EAZEFILL;900 G CONTAINER,12 PACKS PER CARTON; | SEPTONE |  | AEB900 | CURRENT
000003822 | FILLER,DENT,METAL SURFACE | C/W 1 TUBE OF HARDENER;EAZEFILL;900 G CONTAINER,12 PACKS PER CARTON; | BLKWOOD | J BLACKWOOD & SON LTD | 05048566 | CURRENT
000003826 | SEALING COMPOUND | PLASTIC TYPE;BROWN;PUTTY;WEATHERPROOF; 2 X 250 G BLOCKS;USED FOR TYPE 4 SWITCHGEAR BOOTING REFER UJ MAN. 2.902D; | INTERTEC | INTERTECH ENGINEERING PTY LTD | BC-R391 | CURRENT
000003827 | MODULE | EPL Injection Control/Monitor Module, 1RU, 19" Rack Mount, suit Landis & Gyr AFLC Controller | LANDIS | LANDIS GYR (AUST) PTY LTD | 316.414.03001 | PURCHASE AS REQUIRED
000003848 | GREASE,GENERAL PURPOSE | LITHIUM BASE;450 G CARTRIDGE GREASE GADUS S2; V220 2 | SHELL |  | 00947197 | CURRENT
000003856 | KEROSENE | LIGHTING;4 L PLASTIC BOTTLE; | BP | BP | AMOCO | CURRENT
000003863 | METHYLATED SPIRIT,INDUSTRIAL | 4 L PLASTIC CONTAINER PACK OF 1, PACK WEIGHT 3.5 KG; | HANLEY | HANLEY INDUSTRIAL ENTERPRISES 459057 | KCBMS4 | CURRENT
000003868 | LUBRICATING OIL,GENERAL PURPOSE | Household, 120ml Bottle (WD40) 3 in 1, Carton of 12 | C&LTOOL | CALTCO T/A C&L TOOL CENTRE | 3IN1OIL | CURRENT
000003868 | LUBRICATING OIL,GENERAL PURPOSE | Household, 120ml Bottle (WD40) 3 in 1, Carton of 12 | STATEWD | STATEWIDE FSTNERS & ENG SPLS PL | 03IN1 | CURRENT
000003869 | LUBRICATING OIL,HYDRAULIC | ISO VG 46, Mineral Base Hydraulic Fluid, General Purpose, 205L Drum | CALTEX | CALTEX | RANDOM MV 46 | CURRENT
000003869 | LUBRICATING OIL,HYDRAULIC | ISO VG 46, Mineral Base Hydraulic Fluid, General Purpose, 205L Drum | CASTROL | CASTROL | AWH46 OIL | CURRENT
000003872 | LINSEED OIL,RAW. | RAW;1 L BOTTLE;BOX OF 6; | STATEWD | STATEWIDE FSTNERS & ENG SPLS PL | DRL01 | CURRENT
000003874 | INSULATING OIL,ELECTRICAL | OIL FILLED CABLES;LOW VISCOSITY SYNTHETIC (ALKYL BENZENE ) OR DODECYLBENZENE);APPROX 209 L STEEL DRUM; 180KG;DDB CABLE OIL;BIO DEGRADABLE. | BP | BP | T3788 | CURRENT
000003876 | LUBRICATING OIL,ENGINE | PETROL & DIESEL ENGINE OIL;15W/40; 205 L DRUM; | CALTEX | CALTEX | DELO400 | PURCHASE AS REQUIRED
000003876 | LUBRICATING OIL,ENGINE | PETROL & DIESEL ENGINE OIL;15W/40; 205 L DRUM; | CASTROL | CASTROL | RX-SUPER MULTI-GRADE | PURCHASE AS REQUIRED
000003877 | CORROSION PREVENTIVE COMPOUND | FREES NUTS,BOLTS AND FITTINGS;CLEANS GREASE,DUST,DIRT & SLUDGE,LOOSENS RUST; PROTECTS TO PREVENT FURTHER CORROSION; 400 G PRESSURE PACK,12 PER CARTON; | ATOMSUPP | ATOM SUPPLY | 88891418 | CURRENT
000003877 | CORROSION PREVENTIVE COMPOUND | FREES NUTS,BOLTS AND FITTINGS;CLEANS GREASE,DUST,DIRT & SLUDGE,LOOSENS RUST; PROTECTS TO PREVENT FURTHER CORROSION; 400 G PRESSURE PACK,12 PER CARTON; | BLKWOODS | J BLACKWOOD & SON LTD | 00567273/5068 | CURRENT
000003877 | CORROSION PREVENTIVE COMPOUND | FREES NUTS,BOLTS AND FITTINGS;CLEANS GREASE,DUST,DIRT & SLUDGE,LOOSENS RUST; PROTECTS TO PREVENT FURTHER CORROSION; 400 G PRESSURE PACK,12 PER CARTON; | CHEMSRCH | CHEMSEARCH | YIELD | CURRENT
000003878 | WATER-DISPLACING COMPOUND | PREVENTS & REPAIRS ELECTRICAL FAILURES DUE TO MOISTURE,CORROSION,OR FRICTION 4 L CAN,PACK OF 6; | BLKWOODS | J BLACKWOOD & SON LTD | 05204285/5004 | CURRENT
000003878 | WATER-DISPLACING COMPOUND | PREVENTS & REPAIRS ELECTRICAL FAILURES DUE TO MOISTURE,CORROSION,OR FRICTION 4 L CAN,PACK OF 6; | CRC | CRC INDUSTRIES AUSTRALIA PTY LTD | 2006 | CURRENT
000003879 | WATER-DISPLACING COMPOUND | CRC 2-26;PREVENTS & REPAIRS ELECTRICAL FAILURES DUE TO MOISTURE,CORROSION, DIRT ORFRICTION;450 G AEROSOL; PACK OF 6; | ATOMSUPP | ATOM SUPPLY | 1117011 | CURRENT
000003879 | WATER-DISPLACING COMPOUND | CRC 2-26;PREVENTS & REPAIRS ELECTRICAL FAILURES DUE TO MOISTURE,CORROSION, DIRT ORFRICTION;450 G AEROSOL; PACK OF 6; | BLKWOODS | J BLACKWOOD & SON LTD | 03967001/2005 | CURRENT
000003879 | WATER-DISPLACING COMPOUND | CRC 2-26;PREVENTS & REPAIRS ELECTRICAL FAILURES DUE TO MOISTURE,CORROSION, DIRT ORFRICTION;450 G AEROSOL; PACK OF 6; | CRC | CRC INDUSTRIES AUSTRALIA PTY LTD | 2005 | CURRENT
000003880 | WATER-DISPLACING COMPOUND | STARTS WET ENGINES,PENETRATES,LUBRICATES & PREVENTS CORROSION;400 G PRESSURE PACK,6; | ATOMSUPP | ATOM SUPPLY | 1117031 | CURRENT
000003880 | WATER-DISPLACING COMPOUND | STARTS WET ENGINES,PENETRATES,LUBRICATES & PREVENTS CORROSION;400 G PRESSURE PACK,6; | BLKWOODS | J BLACKWOOD & SON LTD | 03968204/5005 | CURRENT
000003880 | WATER-DISPLACING COMPOUND | STARTS WET ENGINES,PENETRATES,LUBRICATES & PREVENTS CORROSION;400 G PRESSURE PACK,6; | CRC | CRC INDUSTRIES AUSTRALIA PTY LTD | 5005 | CURRENT
000003881 | LUBRICATING OIL,ENGINE | TWO STROKE OIL;4 L PLASTIC BOTTLE, 4 X 4 L CARTON;SUITS ALL TWO STROKE ENGINES;NOT TO BE USED WITH CHAINSAWS; | CALTEX | CALTEX | MOBIL EXTRA 2T | CURRENT
000003881 | LUBRICATING OIL,ENGINE | TWO STROKE OIL;4 L PLASTIC BOTTLE, 4 X 4 L CARTON;SUITS ALL TWO STROKE ENGINES;NOT TO BE USED WITH CHAINSAWS; | CALTEX | CALTEX | HAVOLINE SUPER 2T | CURRENT
000003882 | INSULATING OIL,ELECTRICAL | Transformer Oil, 205L Drum, w/o Oxidation Inhibitors, Moisture <15PPM, Breakdown Voltage Dielectric >50, 4 Drums per Pallet, AS1767 | NYNAS | NYNAS AUST PTY LTD | NYTRO LIBRA | CURRENT
000003883 | INSULATING OIL,ELECTRICAL | Transformer Oil, 205L Drum, c/w Oxidation Inhibitors & Metal Passivators AS1767 | CALTEX | CALTEX | 1692205 | PURCHASE AS REQUIRED
000003891 | PAINT,FINISHING | GENERAL PURPOSE;FULL GLOSS;BLACK; 1 L CAN,PACK WEIGHT 1 KG; | TAUBMANS |  | 9322755032619 | PURCHASE AS REQUIRED
000003892 | PAINT,FINISHING | GENERAL PURPOSE;FULL GLOSS;STORM GREY N42;1 L CAN;USED AS TOUCH UP PAINT FOR SUBSTATION PLANT;PURCHASE IN 1 L CANS ONLY,PACK WEIGHT 1 KG; | TAUBMANS |  | 9322755032657 | PURCHASE AS REQUIRED
000003892 | PAINT,FINISHING | GENERAL PURPOSE;FULL GLOSS;STORM GREY N42;1 L CAN;USED AS TOUCH UP PAINT FOR SUBSTATION PLANT;PURCHASE IN 1 L CANS ONLY,PACK WEIGHT 1 KG; | WATTYL |  | 152090.001 F1 | PURCHASE AS REQUIRED
000003893 | PAINT,FINISHING | GENERAL PURPOSE;HIGH GLOSS;VIVID WHITE FOR BRUSHING;1 L CAN,PACK WEIGHT 1 KG; | TAUBMANS |  | 9312566900528 | PURCHASE AS REQUIRED
000003893 | PAINT,FINISHING | GENERAL PURPOSE;HIGH GLOSS;VIVID WHITE FOR BRUSHING;1 L CAN,PACK WEIGHT 1 KG; | DULUX |  | 381-04912 | PURCHASE AS REQUIRED
000003901 | PAINT,FINISHING | FULL GLOSS ENAMEL;TRANSFORMER GREY; 4 L CAN;AS2700-1996; | TAUBMANS |  | 9322755032664 | CURRENT
000003910 | PAINT,FINISHING | GENERAL PURPOSE;HIGH GLOSS;BLACK; 10 MIN DRYING;310 G SPRAYCAN, CARTON OF 12,PACK WEIGHT 4 KG;FOR USE INSIDE & OUTSIDE; | ATOMSUPP | ATOM SUPPLY | 60011295 | CURRENT
000003910 | PAINT,FINISHING | GENERAL PURPOSE;HIGH GLOSS;BLACK; 10 MIN DRYING;310 G SPRAYCAN, CARTON OF 12,PACK WEIGHT 4 KG;FOR USE INSIDE & OUTSIDE; | BARLOWLD | BARLOWORLD COATINGS (AUST) P/L | 9312098150132 GLOSS BLK | CURRENT
000003911 | PAINT,FINISHING | GENERAL PURPOSE;FULL GLOSS; MIDNIGHT BLUE;310G SPRAYCAN; CARTON OF 6; | PPG | PPG INDUSTRIES AUSTRALIA PTY | 346015/310GM | CURRENT
000003912 | PAINT,FINISHING | GENERAL PURPOSE;HIGH GLOSS;CHERRY RED; 10 MIN DRYING;310 G SPRAYCAN, CARTON OF 12,PACK WEIGHT 4 KG;FOR USE INSIDE & OUTSIDE; | BARLOWLD | BARLOWORLD COATINGS (AUST) P/L | 9312098151733 CHERRY RED | CURRENT
000003913 | PAINT,FINISHING | GENERAL PURPOSE;HIGH GLOSS; SATIN SILVER;10 MIN DRYING;310 G SPRAYCAN,CARTON OF 12,PACK WEIGHT 4 KG; FOR USE INSIDE & OUTSIDE; | BARLOWLD | BARLOWORLD COATINGS (AUST) P/L | 345626 | CURRENT
000003914 | PAINT,FINISHING | GENERAL PURPOSE;HIGH GLOSS; WHITE;10 MIN DRYING;325 G SPRAYCAN, CARTON OF 12,PACK WEIGHT 4 KG;FOR USE INSIDE & OUTSIDE; | BARLOWLD | BARLOWORLD COATINGS (AUST) P/L | 9312098150330 GLOSS WHITE | CURRENT
000003915 | PAINT,FINISHING | Rust Guard, High Gloss Y 14 Ultra Golden Yellow, 325g Aerosol Can, Interior & Exterior Use (P12) | BARLOWLD | BARLOWORLD COATINGS (AUST) P/L | 346012/310GM | CURRENT
000003915 | PAINT,FINISHING | Rust Guard, High Gloss Y 14 Ultra Golden Yellow, 325g Aerosol Can, Interior & Exterior Use (P12) | BARLOWLD | BARLOWORLD COATINGS (AUST) P/L | 375555/310GM | CURRENT
000003937 | PAINT,FINISHING | WEATHER SHIELD;GLOSS;VIVID WHITE; 4 L CAN,PACK WEIGHT 4 KG; | TAUBMANS |  | 9312566012337 | PURCHASE AS REQUIRED
000003937 | PAINT,FINISHING | WEATHER SHIELD;GLOSS;VIVID WHITE; 4 L CAN,PACK WEIGHT 4 KG; | DULUX |  | 503-04912 | PURCHASE AS REQUIRED
000003941 | PAINT,FINISHING | GENERAL PURPOSE;HIGH GLOSS; FOREST GREEN;325 G SPRAYCAN; PACK OF 12,PACK WEIGHT 4 KG; | PPG | PPG INDUSTRIES AUSTRALIA PTY | 346014/310GM | CURRENT
000003963 | PAINT,PRIMING | RED OXIDE ZINC PHOSPHATE;SLOW DRYING; RUST PROOF METAL PRIMER;1 L CAN,PACK WEIGHT 1 KG; | PPG | PPG INDUSTRIES AUSTRALIA PTY | 375471/1L | CURRENT
000003982 | THINNER,PAINT PRODUCTS. | GENERAL PURPOSE LACQUER THINNER; DULUX GP DUCO 921-08102 IS TO BE U/W HAMMERTONE FAST DRYING ENAMELS, SLOW DRYING ENAMELS & LACQUERS;4 L CAN, | TAUBMANS |  | 5154005/4L | CURRENT
000004005 | TURPENTINE | SUPPLIED IN 4 L PLASTIC BOTTLE;PACK OF 4 X 4 L BOTTLES; | PPG | PPG INDUSTRIES AUSTRALIA PTY | 51502489/4L | CURRENT
000004015 | CLEANING COMPOUND,TOILET BOWL | LIQUID;125 G CONTAINER,CARTON OF 12, PACK WEIGHT 2.1 KG;TO BE HUNG IN CISTERNS; | ATOMSUPP | ATOM SUPPLY | 1316021 | CURRENT
000004015 | CLEANING COMPOUND,TOILET BOWL | LIQUID;125 G CONTAINER,CARTON OF 12, PACK WEIGHT 2.1 KG;TO BE HUNG IN CISTERNS; | RECKITTS |  | ST07154PK | CURRENT
000004016 | DISINFECTANT,GENERAL PURPOSE. | LEMON-X5;3% QUATERNARY AMMONIUM COMPOUND;LIQUID;20 L DRUM; | ALLENS | ALLENS INDUSTRIAL PRODUCTS PTY LTD | STLEMONX20 | PURCHASE AS REQUIRED
000004025 | BAG,PLASTIC | POLYTHENE H.D;30 UM THK;780 MM W,1000 1000 MM LG;GARBAGE BIN LINER;PACK OF 50 CARTON OF 250;U/W 75 L BINS SC4077; | SIGNET | SIGNET PTY LTD | 22672 | CURRENT
000004025 | BAG,PLASTIC | POLYTHENE H.D;30 UM THK;780 MM W,1000 1000 MM LG;GARBAGE BIN LINER;PACK OF 50 CARTON OF 250;U/W 75 L BINS SC4077; | ATOMSUPP | ATOM SUPPLY | 21827001 | CURRENT
000004032 | DETERGENT,GENERAL PURPOSE | 20 L CONTAINER;SUITABLE FOR FLOORS,CARS, DISHES,WALLS,TILES ETC;PACK WEIGHT 22 KG ; | HANLEY | HANLEY INDUSTRIAL ENTERPRISES 459057 | SOLFRESHG20 | CURRENT
000004033 | SCOURING POWDER | MILD ABRASIVE;DISINFECTANT (FRESH) HOUSEHOLD GRADE;500 G CONTAINER, 12 PER CARTON,PACK WEIGHT 6 KG; | BLKWOOD | J BLACKWOOD & SON LTD | 04235907 | CURRENT
000004033 | SCOURING POWDER | MILD ABRASIVE;DISINFECTANT (FRESH) HOUSEHOLD GRADE;500 G CONTAINER, 12 PER CARTON,PACK WEIGHT 6 KG; | ATOMSUPP | ATOM SUPPLY | 90400292 | CURRENT
000004033 | SCOURING POWDER | MILD ABRASIVE;DISINFECTANT (FRESH) HOUSEHOLD GRADE;500 G CONTAINER, 12 PER CARTON,PACK WEIGHT 6 KG; | HANLEY | HANLEY INDUSTRIAL ENTERPRISES 459057 | CP1224855PK | CURRENT
000004034 | GLASS CLEANER. | GP;EXTRA STRENGTH W/AMMONIA D; 500/750 ML TRIGGER PACK,CARTON OF 6; | ATOMSUPP | ATOM SUPPLY | 79011783 | CURRENT
000004034 | GLASS CLEANER. | GP;EXTRA STRENGTH W/AMMONIA D; 500/750 ML TRIGGER PACK,CARTON OF 6; | BRIMYERS |  | CP1224525 | CURRENT
000004036 | CLEANING COMPOUND,TOILET BOWL | POWDER;750 G BOTTLE,CARTON OF 12, PACK WEIGHT 11.2 KG; | ATOMSUPP | ATOM SUPPLY | 1316001 | CURRENT
000004036 | CLEANING COMPOUND,TOILET BOWL | POWDER;750 G BOTTLE,CARTON OF 12, PACK WEIGHT 11.2 KG; | RECKITTS |  | ST008548PK | CURRENT
000004036 | CLEANING COMPOUND,TOILET BOWL | POWDER;750 G BOTTLE,CARTON OF 12, PACK WEIGHT 11.2 KG; | BLKWOOD | J BLACKWOOD & SON LTD | 08356714 | CURRENT
000004037 | DETERGENT,GENERAL PURPOSE | SUITABLE FOR USE IN PRESSURE CLEANERS & FOR MANUAL CLEANING;LOW 'PH' VALUE; 20 L DRUM,PACK WEIGHT 22 KG;TURCO PLAUDIT; | ATOMSUPP | ATOM SUPPLY | 33040003 | CURRENT
000004037 | DETERGENT,GENERAL PURPOSE | SUITABLE FOR USE IN PRESSURE CLEANERS & FOR MANUAL CLEANING;LOW 'PH' VALUE; 20 L DRUM,PACK WEIGHT 22 KG;TURCO PLAUDIT; | TURCO | TURCO | APLAUD20 | CURRENT
000004038 | SOAP,TOILET | LIQUID HAND SOAP;PEARLY-WHITE,PINK OR BLUE;FRAGRANT ODOUR;5 L BOTTLE, BOX OF 2;REFER STOCK CODE 04094 FOR DISPENSER;PACK WEIGHT 7.0 KG; | HANLEY | HANLEY INDUSTRIAL ENTERPRISES 459057 | CC0051040PK | CURRENT
000004042 | RAG,WIPING | SECOND QUALITY;100% COTTON,ALL COLOURS; WITHOUT BALE HOOKS;CUT APPROX 500 X 500 ,10 KG BALE; | STATEWD | STATEWIDE FSTNERS & ENG SPLS PL | RC10 | CURRENT
000004042 | RAG,WIPING | SECOND QUALITY;100% COTTON,ALL COLOURS; WITHOUT BALE HOOKS;CUT APPROX 500 X 500 ,10 KG BALE; | KEYLINE | KEY-LINE DISTRIBUTORS PTY LTD | MCRI0 | CURRENT
000004042 | RAG,WIPING | SECOND QUALITY;100% COTTON,ALL COLOURS; WITHOUT BALE HOOKS;CUT APPROX 500 X 500 ,10 KG BALE; | STATEWD | STATEWIDE FSTNERS & ENG SPLS PL | RAGMIXCOTTKG10 | CURRENT
000004043 | CLOTH,CLEANING | HVY DUTY,INDUSTRIAL WIPING CLOTH;GREEN; 60 CM LG,40 CM W;BOX OF 1,PACK WEIGHT 5.2 KG; | HANLEY | HANLEY INDUSTRIAL ENTERPRISES 459057 | AV22607G | CURRENT
000004043 | CLOTH,CLEANING | HVY DUTY,INDUSTRIAL WIPING CLOTH;GREEN; 60 CM LG,40 CM W;BOX OF 1,PACK WEIGHT 5.2 KG; | HANLEY | HANLEY INDUSTRIAL ENTERPRISES 459057 | NP9888 | CURRENT
000004043 | CLOTH,CLEANING | HVY DUTY,INDUSTRIAL WIPING CLOTH;GREEN; 60 CM LG,40 CM W;BOX OF 1,PACK WEIGHT 5.2 KG; | JOHNJOHN |  | NP9888 | CURRENT
000004056 | POLISH,FURNITURE | 400 G CAN,CARTON OF 12, PACK WEIGHT 6.4 KG;USED IN CLEANING PANELS IN ELECTRICAL & TRANSFORMER WORKSHOPS; | ATOMSUPP | ATOM SUPPLY | 1309001 | CURRENT
000004056 | POLISH,FURNITURE | 400 G CAN,CARTON OF 12, PACK WEIGHT 6.4 KG;USED IN CLEANING PANELS IN ELECTRICAL & TRANSFORMER WORKSHOPS; | RECKITTS |  | STO7631PK | CURRENT
000004061 | SOAP,GRIT | FOR HAND CLEANING;CAKE;BOX OF 100; | HANLEY | HANLEY INDUSTRIAL ENTERPRISES 459057 | TBPUMICE125 | PURCHASE AS REQUIRED
000004063 | SOAP,TOILET | CAKE;125 G;CTN OF 144, PACK WEIGHT 6.0 KG; | UNIFOOD |  | PS0517 | CURRENT
000004065 | SOLVENT | Recosol X95, Industrial, Hydrocarbon Solvent, Flammable Clear Liquid, 20L Drum, for Switchgear | RECOCHEM | RECHOCHEM INC WYNNUM QLD | X95 | CURRENT
000004065 | SOLVENT | Recosol X95, Industrial, Hydrocarbon Solvent, Flammable Clear Liquid, 20L Drum, for Switchgear | ESSO |  | ISOPAR E | CURRENT
000004071 | TOWEL,PAPER | Roll, White, 140m, 16 per Carton | BLKWOODS | J BLACKWOOD & SON LTD | 03406790/2187951 | CURRENT
000004071 | TOWEL,PAPER | Roll, White, 140m, 16 per Carton | HANLEY | HANLEY INDUSTRIAL ENTERPRISES 459057 | AV22301 | CURRENT
000004071 | TOWEL,PAPER | Roll, White, 140m, 16 per Carton | ATOMSUPP | ATOM SUPPLY | 22314005 | CURRENT
000004071 | TOWEL,PAPER | Roll, White, 140m, 16 per Carton | HANLEY | HANLEY INDUSTRIAL ENTERPRISES 459057 | BS2187951 | CURRENT
000004075 | STEEL WOOL | LARGE PAD;GDE 1;500 G ROLLS,PACK OF 1; | CNWPL | CNW PL - SLACKS CREEK | SIFSW1500 | CURRENT
000004075 | STEEL WOOL | LARGE PAD;GDE 1;500 G ROLLS,PACK OF 1; | STATEWD | STATEWIDE FSTNERS & ENG SPLS PL | SW1500 | CURRENT
000004077 | BIN,UTILITY | PLASTICS;75 L;SUPPLIED W/LIDS;PACK OF 1; | CNWPL | CNW PL - SLACKS CREEK | 309575-006 | CURRENT
000004077 | BIN,UTILITY | PLASTICS;75 L;SUPPLIED W/LIDS;PACK OF 1; | CNWPL | CNW PL - SLACKS CREEK | 1594 | CURRENT
000004077 | BIN,UTILITY | PLASTICS;75 L;SUPPLIED W/LIDS;PACK OF 1; | WILLOW | WILLOW WARE AUSTRALIA PTY LTD | 1594 | CURRENT
000004078 | BROOM,PUSH | INDUSTRIAL;BASS POLYPROPYLENE;14 IN LG; PLAIN SOCKET;HANDLE NOT INCLUDED; PACK OF 1,PACK WEIGHT 14 KG;REFER STOCK CODE 04097 FOR HANDLE; | CNWPL | CNW PL - SLACKS CREEK | GEE351PP-HD | CURRENT
000004078 | BROOM,PUSH | INDUSTRIAL;BASS POLYPROPYLENE;14 IN LG; PLAIN SOCKET;HANDLE NOT INCLUDED; PACK OF 1,PACK WEIGHT 14 KG;REFER STOCK CODE 04097 FOR HANDLE; | ATOMSUPP | ATOM SUPPLY | 62574420 | CURRENT
000004078 | BROOM,PUSH | INDUSTRIAL;BASS POLYPROPYLENE;14 IN LG; PLAIN SOCKET;HANDLE NOT INCLUDED; PACK OF 1,PACK WEIGHT 14 KG;REFER STOCK CODE 04097 FOR HANDLE; | GBRUSH | GEELONG BRUSHWARE | GB351PP | CURRENT
000004080 | BROOM,UPRIGHT | MILLET;6 TIES;HANDLE INCLUDED; 1 PER BOX,PACK WEIGHT 1.0 KG; | BLKWOOD | J BLACKWOOD & SON LTD | 04245104 | CURRENT
000004080 | BROOM,UPRIGHT | MILLET;6 TIES;HANDLE INCLUDED; 1 PER BOX,PACK WEIGHT 1.0 KG; | ATOMSUPP | ATOM SUPPLY | 4513007 | CURRENT
000004080 | BROOM,UPRIGHT | MILLET;6 TIES;HANDLE INCLUDED; 1 PER BOX,PACK WEIGHT 1.0 KG; | QLDBROOM |  | HIMB7 | CURRENT
000004081 | BROOM,PUSH | DOMESTIC;SOFT HAIR;30 CM LG;PLAIN SOCKET ;HANDLE NOT INCLUDED;4 PER CARTON, PACK WEIGHT 1.9 KG; | CNWPL | CNW PL - SLACKS CREEK | GEE4700 | CURRENT
000004081 | BROOM,PUSH | DOMESTIC;SOFT HAIR;30 CM LG;PLAIN SOCKET ;HANDLE NOT INCLUDED;4 PER CARTON, PACK WEIGHT 1.9 KG; | GBRUSH | GEELONG BRUSHWARE | GB4700 | CURRENT
000004081 | BROOM,PUSH | DOMESTIC;SOFT HAIR;30 CM LG;PLAIN SOCKET ;HANDLE NOT INCLUDED;4 PER CARTON, PACK WEIGHT 1.9 KG; | ATOMSUPP | ATOM SUPPLY | 62574422 | CURRENT
000004082 | BROOM,PUSH | INDUSTRIAL;HAIR/FIBRE;24 IN LG; PLAIN SOCKET;HANDLE NOT INCLUDED; CARTON OF 3,PACK WEIGHT 3.0 KG; REFER STOCK CODE 04097 FOR HANDLE; | CNWPL | CNW PL - SLACKS CREEK | GEE610HM | CURRENT
000004082 | BROOM,PUSH | INDUSTRIAL;HAIR/FIBRE;24 IN LG; PLAIN SOCKET;HANDLE NOT INCLUDED; CARTON OF 3,PACK WEIGHT 3.0 KG; REFER STOCK CODE 04097 FOR HANDLE; | GBRUSH | GEELONG BRUSHWARE | GB610HM | CURRENT
000004082 | BROOM,PUSH | INDUSTRIAL;HAIR/FIBRE;24 IN LG; PLAIN SOCKET;HANDLE NOT INCLUDED; CARTON OF 3,PACK WEIGHT 3.0 KG; REFER STOCK CODE 04097 FOR HANDLE; | ATOMSUPP | ATOM SUPPLY | 3809003 | CURRENT
000004084 | BRUSH,DUSTING,BENCH | NATURAL BRISTLE;W/VINYL OR PLASTIC BASE & HANDLE;CARTON OF 12, PACK WEIGHT 1.6 KG; | CNWPL | CNW PL - SLACKS CREEK | GEE145105 | CURRENT
000004084 | BRUSH,DUSTING,BENCH | NATURAL BRISTLE;W/VINYL OR PLASTIC BASE & HANDLE;CARTON OF 12, PACK WEIGHT 1.6 KG; | GBRUSH | GEELONG BRUSHWARE | GB145105 | CURRENT
000004084 | BRUSH,DUSTING,BENCH | NATURAL BRISTLE;W/VINYL OR PLASTIC BASE & HANDLE;CARTON OF 12, PACK WEIGHT 1.6 KG; | ATOMSUPP | ATOM SUPPLY | 90550005 | CURRENT
000004089 | BUCKET,UTILITY | STEEL;GALV;14 L CAP;WIRE HANDLE;W/SEAMED RIM;PACK SIZE 1; | STATEWD | STATEWIDE FSTNERS & ENG SPLS PL | BG14 | CURRENT
000004089 | BUCKET,UTILITY | STEEL;GALV;14 L CAP;WIRE HANDLE;W/SEAMED RIM;PACK SIZE 1; | ATOMSUPP | ATOM SUPPLY | 90560025 | CURRENT
000004090 | BUCKET,UTILITY | STEEL;GALV;9 L CAP;WIRE HANDLE;W/SEAMED RIM;PACK SIZE 1; | STATEWD | STATEWIDE FSTNERS & ENG SPLS PL | BG9 | CURRENT
000004090 | BUCKET,UTILITY | STEEL;GALV;9 L CAP;WIRE HANDLE;W/SEAMED RIM;PACK SIZE 1; | KEYLINE | KEY-LINE DISTRIBUTORS PTY LTD | QUEEN 40010 | CURRENT
000004090 | BUCKET,UTILITY | STEEL;GALV;9 L CAP;WIRE HANDLE;W/SEAMED RIM;PACK SIZE 1; | ATOMSUPP | ATOM SUPPLY | 90560024 | CURRENT
000004091 | BUCKET,MOP | PLASTIC;15 L CAP;FOOT OPERATED PLASTIC ROLLERS;PARALLEL SIDES;C/W 3 CASTOR WHEELS ON BASE;PACK SIZE 1; | KEYLINE | KEY-LINE DISTRIBUTORS PTY LTD | OATES IW-005B | PURCHASE AS REQUIRED
000004094 | DISPENSER,SOAP | Clear Plastic Body, Hand Operated, 1Ltr Cap, Wall Mtd, for Liquid or Gel Type Cleaners | HANLEY | HANLEY INDUSTRIAL ENTERPRISES 459057 | ES4LR-WWB | PURCHASE AS REQUIRED
000004097 | HANDLE,BROOM | PLAIN END;25 MM DIA (1 IN);1800 MM LG (6FT) HARDWOOD HANDLE;PACK SIZE 1; SUITS STOCK CODES 04081,04078 & 04082; | KEYLINE | KEY-LINE DISTRIBUTORS PTY LTD | 01-157 | CURRENT
000004097 | HANDLE,BROOM | PLAIN END;25 MM DIA (1 IN);1800 MM LG (6FT) HARDWOOD HANDLE;PACK SIZE 1; SUITS STOCK CODES 04081,04078 & 04082; | STATEWD | STATEWIDE FSTNERS & ENG SPLS PL | BHHW2518 | CURRENT
000004097 | HANDLE,BROOM | PLAIN END;25 MM DIA (1 IN);1800 MM LG (6FT) HARDWOOD HANDLE;PACK SIZE 1; SUITS STOCK CODES 04081,04078 & 04082; | BLKWOOD | J BLACKWOOD & SON LTD | 04245803 | CURRENT
000004097 | HANDLE,BROOM | PLAIN END;25 MM DIA (1 IN);1800 MM LG (6FT) HARDWOOD HANDLE;PACK SIZE 1; SUITS STOCK CODES 04081,04078 & 04082; | STATEWD | STATEWIDE FSTNERS & ENG SPLS PL | OB11508 | CURRENT
000004097 | HANDLE,BROOM | PLAIN END;25 MM DIA (1 IN);1800 MM LG (6FT) HARDWOOD HANDLE;PACK SIZE 1; SUITS STOCK CODES 04081,04078 & 04082; | KEYLINE | KEY-LINE DISTRIBUTORS PTY LTD | B1-157 | CURRENT
000004099 | MOPHEAD,WET,COTTON | 24 OZ;C/W BLUE PLASTIC SCREW TYPE, SOCKET;C/W ADAPTOR FOR TIMBER BROOM HANDLE;12 PER CARTON, PACK WEIGHT 5.4 KG; | BLKWOODS | J BLACKWOOD & SON LTD | 08377311/MH-CO-24 | CURRENT
000004099 | MOPHEAD,WET,COTTON | 24 OZ;C/W BLUE PLASTIC SCREW TYPE, SOCKET;C/W ADAPTOR FOR TIMBER BROOM HANDLE;12 PER CARTON, PACK WEIGHT 5.4 KG; | OATES |  | OMH-CO-24 | CURRENT
000004100 | DUSTPAN | STEEL;PAINTED;DOMESTIC;PACK OF 10; | ATOMSUPP | ATOM SUPPLY | 3834103 | CURRENT
000004100 | DUSTPAN | STEEL;PAINTED;DOMESTIC;PACK OF 10; | BLKWOODS | J BLACKWOOD & SON LTD | 04232706/B-11103 | CURRENT
000004100 | DUSTPAN | STEEL;PAINTED;DOMESTIC;PACK OF 10; | STATEWD | STATEWIDE FSTNERS & ENG SPLS PL | DPM60000028 | CURRENT
000004102 | BIN,UTILITY | STEEL;GALV;55 L;W/LID;PACK OF 1; | BLKWOOD | J BLACKWOOD & SON LTD | 08923011 | CURRENT
000004102 | BIN,UTILITY | STEEL;GALV;55 L;W/LID;PACK OF 1; | STATEWD | STATEWIDE FSTNERS & ENG SPLS PL | RBG55 | CURRENT
000004102 | BIN,UTILITY | STEEL;GALV;55 L;W/LID;PACK OF 1; | KEYLINE | KEY-LINE DISTRIBUTORS PTY LTD | QUEEN 40050 | CURRENT
000004109 | BANDAGE,TRIANGULAR | DISPOSABLE;FOLDED;1500 MM X 1500 MM X 1600 MM;INDIVIDUALLY WRAPPED; PACK OF 20,PACK WEIGHT 750 G; | TOOWFAID | TOOWOOMBA FIRST AID SUPPLIES | BAN-01848 | PHASING
000004126 | INSECTICIDE | WaspJet, Aerosol, Spray up to 6m, Di-Electric Strength, Kills Wasps & Larvae | ATOMSUPP | ATOM SUPPLY | 237381 | CURRENT
000004126 | INSECTICIDE | WaspJet, Aerosol, Spray up to 6m, Di-Electric Strength, Kills Wasps & Larvae | RAINBOW | RAINBOW MANUFACTURER | 88502 | CURRENT
000004126 | INSECTICIDE | WaspJet, Aerosol, Spray up to 6m, Di-Electric Strength, Kills Wasps & Larvae | ADAPT | ADAPT AUSTRALIA PTY LTD | RAINBOW 88502 | CURRENT
000004126 | INSECTICIDE | WaspJet, Aerosol, Spray up to 6m, Di-Electric Strength, Kills Wasps & Larvae | ATOMSUPP | ATOM SUPPLY | 513636 | CURRENT
000004127 | INSECTICIDE,PROPOXUR-DICHLORVOS | LIQUID IN PRESSURE PACK;RAID ONE SHOT CRAWLING INSECT SURFACE SPRAY,450 G CAN; CARTON OF 12, PACK WEIGHT 7.8 KG;INSECT SURFACE SPRAY FOR HOUSEHOLD USE; | ATOMSUPP | ATOM SUPPLY | 285868 | CURRENT
000004127 | INSECTICIDE,PROPOXUR-DICHLORVOS | LIQUID IN PRESSURE PACK;RAID ONE SHOT CRAWLING INSECT SURFACE SPRAY,450 G CAN; CARTON OF 12, PACK WEIGHT 7.8 KG;INSECT SURFACE SPRAY FOR HOUSEHOLD USE; | HANLEY | HANLEY INDUSTRIAL ENTERPRISES 459057 | ST3014296PK | CURRENT
000004127 | INSECTICIDE,PROPOXUR-DICHLORVOS | LIQUID IN PRESSURE PACK;RAID ONE SHOT CRAWLING INSECT SURFACE SPRAY,450 G CAN; CARTON OF 12, PACK WEIGHT 7.8 KG;INSECT SURFACE SPRAY FOR HOUSEHOLD USE; | ATOMSUPP | ATOM SUPPLY | 60014824 | CURRENT
000004127 | INSECTICIDE,PROPOXUR-DICHLORVOS | LIQUID IN PRESSURE PACK;RAID ONE SHOT CRAWLING INSECT SURFACE SPRAY,450 G CAN; CARTON OF 12, PACK WEIGHT 7.8 KG;INSECT SURFACE SPRAY FOR HOUSEHOLD USE; | BLKWOODS | J BLACKWOOD & SON LTD | 01196994/739217 | CURRENT
000004127 | INSECTICIDE,PROPOXUR-DICHLORVOS | LIQUID IN PRESSURE PACK;RAID ONE SHOT CRAWLING INSECT SURFACE SPRAY,450 G CAN; CARTON OF 12, PACK WEIGHT 7.8 KG;INSECT SURFACE SPRAY FOR HOUSEHOLD USE; | JOHNSNSC | SC JOHNSON PROFESSIONAL | 739217 | CURRENT
000004128 | INSECTICIDE,ALLETHRIN-PHENOTHRIN | LIQUID IN PRESSURE PACK;AIR SPACE SPRAY, LOW IRRITANT INSECT SPRAY;350 G CAN; 12 PER CARTON,PACK WEIGHT 6.5 KG; | ATOMSUPP | ATOM SUPPLY | 60014822 | CURRENT
000004128 | INSECTICIDE,ALLETHRIN-PHENOTHRIN | LIQUID IN PRESSURE PACK;AIR SPACE SPRAY, LOW IRRITANT INSECT SPRAY;350 G CAN; 12 PER CARTON,PACK WEIGHT 6.5 KG; | BLKWOODS | J BLACKWOOD & SON LTD | 04404766/739218 | CURRENT
000004128 | INSECTICIDE,ALLETHRIN-PHENOTHRIN | LIQUID IN PRESSURE PACK;AIR SPACE SPRAY, LOW IRRITANT INSECT SPRAY;350 G CAN; 12 PER CARTON,PACK WEIGHT 6.5 KG; | ATOMSUPP | ATOM SUPPLY | 40023298 | CURRENT
000004128 | INSECTICIDE,ALLETHRIN-PHENOTHRIN | LIQUID IN PRESSURE PACK;AIR SPACE SPRAY, LOW IRRITANT INSECT SPRAY;350 G CAN; 12 PER CARTON,PACK WEIGHT 6.5 KG; | MSTONE | MILESTONE | FLYCT | CURRENT
000004130 | SPLINTER PROBE,DISPOSABLE | SPLINTER PROBE;PROTECTIVE COVER TO PREVENT ACCIDENTAL PRICKING;INDIVIDUALLY PACKED;HYGIENICALLY SEALED IN FOIL; CARD OF 5,BOX OF 20,PACK WEIGHT 100 G; | TOOWFAID | TOOWOOMBA FIRST AID SUPPLIES | SPL-01656 | PHASING
000004136 | INSECT REPELLENT,PERSONAL | OFF! Kids, Insect Repellent, 175ml Pump Spray Bottle, Non-Greasy, Soft Scented, Repels Mosquitoes, Flies, Sandflies & other Biting Insects, contains Picaridin | JOHNSNSC | SC JOHNSON PROFESSIONAL | 343844 | CURRENT
000004136 | INSECT REPELLENT,PERSONAL | OFF! Kids, Insect Repellent, 175ml Pump Spray Bottle, Non-Greasy, Soft Scented, Repels Mosquitoes, Flies, Sandflies & other Biting Insects, contains Picaridin | ATOMSUPP | ATOM SUPPLY | 90290013 | CURRENT
000004136 | INSECT REPELLENT,PERSONAL | OFF! Kids, Insect Repellent, 175ml Pump Spray Bottle, Non-Greasy, Soft Scented, Repels Mosquitoes, Flies, Sandflies & other Biting Insects, contains Picaridin | BOC | BOC GASES | OFF002 | CURRENT
000004136 | INSECT REPELLENT,PERSONAL | OFF! Kids, Insect Repellent, 175ml Pump Spray Bottle, Non-Greasy, Soft Scented, Repels Mosquitoes, Flies, Sandflies & other Biting Insects, contains Picaridin | ALPHA | ALPHA FIRST AID SUPPLIES QLD | OFF | CURRENT
000004148 | PAD,ISOPROPYL ALCOHOL IMPREGNATED | 2 PLY MED 70%;***N.B. UNIT OF ISSUE IS EACH PAD & NOT EACH BOX***BOX OF 200, PACK WEIGHT 500 G; | ALPHA | ALPHA FIRST AID SUPPLIES QLD | 68181 | CURRENT
000004148 | PAD,ISOPROPYL ALCOHOL IMPREGNATED | 2 PLY MED 70%;***N.B. UNIT OF ISSUE IS EACH PAD & NOT EACH BOX***BOX OF 200, PACK WEIGHT 500 G; | TOOWFAID | TOOWOOMBA FIRST AID SUPPLIES | ALC-10002 | CURRENT
000004148 | PAD,ISOPROPYL ALCOHOL IMPREGNATED | 2 PLY MED 70%;***N.B. UNIT OF ISSUE IS EACH PAD & NOT EACH BOX***BOX OF 200, PACK WEIGHT 500 G; | TOOWFAID | TOOWOOMBA FIRST AID SUPPLIES | MED-01155 | CURRENT
000004184 | MARKER,UNDERGROUND ELECTRIC CABLE. | ENERGEX ELECTRIC CABLE;CAST ALUMINIUM; 275 MM SQ;SUITABLE FOR KEYING TO POURED CONCRETE;PACK OF 10,PACK WEIGHT 20 KG; | RMS | RELAY MONITORING SYSTEMS PL | 04184 | CURRENT
000004187 | MARKER,TRAFFIC | PLASTICS;RED-ORANGE;CONE SHAPED; 450 MM H;COMPLETE WITH 150 MM REFLEXITE REFLECTVE BAND, | RMS | RELAY MONITORING SYSTEMS PL | 4187 | CURRENT
000004187 | MARKER,TRAFFIC | PLASTICS;RED-ORANGE;CONE SHAPED; 450 MM H;COMPLETE WITH 150 MM REFLEXITE REFLECTVE BAND, | ARTCRAFT | ARTCRAFT PTY LTD | CONE-450RF-R-ARTRA | CURRENT
000004253 | REFLECTOR,INDICATING,CLEARANCE. | YELLOW,CLASS 1;100 MM X 50 MM;DELINATOR ,ALUMINIUM BACKED;PACK WEIGHT, LESS THAN 10 KG; | ARTCRAFT | ARTCRAFT PTY LTD | SE04001-Q / DELIN-CB-A1A | CURRENT
000004264 | MARKER,IDENTIFICATION | PAPER;39 MM H,44 MM W;BLACK ON WHITE; NUMBER 1;SELF ADHESIVE,PAPER BACKED; PACK OF 50; | CUTLER | CUTLER BRANDS PTY LTD | 17480 | CURRENT
000004265 | MARKER,IDENTIFICATION | PAPER;39 MM H,44 MM W;BLACK ON WHITE; NUMBER 2;SELF ADHESIVE,PAPER BACKED; BUNDLE OF 100,PACK WEIGHT 1.0 KG; | CUTLER | CUTLER BRANDS PTY LTD | 17481 | CURRENT
000004266 | MARKER,IDENTIFICATION | PAPER;39 MM H,44 MM W;BLACK ON WHITE; NUMBER 3;SELF ADHESIVE,PAPER BACKED; BUNDLE OF 100,PACK WEIGHT 1.0 KG; | CUTLER | CUTLER BRANDS PTY LTD | 17484 | CURRENT
000004267 | MARKER,IDENTIFICATION | PAPER;39 MM H,44 MM W;BLACK ON WHITE; NUMBER 4;SELF ADHESIVE,PAPER BACKED; PACK OF 50; | CUTLER | CUTLER BRANDS PTY LTD | 17291 | CURRENT
000004268 | MARKER,IDENTIFICATION | PAPER;39 MM H,44 MM W;BLACK ON WHITE; NUMBER 5;SELF ADHESIVE,PAPER BACKED; PACK OF 50; | CUTLER | CUTLER BRANDS PTY LTD | 15833 | CURRENT
000004269 | MARKER,IDENTIFICATION | PAPER;39 MM H,44 MM W;BLACK ON WHITE; NUMBER 7;SELF ADHESIVE,PAPER BACKED; PACK OF 50; | CUTLER | CUTLER BRANDS PTY LTD | ENERGE-4269 | CURRENT
000004270 | MARKER,IDENTIFICATION | PAPER;39 MM H,44 MM W;BLACK ON WHITE; NUMBER 8;SELF ADHESIVE,PAPER BACKED PACK OF 100,PACK WEIGHT 1.0 KG; | CUTLER | CUTLER BRANDS PTY LTD | ENERGE-4270 | CURRENT
000004271 | MARKER,IDENTIFICATION | PAPER;39 MM H,44 MM W;BLACK ON WHITE; NUMBER 6 OR 9;SELF ADHESIVE,PAPER BACKED;PACK OF 50; | CUTLER | CUTLER BRANDS PTY LTD | ENERGE-4271 | CURRENT
000004272 | MARKER,IDENTIFICATION | PAPER;39 MM H,44 MM W;BLACK ON WHITE; NUMBER 0;SELF ADHESIVE,PAPER BACKED; PACK OF 200,PACK WEIGHT 1.0 KG; | CUTLER | CUTLER BRANDS PTY LTD | ENERGE-4272 | CURRENT
000004293 | TAG,MARKER | LEGEND - 1-50 CONSECUTIVE NUMBERS; THERMO PLASTIC;5 SQ MM;WHITE W/BLACK LEGEND;SLIP IN ATTACHMENT;TEMP RESISTANT 70 DEG C;CARD OF 10 STRIPS,EA STRIP | RMS | RELAY MONITORING SYSTEMS PL | 4293 | CURRENT
000004294 | TAG,MARKER | LEGEND - 51-100 CONSECUTIVE NUMBERS; LEGEND;THERMO PLASTIC;5 SQ MM;WHITE W/BLACK LEGEND;SLIP IN ATTACHMENT;TEMP RESISTANT 70 DEG C;CARD OF 10 STRIPS EA | HAYMANS | HAYMANS ELECTRICAL | KLI0473460051 | PURCHASE AS REQUIRED
000004294 | TAG,MARKER | LEGEND - 51-100 CONSECUTIVE NUMBERS; LEGEND;THERMO PLASTIC;5 SQ MM;WHITE W/BLACK LEGEND;SLIP IN ATTACHMENT;TEMP RESISTANT 70 DEG C;CARD OF 10 STRIPS EA | RMS | RELAY MONITORING SYSTEMS PL | 4294 | PURCHASE AS REQUIRED
000004294 | TAG,MARKER | LEGEND - 51-100 CONSECUTIVE NUMBERS; LEGEND;THERMO PLASTIC;5 SQ MM;WHITE W/BLACK LEGEND;SLIP IN ATTACHMENT;TEMP RESISTANT 70 DEG C;CARD OF 10 STRIPS EA | CNWPL | CNW PL - SLACKS CREEK | WEI0473460051 | PURCHASE AS REQUIRED
000004300 | ARRESTER,ELECTRICAL SURGE | GAPLESS TYPE;96 KV;10 KA HD;CLASS 1. LG DURATION;CLASS A PRESSURE RELIEF; PEDESTAL MTG W/INSULATED BASE;FOR 110 KV NOM V SYSTEM;DELIVER DIRECTLY TO BANYO | MEDENSHA |  | SURGE ARRESTER | STRATEGIC SPARE
000004300 | ARRESTER,ELECTRICAL SURGE | GAPLESS TYPE;96 KV;10 KA HD;CLASS 1. LG DURATION;CLASS A PRESSURE RELIEF; PEDESTAL MTG W/INSULATED BASE;FOR 110 KV NOM V SYSTEM;DELIVER DIRECTLY TO BANYO | BOWTHORP | BOWTHORP | MC96 | STRATEGIC SPARE
000004301 | ARRESTER,ELECTRICAL SURGE | GAPLESS TYPE;500 V;5 KA;'POLYMERIC HOUSED' AND LEADS FITTED EACH END; FOR 240/415 V NOM V SYSTEM; | INSULECT | INSULECT AUSTRALIA PL | 30350 | CURRENT
000004306 | ARRESTER,ELECTRICAL SURGE | GAPLESS TYPE;120 KV;10 KA HD;CLASS 1. LG DURATION;CLASS A. PRESSURE RELIEF; PEDESTAL MTG W/INSULATED BASE;FOR 132 KV NOM V SYSTEM; | MEDENSHA |  | SURGE ARRESTER CLASS 1 | PURCHASE AS REQUIRED
000004306 | ARRESTER,ELECTRICAL SURGE | GAPLESS TYPE;120 KV;10 KA HD;CLASS 1. LG DURATION;CLASS A. PRESSURE RELIEF; PEDESTAL MTG W/INSULATED BASE;FOR 132 KV NOM V SYSTEM; | BOWTHORP | BOWTHORP | MC120 | PURCHASE AS REQUIRED
000004321 | FUSE,CARTRIDGE | FERRULE;32 MM LG,6.35 MM DIA CAP (SIZE 0);1 AMP;415 V AC;33 KA BREAKING CAPACITY;MOD SPEC DEF-63-A,BS 1361; PACK OF 10,PACK WEIGHT < 5 KG; | CNWPL | CNW PL - SLACKS CREEK | BUS059-0109 | CURRENT
000004321 | FUSE,CARTRIDGE | FERRULE;32 MM LG,6.35 MM DIA CAP (SIZE 0);1 AMP;415 V AC;33 KA BREAKING CAPACITY;MOD SPEC DEF-63-A,BS 1361; PACK OF 10,PACK WEIGHT < 5 KG; | CNWPL | CNW PL - SLACKS CREEK | 059-0109 | CURRENT
000004321 | FUSE,CARTRIDGE | FERRULE;32 MM LG,6.35 MM DIA CAP (SIZE 0);1 AMP;415 V AC;33 KA BREAKING CAPACITY;MOD SPEC DEF-63-A,BS 1361; PACK OF 10,PACK WEIGHT < 5 KG; | BUSSMANN | BUSSMANN MANUFACTURING | BUS059-0109 | CURRENT
000004327 | FUSEHOLDER,METAL CLAD | 250 V,300 AMP SINGLE PHASE;HVY DUTY IRON CLAD SERVICE FUSE;FOR INDOOR USE ON INDUSTRIAL SERVICES; | GECWHOLE |  | 38011 | STRATEGIC SPARE
000004342 | FUSECARRIER | 45 AMP;FOR NON REWIREABLE SERVICE TYPE FUSE;PACK OF 1;SUIT (OK SERIES) FUSE LINKS & (605FO) FUSEHOLDERS; | HAYMANS | HAYMANS ELECTRICAL | EEF605FOCARRIER. | CURRENT
000004342 | FUSECARRIER | 45 AMP;FOR NON REWIREABLE SERVICE TYPE FUSE;PACK OF 1;SUIT (OK SERIES) FUSE LINKS & (605FO) FUSEHOLDERS; | NILSEN |  | EEF605FOCARRIER | CURRENT
000004344 | FUSECARRIER | 100 AMP;FOR NON REWIREABLE SERVICE TYPE FUSE;PACK OF 1;SUIT (VK SERIES) FUSE LINKS & (609FV) FUSEHOLDERS; | HAYMANS | HAYMANS ELECTRICAL | EEF609FV | PURCHASE AS REQUIRED
000004344 | FUSECARRIER | 100 AMP;FOR NON REWIREABLE SERVICE TYPE FUSE;PACK OF 1;SUIT (VK SERIES) FUSE LINKS & (609FV) FUSEHOLDERS; | NILSEN |  | EEF609FV | PURCHASE AS REQUIRED
000004377 | FUSEHOLDER | FRONT WIRING;20 AMP;CLIP-IN;OFFSET STAGGERED TAGS;PACK OF 1; | CNWPL | CNW PL - SLACKS CREEK | BUSSC20H | PURCHASE AS REQUIRED
000004377 | FUSEHOLDER | FRONT WIRING;20 AMP;CLIP-IN;OFFSET STAGGERED TAGS;PACK OF 1; | NILSEN |  | NILFC20FW | PURCHASE AS REQUIRED
000004377 | FUSEHOLDER | FRONT WIRING;20 AMP;CLIP-IN;OFFSET STAGGERED TAGS;PACK OF 1; | NILSEN |  | FEDERAL FC20FW | PURCHASE AS REQUIRED
000004392 | FUSEHOLDER,BASE & CARRIER | 100 AMP;415 V;PANEL MTG,FRONT ENTRY; 35 SQ MM,DOUBLE TERMINAL;100 MM LG, 44 MM W,90 MM H;SUIT FERRULE CARTRIDGE 22.2 MM DIA,57 MM LG;PACK OF 20;PACK | FLOWLINE | FLOWLINE INDUSTRIES PTY LTD | E1038/Q | CURRENT
000004400 | FUSEHOLDER | PANEL TYPE;SURFACE MTG;FRONT ENTRY, 95 SQ MM MAX COND;100 AMP;415 V AC;BOLT- IN 94 MM NOM CENTRES,REF A4 CARTRIDGE (OFFSET TAGS);51 MM W;AS2005,PART 2; | REXEL | REXEL PTY LTD | ALSRS100H | CURRENT
000004400 | FUSEHOLDER | PANEL TYPE;SURFACE MTG;FRONT ENTRY, 95 SQ MM MAX COND;100 AMP;415 V AC;BOLT- IN 94 MM NOM CENTRES,REF A4 CARTRIDGE (OFFSET TAGS);51 MM W;AS2005,PART 2; | ALSTOM | ALSTOM GRID AUSTRALIA LIMITED | EEFRS100H | CURRENT
000004401 | FUSEHOLDER | PANEL TYPE;SURFACE MTG;FRONT ENTRY, 120 SQ MM MAX COND;200 AMP;660 V AC;BOLT BOLT-IN;111 MM NOM CENTRES,REF B2 CARTRIDGE (OFFSET TAGS);70 MM W;AS2005; | REXEL | REXEL PTY LTD | ALSRS200H | CURRENT
000004401 | FUSEHOLDER | PANEL TYPE;SURFACE MTG;FRONT ENTRY, 120 SQ MM MAX COND;200 AMP;660 V AC;BOLT BOLT-IN;111 MM NOM CENTRES,REF B2 CARTRIDGE (OFFSET TAGS);70 MM W;AS2005; | REXEL | REXEL PTY LTD | BUSRS200H | CURRENT
000004401 | FUSEHOLDER | PANEL TYPE;SURFACE MTG;FRONT ENTRY, 120 SQ MM MAX COND;200 AMP;660 V AC;BOLT BOLT-IN;111 MM NOM CENTRES,REF B2 CARTRIDGE (OFFSET TAGS);70 MM W;AS2005; | ALSTOM | ALSTOM GRID AUSTRALIA LIMITED | EEFRS200H | CURRENT
000004406 | FUSE ELEMENT,ELEC | 0.62 AMP;12 KV;HRC FERRULE TYPE; PACK OF 1,PACK WEIGHT 0.15 KG; | REXEL | REXEL PTY LTD | GECOIR11/0.62 | CURRENT
000004406 | FUSE ELEMENT,ELEC | 0.62 AMP;12 KV;HRC FERRULE TYPE; PACK OF 1,PACK WEIGHT 0.15 KG; | ALSTOM | ALSTOM GRID AUSTRALIA LIMITED | EEFOIR11/0.62 | CURRENT
000004409 | FUSE,CARTRIDGE | CLIP IN;OFFSET STAGGERED TAGS, (60 MM NOM LG);2 AMP;415 V AC;AS2005, PART 2 (EXCEPT FOR DIMENSIONS); BOX OF 20; | FUSECO | FUSECO PTY LTD | NS2 | CURRENT
000004409 | FUSE,CARTRIDGE | CLIP IN;OFFSET STAGGERED TAGS, (60 MM NOM LG);2 AMP;415 V AC;AS2005, PART 2 (EXCEPT FOR DIMENSIONS); BOX OF 20; | PDL |  | N20C2 | CURRENT
000004409 | FUSE,CARTRIDGE | CLIP IN;OFFSET STAGGERED TAGS, (60 MM NOM LG);2 AMP;415 V AC;AS2005, PART 2 (EXCEPT FOR DIMENSIONS); BOX OF 20; | BELL-MEM |  | 2SN2 | CURRENT
000004410 | FUSE,CARTRIDGE | CLIP IN;OFFSET STAGGERED TAGS, 60 MM NOM LG);4 AMP;415 V AC;AS2005, PART 2 (EXCEPT FOR DIMENSIONS); PACK OF 20; | FUSECO | FUSECO PTY LTD | NS4 | CURRENT
000004411 | FUSE,CARTRIDGE | FERRULE;25 MM LG,5 MM DIA CAP;4 AMP; 240 V AC;W/INDICATOR;SPEC DIN 41576/CEE PACK OF 10;SUIT FUSEHOLDER TERMINAL BLOCK SC04629; | FUSECO | FUSECO PTY LTD | 171526-4A | CURRENT
000004411 | FUSE,CARTRIDGE | FERRULE;25 MM LG,5 MM DIA CAP;4 AMP; 240 V AC;W/INDICATOR;SPEC DIN 41576/CEE PACK OF 10;SUIT FUSEHOLDER TERMINAL BLOCK SC04629; | HAYMANS | HAYMANS ELECTRICAL | KLI1928.0 | CURRENT
000004411 | FUSE,CARTRIDGE | FERRULE;25 MM LG,5 MM DIA CAP;4 AMP; 240 V AC;W/INDICATOR;SPEC DIN 41576/CEE PACK OF 10;SUIT FUSEHOLDER TERMINAL BLOCK SC04629; | KLIPPON |  | KLI1928.0 | CURRENT
000004413 | FUSE,CARTRIDGE | FERRULE;32 MM LG,6.35 MM DIA CAP;5 AMP; 240 V AC;PACK OF 10; | CNWPL | CNW PL - SLACKS CREEK | BUS059-0112 | CURRENT
000004413 | FUSE,CARTRIDGE | FERRULE;32 MM LG,6.35 MM DIA CAP;5 AMP; 240 V AC;PACK OF 10; | ALSTOM | ALSTOM GRID AUSTRALIA LIMITED | NATO 5920-99-059-0112 | CURRENT
000004413 | FUSE,CARTRIDGE | FERRULE;32 MM LG,6.35 MM DIA CAP;5 AMP; 240 V AC;PACK OF 10; | BELL-LEE |  | L693/5 | CURRENT
000004413 | FUSE,CARTRIDGE | FERRULE;32 MM LG,6.35 MM DIA CAP;5 AMP; 240 V AC;PACK OF 10; | BUSSMANN | BUSSMANN MANUFACTURING | 059-0112 | CURRENT
000004417 | FUSE,CARTRIDGE | CLIP IN;OFFSET STAGGERED TAGS, (60 MM NOM LG);6 AMP;415 V AC;AS2005, PART 2 (EXCEPT FOR DIMENSIONS); PACK OF 20; | FUSECO | FUSECO PTY LTD | NS6 | CURRENT
000004419 | FUSE,CARTRIDGE | CLIP IN;OFFSET STAGGERED TAGS, (60 MM NOM LG);10 AMP;415 V AC;AS2005, PART 2 (EXCEPT FOR DIMENSIONS);PACK OF 20; | FUSECO | FUSECO PTY LTD | NS10 | CURRENT
000004420 | FUSE,CARTRIDGE | BOLT IN;73 MM NOM CENTRES,REF A2,OFFSET TAGS;10 AMP;415 V AC;AS2005,PART 2;SUIT FUSEHOLDERS REF A2 & A3;PACK OF 10; | FUSECO | FUSECO PTY LTD | TIA10 | CURRENT
000004421 | FUSE,CARTRIDGE | FERRULE;29 MM LG,12.7 MM DIA CAP;10 AMP; 240 V AC;40 KA RATED BREAKING CAPACITY; AS2005 PT 10,ASTA 20 CERTIFIED;PACK OF 20; | FUSECO | FUSECO PTY LTD | MD10 | CURRENT
000004421 | FUSE,CARTRIDGE | FERRULE;29 MM LG,12.7 MM DIA CAP;10 AMP; 240 V AC;40 KA RATED BREAKING CAPACITY; AS2005 PT 10,ASTA 20 CERTIFIED;PACK OF 20; | COOPELEC | COOPER ELECTRICAL AUSTRALIA PTY LTD | SMD-10 | CURRENT
000004423 | FUSE,CARTRIDGE | BOLT IN;73 MM NOM CENTRES,REF A2,OFFSET TAGS;16 AMP;415 V AC;AS2005,PART 2;SUIT FUSEHOLDERS REF A2 & A3;OLD STOCK MAY BE 15 AMP;PACK OF 10; | NILSEN |  | FEDERAL 32B16 (ONLY) | CURRENT
000004423 | FUSE,CARTRIDGE | BOLT IN;73 MM NOM CENTRES,REF A2,OFFSET TAGS;16 AMP;415 V AC;AS2005,PART 2;SUIT FUSEHOLDERS REF A2 & A3;OLD STOCK MAY BE 15 AMP;PACK OF 10; | MEMAUST |  | 16SB3 (ONLY) | CURRENT
000004423 | FUSE,CARTRIDGE | BOLT IN;73 MM NOM CENTRES,REF A2,OFFSET TAGS;16 AMP;415 V AC;AS2005,PART 2;SUIT FUSEHOLDERS REF A2 & A3;OLD STOCK MAY BE 15 AMP;PACK OF 10; | BELL-MEM |  | 16SB3 | CURRENT
000004423 | FUSE,CARTRIDGE | BOLT IN;73 MM NOM CENTRES,REF A2,OFFSET TAGS;16 AMP;415 V AC;AS2005,PART 2;SUIT FUSEHOLDERS REF A2 & A3;OLD STOCK MAY BE 15 AMP;PACK OF 10; | FUSECO | FUSECO PTY LTD | TIA16 | CURRENT
000004424 | FUSE,CARTRIDGE | CLIP IN;OFFSET STAGGERED TAGS, (60 MM NOM LG);16 AMP;415 V AC;AS2005, PART 2 (EXCEPT FOR DIMENSIONS);PACK OF 20; | FUSECO | FUSECO PTY LTD | NS16 | CURRENT
000004426 | FUSE,CARTRIDGE | CLIP IN;OFFSET STAGGERED TAGS,(60 MM NOM LG);20 AMP;415 V AC;32 AMP MOTOR START; AS2005,PART 2 (EXCEPT FOR DIMENSIONS); PACK OF 20,PACK WEIGHT 0.3 KG; | FUSECO | FUSECO PTY LTD | NS20M32 | CURRENT
000004427 | FUSE,CARTRIDGE | CLIP IN;OFFSET STAGGERED TAGS, (60 MM NOM LG);20 AMP;415 V AC;AS2005, PART 2 (EXCEPT FOR DIMENSIONS);PACK OF 20; | FUSECO | FUSECO PTY LTD | NS20 | CURRENT
000004428 | FUSE,CARTRIDGE | BOLT IN;73 MM NOM CENTRES,REF A2,OFFSET TAGS;20 AMP;415 V AC;AS2005,PART 2;SUIT FUSEHOLDERS REF A2 & A3;PACK OF 10; | FUSECO | FUSECO PTY LTD | TIA20 | CURRENT
000004429 | FUSE,CARTRIDGE | FERRULE;29 MM LG,12.7 MM DIA CAP;20 AMP; 240 V AC;16.5 KA RATED BREAKING CAPACITY ;AS2005 PT 10,ASTA 20 CERTIFIED;PACK OF 20; | FUSECO | FUSECO PTY LTD | MD20 | CURRENT
000004429 | FUSE,CARTRIDGE | FERRULE;29 MM LG,12.7 MM DIA CAP;20 AMP; 240 V AC;16.5 KA RATED BREAKING CAPACITY ;AS2005 PT 10,ASTA 20 CERTIFIED;PACK OF 20; | COOPELEC | COOPER ELECTRICAL AUSTRALIA PTY LTD | SMD20 | CURRENT
000004431 | FUSE,CARTRIDGE | BOLT IN;73 MM NOM CENTRES,REF A2,OFFSET TAGS;32 AMP;415 V AC;AS2005,PART 2; PACK OF 10; FUSEHOLDERS REF A2 & A3; | FUSECO | FUSECO PTY LTD | TIA32 | CURRENT
000004434 | FUSE,CARTRIDGE | FERRULE;57 MM LG,22.2 MM DIA CAP;30/32 AMP;400 V AC;33 KA RATED BREAKING CAPACITY;AS2005 PT 10,ASTA 20 CERTIFIED; PACK OF 20; | FUSECO | FUSECO PTY LTD | 2258F-32 | CURRENT
000004439 | FUSE,CARTRIDGE | FERRULE;35.0 MM LG,16.7 MM DIA CAP; 45 AMP;240 V AC;20 KA RATED BREAKING CAPACITY;AS2005 PT 10,ASTA 20 CERTIFIED; PACK OF 20; | FUSECO | FUSECO PTY LTD | 1735F-45 | CURRENT
000004439 | FUSE,CARTRIDGE | FERRULE;35.0 MM LG,16.7 MM DIA CAP; 45 AMP;240 V AC;20 KA RATED BREAKING CAPACITY;AS2005 PT 10,ASTA 20 CERTIFIED; PACK OF 20; | COOPELEC | COOPER ELECTRICAL AUSTRALIA PTY LTD | C4545 | CURRENT
000004440 | FUSE,CARTRIDGE | FERRULE;29 MM LG,12.7 MM DIA CAP;45 AMP; 415 V AC;SPECIAL CURVE,NON STD RATING; AS2005,PART 3 (EXCEPT FOR FUSE CURVE & RATING);BOX OF 10; | FUSECO | FUSECO PTY LTD | FERRULE;29 MM LG | CURRENT
000004442 | FUSE,CARTRIDGE | FERRULE;57 MM LG,22.2 MM DIA CAP;50 AMP; 415 V AC;33 KA RATED BREAKING CAPACITY; AS2005 PT 10,ASTA 20 CERTIFIED; PACK OF 20,PACK WEIGHT 15 KG,2000 PER | FUSECO | FUSECO PTY LTD | 2258F-50 | CURRENT
000004443 | FUSE,CARTRIDGE | FERRULE;76.2 MM LG,20.6 MM DIA CAP; 63 AMP;415 V AC;NON STD DIMENSIONS; AS2005,PART 3 (EXCEPT FOR DIMENSIONS); PACK OF 20,PACK WEIGHT 1.22 KG; | FUSECO | FUSECO PTY LTD | 2076F-63 | CURRENT
000004444 | FUSE,CARTRIDGE | J TYPE;76 MM NOM CENTRES,U OR TWIN L SLOTTED TAGS;63 AMP;415 V AC;CLASS Q1; BS 88 PART 5 (EXCEPT FOR DIMENSIONS); PACK OF 5,PACK WEIGHT 1.0 KG;OLD STOCK | FUSECO | FUSECO PTY LTD | JHU63 | CURRENT
000004444 | FUSE,CARTRIDGE | J TYPE;76 MM NOM CENTRES,U OR TWIN L SLOTTED TAGS;63 AMP;415 V AC;CLASS Q1; BS 88 PART 5 (EXCEPT FOR DIMENSIONS); PACK OF 5,PACK WEIGHT 1.0 KG;OLD STOCK | COOPELEC | COOPER ELECTRICAL AUSTRALIA PTY LTD | 63MJ29-6 | CURRENT
000004447 | FUSE,CARTRIDGE | BOLT IN;73 MM NOM CENTRES,REF A3,OFFSET TAGS;63 AMP;415 V AC;AS2005,PART 2;BOX OF 10; FUSEHOLDERS REF A3 ONLY; | FUSECO | FUSECO PTY LTD | TIS63 | CURRENT
000004448 | FUSE,CARTRIDGE | BOLT IN;73 MM NOM CENTRES,REF A3,OFFSET TAGS;63 AMP;415 V AC;80 AMP MOTOR START; AS2005,PART 2;PACK OF 10,PACK WEIGHT 1.0 KG;SUIT FUSEHOLDERS REF A3 ONLY; | BELL-MEM |  | 63SB4M80 | CURRENT
000004448 | FUSE,CARTRIDGE | BOLT IN;73 MM NOM CENTRES,REF A3,OFFSET TAGS;63 AMP;415 V AC;80 AMP MOTOR START; AS2005,PART 2;PACK OF 10,PACK WEIGHT 1.0 KG;SUIT FUSEHOLDERS REF A3 ONLY; | FUSECO | FUSECO PTY LTD | TIS63M80 | CURRENT
000004449 | FUSE,CARTRIDGE | FERRULE;50.8 MM LG,16.7 MM DIA CAP; 63/65 AMP;415 V AC;AS2005 PART 3;PACK OF 20,PACK WEIGHT 0.60 KG;CONTINGENCY SPARE FUSE-LINKS FOR SUBMERSIBLE IN-LINE | FUSECO | FUSECO PTY LTD | 1751F-63 | CURRENT
000004451 | FUSE,CARTRIDGE | FERRULE;57 MM LG,22.2 MM DIA CAP;80 AMP; 415 V AC;33 KA RATED BREAKING CAPACITY; AS2005 PT 10,ASTA 20 CERTIFIED;PACK OF 20 PACK WEIGHT 15 KG,2000 PER PALLET; | FUSECO | FUSECO PTY LTD | 2258F-80 | CURRENT
000004455 | FUSE,CARTRIDGE | FERRULE;76.2 MM LG,20.6 MM DIA CAP; 80 AMP;415 V AC;20 KA RATED BREAKING CAPACITY AS2005,PT 10,ASTA 20 CERTIFIED; PACK OF 10PACK WEIGHT 15 KG,PALLET OF | FUSECO | FUSECO PTY LTD | 2076F-80 | CURRENT
000004457 | FUSE,CARTRIDGE | J TYPE;76 MM NOM CENTRES,U OR TWIN L SLOTTED TAGS;100 AMP;415 V AC;80 KA RATED BREAKING CAPACITY;BS 88,PT 5,ASTA 20 CERTIFIED;PACK OF 5,WEIGHT1.0 KG; | FUSECO | FUSECO PTY LTD | JHU100 | CURRENT
000004457 | FUSE,CARTRIDGE | J TYPE;76 MM NOM CENTRES,U OR TWIN L SLOTTED TAGS;100 AMP;415 V AC;80 KA RATED BREAKING CAPACITY;BS 88,PT 5,ASTA 20 CERTIFIED;PACK OF 5,WEIGHT1.0 KG; | COOPELEC | COOPER ELECTRICAL AUSTRALIA PTY LTD | 100MJ29-6 | CURRENT
000004458 | FUSE,CARTRIDGE | BOLT IN;111 MM NOM CENTRES,REF B1,CENTRE TAGS;100 AMP;415 V AC;AS2005,PART 2; PACK OF 10,PACK WEIGHT 1.0 KG; FUSEHOLDERS REF B1,B2,B3 & B4; | FUSECO | FUSECO PTY LTD | OTC100 | CURRENT
000004458 | FUSE,CARTRIDGE | BOLT IN;111 MM NOM CENTRES,REF B1,CENTRE TAGS;100 AMP;415 V AC;AS2005,PART 2; PACK OF 10,PACK WEIGHT 1.0 KG; FUSEHOLDERS REF B1,B2,B3 & B4; | COOPELEC | COOPER ELECTRICAL AUSTRALIA PTY LTD | CD100WO | CURRENT
000004459 | FUSE,CARTRIDGE | BOLT IN;94 MM NOM CENTRES,REF A4,OFFSET TAGS;100 AMP;415 V AC;80 KA RATED BREAKING CAPACITY;AS2005,PT 10,ASTA 20 CERTIFIED;PACK OF 10; | FUSECO | FUSECO PTY LTD | TIS100 | CURRENT
000004459 | FUSE,CARTRIDGE | BOLT IN;94 MM NOM CENTRES,REF A4,OFFSET TAGS;100 AMP;415 V AC;80 KA RATED BREAKING CAPACITY;AS2005,PT 10,ASTA 20 CERTIFIED;PACK OF 10; | FUSECO | FUSECO PTY LTD | TCP100 | CURRENT
000004460 | FUSE,CARTRIDGE | FERRULE;76.2 MM LG,20.6 MM DIA CAP; 100 AMP;415 V AC;20 KA RATED BREAKING CAPACITY;AS2005,PT 10,ASTA 20 CERTIFIED; BOX OF 20,PACK WEIGHT 1.22 KG; | FUSECO | FUSECO PTY LTD | 2076F-100 | CURRENT
000004462 | FUSE,CARTRIDGE | J TYPE;76 MM NOM CENTRES,U OR TWIN L SLOTTED TAGS;125 AMP;415 V AC;CLASS Q1; BS 88,PART 5 (EXCEPT FOR DIMENSIONS); PACK OF 5,PACK WEIGHT 1.0 KG; | FUSECO | FUSECO PTY LTD | JPU125 | CURRENT
000004462 | FUSE,CARTRIDGE | J TYPE;76 MM NOM CENTRES,U OR TWIN L SLOTTED TAGS;125 AMP;415 V AC;CLASS Q1; BS 88,PART 5 (EXCEPT FOR DIMENSIONS); PACK OF 5,PACK WEIGHT 1.0 KG; | COOPELEC | COOPER ELECTRICAL AUSTRALIA PTY LTD | 125MJ30-7 | CURRENT
000004465 | FUSE,CARTRIDGE | BOLT IN;111 MM NOM CENTRES,REF B2,CENTRE TAGS;160 AMP;415 V AC;AS2005 PART 2; BOX OF 5/10,PACK WEIGHT 0.7 KG; | FUSECO | FUSECO PTY LTD | OTF160 | CURRENT
000004465 | FUSE,CARTRIDGE | BOLT IN;111 MM NOM CENTRES,REF B2,CENTRE TAGS;160 AMP;415 V AC;AS2005 PART 2; BOX OF 5/10,PACK WEIGHT 0.7 KG; | IPD | IPD GROUP LIMITED | OTF160 | CURRENT
000004465 | FUSE,CARTRIDGE | BOLT IN;111 MM NOM CENTRES,REF B2,CENTRE TAGS;160 AMP;415 V AC;AS2005 PART 2; BOX OF 5/10,PACK WEIGHT 0.7 KG; | COOPELEC | COOPER ELECTRICAL AUSTRALIA PTY LTD | DD160WO | CURRENT
000004466 | FUSE,CARTRIDGE | J TYPE;82 MM NOM CENTRES,U OR TWIN L SLOTTED TAGS;200 AMP;415 V AC;80 KA RATED BREAKING CAPACITY;BS 88,PT 5,ASTA 20 CERTIFIED;PACK OF 5; | FUSECO | FUSECO PTY LTD | JPU200 | CURRENT
000004466 | FUSE,CARTRIDGE | J TYPE;82 MM NOM CENTRES,U OR TWIN L SLOTTED TAGS;200 AMP;415 V AC;80 KA RATED BREAKING CAPACITY;BS 88,PT 5,ASTA 20 CERTIFIED;PACK OF 5; | COOPELEC | COOPER ELECTRICAL AUSTRALIA PTY LTD | 200MJ29-6 | CURRENT
000004467 | FUSE,CARTRIDGE | J TYPE;76 MM NOM CENTRES,U OR TWIN L SLOTTED TAGS;200 AMP;415 V AC;80 KA RATED BREAKING CAPACITY;BS 88,PT 5,ASTA 20 CERTIFIED;PACK OF 5,PACK WEIGHT 1.0 | FUSECO | FUSECO PTY LTD | JHU200 | CURRENT
000004467 | FUSE,CARTRIDGE | J TYPE;76 MM NOM CENTRES,U OR TWIN L SLOTTED TAGS;200 AMP;415 V AC;80 KA RATED BREAKING CAPACITY;BS 88,PT 5,ASTA 20 CERTIFIED;PACK OF 5,PACK WEIGHT 1.0 | COOPELEC | COOPER ELECTRICAL AUSTRALIA PTY LTD | 200MJ30-7 | CURRENT
000004469 | FUSE,CARTRIDGE | J TYPE;92 MM NOM CENTRES,U OR TWIN L SLOTTED TAGS;200 AMP;415 V AC;CLASS Q1; BS 88,PART 5;PACK OF 5; | FUSECO | FUSECO PTY LTD | JSU200 | CURRENT
000004469 | FUSE,CARTRIDGE | J TYPE;92 MM NOM CENTRES,U OR TWIN L SLOTTED TAGS;200 AMP;415 V AC;CLASS Q1; BS 88,PART 5;PACK OF 5; | COOPELEC | COOPER ELECTRICAL AUSTRALIA PTY LTD | 200MJ31-7 | CURRENT
000004471 | FUSE,CARTRIDGE | BOLT IN;111 MM NOM CENTRES,REF B2,CENTRE TAGS;200 AMP;415 V AC;80 RATED BREAKING CAPACITY;AS2005 PT 10,ASTA 20 CERTIFIED ;PACK OF 10; | FUSECO | FUSECO PTY LTD | OTF200 | CURRENT
000004471 | FUSE,CARTRIDGE | BOLT IN;111 MM NOM CENTRES,REF B2,CENTRE TAGS;200 AMP;415 V AC;80 RATED BREAKING CAPACITY;AS2005 PT 10,ASTA 20 CERTIFIED ;PACK OF 10; | IPD | IPD GROUP LIMITED | OTF200 | CURRENT
000004471 | FUSE,CARTRIDGE | BOLT IN;111 MM NOM CENTRES,REF B2,CENTRE TAGS;200 AMP;415 V AC;80 RATED BREAKING CAPACITY;AS2005 PT 10,ASTA 20 CERTIFIED ;PACK OF 10; | COOPELEC | COOPER ELECTRICAL AUSTRALIA PTY LTD | DD200WO | CURRENT
000004472 | FUSE,CARTRIDGE | J TYPE;76 MM NOM CENTRES,U OR TWIN L SLOTTED TAGS;250 AMP;415 V AC;80 KA RATED BREAKING CAPACITY;BS 88,PT 5,ASTA 20 CERTIFIED;BOX OF 5; | COOPELEC | COOPER ELECTRICAL AUSTRALIA PTY LTD | 250MJ29-6 | CURRENT
000004473 | FUSE,CARTRIDGE | J TYPE;92 MM NOM CENTRES,U OR TWIN L SLOTTED TAGS;315 AMP;415 V AC;80 KA RATED BREAKING CAPACITY;BS 88,(PART 5), ASTA 20 CERTIFIED;PACK OF 5; | FUSECO | FUSECO PTY LTD | JSU315 | CURRENT
000004473 | FUSE,CARTRIDGE | J TYPE;92 MM NOM CENTRES,U OR TWIN L SLOTTED TAGS;315 AMP;415 V AC;80 KA RATED BREAKING CAPACITY;BS 88,(PART 5), ASTA 20 CERTIFIED;PACK OF 5; | COOPELEC | COOPER ELECTRICAL AUSTRALIA PTY LTD | 315MJ31-7 | CURRENT
000004473 | FUSE,CARTRIDGE | J TYPE;92 MM NOM CENTRES,U OR TWIN L SLOTTED TAGS;315 AMP;415 V AC;80 KA RATED BREAKING CAPACITY;BS 88,(PART 5), ASTA 20 CERTIFIED;PACK OF 5; | BELL-MEM |  | 315JCS92 | CURRENT
000004474 | FUSE,CARTRIDGE | J TYPE;82 MM NOM CENTRES,U OR TWIN L SLOTTED TAGS;315 AMP;415 V AC;80 KA RATED BREAKING CAPACITY;BS 88,PT 5, ASTA 20 CERTIFIED;PACK OF 5; | FUSECO | FUSECO PTY LTD | JPU315 | CURRENT
000004474 | FUSE,CARTRIDGE | J TYPE;82 MM NOM CENTRES,U OR TWIN L SLOTTED TAGS;315 AMP;415 V AC;80 KA RATED BREAKING CAPACITY;BS 88,PT 5, ASTA 20 CERTIFIED;PACK OF 5; | COOPELEC | COOPER ELECTRICAL AUSTRALIA PTY LTD | 315MJ30-7 | CURRENT
000004475 | FUSE,CARTRIDGE | BOLT IN;133 MM NOM CENTRES,REF C1, CENTRE TAGS;315 AMP;415 V AC;NON STD 2 HOLE ACCEPTABLE;AS2005,PART 2; PACK OF 1,PACK WEIGHT 0.4 KG; | FUSECO | FUSECO PTY LTD | OTKM315 | CURRENT
000004475 | FUSE,CARTRIDGE | BOLT IN;133 MM NOM CENTRES,REF C1, CENTRE TAGS;315 AMP;415 V AC;NON STD 2 HOLE ACCEPTABLE;AS2005,PART 2; PACK OF 1,PACK WEIGHT 0.4 KG; | IPD | IPD GROUP LIMITED | OTKM315 315A | CURRENT
000004475 | FUSE,CARTRIDGE | BOLT IN;133 MM NOM CENTRES,REF C1, CENTRE TAGS;315 AMP;415 V AC;NON STD 2 HOLE ACCEPTABLE;AS2005,PART 2; PACK OF 1,PACK WEIGHT 0.4 KG; | BELL-MEM |  | 315SG7WP | CURRENT
000004477 | FUSE,CARTRIDGE | BOLT IN;111 MM NOM CENTRES,REF B3,CENTRE TAGS;315 AMP;415 V AC;80 RATED BREAKING CAPACITY;AS2005 PT 10,ASTA 20 CERTIFIED PACK OF 10; | FUSECO | FUSECO PTY LTD | OTKF315 | CURRENT
000004477 | FUSE,CARTRIDGE | BOLT IN;111 MM NOM CENTRES,REF B3,CENTRE TAGS;315 AMP;415 V AC;80 RATED BREAKING CAPACITY;AS2005 PT 10,ASTA 20 CERTIFIED PACK OF 10; | IPD | IPD GROUP LIMITED | OTKF315 | CURRENT
000004477 | FUSE,CARTRIDGE | BOLT IN;111 MM NOM CENTRES,REF B3,CENTRE TAGS;315 AMP;415 V AC;80 RATED BREAKING CAPACITY;AS2005 PT 10,ASTA 20 CERTIFIED PACK OF 10; | COOPELEC | COOPER ELECTRICAL AUSTRALIA PTY LTD | ED315WO | CURRENT
000004478 | FUSE,CARTRIDGE | BOLT IN;133 MM NOM CENTRES,REF C1,CENTRE TAGS,(4 HOLE);400 AMP;415 V AC;AS2005, PART 2;PACK OF 10;SUIT FUSEHOLDERS C1,C2 & C3; | FUSECO | FUSECO PTY LTD | OTM400 | CURRENT
000004478 | FUSE,CARTRIDGE | BOLT IN;133 MM NOM CENTRES,REF C1,CENTRE TAGS,(4 HOLE);400 AMP;415 V AC;AS2005, PART 2;PACK OF 10;SUIT FUSEHOLDERS C1,C2 & C3; | COOPELEC | COOPER ELECTRICAL AUSTRALIA PTY LTD | EF400WO | CURRENT
000004479 | FUSE,CARTRIDGE | J TYPE;92 MM NOM CENTRES,U OR TWIN L SLOTTED TAGS;400 AMP;415 V AC;80 KA RATED BREAKING CAPACITY;BS 88,(PART 5), ASTA 20 CERTIFIED;BOX OF 5,WEIGHT 2.5 KG | FUSECO | FUSECO PTY LTD | JSU400 | CURRENT
000004479 | FUSE,CARTRIDGE | J TYPE;92 MM NOM CENTRES,U OR TWIN L SLOTTED TAGS;400 AMP;415 V AC;80 KA RATED BREAKING CAPACITY;BS 88,(PART 5), ASTA 20 CERTIFIED;BOX OF 5,WEIGHT 2.5 KG | COOPELEC | COOPER ELECTRICAL AUSTRALIA PTY LTD | 400PJ31-7 | CURRENT
000004480 | FUSE,CARTRIDGE | J TYPE;82 MM NOM CENTRES,U OR TWIN L SLOTTED TAGS;400 AMP;415 V AC;CLASS Q1; BS 88,PART 5;PACK OF 5; | FUSECO | FUSECO PTY LTD | JPU400 | CURRENT
000004480 | FUSE,CARTRIDGE | J TYPE;82 MM NOM CENTRES,U OR TWIN L SLOTTED TAGS;400 AMP;415 V AC;CLASS Q1; BS 88,PART 5;PACK OF 5; | COOPELEC | COOPER ELECTRICAL AUSTRALIA PTY LTD | 400PJ30-7 | CURRENT
000004484 | FUSE,CARTRIDGE | BOLT IN;111 MM NOM CENTRES,REF B4,CENTRE TAGS;400 AMP;415 V AC;80 KA RATED BREAKING CAPACITY;AS2005 PT 10,ASTA 20 CERTIFIED;PACK OF 10; | FUSECO | FUSECO PTY LTD | OTMF400 | CURRENT
000004484 | FUSE,CARTRIDGE | BOLT IN;111 MM NOM CENTRES,REF B4,CENTRE TAGS;400 AMP;415 V AC;80 KA RATED BREAKING CAPACITY;AS2005 PT 10,ASTA 20 CERTIFIED;PACK OF 10; | COOPELEC | COOPER ELECTRICAL AUSTRALIA PTY LTD | ED400WO | CURRENT
000004485 | FUSE,CARTRIDGE | BOLT IN;133 MM NOM CENTRES,REF C2,CENTRE TAGS,(4 HOLE);500 AMP;415 V AC;AS2005, PART 2;SUIT FUSEHOLDERS REF C2 & C3; PACK OF 10; | FUSECO | FUSECO PTY LTD | OTTM500 | CURRENT
000004485 | FUSE,CARTRIDGE | BOLT IN;133 MM NOM CENTRES,REF C2,CENTRE TAGS,(4 HOLE);500 AMP;415 V AC;AS2005, PART 2;SUIT FUSEHOLDERS REF C2 & C3; PACK OF 10; | IPD | IPD GROUP LIMITED | OTTM500 | CURRENT
000004485 | FUSE,CARTRIDGE | BOLT IN;133 MM NOM CENTRES,REF C2,CENTRE TAGS,(4 HOLE);500 AMP;415 V AC;AS2005, PART 2;SUIT FUSEHOLDERS REF C2 & C3; PACK OF 10; | COOPELEC | COOPER ELECTRICAL AUSTRALIA PTY LTD | FF500WO | CURRENT
000004486 | FUSE,CARTRIDGE | J TYPE;92 MM NOM CENTRES,U OR TWIN L SLOTTED TAGS;500 AMP;415 V AC;CLASS Q1; BS 88,PART 5;PACK OF 5; | FUSECO | FUSECO PTY LTD | JSU500 | CURRENT
000004486 | FUSE,CARTRIDGE | J TYPE;92 MM NOM CENTRES,U OR TWIN L SLOTTED TAGS;500 AMP;415 V AC;CLASS Q1; BS 88,PART 5;PACK OF 5; | COOPELEC | COOPER ELECTRICAL AUSTRALIA PTY LTD | 500RJ31-7 | CURRENT
000004489 | FUSE,CARTRIDGE | J TYPE;92 MM NOM CENTRES,U OR TWIN L SLOTTED TAGS;630 AMP;415 V AC;CLASS Q1; BS 88,PART 5;OLD STOCK MAY BE RATED 600 AMP;PACK OF 5; | COOPELEC | COOPER ELECTRICAL AUSTRALIA PTY LTD | 630SJ31-6 | CURRENT
000004490 | FUSE,CARTRIDGE | BOLT IN;133 MM NOM CENTRES,REF C2, CENTRE TAGS,(4 HOLE);630 AMP;415 V AC; WEATHERPROOF;AS2005,PART 2;PACK OF 10; | FUSECO | FUSECO PTY LTD | OTTM630 | CURRENT
000004490 | FUSE,CARTRIDGE | BOLT IN;133 MM NOM CENTRES,REF C2, CENTRE TAGS,(4 HOLE);630 AMP;415 V AC; WEATHERPROOF;AS2005,PART 2;PACK OF 10; | COOPELEC | COOPER ELECTRICAL AUSTRALIA PTY LTD | FF630WO | CURRENT
000004496 | DUMMY FUSE LINK | Ferrule Type, 45A Fitting, 28mm Nom Lg, 13mm Nom Dia, Wood | FARNELLM | M R FARNELL CABINET MAKING | DUMMY FUSE | CURRENT
000004497 | DUMMY FUSE LINK | 65 AMP FITTING SIZE;FERRULE TYPE;WOOD BODY;50 MM NOM LG,16 MM NOM DIA; | ENERGEX | ENERGEX | DUMMY FUSE 65 AMP | CURRENT
000004503 | FUSE LINK,RING MAIN UNIT. | 12 KV;AIR INSULATED;TO SUIT GEC TYPE DDFC,DDFB RMU(S);200 KVA TRANSFORMER PROTECTION;AS1034-1978;PACK OF 3, PACK WEIGHT 6.3 KG; | COOPELEC | COOPER ELECTRICAL AUSTRALIA PTY LTD | 12BDGHA20 | CURRENT
000004505 | FUSE LINK,RING MAIN UNIT. | 12 KV;AIR INSULATED;TO SUIT GEC TYPE DDFC,DDFB RMU(S);500 KVA TRANSFORMER PROTECTION;AS1034-1978;PACK OF 3, PACK WEIGHT 6.3KG; | COOPELEC | COOPER ELECTRICAL AUSTRALIA PTY LTD | 12BDGHA50 | CURRENT
000004506 | FUSE LINK,RING MAIN UNIT. | 12 KV;AIR INSULATED;TO SUIT GEC TYPE DDFC,DDFB RMU(S);750 KVA TRANSFORMER PROTECTION;AS1034-1978;PACK OF 3, PACK WEIGHT 12.6 KG; | COOPELEC | COOPER ELECTRICAL AUSTRALIA PTY LTD | 12BFGHA63 | CURRENT
000004507 | FUSE LINK,RING MAIN UNIT. | 12 KV;AIR INSULATED;TO SUIT GEC TYPE DDFC,DDFB RMU(S);1000 KVA TRANSFORMER PROTECTION;AS1034-1978;PACK OF 3, PACK WEIGHT 12.6 KG; | COOPELEC | COOPER ELECTRICAL AUSTRALIA PTY LTD | 12BFGHA80 | CURRENT
000004508 | FUSE LINK,RING MAIN UNIT. | 12 KV;16 AMP HRC FUSE;FOR SF6/AIR/EPOXY INSULATED SWITCHGEAR;200 KVA TRANSFORMER ;PACK OF 3,PACK WEIGHT1.6 KG; | FUSECO | FUSECO PTY LTD | 3000403/16 | CURRENT
000004509 | FUSE LINK,RING MAIN UNIT. | 12 KV;25 AMP HRC FUSE;FOR SF6/AIR/EPOXY INSULATED SWITCHGEAR;FOR 315 KVA TRANSFORMER;PACK OF 3,PACK WEIGHT 1.6 KG; | FUSECO | FUSECO PTY LTD | 3000403/25 | CURRENT
000004510 | FUSE LINK,RING MAIN UNIT. | 12 KV;40 AMP HRC FUSE;FOR SF6/AIR/EPOXY INSULATED SWITCHGEAR;500 KVA TRANSFORMER;PACK OF 3,PACK WEIGHT 1.6 KG; | FUSECO | FUSECO PTY LTD | 3000403/40 | CURRENT
000004511 | FUSE LINK,RING MAIN UNIT. | 12 KV;HRC FUSE;FOR SF6/AIR/EPOXY INSULATED SWITCHGEAR;750 KVA HIGH IMPEDANCE TRANSFORMER;PACK OF 1, PACK WEIGHT2.0 KG; | FUSECO | FUSECO PTY LTD | 3001203/63 | CURRENT
000004512 | FUSE LINK,RING MAIN UNIT. | 12 KV;HRC FUSE;FOR SF6/AIR/EPOXY INSULATED SWITCHGEAR;1000 KVA HIGH IMPEDANCE TRANSFORMER;PACK OF 1, PACK WEIGHT 4.0 KG; | COOPELEC | COOPER ELECTRICAL AUSTRALIA PTY LTD | 12FXLSJ80 | CURRENT
000004514 | FUSE LINK,RING MAIN UNIT. | 12 KV;25 AMP HRC FUSE;FOR OIL INSULATED SWITCHGEAR;200 KVA TRANSFORMER; PACK OF 1,PACK WEIGHT 1.8 KG; | COOPELEC | COOPER ELECTRICAL AUSTRALIA PTY LTD | 12OEFMA20 | CURRENT
000004515 | FUSE LINK,RING MAIN UNIT. | 12kV, 31.5A HRC Fuse, for Oil Insulated Switchgear, 315kVA Transformer, Pack of 3, Pack Weight 1.8kg | COOPELEC | COOPER ELECTRICAL AUSTRALIA PTY LTD | 12OEFMA31.5 | CURRENT
000004516 | FUSE LINK,RING MAIN UNIT. | 12 KV;40 AMP;HRC FUSE;FOR OIL INSULATED SWITCHGEAR;500 KVA TRANSFORMER;PACK OF 3,PACK WEIGHT 1.8 KG; | COOPELEC | COOPER ELECTRICAL AUSTRALIA PTY LTD | 12OEFMA40 | CURRENT
000004517 | FUSE LINK,RING MAIN UNIT. | 12 KV;63 AMP HRC FUSE;FOR OIL INSULATED SWITCHGEAR;750 KVA TRANSFORMER; PACK OF 3,PACK WEIGHT 6 KG; | COOPELEC | COOPER ELECTRICAL AUSTRALIA PTY LTD | 12OEFMA63 | CURRENT
000004518 | FUSE LINK,RING MAIN UNIT. | 12 KV;80 AMP HRC FUSE;FOR OIL INSULATED SWITCHGEAR;1000 KVA HIGH IMPEDANCE TRANSFORMER;PACK OF 1,PACK WEIGHT 1.8 KG; | FUSECO | FUSECO PTY LTD | 30 144 36/80 | CURRENT
000004522 | FUSE LINK,ENCLOSED ELEMENT | 630 AMP;500 V AC;BLADE TYPE CONTACTS, DIN SIZE 3;AS2005,PART 1;PACK OF 3, PACK WEIGHT 3.30 KG; | FLOWLINE | FLOWLINE INDUSTRIES PTY LTD | NH3GG50V630 | CURRENT
000004522 | FUSE LINK,ENCLOSED ELEMENT | 630 AMP;500 V AC;BLADE TYPE CONTACTS, DIN SIZE 3;AS2005,PART 1;PACK OF 3, PACK WEIGHT 3.30 KG; | FLOWLINE | FLOWLINE INDUSTRIES PTY LTD | EM373063 | CURRENT
000004522 | FUSE LINK,ENCLOSED ELEMENT | 630 AMP;500 V AC;BLADE TYPE CONTACTS, DIN SIZE 3;AS2005,PART 1;PACK OF 3, PACK WEIGHT 3.30 KG; | FUSECO | FUSECO PTY LTD | NH3F-630 | CURRENT
000004523 | LINK,ELECTRICAL DISCONNECT | BAR;660 V,630 AMP;DIN 3 SIZE FITTED WITH INSULATED GRIPPING LUGS; FOR U/W FUSE SWITCH COMBINATIONS;PACK OF 1; | HAYMANS | HAYMANS ELECTRICAL | EEFNH3/6301SM | CURRENT
000004523 | LINK,ELECTRICAL DISCONNECT | BAR;660 V,630 AMP;DIN 3 SIZE FITTED WITH INSULATED GRIPPING LUGS; FOR U/W FUSE SWITCH COMBINATIONS;PACK OF 1; | HAYMANS | HAYMANS ELECTRICAL | IPDNH3/630ISM | CURRENT
000004523 | LINK,ELECTRICAL DISCONNECT | BAR;660 V,630 AMP;DIN 3 SIZE FITTED WITH INSULATED GRIPPING LUGS; FOR U/W FUSE SWITCH COMBINATIONS;PACK OF 1; | ALSTOM | ALSTOM GRID AUSTRALIA LIMITED | EEFNH3/630ISM | CURRENT
000004524 | SWITCH-DISCONNECTOR | 660 V AC;1600 AMP;3 PHASE;40 KA PEAK MKG CAP;C/W SEPARATE PROTECTIVE COVER; IEC408 & AS1775;BROWN BOVERI TYPE BSL; | ABB | ABB FAN PTY LTD | NHPL013603R1 | PHASING
000004527 | FUSE-SWITCH COMBINATION. | 660 V;400 AMP;3 PHASE;50 KA MKG CAP;FUSE LINK DIN BLADE TYPE SIZE 1 OR 2;IEC408 & AS1775;BROWN BOVERI TYPE SLBM; | ABB | ABB FAN PTY LTD | ORD3703400 | PHASING
000004529 | FUSE-SWITCH COMBINATION. | 660 V;630 AMP;3 PHASE;50 KA MKG CAP; FUSE LINK DIN BLADE TYPE SIZE 3;IEC408 & AS1775;BROWN BOVERI TYPE SLBM; | ABB | ABB FAN PTY LTD | NHPL046253R1 | PHASING
000004529 | FUSE-SWITCH COMBINATION. | 660 V;630 AMP;3 PHASE;50 KA MKG CAP; FUSE LINK DIN BLADE TYPE SIZE 3;IEC408 & AS1775;BROWN BOVERI TYPE SLBM; | ABB | ABB FAN PTY LTD | SLBM630 | PHASING
000004531 | INSULATOR,SCREW | LOW VOLTAGE PORCELAIN;GLAZED;240/415 V; INSULATOR 76 MM H,64 MM DIA;COACH SCREW 51 MM X 10 MM;19 MM HORIZONTAL HOLE THROUGH INSULATOR; | NILSEN |  | AS20 | CURRENT
000004549 | INSULATOR,STANDOFF | STATION POST,CYLINDRICAL;PORCELAIN,SOLID CORE;381 MM H;VERTICAL;BASE MTG;CAP TOP ;33 KV NOM V;5 KN MIN FAILING CANTILEVER W/CAP & BASE;AS4398.1;BOX OF 1,PACK | THEWMCAN | TMAC THEW & MCCANN GROUP | TM00720 | CURRENT
000004549 | INSULATOR,STANDOFF | STATION POST,CYLINDRICAL;PORCELAIN,SOLID CORE;381 MM H;VERTICAL;BASE MTG;CAP TOP ;33 KV NOM V;5 KN MIN FAILING CANTILEVER W/CAP & BASE;AS4398.1;BOX OF 1,PACK | DULHUNTY | DULHUNTY INDUSTRIES PTY LTD | C6-200-II-380 | CURRENT
000004552 | INSULATOR,STRAIN | Long Rod, 132kV Nom V, 120kN Sml, Twin, Synthetic Composite, 1550mm Nom Lg Coupling, 3650mm Min Creepage, D24 Eye Ends, Pack of 12, AS4435.2 | FLOWLINE | FLOWLINE INDUSTRIES PTY LTD | TECH APPROVED | CURRENT
000004552 | INSULATOR,STRAIN | Long Rod, 132kV Nom V, 120kN Sml, Twin, Synthetic Composite, 1550mm Nom Lg Coupling, 3650mm Min Creepage, D24 Eye Ends, Pack of 12, AS4435.2 | GRAPHSOL | GRAPH SOLUTIONS PTY LTD | 132207C.C | CURRENT
000004552 | INSULATOR,STRAIN | Long Rod, 132kV Nom V, 120kN Sml, Twin, Synthetic Composite, 1550mm Nom Lg Coupling, 3650mm Min Creepage, D24 Eye Ends, Pack of 12, AS4435.2 | THEWMCAN | TMAC THEW & MCCANN GROUP | 915342 | CURRENT
000004553 | INSULATOR,STANDOFF | LINE POST;SYNTHETIC COMPOSITE;HORIZONTAL ;GAIN BASE MTG;CLAMP TOP;132 KV NOM V; 4.9 KN MAX WORKING LOAD;W/SECURING BOLTS ;REFER 09429 FOR BRACKET;USED FOR PROJ; | KENDALL |  | OHIO BRASS HI-LITE232108 | STRATEGIC SPARE
000004554 | INSULATOR,STANDOFF | Pedestal Post, Porcelain, Pin, 11kV Nom, Vertical 280mm H, Flange Mtg, Cap Top, 8.8kN Cantilever, w/Cap & Pin, AS1137 Part 3, Dwg 32080-A3-1, Pack of 2 | THEWMCAN | TMAC THEW & MCCANN GROUP | TM00717 | CURRENT
000004554 | INSULATOR,STANDOFF | Pedestal Post, Porcelain, Pin, 11kV Nom, Vertical 280mm H, Flange Mtg, Cap Top, 8.8kN Cantilever, w/Cap & Pin, AS1137 Part 3, Dwg 32080-A3-1, Pack of 2 | NZI |  | 104140 | CURRENT
000004554 | INSULATOR,STANDOFF | Pedestal Post, Porcelain, Pin, 11kV Nom, Vertical 280mm H, Flange Mtg, Cap Top, 8.8kN Cantilever, w/Cap & Pin, AS1137 Part 3, Dwg 32080-A3-1, Pack of 2 | MORLYNN |  | H11265 | CURRENT
000004559 | INSULATOR,ELEC POWER CABLE SUPPORT BKT | UNGLAZED NO 1;PORCELAIN;FOR SUPPORTING CABLE ON CABLE SUPPORT BRACKETS (06609 & 06610) IN CONCRETE JOINT PITS;PACK OF 10; | JBJOINT | JB JOINTING SUPPLIES PTY LTD | PORCELAIN - LARGE | CURRENT
000004559 | INSULATOR,ELEC POWER CABLE SUPPORT BKT | UNGLAZED NO 1;PORCELAIN;FOR SUPPORTING CABLE ON CABLE SUPPORT BRACKETS (06609 & 06610) IN CONCRETE JOINT PITS;PACK OF 10; | QLDPOTTR |  | TCS4559 | CURRENT
000004565 | CAP,BREATHER | CAST ALUMINIUM;COWLED 1 IN WATER PIPE THREAD;TO SUIT PWA TYPE 11 KV TRANSFORMER; | TYREE | TYREE INDUSTRIES PL MITTAGONG NSW | 103226 | PURCHASE AS REQUIRED
000004571 | TRANSFORMER,CURRENT | MEASUREMENT,WINDOW TYPE,TOROIDAL;INDOOR; FOR METERING;660 V;3000/2000/1200/5 AMP; 15 VA;CLASS 1;EXT 200%;ON 1200/5 AMP; SINGLE PHASE;50 HZ;C/W FOOT MTG BKT; | STEMAR |  | 04571 | CURRENT
000004596 | DISCONNECTOR,HIGH VOLTAGE | 36 KV;1600 AMP;25 KA FOR 3 SEC ;SINGLE PHASE;SINGLE BREAK;LINK STICK OPERATED; SUPPLIED WITH INSULATORS;TYPE DIL 200; CONTRACT CH88 ITEM 14; | A.E.M. | AEM AUSTRALIA PTY LTD | A4816-06 | CURRENT
000004602 | SWITCH FUSE GEAR | 12 KV;3 PHASE;400 AMP BKG CAP;30 KA MKG CAP;14.4 KA,1 SEC,SW SH TIME W/STAND CURR;1 FUSE SW;400 AMP NORM CURR;400 AMP BKG CUR R;30 KA MKG CURR;1 PHASE TRIP; | HAZEMEYR |  | MD404SQB/3 | CURRENT
000004603 | SWITCH FUSE GEAR | 12 KV;3 PHASE;2 SW;400 AMP BKG CAP; 30 KA MKG CAP;14.4 KA,1 SEC,SW SH TIME W/STAND CURR;1 FUSE SW;400 AMP NORM CURR;400 AMP BKG CURR;30 KA MKG CURR; | HAZEMEYR |  | MAGNEFIX MD401SQB/3 | STRATEGIC SPARE
000004604 | SWITCH FUSE GEAR | 12 KV;3 PHASE;3 SW;400 AMP BKG CAP; 30 KA MKG CAP;14.4 KA,1 SEC,SW SH TIME W/STAND CURR;1 FUSE SW;400 AMP NORM CURR;400 AMP BKG CURR;30 KA MKG CURR; | HAZEMEYR |  | MAGNEFIX MD406SQB/3 | PHASING
000004609 | ADAPTOR,CONNECTOR,ELECTRICAL | COPPER;SWITCH DISCONNECTOR;250 V; 1250 AMP;FOR LV DISTRIBUTION BOARDS TYPE P;PACK OF 10,PACK WEIGHT 9.5 KG; | ENI | ENI INDUSTRIES PL | 84155 | CURRENT
000004609 | ADAPTOR,CONNECTOR,ELECTRICAL | COPPER;SWITCH DISCONNECTOR;250 V; 1250 AMP;FOR LV DISTRIBUTION BOARDS TYPE P;PACK OF 10,PACK WEIGHT 9.5 KG; | GLOBAL | GLOBAL MANUFACTURING GROUP | ENERGEX 108-A2 | CURRENT
000004625 | TERMINAL BLOCK | Thermoplastic, Test Type, 440VAC, 10A, TS 32 Mtg, 0.5-4mm2 Conductor Size, 6.5mm Thk ,40mm H, 42mm W, Brown, Pack of 100 | CNWPL | CNW PL - SLACKS CREEK | WEI0412260000 | CURRENT
000004625 | TERMINAL BLOCK | Thermoplastic, Test Type, 440VAC, 10A, TS 32 Mtg, 0.5-4mm2 Conductor Size, 6.5mm Thk ,40mm H, 42mm W, Brown, Pack of 100 | HAYMANS | HAYMANS ELECTRICAL | KLI4122.2 | CURRENT
000004625 | TERMINAL BLOCK | Thermoplastic, Test Type, 440VAC, 10A, TS 32 Mtg, 0.5-4mm2 Conductor Size, 6.5mm Thk ,40mm H, 42mm W, Brown, Pack of 100 | KLIPPON |  | KLI4122.2 | CURRENT
000004629 | TERMINAL BLOCK | FUSE;250 V;10 AMP;RAIL MTG;U/W 4 AMP FUSE LINK SC 04411;PACK OF 20; | HAYMANS | HAYMANS ELECTRICAL | KLI1911.2 | CURRENT
000004629 | TERMINAL BLOCK | FUSE;250 V;10 AMP;RAIL MTG;U/W 4 AMP FUSE LINK SC 04411;PACK OF 20; | CNWPL | CNW PL - SLACKS CREEK | WEI0191120000 | CURRENT
000004629 | TERMINAL BLOCK | FUSE;250 V;10 AMP;RAIL MTG;U/W 4 AMP FUSE LINK SC 04411;PACK OF 20; | KLIPPON |  | KLI019112 | CURRENT
000004631 | TERMINAL BLOCK | MELAMINE;2 TERMINAL FEED THROUGH TYPE; 600 V AC;20 A;RAIL MTG,CLIP-ON;0.75-10 SQ MM CONDUCTOR SIZE;12 MM THK,52.5 MM H,65 MM W;BEIGE;W/DISCONNECT PLUG; | CNWPL | CNW PL - SLACKS CREEK | WEI0324120000 | CURRENT
000004631 | TERMINAL BLOCK | MELAMINE;2 TERMINAL FEED THROUGH TYPE; 600 V AC;20 A;RAIL MTG,CLIP-ON;0.75-10 SQ MM CONDUCTOR SIZE;12 MM THK,52.5 MM H,65 MM W;BEIGE;W/DISCONNECT PLUG; | HAYMANS | HAYMANS ELECTRICAL | KLI0324.2 | CURRENT
000004631 | TERMINAL BLOCK | MELAMINE;2 TERMINAL FEED THROUGH TYPE; 600 V AC;20 A;RAIL MTG,CLIP-ON;0.75-10 SQ MM CONDUCTOR SIZE;12 MM THK,52.5 MM H,65 MM W;BEIGE;W/DISCONNECT PLUG; | KLIPPON |  | KLI03241.2 | CURRENT
000004640 | BUSBAR | LV DISTRIBUTION BOARD;P & S TYPES; COPPER;420 MM LG,75 MM W,6 MM THK; W/6 X 15 MM DIA HOLES,& 1 X M6 TAP HOLE; PACK OF 1; | GLOBAL | GLOBAL MANUFACTURING GROUP | ENERGEX-108-A2-ITEM 11 | PURCHASE AS REQUIRED
000004647 | SWITCH,PUSH | 600 V AC/800 V DC;6 AMP,240 V AC/0.4 AMP ,110 V DC;(AC/DC 11 RATING);1 NO,1 NC & N/O CONTACTS;BLACK BUTTON PLATE; 22 MM DIA,FULLY ASSEMBLED;PACK OF 1; | CNWPL | CNW PL - SLACKS CREEK | EATM22DXKIT1 | CURRENT
000004647 | SWITCH,PUSH | 600 V AC/800 V DC;6 AMP,240 V AC/0.4 AMP ,110 V DC;(AC/DC 11 RATING);1 NO,1 NC & N/O CONTACTS;BLACK BUTTON PLATE; 22 MM DIA,FULLY ASSEMBLED;PACK OF 1; | KLOCKNER |  | KLOM22-D-X+XD+R+AK11 | CURRENT
000004647 | SWITCH,PUSH | 600 V AC/800 V DC;6 AMP,240 V AC/0.4 AMP ,110 V DC;(AC/DC 11 RATING);1 NO,1 NC & N/O CONTACTS;BLACK BUTTON PLATE; 22 MM DIA,FULLY ASSEMBLED;PACK OF 1; | CNWPL | CNW PL - SLACKS CREEK | M22DXKIT1 | CURRENT
000004650 | SWITCH,PUSH | 600 V AC/800 V DC;6 AMP,240 V AC/0.4 AMP ,110 V DC;(AC/DC 11 RATING);1 NO,1 NC & N/O CONTACTS;RED BUTTON PLATE; 22 MM DIA;PACK OF 1; | CNWPL | CNW PL - SLACKS CREEK | EATM22DXKIT2 | CURRENT
000004650 | SWITCH,PUSH | 600 V AC/800 V DC;6 AMP,240 V AC/0.4 AMP ,110 V DC;(AC/DC 11 RATING);1 NO,1 NC & N/O CONTACTS;RED BUTTON PLATE; 22 MM DIA;PACK OF 1; | CNWPL | CNW PL - SLACKS CREEK | M22DXKIT2 | CURRENT
000004650 | SWITCH,PUSH | 600 V AC/800 V DC;6 AMP,240 V AC/0.4 AMP ,110 V DC;(AC/DC 11 RATING);1 NO,1 NC & N/O CONTACTS;RED BUTTON PLATE; 22 MM DIA;PACK OF 1; | KLOCKNER |  | MOEM22DX+XDRAK11 | CURRENT
000004654 | CAPACITOR,TEST POINT | FOR RM UNIT;PACK OF 10; | THEWMCAN | TMAC THEW & MCCANN GROUP | MCCTP | PURCHASE AS REQUIRED
000004665 | END CLAMP,TERMINAL RAIL | TO SUIT UTILUX H2238 CLIP ON TERMINAL BLOCK;PACK OF 20; | TECONN | TE CONNECTIVITY LTD | H2232/20 | CURRENT
000004665 | END CLAMP,TERMINAL RAIL | TO SUIT UTILUX H2238 CLIP ON TERMINAL BLOCK;PACK OF 20; | REXEL | REXEL PTY LTD | UTIH2232/20 | CURRENT
000004665 | END CLAMP,TERMINAL RAIL | TO SUIT UTILUX H2238 CLIP ON TERMINAL BLOCK;PACK OF 20; | UTILUX |  | UTIH2232/20 | CURRENT
000004668 | MOUNTING BASE,TIEDOWN,ELECTRICAL | ABS PLASTIC;WHITE;ADHESIVE APPLIED; 25.4MM SQ;W/2 HOLES FOR NO 6 (M3) SCREWS;PACK OF 100,CARTON OF 500; CABLE TIE ADHESIVE BACKED MOUNT; | LEGEND | LEGEND POWER SYSTEMS | SAM25NT | CURRENT
000004668 | MOUNTING BASE,TIEDOWN,ELECTRICAL | ABS PLASTIC;WHITE;ADHESIVE APPLIED; 25.4MM SQ;W/2 HOLES FOR NO 6 (M3) SCREWS;PACK OF 100,CARTON OF 500; CABLE TIE ADHESIVE BACKED MOUNT; | STATEWD | STATEWIDE FSTNERS & ENG SPLS PL | CSAM25NT | CURRENT
000004668 | MOUNTING BASE,TIEDOWN,ELECTRICAL | ABS PLASTIC;WHITE;ADHESIVE APPLIED; 25.4MM SQ;W/2 HOLES FOR NO 6 (M3) SCREWS;PACK OF 100,CARTON OF 500; CABLE TIE ADHESIVE BACKED MOUNT; | CABLACES | CABLACES | CAASAM25NT | CURRENT
000004670 | CONNECTOR,BUSBAR | FLEXIBLE,BRAIDED WITH TINNED COPPER PALMS DRILLED WITH 3 X 14 MM HOLES; 315 MM LG,45 MM W,10 MM THK;PACK OF 1; | PLP AUST | PREFORMED LINE PRODUCTS (AUST) | CBL-ENGX-3297-A2-4 | CURRENT
000004671 | COVER,ELECTRICAL EQUIPMENT | Magnefix, PVC Dust Cover for Hazemeyer Isolator | HAZEMEYR |  | 3681-326 | CURRENT
000004673 | COVER,ELECTRICAL CONNECTOR | POLYTHENE,CLEAR;0.8 MM THK,MIN;CONDUCTOR RANGE UP TO 2.5 SQ MM (7/0.67); | EUGAQUIP |  | COVER,ELECTRICAL 2.5 SQ MM | CURRENT
000004676 | COVER,ELECTRICAL EQUIPMENT | PVC;PROTECTIVE DUST COVER FOR TYPE P & S LV SWITCHBOARDS; | INDPLAST |  | COVER,ELECTRICAL PVC | PHASING
000004680 | COVER,ELECTRICAL EQUIPMENT | PVC,RIGID;GREY;710 MM LG,590 MM W,4.5 MM THK;DUST & PROTECTIVE COVER FOR "P" LV SWITCHBOARD; | INDPLAST |  | COVER,ELECTRICAL 710 MM LG | CURRENT
000004683 | CUBICLE,ELECTRICAL EQUIPMENT. | OUTDOOR TYPE 1,FOR LV DISTRIBUTION BOARDS;USED WITH 90 DEG & 180 DEG GROUND TRANSFORMERS;STEEL,PAINTED; 690 MM W,990 MM D,1990 MM H; | ENERGEX | ENERGEX | CUBICLE,ELECTRICAL | MAINTENANCE STOCK
000004684 | RACEWAY,NONMETALLIC | OPEN SLOTTED WALLS;PVC,RIGID;GREY; 45 MM W,45 MM H;C/W 50 MM LID; 1 X 2 M LG;PACKEC IN PROTECTIVE PLASTIC BAG & BOUND WITH PALLETISING TAPE | HAYMANS | HAYMANS ELECTRICAL | WATDOS4545 | CURRENT
000004684 | RACEWAY,NONMETALLIC | OPEN SLOTTED WALLS;PVC,RIGID;GREY; 45 MM W,45 MM H;C/W 50 MM LID; 1 X 2 M LG;PACKEC IN PROTECTIVE PLASTIC BAG & BOUND WITH PALLETISING TAPE | WATTMAST |  | WATDOS4545 | CURRENT
000004689 | FRAME,MOUNTING | PADMOUNT LV DISTRIBUTION BOARDS;TYPE P; PACK OF 1,PACK WEIGHT 15 KG; | EZYSTRUT | EZYSTRUT CABLE & PIPE SUPPORTS | E04689K | PHASING
000004691 | CABLE GLAND | POLYETHYLENE;WEATHERPROOF;M20 OD; C/W WASHERS,RINGS,SCREW & LOCKNUT; AS2052;PACK OF 25;FOR MIN CABLE OD 9.0 MM;MAX CABLE OD 12.5 MM; | CNWPL | CNW PL - SLACKS CREEK | CABGN20 | CURRENT
000004691 | CABLE GLAND | POLYETHYLENE;WEATHERPROOF;M20 OD; C/W WASHERS,RINGS,SCREW & LOCKNUT; AS2052;PACK OF 25;FOR MIN CABLE OD 9.0 MM;MAX CABLE OD 12.5 MM; | LEGEND | LEGEND POWER SYSTEMS | GN20 | CURRENT
000004691 | CABLE GLAND | POLYETHYLENE;WEATHERPROOF;M20 OD; C/W WASHERS,RINGS,SCREW & LOCKNUT; AS2052;PACK OF 25;FOR MIN CABLE OD 9.0 MM;MAX CABLE OD 12.5 MM; | CABLACES | CABLACES | GN20 | CURRENT
000004692 | CABLE GLAND | POLYETHYLENE;WEATHERPROOF;M25 OD;C/W WASHERS,RINGS,SCREW & LOCKNUT;AS2052; PACK OF 15;FOR MIN CABLE OD 12.0 MM;MAX CABLE OD 18.0 MM; | CNWPL | CNW PL - SLACKS CREEK | CABGN25 | CURRENT
000004692 | CABLE GLAND | POLYETHYLENE;WEATHERPROOF;M25 OD;C/W WASHERS,RINGS,SCREW & LOCKNUT;AS2052; PACK OF 15;FOR MIN CABLE OD 12.0 MM;MAX CABLE OD 18.0 MM; | LEGEND | LEGEND POWER SYSTEMS | GN25 | CURRENT
000004692 | CABLE GLAND | POLYETHYLENE;WEATHERPROOF;M25 OD;C/W WASHERS,RINGS,SCREW & LOCKNUT;AS2052; PACK OF 15;FOR MIN CABLE OD 12.0 MM;MAX CABLE OD 18.0 MM; | CABLACES | CABLACES | CABGN25 | CURRENT
000004693 | CABLE GLAND | POLYETHYLENE;WEATHERPROOF;M32 OD; C/W WASHERS,RINGS,SCREW & LOCKNUT; AS2052;FOR MIN CABLE OD 17.0 MM; MAX CABLE OD 22.5 MM;PACK OF 1; | CNWPL | CNW PL - SLACKS CREEK | CABGN32 | CURRENT
000004693 | CABLE GLAND | POLYETHYLENE;WEATHERPROOF;M32 OD; C/W WASHERS,RINGS,SCREW & LOCKNUT; AS2052;FOR MIN CABLE OD 17.0 MM; MAX CABLE OD 22.5 MM;PACK OF 1; | GENERAL | GENERAL TRADE SUPPLIES | FGL33164 | CURRENT
000004693 | CABLE GLAND | POLYETHYLENE;WEATHERPROOF;M32 OD; C/W WASHERS,RINGS,SCREW & LOCKNUT; AS2052;FOR MIN CABLE OD 17.0 MM; MAX CABLE OD 22.5 MM;PACK OF 1; | GENERAL | GENERAL TRADE SUPPLIES | CABLE GLAND. | CURRENT
000004693 | CABLE GLAND | POLYETHYLENE;WEATHERPROOF;M32 OD; C/W WASHERS,RINGS,SCREW & LOCKNUT; AS2052;FOR MIN CABLE OD 17.0 MM; MAX CABLE OD 22.5 MM;PACK OF 1; | ESK P/L |  | GTS,PG-32 | CURRENT
000004693 | CABLE GLAND | POLYETHYLENE;WEATHERPROOF;M32 OD; C/W WASHERS,RINGS,SCREW & LOCKNUT; AS2052;FOR MIN CABLE OD 17.0 MM; MAX CABLE OD 22.5 MM;PACK OF 1; | CABLACES | CABLACES | GN32 | CURRENT
000004693 | CABLE GLAND | POLYETHYLENE;WEATHERPROOF;M32 OD; C/W WASHERS,RINGS,SCREW & LOCKNUT; AS2052;FOR MIN CABLE OD 17.0 MM; MAX CABLE OD 22.5 MM;PACK OF 1; | LEGEND | LEGEND POWER SYSTEMS | GN32 | CURRENT
000004694 | CABLE GLAND | POLYETHYLENE;WEATHERPROOF;M40 OD; C/W WASHERS,RINGS,SCREW & LOCKNUT; AS2052;FOR MIN CABLE OD 19 MM; MAX CABLE OD 28 MM;PACK OF 5; | CNWPL | CNW PL - SLACKS CREEK | CABGN40 | CURRENT
000004694 | CABLE GLAND | POLYETHYLENE;WEATHERPROOF;M40 OD; C/W WASHERS,RINGS,SCREW & LOCKNUT; AS2052;FOR MIN CABLE OD 19 MM; MAX CABLE OD 28 MM;PACK OF 5; | CABLACES | CABLACES | GN40 | CURRENT
000004694 | CABLE GLAND | POLYETHYLENE;WEATHERPROOF;M40 OD; C/W WASHERS,RINGS,SCREW & LOCKNUT; AS2052;FOR MIN CABLE OD 19 MM; MAX CABLE OD 28 MM;PACK OF 5; | LEGEND | LEGEND POWER SYSTEMS | GN40 | CURRENT
000004695 | CABLE GLAND | POLYETHYLENE;WEATHERPROOF;M50 OD;C/W WASHERS,RINGS,SCREW & LOCKNUT;FOR MIN CABLE OD 27 MM;MAX CABLE OD 38 MM; PACK OF 2; (issued as each) CTN QTY 84 | CNWPL | CNW PL - SLACKS CREEK | CABGN50 | CURRENT
000004695 | CABLE GLAND | POLYETHYLENE;WEATHERPROOF;M50 OD;C/W WASHERS,RINGS,SCREW & LOCKNUT;FOR MIN CABLE OD 27 MM;MAX CABLE OD 38 MM; PACK OF 2; (issued as each) CTN QTY 84 | GENERAL | GENERAL TRADE SUPPLIES | NCG50A | CURRENT
000004695 | CABLE GLAND | POLYETHYLENE;WEATHERPROOF;M50 OD;C/W WASHERS,RINGS,SCREW & LOCKNUT;FOR MIN CABLE OD 27 MM;MAX CABLE OD 38 MM; PACK OF 2; (issued as each) CTN QTY 84 | LEGEND | LEGEND POWER SYSTEMS | GN50 | CURRENT
000004700 | BASE,ISOLATING JACK. | PLASTIC;RECT;4 GANG;15 KV RMS RATING; ITEM 1 OF SPEC 118;FOR U/W ISOLATING JACK (STOCK CODE 04718) & COVER ()STOCK CODE 04673); | EUGAQUIP |  | BASE,ISOLATING | CURRENT
000004712 | END PLATE,TERMINAL BLOCK | TO SUIT WEIDMULLER CLIP ON TERMINAL BLOCK TYPE SAKC10;REFER STOCK CODE 04631 FOR TERMINAL BLOCK;PACK OF 20; | HAYMANS | HAYMANS ELECTRICAL | KLI1467.2 | CURRENT
000004712 | END PLATE,TERMINAL BLOCK | TO SUIT WEIDMULLER CLIP ON TERMINAL BLOCK TYPE SAKC10;REFER STOCK CODE 04631 FOR TERMINAL BLOCK;PACK OF 20; | KLIPPON |  | KLI1467.2 | CURRENT
000004712 | END PLATE,TERMINAL BLOCK | TO SUIT WEIDMULLER CLIP ON TERMINAL BLOCK TYPE SAKC10;REFER STOCK CODE 04631 FOR TERMINAL BLOCK;PACK OF 20; | CNWPL | CNW PL - SLACKS CREEK | WEI0146720000 | CURRENT
000004715 | END PLATE,TERMINAL BLOCK | TO SUIT KLIPPON TERMINAL BLOCKS; PACK OF 20; | HAYMANS | HAYMANS ELECTRICAL | KLI1913.2 | CURRENT
000004715 | END PLATE,TERMINAL BLOCK | TO SUIT KLIPPON TERMINAL BLOCKS; PACK OF 20; | KLIPPON |  | KLI1913.2 | CURRENT
000004715 | END PLATE,TERMINAL BLOCK | TO SUIT KLIPPON TERMINAL BLOCKS; PACK OF 20; | CNWPL | CNW PL - SLACKS CREEK | WEI0191320000 | CURRENT
000004716 | END PLATE,TERMINAL BLOCK | TO SUIT KLIPPON TERMINAL BLOCKS; PACK OF 20; | HAYMANS | HAYMANS ELECTRICAL | KLI2113.2 | CURRENT
000004716 | END PLATE,TERMINAL BLOCK | TO SUIT KLIPPON TERMINAL BLOCKS; PACK OF 20; | KLIPPON |  | KLI2113.2 | CURRENT
000004716 | END PLATE,TERMINAL BLOCK | TO SUIT KLIPPON TERMINAL BLOCKS; PACK OF 20; | CNWPL | CNW PL - SLACKS CREEK | WEI0211320000 | CURRENT
000004719 | PLUG,TIP | BUNCH PIN TYPE;4 MM DIA CONTACT;SCREW TYPE TERMINAL;BLACK PVC INSULATOR; W/4 MM TRANSVERSE HOLE;PACK OF 50, PACK WEIGHT 0.4 KG; | CNWPL | CNW PL - SLACKS CREEK | SOA930-726-100 | CURRENT
000004719 | PLUG,TIP | BUNCH PIN TYPE;4 MM DIA CONTACT;SCREW TYPE TERMINAL;BLACK PVC INSULATOR; W/4 MM TRANSVERSE HOLE;PACK OF 50, PACK WEIGHT 0.4 KG; | CNWPL | CNW PL - SLACKS CREEK | RSC641-8019 | CURRENT
000004719 | PLUG,TIP | BUNCH PIN TYPE;4 MM DIA CONTACT;SCREW TYPE TERMINAL;BLACK PVC INSULATOR; W/4 MM TRANSVERSE HOLE;PACK OF 50, PACK WEIGHT 0.4 KG; | HIRSCHMN |  | HIR930-726-100 | CURRENT
000004720 | PLUG,TIP | BUNCH PIN TYPE;4 MM DIA CONTACT;SCREW TYPE TERMINAL;RED PVC INSULATOR; W/4 MM TRANSVERSE HOLE;PACK OF 50, PACK WEIGHT 0.4 KG; | CNWPL | CNW PL - SLACKS CREEK | SOA930-726-101 | CURRENT
000004720 | PLUG,TIP | BUNCH PIN TYPE;4 MM DIA CONTACT;SCREW TYPE TERMINAL;RED PVC INSULATOR; W/4 MM TRANSVERSE HOLE;PACK OF 50, PACK WEIGHT 0.4 KG; | CNWPL | CNW PL - SLACKS CREEK | RSC641-8025 | CURRENT
000004720 | PLUG,TIP | BUNCH PIN TYPE;4 MM DIA CONTACT;SCREW TYPE TERMINAL;RED PVC INSULATOR; W/4 MM TRANSVERSE HOLE;PACK OF 50, PACK WEIGHT 0.4 KG; | HIRSCHMN |  | HIR930-726-101 | CURRENT
000004727 | SUPPORT SCREW,BRIDGING LINK | ;FOR 10 MM THK TERMINAL BLOCK (UTILUX H2238);STOCK CODE 08701;2 WAY BRIDGING LINK (STOCK CODE 04708),10 WAY BRIDGING LINK (STOCK CODE 04709);PACK OF 100; | REXEL | REXEL PTY LTD | UTIH2236M/100 | CURRENT
000004727 | SUPPORT SCREW,BRIDGING LINK | ;FOR 10 MM THK TERMINAL BLOCK (UTILUX H2238);STOCK CODE 08701;2 WAY BRIDGING LINK (STOCK CODE 04708),10 WAY BRIDGING LINK (STOCK CODE 04709);PACK OF 100; | UTILUX |  | UTIH2236M/100 | CURRENT
000004733 | TERMINAL BLOCK | MELAMINE;2 TERMINAL FEED THROUGH TYPE; 600 V;115 AMP;RAIL MTG (G32 RAIL SECT); 16-35 SQ MM CONDUCTOR SIZE;18 MM THK, 59 MM H,55 MM W;FOR END PLATE SC 04901; | REXEL | REXEL PTY LTD | UTIH2601/10 | CURRENT
000004733 | TERMINAL BLOCK | MELAMINE;2 TERMINAL FEED THROUGH TYPE; 600 V;115 AMP;RAIL MTG (G32 RAIL SECT); 16-35 SQ MM CONDUCTOR SIZE;18 MM THK, 59 MM H,55 MM W;FOR END PLATE SC 04901; | TECONN | TE CONNECTIVITY LTD | H2601/10 | CURRENT
000004733 | TERMINAL BLOCK | MELAMINE;2 TERMINAL FEED THROUGH TYPE; 600 V;115 AMP;RAIL MTG (G32 RAIL SECT); 16-35 SQ MM CONDUCTOR SIZE;18 MM THK, 59 MM H,55 MM W;FOR END PLATE SC 04901; | UTILUX |  | H2601 | CURRENT
000004735 | TRANSFORMER,ISOLATION | 15 KV - 2 KV;200 OHMS - 600 OHMS; TYPE 8801; | DYNE-IND | DYNE INDUSTRIES PTY LTD | TYPE 8801 | CURRENT
000004743 | SWITCH FUSE GEAR | 12 KV;3 PHASE;2 SW;13.1 KA MKG CAP; 1 FUSE SW;200 AMP NORM CURR;13.1 KA MKG CURR;OIL IMMERSED FUSES;3 PHASE TRIP;OIL INSUL;O/D;EXT; | L&C |  | TYPE O | PHASING
000004767 | CONNECTOR,RECEPTACLE | SURFACE MTG POWER TYPE;RD STRAIGHT BODY STYLE;2 FLAT PIN,T TYPE POLARISED;15 AMP MAX;32 V MAX;WHITE PVC SHELL;PACK OF 5; REFER STOCK CODE 04911 FOR PLUG TO SUIT; | CLIPSAL | GERARD INDUSTRIES QLD DIVSN P/L | CLI402/32WE | PURCHASE AS REQUIRED
000004773 | BASE,SWITCH | PVC;WHITE;RECT;1 GANG,STD PATTERN PLATE TYPE;115 MM LG,73 MM W;PACK OF 10,PACK WEIGHT 1 KG; | REXEL | REXEL PTY LTD | CLI449AWE | CURRENT
000004773 | BASE,SWITCH | PVC;WHITE;RECT;1 GANG,STD PATTERN PLATE TYPE;115 MM LG,73 MM W;PACK OF 10,PACK WEIGHT 1 KG; | CLIPSAL | GERARD INDUSTRIES QLD DIVSN P/L | CLI449AWE | CURRENT
000004779 | TERMINAL BOX. | JUNCTION TYPE;415 V;40 AMP;PVC;RECT, 96 MM LG,68 MM W,48 MM H;5 WAY, (FIVE FIXED 2-SCREW TERMINALS);IMPACT RESISTANT;2 SCREW COVER;PACK OF 10; | REXEL | REXEL PTY LTD | CLI554JF5WE | CURRENT
000004779 | TERMINAL BOX. | JUNCTION TYPE;415 V;40 AMP;PVC;RECT, 96 MM LG,68 MM W,48 MM H;5 WAY, (FIVE FIXED 2-SCREW TERMINALS);IMPACT RESISTANT;2 SCREW COVER;PACK OF 10; | CLIPSAL | GERARD INDUSTRIES QLD DIVSN P/L | CLI554JF5WE | CURRENT
000004782 | TERMINAL BOX. | JUNCTION TYPE;415 V;40 AMP;PVC;SQ, ,68 MM X 68 MM,38 MM H;4 WAY, (4 CONNECTORS INCL EARTH);IMPACT RESISTANT;PACK OF 10; | GENERAL | GENERAL TRADE SUPPLIES | JBS/VX221 | CURRENT
000004838 | CONDUIT,NONMETALLIC,FLEXIBLE | PVC, 16mm, Grey, Non-Corrugated, 30m Roll, AS/NZS 2053.4 (scm) | REXEL | REXEL PTY LTD | PFCPOWFC16GR30 | CURRENT
000004838 | CONDUIT,NONMETALLIC,FLEXIBLE | PVC, 16mm, Grey, Non-Corrugated, 30m Roll, AS/NZS 2053.4 (scm) | GENERAL | GENERAL TRADE SUPPLIES | 16MMMG | CURRENT
000004838 | CONDUIT,NONMETALLIC,FLEXIBLE | PVC, 16mm, Grey, Non-Corrugated, 30m Roll, AS/NZS 2053.4 (scm) | HAYMANS | HAYMANS ELECTRICAL | RMB 16 FL 30 | CURRENT
000004843 | CONDUIT,NONMETALLIC,RIGID | 20 MM NOM SIZE;UPVC;GREY;LT DUTY;SOCKET MOULDED ONE END;4 M LG;AS2053;PACK OF 1050,PACK WEIGHT 670 KG; | TRI UGRD | TRI UNDERGROUND AUSTRALIA PTY LTD | CONMD20 | CURRENT
000004843 | CONDUIT,NONMETALLIC,RIGID | 20 MM NOM SIZE;UPVC;GREY;LT DUTY;SOCKET MOULDED ONE END;4 M LG;AS2053;PACK OF 1050,PACK WEIGHT 670 KG; | HAYMANS | HAYMANS ELECTRICAL | PIP20LD | CURRENT
000004843 | CONDUIT,NONMETALLIC,RIGID | 20 MM NOM SIZE;UPVC;GREY;LT DUTY;SOCKET MOULDED ONE END;4 M LG;AS2053;PACK OF 1050,PACK WEIGHT 670 KG; | IPLEX | IPLEX PIPELINES AUSTRALIA PTY LTD | A03 | CURRENT
000004843 | CONDUIT,NONMETALLIC,RIGID | 20 MM NOM SIZE;UPVC;GREY;LT DUTY;SOCKET MOULDED ONE END;4 M LG;AS2053;PACK OF 1050,PACK WEIGHT 670 KG; | VINIDEX |  | 10020 | CURRENT
000004844 | CONDUIT,NONMETALLIC,RIGID | 25 MM NOM SIZE;UPVC;GREY;LT DUTY; SOCKET MOULDED ONE END;4 M LG;AS2053; PACK OF 800,PACK WEIGHT 650 KG; | IPLEX | IPLEX PIPELINES AUSTRALIA PTY LTD | A04 | CURRENT
000004844 | CONDUIT,NONMETALLIC,RIGID | 25 MM NOM SIZE;UPVC;GREY;LT DUTY; SOCKET MOULDED ONE END;4 M LG;AS2053; PACK OF 800,PACK WEIGHT 650 KG; | TRI UGRD | TRI UNDERGROUND AUSTRALIA PTY LTD | CONMD25 | CURRENT
000004844 | CONDUIT,NONMETALLIC,RIGID | 25 MM NOM SIZE;UPVC;GREY;LT DUTY; SOCKET MOULDED ONE END;4 M LG;AS2053; PACK OF 800,PACK WEIGHT 650 KG; | HAYMANS | HAYMANS ELECTRICAL | PIP25LD | CURRENT
000004844 | CONDUIT,NONMETALLIC,RIGID | 25 MM NOM SIZE;UPVC;GREY;LT DUTY; SOCKET MOULDED ONE END;4 M LG;AS2053; PACK OF 800,PACK WEIGHT 650 KG; | VINIDEX |  | 10040 | CURRENT
000004850 | SPLICE,CONDUCTOR | CONNECTOR BP;SINGLE SCREW INSULATED CLAMP TYPE; BRASS IN PLASTIC SHROUD;6 SQ MM X 3; PACK OF 50; | CLIPSAL | GERARD INDUSTRIES QLD DIVSN P/L | 563J/50 | CURRENT
000004850 | SPLICE,CONDUCTOR | CONNECTOR BP;SINGLE SCREW INSULATED CLAMP TYPE; BRASS IN PLASTIC SHROUD;6 SQ MM X 3; PACK OF 50; | CNWPL | CNW PL - SLACKS CREEK | 563J/50 | CURRENT
000004850 | SPLICE,CONDUCTOR | CONNECTOR BP;SINGLE SCREW INSULATED CLAMP TYPE; BRASS IN PLASTIC SHROUD;6 SQ MM X 3; PACK OF 50; | LEGEND | LEGEND POWER SYSTEMS | C32A1 | CURRENT
000004850 | SPLICE,CONDUCTOR | CONNECTOR BP;SINGLE SCREW INSULATED CLAMP TYPE; BRASS IN PLASTIC SHROUD;6 SQ MM X 3; PACK OF 50; | CNWPL | CNW PL - SLACKS CREEK | CLI563J/50 | CURRENT
000004856 | RACEWAY,NONMETALLIC | OPEN SLOTTED WALLS;PVC,RIGID;GREY; 25 MM W,40 MM H;C/W LID;2 M LG; | REXEL | REXEL PTY LTD | IBOT125.40 | CURRENT
000004856 | RACEWAY,NONMETALLIC | OPEN SLOTTED WALLS;PVC,RIGID;GREY; 25 MM W,40 MM H;C/W LID;2 M LG; | IBOCO | IBOCO | BOCT1-25-40 | CURRENT
000004856 | RACEWAY,NONMETALLIC | OPEN SLOTTED WALLS;PVC,RIGID;GREY; 25 MM W,40 MM H;C/W LID;2 M LG; | CNWPL | CNW PL - SLACKS CREEK | T12540 | CURRENT
000004862 | ELBOW,ELECTRICAL CONDUIT | RIGID PVC;INSPECTION;20 MM;PACK OF 20; | REXEL | REXEL PTY LTD | CLI244/20GY | CURRENT
000004862 | ELBOW,ELECTRICAL CONDUIT | RIGID PVC;INSPECTION;20 MM;PACK OF 20; | CNWPL | CNW PL - SLACKS CREEK | CLI244/20GY | CURRENT
000004862 | ELBOW,ELECTRICAL CONDUIT | RIGID PVC;INSPECTION;20 MM;PACK OF 20; | CLIPSAL | GERARD INDUSTRIES QLD DIVSN P/L | CLI244/20GRY | CURRENT
000004865 | FRAME,MOUNTING | ELECTRICITY SUPPLY PILLAR;STEEL;GALV; SUIT BASE STOCK CODE 06511,COVER STOCK CODE 06932 & LINKING PANEL STOCK CODE 04889;FOR SECURITY PURPOSES ONLY; | DULHUNTY | DULHUNTY INDUSTRIES PTY LTD | ICB-MF | CURRENT
000004877 | TERMINAL STRIP | Mini Neutral Link, 100A, 500V, 8 Hole c/w Cover, Front Wiring | CNWPL | CNW PL - SLACKS CREEK | CLIL8 | CURRENT
000004877 | TERMINAL STRIP | Mini Neutral Link, 100A, 500V, 8 Hole c/w Cover, Front Wiring | REXEL | REXEL PTY LTD | CLIL8 | CURRENT
000004877 | TERMINAL STRIP | Mini Neutral Link, 100A, 500V, 8 Hole c/w Cover, Front Wiring | CLIPSAL | GERARD INDUSTRIES QLD DIVSN P/L | L8 | CURRENT
000004888 | PANEL,FUSE | LV;380 MM H,305 MM W,13 MM THK;OPTIONAL ;AS1795,PART 1; | ENERGEX | ENERGEX | PANEL,FUSE | PHASING
000004889 | PANEL,LINKING | THREE WAY,TRIPLE ISOLATION;415 V; THREE PANELS EA 420 MM H X 95 MM W; UEP-8 PANEL W/- 3T8/HC NEUTRAL LINK;FOR SECURITY PURPOSES ONLY;PACK OF 1;PACK | STEMAR |  | IIN 04889 | CURRENT
000004901 | END PLATE,TERMINAL BLOCK | TO SUIT UTILUX RAIL MOUNTED TERMINAL BLOCK TYPE H2607;REFER STOCK CODE 04733 FOR TERMINAL BLOCK; | UTILUX |  | H2602 | PURCHASE AS REQUIRED
000004910 | SHIELD,EXPANSION | PLASTICS,GREEN;RAWL,EXP TYPE; 10 G TO 12 G X 35 MM LG;PACK OF 500; | HOBSON | HOBSON ENGINEERING CO PTY LTD 393904 | MWPFG-35 | CURRENT
000004910 | SHIELD,EXPANSION | PLASTICS,GREEN;RAWL,EXP TYPE; 10 G TO 12 G X 35 MM LG;PACK OF 500; | STATEWD | STATEWIDE FSTNERS & ENG SPLS PL | RPG | CURRENT
000004911 | CONNECTOR,ELECTRICAL | POWER TYPE;RD STRAIGHT BODY STYLE; 2 FLAT PIN,T TYPE POLARISED;15 AMP MAX; 32 V MAX;CLEAR PVC SHELL;BOX OF 10; | REXEL | REXEL PTY LTD | CLI492/32TR | CURRENT
000004911 | CONNECTOR,ELECTRICAL | POWER TYPE;RD STRAIGHT BODY STYLE; 2 FLAT PIN,T TYPE POLARISED;15 AMP MAX; 32 V MAX;CLEAR PVC SHELL;BOX OF 10; | CLIPSAL | GERARD INDUSTRIES QLD DIVSN P/L | CLI492/32TR | CURRENT
000004912 | SHIELD,EXPANSION | NYLON;IMPACT ANCHOR;5 MM HOLE DIA; THD NAIL INSERT;25 MM LG;MUSHROOM HD STYLE;BOX OF 100; | STATEWD | STATEWIDE FSTNERS & ENG SPLS PL | ANM525 | CURRENT
000004913 | SHIELD,EXPANSION | NYLON;IMPACT ANCHOR;6.5 MM HOLE DIA; THD NAIL INSERT;25 MM LG;MUSHROOM HD STYLE;BOX OF 100; | HOBSON | HOBSON ENGINEERING CO PTY LTD 393904 | MNMNM0650025 | CURRENT
000004913 | SHIELD,EXPANSION | NYLON;IMPACT ANCHOR;6.5 MM HOLE DIA; THD NAIL INSERT;25 MM LG;MUSHROOM HD STYLE;BOX OF 100; | STATEWD | STATEWIDE FSTNERS & ENG SPLS PL | ANM6525 | CURRENT
000004915 | PLUG,PROTECTIVE,DUST & MOISTURE | PLASTIC REUSABLE COVER;TO SUIT 80 MM CONDUIT;PACK OF 1,PACK WEIGHT 0.15 KG; | IPLEX | IPLEX PIPELINES AUSTRALIA PTY LTD | H174 | CURRENT
000004915 | PLUG,PROTECTIVE,DUST & MOISTURE | PLASTIC REUSABLE COVER;TO SUIT 80 MM CONDUIT;PACK OF 1,PACK WEIGHT 0.15 KG; | TRI UGRD | TRI UNDERGROUND AUSTRALIA PTY LTD | TRIDC80 | CURRENT
000004915 | PLUG,PROTECTIVE,DUST & MOISTURE | PLASTIC REUSABLE COVER;TO SUIT 80 MM CONDUIT;PACK OF 1,PACK WEIGHT 0.15 KG; | HAYMANS | HAYMANS ELECTRICAL | PIP80CONCAP | CURRENT
000004915 | PLUG,PROTECTIVE,DUST & MOISTURE | PLASTIC REUSABLE COVER;TO SUIT 80 MM CONDUIT;PACK OF 1,PACK WEIGHT 0.15 KG; | VINIDEX |  | 39629 | CURRENT
000004926 | STRAP,RETAINING | STEEL;HOT DIPPED GALV;SADDLE 2 HOLES; 12.0 MM;PACK OF 100; CTN QTY 2000 | REXEL | REXEL PTY LTD | CLI170HDGM | CURRENT
000004926 | STRAP,RETAINING | STEEL;HOT DIPPED GALV;SADDLE 2 HOLES; 12.0 MM;PACK OF 100; CTN QTY 2000 | CLIPSAL | GERARD INDUSTRIES QLD DIVSN P/L | CLI170HDGM | CURRENT
000004927 | STRAP,RETAINING | STEEL;HOT DIPPED GALV;SADDLE 2 HOLES; 16 MM (5/8 IN) O/A;PACK OF 100; | REXEL | REXEL PTY LTD | CLI171HDGM | CURRENT
000004927 | STRAP,RETAINING | STEEL;HOT DIPPED GALV;SADDLE 2 HOLES; 16 MM (5/8 IN) O/A;PACK OF 100; | HAYMANS | HAYMANS ELECTRICAL | CLI171HDGM | CURRENT
000004927 | STRAP,RETAINING | STEEL;HOT DIPPED GALV;SADDLE 2 HOLES; 16 MM (5/8 IN) O/A;PACK OF 100; | CLIPSAL | GERARD INDUSTRIES QLD DIVSN P/L | CLI171HDGM | CURRENT
000004928 | STRAP,RETAINING | STEEL;HOT DIPPED GALV;SADDLE 2 HOLES; 20 MM (3/4 IN)O/A;PACK OF 100; | HAYMANS | HAYMANS ELECTRICAL | CLI172HDGM | CURRENT
000004928 | STRAP,RETAINING | STEEL;HOT DIPPED GALV;SADDLE 2 HOLES; 20 MM (3/4 IN)O/A;PACK OF 100; | CLIPSAL | GERARD INDUSTRIES QLD DIVSN P/L | CLI172HDGM | CURRENT
000004929 | STRAP,RETAINING | STEEL;HOT DIPPED GALV;SADDLE 2 HOLES; 25 MM (1 IN) O/A W;PACK OF 100; | CNWPL | CNW PL - SLACKS CREEK | 06251638/173HDGM | CURRENT
000004929 | STRAP,RETAINING | STEEL;HOT DIPPED GALV;SADDLE 2 HOLES; 25 MM (1 IN) O/A W;PACK OF 100; | BLKWOODS | J BLACKWOOD & SON LTD | 06251638/173HDGM | CURRENT
000004929 | STRAP,RETAINING | STEEL;HOT DIPPED GALV;SADDLE 2 HOLES; 25 MM (1 IN) O/A W;PACK OF 100; | CNWPL | CNW PL - SLACKS CREEK | CLI173HDGM | CURRENT
000004929 | STRAP,RETAINING | STEEL;HOT DIPPED GALV;SADDLE 2 HOLES; 25 MM (1 IN) O/A W;PACK OF 100; | CLIPSAL | GERARD INDUSTRIES QLD DIVSN P/L | CLI173HDGM | CURRENT
000004930 | STRAP,RETAINING | STEEL;HOT DIPPED GALV;SADDLE 2 HOLES; 32 MM;PACK OF 50; | CNWPL | CNW PL - SLACKS CREEK | 06313977174HDGM | CURRENT
000004930 | STRAP,RETAINING | STEEL;HOT DIPPED GALV;SADDLE 2 HOLES; 32 MM;PACK OF 50; | BLKWOODS | J BLACKWOOD & SON LTD | 06313977/174HDGM | CURRENT
000004930 | STRAP,RETAINING | STEEL;HOT DIPPED GALV;SADDLE 2 HOLES; 32 MM;PACK OF 50; | CNWPL | CNW PL - SLACKS CREEK | CLI174HDGM | CURRENT
000004930 | STRAP,RETAINING | STEEL;HOT DIPPED GALV;SADDLE 2 HOLES; 32 MM;PACK OF 50; | CLIPSAL | GERARD INDUSTRIES QLD DIVSN P/L | CLI174HDGM | CURRENT
000004931 | STRAP,RETAINING | STEEL;HOT DIPPED GALV;SADDLE 2 HOLES; 40 MM (1-1/2 IN) O/A W;BOX OF 50 | HAYMANS | HAYMANS ELECTRICAL | CLI175HDGM | CURRENT
000004931 | STRAP,RETAINING | STEEL;HOT DIPPED GALV;SADDLE 2 HOLES; 40 MM (1-1/2 IN) O/A W;BOX OF 50 | CLIPSAL | GERARD INDUSTRIES QLD DIVSN P/L | CLI175HDGM | CURRENT
000004932 | STRAP,RETAINING | STEEL;HOT DIPPED GALV;SADDLE 2 HOLES; 50 MM (2 IN) O/A W;BOX OF 20; | HAYMANS | HAYMANS ELECTRICAL | CLI176HDGM | CURRENT
000004932 | STRAP,RETAINING | STEEL;HOT DIPPED GALV;SADDLE 2 HOLES; 50 MM (2 IN) O/A W;BOX OF 20; | CLIPSAL | GERARD INDUSTRIES QLD DIVSN P/L | CLI176HDGM | CURRENT
000004938 | CONNECTOR,RECEPTACLE | EXTENSION CORD POWER TYPE;RD STRAIGHT BODY STYLE;3 FLAT PIN;15 AMP MAX; 250 V MAX;CLEAR PVC SHELL;PACK OF 10; SUIT 1.5 SQ MM ORDINARY DUTY 3 CORE | CNWPL | CNW PL - SLACKS CREEK | CLI438/15TR | CURRENT
000004938 | CONNECTOR,RECEPTACLE | EXTENSION CORD POWER TYPE;RD STRAIGHT BODY STYLE;3 FLAT PIN;15 AMP MAX; 250 V MAX;CLEAR PVC SHELL;PACK OF 10; SUIT 1.5 SQ MM ORDINARY DUTY 3 CORE | CNWPL | CNW PL - SLACKS CREEK | CLI438S15TR | CURRENT
000004938 | CONNECTOR,RECEPTACLE | EXTENSION CORD POWER TYPE;RD STRAIGHT BODY STYLE;3 FLAT PIN;15 AMP MAX; 250 V MAX;CLEAR PVC SHELL;PACK OF 10; SUIT 1.5 SQ MM ORDINARY DUTY 3 CORE | CLIPSAL | GERARD INDUSTRIES QLD DIVSN P/L | CLI438/15TR | CURRENT
000004940 | CONNECTOR,ELECTRICAL | EXTENSION CORD POWER TYPE;RD STRAIGHT BODY STYLE;3 FLAT PIN;10 AMP MAX;250 V MAX;CLEAR PVC SHELL;PACK OF 10;SUIT 0.75 SQ MM & 1 SQ MM ORDINARY DUTY | BLKWOODS | J BLACKWOOD & SON LTD | 00665753/438-TR | CURRENT
000004940 | CONNECTOR,ELECTRICAL | EXTENSION CORD POWER TYPE;RD STRAIGHT BODY STYLE;3 FLAT PIN;10 AMP MAX;250 V MAX;CLEAR PVC SHELL;PACK OF 10;SUIT 0.75 SQ MM & 1 SQ MM ORDINARY DUTY | CNWPL | CNW PL - SLACKS CREEK | CLI438TR | CURRENT
000004940 | CONNECTOR,ELECTRICAL | EXTENSION CORD POWER TYPE;RD STRAIGHT BODY STYLE;3 FLAT PIN;10 AMP MAX;250 V MAX;CLEAR PVC SHELL;PACK OF 10;SUIT 0.75 SQ MM & 1 SQ MM ORDINARY DUTY | CLIPSAL | GERARD INDUSTRIES QLD DIVSN P/L | CLI438TR | CURRENT
000004959 | CONNECTOR-SWITCH | DUAL COMBINATION SWITCH & SOCKET PLASTICS,WHITE;240 V;10 AMP;3 FLAT FEMALE CONTACTS;ROCKER SWITCH; PACK OF 10; | TECONN | TE CONNECTIVITY LTD | HPM777WE | CURRENT
000004959 | CONNECTOR-SWITCH | DUAL COMBINATION SWITCH & SOCKET PLASTICS,WHITE;240 V;10 AMP;3 FLAT FEMALE CONTACTS;ROCKER SWITCH; PACK OF 10; | HAYMANS | HAYMANS ELECTRICAL | HPM777WE | CURRENT
000004959 | CONNECTOR-SWITCH | DUAL COMBINATION SWITCH & SOCKET PLASTICS,WHITE;240 V;10 AMP;3 FLAT FEMALE CONTACTS;ROCKER SWITCH; PACK OF 10; | HPM |  | HPM777WE | CURRENT
000004966 | SWITCH,ROTARY | 250 V AC;10 AMP;1 POLE,ON-OFF,2 POSN; ALUMINIUM BODY,2 M20 CONDUIT ENTRIES; WEATHERPROOF & HOSEPROOF;SURFACE MTG; STD GREY;IP66-AS1939-1981;PACK SIZE 1; | NILSEN |  | ROWCO RSW110M | PURCHASE AS REQUIRED
000004977 | ADAPTOR,ELECTRICAL CONDUIT | TERMINATOR,STRAIGHT TYPE;NYLON;BLACK; 16 MM MALE THD,16 MM PLAIN MALE END; ;AS2053;RIGID PVC ADAPTOR,MALE THD-16 MM CONDUIT PLAIN MALE END FITS 16 MM | REXEL | REXEL PTY LTD | CLI269/16BK | CURRENT
000004977 | ADAPTOR,ELECTRICAL CONDUIT | TERMINATOR,STRAIGHT TYPE;NYLON;BLACK; 16 MM MALE THD,16 MM PLAIN MALE END; ;AS2053;RIGID PVC ADAPTOR,MALE THD-16 MM CONDUIT PLAIN MALE END FITS 16 MM | CLIPSAL | GERARD INDUSTRIES QLD DIVSN P/L | 269/16 | CURRENT
000004979 | BEND,ELECTRICAL CONDUIT | NYLON;BLACK;SCREWED;20 MM;TERMINATOR, ANGLE TYPE;PACK OF 20; | BLKWOODS | J BLACKWOOD & SON LTD | 01917552/269A20 | PURCHASE AS REQUIRED
000004979 | BEND,ELECTRICAL CONDUIT | NYLON;BLACK;SCREWED;20 MM;TERMINATOR, ANGLE TYPE;PACK OF 20; | CNWPL | CNW PL - SLACKS CREEK | CLI269A20BK | PURCHASE AS REQUIRED
000004979 | BEND,ELECTRICAL CONDUIT | NYLON;BLACK;SCREWED;20 MM;TERMINATOR, ANGLE TYPE;PACK OF 20; | CLIPSAL | GERARD INDUSTRIES QLD DIVSN P/L | 269A/20 | PURCHASE AS REQUIRED
000004981 | ADAPTOR,ELECTRICAL CONDUIT | TERMINATOR,STRAIGHT TYPE;NYLON;BLACK; 20 MM MALE THD,20 MM PLAIN MALE END; AS2053;PACK OF 20 RIGID PVC ADAPTOR,MALE THD-20 MM CONDUIT,PLAIN MALE END FITS 20 | BLKWOODS | J BLACKWOOD & SON LTD | 01917154/269/20-BK | CURRENT
000004981 | ADAPTOR,ELECTRICAL CONDUIT | TERMINATOR,STRAIGHT TYPE;NYLON;BLACK; 20 MM MALE THD,20 MM PLAIN MALE END; AS2053;PACK OF 20 RIGID PVC ADAPTOR,MALE THD-20 MM CONDUIT,PLAIN MALE END FITS 20 | CLIPSAL | GERARD INDUSTRIES QLD DIVSN P/L | CLI269/20 | CURRENT
000004982 | CONNECTOR,ELECTRICAL | EXTENSION CORD POWER TYPE;RD STRAIGHT BODY TYPE;3 FLAT PIN;10 AMP MAX; 250 V MAX;CLEAR PVC SHELL;PACK OF 10;SUIT 0.75 SQ MM & 1 SQ MM ORDINARY DUTY | REXEL | REXEL PTY LTD | CLI439STR | CURRENT
000004982 | CONNECTOR,ELECTRICAL | EXTENSION CORD POWER TYPE;RD STRAIGHT BODY TYPE;3 FLAT PIN;10 AMP MAX; 250 V MAX;CLEAR PVC SHELL;PACK OF 10;SUIT 0.75 SQ MM & 1 SQ MM ORDINARY DUTY | CNWPL | CNW PL - SLACKS CREEK | CLI439STR | CURRENT
000004982 | CONNECTOR,ELECTRICAL | EXTENSION CORD POWER TYPE;RD STRAIGHT BODY TYPE;3 FLAT PIN;10 AMP MAX; 250 V MAX;CLEAR PVC SHELL;PACK OF 10;SUIT 0.75 SQ MM & 1 SQ MM ORDINARY DUTY | CLIPSAL | GERARD INDUSTRIES QLD DIVSN P/L | CLI439STR | CURRENT
000004983 | CONNECTOR,ELECTRICAL | EXTENSION CORD POWER TYPE;RD STRAIGHT BODY STYLE;3 FLAT PIN;15 AMP MAX;250 V MAX;CLEAR PVC SHELL;BOX OF 10;SUIT 1.5 SQ MM ORDINARY DUTY 3 CORE | TECONN | TE CONNECTIVITY LTD | CLI439S15TR | PURCHASE AS REQUIRED
000004983 | CONNECTOR,ELECTRICAL | EXTENSION CORD POWER TYPE;RD STRAIGHT BODY STYLE;3 FLAT PIN;15 AMP MAX;250 V MAX;CLEAR PVC SHELL;BOX OF 10;SUIT 1.5 SQ MM ORDINARY DUTY 3 CORE | CLIPSAL | GERARD INDUSTRIES QLD DIVSN P/L | CLI439S15TR | PURCHASE AS REQUIRED
000005043 | THERMOMETER,SELF-INDICATING,BIMETALLIC | 44 MM DIAL,203 MM LG STEM; 100 TO 400 DEG C;HAND HELD; | WIKA | WIKA AUSTRALIA P/L (MANUFACTURER) | TEL TRU GT-100-R-400 | CURRENT
000005044 | THERMOMETER,SELF-INDICATING,BIMETALLIC | 76 MM DIAL,457 MM LG STEM;0 TO 200 DEG C ;1/2 IN BSP CONNECTION,REAR ENTRY; | INSENGIN |  | GT300R | CURRENT
000005051 | BLOCK,TEST,METER | Bakelite, Rect, 10 Terminal Holes, 6mm Dia, Integral E-Link for Star & Earth, for Current Transformer Metering Jobs, Unbranded Cover | EUGAQUIP |  | TB 071 CEL | CURRENT
000005051 | BLOCK,TEST,METER | Bakelite, Rect, 10 Terminal Holes, 6mm Dia, Integral E-Link for Star & Earth, for Current Transformer Metering Jobs, Unbranded Cover | CLIPSAL | GERARD INDUSTRIES QLD DIVSN P/L | 1008B | CURRENT
000005054 | JUNCTION BOX,METER | PVC;KNOCKOUTS,3 TERMINALS INCL 2 SCREW EARTH;SQ,3 WAY;250 V AC,30 AMP;RED IN COLOUR,MARKED ENERGEX ON COVER; PACK OF 1; | CLIPSAL | GERARD INDUSTRIES QLD DIVSN P/L | CLI555/3/Q-RED | PHASING
000005054 | JUNCTION BOX,METER | PVC;KNOCKOUTS,3 TERMINALS INCL 2 SCREW EARTH;SQ,3 WAY;250 V AC,30 AMP;RED IN COLOUR,MARKED ENERGEX ON COVER; PACK OF 1; | CLIPSAL | GERARD INDUSTRIES QLD DIVSN P/L | CLI555/3/Q RED440 | PHASING
000005055 | BRACKET,MOUNTING | FOR MTG WF73 M.D.I.;STEEL SECTION; HOT DIP GALV;710 MM LG ROLLED CHANNEL 64 MM X 22 MM X 2.5 MM;C/W 2 OFF M8 X 30 MM LG STAINLESS STEEL BOLTS; | GLOBAL | GLOBAL MANUFACTURING GROUP | ENERGEX-3787-A4 | PHASING
000005063 | INDICATOR,MAXIMUM DEMAND | THERMAL AMMETER;3 PHASE,0 TO 6 AMP, 2 KV/MIN INSULATION;30 MIN TIME LAG; | WFENERGY | WF ENERGY CONTROLS | 73D0000060PS | PURCHASE AS REQUIRED
000005067 | LEAD,SHORTING | C.T.SECONDARY SHORTING;10 AMP,HRC FUSE; TEST CLIPS CONNECTION; | THEWMCAN | TMAC THEW & MCCANN GROUP | TM12763 | CURRENT
000005067 | LEAD,SHORTING | C.T.SECONDARY SHORTING;10 AMP,HRC FUSE; TEST CLIPS CONNECTION; | THEWMCAN | TMAC THEW & MCCANN GROUP | 5067 | CURRENT
000005129 | PLATE,IDENTIFICATION | ALUMINIUM;CONSUMER METERING CURRENT TRANSFORMER RATIO IDENTIFICATION PLATE; LEGEND-ENERGEX CT RATIO 200/5;SILVER ON BLACK BACKGROUND;58 MM LG,22 MM W,0.6 MM | CUTLER | CUTLER BRANDS PTY LTD | ENERGE-5129 | CURRENT
000005129 | PLATE,IDENTIFICATION | ALUMINIUM;CONSUMER METERING CURRENT TRANSFORMER RATIO IDENTIFICATION PLATE; LEGEND-ENERGEX CT RATIO 200/5;SILVER ON BLACK BACKGROUND;58 MM LG,22 MM W,0.6 MM | ES | QUALITY ENGRAVING SERVICES PTY LTD | 05129 | CURRENT
000005129 | PLATE,IDENTIFICATION | ALUMINIUM;CONSUMER METERING CURRENT TRANSFORMER RATIO IDENTIFICATION PLATE; LEGEND-ENERGEX CT RATIO 200/5;SILVER ON BLACK BACKGROUND;58 MM LG,22 MM W,0.6 MM | ARTCRAFT | ARTCRAFT PTY LTD | SE009-Q | CURRENT
000005130 | PLATE,IDENTIFICATION | ALUMINIUM;CONSUMER METERING CURRENT TRANSFORMER RATIO IDENTIFICATION PLATE; LEGEND-ENERGEX CT RATIO 800-5;SILVER ON BLACK BACKGROUND;58 MM LG,22 MM W,0.6 MM | CUTLER | CUTLER BRANDS PTY LTD | ENERGE-5130 | CURRENT
000005130 | PLATE,IDENTIFICATION | ALUMINIUM;CONSUMER METERING CURRENT TRANSFORMER RATIO IDENTIFICATION PLATE; LEGEND-ENERGEX CT RATIO 800-5;SILVER ON BLACK BACKGROUND;58 MM LG,22 MM W,0.6 MM | ES | QUALITY ENGRAVING SERVICES PTY LTD | 05130 | CURRENT
000005130 | PLATE,IDENTIFICATION | ALUMINIUM;CONSUMER METERING CURRENT TRANSFORMER RATIO IDENTIFICATION PLATE; LEGEND-ENERGEX CT RATIO 800-5;SILVER ON BLACK BACKGROUND;58 MM LG,22 MM W,0.6 MM | ARTCRAFT | ARTCRAFT PTY LTD | SE010-Q | CURRENT
000005134 | RELAY-ASSEMBLY,PHASE FAILURE | PHASE SEQUENCE TYPE;PVC MOULDED,11 PIN BASE,NYLON BASE COVER,HOLD DOWN SPRING; FOR PHASE FAILURE RELAY STOCK CODE 05135 & 11973;PACK OF 1; | HAYMANS | HAYMANS ELECTRICAL | CGVZPD11 | CURRENT
000005134 | RELAY-ASSEMBLY,PHASE FAILURE | PHASE SEQUENCE TYPE;PVC MOULDED,11 PIN BASE,NYLON BASE COVER,HOLD DOWN SPRING; FOR PHASE FAILURE RELAY STOCK CODE 05135 & 11973;PACK OF 1; | HAYMANS | HAYMANS ELECTRICAL | ZPD11A 10 AMP | CURRENT
000005134 | RELAY-ASSEMBLY,PHASE FAILURE | PHASE SEQUENCE TYPE;PVC MOULDED,11 PIN BASE,NYLON BASE COVER,HOLD DOWN SPRING; FOR PHASE FAILURE RELAY STOCK CODE 05135 & 11973;PACK OF 1; | HAYMANS | HAYMANS ELECTRICAL | NHP PPD-11 | CURRENT
000005134 | RELAY-ASSEMBLY,PHASE FAILURE | PHASE SEQUENCE TYPE;PVC MOULDED,11 PIN BASE,NYLON BASE COVER,HOLD DOWN SPRING; FOR PHASE FAILURE RELAY STOCK CODE 05135 & 11973;PACK OF 1; | ELECTMTC |  | S411(BASE)BB4(COVER)HF SPRING | CURRENT
000005205 | LAMP,INCANDESCENT | SEWING MACHINE;FIL;250 V;25 W;SES CAP; FLUSH SHORT TUBULAR T22;CLEAR; 70 MM MAX LG;NOT FOR TEST LAMP USE, REFER STOCK CODE 05264 FOR TEST LAMP; | GERARD | GERARD PROFESSIONAL SOLUTIONS PL | 206060 | PHASING
000005208 | LAMP,INCANDESCENT | GENERAL SERVICE;FIL;250 V;60 W;BC (B22) CAP;STD SHAPE;CLEAR;CARTON OF 100; | GERARD | GERARD PROFESSIONAL SOLUTIONS PL | 603014AC | PHASING
000005215 | LAMP,INCANDESCENT | GENERAL SERVICE;FIL;250,255 OR 260 V; 100 W;BC (B22) CAP;STD SHAPE;CLEAR; CARTON OF 100; | GERARD | GERARD PROFESSIONAL SOLUTIONS PL | 603018AC | PHASING
000005233 | LAMP,FLUORESCENT. | TUBULAR;SWITCH START;FL18W;840-4000K; TRI-PHOS;25/38 MM DIA,600 MM LG;CARTON OF 25, PACK WEIGHT 3.0 KG; | GERARD | GERARD PROFESSIONAL SOLUTIONS PL | 218048 | CURRENT
000005234 | LAMP,FLUORESCENT. | TUBULAR;SWITCH START;36/40 W;BIPIN G13 CAP;WHITE;25/38 MM DIA,1200 MM LG; CARTON OF 25, PACK WEIGHT 7.0 KG; | GERARD | GERARD PROFESSIONAL SOLUTIONS PL | 218010 | CURRENT
000005244 | LAMP,MERCURY VAPOUR | HP,COLOUR CORRECTED;250 V;250 W;E40/45 CAP;CARTON OF 12,PACK WEIGHT 3.66 KG; | GERARD | GERARD PROFESSIONAL SOLUTIONS PL | 645003 | PHASING
000005245 | LAMP,MERCURY VAPOUR | NON COLOUR CORRECTED;250 V;250 W;E40/45 CAP;CLEAR TUBULAR;CARTON OF 12,PACK WEIGHT 3 KG; | EYE |  | HT250 | PHASING
000005246 | LAMP,MERCURY VAPOUR | NON COLOUR CORRECTED;250 V;400 W;E40/45 CAP;CLEAR TUBULAR;12 PER CARTON,PACK WEIGHT 3.5 KG; | EYE |  | HT400 | PHASING
000005264 | LAMP,INCANDESCENT | GENERAL SERVICE;PILOT;240 V;15 W; SES CAP;CLEAR;FOR USE TEST LAMPS ONLY; PACK OF 100; | THEWMCAN | TMAC THEW & MCCANN GROUP | TM12748 | CURRENT
000005264 | LAMP,INCANDESCENT | GENERAL SERVICE;PILOT;240 V;15 W; SES CAP;CLEAR;FOR USE TEST LAMPS ONLY; PACK OF 100; | SYLVANIA | SYLVANIA SCHREDER | 206090 | CURRENT
000005268 | LAMP,SODIUM VAPOUR. | HP;150 W;250 V;GES (E40/45) CAP;CLEAR BULB;CARTON OF 12,PACK WEIGHT 2.62 KG; | PHILIPS | PHILIPS AUSTRALIA PTY LTD | 928487100096 | CURRENT
000005268 | LAMP,SODIUM VAPOUR. | HP;150 W;250 V;GES (E40/45) CAP;CLEAR BULB;CARTON OF 12,PACK WEIGHT 2.62 KG; | GERARD | GERARD PROFESSIONAL SOLUTIONS PL | 673140 | CURRENT
000005269 | LAMP,SODIUM VAPOUR. | EXTERNAL IGNITOR TYPE;HP;150 W;250 V; GES (E40/45) CAP;DIFFUSE BULB;CARTON OF 12, PACK WEIGHT 1.56 KG; | PHILIPS | PHILIPS AUSTRALIA PTY LTD | 928486800091 | CURRENT
000005269 | LAMP,SODIUM VAPOUR. | EXTERNAL IGNITOR TYPE;HP;150 W;250 V; GES (E40/45) CAP;DIFFUSE BULB;CARTON OF 12, PACK WEIGHT 1.56 KG; | GERARD | GERARD PROFESSIONAL SOLUTIONS PL | 673150 | CURRENT
000005270 | LAMP,SODIUM VAPOUR. | HP;250 W;250 V;GES (E40/45) CAP;CLEAR BULB;CARTON OF 12; | PHILIPS | PHILIPS AUSTRALIA PTY LTD | 928487200098 | CURRENT
000005270 | LAMP,SODIUM VAPOUR. | HP;250 W;250 V;GES (E40/45) CAP;CLEAR BULB;CARTON OF 12; | GERARD | GERARD PROFESSIONAL SOLUTIONS PL | 672060 | CURRENT
000005271 | LAMP,SODIUM VAPOUR. | EXTERNAL IGNITOR TYPE;HP;250 W;250 V; GES (E40/45) CAP;DIFFUSE BULB;CARTON OF 12, PACK WEIGHT 2.4 KG; | PHILIPS | PHILIPS AUSTRALIA PTY LTD | 928486900091 | CURRENT
000005271 | LAMP,SODIUM VAPOUR. | EXTERNAL IGNITOR TYPE;HP;250 W;250 V; GES (E40/45) CAP;DIFFUSE BULB;CARTON OF 12, PACK WEIGHT 2.4 KG; | GERARD | GERARD PROFESSIONAL SOLUTIONS PL | 672070 | CURRENT
000005273 | LAMP,SODIUM VAPOUR. | EXTERNAL IGNITOR TYPE;HP;400 W;250 V; GES (E40/45) CAP;CLEAR BULB;CARTON OF 12,PACK WEIGHT 2.04 KG; | PHILIPS | PHILIPS AUSTRALIA PTY LTD | 928487300098 | CURRENT
000005273 | LAMP,SODIUM VAPOUR. | EXTERNAL IGNITOR TYPE;HP;400 W;250 V; GES (E40/45) CAP;CLEAR BULB;CARTON OF 12,PACK WEIGHT 2.04 KG; | GERARD | GERARD PROFESSIONAL SOLUTIONS PL | 672040 | CURRENT
000005274 | LAMP,SODIUM VAPOUR. | EXTERNAL IGNITOR TYPE;HP;400 W;250 V; GES (E40/45) CAP;DIFFUSE BULB;CARTON OF 6,PACK WEIGHT 1.5 KG; | GERARD | GERARD PROFESSIONAL SOLUTIONS PL | 672050 | CURRENT
000005290 | LAMP,INCANDESCENT | GENERAL SERVICE;TUNGSTEN HALOGEN;245 V; 500 W;TUBULAR;9 MM DIA;CLEAR/PEARL; 119 MM LG;USED IN SUBSTATION FLOODLIGHTS ;PACK OF 10; | GERARD | GERARD PROFESSIONAL SOLUTIONS PL | 587000 | CURRENT
000005300 | HOLDER,PHOTOELECTRIC CELL | D-2 TYPE;FOR LOW RATING P.E.CELL; PACK OF 200,PACK WEIGHT 7.0 KG; FOR MINOR ROAD LANTERNS; | LEGEND | LEGEND POWER SYSTEMS | HNS-D2BASE | CURRENT
000005302 | HOLDER,PHOTOELECTRIC CELL | NEMA TYPE;FOR HIGH RATING P.E.CELL;C/W MTG BRACKET,& 180 MM COLOUR CODED LEADS, RED ACTIVE,BLACK NEUTRAL,WHITE LOAD PACK OF 30;FOR POLE MTG; | TYCO | TYCO | 2213362-2 | CURRENT
000005306 | COVER,ILLUMINATION,LIGHTING FIXTURE. | ACRYLIC,CLEAR;FOR USE ON GREENDALE STRADALUX TYPE 128.00 MK 11 S/L LANTERN; HIGH IMPACT;CARTON OF 2;SUPPLIED FITTED WITH CLIPS; | THORNLIT |  | 96019503 | CURRENT
000005335 | BRACKET,MOUNTING,STREET LIGHTING FIXTURE | STEEL;GALV;0.5 M LG;34 MM SPIGOT;UNWIRED ;FOR USE ON MINOR ROADS;TYPE M1;SUITABLE FOR BRACKET FUSE;OLD STOCK WAS 0.3 M LG | GM POLES | GM POLES PTY LTD | SL-WPB-MI3 | PHASING
000005335 | BRACKET,MOUNTING,STREET LIGHTING FIXTURE | STEEL;GALV;0.5 M LG;34 MM SPIGOT;UNWIRED ;FOR USE ON MINOR ROADS;TYPE M1;SUITABLE FOR BRACKET FUSE;OLD STOCK WAS 0.3 M LG | GREATWST |  | SL-WB-M1 | PHASING
000005346 | BRACKET,MOUNTING,STREET LIGHTING FIXTURE | STEEL;GALV;4.5 M LG;42 MM SPIGOT;2.5 M UPLIFT;T5;LESS STAYS;C/W CLAMPS,BOLTS, NUTS & WASHERS;REFER STOCK CODE 16580 FOR STANDARD STAYS,STOCK CODES 16581 & | GM POLES | GM POLES PTY LTD | SL-WB-T5 | CURRENT
000005350 | BRACKET,MOUNTING,STREET LIGHTING FIXTURE | STEEL;GALV;2.0 M LG;42 MM SPIGOT, 200 MM LG;2.5 M UPLIFT;T3;PACK OF 5, PACK WEIGHT 135 KG; | GM POLES | GM POLES PTY LTD | SL-WB-T3 | PHASING
000005352 | BRACKET,MOUNTING,STREET LIGHTING FIXTURE | STEEL;GALV;3.0 M LG;42 MM OD 1.2M UPLIFT ;T4;SUPPLIED IN RETURNABLE STEEL CRADLES OR STRAPPED (STEEL) TO DOUBLE HARDWOOD PALLETS TO MAX HEIGHT 1 M;FOR USE ON | GM POLES | GM POLES PTY LTD | SL-WB-T4 | PHASING
000005365 | BALLAST,LAMP | MERCURY VAPOUR TYPE;250 W;250 V; STANDARD;PACK OF 1; | ATCO | ATCO CONTROLS PTY LTD | OGB250-112 | PHASING
000005365 | BALLAST,LAMP | MERCURY VAPOUR TYPE;250 W;250 V; STANDARD;PACK OF 1; | ATCO | ATCO CONTROLS PTY LTD | OGB250-05 | PHASING
000005376 | CONTACTOR | 3 POLE;415 V AC;15 KW (AC3);50 HZ;240 V AC COIL;1 N/O CONTACTS;DIN RAIL MTG; IEC 158-1; | HAWKSIDD | HAWKER SIDDELEY SWITCHGEAR LTD | 100C3OT10 | CURRENT
000005385 | COVER,ILLUMINATION,LIGHTING FIXTURE. | ACRYLIC,CLEAR;FOR USE ON GEC SL4750 ASTRA S/L LANTERN; | ALCOAUST |  | COVER,ILLUMINATION,SL4750 | PHASING
000005389 | OUTREACH HEADFRAME | Major Road, High Mast, 4 Way, Galv Steel, EQTS 05-02-01, Dwg 05-02-06 (scm) | INGALEPS | INGAL EPS (CONTRACTOR) | GEX05390 | CURRENT
000005389 | OUTREACH HEADFRAME | Major Road, High Mast, 4 Way, Galv Steel, EQTS 05-02-01, Dwg 05-02-06 (scm) | IUPOLE | INTERNATIONAL UTILITY POLES PTY LTD | EX-5389 | CURRENT
000005389 | OUTREACH HEADFRAME | Major Road, High Mast, 4 Way, Galv Steel, EQTS 05-02-01, Dwg 05-02-06 (scm) | GM POLES | GM POLES PTY LTD | SL HM 4W | CURRENT
000005390 | OUTREACH HEADFRAME | Major Road, High Mast, 3 Way, Galv Steel, EQTS 05-02-01, Dwg 05-02-06 (scm) | INGALEPS | INGAL EPS (CONTRACTOR) | GEX05389 | CURRENT
000005390 | OUTREACH HEADFRAME | Major Road, High Mast, 3 Way, Galv Steel, EQTS 05-02-01, Dwg 05-02-06 (scm) | IUPOLE | INTERNATIONAL UTILITY POLES PTY LTD | EX-5390 | CURRENT
000005390 | OUTREACH HEADFRAME | Major Road, High Mast, 3 Way, Galv Steel, EQTS 05-02-01, Dwg 05-02-06 (scm) | GM POLES | GM POLES PTY LTD | SL HM 3W | CURRENT
000005399 | BOX,STREET LIGHT,RELAY MOUNTING | PRESSED OR CAST ALUMINIUM;320 MM NOM H,210 MM NOM W,75 MM NOM D;HOUSING AF RELAY,CIRCUIT BREAKER,CONTACTOR, MOUNTING RAIL & TERMINAL BLOCK; | CABLACES | CABLACES | BOX,STREETLIGHT | PHASING
000005401 | IGNITER,LAMP | HP SODIUM,100 W,150 W,250 W,400 W,METAL HALIDE;70 W,150 W,250 W,400 W,240/250 V; STANDARD;3 WAY TERMINAL BLOCK ONLY; PACK OF 5; | PJMARTIN | PETER J MARTIN SALES PTY LTD | PS560L | CURRENT
000005431 | FIXTURE,LIGHTING | MERCURY VAPOUR;250 W;STREET LIGHT,MAJOR ROAD;END ENTRY,42 MM SPIGOT,W/INTEGRAL CONTROL GEAR;HIGH POWER FACTOR WITH BLOCKING INDUCTOR;(NO LAMP OR PE CELL); | GERARD | GERARD PROFESSIONAL SOLUTIONS PL | PR15102 | PHASING
000005460 | FIXTURE,LIGHTING | SODIUM VAPOUR,HP;250 W;STREET LIGHT, MAJOR ROAD;END ENTRY,42 MM SPIGOT, W/INTEGRAL CONTROL GEAR & PHOTO ELECTRIC CONTROL BASE;S250C;PALLET OF 12 | GERARD | GERARD PROFESSIONAL SOLUTIONS PL | B3000 - S250C PR43BD09 | PHASING
000005487 | PANEL TERMINAL,STREET LIGHTING | FOR MINOR ROAD STREET LIGHT POLE;230 MM X 60 MM PANEL SIZE,C/W APPROVED TERMINAL BLOCK,CIRCUIT BREAKER & DRIP SHIELD; PACK OF 25,PACK WEIGHT 6.25 KG; | MMELEC | MM ELECTRICAL MERCHANDISING | I3SLPMIN-ROK | CURRENT
000005487 | PANEL TERMINAL,STREET LIGHTING | FOR MINOR ROAD STREET LIGHT POLE;230 MM X 60 MM PANEL SIZE,C/W APPROVED TERMINAL BLOCK,CIRCUIT BREAKER & DRIP SHIELD; PACK OF 25,PACK WEIGHT 6.25 KG; | FLOWLINE | FLOWLINE INDUSTRIES PTY LTD | ESQ063 | CURRENT
000005502 | PHOTOELECTRIC CELL | HIGH RATING;FOR USE ON LUMINAIRES UP TO 700 W MERCURY VAPOUR;SUITABLE FOR NEMA TYPE BASES;PACK OF 50,PACK WEIGHT 7 KG; | TECONN | TE CONNECTIVITY LTD | ALR-SST-PV-IES-UL | CURRENT
000005502 | PHOTOELECTRIC CELL | HIGH RATING;FOR USE ON LUMINAIRES UP TO 700 W MERCURY VAPOUR;SUITABLE FOR NEMA TYPE BASES;PACK OF 50,PACK WEIGHT 7 KG; | LEGEND | LEGEND POWER SYSTEMS | HNS910-NEMA | CURRENT
000005503 | PHOTOELECTRIC CELL | LOW RATING;ELECTRONIC;400 VA FOR USE ON LUMINAIRES TO 125 W;SUITABLE FOR D-2 TYPE BASES,FITTED WITH INTERNAL BLACK CAP SHROUD;PACKS OF 100/CTN OF 500, | LEGEND | LEGEND POWER SYSTEMS | HSC-PE2N | CURRENT
000005503 | PHOTOELECTRIC CELL | LOW RATING;ELECTRONIC;400 VA FOR USE ON LUMINAIRES TO 125 W;SUITABLE FOR D-2 TYPE BASES,FITTED WITH INTERNAL BLACK CAP SHROUD;PACKS OF 100/CTN OF 500, | TYCO | TYCO | ALR-D2A-E531 | CURRENT
000005503 | PHOTOELECTRIC CELL | LOW RATING;ELECTRONIC;400 VA FOR USE ON LUMINAIRES TO 125 W;SUITABLE FOR D-2 TYPE BASES,FITTED WITH INTERNAL BLACK CAP SHROUD;PACKS OF 100/CTN OF 500, | AUSTEKNS |  | PS2403P1 | CURRENT
000005503 | PHOTOELECTRIC CELL | LOW RATING;ELECTRONIC;400 VA FOR USE ON LUMINAIRES TO 125 W;SUITABLE FOR D-2 TYPE BASES,FITTED WITH INTERNAL BLACK CAP SHROUD;PACKS OF 100/CTN OF 500, | SYLVANIA | SYLVANIA SCHREDER | Z60156 | CURRENT
000005503 | PHOTOELECTRIC CELL | LOW RATING;ELECTRONIC;400 VA FOR USE ON LUMINAIRES TO 125 W;SUITABLE FOR D-2 TYPE BASES,FITTED WITH INTERNAL BLACK CAP SHROUD;PACKS OF 100/CTN OF 500, | TECONN | TE CONNECTIVITY LTD | BM3157-000 | CURRENT
000005504 | STARTER,FLUORESCENT LAMP | 18/20 W;GLOW STARTER;PACK OF 25,CARTON OF 2000;FOR 2 X 18 W LUMINAIRES; | PHILIPS | PHILIPS AUSTRALIA PTY LTD | 928390710103 | CURRENT
000005504 | STARTER,FLUORESCENT LAMP | 18/20 W;GLOW STARTER;PACK OF 25,CARTON OF 2000;FOR 2 X 18 W LUMINAIRES; | GERARD | GERARD PROFESSIONAL SOLUTIONS PL | 900008 | CURRENT
000005505 | STARTER,FLUORESCENT LAMP | 36/40 W,58/65 W & 80 W;GLOW STARTER; PACK OF 25,CARTON OF 2000; | PHILIPS | PHILIPS AUSTRALIA PTY LTD | 928392210103 | CURRENT
000005505 | STARTER,FLUORESCENT LAMP | 36/40 W,58/65 W & 80 W;GLOW STARTER; PACK OF 25,CARTON OF 2000; | GERARD | GERARD PROFESSIONAL SOLUTIONS PL | 900007 | CURRENT
000005506 | RACK,CABLE | CHANNEL TYPE;STEEL;GALVABOND;2400 MM O/A LG;100 MM O/A W;ADMIRALTY PATTERN; SQ EDGE;PACK OF 10,PACK WEIGHT 10.8 KG; | EZYSTRUT | EZYSTRUT CABLE & PIPE SUPPORTS | CT100G | CURRENT
000005514 | CONTROL BOX,LIGHTING FIXTURE. | MERCURY VAPOUR;400 W MERCURY VAPOUR; 250V;C/W CHOKE, CAPACITOR;BLOCKING INDUCTOR;NEMA PE BASE & TERMINAL BLOCK;FITTED W/20 AMP 10 KA MINIATURE | PJMARTIN | PETER J MARTIN SALES PTY LTD | PMV400D430P | CURRENT
000005631 | POLE,PUBLIC LIGHTING | BASE PLATE MTD;STEEL;GALV;4.5 M ABOVE GROUND;50 MM OD,300 MM LG SPIGOT;FOR MINOR ROAD;QESI REF NO. 1-11;PACK OF 1; | GM POLES | GM POLES PTY LTD | FBM-04.5-187 | CURRENT
000005631 | POLE,PUBLIC LIGHTING | BASE PLATE MTD;STEEL;GALV;4.5 M ABOVE GROUND;50 MM OD,300 MM LG SPIGOT;FOR MINOR ROAD;QESI REF NO. 1-11;PACK OF 1; | INGALEPS | INGAL EPS (CONTRACTOR) | BASE PLATE 4.5 M | CURRENT
000005637 | POLE,PUBLIC LIGHTING,METAL | Major Road, 7.0m, Base Plate Mounted, 350 PCD Bolt Spacing, Galv, EQTS 05-02-01, Dwg 05-02-02 (scm) | INGALEPS | INGAL EPS (CONTRACTOR) | I05637-86 | CURRENT
000005637 | POLE,PUBLIC LIGHTING,METAL | Major Road, 7.0m, Base Plate Mounted, 350 PCD Bolt Spacing, Galv, EQTS 05-02-01, Dwg 05-02-02 (scm) | IUPOLE | INTERNATIONAL UTILITY POLES PTY LTD | EX-05637 | CURRENT
000005637 | POLE,PUBLIC LIGHTING,METAL | Major Road, 7.0m, Base Plate Mounted, 350 PCD Bolt Spacing, Galv, EQTS 05-02-01, Dwg 05-02-02 (scm) | GM POLES | GM POLES PTY LTD | FBM-07-S | CURRENT
000005638 | POLE,PUBLIC LIGHTING | GROUND BURIED;STEEL;GALV;7 M ABOVE GROUND;76 MM OD SPIGOT;FOR MAJOR ROAD;BURIED-IN-GROUND GALV STEEL STREETLIGHT POLES WILL NO LONGER BE | GM POLES | GM POLES PTY LTD | POLE,PUBLIC LIGHTING 7 M | PURCHASE AS REQUIRED
000005639 | POLE,PUBLIC LIGHTING,METAL | Major Road, 8.5m, Base Plate Mounted, 350 PCD Bolt Spacing, Galv, EQTS 05-02-01, Dwg 05-02-02 (scm) | INGALEPS | INGAL EPS (CONTRACTOR) | I05639-86 | CURRENT
000005639 | POLE,PUBLIC LIGHTING,METAL | Major Road, 8.5m, Base Plate Mounted, 350 PCD Bolt Spacing, Galv, EQTS 05-02-01, Dwg 05-02-02 (scm) | IUPOLE | INTERNATIONAL UTILITY POLES PTY LTD | EX-05639 | CURRENT
000005639 | POLE,PUBLIC LIGHTING,METAL | Major Road, 8.5m, Base Plate Mounted, 350 PCD Bolt Spacing, Galv, EQTS 05-02-01, Dwg 05-02-02 (scm) | GM POLES | GM POLES PTY LTD | FBM-08.5-S | CURRENT
000005640 | POLE,PUBLIC LIGHTING | GROUND BURIED;STEEL;GALV;8.5 M ABOVE GROUND;76 MM OD SPIGOT;FOR MAJOR ROAD; BURIED-IN-GROUND GALV STEEL STREETLIGHT POLES WILL NO LONGER BE OFFERED TO LOCAL | GM POLES | GM POLES PTY LTD | STEEL;GALV;8.5 M; | PURCHASE AS REQUIRED
000005641 | POLE,PUBLIC LIGHTING,METAL | Major Road, 10.0m, Base Plate Mounted, 350 PCD Bolt Spacing, Galv, EQTS 05-02-01, Dwg 05-02-02 (scm) | INGALEPS | INGAL EPS (CONTRACTOR) | I05641-86 | CURRENT
000005641 | POLE,PUBLIC LIGHTING,METAL | Major Road, 10.0m, Base Plate Mounted, 350 PCD Bolt Spacing, Galv, EQTS 05-02-01, Dwg 05-02-02 (scm) | IUPOLE | INTERNATIONAL UTILITY POLES PTY LTD | EX-05641 | CURRENT
000005641 | POLE,PUBLIC LIGHTING,METAL | Major Road, 10.0m, Base Plate Mounted, 350 PCD Bolt Spacing, Galv, EQTS 05-02-01, Dwg 05-02-02 (scm) | GM POLES | GM POLES PTY LTD | FBM-10-S | CURRENT
000005642 | POLE,PUBLIC LIGHTING | GROUND BURIED;STEEL;GALV;10 M ABOVE GROUND;76 MM OD SPIGOT;FOR MAJOR ROAD; BURIED-IN-GROUND GALV STEEL STREETLIGHT POLES WILL NO LONGER BE OFFERED TO LOCAL | GM POLES | GM POLES PTY LTD | STEEL;GALV;10 M; | PURCHASE AS REQUIRED
000005644 | POLE,LIGHTNING MAST | BASE PLATE MTD;STEEL;GALV;12 M;114 MM OD SPIGOT;SUBSTATION LIGHTING MAST,USE BOLT ASSEMBLY STOCK CODE 14109,ORDER ON SUBSTATIONS REQUEST ONLY; | POLO |  | POLE,PUBLIC, 12 M | PURCHASE AS REQUIRED
000005644 | POLE,LIGHTNING MAST | BASE PLATE MTD;STEEL;GALV;12 M;114 MM OD SPIGOT;SUBSTATION LIGHTING MAST,USE BOLT ASSEMBLY STOCK CODE 14109,ORDER ON SUBSTATIONS REQUEST ONLY; | POLETECH |  | POLE,PUBLIC 12 M | PURCHASE AS REQUIRED
000005645 | POLE,PUBLIC LIGHTING,METAL | Major Road, 13.0m, Base Plate Mounted, 500 PCD Bolt Spacing, Galv, EQTS 05-02-01, Dwg 05-02-02 (scm) | INGALEPS | INGAL EPS (CONTRACTOR) | I05645-86 | CURRENT
000005645 | POLE,PUBLIC LIGHTING,METAL | Major Road, 13.0m, Base Plate Mounted, 500 PCD Bolt Spacing, Galv, EQTS 05-02-01, Dwg 05-02-02 (scm) | IUPOLE | INTERNATIONAL UTILITY POLES PTY LTD | EX-05645 | CURRENT
000005645 | POLE,PUBLIC LIGHTING,METAL | Major Road, 13.0m, Base Plate Mounted, 500 PCD Bolt Spacing, Galv, EQTS 05-02-01, Dwg 05-02-02 (scm) | GM POLES | GM POLES PTY LTD | FBM-13-S | CURRENT
000005648 | POLE,LIGHTNING MAST | BASE PLATE MTD;STEEL;GALV;15 M;114 MM OD SPIGOT;SUBSTATION LIGHTING MAST,USE BOLT ASSEMBLY STOCK CODE 14109,ORDER ON SUBSTATIONS REQUEST ONLY; | POLO |  | POLE,LIGHTNING MAST, 15 M | PURCHASE AS REQUIRED
000005648 | POLE,LIGHTNING MAST | BASE PLATE MTD;STEEL;GALV;15 M;114 MM OD SPIGOT;SUBSTATION LIGHTING MAST,USE BOLT ASSEMBLY STOCK CODE 14109,ORDER ON SUBSTATIONS REQUEST ONLY; | POLETECH |  | POLE,LIGHTNING MAST 15 M | PURCHASE AS REQUIRED
000005727 | OUTREACH ARM | Minor Road, 1.5m Double, 5 Deg Upcast, Galv Steel, EQTS 05-02-01, Dwg 05-02-14 (scm) | INGALEPS | INGAL EPS (CONTRACTOR) | GEX05727 | CURRENT
000005727 | OUTREACH ARM | Minor Road, 1.5m Double, 5 Deg Upcast, Galv Steel, EQTS 05-02-01, Dwg 05-02-14 (scm) | IUPOLE | INTERNATIONAL UTILITY POLES PTY LTD | EX-5727 | CURRENT
000005727 | OUTREACH ARM | Minor Road, 1.5m Double, 5 Deg Upcast, Galv Steel, EQTS 05-02-01, Dwg 05-02-14 (scm) | GM POLES | GM POLES PTY LTD | OC A15D | CURRENT
000005728 | OUTREACH ARM | Major Road, 1.5m Double, Galv Steel, MA5, EQTS 05-02-01, Dwg 05-02-07 (scm) | INGALEPS | INGAL EPS (CONTRACTOR) | XORMD15 | CURRENT
000005728 | OUTREACH ARM | Major Road, 1.5m Double, Galv Steel, MA5, EQTS 05-02-01, Dwg 05-02-07 (scm) | IUPOLE | INTERNATIONAL UTILITY POLES PTY LTD | EX-5728 | CURRENT
000005728 | OUTREACH ARM | Major Road, 1.5m Double, Galv Steel, MA5, EQTS 05-02-01, Dwg 05-02-07 (scm) | GM POLES | GM POLES PTY LTD | OC C15D | CURRENT
000005733 | OUTREACH ARM | Minor Road, 1.5m Single, 5 Deg Upcast, Galv Steel, EQTS 05-02-01, Dwg 05-02-14 (scm) | INGALEPS | INGAL EPS (CONTRACTOR) | GEX05733 | CURRENT
000005733 | OUTREACH ARM | Minor Road, 1.5m Single, 5 Deg Upcast, Galv Steel, EQTS 05-02-01, Dwg 05-02-14 (scm) | IUPOLE | INTERNATIONAL UTILITY POLES PTY LTD | EX-5733 | CURRENT
000005733 | OUTREACH ARM | Minor Road, 1.5m Single, 5 Deg Upcast, Galv Steel, EQTS 05-02-01, Dwg 05-02-14 (scm) | GM POLES | GM POLES PTY LTD | OC A15S | CURRENT
000005734 | OUTREACH ARM | Major Road, 1.5m Single, Galv Steel, MA5, EQTS 05-02-01, Dwg 05-02-07 (scm) | INGALEPS | INGAL EPS (CONTRACTOR) | XORMS15 | CURRENT
000005734 | OUTREACH ARM | Major Road, 1.5m Single, Galv Steel, MA5, EQTS 05-02-01, Dwg 05-02-07 (scm) | IUPOLE | INTERNATIONAL UTILITY POLES PTY LTD | EX-5734 | CURRENT
000005734 | OUTREACH ARM | Major Road, 1.5m Single, Galv Steel, MA5, EQTS 05-02-01, Dwg 05-02-07 (scm) | GM POLES | GM POLES PTY LTD | OC C15S | CURRENT
000005747 | OUTREACH ARM | Major Road, 3.0m Double, Galv Steel, MA6, EQTS 05-02-01, Dwg 05-02-07 (scm) | INGALEPS | INGAL EPS (CONTRACTOR) | XORMD3 | CURRENT
000005747 | OUTREACH ARM | Major Road, 3.0m Double, Galv Steel, MA6, EQTS 05-02-01, Dwg 05-02-07 (scm) | IUPOLE | INTERNATIONAL UTILITY POLES PTY LTD | EX-5747 | CURRENT
000005747 | OUTREACH ARM | Major Road, 3.0m Double, Galv Steel, MA6, EQTS 05-02-01, Dwg 05-02-07 (scm) | GM POLES | GM POLES PTY LTD | OC C30D | CURRENT
000005750 | OUTREACH ARM | Major Road, 3.0m Single, Galv Steel, MA6, EQTS 05-02-01, Dwg 05-02-07 (scm) | INGALEPS | INGAL EPS (CONTRACTOR) | XORMS3 | CURRENT
000005750 | OUTREACH ARM | Major Road, 3.0m Single, Galv Steel, MA6, EQTS 05-02-01, Dwg 05-02-07 (scm) | IUPOLE | INTERNATIONAL UTILITY POLES PTY LTD | EX-5750 | CURRENT
000005750 | OUTREACH ARM | Major Road, 3.0m Single, Galv Steel, MA6, EQTS 05-02-01, Dwg 05-02-07 (scm) | GM POLES | GM POLES PTY LTD | OC C30S | CURRENT
000005869 | CROSSARM,WOOD | HARDWOOD;2700 MM LG;100 MM X 150 MM;ELEC POWER DISTRIBUTION;SPAR,UNDRILLED;PACK OF 12,100 MM SURFACE TO BE PAINTED AND GRADED;TO BE USED FOR THE MANUFACTURE | DALEMYER | DALE MEYERS PTY LTD | HXB3100150FS270 | CURRENT
000005869 | CROSSARM,WOOD | HARDWOOD;2700 MM LG;100 MM X 150 MM;ELEC POWER DISTRIBUTION;SPAR,UNDRILLED;PACK OF 12,100 MM SURFACE TO BE PAINTED AND GRADED;TO BE USED FOR THE MANUFACTURE | COFFSHAR | COFFS HARBOUR TRADING | 05869 | CURRENT
000005870 | CROSSARM,WOOD | HARDWOOD;3000 MM LG;150 MM X 100 MM;ELEC POWER DISTRIBUTION;SPAR,UNDRILLED;PACK OF 12,150 MM SURFACE TO BE PAINTED AND GRADED;TO BE USED FOR THE MANUFACTURE | DALEMYER | DALE MEYERS PTY LTD | HXB3150100FS300 | CURRENT
000005870 | CROSSARM,WOOD | HARDWOOD;3000 MM LG;150 MM X 100 MM;ELEC POWER DISTRIBUTION;SPAR,UNDRILLED;PACK OF 12,150 MM SURFACE TO BE PAINTED AND GRADED;TO BE USED FOR THE MANUFACTURE | COFFSHAR | COFFS HARBOUR TRADING | 3000 MM LG;150 MM X 100 MM | CURRENT
000005880 | CAP,POLE | Al, 350mm Dia, 0.55mm Thk, Dwg 10-01-23-1 (P100) (scm) | TECONN | TE CONNECTIVITY LTD | PC-350/1 | CURRENT
000005880 | CAP,POLE | Al, 350mm Dia, 0.55mm Thk, Dwg 10-01-23-1 (P100) (scm) | CAPRAL | CAPRAL ALUMINIUM CENTRE | R006035CIRMF000 | CURRENT
000005882 | CAP,POLE | Al, 450mm Dia, 0.55mm Thk, Dwg 10-01-23-1 (P100) (scm) | TECONN | TE CONNECTIVITY LTD | PC-450/1 | CURRENT
000005882 | CAP,POLE | Al, 450mm Dia, 0.55mm Thk, Dwg 10-01-23-1 (P100) (scm) | ALCAN | CAPRAL ALUMINIUM CENTRES | CAP,POLE 450 MM | CURRENT
000005890 | CLAMP,ELECTRICAL | Parallel Groove, 16-70mm2 Al or Steel Main & Tap, 2 Bolt, NT, Transverse Grooved (scm) | CABAC | CABAC (MANUFACTURER) | ALPG16/70-2B | CURRENT
000005890 | CLAMP,ELECTRICAL | Parallel Groove, 16-70mm2 Al or Steel Main & Tap, 2 Bolt, NT, Transverse Grooved (scm) | LEGEND | LEGEND POWER SYSTEMS | ALPG16/70-2B | CURRENT
000005890 | CLAMP,ELECTRICAL | Parallel Groove, 16-70mm2 Al or Steel Main & Tap, 2 Bolt, NT, Transverse Grooved (scm) | THEWMCAN | TMAC THEW & MCCANN GROUP | TM12129 | CURRENT
000005891 | CLAMP,ELECTRICAL | Parallel Groove, 16-120mm2 Al or Steel Main & Tap, 2 Bolt, NT, Transverse Grooved (scm) | CABAC | CABAC (MANUFACTURER) | ALPG16/120-2B | CURRENT
000005891 | CLAMP,ELECTRICAL | Parallel Groove, 16-120mm2 Al or Steel Main & Tap, 2 Bolt, NT, Transverse Grooved (scm) | LEGEND | LEGEND POWER SYSTEMS | ALPG16/120-2B | CURRENT
000005891 | CLAMP,ELECTRICAL | Parallel Groove, 16-120mm2 Al or Steel Main & Tap, 2 Bolt, NT, Transverse Grooved (scm) | THEWMCAN | TMAC THEW & MCCANN GROUP | TM12126 | CURRENT
000005893 | CLAMP,ELECTRICAL | Parallel Groove, 25-150mm2 Al or Steel Main & Tap, 2 Bolt, NT, Transverse Grooved (scm) | CABAC | CABAC (MANUFACTURER) | ALPG16/150-2B | CURRENT
000005893 | CLAMP,ELECTRICAL | Parallel Groove, 25-150mm2 Al or Steel Main & Tap, 2 Bolt, NT, Transverse Grooved (scm) | LEGEND | LEGEND POWER SYSTEMS | ALPG16/150-2B | CURRENT
000005893 | CLAMP,ELECTRICAL | Parallel Groove, 25-150mm2 Al or Steel Main & Tap, 2 Bolt, NT, Transverse Grooved (scm) | TYCO | TYCO | 3932-FS | CURRENT
000005893 | CLAMP,ELECTRICAL | Parallel Groove, 25-150mm2 Al or Steel Main & Tap, 2 Bolt, NT, Transverse Grooved (scm) | ACCULEC | ACCULEC PTY LTD - E18524 | ALPG25/150-2B | CURRENT
000005897 | CLAMP,ELEC CONDUCTOR,STRAIN | 4 U BOLT;ALUMINIUM ALLOY;ACSR,AAC;FOR CONDUCTOR DIA RANGE OF 14 MM - 20.9 MM; 17.8 KN SWL;C/W HEX CLEVIS PIN & STAINLESS STEEL HUMPBACK SPLIT PINS; | DULMISON | DULMISON (AUST) PTY LTD | DK97612 | CURRENT
000005898 | CLAMP,ELECTRICAL | STIRRUP CLAMP TYPE,ALUMINIUM TO COPPER "UNIVERSAL";FOR 7/2.25 MM TO 19/3.75 MM CABLE SIZES;BAGS OF 25; | PLP AUST | PREFORMED LINE PRODUCTS (AUST) | D-STC110-1 | CURRENT
000005898 | CLAMP,ELECTRICAL | STIRRUP CLAMP TYPE,ALUMINIUM TO COPPER "UNIVERSAL";FOR 7/2.25 MM TO 19/3.75 MM CABLE SIZES;BAGS OF 25; | DULMISON | DULMISON (AUST) PTY LTD | AST9-500AH | CURRENT
000005898 | CLAMP,ELECTRICAL | STIRRUP CLAMP TYPE,ALUMINIUM TO COPPER "UNIVERSAL";FOR 7/2.25 MM TO 19/3.75 MM CABLE SIZES;BAGS OF 25; | DULMISON | DULMISON (AUST) PTY LTD | AST9-250AH | CURRENT
000005909 | CLAMP,ELECTRICAL | Parallel Groove, 95-240mm2 Al or Steel Main & Tap, U-Bolt, NT, Transverse Grooved (scm) | THEWMCAN | TMAC THEW & MCCANN GROUP | TM12226 | CURRENT
000005910 | DAMPER,VIBRATION,TRANSMISSION LINE | SPIRAL;PVC;19.3 MM DIA CONDUCTOR; 19/3.75 MM AAC;PACK OF 20; PACK WEIGHT 20 KG; | ACCULEC | ACCULEC PTY LTD - E18524 | SVD1432H | CURRENT
000005910 | DAMPER,VIBRATION,TRANSMISSION LINE | SPIRAL;PVC;19.3 MM DIA CONDUCTOR; 19/3.75 MM AAC;PACK OF 20; PACK WEIGHT 20 KG; | MACLEAN | MACLEAN POWER PL - E15128 | HVD-145 | CURRENT
000005910 | DAMPER,VIBRATION,TRANSMISSION LINE | SPIRAL;PVC;19.3 MM DIA CONDUCTOR; 19/3.75 MM AAC;PACK OF 20; PACK WEIGHT 20 KG; | PLP AUST | PREFORMED LINE PRODUCTS (AUST) | SVD-0106 | CURRENT
000005913 | DAMPER,VIBRATION,TRANSMISSION LINE | SPIRAL;PVC;8.29 MM DIA CONDUCTOR; 3/4/2.50 MM ACSR;BOX OF 36, PACK WEIGHT 18 KG; | ACCULEC | ACCULEC PTY LTD - E18524 | SVD0635H | CURRENT
000005913 | DAMPER,VIBRATION,TRANSMISSION LINE | SPIRAL;PVC;8.29 MM DIA CONDUCTOR; 3/4/2.50 MM ACSR;BOX OF 36, PACK WEIGHT 18 KG; | MACLEAN | MACLEAN POWER PL - E15128 | HVD-063 | CURRENT
000005913 | DAMPER,VIBRATION,TRANSMISSION LINE | SPIRAL;PVC;8.29 MM DIA CONDUCTOR; 3/4/2.50 MM ACSR;BOX OF 36, PACK WEIGHT 18 KG; | PLP AUST | PREFORMED LINE PRODUCTS (AUST) | SVD-0103 | CURRENT
000005914 | DAMPER,VIBRATION,TRANSMISSION LINE | SPIRAL;PVC;11.72 MM DIA CONDUCTOR; 7/3.00 MM & 7/3.75 MM AAC;6/1/3.00 MM & 6/1/3.75 MM ACSR;PACK OF 60, PACK WEIGHT 18 KG; | ACCULEC | ACCULEC PTY LTD - E18524 | SVD0830H | CURRENT
000005914 | DAMPER,VIBRATION,TRANSMISSION LINE | SPIRAL;PVC;11.72 MM DIA CONDUCTOR; 7/3.00 MM & 7/3.75 MM AAC;6/1/3.00 MM & 6/1/3.75 MM ACSR;PACK OF 60, PACK WEIGHT 18 KG; | MACLEAN | MACLEAN POWER PL - E15128 | HVD-083 | CURRENT
000005914 | DAMPER,VIBRATION,TRANSMISSION LINE | SPIRAL;PVC;11.72 MM DIA CONDUCTOR; 7/3.00 MM & 7/3.75 MM AAC;6/1/3.00 MM & 6/1/3.75 MM ACSR;PACK OF 60, PACK WEIGHT 18 KG; | PLP AUST | PREFORMED LINE PRODUCTS (AUST) | SVD-0104 | CURRENT
000005915 | DAMPER,VIBRATION,TRANSMISSION LINE | SPIRAL;PVC;14.3 MM DIA CONDUCTOR; 7/4.75 MM AAC;6/4.75 + 7/1.60 MM ACSR; BOX OF30,PACK WEIGHT 15 KG;P.A.R. MAINLY USED ON SPECIFIC JOBS; | ACCULEC | ACCULEC PTY LTD - E18524 | SVD1173H | CURRENT
000005915 | DAMPER,VIBRATION,TRANSMISSION LINE | SPIRAL;PVC;14.3 MM DIA CONDUCTOR; 7/4.75 MM AAC;6/4.75 + 7/1.60 MM ACSR; BOX OF30,PACK WEIGHT 15 KG;P.A.R. MAINLY USED ON SPECIFIC JOBS; | MACLEAN | MACLEAN POWER PL - E15128 | HVD-118 | CURRENT
000005915 | DAMPER,VIBRATION,TRANSMISSION LINE | SPIRAL;PVC;14.3 MM DIA CONDUCTOR; 7/4.75 MM AAC;6/4.75 + 7/1.60 MM ACSR; BOX OF30,PACK WEIGHT 15 KG;P.A.R. MAINLY USED ON SPECIFIC JOBS; | PLP AUST | PREFORMED LINE PRODUCTS (AUST) | SVD-0105 | CURRENT
000005916 | DAMPER,VIBRATION,TRANSMISSION LINE | DOG BONE DAMPER;18.1 MM TO 21.0 MM DIA; BOX OF 6;WEIGHT 18.8 KG; | PLP AUST | PREFORMED LINE PRODUCTS (AUST) | D-DB05B18SS | CURRENT
000005916 | DAMPER,VIBRATION,TRANSMISSION LINE | DOG BONE DAMPER;18.1 MM TO 21.0 MM DIA; BOX OF 6;WEIGHT 18.8 KG; | MACLEAN | MACLEAN POWER PL - E15128 | 4D30-23.4 | CURRENT
000005916 | DAMPER,VIBRATION,TRANSMISSION LINE | DOG BONE DAMPER;18.1 MM TO 21.0 MM DIA; BOX OF 6;WEIGHT 18.8 KG; | TEN | THE ENERGY NETWORK | 4D20-20.3 | CURRENT
000005926 | TERMINAL,LUG | DRILLED PALM,ALUMINIUM,COMPRESSION TYPE; FOR 10-12 MM OD CONDUCTOR (MARS & BANANA );12.70 MM BOLT SIZE;PRE-FILLED;C/W JOINTING COMPOUND;FOR U/W HT-50/70AL | LEGEND | LEGEND POWER SYSTEMS | AL77-12 | CURRENT
000005926 | TERMINAL,LUG | DRILLED PALM,ALUMINIUM,COMPRESSION TYPE; FOR 10-12 MM OD CONDUCTOR (MARS & BANANA );12.70 MM BOLT SIZE;PRE-FILLED;C/W JOINTING COMPOUND;FOR U/W HT-50/70AL | TYCO | TYCO | SL50/1 | CURRENT
000005926 | TERMINAL,LUG | DRILLED PALM,ALUMINIUM,COMPRESSION TYPE; FOR 10-12 MM OD CONDUCTOR (MARS & BANANA );12.70 MM BOLT SIZE;PRE-FILLED;C/W JOINTING COMPOUND;FOR U/W HT-50/70AL | LEGEND | LEGEND POWER SYSTEMS | AL70-12 | CURRENT
000005926 | TERMINAL,LUG | DRILLED PALM,ALUMINIUM,COMPRESSION TYPE; FOR 10-12 MM OD CONDUCTOR (MARS & BANANA );12.70 MM BOLT SIZE;PRE-FILLED;C/W JOINTING COMPOUND;FOR U/W HT-50/70AL | CABLACES | CABLACES | AL77-12 | CURRENT
000005926 | TERMINAL,LUG | DRILLED PALM,ALUMINIUM,COMPRESSION TYPE; FOR 10-12 MM OD CONDUCTOR (MARS & BANANA );12.70 MM BOLT SIZE;PRE-FILLED;C/W JOINTING COMPOUND;FOR U/W HT-50/70AL | UTILUX |  | SL50/1 | CURRENT
000005931 | TERMINAL,LUG | TUBULAR ALUMINIUM,SECTOR SHAPED,CRIMPED TYPE;FOR 120 SQ MM SOLID SECTOR 3 CORE ALUMINIUM CONDUCTOR;M12 PALM HOLE SIZE; PACK OF 1,PACK WEIGHT 0.3 KG; | TYCO | TYCO | AGS3I120M12/1 (H8610/1 | CURRENT
000005931 | TERMINAL,LUG | TUBULAR ALUMINIUM,SECTOR SHAPED,CRIMPED TYPE;FOR 120 SQ MM SOLID SECTOR 3 CORE ALUMINIUM CONDUCTOR;M12 PALM HOLE SIZE; PACK OF 1,PACK WEIGHT 0.3 KG; | UTILUX |  | H8610/1 | CURRENT
000005931 | TERMINAL,LUG | TUBULAR ALUMINIUM,SECTOR SHAPED,CRIMPED TYPE;FOR 120 SQ MM SOLID SECTOR 3 CORE ALUMINIUM CONDUCTOR;M12 PALM HOLE SIZE; PACK OF 1,PACK WEIGHT 0.3 KG; | CABLACES | CABLACES | ALS120/3-12 | CURRENT
000005943 | LETTER,SIGN | LETTER F;ALUMINIUM;50 MM H,35 MM W,24 G ;W/2 HOLES FOR 12 G CLOUTS,(STOCK CODE 11430); OR 2.4 MM RIVETS (STOCK CODE 15785);FOR POLE IDENTIFICATION; | ENGRAV |  | LETTER,F | PHASING
000005949 | LETTER,SIGN | LETTER N;ALUMINIUM;50 MM H,35 MM W,24 G ;W/2 HOLES FOR 12 G CLOUTS,(STOCK CODE 11430)OR 2.4 MM RIVETS (STOCK CODE 15785 );FOR POLE IDENTIFICATION;BAGS OF 100; | POWERENG |  | SF17PE200N | CURRENT
000005950 | LETTER,SIGN | LETTER O OR NUMBER 0;ALUMINIUM;50 MM H, 35 MM W,24 G;W/2 HOLES FOR 12 G CLOUTS, (STOCK CODE 11430) OR 2.4 MM RIVETS (STOCK CODE 15785);BAGS OF 100;FOR POLE | POWERENG |  | SF17PE2000 | CURRENT
000005951 | LETTER,SIGN | LETTER P;ALUMINIUM;50 MM H,35 MM W,24 G ;W/2 HOLES FOR 12 G CLOUTS,(STOCK CODE 11430) OR 2.4 MM RIVETS (STOCK CODE 15785);BAGS OF 100;FOR POLE | POWERENG |  | SF17PE200P | CURRENT
000005953 | LETTER,SIGN | LETTER S;ALUMINIUM;50 MM H,35 MM W,24 G ;W/2 HOLES FOR 12 G CLOUTS,(STOCK CODE 11430) OR 2.4 MM RIVETS (STOCK CODE 15785);BAGS OF 100; | POWERENG |  | SF17PE200S | CURRENT
000005957 | NUMERAL,SIGN. | NUMBER 1;ALUMINIUM;50 MM H,35 MM W,24 G ;W/2 HOLES FOR 12 G CLOUTS,(STOCK CODE 11430);OR 2.4 MM RIVETS (STOCK CODE 15785);BAG OF 100;FOR POLE | POWERENG |  | SF17PE2001 | CURRENT
000005958 | NUMERAL,SIGN. | NUMBER 2;ALUMINIUM;50 MM H,35 MM W,24 G ;W/2 HOLES FOR 12 G CLOUTS,(STOCK CODE 11430); OR 2.4 MM RIVETS (STOCK CODE 15785);FOR POLE IDENTIFICATION;PACK | POWERENG |  | SF17PE2002 | CURRENT
000005959 | NUMERAL,SIGN. | NUMBER 3;ALUMINIUM;50 MM H,35 MM W,24 G ;W/2 HOLES FOR 12 G CLOUTS,(STOCK CODE 11430) OR 2.4 MM RIVETS (STOCK CODE 15785);BAG OF 100;FOR POLE | POWERENG |  | SF17PE2003 | CURRENT
000005960 | NUMERAL,SIGN. | NUMBER 4;ALUMINIUM;50 MM H,35 MM W,24 G ;W/2 HOLES FOR 12 G CLOUTS,(STOCK CODE 11430) OR 2.4 MM RIVETS (STOCK CODE 15785);BAG OF 100;FOR POLE | POWERENG |  | SF17PE2004 | CURRENT
000005961 | NUMERAL,SIGN. | NUMBER 5;ALUMINIUM;50 MM H,35 MM W,24 G ;W/2 HOLES FOR 12 G CLOUTS,(STOCK CODE 11430) OR 2.4 MM RIVETS (STOCK CODE 15785);BAG OF 100;FOR POLE | POWERENG |  | SF17PE2005 | CURRENT
000005961 | NUMERAL,SIGN. | NUMBER 5;ALUMINIUM;50 MM H,35 MM W,24 G ;W/2 HOLES FOR 12 G CLOUTS,(STOCK CODE 11430) OR 2.4 MM RIVETS (STOCK CODE 15785);BAG OF 100;FOR POLE | ATOMSUPP | ATOM SUPPLY | 2819417 | CURRENT
000005962 | NUMERAL,SIGN. | NUMBER 6 OR 9;ALUMINIUM;50 MM H,35 MM W 24 G;W/2 HOLES FOR 12 G CLOUTS, SC11430) OR 2.4 MM RIVETS (SC15785); FOR POLE IDENTIFICATION;BAG OF 100; | POWERENG |  | SF17PE2006/9 | CURRENT
000005963 | NUMERAL,SIGN. | NUMBER 7;ALUMINIUM;50 MM H,35 MM W,24 G ;W/2 HOLES FOR 12 G CLOUTS,(STOCK CODE 11430) OR 2.4 MM RIVETS (STOCK CODE 15785);BAG OR 100;FOR POLE | POWERENG |  | SF17PE2007 | CURRENT
000005964 | NUMERAL,SIGN. | NUMBER 8;ALUMINIUM;50 MM H,35 MM W,24 G ;W/2 HOLES FOR 12 G CLOUTS,(STOCK CODE 11430) OR 2.4 MM RIVETS (STOCK CODE 15785);BAG OF 100;FOR POLE | POWERENG |  | SF17PE2008 | CURRENT
000005969 | PROTECTOR,ELECTRICAL CABLE | ARMOUR RODS,HELICAL;ALUMINIUM ALLOY; FOR 9 MM OD AL CONDUCTOR;7/3.0 MM AAC (LIBRA) OR 6/3.00 + 1/3.00 MM ACSR/GZ (APPLE);BOX OF 40,PACK WEIGHT 14.5 KG; | MACLEAN | MACLEAN POWER PL - E15128 | AR-A0900 | CURRENT
000005969 | PROTECTOR,ELECTRICAL CABLE | ARMOUR RODS,HELICAL;ALUMINIUM ALLOY; FOR 9 MM OD AL CONDUCTOR;7/3.0 MM AAC (LIBRA) OR 6/3.00 + 1/3.00 MM ACSR/GZ (APPLE);BOX OF 40,PACK WEIGHT 14.5 KG; | TECONN | TE CONNECTIVITY LTD | NAA0880-0930 | CURRENT
000005969 | PROTECTOR,ELECTRICAL CABLE | ARMOUR RODS,HELICAL;ALUMINIUM ALLOY; FOR 9 MM OD AL CONDUCTOR;7/3.0 MM AAC (LIBRA) OR 6/3.00 + 1/3.00 MM ACSR/GZ (APPLE);BOX OF 40,PACK WEIGHT 14.5 KG; | PLP AUST | PREFORMED LINE PRODUCTS (AUST) | AAR-090 | CURRENT
000005970 | PROTECTOR,ELECTRICAL CABLE | ARMOUR RODS,HELICAL;ALUMINIUM ALLOY; FOR 11.3 MM OD AL CONDUCTOR; 7/3.75 MM AAC (MARS) OR 6/3.75 MM (BANANA);BOX OF 25,PACK WEIGHT 14 KG; | TECONN | TE CONNECTIVITY LTD | NAA1110-1180 | CURRENT
000005970 | PROTECTOR,ELECTRICAL CABLE | ARMOUR RODS,HELICAL;ALUMINIUM ALLOY; FOR 11.3 MM OD AL CONDUCTOR; 7/3.75 MM AAC (MARS) OR 6/3.75 MM (BANANA);BOX OF 25,PACK WEIGHT 14 KG; | MACLEAN | MACLEAN POWER PL - E15128 | AR-A1125 | CURRENT
000005970 | PROTECTOR,ELECTRICAL CABLE | ARMOUR RODS,HELICAL;ALUMINIUM ALLOY; FOR 11.3 MM OD AL CONDUCTOR; 7/3.75 MM AAC (MARS) OR 6/3.75 MM (BANANA);BOX OF 25,PACK WEIGHT 14 KG; | PLP AUST | PREFORMED LINE PRODUCTS (AUST) | AAR-113 | CURRENT
000005971 | PROTECTOR,ELECTRICAL CABLE | ARMOUR RODS,HELICAL;ALUMINIUM ALLOY; FOR 14.3 MM OD AL CONDUCTOR 7/4.75 MM AAC (MOON) OR 6/4.75 + 7/1.60 MM ACSR (CHERRY);BOX OF 20, PACK WEIGHT 16 KG; | MACLEAN | MACLEAN POWER PL - E15128 | AR-A1430 | CURRENT
000005971 | PROTECTOR,ELECTRICAL CABLE | ARMOUR RODS,HELICAL;ALUMINIUM ALLOY; FOR 14.3 MM OD AL CONDUCTOR 7/4.75 MM AAC (MOON) OR 6/4.75 + 7/1.60 MM ACSR (CHERRY);BOX OF 20, PACK WEIGHT 16 KG; | TECONN | TE CONNECTIVITY LTD | NAA1400-1490 | CURRENT
000005971 | PROTECTOR,ELECTRICAL CABLE | ARMOUR RODS,HELICAL;ALUMINIUM ALLOY; FOR 14.3 MM OD AL CONDUCTOR 7/4.75 MM AAC (MOON) OR 6/4.75 + 7/1.60 MM ACSR (CHERRY);BOX OF 20, PACK WEIGHT 16 KG; | PLP AUST | PREFORMED LINE PRODUCTS (AUST) | AAR-143 | CURRENT
000005972 | PROTECTOR,ELECTRICAL CABLE | ARMOUR RODS,HELICAL;ALUMINIUM ALLOY; FOR 18.8 MM OD AL CONDUCTOR;19/3.75 MM AAC (PLUTO);BOX OF 10,PACK WEIGHT 15 KG ; | MACLEAN | MACLEAN POWER PL - E15128 | AR-A1875 | CURRENT
000005972 | PROTECTOR,ELECTRICAL CABLE | ARMOUR RODS,HELICAL;ALUMINIUM ALLOY; FOR 18.8 MM OD AL CONDUCTOR;19/3.75 MM AAC (PLUTO);BOX OF 10,PACK WEIGHT 15 KG ; | PLP AUST | PREFORMED LINE PRODUCTS (AUST) | AAR-188 | CURRENT
000005973 | PROTECTOR,ELECTRICAL CABLE | ARMOUR RODS,HELICAL;ALUMINIUM ALLOY; FOR 21 MM OD AL CONDUCTOR;37/.300 MM AAC (SATURN);20.90 - 21.79 MM DIA RANGE; 2000 MM NOM LG ROD 6.35 MM NOM DIA ROD; | MACLEAN | MACLEAN POWER PL - E15128 | AR-A2100 | CURRENT
000005973 | PROTECTOR,ELECTRICAL CABLE | ARMOUR RODS,HELICAL;ALUMINIUM ALLOY; FOR 21 MM OD AL CONDUCTOR;37/.300 MM AAC (SATURN);20.90 - 21.79 MM DIA RANGE; 2000 MM NOM LG ROD 6.35 MM NOM DIA ROD; | PLP AUST | PREFORMED LINE PRODUCTS (AUST) | AAR-210 | CURRENT
000005974 | PROTECTOR,ELECTRICAL CABLE | ARMOUR RODS,HELICAL;ALUMINIUM ALLOY; FOR 7.5 MM OD AL CONDUCTOR;3/2.50 + 4/2.50 MM ACSR/GZ (RAISIN);BOX OF 50; PACK WEIGHT 16 KG;REFER MAS FILE FOR | MACLEAN | MACLEAN POWER PL - E15128 | AR-A0750 | CURRENT
000005974 | PROTECTOR,ELECTRICAL CABLE | ARMOUR RODS,HELICAL;ALUMINIUM ALLOY; FOR 7.5 MM OD AL CONDUCTOR;3/2.50 + 4/2.50 MM ACSR/GZ (RAISIN);BOX OF 50; PACK WEIGHT 16 KG;REFER MAS FILE FOR | PLP AUST | PREFORMED LINE PRODUCTS (AUST) | AAR-075 | CURRENT
000005975 | SLEEVE,COMPRESSION | FULL TENSION COMPRESSION;MULTIPIECE ALUMINIUM ALLOY/STEEL;ACSR/GZ; 30/3.00 MM +7/3.00 MM ACSR/GZ (LEMON); TO BE MARKED AS PER AS1154-1;PROJECT | PLP AUST | PREFORMED LINE PRODUCTS (AUST) | CMSJ-210-1 | CURRENT
000005984 | SLEEVE,COMPRESSION | FT, Moon, 7/4.75 AAC, Hex Die 22.0mm A/F, Al, AS1154-1 | TECONN | TE CONNECTIVITY LTD | FT61A/1 | CURRENT
000005984 | SLEEVE,COMPRESSION | FT, Moon, 7/4.75 AAC, Hex Die 22.0mm A/F, Al, AS1154-1 | TYCO | TYCO | FT61A/1 | CURRENT
000005985 | SLEEVE,COMPRESSION | FULL TENSION COMPRESSION;ALUMINIUM ALLOY ;AAC;19/3.75 MM AAC (PLUTO);TO BE MARKED AS PER AS1154-1;BOX OF 1; | TYCO | TYCO | FT80A/1 | CURRENT
000005985 | SLEEVE,COMPRESSION | FULL TENSION COMPRESSION;ALUMINIUM ALLOY ;AAC;19/3.75 MM AAC (PLUTO);TO BE MARKED AS PER AS1154-1;BOX OF 1; | UTILUX |  | FT80A/1 | CURRENT
000005986 | SLEEVE,COMPRESSION | FULL TENSION COMPRESSION;ALUMINIUM ALLOY ;AAC;37/3.00 MM AAC (SATURN);TO BE MARKED AS PER AS1154-1;BOX OF 1; FOR DIE 38-284AL REFER SC02143; | TYCO | TYCO | FT94A/1 | CURRENT
000005986 | SLEEVE,COMPRESSION | FULL TENSION COMPRESSION;ALUMINIUM ALLOY ;AAC;37/3.00 MM AAC (SATURN);TO BE MARKED AS PER AS1154-1;BOX OF 1; FOR DIE 38-284AL REFER SC02143; | UTILUX |  | FT94A/1 | CURRENT
000005987 | SLEEVE,COMPRESSION | FULL TENSION COMPRESSION;ALUMINIUM ALLOY ;ACSR;6/4.75 MM + 7/1.60 MM ACSR (CHERRY );TO BE MARKED AS PER AS1154-1;BOX OF 1; FOR DIE 38-220AL REFER SC15102; | TYCO | TYCO | FT61R/1 | CURRENT
000005987 | SLEEVE,COMPRESSION | FULL TENSION COMPRESSION;ALUMINIUM ALLOY ;ACSR;6/4.75 MM + 7/1.60 MM ACSR (CHERRY );TO BE MARKED AS PER AS1154-1;BOX OF 1; FOR DIE 38-220AL REFER SC15102; | UTILUX |  | FT61R/1 | CURRENT
000005990 | SLEEVE,COMPRESSION | NON TENSION COMPRESSION;ALUMINIUM ALLOY; AAC;AAAC/;7/4.75 MM AAC (MOON);7/4.75 AAAC/(IODINE);USE DIE SC11084;17.3 A/F WIDTH 22 MM;AS1154-1;CTN OF 20;PACK | LEGEND | LEGEND POWER SYSTEMS | ALK120 | CURRENT
000005990 | SLEEVE,COMPRESSION | NON TENSION COMPRESSION;ALUMINIUM ALLOY; AAC;AAAC/;7/4.75 MM AAC (MOON);7/4.75 AAAC/(IODINE);USE DIE SC11084;17.3 A/F WIDTH 22 MM;AS1154-1;CTN OF 20;PACK | TECONN | TE CONNECTIVITY LTD | NT61/1 | CURRENT
000005990 | SLEEVE,COMPRESSION | NON TENSION COMPRESSION;ALUMINIUM ALLOY; AAC;AAAC/;7/4.75 MM AAC (MOON);7/4.75 AAAC/(IODINE);USE DIE SC11084;17.3 A/F WIDTH 22 MM;AS1154-1;CTN OF 20;PACK | CABLACES | CABLACES | ALK120 | CURRENT
000005991 | SLEEVE,COMPRESSION | NON TENSION COMPRESSION;ALUMINIUM ALLOY; AAC;37/3.00 MM AAC (SATURN);TO BE MARKED AS PER AS1154-1;BOX OF 1;PACK WEIGHT 232 G; | TYCO | TYCO | NT94/1 | CURRENT
000005991 | SLEEVE,COMPRESSION | NON TENSION COMPRESSION;ALUMINIUM ALLOY; AAC;37/3.00 MM AAC (SATURN);TO BE MARKED AS PER AS1154-1;BOX OF 1;PACK WEIGHT 232 G; | UTILUX |  | NT94/1 | CURRENT
000006002 | SPLICE,CONDUCTOR | SPLICES,HELICAL;ALUMINIUM ALLOY;AAC;ACSR ;7/4.75 MM AAC (MOON);6/4.75 MM + 7/1.60 MM (CHERRY);SET OF SPLICES;BOX OF 13; ITEM DISCONTINUED REFER SC05984 & | TYCO | TYCO | FSLJ1430-S | CURRENT
000006002 | SPLICE,CONDUCTOR | SPLICES,HELICAL;ALUMINIUM ALLOY;AAC;ACSR ;7/4.75 MM AAC (MOON);6/4.75 MM + 7/1.60 MM (CHERRY);SET OF SPLICES;BOX OF 13; ITEM DISCONTINUED REFER SC05984 & | PLP AUST | PREFORMED LINE PRODUCTS (AUST) | AFS-143 | CURRENT
000006007 | CLAMP,SUSPENSION,ELEC CONDUCTOR | STRAIGHT-LINE OR ANGLE;ARMOUR GRIP SUSPENSION UNIT (AGSU);AL ALLOY WITH NEOPRENE INSERT;AL CONDUCTORS; 21.0 MM DIA;UP TO 60 DEG DEVIATION | MACLEAN | MACLEAN POWER PL - E15128 | HSCR2100 | CURRENT
000006007 | CLAMP,SUSPENSION,ELEC CONDUCTOR | STRAIGHT-LINE OR ANGLE;ARMOUR GRIP SUSPENSION UNIT (AGSU);AL ALLOY WITH NEOPRENE INSERT;AL CONDUCTORS; 21.0 MM DIA;UP TO 60 DEG DEVIATION | TECONN | TE CONNECTIVITY LTD | HSC-1907 | CURRENT
000006007 | CLAMP,SUSPENSION,ELEC CONDUCTOR | STRAIGHT-LINE OR ANGLE;ARMOUR GRIP SUSPENSION UNIT (AGSU);AL ALLOY WITH NEOPRENE INSERT;AL CONDUCTORS; 21.0 MM DIA;UP TO 60 DEG DEVIATION | PLP AUST | PREFORMED LINE PRODUCTS (AUST) | AGS-5117-16 | CURRENT
000006010 | GRIP,DEADEND | FT, Helical, Single Piece, for ACSR/GZ, 6/1/3.75, Banana, 11.25mm Conductor Dia, Colour Code Black | TYCO | TYCO | FSLD1125-5 | CURRENT
000006010 | GRIP,DEADEND | FT, Helical, Single Piece, for ACSR/GZ, 6/1/3.75, Banana, 11.25mm Conductor Dia, Colour Code Black | PLP AUST | PREFORMED LINE PRODUCTS (AUST) | AWFG-113-X | CURRENT
000006011 | GRIP,DEADEND | FT, Helical, for AAC & AAAC, 7/3.00, Libra & Emerald, 9mm Conductor Dia, Colour Code Red | PLP AUST | PREFORMED LINE PRODUCTS (AUST) | AFG-090-CL | CURRENT
000006012 | GRIP,DEADEND | FT, Helical, for AAC & AAAC, 7/3.75, Mars & Garnet, 11.25mm Conductor Dia, Colour Code Black | MACLEAN | MACLEAN POWER PL - E15128 | DE-A1125-NC | CURRENT
000006012 | GRIP,DEADEND | FT, Helical, for AAC & AAAC, 7/3.75, Mars & Garnet, 11.25mm Conductor Dia, Colour Code Black | PLP AUST | PREFORMED LINE PRODUCTS (AUST) | AFG-113-CL | CURRENT
000006012 | GRIP,DEADEND | FT, Helical, for AAC & AAAC, 7/3.75, Mars & Garnet, 11.25mm Conductor Dia, Colour Code Black | TECONN | TE CONNECTIVITY LTD | FAD1080-1130-6 | CURRENT
000006013 | GRIP,DEADEND | FT, Helical, for AAC & AAAC, 7/4.75, Moon & Iodine, 14.3mm Conductor Dia, Colour Code Blue | MACLEAN | MACLEAN POWER PL - E15128 | DE-A1430-NC | CURRENT
000006013 | GRIP,DEADEND | FT, Helical, for AAC & AAAC, 7/4.75, Moon & Iodine, 14.3mm Conductor Dia, Colour Code Blue | TECONN | TE CONNECTIVITY LTD | FAD1385-1445-6 | CURRENT
000006013 | GRIP,DEADEND | FT, Helical, for AAC & AAAC, 7/4.75, Moon & Iodine, 14.3mm Conductor Dia, Colour Code Blue | PLP AUST | PREFORMED LINE PRODUCTS (AUST) | AFG-143-CL | CURRENT
000006013 | GRIP,DEADEND | FT, Helical, for AAC & AAAC, 7/4.75, Moon & Iodine, 14.3mm Conductor Dia, Colour Code Blue | DULMISON | DULMISON (AUST) PTY LTD | ADE-1430 | CURRENT
000006014 | GRIP,DEADEND | FT, Helical, for AAC & AAAC, 19/3.75, Pluto & Neon, 18.8mm Conductor Dia, Colour Code Black | MACLEAN | MACLEAN POWER PL - E15128 | DE-A1875-NC | CURRENT
000006014 | GRIP,DEADEND | FT, Helical, for AAC & AAAC, 19/3.75, Pluto & Neon, 18.8mm Conductor Dia, Colour Code Black | PLP AUST | PREFORMED LINE PRODUCTS (AUST) | AFG-188-CL | CURRENT
000006015 | GRIP,DEADEND | FT, 37/3.00 AAAC 1120 Nitrogen. 37/3.00 AAC Saturn, c/w Open Thimble, EQTS 01-09-02 | TYCO | TYCO | FAD2020-2185-8 | CURRENT
000006015 | GRIP,DEADEND | FT, 37/3.00 AAAC 1120 Nitrogen. 37/3.00 AAC Saturn, c/w Open Thimble, EQTS 01-09-02 | PLP AUST | PREFORMED LINE PRODUCTS (AUST) | AFG-210-CL-ER | CURRENT
000006015 | GRIP,DEADEND | FT, 37/3.00 AAAC 1120 Nitrogen. 37/3.00 AAC Saturn, c/w Open Thimble, EQTS 01-09-02 | DULMISON | DULMISON (AUST) PTY LTD | ADE2100 | CURRENT
000006016 | GRIP,DEADEND | FT, Helical, for AAC, 7/4.50, Mercury & 7/.173, Wasp (Imp) 13.5mm Conductor Dia, Colour Code Green | MACLEAN | MACLEAN POWER PL - E15128 | DE-A1350-NC | CURRENT
000006016 | GRIP,DEADEND | FT, Helical, for AAC, 7/4.50, Mercury & 7/.173, Wasp (Imp) 13.5mm Conductor Dia, Colour Code Green | PLP AUST | PREFORMED LINE PRODUCTS (AUST) | AFG-135-CL | CURRENT
000006018 | CLAMP,ELEC CONDUCTOR,STRAIN | COMPRESSION DEAD-END (FULL TENSION); MULTIPIECE ALUMINIUM ALLOY/STEEL;ACSR/ GZ;30/7/3.00 MM;LEMON;C/W BRIDGING LUG/ BOLTS & NUTS SUPPLIED IN KIT FORM;BOX OF | PLP AUST | PREFORMED LINE PRODUCTS (AUST) | CDE-210-1-EN | CURRENT
000006019 | GRIP,DEADEND | FT, Helical, Single Piece, for ACSR/GZ, 3/4/2.50, Raisin, 7.5mm Conductor Dia, Colour Code Blue | TYCO | TYCO | FSLD0750-5 | CURRENT
000006019 | GRIP,DEADEND | FT, Helical, Single Piece, for ACSR/GZ, 3/4/2.50, Raisin, 7.5mm Conductor Dia, Colour Code Blue | TECONN | TE CONNECTIVITY LTD | FSLD0750-5 | CURRENT
000006019 | GRIP,DEADEND | FT, Helical, Single Piece, for ACSR/GZ, 3/4/2.50, Raisin, 7.5mm Conductor Dia, Colour Code Blue | PLP AUST | PREFORMED LINE PRODUCTS (AUST) | AWFG-075-X | CURRENT
000006058 | BRACKET,INSULATOR | EXTENSION TYPE;STEEL;GALV;SMALL SIZE; SUSPENSION STYLE;SUSPENSION DISC INSULATOR;162 MM LG,170 MM W,10 MM THK; 4 X 18 MM DIA HOLES;OUTDOOR CROSSARM MTG | HAYMAN | HAYMANS INDUSTRIES PTY LTD | 6058 | CURRENT
000006058 | BRACKET,INSULATOR | EXTENSION TYPE;STEEL;GALV;SMALL SIZE; SUSPENSION STYLE;SUSPENSION DISC INSULATOR;162 MM LG,170 MM W,10 MM THK; 4 X 18 MM DIA HOLES;OUTDOOR CROSSARM MTG | GREATWST |  | 06058 | CURRENT
000006076 | BRACKET,INSULATOR | Suspension/Angle Type, Galvanised Steel Suspension Style, LV Reel Insulator to Pole, 100mm x 86mm, 2 X 18mm Dia Holes | HAYMAN | HAYMANS INDUSTRIES PTY LTD | 6076 | CURRENT
000006076 | BRACKET,INSULATOR | Suspension/Angle Type, Galvanised Steel Suspension Style, LV Reel Insulator to Pole, 100mm x 86mm, 2 X 18mm Dia Holes | MEFCO | MEFCO AUSTRALIA PTY LTD SUNSHINE VIC | 06076 | CURRENT
000006087 | INSULATION HOOD | PVC;BLACK;115 MM DIA,155 MM LG,+ CONICAL END 35 MM LG,2 MM NOM WALL THK; 415/3.3 KV;400/1000 AMP;REFER STOCK CODE 17270; | OLEX | OLEX AUSTRALIA PTY LTD | YAA833AA003 | PHASING
000006095 | CLAMP,ELEC PWR CABLE,SUPPORT | EZYSTRUT MTG;STEEL,ZINC PLATED;57 MM TO 63 MM DIA SINGLE CABLE;98 MM LG; PACK OF 1; | EZYSTRUT | EZYSTRUT CABLE & PIPE SUPPORTS | EK2040-1 | CURRENT
000006097 | CLAMP,ELEC PWR CABLE,SUPPORT | UNISTRUT MTG;STEEL,ZINC PLATED;38 MM TO 44 MM DIA SINGLE CABLE;73 MM LG; | UNISTRUT | UNISTRUT AUSTRALIA (MANUFACTURER) | K2036/1 | PHASING
000006097 | CLAMP,ELEC PWR CABLE,SUPPORT | UNISTRUT MTG;STEEL,ZINC PLATED;38 MM TO 44 MM DIA SINGLE CABLE;73 MM LG; | GKNBUILD |  | K2036/1 | PHASING
000006098 | CLAMP,ELEC PWR CABLE,SUPPORT | EZYSTRUT MTG;STEEL,ZINC PLATED;44 MM TO 51 MM DIA SINGLE CABLE;86 MM LG; PACK OF 1; | EZYSTRUT | EZYSTRUT CABLE & PIPE SUPPORTS | EK2036-1 | CURRENT
000006116 | CLAMP ASSEMBLY,BUS BAR | COMPRISES 8 PIECES OF FLAT COPPER OF VARIOUS DIMENSIONS;4 OFF M6 X 25 MM LG HEX HD S/S BOLTS & NUTS;8 OFF FLAT S/S WASHERS;4 OFF S/S SPRING WASHERS; | ENERGEX | ENERGEX | CLAMP 8 PIECES | STRATEGIC SPARE
000006118 | CLAMP ASSEMBLY,BUS BAR | COMPRISES 8 PIECES OF FLAT COPPER OF VARIOUS DIMENSIONS;4 OFF M6 X 25 MM LG HEX HD S/S BOLTS & NUTS;8 OFF FLAT S/S WASHERS;4 OFF S/S SPRING WASHERS; | ENERGEX | ENERGEX | CLAMP ASSEMBLY | CURRENT
000006122 | CLAMP,ELECTRICAL | Parallel Groove, 10-70mm2 Cu Main & Tap, 1 Bolt, NT, Transverse Grooved, (scm) | CABAC | CABAC (MANUFACTURER) | CUPG10/70 | CURRENT
000006122 | CLAMP,ELECTRICAL | Parallel Groove, 10-70mm2 Cu Main & Tap, 1 Bolt, NT, Transverse Grooved, (scm) | LEGEND | LEGEND POWER SYSTEMS | CUPG10/70 | CURRENT
000006122 | CLAMP,ELECTRICAL | Parallel Groove, 10-70mm2 Cu Main & Tap, 1 Bolt, NT, Transverse Grooved, (scm) | TYCO | TYCO | 3029-FS | CURRENT
000006132 | CLAMP,LIVE LINE | Ring Type, Copper, 3.2-10.8mm Main Conductor, 3.2-10.8mm Tap Off HDBC, 7/2.75, Hex Die 10.4mm A/F, Cu (P50) (scm) | THEWMCAN | TMAC THEW & MCCANN GROUP | TM11596 | CURRENT
000006132 | CLAMP,LIVE LINE | Ring Type, Copper, 3.2-10.8mm Main Conductor, 3.2-10.8mm Tap Off HDBC, 7/2.75, Hex Die 10.4mm A/F, Cu (P50) (scm) | LEGEND | LEGEND POWER SYSTEMS | BC2-0-UK | CURRENT
000006135 | CLEVIS,TONGUE | STEEL,FORGED;GALV,HOT DIPPED;70 KN; TWISTED CLEVIS Y-TONGUE;C/W BENT BOLT, NUT & HUMPBACKSPLIT PIN; BAGS OF 15,PACK WEIGHT 10.5 KG; | DULHUNTY | DULHUNTY INDUSTRIES PTY LTD | TYC-70 | CURRENT
000006142 | CLAMP,ELECTRICAL | SINGLE CABLE TO FLAT;;COPPER ALLOY; SOLDERLESS;11 MM HOLE;BAGS OF 50; PATTERN NO.1430 HELD BY CENTRAL PURCHASING; | BRISFDRY |  | CLAMP,ELECTRICAL | CURRENT
000006144 | COUPLING,EARTH ROD | FOR COPPERBONDED; 13MM ROD DIA; BOX OF 25; PACK WEIGHT 3.5KG; U/W BRI-TECH CER13 RODS; REFER SC17321 & SC22946; FOR PARALLEL RODS; | FULTON | FULTON INDUSTRIES PL | 08-BC13PL | CURRENT
000006144 | COUPLING,EARTH ROD | FOR COPPERBONDED; 13MM ROD DIA; BOX OF 25; PACK WEIGHT 3.5KG; U/W BRI-TECH CER13 RODS; REFER SC17321 & SC22946; FOR PARALLEL RODS; | BRITECH | BRI-TECH PTY LTD | CC13S | CURRENT
000006144 | COUPLING,EARTH ROD | FOR COPPERBONDED; 13MM ROD DIA; BOX OF 25; PACK WEIGHT 3.5KG; U/W BRI-TECH CER13 RODS; REFER SC17321 & SC22946; FOR PARALLEL RODS; | PLP AUST | PREFORMED LINE PRODUCTS (AUST) | CBE-127-COUPLER | CURRENT
000006144 | COUPLING,EARTH ROD | FOR COPPERBONDED; 13MM ROD DIA; BOX OF 25; PACK WEIGHT 3.5KG; U/W BRI-TECH CER13 RODS; REFER SC17321 & SC22946; FOR PARALLEL RODS; | ERICO | ERICO PTY LTD | CC12F | CURRENT
000006144 | COUPLING,EARTH ROD | FOR COPPERBONDED; 13MM ROD DIA; BOX OF 25; PACK WEIGHT 3.5KG; U/W BRI-TECH CER13 RODS; REFER SC17321 & SC22946; FOR PARALLEL RODS; | DULMISON | DULMISON (AUST) PTY LTD | CCA 13 | CURRENT
000006165 | PROTECTOR,GUY. | STEEL TUBE,MED;GALV;32 MM NOM BORE, 3.25 MM WALL THK;AS1074;PACK SIZE 1, PALLET OF 40,PALLET WEIGHT 665 KG; NOTE:- STRAP UPRIGHTS IN CRADLES | SEWELFRG | GREG SEWELL FORGINGS PTY LTD | 6177 | CURRENT
000006167 | GUARD | Stay, Plastic Split, 30mm OD | TECONN | TE CONNECTIVITY LTD | SG-PVCW-S-200030 | CURRENT
000006167 | GUARD | Stay, Plastic Split, 30mm OD | PLP AUST | PREFORMED LINE PRODUCTS (AUST) | PSG-025-2S-FH | CURRENT
000006169 | PROTECTOR,GUY. | PVC RIGID;WHITE;TO SUIT 19/2.75 MM SC/GZ;2.5 M LG,28 MM ID;(LARGE),UNSLIT; REFER OCM 8/16; | MACLEAN | MACLEAN POWER PL - E15128 | GG-P3025 | CURRENT
000006169 | PROTECTOR,GUY. | PVC RIGID;WHITE;TO SUIT 19/2.75 MM SC/GZ;2.5 M LG,28 MM ID;(LARGE),UNSLIT; REFER OCM 8/16; | TECONN | TE CONNECTIVITY LTD | SG-PVCW-US-250028 | CURRENT
000006169 | PROTECTOR,GUY. | PVC RIGID;WHITE;TO SUIT 19/2.75 MM SC/GZ;2.5 M LG,28 MM ID;(LARGE),UNSLIT; REFER OCM 8/16; | PLP AUST | PREFORMED LINE PRODUCTS (AUST) | PSG-030-2.5U-FH | CURRENT
000006177 | DRIVE HEAD,GROUND ROD | STEEL;U/W COPPERBONDED EARTH ROD CER13 SERIES STOCK CODE 17321; PACK OF 25, PACK WEIGHT 1.8 KG; | FULTON | FULTON INDUSTRIES PL | 08-DHT13 | CURRENT
000006177 | DRIVE HEAD,GROUND ROD | STEEL;U/W COPPERBONDED EARTH ROD CER13 SERIES STOCK CODE 17321; PACK OF 25, PACK WEIGHT 1.8 KG; | BRITECH | BRI-TECH PTY LTD | EDS12 | CURRENT
000006182 | BOLT,HOOK | STEEL;GALV;M12;ISO M;95 MM LG (TO END OF BEND);CONCENTRIC; ;W/2 X M12 GALV NUTS;BAGS OF 20; | STEELWAY |  | BOLT,HOOK, | PHASING
000006182 | BOLT,HOOK | STEEL;GALV;M12;ISO M;95 MM LG (TO END OF BEND);CONCENTRIC; ;W/2 X M12 GALV NUTS;BAGS OF 20; | ENERGEX | ENERGEX | BOLT,HOOK | PHASING
000006192 | FERRULE,ELECTRICAL CONDUCTOR | CRIMP LINK;COPPER;4.0 SQ MM;7/0.85 MM; PACK OF 100,PACK WEIGHT 0.12 KG; | LEGEND | LEGEND POWER SYSTEMS | CAS4 | CURRENT
000006192 | FERRULE,ELECTRICAL CONDUCTOR | CRIMP LINK;COPPER;4.0 SQ MM;7/0.85 MM; PACK OF 100,PACK WEIGHT 0.12 KG; | TECONN | TE CONNECTIVITY LTD | CK4/50 | CURRENT
000006192 | FERRULE,ELECTRICAL CONDUCTOR | CRIMP LINK;COPPER;4.0 SQ MM;7/0.85 MM; PACK OF 100,PACK WEIGHT 0.12 KG; | UTILUX |  | H1452/50 | CURRENT
000006193 | FERRULE,ELECTRICAL CONDUCTOR | CRIMP LINK TYPE;COPPER;6.0 SQ MM; 7/1.04 MM;PACK OF 50,PACK WEIGHT 0.13 KG; | TYCO | TYCO | CK6/50 (H1453/50 | CURRENT
000006194 | FERRULE,ELECTRICAL CONDUCTOR | CRIMP TYPE;COPPER;10 SQ MM;7/1.35 MM; NO DIMPLE;PACK OF 50, PACK WEIGHT 0.13 KG; | LEGEND | LEGEND POWER SYSTEMS | CAS10 | CURRENT
000006194 | FERRULE,ELECTRICAL CONDUCTOR | CRIMP TYPE;COPPER;10 SQ MM;7/1.35 MM; NO DIMPLE;PACK OF 50, PACK WEIGHT 0.13 KG; | TECONN | TE CONNECTIVITY LTD | CK10/50 | CURRENT
000006194 | FERRULE,ELECTRICAL CONDUCTOR | CRIMP TYPE;COPPER;10 SQ MM;7/1.35 MM; NO DIMPLE;PACK OF 50, PACK WEIGHT 0.13 KG; | UTILUX |  | H1454/50 | CURRENT
000006196 | FERRULE,ELECTRICAL CONDUCTOR | CRIMP TYPE;COPPER;25 SQ MM TO 25 SQ MM; C/W CENTRE DIMPLE,70 MM MAX O/A LG; BOX OF 50/25;REFER UJ MAN 2/600;REFER SC14022 FOR DIE; | LEGEND | LEGEND POWER SYSTEMS | CAS25 | CURRENT
000006196 | FERRULE,ELECTRICAL CONDUCTOR | CRIMP TYPE;COPPER;25 SQ MM TO 25 SQ MM; C/W CENTRE DIMPLE,70 MM MAX O/A LG; BOX OF 50/25;REFER UJ MAN 2/600;REFER SC14022 FOR DIE; | TECONN | TE CONNECTIVITY LTD | CK25/50 | CURRENT
000006196 | FERRULE,ELECTRICAL CONDUCTOR | CRIMP TYPE;COPPER;25 SQ MM TO 25 SQ MM; C/W CENTRE DIMPLE,70 MM MAX O/A LG; BOX OF 50/25;REFER UJ MAN 2/600;REFER SC14022 FOR DIE; | PLP AUST | PREFORMED LINE PRODUCTS (AUST) | EPCJ-25-7.7AF | CURRENT
000006197 | FERRULE,ELECTRICAL CONDUCTOR | CRIMP TYPE;TINNED COPPER;COPPER CONDUCTOR;35 SQ MM;CENTRE DIMPLE; PACK OF 25;U/W PILOT JOINT UJ MANUAL 5-351 D;REFER SC14877 FOR DIE; | LEGEND | LEGEND POWER SYSTEMS | CAS35 | CURRENT
000006197 | FERRULE,ELECTRICAL CONDUCTOR | CRIMP TYPE;TINNED COPPER;COPPER CONDUCTOR;35 SQ MM;CENTRE DIMPLE; PACK OF 25;U/W PILOT JOINT UJ MANUAL 5-351 D;REFER SC14877 FOR DIE; | TECONN | TE CONNECTIVITY LTD | CK35/25 | CURRENT
000006197 | FERRULE,ELECTRICAL CONDUCTOR | CRIMP TYPE;TINNED COPPER;COPPER CONDUCTOR;35 SQ MM;CENTRE DIMPLE; PACK OF 25;U/W PILOT JOINT UJ MANUAL 5-351 D;REFER SC14877 FOR DIE; | PLP AUST | PREFORMED LINE PRODUCTS (AUST) | EPCJ-35-9.2AF | CURRENT
000006199 | FERRULE,ELECTRICAL CONDUCTOR | CRIMP TYPE;TINNED COPPER;COPPER CONDUCTOR;50 SQ MM;CENTRE DIMPLE; BOX OF 200;PACK WEIGHT 5.0 KG; | LEGEND | LEGEND POWER SYSTEMS | CAS50 | CURRENT
000006199 | FERRULE,ELECTRICAL CONDUCTOR | CRIMP TYPE;TINNED COPPER;COPPER CONDUCTOR;50 SQ MM;CENTRE DIMPLE; BOX OF 200;PACK WEIGHT 5.0 KG; | TECONN | TE CONNECTIVITY LTD | CK50/25 | CURRENT
000006199 | FERRULE,ELECTRICAL CONDUCTOR | CRIMP TYPE;TINNED COPPER;COPPER CONDUCTOR;50 SQ MM;CENTRE DIMPLE; BOX OF 200;PACK WEIGHT 5.0 KG; | PLP AUST | PREFORMED LINE PRODUCTS (AUST) | EPCJ-50-10.4AF | CURRENT
000006200 | FERRULE,ELECTRICAL CONDUCTOR | CRIMP TYPE;TINNED COPPER;COPPER CONDUCTOR;70 SQ MM;CENTRE DIMPLE; BOX OF 20,PACK WEIGHT 605 G;REFER SC02144 FOR DIE; | TYCO | TYCO | CK70/20 (H1461/20 | CURRENT
000006200 | FERRULE,ELECTRICAL CONDUCTOR | CRIMP TYPE;TINNED COPPER;COPPER CONDUCTOR;70 SQ MM;CENTRE DIMPLE; BOX OF 20,PACK WEIGHT 605 G;REFER SC02144 FOR DIE; | PLP AUST | PREFORMED LINE PRODUCTS (AUST) | EPCJ-70-11.5AF | CURRENT
000006201 | FERRULE,ELECTRICAL CONDUCTOR | CRIMP TYPE;COPPER;95 SQ MM TO 95 SQ MM; C/W CENTRE DIMPLE,54 MM MAX O/A LG; REFER UJ MAN 2/600;PACK OF 25;REFER SC06201 FOR DIE;PACK WEIGHT 1.5 KG; | LEGEND | LEGEND POWER SYSTEMS | CAS95 | CURRENT
000006201 | FERRULE,ELECTRICAL CONDUCTOR | CRIMP TYPE;COPPER;95 SQ MM TO 95 SQ MM; C/W CENTRE DIMPLE,54 MM MAX O/A LG; REFER UJ MAN 2/600;PACK OF 25;REFER SC06201 FOR DIE;PACK WEIGHT 1.5 KG; | TECONN | TE CONNECTIVITY LTD | CK95/20 | CURRENT
000006201 | FERRULE,ELECTRICAL CONDUCTOR | CRIMP TYPE;COPPER;95 SQ MM TO 95 SQ MM; C/W CENTRE DIMPLE,54 MM MAX O/A LG; REFER UJ MAN 2/600;PACK OF 25;REFER SC06201 FOR DIE;PACK WEIGHT 1.5 KG; | PLP AUST | PREFORMED LINE PRODUCTS (AUST) | EPCJ-95-14.2AF | CURRENT
000006202 | FERRULE,ELECTRICAL CONDUCTOR | CRIMP TYPE;COPPER;185 SQ MM TO 185 SQ MM;C/W CENTRE DIMPLE,PACK OF 1,PACK WEIGHT 0.1 KG;REFER UJ MAN 2/600;REFER SC17197 FOR DIE; | TYCO | TYCO | CK185/1 (H1494/1 | CURRENT
000006202 | FERRULE,ELECTRICAL CONDUCTOR | CRIMP TYPE;COPPER;185 SQ MM TO 185 SQ MM;C/W CENTRE DIMPLE,PACK OF 1,PACK WEIGHT 0.1 KG;REFER UJ MAN 2/600;REFER SC17197 FOR DIE; | UTILUX |  | H1494/1 | CURRENT
000006227 | TERMINAL,LUG | EYE TYPE,CAST BRASS,BOLTED CONNECTION; FOR 25-35 SQ MM,19/1.53 MM CABLE; 12 MM HOLE SIZE;PACK OF 1,PACK WEIGHT 0.033 KG; | LEGEND | LEGEND POWER SYSTEMS | CABL25/35 | CURRENT
000006227 | TERMINAL,LUG | EYE TYPE,CAST BRASS,BOLTED CONNECTION; FOR 25-35 SQ MM,19/1.53 MM CABLE; 12 MM HOLE SIZE;PACK OF 1,PACK WEIGHT 0.033 KG; | TECONN | TE CONNECTIVITY LTD | BCG25-35M12/1 | CURRENT
000006227 | TERMINAL,LUG | EYE TYPE,CAST BRASS,BOLTED CONNECTION; FOR 25-35 SQ MM,19/1.53 MM CABLE; 12 MM HOLE SIZE;PACK OF 1,PACK WEIGHT 0.033 KG; | CABLACES | CABLACES | CABL25/35 | CURRENT
000006232 | TERMINAL,LUG | EYE TYPE,CAST COPPER ALLOY, ,BOLTED CONNECTION;FOR 25-35 SQ MM, 7/2.14-19/1.53 MM CABLE;M10 BOLT SIZE; ;PACK OF 10; | TYCO | TYCO | 1-361332-5 | CURRENT
000006233 | TERMINAL,LUG | EYE TYPE,CAST COPPER ALLOY, BOLTED CONNECTION;FOR 50-70 SQ MM, 19/1.78-19/2.14 MM CABLE;M12 BOLT SIZE; PACK OF 1,PACK WEIGHT0.88 KG; | LEGEND | LEGEND POWER SYSTEMS | CABL50/70 | CURRENT
000006233 | TERMINAL,LUG | EYE TYPE,CAST COPPER ALLOY, BOLTED CONNECTION;FOR 50-70 SQ MM, 19/1.78-19/2.14 MM CABLE;M12 BOLT SIZE; PACK OF 1,PACK WEIGHT0.88 KG; | TECONN | TE CONNECTIVITY LTD | BCG50-70M12/1 | CURRENT
000006233 | TERMINAL,LUG | EYE TYPE,CAST COPPER ALLOY, BOLTED CONNECTION;FOR 50-70 SQ MM, 19/1.78-19/2.14 MM CABLE;M12 BOLT SIZE; PACK OF 1,PACK WEIGHT0.88 KG; | CABLACES | CABLACES | CABL50/70 | CURRENT
000006236 | TERMINAL,LUG | EYE TYPE,CAST COPPER ALLOY, BOLTED CONNECTION;FOR 185-240 SQ MM, 37/2.52-61/2.25 MM CABLE;M20 BOLT SIZE; PACK OF 10; | TYCO | TYCO | 1-361333-7 | PURCHASE AS REQUIRED
000006236 | TERMINAL,LUG | EYE TYPE,CAST COPPER ALLOY, BOLTED CONNECTION;FOR 185-240 SQ MM, 37/2.52-61/2.25 MM CABLE;M20 BOLT SIZE; PACK OF 10; | BURNDY | BURNDY CABLE SUPPORT SYSTEMS | TERMINAL LUG, EYE TYPE | PURCHASE AS REQUIRED
000006239 | TERMINAL,LUG | DRILLED PALM,TINNED COPPER,SOLDER TYPE; FOR 95 SQ MM (350 AMP NOM) COPPER CABLE W/13.5 MM HOLE;M12 STUD SIZE; | UTILUX |  | H206 | PHASING
000006242 | TERMINAL,LUG | DRILLED PALM,TINNED COPPER,CRIMP TYPE; FOR 2.5 SQ MM COPPER CONDUCTOR; M5 PALM HOLE;26.6 MM LG;PACK OF 100; PACK WEIGHT 0.13 KG; | TECONN | TE CONNECTIVITY LTD | CG2.5M5/100 | CURRENT
000006242 | TERMINAL,LUG | DRILLED PALM,TINNED COPPER,CRIMP TYPE; FOR 2.5 SQ MM COPPER CONDUCTOR; M5 PALM HOLE;26.6 MM LG;PACK OF 100; PACK WEIGHT 0.13 KG; | MACLEAN | MACLEAN POWER PL - E15128 | CAL 2.5-5 | CURRENT
000006242 | TERMINAL,LUG | DRILLED PALM,TINNED COPPER,CRIMP TYPE; FOR 2.5 SQ MM COPPER CONDUCTOR; M5 PALM HOLE;26.6 MM LG;PACK OF 100; PACK WEIGHT 0.13 KG; | LEGEND | LEGEND POWER SYSTEMS | CAL 2.5-5 | CURRENT
000006242 | TERMINAL,LUG | DRILLED PALM,TINNED COPPER,CRIMP TYPE; FOR 2.5 SQ MM COPPER CONDUCTOR; M5 PALM HOLE;26.6 MM LG;PACK OF 100; PACK WEIGHT 0.13 KG; | TYCO | TYCO | CG2.5M5/100 (H1436/100) | CURRENT
000006242 | TERMINAL,LUG | DRILLED PALM,TINNED COPPER,CRIMP TYPE; FOR 2.5 SQ MM COPPER CONDUCTOR; M5 PALM HOLE;26.6 MM LG;PACK OF 100; PACK WEIGHT 0.13 KG; | UTILUX |  | H1436 | CURRENT
000006242 | TERMINAL,LUG | DRILLED PALM,TINNED COPPER,CRIMP TYPE; FOR 2.5 SQ MM COPPER CONDUCTOR; M5 PALM HOLE;26.6 MM LG;PACK OF 100; PACK WEIGHT 0.13 KG; | CABLACES | CABLACES | CAL 2.5-5 | CURRENT
000006245 | TERMINAL,LUG | DRILLED PALM,TINNED COPPER,CRIMP TYPE;Y FOR 4 SQ MM,7/0.85 MM COPPER CONDUCTOR; M5 PALM HOLE; | UTILUX |  | H1403L CG4LM5/100 | PHASING
000006246 | TERMINAL,LUG | DRILLED PALM,TINNED COPPER,CRIMP TYPE; FOR 4 SQ MM,7/0.85 MM COPPER CONDUCTOR; M6 PALM HOLE;PACK OF 100,PACK WEIGHT 0.17 KG; | TECONN | TE CONNECTIVITY LTD | CG4M6/100 | CURRENT
000006246 | TERMINAL,LUG | DRILLED PALM,TINNED COPPER,CRIMP TYPE; FOR 4 SQ MM,7/0.85 MM COPPER CONDUCTOR; M6 PALM HOLE;PACK OF 100,PACK WEIGHT 0.17 KG; | MACLEAN | MACLEAN POWER PL - E15128 | H1404 | CURRENT
000006246 | TERMINAL,LUG | DRILLED PALM,TINNED COPPER,CRIMP TYPE; FOR 4 SQ MM,7/0.85 MM COPPER CONDUCTOR; M6 PALM HOLE;PACK OF 100,PACK WEIGHT 0.17 KG; | LEGEND | LEGEND POWER SYSTEMS | CAL 4-6 | CURRENT
000006246 | TERMINAL,LUG | DRILLED PALM,TINNED COPPER,CRIMP TYPE; FOR 4 SQ MM,7/0.85 MM COPPER CONDUCTOR; M6 PALM HOLE;PACK OF 100,PACK WEIGHT 0.17 KG; | TYCO | TYCO | CG4M6/100 (H1404/100) | CURRENT
000006246 | TERMINAL,LUG | DRILLED PALM,TINNED COPPER,CRIMP TYPE; FOR 4 SQ MM,7/0.85 MM COPPER CONDUCTOR; M6 PALM HOLE;PACK OF 100,PACK WEIGHT 0.17 KG; | UTILUX |  | H1404 | CURRENT
000006247 | TERMINAL,LUG | DRILLED PALM,TINNED COPPER,CRIMP TYPE; FOR 4 SQ MM,7/0.85 MM COPPER CONDUCTOR; M10 PALM HOLE;BOX OF 100,PACK WEIGHT 0.28 KG; | TECONN | TE CONNECTIVITY LTD | CG4M10/100 | CURRENT
000006247 | TERMINAL,LUG | DRILLED PALM,TINNED COPPER,CRIMP TYPE; FOR 4 SQ MM,7/0.85 MM COPPER CONDUCTOR; M10 PALM HOLE;BOX OF 100,PACK WEIGHT 0.28 KG; | MACLEAN | MACLEAN POWER PL - E15128 | H1404B/100 | CURRENT
000006247 | TERMINAL,LUG | DRILLED PALM,TINNED COPPER,CRIMP TYPE; FOR 4 SQ MM,7/0.85 MM COPPER CONDUCTOR; M10 PALM HOLE;BOX OF 100,PACK WEIGHT 0.28 KG; | TYCO | TYCO | CG4M10/100 (H1404B/100) | CURRENT
000006247 | TERMINAL,LUG | DRILLED PALM,TINNED COPPER,CRIMP TYPE; FOR 4 SQ MM,7/0.85 MM COPPER CONDUCTOR; M10 PALM HOLE;BOX OF 100,PACK WEIGHT 0.28 KG; | UTILUX |  | H1404B/100 | CURRENT
000006248 | TERMINAL,LUG | DRILLED PALM,TINNED COPPER,CRIMP TYPE; FOR 6 SQ MM,7/1.04 MM COPPER CONDUCTOR; M6 PALM HOLE;PACK OF 100,PACK WEIGHT 0.35 KG; | LEGEND | LEGEND POWER SYSTEMS | CAL 6-6 | CURRENT
000006248 | TERMINAL,LUG | DRILLED PALM,TINNED COPPER,CRIMP TYPE; FOR 6 SQ MM,7/1.04 MM COPPER CONDUCTOR; M6 PALM HOLE;PACK OF 100,PACK WEIGHT 0.35 KG; | MACLEAN | MACLEAN POWER PL - E15128 | H1405 | CURRENT
000006248 | TERMINAL,LUG | DRILLED PALM,TINNED COPPER,CRIMP TYPE; FOR 6 SQ MM,7/1.04 MM COPPER CONDUCTOR; M6 PALM HOLE;PACK OF 100,PACK WEIGHT 0.35 KG; | TYCO | TYCO | CG6M6/100 (H1405/100 | CURRENT
000006248 | TERMINAL,LUG | DRILLED PALM,TINNED COPPER,CRIMP TYPE; FOR 6 SQ MM,7/1.04 MM COPPER CONDUCTOR; M6 PALM HOLE;PACK OF 100,PACK WEIGHT 0.35 KG; | PLP AUST | PREFORMED LINE PRODUCTS (AUST) | EPTCU-6-4.4AF-M6 | CURRENT
000006248 | TERMINAL,LUG | DRILLED PALM,TINNED COPPER,CRIMP TYPE; FOR 6 SQ MM,7/1.04 MM COPPER CONDUCTOR; M6 PALM HOLE;PACK OF 100,PACK WEIGHT 0.35 KG; | TECONN | TE CONNECTIVITY LTD | CG6M6/100 | CURRENT
000006248 | TERMINAL,LUG | DRILLED PALM,TINNED COPPER,CRIMP TYPE; FOR 6 SQ MM,7/1.04 MM COPPER CONDUCTOR; M6 PALM HOLE;PACK OF 100,PACK WEIGHT 0.35 KG; | UTILUX |  | H1405 | CURRENT
000006249 | TERMINAL,LUG | DRILLED PALM,TINNED COPPER,CRIMP TYPE; FOR 6 SQ MM,7/1.04 MM COPPER CONDUCTOR; M8 PALM HOLE;BOX OF 100, PACK WEIGHT 0.263 KG; | TECONN | TE CONNECTIVITY LTD | CG6M8/100 | CURRENT
000006249 | TERMINAL,LUG | DRILLED PALM,TINNED COPPER,CRIMP TYPE; FOR 6 SQ MM,7/1.04 MM COPPER CONDUCTOR; M8 PALM HOLE;BOX OF 100, PACK WEIGHT 0.263 KG; | CABLACES | CABLACES | CAL 6-8 | CURRENT
000006251 | TERMINAL,LUG | DRILLED PALM,TINNED COPPER,CRIMP TYPE; FOR 16 SQ MM,7/1.70 MM COPPER CONDUCTOR; M6 PALM HOLE;PACK OF 50,PACK WEIGHT 0.38 KG;REFER SC17499 FOR DIE; | LEGEND | LEGEND POWER SYSTEMS | CAL16-6 | CURRENT
000006251 | TERMINAL,LUG | DRILLED PALM,TINNED COPPER,CRIMP TYPE; FOR 16 SQ MM,7/1.70 MM COPPER CONDUCTOR; M6 PALM HOLE;PACK OF 50,PACK WEIGHT 0.38 KG;REFER SC17499 FOR DIE; | PLP AUST | PREFORMED LINE PRODUCTS (AUST) | EPTCU-16-6.3AF-M6 | CURRENT
000006251 | TERMINAL,LUG | DRILLED PALM,TINNED COPPER,CRIMP TYPE; FOR 16 SQ MM,7/1.70 MM COPPER CONDUCTOR; M6 PALM HOLE;PACK OF 50,PACK WEIGHT 0.38 KG;REFER SC17499 FOR DIE; | TECONN | TE CONNECTIVITY LTD | CG16M6/50 | CURRENT
000006252 | TERMINAL,LUG | DRILLED PALM,TINNED COPPER,CRIMP TYPE; FOR 16 SQ MM,7/1.70 MM COPPER CONDUCTOR M8 PALM HOLE;BOX OF 50,PACK WEIGHT 0.37 KG; | LEGEND | LEGEND POWER SYSTEMS | CAL16-8 | CURRENT
000006252 | TERMINAL,LUG | DRILLED PALM,TINNED COPPER,CRIMP TYPE; FOR 16 SQ MM,7/1.70 MM COPPER CONDUCTOR M8 PALM HOLE;BOX OF 50,PACK WEIGHT 0.37 KG; | PLP AUST | PREFORMED LINE PRODUCTS (AUST) | EPTCU-16-6.3AF-M8 | CURRENT
000006252 | TERMINAL,LUG | DRILLED PALM,TINNED COPPER,CRIMP TYPE; FOR 16 SQ MM,7/1.70 MM COPPER CONDUCTOR M8 PALM HOLE;BOX OF 50,PACK WEIGHT 0.37 KG; | TECONN | TE CONNECTIVITY LTD | CG16M8/50 | CURRENT
000006256 | TERMINAL,LUG | DRILLED PALM,TINNED COPPER,CRIMP TYPE; FOR 35 SQ MM,19/1.53 MM COPPER CONDUCTOR;M10 PALM HOLE;PACK OF 100, PACK WEIGHT0.8 KG; | LEGEND | LEGEND POWER SYSTEMS | CAL35-10 | CURRENT
000006256 | TERMINAL,LUG | DRILLED PALM,TINNED COPPER,CRIMP TYPE; FOR 35 SQ MM,19/1.53 MM COPPER CONDUCTOR;M10 PALM HOLE;PACK OF 100, PACK WEIGHT0.8 KG; | TYCO | TYCO | CG35M10/50 | CURRENT
000006256 | TERMINAL,LUG | DRILLED PALM,TINNED COPPER,CRIMP TYPE; FOR 35 SQ MM,19/1.53 MM COPPER CONDUCTOR;M10 PALM HOLE;PACK OF 100, PACK WEIGHT0.8 KG; | PLP AUST | PREFORMED LINE PRODUCTS (AUST) | EPTCU-35-9.2AF-M10 | CURRENT
000006256 | TERMINAL,LUG | DRILLED PALM,TINNED COPPER,CRIMP TYPE; FOR 35 SQ MM,19/1.53 MM COPPER CONDUCTOR;M10 PALM HOLE;PACK OF 100, PACK WEIGHT0.8 KG; | TECONN | TE CONNECTIVITY LTD | CG35M10/50 | CURRENT
000006257 | TERMINAL,LUG | DRILLED PALM,TINNED COPPER,CRIMP TYPE; FOR 35 SQ MM,19/1.53 MM COPPER CONDUCTOR;FOR M12 BOLT SIZE;BOX OF 50, PACK WEIGHT 0.85 KG;REFER SC14877 FOR | LEGEND | LEGEND POWER SYSTEMS | CAL35-12 | CURRENT
000006257 | TERMINAL,LUG | DRILLED PALM,TINNED COPPER,CRIMP TYPE; FOR 35 SQ MM,19/1.53 MM COPPER CONDUCTOR;FOR M12 BOLT SIZE;BOX OF 50, PACK WEIGHT 0.85 KG;REFER SC14877 FOR | PLP AUST | PREFORMED LINE PRODUCTS (AUST) | EPTCU-35-9.2AF-M12 | CURRENT
000006257 | TERMINAL,LUG | DRILLED PALM,TINNED COPPER,CRIMP TYPE; FOR 35 SQ MM,19/1.53 MM COPPER CONDUCTOR;FOR M12 BOLT SIZE;BOX OF 50, PACK WEIGHT 0.85 KG;REFER SC14877 FOR | TECONN | TE CONNECTIVITY LTD | CG35M12/50 | CURRENT
000006258 | TERMINAL,LUG | DRILLED PALM,TINNED COPPER,CRIMP TYPE; FOR 50 SQ MM,19/1.78 MM COPPER CONDUCTOR;M10 PALM HOLE;BOX OF 100, PACK WEIGHT 0.55 KG; | TECONN | TE CONNECTIVITY LTD | CG50M10/25 | CURRENT
000006258 | TERMINAL,LUG | DRILLED PALM,TINNED COPPER,CRIMP TYPE; FOR 50 SQ MM,19/1.78 MM COPPER CONDUCTOR;M10 PALM HOLE;BOX OF 100, PACK WEIGHT 0.55 KG; | LEGEND | LEGEND POWER SYSTEMS | CAL50-10 | CURRENT
000006258 | TERMINAL,LUG | DRILLED PALM,TINNED COPPER,CRIMP TYPE; FOR 50 SQ MM,19/1.78 MM COPPER CONDUCTOR;M10 PALM HOLE;BOX OF 100, PACK WEIGHT 0.55 KG; | PLP AUST | PREFORMED LINE PRODUCTS (AUST) | EPTCU-50-10.4AF-M10 | CURRENT
000006259 | TERMINAL,LUG | DRILLED PALM,TINNED COPPER,CRIMP TYPE; FOR 50 SQ MM,19/1.78 MM COPPER CONDUCTOR;FOR M12 BOLT SIZE;BOX OF 25. PACK WEIGHT 0.53 KG; | TYCO | TYCO | CG50M12/25 (H1421/25 | CURRENT
000006259 | TERMINAL,LUG | DRILLED PALM,TINNED COPPER,CRIMP TYPE; FOR 50 SQ MM,19/1.78 MM COPPER CONDUCTOR;FOR M12 BOLT SIZE;BOX OF 25. PACK WEIGHT 0.53 KG; | PLP AUST | PREFORMED LINE PRODUCTS (AUST) | EPTCU-50-10.4AF-M12 | CURRENT
000006260 | TERMINAL,LUG | DRILLED PALM,TINNED COPPER,CRIMP TYPE; FOR 70 SQ MM,19/2.14 MM COPPER CONDUCTOR;FOR M12 BOLT SIZE;BOX OF 25; BOX WEIGHT 0.65 KG; | TECONN | TE CONNECTIVITY LTD | CG70M12/25 | CURRENT
000006260 | TERMINAL,LUG | DRILLED PALM,TINNED COPPER,CRIMP TYPE; FOR 70 SQ MM,19/2.14 MM COPPER CONDUCTOR;FOR M12 BOLT SIZE;BOX OF 25; BOX WEIGHT 0.65 KG; | CABAC | CABAC (MANUFACTURER) | CAL70-12 | CURRENT
000006260 | TERMINAL,LUG | DRILLED PALM,TINNED COPPER,CRIMP TYPE; FOR 70 SQ MM,19/2.14 MM COPPER CONDUCTOR;FOR M12 BOLT SIZE;BOX OF 25; BOX WEIGHT 0.65 KG; | PLP AUST | PREFORMED LINE PRODUCTS (AUST) | EPTCU-70-11.5AF-M12 | CURRENT
000006262 | TERMINAL,LUG | DRILLED PALM,TINNED COPPER,CRIMP TYPE; FOR 70 SQ MM,19/2.14 MM COPPER CONDUCTOR;M20 PALM HOLE;PACK OF 25,PACK WEIGHT 1.3 KG; | TECONN | TE CONNECTIVITY LTD | CG70M20/25 | CURRENT
000006262 | TERMINAL,LUG | DRILLED PALM,TINNED COPPER,CRIMP TYPE; FOR 70 SQ MM,19/2.14 MM COPPER CONDUCTOR;M20 PALM HOLE;PACK OF 25,PACK WEIGHT 1.3 KG; | UTILUX |  | H1439/25 | CURRENT
000006263 | TERMINAL,LUG | Crimp Type, Drilled Palm, Tinned Cu, 95mm2, 37/1.78mm Cu Cond, M12 Bolt Size, Hex Die A/F 14.2mm, Box of 25 | UTILUX |  | CG95M12/25 | CURRENT
000006263 | TERMINAL,LUG | Crimp Type, Drilled Palm, Tinned Cu, 95mm2, 37/1.78mm Cu Cond, M12 Bolt Size, Hex Die A/F 14.2mm, Box of 25 | LEGEND | LEGEND POWER SYSTEMS | CAL95-12 | CURRENT
000006263 | TERMINAL,LUG | Crimp Type, Drilled Palm, Tinned Cu, 95mm2, 37/1.78mm Cu Cond, M12 Bolt Size, Hex Die A/F 14.2mm, Box of 25 | UTILUX |  | H1425/25 | CURRENT
000006265 | TERMINAL,LUG | DRILLED PALM,TINNED COPPER,CRIMP TYPE; FOR 120 SQ MM,37/2.03 MM COPPER COND; FOR M12 BOLT SIZE;BOX OF 25 PACK WEIGHT 1.45 KG;REFER SC02146 FOR DIE; | TECONN | TE CONNECTIVITY LTD | CG120M12/25 | CURRENT
000006265 | TERMINAL,LUG | DRILLED PALM,TINNED COPPER,CRIMP TYPE; FOR 120 SQ MM,37/2.03 MM COPPER COND; FOR M12 BOLT SIZE;BOX OF 25 PACK WEIGHT 1.45 KG;REFER SC02146 FOR DIE; | LEGEND | LEGEND POWER SYSTEMS | CAL120-12 | CURRENT
000006265 | TERMINAL,LUG | DRILLED PALM,TINNED COPPER,CRIMP TYPE; FOR 120 SQ MM,37/2.03 MM COPPER COND; FOR M12 BOLT SIZE;BOX OF 25 PACK WEIGHT 1.45 KG;REFER SC02146 FOR DIE; | UTILUX |  | H1382/25 | CURRENT
000006266 | TERMINAL,LUG | DRILLED PALM,TINNED COPPER,CRIMP TYPE; FOR 185 SQ MM,37/2.52 MM COPPER COND; FOR M12 BOLT SIZE;BOX OF 20,PACK WEIGHT 3.1 KG; | TYCO | TYCO | CG185M12/20 (H1387/20 | CURRENT
000006266 | TERMINAL,LUG | DRILLED PALM,TINNED COPPER,CRIMP TYPE; FOR 185 SQ MM,37/2.52 MM COPPER COND; FOR M12 BOLT SIZE;BOX OF 20,PACK WEIGHT 3.1 KG; | UTILUX |  | H1387/20 | CURRENT
000006267 | TERMINAL,LUG | DRILLED PALM,TINNED COPPER,CRIMP TYPE; FOR 185 SQ MM,37/2.52 MM COPPER CONDUCTOR;M16 PALM HOLE;BOX OF 20, PACK WEIGHT3.0 KG; | TYCO | TYCO | CG185M16/20 (H1388/20 | CURRENT
000006267 | TERMINAL,LUG | DRILLED PALM,TINNED COPPER,CRIMP TYPE; FOR 185 SQ MM,37/2.52 MM COPPER CONDUCTOR;M16 PALM HOLE;BOX OF 20, PACK WEIGHT3.0 KG; | UTILUX |  | H1388/20 | CURRENT
000006270 | TERMINAL,LUG | PRE-INSULATED,DRILLED PALM,TINNED COPPER ,CRIMP TYPE;FOR 4 SQ MM,7/0.85 MM WIRE SIZE;6.7 MM PALM HOLE;BLACK NYLON INSULATOR SLEEVE;SERRATED,INSIDE BARREL; | TYCO | TYCO | RHD4M6/100 (H2004/100 | CURRENT
000006270 | TERMINAL,LUG | PRE-INSULATED,DRILLED PALM,TINNED COPPER ,CRIMP TYPE;FOR 4 SQ MM,7/0.85 MM WIRE SIZE;6.7 MM PALM HOLE;BLACK NYLON INSULATOR SLEEVE;SERRATED,INSIDE BARREL; | UTILUX |  | H2004/100 | CURRENT
000006271 | TERMINAL,LUG | PRE-INSULATED,DRILLED PALM,TINNED COPPER ,CRIMP TYPE;FOR 2.5 SQ MM,7/0.67 MM WIRE SIZE;5.0 MM PALM HOLE;BLACK NYLON INSULATOR SLEEVE;SERRATED INSIDE BARREL; | TYCO | TYCO | RHD2.5M5/100 (H2036/100 | CURRENT
000006271 | TERMINAL,LUG | PRE-INSULATED,DRILLED PALM,TINNED COPPER ,CRIMP TYPE;FOR 2.5 SQ MM,7/0.67 MM WIRE SIZE;5.0 MM PALM HOLE;BLACK NYLON INSULATOR SLEEVE;SERRATED INSIDE BARREL; | UTILUX |  | H2036/100 | CURRENT
000006284 | TERMINAL,PLATE | FLAG TYPE,TINNED COPPER ALLOY, BOLTED CONNECTION;FOR M12 BOLT SIZE, 14 MM HOLE SIZE;65 MM X 45 MM;BAG OF 200 ,PACK WEIGHT 6 KG; | GLOBAL | GLOBAL MANUFACTURING GROUP | ENERGEX-3073-A4 | PHASING
000006297 | CLEVIS TONGUE ASSEMBLY. | STEEL;GALV;186 MM LG,40 MM W;C/W HEX BOLT WITH 2 HEX NUTS;BUNDLE OF 25, PACK WEIGHT 25 KG;FOR U/W 11/33 KV SUSPENSION CONCRETE; | HAYMAN | HAYMANS INDUSTRIES PTY LTD | 6297 | CURRENT
000006297 | CLEVIS TONGUE ASSEMBLY. | STEEL;GALV;186 MM LG,40 MM W;C/W HEX BOLT WITH 2 HEX NUTS;BUNDLE OF 25, PACK WEIGHT 25 KG;FOR U/W 11/33 KV SUSPENSION CONCRETE; | GREATWST |  | 06297 | CURRENT
000006309 | INSULATOR REINFORCING PIECES | BASE MTG TYPE;STEEL,CAST OR ALUMINIUM ALLOY;GALV;FOR 50 MM NB TUBE;2 PER SET; | NIELFDRY |  | (ONLY) | CURRENT
000006310 | BRACKET,INSULATOR | Insulator Reinforcing Pieces, Base Mtg Type, Galv Steel, Cast or Al Alloy, for 65mm NB Tube, Set of 2 | DOWNCAST | DOWNS ALUMINIUM CASTINGS | TS02 | CURRENT
000006320 | HOOK,SUPPORT | SEMI ENCLOSED EYE HOOK;STEEL,MILD; GALV;174 MM LG;12 MM DIA;BAGS OF 50, PACK WEIGHT 10 KG;REFER OCM SET 1-3; | HAYMAN | HAYMANS INDUSTRIES PTY LTD | 6320 | CURRENT
000006320 | HOOK,SUPPORT | SEMI ENCLOSED EYE HOOK;STEEL,MILD; GALV;174 MM LG;12 MM DIA;BAGS OF 50, PACK WEIGHT 10 KG;REFER OCM SET 1-3; | SEWELFRG | GREG SEWELL FORGINGS PTY LTD | EYE HOOK | CURRENT
000006321 | PIN,STRAIGHT,HEADLESS | STEEL;GALV;HEX;57 MM C TO C;16 MM DIA; C/W 2 HUMPBACK SPLIT PINS; | DULHUNTY | DULHUNTY INDUSTRIES PTY LTD | HEX-57 | CURRENT
000006322 | PIN,STRAIGHT,HEADLESS | STEEL;GALV;HEX;47 MM C TO C;16 MM DIA; C/W 2 HUMPBACK SPLIT PINS;BAGS OF 50, PACK WEIGHT 5 KG; | DULHUNTY | DULHUNTY INDUSTRIES PTY LTD | HEX-47 | CURRENT
000006325 | PIN,COTTER,SPLIT | STAINLESS STEEL;TYPE "A" SPLIT HUMPBACK;AS1154,P2 HP/A; | DULHUNTY | DULHUNTY INDUSTRIES PTY LTD | SPLITPIN-TYPE A | CURRENT
000006327 | DRIVE POINT,GROUND ROD | MACHINE DRIVING PIN;FOR U/W 1800 MM X 13 MM COPPER SHEATHED EARTH RODS BAG OF 100,PACK WEIGHT9.96 KG; | PLP AUST | PREFORMED LINE PRODUCTS (AUST) | D-MDP10M | PHASING
000006338 | DRIVE POINT,GROUND ROD | STAR TYPE;FOR U/W COPPERBONDED EARTH RODS;PACK OF 5 ,PACK WEIGHT 0.6KG; U/W BRI-TECH CER13 RODS,REFER SC17321 FOR PARALLEL RODS; VERY HARD GROUND; | FULTON | FULTON INDUSTRIES PL | 08-TPS12 | CURRENT
000006338 | DRIVE POINT,GROUND ROD | STAR TYPE;FOR U/W COPPERBONDED EARTH RODS;PACK OF 5 ,PACK WEIGHT 0.6KG; U/W BRI-TECH CER13 RODS,REFER SC17321 FOR PARALLEL RODS; VERY HARD GROUND; | BRITECH | BRI-TECH PTY LTD | DT12 | CURRENT
000006338 | DRIVE POINT,GROUND ROD | STAR TYPE;FOR U/W COPPERBONDED EARTH RODS;PACK OF 5 ,PACK WEIGHT 0.6KG; U/W BRI-TECH CER13 RODS,REFER SC17321 FOR PARALLEL RODS; VERY HARD GROUND; | PLP AUST | PREFORMED LINE PRODUCTS (AUST) | CBE-127-SDP | CURRENT
000006339 | DRIVE POINT,GROUND ROD | NORMAL TYPE;FOR U/W COPPER SHEATHED EARTH RODS;BAG OF 50,PACK WEIGHT 0.8 KG; | FULTON | FULTON INDUSTRIES PL | 08-TP13 | PHASING
000006339 | DRIVE POINT,GROUND ROD | NORMAL TYPE;FOR U/W COPPER SHEATHED EARTH RODS;BAG OF 50,PACK WEIGHT 0.8 KG; | PLP AUST | PREFORMED LINE PRODUCTS (AUST) | DP 13 | PHASING
000006339 | DRIVE POINT,GROUND ROD | NORMAL TYPE;FOR U/W COPPER SHEATHED EARTH RODS;BAG OF 50,PACK WEIGHT 0.8 KG; | DULMISON | DULMISON (AUST) PTY LTD | DP 13 | PHASING
000006358 | PROTECTOR,ELECTRICAL CABLE | ARMOUR RODS,HELICAL;STEEL,GALV;3/2.75 MM GALV STEEL STRAND;3/12 (90 TON) GALV STEEL STRAND;BOX OF 50; | DULMISON | DULMISON (AUST) PTY LTD | SAR-0480D | CURRENT
000006358 | PROTECTOR,ELECTRICAL CABLE | ARMOUR RODS,HELICAL;STEEL,GALV;3/2.75 MM GALV STEEL STRAND;3/12 (90 TON) GALV STEEL STRAND;BOX OF 50; | PLP AUST | PREFORMED LINE PRODUCTS (AUST) | GAR-055 | CURRENT
000006380 | SLEEVE,ELECTRICAL POWER CABLE,JOINT | 33 KV HSL STRAIGHT JOINT;COPPER & BRASS; 810 MM LG,63.5 MM DIA,1.2 WALL THK; | ENERGEX | ENERGEX | SLEEVE,ELECTRICAL | PURCHASE AS REQUIRED
000006397 | SPLICE,CONDUCTOR | SPLICES,HELICAL;CADMIUM COPPER;COPPER CONDUCTOR;16 SQ MM;7/1.70 MM;BOX OF 35, PACK WEIGHT 5 KG;DULMISON FITTING ALSO SUITS 7/.064 COPPER CONDUCTOR;ITEM | MACLEAN | MACLEAN POWER PL - E15128 | LS-CC0510 | CURRENT
000006397 | SPLICE,CONDUCTOR | SPLICES,HELICAL;CADMIUM COPPER;COPPER CONDUCTOR;16 SQ MM;7/1.70 MM;BOX OF 35, PACK WEIGHT 5 KG;DULMISON FITTING ALSO SUITS 7/.064 COPPER CONDUCTOR;ITEM | PLP AUST | PREFORMED LINE PRODUCTS (AUST) | CFS-048 | CURRENT
000006398 | SPLICE,CONDUCTOR | SPLICES,HELICAL;CADMIUM COPPER;COPPER CONDUCTOR;7/2.00 MM;BOX OF 20, PACK WEIGHT 6.2 KG;ITEM DISCONTINUED REFER TO SC15815; | MACLEAN | MACLEAN POWER PL - E15128 | LS-CC 0600 | CURRENT
000006398 | SPLICE,CONDUCTOR | SPLICES,HELICAL;CADMIUM COPPER;COPPER CONDUCTOR;7/2.00 MM;BOX OF 20, PACK WEIGHT 6.2 KG;ITEM DISCONTINUED REFER TO SC15815; | PLP AUST | PREFORMED LINE PRODUCTS (AUST) | CFS-060 | CURRENT
000006399 | SPLICE,CONDUCTOR | SPLICES,HELICAL;CADMIUM COPPER;COPPER CONDUCTOR;7/2.75 MM;BOX OF 15, PACK WEIGHT 9.3 KG;ITEM DISCONTINUED REFER SC17317 FOR REPLACEMENT; | PLP AUST | PREFORMED LINE PRODUCTS (AUST) | CFS-083 | CURRENT
000006400 | SPLICE,CONDUCTOR | SPLICES,HELICAL;CADIUM COPPER;COPPER CONDUCTOR;19/2.00 MM;BOX OF 10, PACK WEIGHT 13 KG;ITEM DISCONTINUED REFER SC15742 FOR REPLACEMENT; | PLP AUST | PREFORMED LINE PRODUCTS (AUST) | CFS-100 | CURRENT
000006401 | SPLICE,CONDUCTOR | SPLICES,HELICAL;CADMIUM COPPER;COPPER CONDUCTOR;19/2.75 MM;PACK OF 5; | DULMISON | DULMISON (AUST) PTY LTD | CLS-1375 | CURRENT
000006401 | SPLICE,CONDUCTOR | SPLICES,HELICAL;CADMIUM COPPER;COPPER CONDUCTOR;19/2.75 MM;PACK OF 5; | PLP AUST | PREFORMED LINE PRODUCTS (AUST) | CFS-138 | CURRENT
000006402 | SPLICE,CONDUCTOR | SPLICES,HELICAL;STEEL,GALV;GALV STEEL STRAND;7/2.75 MM;BOX OF 40,PACK WEIGHT 20 KG; | MACLEAN | MACLEAN POWER PL - E15128 | LS-S0825 | CURRENT
000006402 | SPLICE,CONDUCTOR | SPLICES,HELICAL;STEEL,GALV;GALV STEEL STRAND;7/2.75 MM;BOX OF 40,PACK WEIGHT 20 KG; | PLP AUST | PREFORMED LINE PRODUCTS (AUST) | GFS-083 | CURRENT
000006405 | SPLICE,CONDUCTOR | SPLICES,HELICAL,FULL TENSION;STEEL,GALV; GALV STEEL STRAND;3/2.75 MM;BOX OF 3O; PACK WEIGHT 7.5 KG; | PLP AUST | PREFORMED LINE PRODUCTS (AUST) | GFS-055 | CURRENT
000006406 | BRACKET,GUY ATTACHMENT | OUTRIGGER TYPE;STEEL,MILD;GALV;BOLTED STAY ATTACHMENT;FLANGED;FLANGED END FOR SADDLE CLAMPS;80 MM NB GALV PIPE, 2150 MM LG,STAY ROD;C/W 2 SADDLE | SEWELFRG | GREG SEWELL FORGINGS PTY LTD | 6178 | CURRENT
000006424 | TAG,MARKER | LEGEND - CONSUMER EARTH;CAST COPPER ALLOY,NATURAL FINISH;75 MM LG,38 MM W, 3 MM THK;W/14 MM DIA HOLE FOR EARTH WIRE FEED THROUGH;PACK OF 50,PACK | RMS | RELAY MONITORING SYSTEMS PL | 6424 | CURRENT
000006425 | TAG,MARKER | LEGEND - STATION EARTH;CAST COPPER ALLOY,NATURAL FINISH;75 MM LG,38 MM W, ,3 MM THK;W/14 MM DIA HOLE FOR EARTH WIRE FEED THROUGH;PACK OF 100,PACK | RMS | RELAY MONITORING SYSTEMS PL | 6425 | CURRENT
000006430 | TERMINATION,ELECTRICAL POWER CABLE | 33 KV;OIL IMMERSED;SINGLE PHASE;FOR 3 SQ IN,COPPER CONDUCTOR,HOLLOW CORE, LED CABLE;PORCELAIN;C/W TAPES ETC; SECURITY STOCK VPK (VICTORIA PARK); | BICC |  | DWG NO E95303-1 | STRATEGIC SPARE
000006431 | TERMINATION,ELECTRICAL POWER CABLE | 33 KV;OUTDOOR;SINGLE PHASE;FOR 3 SQ IN,COPPER CONDUCTOR,HOLLOW CORE, OIL FILLED CABLE;PORCELAIN;C/W TAPES ETC ;SECURITY STOCK VPK (VICTORIA PARK) | BICC |  | DWG NO E95303-D1 J1 3359 | STRATEGIC SPARE
000006434 | GRIP,DEADEND | FT, Helical, for HDBC, 7/1.75, (7/.064 Imp), 5.25mm Conductor Dia, Colour Code Purple | MACLEAN | MACLEAN POWER PL - E15128 | DE-CC0510-NC | CURRENT
000006434 | GRIP,DEADEND | FT, Helical, for HDBC, 7/1.75, (7/.064 Imp), 5.25mm Conductor Dia, Colour Code Purple | PLP AUST | PREFORMED LINE PRODUCTS (AUST) | CFG-0525 | CURRENT
000006434 | GRIP,DEADEND | FT, Helical, for HDBC, 7/1.75, (7/.064 Imp), 5.25mm Conductor Dia, Colour Code Purple | DULMISON | DULMISON (AUST) PTY LTD | CDE-0525 | CURRENT
000006435 | GRIP,DEADEND | FT, Helical, for HDBC, 7/2.00, (7/.080 Imp), 6mm Conductor Dia, Colour Code Yellow | MACLEAN | MACLEAN POWER PL - E15128 | DE-CC0600-NC | CURRENT
000006435 | GRIP,DEADEND | FT, Helical, for HDBC, 7/2.00, (7/.080 Imp), 6mm Conductor Dia, Colour Code Yellow | PLP AUST | PREFORMED LINE PRODUCTS (AUST) | CFG-060 | CURRENT
000006435 | GRIP,DEADEND | FT, Helical, for HDBC, 7/2.00, (7/.080 Imp), 6mm Conductor Dia, Colour Code Yellow | DULMISON | DULMISON (AUST) PTY LTD | CDE-0600 | CURRENT
000006436 | GRIP,DEADEND | HELICAL DEAD END;COPPER,CADMIUM;COPPER CONDUCTOR;7/.104 IN & 7/2.75 MM;PACK OF 25;PACK WEIGHT APPROX 10 KG; | MACLEAN | MACLEAN POWER PL - E15128 | DE-CC0825-NC | CURRENT
000006436 | GRIP,DEADEND | HELICAL DEAD END;COPPER,CADMIUM;COPPER CONDUCTOR;7/.104 IN & 7/2.75 MM;PACK OF 25;PACK WEIGHT APPROX 10 KG; | PLP AUST | PREFORMED LINE PRODUCTS (AUST) | CFG-083 | CURRENT
000006437 | GRIP,DEADEND | HELICAL DEAD END;COPPER,CADMIUM;COPPER COND;19/.083 IN & 19/2.00 MM;PACK WEIGHT 19.3 KG; PACK OF 24; | MACLEAN | MACLEAN POWER PL - E15128 | DE-CC1000-NC | CURRENT
000006437 | GRIP,DEADEND | HELICAL DEAD END;COPPER,CADMIUM;COPPER COND;19/.083 IN & 19/2.00 MM;PACK WEIGHT 19.3 KG; PACK OF 24; | PLP AUST | PREFORMED LINE PRODUCTS (AUST) | CFG-100 | CURRENT
000006437 | GRIP,DEADEND | HELICAL DEAD END;COPPER,CADMIUM;COPPER COND;19/.083 IN & 19/2.00 MM;PACK WEIGHT 19.3 KG; PACK OF 24; | PLP AUST | PREFORMED LINE PRODUCTS (AUST) | CFG-100-CL | CURRENT
000006437 | GRIP,DEADEND | HELICAL DEAD END;COPPER,CADMIUM;COPPER COND;19/.083 IN & 19/2.00 MM;PACK WEIGHT 19.3 KG; PACK OF 24; | DULMISON | DULMISON (AUST) PTY LTD | CDE-1000D | CURRENT
000006438 | GRIP,DEADEND | HELICAL DEAD END;COPPER,CADMIUM;COPPER COND;19/.104 IN & 19/2.75 MM;BOX OF 10, PACK WEIGHT 20 KG; | TYCO | TYCO | FCD1320-1375-6 | CURRENT
000006438 | GRIP,DEADEND | HELICAL DEAD END;COPPER,CADMIUM;COPPER COND;19/.104 IN & 19/2.75 MM;BOX OF 10, PACK WEIGHT 20 KG; | MACLEAN | MACLEAN POWER PL - E15128 | DE-CC1375-NC | CURRENT
000006438 | GRIP,DEADEND | HELICAL DEAD END;COPPER,CADMIUM;COPPER COND;19/.104 IN & 19/2.75 MM;BOX OF 10, PACK WEIGHT 20 KG; | PLP AUST | PREFORMED LINE PRODUCTS (AUST) | CFG-138-CL | CURRENT
000006439 | GRIP,DEADEND | HELICAL DEAD END (FULL TENSION);STEEL, GALV;GALV STEEL STRAND;7/2.00 MM;BOX OF 50, PACK WEIGHT 5 KG; | TYCO | TYCO | FGD0595-0620-5 | CURRENT
000006439 | GRIP,DEADEND | HELICAL DEAD END (FULL TENSION);STEEL, GALV;GALV STEEL STRAND;7/2.00 MM;BOX OF 50, PACK WEIGHT 5 KG; | TECONN | TE CONNECTIVITY LTD | FGD0595-0620-5 | CURRENT
000006439 | GRIP,DEADEND | HELICAL DEAD END (FULL TENSION);STEEL, GALV;GALV STEEL STRAND;7/2.00 MM;BOX OF 50, PACK WEIGHT 5 KG; | PLP AUST | PREFORMED LINE PRODUCTS (AUST) | GFG-060-CL | CURRENT
000006439 | GRIP,DEADEND | HELICAL DEAD END (FULL TENSION);STEEL, GALV;GALV STEEL STRAND;7/2.00 MM;BOX OF 50, PACK WEIGHT 5 KG; | PLP AUST | PREFORMED LINE PRODUCTS (AUST) | GFG-060 | CURRENT
000006441 | GRIP,DEADEND | HELICAL DEAD END;STEEL,GALV;GALV STEEL STRAND;3/2.75 MM;BOX OF 36,PACK WEIGHT 6.5 KG; | PLP AUST | PREFORMED LINE PRODUCTS (AUST) | GFG-055ER | CURRENT
000006441 | GRIP,DEADEND | HELICAL DEAD END;STEEL,GALV;GALV STEEL STRAND;3/2.75 MM;BOX OF 36,PACK WEIGHT 6.5 KG; | DULMISON | DULMISON (AUST) PTY LTD | SGG-0593 | CURRENT
000006442 | CLAMP,ELEC CONDUCTOR,STRAIN | HELICAL DEAD END;STEEL,GALV;GALV STEEL STRAND;7/2.75 MM;BOX OF 30, PACK WEIGHT 12 KG; | MACLEAN | MACLEAN POWER PL - E15128 | DE-S0825-NC | CURRENT
000006442 | CLAMP,ELEC CONDUCTOR,STRAIN | HELICAL DEAD END;STEEL,GALV;GALV STEEL STRAND;7/2.75 MM;BOX OF 30, PACK WEIGHT 12 KG; | PLP AUST | PREFORMED LINE PRODUCTS (AUST) | GFG-083-CL | CURRENT
000006443 | CLAMP,ELEC CONDUCTOR,STRAIN | HELICAL DEAD END;STEEL,GALV;GALV STEEL STRAND;19/2.00 MM;BOX OF 24,PACK WEIGHT 15 KG;REFER MAS FILE FOR PACKAGING DETAILS; | PLP AUST | PREFORMED LINE PRODUCTS (AUST) | GFG-100 | CURRENT
000006444 | CLAMP,ELEC CONDUCTOR,STRAIN | HELICAL DEAD END;STEEL,GALV;GALV STEEL STRAND;19/2.75 MM;BOX OF 10, PACK WEIGHT 16.5 KG; | MACLEAN | MACLEAN POWER PL - E15128 | DE-S1375-NC | CURRENT
000006444 | CLAMP,ELEC CONDUCTOR,STRAIN | HELICAL DEAD END;STEEL,GALV;GALV STEEL STRAND;19/2.75 MM;BOX OF 10, PACK WEIGHT 16.5 KG; | PLP AUST | PREFORMED LINE PRODUCTS (AUST) | GFG-138 | CURRENT
000006459 | CLAMP,ELEC CONDUCTOR,STRAIN | HELICAL SERVICE FITTING;STEEL,GALV; DOUBLE INSULATED;P.W.C.;16 SQ MM; 7/1.70 MM 2 COND;BOX OF 25,PACK WEIGHT 7 KG; | TYCO | TYCO | FDD1600-5NW | CURRENT
000006459 | CLAMP,ELEC CONDUCTOR,STRAIN | HELICAL SERVICE FITTING;STEEL,GALV; DOUBLE INSULATED;P.W.C.;16 SQ MM; 7/1.70 MM 2 COND;BOX OF 25,PACK WEIGHT 7 KG; | PLP AUST | PREFORMED LINE PRODUCTS (AUST) | D-DIS81600 | CURRENT
000006459 | CLAMP,ELEC CONDUCTOR,STRAIN | HELICAL SERVICE FITTING;STEEL,GALV; DOUBLE INSULATED;P.W.C.;16 SQ MM; 7/1.70 MM 2 COND;BOX OF 25,PACK WEIGHT 7 KG; | TECONN | TE CONNECTIVITY LTD | FDD1600-5NW | CURRENT
000006460 | CLAMP,ELEC CONDUCTOR,STRAIN | HELICAL SERVICE FITTING;STEEL,GALV; DOUBLE INSULATED;P.W.C.;10 SQ MM; ;7/1.35 MM 2 COND;BOX OF 25, PACK WEIGHT 6.5 KG; | TYCO | TYCO | FDD1400-5NW | CURRENT
000006460 | CLAMP,ELEC CONDUCTOR,STRAIN | HELICAL SERVICE FITTING;STEEL,GALV; DOUBLE INSULATED;P.W.C.;10 SQ MM; ;7/1.35 MM 2 COND;BOX OF 25, PACK WEIGHT 6.5 KG; | PLP AUST | PREFORMED LINE PRODUCTS (AUST) | D-DIS80610 | CURRENT
000006460 | CLAMP,ELEC CONDUCTOR,STRAIN | HELICAL SERVICE FITTING;STEEL,GALV; DOUBLE INSULATED;P.W.C.;10 SQ MM; ;7/1.35 MM 2 COND;BOX OF 25, PACK WEIGHT 6.5 KG; | PLP AUST | PREFORMED LINE PRODUCTS (AUST) | GSG-180-DI-19-Q | CURRENT
000006461 | CLAMP,ELEC CONDUCTOR,STRAIN | HELICAL SERVICE FITTING;STEEL,GALV; DOUBLE INSULATED;TWISTED CABLE; 10 SQ MM;7/1.35 MM 3 & 4 COND;BOX OF 25, PACK WEIGHT 6 KG; | TYCO | TYCO | FDD1400-5N | CURRENT
000006461 | CLAMP,ELEC CONDUCTOR,STRAIN | HELICAL SERVICE FITTING;STEEL,GALV; DOUBLE INSULATED;TWISTED CABLE; 10 SQ MM;7/1.35 MM 3 & 4 COND;BOX OF 25, PACK WEIGHT 6 KG; | PLP AUST | PREFORMED LINE PRODUCTS (AUST) | D-DIS1400N | CURRENT
000006461 | CLAMP,ELEC CONDUCTOR,STRAIN | HELICAL SERVICE FITTING;STEEL,GALV; DOUBLE INSULATED;TWISTED CABLE; 10 SQ MM;7/1.35 MM 3 & 4 COND;BOX OF 25, PACK WEIGHT 6 KG; | TECONN | TE CONNECTIVITY LTD | FDD1400-5N | CURRENT
000006461 | CLAMP,ELEC CONDUCTOR,STRAIN | HELICAL SERVICE FITTING;STEEL,GALV; DOUBLE INSULATED;TWISTED CABLE; 10 SQ MM;7/1.35 MM 3 & 4 COND;BOX OF 25, PACK WEIGHT 6 KG; | PLP AUST | PREFORMED LINE PRODUCTS (AUST) | GSG-180-DI-19-Q | CURRENT
000006463 | CLAMP,ELEC CONDUCTOR,STRAIN | HELICAL SERVICE FITTING;STEEL,GALV; DOUBLE INSULATED;TWISTED CABLE 10 SQ MM 4 COND,7/1.35;16 SQ MM,3 & 4 COND,7/1.70 25 SQ MM 2 & 3 COND,7/2.14 OR 19/1.35;35 | TYCO | TYCO | FDD1600-5N | CURRENT
000006463 | CLAMP,ELEC CONDUCTOR,STRAIN | HELICAL SERVICE FITTING;STEEL,GALV; DOUBLE INSULATED;TWISTED CABLE 10 SQ MM 4 COND,7/1.35;16 SQ MM,3 & 4 COND,7/1.70 25 SQ MM 2 & 3 COND,7/2.14 OR 19/1.35;35 | PLP AUST | PREFORMED LINE PRODUCTS (AUST) | D-DIS1600N | CURRENT
000006479 | THIMBLE,ROPE | FOR WIRE ROPE;STEEL;GALV;10 MM NOM DIA; OPEN POINTS;BOX OF 1; | BULIVANT | BULLIVANTS LIFTING & SAFETY SPECIALISTS | WTH-T-OP-100-G-21MM | CURRENT
000006480 | THIMBLE,ROPE | FOR WIRE ROPE;STEEL;GALV;12 MM NOM DIA; OPEN POINTS;PACK OF 100; | BULIVANT | BULLIVANTS LIFTING & SAFETY SPECIALISTS | WTH-T-OP-120-G-21 MM | CURRENT
000006484 | THIMBLE,ROPE | FOR NON METALLIC ROPE ONLY;STEEL;GALV; 16 MM NOM DIA; OPEN POINTS;PACK OF 1; | BULIVANT | BULLIVANTS LIFTING & SAFETY SPECIALISTS | WTH-T-OP-160-G-25 MM | CURRENT
000006485 | CABLE TIE | 140 MM NOM LG,3.5 MM NOM W;BLACK NYLON; SELF LOCKING;MINIMUM LOOP TENSILE STRENGTH 13.6 KG;BAG OF 100,CARTON OF 30 000;FOR OUTDOOR USE; | TECONN | TE CONNECTIVITY LTD | CT1503W/100 | CURRENT
000006485 | CABLE TIE | 140 MM NOM LG,3.5 MM NOM W;BLACK NYLON; SELF LOCKING;MINIMUM LOOP TENSILE STRENGTH 13.6 KG;BAG OF 100,CARTON OF 30 000;FOR OUTDOOR USE; | STATEWD | STATEWIDE FSTNERS & ENG SPLS PL | CCT140BK | CURRENT
000006485 | CABLE TIE | 140 MM NOM LG,3.5 MM NOM W;BLACK NYLON; SELF LOCKING;MINIMUM LOOP TENSILE STRENGTH 13.6 KG;BAG OF 100,CARTON OF 30 000;FOR OUTDOOR USE; | CABLACES | CABLACES | CAACT140BK/100 | CURRENT
000006486 | CABLE TIE | Nylon, Black, 370 x 7.6mm, UV Resistant, Self Locking, Minimum Proof Tensile Strenght 22kgs, for Indoor & Outdoor Applications (P100) | LEGEND | LEGEND POWER SYSTEMS | CT365BK-HD | CURRENT
000006486 | CABLE TIE | Nylon, Black, 370 x 7.6mm, UV Resistant, Self Locking, Minimum Proof Tensile Strenght 22kgs, for Indoor & Outdoor Applications (P100) | STATEWD | STATEWIDE FSTNERS & ENG SPLS PL | CRT365BKHD | CURRENT
000006486 | CABLE TIE | Nylon, Black, 370 x 7.6mm, UV Resistant, Self Locking, Minimum Proof Tensile Strenght 22kgs, for Indoor & Outdoor Applications (P100) | CABLACES | CABLACES | CAACT365BK-HD | CURRENT
000006487 | CABLE TIE | Nylon, Black, 200 x 4.8mm, UV Resistant (P100) | TECONN | TE CONNECTIVITY LTD | CT2004W/100 | CURRENT
000006487 | CABLE TIE | Nylon, Black, 200 x 4.8mm, UV Resistant (P100) | REXEL | REXEL PTY LTD | BIZCTB20048100 | CURRENT
000006487 | CABLE TIE | Nylon, Black, 200 x 4.8mm, UV Resistant (P100) | BURNDY | BURNDY CABLE SUPPORT SYSTEMS | TF-5DW | CURRENT
000006488 | CABLE TIE | 380 MM LG,(20 MM TO 100 MM DIA WIRE BUNDLE RANGE) 5 MM W NOM;NYLON, SELF LOCKING CABLE IDENTIFICATION TIE; PACK OF 100; | CNWPL | CNW PL - SLACKS CREEK | CAACT360BK | CURRENT
000006488 | CABLE TIE | 380 MM LG,(20 MM TO 100 MM DIA WIRE BUNDLE RANGE) 5 MM W NOM;NYLON, SELF LOCKING CABLE IDENTIFICATION TIE; PACK OF 100; | TECONN | TE CONNECTIVITY LTD | CT3704W/100 | CURRENT
000006488 | CABLE TIE | 380 MM LG,(20 MM TO 100 MM DIA WIRE BUNDLE RANGE) 5 MM W NOM;NYLON, SELF LOCKING CABLE IDENTIFICATION TIE; PACK OF 100; | CABLACES | CABLACES | CAACT360BK | CURRENT
000006489 | CABLE TIE | 290 MM NOM LG,5 MM NOM W;BLACK NYLON; SELF LOCKING;MINIMUM LOOP TENSILE STRENGTH 18 KGS;BAG OF 100;FOR OUTDOOR USE;CTN QTY 11,000 | LEGEND | LEGEND POWER SYSTEMS | CT290BK | CURRENT
000006489 | CABLE TIE | 290 MM NOM LG,5 MM NOM W;BLACK NYLON; SELF LOCKING;MINIMUM LOOP TENSILE STRENGTH 18 KGS;BAG OF 100;FOR OUTDOOR USE;CTN QTY 11,000 | ATOMSUPP | ATOM SUPPLY | 00536018/CT290BK | CURRENT
000006489 | CABLE TIE | 290 MM NOM LG,5 MM NOM W;BLACK NYLON; SELF LOCKING;MINIMUM LOOP TENSILE STRENGTH 18 KGS;BAG OF 100;FOR OUTDOOR USE;CTN QTY 11,000 | BLKWOODS | J BLACKWOOD & SON LTD | 00536018/CT290BK | CURRENT
000006489 | CABLE TIE | 290 MM NOM LG,5 MM NOM W;BLACK NYLON; SELF LOCKING;MINIMUM LOOP TENSILE STRENGTH 18 KGS;BAG OF 100;FOR OUTDOOR USE;CTN QTY 11,000 | CABLACES | CABLACES | CAACT290BK | CURRENT
000006490 | CABLE TIE | 100 MM NOM LG,3 MM NOM W;BLACK NYLON; SELF LOCKING;MINIMUM LOOP TENSILE STRENGTH 8 KGS;BAGS OF 100 IN CARTONS OF 10,000;FOR USE OUTDOOR; | CNWPL | CNW PL - SLACKS CREEK | CAACT98BK/100 | CURRENT
000006490 | CABLE TIE | 100 MM NOM LG,3 MM NOM W;BLACK NYLON; SELF LOCKING;MINIMUM LOOP TENSILE STRENGTH 8 KGS;BAGS OF 100 IN CARTONS OF 10,000;FOR USE OUTDOOR; | TECONN | TE CONNECTIVITY LTD | CT1002W/100 | CURRENT
000006490 | CABLE TIE | 100 MM NOM LG,3 MM NOM W;BLACK NYLON; SELF LOCKING;MINIMUM LOOP TENSILE STRENGTH 8 KGS;BAGS OF 100 IN CARTONS OF 10,000;FOR USE OUTDOOR; | CABLACES | CABLACES | CAACT98BK/100 | CURRENT
000006493 | STRAND,WIRE | Stay Wire, SC/GZ 19/2.00mm, Galv Steel, Gde 1320, 250m Drum, JTS 03-03-01 (scm) | BAMBACH | BAMBACH WIRES & CABLES PTY LTD | SCGZ-19/2.00 | CURRENT
000006493 | STRAND,WIRE | Stay Wire, SC/GZ 19/2.00mm, Galv Steel, Gde 1320, 250m Drum, JTS 03-03-01 (scm) | PLP AUST | PREFORMED LINE PRODUCTS (AUST) | SCGZ-19/2.00 | CURRENT
000006493 | STRAND,WIRE | Stay Wire, SC/GZ 19/2.00mm, Galv Steel, Gde 1320, 250m Drum, JTS 03-03-01 (scm) | BULIVANT | BULLIVANTS LIFTING & SAFETY SPECIALISTS | WZ19200Q-250M | CURRENT
000006493 | STRAND,WIRE | Stay Wire, SC/GZ 19/2.00mm, Galv Steel, Gde 1320, 250m Drum, JTS 03-03-01 (scm) | JUBATUS | JUBATUS CONSULTING PL | 19/2.00 | CURRENT
000006493 | STRAND,WIRE | Stay Wire, SC/GZ 19/2.00mm, Galv Steel, Gde 1320, 250m Drum, JTS 03-03-01 (scm) | MIDLANDS | MIDLAND METALS | MMO-SC/GZ 19/2.00 | CURRENT
000006494 | STRAND,WIRE | Stay Wire, SC/GZ 19/2.75mm, Galv Steel, Gde 1320, 250m Drum, JTS 03-03-01 (scm) | BAMBACH | BAMBACH WIRES & CABLES PTY LTD | SCGZ-19/2.75 | CURRENT
000006494 | STRAND,WIRE | Stay Wire, SC/GZ 19/2.75mm, Galv Steel, Gde 1320, 250m Drum, JTS 03-03-01 (scm) | PLP AUST | PREFORMED LINE PRODUCTS (AUST) | SCGZ-19/2.75 | CURRENT
000006494 | STRAND,WIRE | Stay Wire, SC/GZ 19/2.75mm, Galv Steel, Gde 1320, 250m Drum, JTS 03-03-01 (scm) | BULIVANT | BULLIVANTS LIFTING & SAFETY SPECIALISTS | WZ19275Q-250M | CURRENT
000006494 | STRAND,WIRE | Stay Wire, SC/GZ 19/2.75mm, Galv Steel, Gde 1320, 250m Drum, JTS 03-03-01 (scm) | JUBATUS | JUBATUS CONSULTING PL | 19/2.75 | CURRENT
000006494 | STRAND,WIRE | Stay Wire, SC/GZ 19/2.75mm, Galv Steel, Gde 1320, 250m Drum, JTS 03-03-01 (scm) | MIDLANDS | MIDLAND METALS | MMO-SC/GZ 19/2.75 | CURRENT
000006496 | STRAND,WIRE | Stay Wire, SC/GZ 7/2.75mm, Galv Steel, Gde 1320, 250m Drum, JTS 03-03-01 (scm) | PLP AUST | PREFORMED LINE PRODUCTS (AUST) | SCGZ-7/2.75 | CURRENT
000006496 | STRAND,WIRE | Stay Wire, SC/GZ 7/2.75mm, Galv Steel, Gde 1320, 250m Drum, JTS 03-03-01 (scm) | BULIVANT | BULLIVANTS LIFTING & SAFETY SPECIALISTS | WZ07275Q-250M | CURRENT
000006496 | STRAND,WIRE | Stay Wire, SC/GZ 7/2.75mm, Galv Steel, Gde 1320, 250m Drum, JTS 03-03-01 (scm) | JUBATUS | JUBATUS CONSULTING PL | 7/2.75 | CURRENT
000006496 | STRAND,WIRE | Stay Wire, SC/GZ 7/2.75mm, Galv Steel, Gde 1320, 250m Drum, JTS 03-03-01 (scm) | MIDLANDS | MIDLAND METALS | MMO-SC/GZ 7/2.75 | CURRENT
000006504 | COUPLING,ADAPTOR,NONMETALLIC CONDUIT | RIGID UPVC;ORANGE;100 MM NOM DIA HVY DUTY FRC CONDUIT;114MM-125MM INTERNAL; TO 100 MM NOM DIA;DOUBLE ENDED SOCKET; AS2053; PACK OF 1; PACK WEIGHT 0.59 KG; | TRI UGRD | TRI UNDERGROUND AUSTRALIA PTY LTD | HDE100PVCFRC | CURRENT
000006504 | COUPLING,ADAPTOR,NONMETALLIC CONDUIT | RIGID UPVC;ORANGE;100 MM NOM DIA HVY DUTY FRC CONDUIT;114MM-125MM INTERNAL; TO 100 MM NOM DIA;DOUBLE ENDED SOCKET; AS2053; PACK OF 1; PACK WEIGHT 0.59 KG; | HAYMANS | HAYMANS ELECTRICAL | FABH100PVC/100FRC | CURRENT
000006504 | COUPLING,ADAPTOR,NONMETALLIC CONDUIT | RIGID UPVC;ORANGE;100 MM NOM DIA HVY DUTY FRC CONDUIT;114MM-125MM INTERNAL; TO 100 MM NOM DIA;DOUBLE ENDED SOCKET; AS2053; PACK OF 1; PACK WEIGHT 0.59 KG; | VINIDEX |  | 32330 | CURRENT
000006507 | CONNECTOR BAR,ELECTRICAL | NEUTRAL;TINNED;FLAT COPPER BAR;65 MM LG, 25.4 MM W,4.76 MM THK;CONNECTING NEUTRALS IN 3 WAY URD SERVICE PILLARS,UJ MANUAL 1.104D & 1.107D; | ENI | ENI INDUSTRIES PL | 84157 | CURRENT
000006508 | CONNECTOR BAR,ELECTRICAL | PHASE;FLAT ALUMINIUM BAR;80 MM LG, 40 MM W,6 MM THK;415 V,400 A;2 X 13 MM DIA BOLT HOLES;100 PER BAG;PACK WEIGHT 5.5 KG;FOR CONNECTING PHASES IN 3 WAY | JBJOINT | JB JOINTING SUPPLIES PTY LTD | JB-LVPB-AI | CURRENT
000006508 | CONNECTOR BAR,ELECTRICAL | PHASE;FLAT ALUMINIUM BAR;80 MM LG, 40 MM W,6 MM THK;415 V,400 A;2 X 13 MM DIA BOLT HOLES;100 PER BAG;PACK WEIGHT 5.5 KG;FOR CONNECTING PHASES IN 3 WAY | ENI | ENI INDUSTRIES PL | 84111 | CURRENT
000006511 | BASE,DISTRIBUTION PILLAR | ELECTRICITY SUPPLY PILLAR;530 MM LG, 530 MM W,320 MM H;POLYETHYLENE,FLAME RETARDENT;GREEN;COMPLETE WITH 4 D HD FIXING BOLTS;PALLET OF 12,WEIGHT 84 KG; | WEBER | WEBER SOUTH PACIFIC PTY LTD | UG2028 | CURRENT
000006511 | BASE,DISTRIBUTION PILLAR | ELECTRICITY SUPPLY PILLAR;530 MM LG, 530 MM W,320 MM H;POLYETHYLENE,FLAME RETARDENT;GREEN;COMPLETE WITH 4 D HD FIXING BOLTS;PALLET OF 12,WEIGHT 84 KG; | PLP AUST | PREFORMED LINE PRODUCTS (AUST) | D-URDIB65 | CURRENT
000006514 | BEND,NONMETALLIC RIGID CONDUIT | UPVC;ORANGE;40 MM NOM SIZE;HVY DUTY; 90 DEG;0.3 M RAD;SOCKET MOULDED BOTH ENDS;AS2053;PACK OF 50; | TRI UGRD | TRI UNDERGROUND AUSTRALIA PTY LTD | HDE4090300FFS | CURRENT
000006514 | BEND,NONMETALLIC RIGID CONDUIT | UPVC;ORANGE;40 MM NOM SIZE;HVY DUTY; 90 DEG;0.3 M RAD;SOCKET MOULDED BOTH ENDS;AS2053;PACK OF 50; | HAYMANS | HAYMANS ELECTRICAL | CONX40HD300R90 | CURRENT
000006514 | BEND,NONMETALLIC RIGID CONDUIT | UPVC;ORANGE;40 MM NOM SIZE;HVY DUTY; 90 DEG;0.3 M RAD;SOCKET MOULDED BOTH ENDS;AS2053;PACK OF 50; | VINIDEX |  | 30840 | CURRENT
000006518 | BEND,NONMETALLIC RIGID CONDUIT | UPVC;ORANGE;80 MM NOM DIA;LIGHT DUTY; 30 DEG;1.83 RAD;SOCKET MOULDED ONE END;MARKED "ELECTRICITY SUPPLY CABLES"; AS2053;PACK OF 1,PACK WEIGHT 1.27 KG; | TRI UGRD | TRI UNDERGROUND AUSTRALIA PTY LTD | LDE80301830MFS | CURRENT
000006518 | BEND,NONMETALLIC RIGID CONDUIT | UPVC;ORANGE;80 MM NOM DIA;LIGHT DUTY; 30 DEG;1.83 RAD;SOCKET MOULDED ONE END;MARKED "ELECTRICITY SUPPLY CABLES"; AS2053;PACK OF 1,PACK WEIGHT 1.27 KG; | HAYMANS | HAYMANS ELECTRICAL | CONX80LD1830R30MF | CURRENT
000006518 | BEND,NONMETALLIC RIGID CONDUIT | UPVC;ORANGE;80 MM NOM DIA;LIGHT DUTY; 30 DEG;1.83 RAD;SOCKET MOULDED ONE END;MARKED "ELECTRICITY SUPPLY CABLES"; AS2053;PACK OF 1,PACK WEIGHT 1.27 KG; | VINIDEX |  | 31955 | CURRENT
000006519 | BEND,NONMETALLIC RIGID CONDUIT | UPVC;ORANGE;80 MM NOM SIZE;LIGHT DUTY; 45 DEG;1.83 M RAD;SOCKET MOULDED ONE END;MARKED "ELECTRICITY SUPPLY CABLES"; AS2053;PACK OF 1,PACK WEIGHT 1.81 KG; | TRI UGRD | TRI UNDERGROUND AUSTRALIA PTY LTD | LDE80451830MFS | CURRENT
000006519 | BEND,NONMETALLIC RIGID CONDUIT | UPVC;ORANGE;80 MM NOM SIZE;LIGHT DUTY; 45 DEG;1.83 M RAD;SOCKET MOULDED ONE END;MARKED "ELECTRICITY SUPPLY CABLES"; AS2053;PACK OF 1,PACK WEIGHT 1.81 KG; | HAYMANS | HAYMANS ELECTRICAL | CONX80LD1830R45MF | CURRENT
000006519 | BEND,NONMETALLIC RIGID CONDUIT | UPVC;ORANGE;80 MM NOM SIZE;LIGHT DUTY; 45 DEG;1.83 M RAD;SOCKET MOULDED ONE END;MARKED "ELECTRICITY SUPPLY CABLES"; AS2053;PACK OF 1,PACK WEIGHT 1.81 KG; | VINIDEX |  | 32005 | CURRENT
000006520 | BEND,NONMETALLIC RIGID CONDUIT | UPVC;ORANGE;100 MM NOM DIA;LIGHT DUTY; 15 DEG;1.83 M RAD;SOCKET MOULDED ONE END;MARKED "ELECTRICITY SUPPLY CABLES"; AS2053;PACK OF 1,PACK WEIGHT 1.31 KG; | TRI UGRD | TRI UNDERGROUND AUSTRALIA PTY LTD | LDE100151830MFS | CURRENT
000006520 | BEND,NONMETALLIC RIGID CONDUIT | UPVC;ORANGE;100 MM NOM DIA;LIGHT DUTY; 15 DEG;1.83 M RAD;SOCKET MOULDED ONE END;MARKED "ELECTRICITY SUPPLY CABLES"; AS2053;PACK OF 1,PACK WEIGHT 1.31 KG; | HAYMANS | HAYMANS ELECTRICAL | CONX100LD1830R15MF | CURRENT
000006520 | BEND,NONMETALLIC RIGID CONDUIT | UPVC;ORANGE;100 MM NOM DIA;LIGHT DUTY; 15 DEG;1.83 M RAD;SOCKET MOULDED ONE END;MARKED "ELECTRICITY SUPPLY CABLES"; AS2053;PACK OF 1,PACK WEIGHT 1.31 KG; | VINIDEX |  | 31925 | CURRENT
000006521 | BEND,NONMETALLIC RIGID CONDUIT | UPVC;ORANGE;100 MM NOM DIA;LIGHT DUTY; 30 DEG;1.83 M RAD;SOCKET MOULDED ONE END;MARKED "ELECTRICITY SUPPLY CABLES"; ;AS2053;PACK OF 1,PACK WEIGHT 2.18 KG; | TRI UGRD | TRI UNDERGROUND AUSTRALIA PTY LTD | LDE100301830MFS | CURRENT
000006521 | BEND,NONMETALLIC RIGID CONDUIT | UPVC;ORANGE;100 MM NOM DIA;LIGHT DUTY; 30 DEG;1.83 M RAD;SOCKET MOULDED ONE END;MARKED "ELECTRICITY SUPPLY CABLES"; ;AS2053;PACK OF 1,PACK WEIGHT 2.18 KG; | HAYMANS | HAYMANS ELECTRICAL | CONX100LD1830R30MF | CURRENT
000006521 | BEND,NONMETALLIC RIGID CONDUIT | UPVC;ORANGE;100 MM NOM DIA;LIGHT DUTY; 30 DEG;1.83 M RAD;SOCKET MOULDED ONE END;MARKED "ELECTRICITY SUPPLY CABLES"; ;AS2053;PACK OF 1,PACK WEIGHT 2.18 KG; | VINIDEX |  | 31965 | CURRENT
000006522 | BEND,NONMETALLIC RIGID CONDUIT | UPVC;ORANGE;100 MM NOM DIA;LIGHT DUTY; 45 DEG;1.83 M RAD;SOCKET MOULDED ONE END;MARKED "ELECTRICITY SUPPLY CABLES"; AS2053;PACK OF 1,PACK WEIGHT 3.05 KG; | TRI UGRD | TRI UNDERGROUND AUSTRALIA PTY LTD | LDE100451830MFS | CURRENT
000006522 | BEND,NONMETALLIC RIGID CONDUIT | UPVC;ORANGE;100 MM NOM DIA;LIGHT DUTY; 45 DEG;1.83 M RAD;SOCKET MOULDED ONE END;MARKED "ELECTRICITY SUPPLY CABLES"; AS2053;PACK OF 1,PACK WEIGHT 3.05 KG; | HAYMANS | HAYMANS ELECTRICAL | CONX100LD1830R45MF | CURRENT
000006522 | BEND,NONMETALLIC RIGID CONDUIT | UPVC;ORANGE;100 MM NOM DIA;LIGHT DUTY; 45 DEG;1.83 M RAD;SOCKET MOULDED ONE END;MARKED "ELECTRICITY SUPPLY CABLES"; AS2053;PACK OF 1,PACK WEIGHT 3.05 KG; | VINIDEX |  | 32015 | CURRENT
000006523 | BEND,NONMETALLIC RIGID CONDUIT | UPVC;ORANGE;150 MM NOM DIA;LIGHT DUTY;45 DEG;1.83 M RAD;SOCKET MOULDED ONE END; MARKED "ELECTRICITY SUPPLY CABLES"; AS2053 ;PACK OF 1,PACK WEIGHT 6.29 KG; | TRI UGRD | TRI UNDERGROUND AUSTRALIA PTY LTD | LDE150451830MFS | PURCHASE AS REQUIRED
000006523 | BEND,NONMETALLIC RIGID CONDUIT | UPVC;ORANGE;150 MM NOM DIA;LIGHT DUTY;45 DEG;1.83 M RAD;SOCKET MOULDED ONE END; MARKED "ELECTRICITY SUPPLY CABLES"; AS2053 ;PACK OF 1,PACK WEIGHT 6.29 KG; | HAYMANS | HAYMANS ELECTRICAL | CONX150LD1830R45MF | PURCHASE AS REQUIRED
000006523 | BEND,NONMETALLIC RIGID CONDUIT | UPVC;ORANGE;150 MM NOM DIA;LIGHT DUTY;45 DEG;1.83 M RAD;SOCKET MOULDED ONE END; MARKED "ELECTRICITY SUPPLY CABLES"; AS2053 ;PACK OF 1,PACK WEIGHT 6.29 KG; | HARDIE |  | EO12615045AYS | PURCHASE AS REQUIRED
000006523 | BEND,NONMETALLIC RIGID CONDUIT | UPVC;ORANGE;150 MM NOM DIA;LIGHT DUTY;45 DEG;1.83 M RAD;SOCKET MOULDED ONE END; MARKED "ELECTRICITY SUPPLY CABLES"; AS2053 ;PACK OF 1,PACK WEIGHT 6.29 KG; | VINIDEX |  | 32035 | PURCHASE AS REQUIRED
000006574 | JOINT,ELECTRICAL POWER CABLE | 33 KV;FOR 0.25 SQ IN,COPPER CONDUCTOR, 3 CORE,OIL FILLED PAPER INSULATED CABLE STRAIGHT TYPE;COPPER SLEEVE,FIBRE GLASS OUTER BOX;SECURITY STOCK,F581 & 699; | GILBLODG | GILBERT LODGE AUSTRALIA | DWG 525308,JI 818 | MAINTENANCE STOCK
000006584 | DISCONNECT BOX,ELECTRICAL POWER CABLE | LV;4 WAY UNIVERSAL;RESIN FILLED TURRET; CASTIRONLID;1430 MM LG,620MM W,342MM H; INCLUDES 60L RESIN; WT 32KG (LID) & 55KG (TURRET); | SICAME | SICAME AUSTRALIA PTY LTD | LDV-FLB-4-4C -RES | CURRENT
000006584 | DISCONNECT BOX,ELECTRICAL POWER CABLE | LV;4 WAY UNIVERSAL;RESIN FILLED TURRET; CASTIRONLID;1430 MM LG,620MM W,342MM H; INCLUDES 60L RESIN; WT 32KG (LID) & 55KG (TURRET); | ENERGEX | ENERGEX | DISCONNECT BOX, | CURRENT
000006595 | BOX,TRIFURCATING,ELECTRICAL POWER CABLE | 110 KV;400 SQ MM 3 CORE,OIL FILLED,PAPER INSULATED CABLE;COPPER SLEEVE,FIBRE GLASS OUTER BOX;SECURITY STOCK F779; | NISSHO |  | DWG SAE0307336 | STRATEGIC SPARE
000006601 | CHANNEL,ELEC POWER CABLE SUPPORT BRACKET | STEEL,GALV;880 MM LG,76 MM W,38 MM D; PACK OF 1,PACK WEIGHT 5.6 KG,FOR FIXING OF CABLE SUPPORT BRACKET(STOCK CODE 06609 & 06610) IN CONCRETE JOINT PITS | HAYMAN | HAYMANS INDUSTRIES PTY LTD | 6601 | CURRENT
000006601 | CHANNEL,ELEC POWER CABLE SUPPORT BRACKET | STEEL,GALV;880 MM LG,76 MM W,38 MM D; PACK OF 1,PACK WEIGHT 5.6 KG,FOR FIXING OF CABLE SUPPORT BRACKET(STOCK CODE 06609 & 06610) IN CONCRETE JOINT PITS | MEFCO | MEFCO AUSTRALIA PTY LTD SUNSHINE VIC | 6601 | CURRENT
000006602 | CHANNEL,ELEC POWER CABLE SUPPORT BRACKET | STEEL,GALV;310 MM LG,76 MM W,38 MM D; 80 PER PALLET,(STRAPPED);FOR FIXING OF CABLE SUPPORT BRACKET STOCK CODE 06609 & 06610) IN CONC RETE JOINT PITS STOCK | HAYMAN | HAYMANS INDUSTRIES PTY LTD | 6602 | CURRENT
000006602 | CHANNEL,ELEC POWER CABLE SUPPORT BRACKET | STEEL,GALV;310 MM LG,76 MM W,38 MM D; 80 PER PALLET,(STRAPPED);FOR FIXING OF CABLE SUPPORT BRACKET STOCK CODE 06609 & 06610) IN CONC RETE JOINT PITS STOCK | MEFCO | MEFCO AUSTRALIA PTY LTD SUNSHINE VIC | 06602 | CURRENT
000006609 | BRACKET,MOUNTING | Electrical Power Cable Support, Type B, Al Cast, 292mm Lg, for Steel Channel in Concrete Joint Pits, Bag of 10 | DRAWING | DRAWING NO | 246-A3-REV F | CURRENT
000006609 | BRACKET,MOUNTING | Electrical Power Cable Support, Type B, Al Cast, 292mm Lg, for Steel Channel in Concrete Joint Pits, Bag of 10 | DOWNCAST | DOWNS ALUMINIUM CASTINGS | CB290 | CURRENT
000006610 | BRACKET,MOUNTING | Electrical Power Cable Support, Type C, Al Cast, 444mm Lg, for Steel Channel in Concrete Joint Pits, Bag of 10 | DRAWING | DRAWING NO | 247-A3-REV F | CURRENT
000006610 | BRACKET,MOUNTING | Electrical Power Cable Support, Type C, Al Cast, 444mm Lg, for Steel Channel in Concrete Joint Pits, Bag of 10 | DOWNCAST | DOWNS ALUMINIUM CASTINGS | CB440 | CURRENT
000006613 | END CAP | HEAT SHRINKABLE;80 MM LG,15 TO 35 MM OD CABLE RANGE;SUITABLE FOR 4 CORE 25 SQ MM PVC/PVC AND PLYHDPE CABLES; PACK OF 100,PACK WEIGHT 10 KG; | TECONN | TE CONNECTIVITY LTD | 102L033/S(S100) | CURRENT
000006613 | END CAP | HEAT SHRINKABLE;80 MM LG,15 TO 35 MM OD CABLE RANGE;SUITABLE FOR 4 CORE 25 SQ MM PVC/PVC AND PLYHDPE CABLES; PACK OF 100,PACK WEIGHT 10 KG; | LEGEND | LEGEND POWER SYSTEMS | SRE3-BLK | CURRENT
000006614 | END CAP | HEAT SHRINKABLE;140 MM LG,25 TO 55 MM OD CABLE RANGE;SUITABLE FOR 25 & 95 3C PLYHDPE,185 1C PLYHDPE,400 1C PLYPVC, PLYHDPE;BOX OF 20;PACK WEIGHT 5 KG; | JBJOINT | JB JOINTING SUPPLIES PTY LTD | JB-EC-55/25 | CURRENT
000006614 | END CAP | HEAT SHRINKABLE;140 MM LG,25 TO 55 MM OD CABLE RANGE;SUITABLE FOR 25 & 95 3C PLYHDPE,185 1C PLYHDPE,400 1C PLYPVC, PLYHDPE;BOX OF 20;PACK WEIGHT 5 KG; | LEGEND | LEGEND POWER SYSTEMS | SRE4-LONG-BLK | CURRENT
000006614 | END CAP | HEAT SHRINKABLE;140 MM LG,25 TO 55 MM OD CABLE RANGE;SUITABLE FOR 25 & 95 3C PLYHDPE,185 1C PLYHDPE,400 1C PLYPVC, PLYHDPE;BOX OF 20;PACK WEIGHT 5 KG; | TECONN | TE CONNECTIVITY LTD | 102L044/S(S50) | CURRENT
000006615 | END CAP | HEAT SHRINKABLE;150 MM LG,35 TO 75 MM OD CABLE RANGE;SUITABLE FOR 185 3-1/2 C PLYHDPE/PLYPVC,95-185-240-300 & 400 3C PLYHDPE,240 3C XPLE/PVC,630 & 1000 1C | JBJOINT | JB JOINTING SUPPLIES PTY LTD | JB-EC-75/35 | CURRENT
000006615 | END CAP | HEAT SHRINKABLE;150 MM LG,35 TO 75 MM OD CABLE RANGE;SUITABLE FOR 185 3-1/2 C PLYHDPE/PLYPVC,95-185-240-300 & 400 3C PLYHDPE,240 3C XPLE/PVC,630 & 1000 1C | LEGEND | LEGEND POWER SYSTEMS | SRE4.5-LONG-BLK | CURRENT
000006615 | END CAP | HEAT SHRINKABLE;150 MM LG,35 TO 75 MM OD CABLE RANGE;SUITABLE FOR 185 3-1/2 C PLYHDPE/PLYPVC,95-185-240-300 & 400 3C PLYHDPE,240 3C XPLE/PVC,630 & 1000 1C | TECONN | TE CONNECTIVITY LTD | 102L048/S(S25) | CURRENT
000006616 | END CAP | HEAT SHRINKABLE;50 MM LG,8 TO 17 MM OD CABLE RANGE;SUITABLE FOR 4,16 & 25 SQ MM PVC/PVC CABLES & 25 SQ MM TO 95 SQ MM XLPE CABLES;ROLL-ON CAP 15640 IS A | RAYCHEM | RAYCHEM (AUSTRALIA) PTY LTD | 102L022/S(S100) | PHASING
000006633 | CLAMP,ELEC PWR CABLE,SUPPORT | SINGLE BOLT;ALUMINIUM/SILICON;44 MM TO 51 MM CABLE DIA (1-3/4 -2 IN);DRILLED 12 MM DIA TO SUIT M10; SUPPLIED AS TIED PAIRS; | BRISFDRY |  | CLAMP,44 MM TO 51 MM | CURRENT
000006634 | CLAMP,ELEC PWR CABLE,SUPPORT | DOUBLE BOLT;ALUMINIUM/SILICON;51 MM TO 57 MM CABLE DIA (2.00-2.25 IN) DRILLED 12 MM DIA TO SUIT M10; SUPPLIED AS TIED PAIRS; | BRISFDRY |  | CLAMP,51 MM TO 57 MM | CURRENT
000006635 | CLAMP,ELEC PWR CABLE,SUPPORT | DOUBLE BOLT;ALUMINIUM/SILICON;57 MM TO 63 MM CABLE DIA (2.25 - 2.50 IN) DRILLED 12 MM DIA TO SUIT M10;SUPPLIED AS TIED PAIRS; | BRISFDRY |  | CLAMP,57 MM TO 63 MM | CURRENT
000006636 | CLAMP,ELEC PWR CABLE,SUPPORT | DOUBLE BOLT;ALUMINIUM/SILICON;63 MM TO 70 MM CABLE DIA (2.50 - 2.75 IN) DRILLED 12 MM DIA TO SUIT M10;SUPPLIED AS TIED PAIRS; | BRISFDRY |  | CLAMP,63 MM TO 70 MM | CURRENT
000006646 | STRESS CONE | PRE-CUT TAPE ROLL;IMPREGNATED PAPER; 400 SQ MM;33 KV;1 PER SEALED CONTAINER; | CABUS | CABUS | STRESS CONE | PURCHASE AS REQUIRED
000006651 | STRESS CONE | PRE-CUT TAPE ROLL;IMPREGNATED PAPER; 630 SQ MM;33 KV;1 PER SEALED CONTAINER; | CABUS | CABUS | STRESS CONE,PRE-CUT | PURCHASE AS REQUIRED
000006658 | SPLICE,CONDUCTOR | INLINE SPLICING TYPE 0.5 TO 0.9 MM CONNECTOR OD BOX OF 100 SPLICE HAS RED CAP | 3M | 3M AUSTRALIA PTY LTD | U1R | CURRENT
000006658 | SPLICE,CONDUCTOR | INLINE SPLICING TYPE 0.5 TO 0.9 MM CONNECTOR OD BOX OF 100 SPLICE HAS RED CAP | 3M | 3M AUSTRALIA PTY LTD | 3410674 - 316 IR | CURRENT
000006662 | COUPLING,NONMETALLIC RIGID CONDUIT | UPVC;ORANGE;100 MM NOM DIA;LIGHT DUTY; DOUBLE ENDED SOCKET;AS2053;PACK OF 30, PACK WEIGHT 0.57 KG; | IPLEX | IPLEX PIPELINES AUSTRALIA PTY LTD | G151 | CURRENT
000006662 | COUPLING,NONMETALLIC RIGID CONDUIT | UPVC;ORANGE;100 MM NOM DIA;LIGHT DUTY; DOUBLE ENDED SOCKET;AS2053;PACK OF 30, PACK WEIGHT 0.57 KG; | TRI UGRD | TRI UNDERGROUND AUSTRALIA PTY LTD | LDE100COUPFF | CURRENT
000006662 | COUPLING,NONMETALLIC RIGID CONDUIT | UPVC;ORANGE;100 MM NOM DIA;LIGHT DUTY; DOUBLE ENDED SOCKET;AS2053;PACK OF 30, PACK WEIGHT 0.57 KG; | HAYMANS | HAYMANS ELECTRICAL | FABL242100 | CURRENT
000006662 | COUPLING,NONMETALLIC RIGID CONDUIT | UPVC;ORANGE;100 MM NOM DIA;LIGHT DUTY; DOUBLE ENDED SOCKET;AS2053;PACK OF 30, PACK WEIGHT 0.57 KG; | VINIDEX |  | 32160 | CURRENT
000006665 | MANHOLE TOP ASSEMBLY | Footpath Access, Single Cover, Class B, 762mm2 Clear Opening, 1mm Concrete Filled Shim, Cast Iron, Rigid Frame, 80kN Load Capacity, AS3996 | EJAUST | EJ AUSTRALIA PTY LTD | COVER ACCESS ASSEMBLY FOOTPATH | PURCHASE AS REQUIRED
000006665 | MANHOLE TOP ASSEMBLY | Footpath Access, Single Cover, Class B, 762mm2 Clear Opening, 1mm Concrete Filled Shim, Cast Iron, Rigid Frame, 80kN Load Capacity, AS3996 | ACOPOLY | ACO POLYCRETE 467 TUFNELL RD BANYO 4014 | 85178 | PURCHASE AS REQUIRED
000006669 | BRICK,ELECTRICAL POWER CABLE PROTECTION | FLAT RECT;230 MM LG,150 MM W,50 MM THK; KILN FIRED CLAY;MARKED "ENERGEX ELECTRIC CABLE";240 BRICKS PER PALLET; | CLAYPAVE | CLAYPAVE PTY LTD | BRICK,ELECTRICAL | CURRENT
000006673 | COVER,PROTECTIVE,UNDERGROUND CABLE,POLE | TYPE 3;2500 MM LG,150 MM W,100 MM D; STEEL GALV;TWO HOLES FOR EARTH FIXING; PACK OF 50;PACK WEIGHT 19 KG;FOR 2 CABLES UP TO 65 MM DIA; | HAYMAN | HAYMANS INDUSTRIES PTY LTD | 6673 | CURRENT
000006673 | COVER,PROTECTIVE,UNDERGROUND CABLE,POLE | TYPE 3;2500 MM LG,150 MM W,100 MM D; STEEL GALV;TWO HOLES FOR EARTH FIXING; PACK OF 50;PACK WEIGHT 19 KG;FOR 2 CABLES UP TO 65 MM DIA; | GREATWST |  | 06673 | CURRENT
000006674 | COVER,PROTECTIVE,UNDERGROUND CABLE,POLE | TYPE 4;2500 MM LG,230 MM W,145 MM D; STEEL,GALV;TWO HOLES FOR EARTH FIXING; PACK OF 1;PACK WEIGHT 29 KG;FOR 3 CABLES UP TO 65 MM DIA; | HAYMAN | HAYMANS INDUSTRIES PTY LTD | 6674 | CURRENT
000006674 | COVER,PROTECTIVE,UNDERGROUND CABLE,POLE | TYPE 4;2500 MM LG,230 MM W,145 MM D; STEEL,GALV;TWO HOLES FOR EARTH FIXING; PACK OF 1;PACK WEIGHT 29 KG;FOR 3 CABLES UP TO 65 MM DIA; | GREATWST |  | 06674 | CURRENT
000006676 | COVER,ELECTRICITY SUPPLY PILLAR | SHORT;315 MM H,315 MM W,248 MM D; POLYPROPYLENE,NATURE GREEN;C/W TOP & BOTTOM VENTING;84 PER PALLET,PALLET WEIGHT 167 KG; | WEBER | WEBER SOUTH PACIFIC PTY LTD | ES1000 | CURRENT
000006676 | COVER,ELECTRICITY SUPPLY PILLAR | SHORT;315 MM H,315 MM W,248 MM D; POLYPROPYLENE,NATURE GREEN;C/W TOP & BOTTOM VENTING;84 PER PALLET,PALLET WEIGHT 167 KG; | FULTON | FULTON INDUSTRIES PL | PPB2MVG | CURRENT
000006676 | COVER,ELECTRICITY SUPPLY PILLAR | SHORT;315 MM H,315 MM W,248 MM D; POLYPROPYLENE,NATURE GREEN;C/W TOP & BOTTOM VENTING;84 PER PALLET,PALLET WEIGHT 167 KG; | LEGEND | LEGEND POWER SYSTEMS | PBS-GV | CURRENT
000006676 | COVER,ELECTRICITY SUPPLY PILLAR | SHORT;315 MM H,315 MM W,248 MM D; POLYPROPYLENE,NATURE GREEN;C/W TOP & BOTTOM VENTING;84 PER PALLET,PALLET WEIGHT 167 KG; | PLP AUST | PREFORMED LINE PRODUCTS (AUST) | D-UT11SGV | CURRENT
000006676 | COVER,ELECTRICITY SUPPLY PILLAR | SHORT;315 MM H,315 MM W,248 MM D; POLYPROPYLENE,NATURE GREEN;C/W TOP & BOTTOM VENTING;84 PER PALLET,PALLET WEIGHT 167 KG; | FLOWLINE | FLOWLINE INDUSTRIES PTY LTD | ES1000 | CURRENT
000006677 | COVER,ELECTRICITY SUPPLY PILLAR | TALL;545 MM H,315 MM W,248 MM D; POLYPROPYLENE,NATURE GREEN;C/W TOP & BOTTOM VENTING;PALLET OF 60;PALLET WEIGHT 172 KG;UJ MANUAL 1.103D,1. | WEBER | WEBER SOUTH PACIFIC PTY LTD | ES1002 | CURRENT
000006677 | COVER,ELECTRICITY SUPPLY PILLAR | TALL;545 MM H,315 MM W,248 MM D; POLYPROPYLENE,NATURE GREEN;C/W TOP & BOTTOM VENTING;PALLET OF 60;PALLET WEIGHT 172 KG;UJ MANUAL 1.103D,1. | FULTON | FULTON INDUSTRIES PL | PPB2TVG | CURRENT
000006677 | COVER,ELECTRICITY SUPPLY PILLAR | TALL;545 MM H,315 MM W,248 MM D; POLYPROPYLENE,NATURE GREEN;C/W TOP & BOTTOM VENTING;PALLET OF 60;PALLET WEIGHT 172 KG;UJ MANUAL 1.103D,1. | LEGEND | LEGEND POWER SYSTEMS | PBL-GV | CURRENT
000006677 | COVER,ELECTRICITY SUPPLY PILLAR | TALL;545 MM H,315 MM W,248 MM D; POLYPROPYLENE,NATURE GREEN;C/W TOP & BOTTOM VENTING;PALLET OF 60;PALLET WEIGHT 172 KG;UJ MANUAL 1.103D,1. | PLP AUST | PREFORMED LINE PRODUCTS (AUST) | D-UT11GV | CURRENT
000006677 | COVER,ELECTRICITY SUPPLY PILLAR | TALL;545 MM H,315 MM W,248 MM D; POLYPROPYLENE,NATURE GREEN;C/W TOP & BOTTOM VENTING;PALLET OF 60;PALLET WEIGHT 172 KG;UJ MANUAL 1.103D,1. | LEGEND | LEGEND POWER SYSTEMS | PBHCV | CURRENT
000006677 | COVER,ELECTRICITY SUPPLY PILLAR | TALL;545 MM H,315 MM W,248 MM D; POLYPROPYLENE,NATURE GREEN;C/W TOP & BOTTOM VENTING;PALLET OF 60;PALLET WEIGHT 172 KG;UJ MANUAL 1.103D,1. | FLOWLINE | FLOWLINE INDUSTRIES PTY LTD | ES1002 | CURRENT
000006678 | SLAB,CONCRETE,PRE-CAST | FOR ELECTRICAL POWER CABLE JOINT PROTECTION;STEEL REINFORCED CONCRETE; 1000 MM LG,400 MM W,40 MM THK;MARKED "ENERGEX ELECTRICITY CABLE";PACK OF 12; | AQUARIUS | AQUARIUS PRECAST PL | 541QE | CURRENT
000006678 | SLAB,CONCRETE,PRE-CAST | FOR ELECTRICAL POWER CABLE JOINT PROTECTION;STEEL REINFORCED CONCRETE; 1000 MM LG,400 MM W,40 MM THK;MARKED "ENERGEX ELECTRICITY CABLE";PACK OF 12; | TRI UGRD | TRI UNDERGROUND AUSTRALIA PTY LTD | TRISLABE | CURRENT
000006678 | SLAB,CONCRETE,PRE-CAST | FOR ELECTRICAL POWER CABLE JOINT PROTECTION;STEEL REINFORCED CONCRETE; 1000 MM LG,400 MM W,40 MM THK;MARKED "ENERGEX ELECTRICITY CABLE";PACK OF 12; | HUMES | HUMES | 1000 MM LG,400 MM W,40 MM THK | CURRENT
000006681 | PLATE,IDENTIFICATION | BRASS;LEGEND-LETTER "L";35 MM DIA, 5 MM THK;W/TWO 25 MM LG MTG STUDS ON BACK;LETTER "L" STANDS FOR "LIGHT" PACK OF 1; | RMS | RELAY MONITORING SYSTEMS PL | 6681 | CURRENT
000006682 | SIGN | Kerb Marker, 35mm Dia, 1.6mm H, "E", Brass, c/w QTY 2 x 25mm LG MTG Studs on Back, (P100) | HTDKERB | HTD KERBMARKERS AUSTRALIA | BRASS E-157120 | CURRENT
000006682 | SIGN | Kerb Marker, 35mm Dia, 1.6mm H, "E", Brass, c/w QTY 2 x 25mm LG MTG Studs on Back, (P100) | RMS | RELAY MONITORING SYSTEMS PL | 6682 | CURRENT
000006684 | TERMINATION COMPONENTS,ELEC POWER CABLE | 33 KV;OUTDOOR;SINGLE PHASE;FOR 3 SQ IN COPPER CONDUCTOR,HOLLOW CORE,OIL FILLED CABLE;PORCELAIN INSULATOR ONLY;SECURITY STOCK VPK (VICTORIA PARK) TERMINATION | BICC |  | DWG E95303-D1 JI 3359 | STRATEGIC SPARE
000006709 | FERRULE,ELECTRICAL CONDUCTOR | WEAKBACK-SOLDER;COPPER;500 SQ MM (0.75 SQ IN); | ALSTOM | ALSTOM GRID AUSTRALIA LIMITED | 53417-29 | PHASING
000006718 | FERRULE,ELECTRICAL CONDUCTOR | WEAKBACK-SOLDER;COPPER;COPPER CONDUCTOR; (0.15 SQ IN),95 SQ MM COMPACTED & NON-COMPACTED;FOR (0.12 SQ IN) REFER TO STOCK CODE 06719;PACK OF 1; | HAYMANS | HAYMANS ELECTRICAL | ALS53417-22 | PHASING
000006718 | FERRULE,ELECTRICAL CONDUCTOR | WEAKBACK-SOLDER;COPPER;COPPER CONDUCTOR; (0.15 SQ IN),95 SQ MM COMPACTED & NON-COMPACTED;FOR (0.12 SQ IN) REFER TO STOCK CODE 06719;PACK OF 1; | ALSTOM | ALSTOM GRID AUSTRALIA LIMITED | 53417-22 | PHASING
000006721 | FERRULE,ELECTRICAL CONDUCTOR | WEAKBACK-SOLDER;COPPER;;120 SQ MM (0.20 SQ IN);PACK OF 1; | ALSTOM | ALSTOM GRID AUSTRALIA LIMITED | ALS53417-14 | PHASING
000006731 | INSULATION SLEEVE,ELEC,BRANCHED | 4-WAY;L/V;20 TO 50 MM DIA,CABLE END; 7- 20 MM DIA,FINGER END;MIN O/A LENGTH 150 MM MIN,FINGER LENGTH 30 MM; ADHESIVE LINED;TO SUIT 4 CORE 120 SQ MM | LEGEND | LEGEND POWER SYSTEMS | KEV430 | CURRENT
000006731 | INSULATION SLEEVE,ELEC,BRANCHED | 4-WAY;L/V;20 TO 50 MM DIA,CABLE END; 7- 20 MM DIA,FINGER END;MIN O/A LENGTH 150 MM MIN,FINGER LENGTH 30 MM; ADHESIVE LINED;TO SUIT 4 CORE 120 SQ MM | SICAME | SICAME AUSTRALIA PTY LTD | LVH4B50/14-C | CURRENT
000006732 | INSULATION SLEEVE,ELEC,BRANCHED | 4-WAY;L/V;35 TO 75 MM DIA,CABLE END; 13 TO 35 DIA,FINGER END,MIN O/A LENGTH 170 MM,MIN FINGER LENGTH 30 MM; ADHESIVE LINED;TO SUIT 240/300 SQ MM | TECONN | TE CONNECTIVITY LTD | 502K026/S(S5) | CURRENT
000006742 | STRAINER,WASTE DRAIN | CAST IRON;GULLY TRAP TYPE;150 MM DIA; USED IN CONCRETE JOINT PIT FOR VENTILATION PURPOSES; | GATIC |  | STRAINER | PURCHASE AS REQUIRED
000006742 | STRAINER,WASTE DRAIN | CAST IRON;GULLY TRAP TYPE;150 MM DIA; USED IN CONCRETE JOINT PIT FOR VENTILATION PURPOSES; | FARNTHOM |  | SGC/LS2 | PURCHASE AS REQUIRED
000006751 | JOINT,ELECTRICAL POWER CABLE | 110 KV;FOR 400 SQ MM,COPPER CONDUCTOR, 3 CORE TO 800 SQ MM,HOLLOW CORE,COPPER CONDUCTOR,3 X SINGLE CORE,OIL FILLED, PAPER INSULATED CABLE;STOP TYPE,SHEATH | NISSHO |  | DWG SAS0997450A | STRATEGIC SPARE
000006757 | JOINT,ELECTRICAL POWER CABLE | 110 KV;FOR 400 SQ MM,COPPER CONDUCTOR, 3 CORE,OIL FILLED,PAPER INSULATED CABLE; STRAIGHT TYPE;COPPER SLEEVE,FIBRE GLASS OUTER BOX; | NISSHO |  | DWG SAN0887131 | STRATEGIC SPARE
000006766 | JOINT,ELECTRICAL POWER CABLE | 110 KV;FOR 300 SQ MM,HOLLOW CORE, ALUMINIUM CONDUCTOR,SINGLE CORE,OIL FILLED PAPER INSULATED CABLE;STRAIGHT TYPE COPPER SLEEVE,FIBRE GLASS OUTER | HITACHI | HITACHI ENERGY AUSTRALIA LTD | EH173977,J1 TD42-713 | STRATEGIC SPARE
000006769 | JOINT,ELECTRICAL POWER CABLE | 33 KV;FOR 500 SQ MM (0.85 SQ IN), ALUMINIUM CONDUCTOR,3 CORE,OIL FILLED, PAPER INSULATED CABLE;STRAIGHT TYPE; COPPER SLEEVE,FIBRE GLASS OUTER BOX; | NKT | NKT CABLES AUSTRALIA P/L | MVDO 72 3C - 3C | STRATEGIC SPARE
000006781 | INSULATING COMPOUND KIT,ELECTRICAL | JOINTING COMMUNICATIONS SPLICING & BLOCKING 14 TO 26 PR;PACK OF 1;FOR 10 PAIR & 20 PAIR PILOT CABLE JOINTS C/W HEATSHRINK SLEEVE 600 MM LG;UJ MANUAL | 3M | 3M AUSTRALIA PTY LTD | NBA4 | CURRENT
000006827 | TERMINATION COMPONENTS,ELEC POWER CABLE | 11 KV;HAZEMEYER,SWITCHGEAR;;FOR 16 TO 70 SQ MM COPPER CONDUCTOR 3 X SINGLE CORE SCREENED,XLPE/PVC CABLE;CONTAINS SINGLE CORE TUBES,COVERS,CLAMPS,BUSHES | HAZEMEYR |  | 502-0015 | CURRENT
000006828 | TERMINATION KIT,ELECTRICAL CABLE | Magnefix, Cable Connection Kit, Pin Type, for Hazemeyer Transformer, for 16 to 95mm2 Cu 3 x 1 core screened XLPE/PVC Cable, C/W Single Core Tubes, | EATON | EATON ELECTRIC SYSTEMS PTY LTD | 502.0024 | CURRENT
000006837 | CABLE ASSY,PWR,ELEC | 11 KV;16 SQ MM;3 X SINGLE CORE EA 1.8 M LG;COPPER SCREENED XLPE/PVC;CABLE ENDS FITTED W/MOULDED TYPE STRESS CONES;FOR CONNECTION TRANSFORMER TO HAZEMEYER | GILBLODG | GILBERT LODGE AUSTRALIA | EQ35-PIN-PIN-2/3 | CURRENT
000006837 | CABLE ASSY,PWR,ELEC | 11 KV;16 SQ MM;3 X SINGLE CORE EA 1.8 M LG;COPPER SCREENED XLPE/PVC;CABLE ENDS FITTED W/MOULDED TYPE STRESS CONES;FOR CONNECTION TRANSFORMER TO HAZEMEYER | HAZEMEYR |  | 503-1015 | CURRENT
000006841 | INSULATOR,PIPE LINE | GAS FILLED CABLE;1/4 IN COPPER PIPE, ERMETO COUPLING;PORCELAIN;10 KV; COPPER CONE FITTED ONE END;SECURITY STOCK GAS FILLED CABLE; | BICC |  | INSULATOR,PIPE | PURCHASE AS REQUIRED
000006844 | PILLAR | Electricity Supply Pillar, 440V, 3 Ph, 3-Way, 400A, 2 Links, T-Shaped Panel | STEMAR |  | IIN:06844 | PURCHASE AS REQUIRED
000006845 | PANEL,LINKING | ELECTRICITY SUPPLY PILLAR;440 V,3 PHASE; TWO WAY,SINGLE LINK;T SHAPED PANEL; 400 AMP;BOX OF 1,PACK WEIGHT 15 KG; | STEMAR |  | IIN:06845 | CURRENT
000006855 | PIN,ELEC POWER CABLE SUPPORT BRACKET | 125 MM LG,12 MM DIA;STAINLESS STEEL; BAGS OF 100;TO AFIX CABLE SUPPORT BRACKET STOCK CODE ( 06609 & 06610) TO STEEL CHANNEL IN CONCRETE JOINT PITS; | HAYMAN | HAYMANS INDUSTRIES PTY LTD | 6855 | CURRENT
000006855 | PIN,ELEC POWER CABLE SUPPORT BRACKET | 125 MM LG,12 MM DIA;STAINLESS STEEL; BAGS OF 100;TO AFIX CABLE SUPPORT BRACKET STOCK CODE ( 06609 & 06610) TO STEEL CHANNEL IN CONCRETE JOINT PITS; | SEWELFRG | GREG SEWELL FORGINGS PTY LTD | PIN,ELEC POWER | CURRENT
000006866 | PIPE,METALLIC | LEAD;76 MM NB;3.2 MM WALL THK;610 MM LG ;9.0 KG/M;0.06% COPPERISED SOFT LEAD ;AS1812;CRATE MAX 500 KG; | CONALLOY |  | LEAD;76 MM NB; | CURRENT
000006889 | INSULATION HOOD | PVC,FLAME RETARDANT;BLACK;65 MM OD, 90 MM LG,+ CONICAL/SQUARE END 55 MM LG MM WALL THK;BOX OF 100; PACK WEIGHT 8.0 KG;USED IN URD ELECTRICITY SUPPLY | WEBER | WEBER SOUTH PACIFIC PTY LTD | ESQ065 | CURRENT
000006889 | INSULATION HOOD | PVC,FLAME RETARDANT;BLACK;65 MM OD, 90 MM LG,+ CONICAL/SQUARE END 55 MM LG MM WALL THK;BOX OF 100; PACK WEIGHT 8.0 KG;USED IN URD ELECTRICITY SUPPLY | LEGEND | LEGEND POWER SYSTEMS | ISP-BK-SM-FT | CURRENT
000006889 | INSULATION HOOD | PVC,FLAME RETARDANT;BLACK;65 MM OD, 90 MM LG,+ CONICAL/SQUARE END 55 MM LG MM WALL THK;BOX OF 100; PACK WEIGHT 8.0 KG;USED IN URD ELECTRICITY SUPPLY | PLP AUST | PREFORMED LINE PRODUCTS (AUST) | D-SHDS66 | CURRENT
000006889 | INSULATION HOOD | PVC,FLAME RETARDANT;BLACK;65 MM OD, 90 MM LG,+ CONICAL/SQUARE END 55 MM LG MM WALL THK;BOX OF 100; PACK WEIGHT 8.0 KG;USED IN URD ELECTRICITY SUPPLY | FLOWLINE | FLOWLINE INDUSTRIES PTY LTD | ESQ065 | CURRENT
000006897 | INSULATION SLEEVING,ELECTRICAL | POLYOLEFIN,HEAT SHRINKABLE;19 MM MIN ID EXP,6.0 MM MAX ID RECOVERED;2.0 MM MIN THK RECOVERED;300 MM LG;BLACK; MELTABLE INNER LINING;FOR 25 SQ MM LV | LEGEND | LEGEND POWER SYSTEMS | STDW27/6PA-300 | CURRENT
000006897 | INSULATION SLEEVING,ELECTRICAL | POLYOLEFIN,HEAT SHRINKABLE;19 MM MIN ID EXP,6.0 MM MAX ID RECOVERED;2.0 MM MIN THK RECOVERED;300 MM LG;BLACK; MELTABLE INNER LINING;FOR 25 SQ MM LV | TECONN | TE CONNECTIVITY LTD | WCSM-24/6-300/S(S50) | CURRENT
000006898 | INSULATION SLEEVING,ELECTRICAL | POLYOLEFIN,HEAT SHRINKABLE;40 MM MIN ID EXP,12.7 MM MAX ID RECOVERED;3.0 MM MIN THK RECOVERED;300 MM LG;BLACK;MELTABLE INNER LINING;FOR TRIPLEX (ABC) CABLE | LEGEND | LEGEND POWER SYSTEMS | STDW43/10PA-300 | CURRENT
000006898 | INSULATION SLEEVING,ELECTRICAL | POLYOLEFIN,HEAT SHRINKABLE;40 MM MIN ID EXP,12.7 MM MAX ID RECOVERED;3.0 MM MIN THK RECOVERED;300 MM LG;BLACK;MELTABLE INNER LINING;FOR TRIPLEX (ABC) CABLE | TECONN | TE CONNECTIVITY LTD | XCSM-44/12-300/S(S25) | CURRENT
000006899 | INSULATION SLEEVING,ELECTRICAL | POLYOLEFIN,HEAT SHRINKABLE;75 MM MIN ID EXP,22 MM MAX ID RECOVERED;3 MM MIN THK RECOVERED;600 MM LG;BLACK;INNER SEALANT COATING;FOR PILOT JOINT,UJ MANUAL | LEGEND | LEGEND POWER SYSTEMS | SMDW92/26TK-600 | CURRENT
000006899 | INSULATION SLEEVING,ELECTRICAL | POLYOLEFIN,HEAT SHRINKABLE;75 MM MIN ID EXP,22 MM MAX ID RECOVERED;3 MM MIN THK RECOVERED;600 MM LG;BLACK;INNER SEALANT COATING;FOR PILOT JOINT,UJ MANUAL | TECONN | TE CONNECTIVITY LTD | MWTM-85/25-600/S(S10) | CURRENT
000006908 | RUNG,INDIVIDUAL-RUNG LADDER. | NON STAGGERED;350 MM INT W;24 MM MIN DIA GALV STEEL;SUITABLE FOR CASTING IN CONCRETE WALL;AS1657;PACK OF 3, PALLET OF 42;FOR CABLE JOINT PIT & OIL | HAYMAN | HAYMANS INDUSTRIES PTY LTD | 6908 | PURCHASE AS REQUIRED
000006908 | RUNG,INDIVIDUAL-RUNG LADDER. | NON STAGGERED;350 MM INT W;24 MM MIN DIA GALV STEEL;SUITABLE FOR CASTING IN CONCRETE WALL;AS1657;PACK OF 3, PALLET OF 42;FOR CABLE JOINT PIT & OIL | STEELWAY |  | E6908 | PURCHASE AS REQUIRED
000006909 | CABLE TIE | Nylon, Black, 550 x 13mm, UV Resistant UHD (P100) | CABLACES | CABLACES | CT600BK-UHD | CURRENT
000006909 | CABLE TIE | Nylon, Black, 550 x 13mm, UV Resistant UHD (P100) | CARROLL | CARROLL CABLE TIES & ACCESSORIES | CT 550HB | CURRENT
000006912 | TERMINATION,ELECTRICAL POWER CABLE | 33 KV;OUTDOOR;SINGLE PHASE;FOR 150 SQ MM ,COPPER CONDUCTOR,GAS FILLED CABLE;ETHOX ,PORCELAIN;GLOVERS LATER TYPE; | BICC |  | DWG NO T12991 UX033 | PURCHASE AS REQUIRED
000006913 | TERMINATION,ELECTRICAL POWER CABLE | 33 KV;OUTDOOR;SINGLE PHASE;FOR 240 SQ MM ,COPPER OR ALUMINIUM CONDUCTOR,GAS FILLED CABLE;ETHOX,PORCELAIN;GLOVERS LATER TYPE;SECURITY STOCK; | BICC |  | DWG NO T12991 | STRATEGIC SPARE
000006915 | TERMINATION,ELECTRICAL POWER CABLE | 110 KV;OUTDOOR;SINGLE PHASE;FOR 800 SQ MM,HOLLOW CORE,COPPER CONDUCTOR, OIL FILLED CABLE;PORCELAIN;W/TAPES ETC; FOR U/W CABLE (STOCK CODE 07032) | NISSHO |  | DWG NO SAE0777585 | STRATEGIC SPARE
000006918 | TERMINATION,ELECTRICAL POWER CABLE | 110 KV;OIL IMMERSED;SINGLE PHASE;FOR 300 SQ MM,HOLLOW CORE,ALUMINIUM CONDUCTOR, OIL FILLED CABLE;PORCELAIN;C/W TAPES ETC ;CABLE (STOCK CODE 06982) SECURITY STOCK | HITACHI | HITACHI ENERGY AUSTRALIA LTD | DWG EH174374-J1 TD42-713 | STRATEGIC SPARE
000006919 | TERMINATION,ELECTRICAL POWER CABLE | 110 KV;OUTDOOR;SINGLE PHASE;FOR 300 SQ MM,HOLLOW CORE,ALUMINIUM CONDUCTOR,OIL FILLED CABLE;PORCELAIN;W/TAPES ETC;FOR U/W CABLE (STOCK CODE 06982) SECURITY | HITACHI | HITACHI ENERGY AUSTRALIA LTD | DWG EH173995 J1 TD42-713 | STRATEGIC SPARE
000006922 | FILLING KIT,UNDERGRD CABLE TERMINATION | HAZEMEYER,INCL FILLER & CAP; | HAZEMEYR |  | FILLER 2681-952 & | PURCHASE AS REQUIRED
000006922 | FILLING KIT,UNDERGRD CABLE TERMINATION | HAZEMEYER,INCL FILLER & CAP; | HAZEMEYR |  | CAP 2681-926 | PURCHASE AS REQUIRED
000006932 | COVER,ELECTRICITY SUPPLY PILLAR | 630 MM H,320 MM W,260 MM D;POLYETHELENE FLAME RETARDENT;GREEN;W/EXTRA VENTING; PALLET OF 12,PACK WEIGHT 92 KG;U/W BASE STOCK CODE 06511; | WEBER | WEBER SOUTH PACIFIC PTY LTD | UG2029 | CURRENT
000006932 | COVER,ELECTRICITY SUPPLY PILLAR | 630 MM H,320 MM W,260 MM D;POLYETHELENE FLAME RETARDENT;GREEN;W/EXTRA VENTING; PALLET OF 12,PACK WEIGHT 92 KG;U/W BASE STOCK CODE 06511; | PLP AUST | PREFORMED LINE PRODUCTS (AUST) | D-URDIC65 | CURRENT
000006969 | CABLE,POWER,ELECTRICAL | 19/33 KV;(0.85 SQ IN);ALUMINIUM CONDUCTOR;3 CORE;OIL FILLED,PAPER INSULATED,ALUMINIUM SHEATH,PVC OUTER SHEATH;SECURITY STOCK; | BICC |  | CABLE,POWER,0.85 SQ IN. | STRATEGIC SPARE
000006982 | CABLE,POWER,ELECTRICAL | 110 KV;300 SQ MM;HOLLOW CORE;ALUMINIUM CONDUCTOR;SINGLE CORE;OIL FILLED,PAPER INSULATED,CORRUGATED ALUMINIUM SHEATH, PVC OUTER SHEATH;DIELECTRIC STRESS 9.2 | HITACHI | HITACHI ENERGY AUSTRALIA LTD | CABLE,300 SQ MM SINGLE CORE | STRATEGIC SPARE
000006987 | CABLE,POWER,ELECTRICAL | 0.6/1 KV;25 SQ MM;ANNEALED;COPPER CONDUCTOR;3 CORE,4 CONDUCTOR;NEUTRAL SCREENED,PVC INSULATED,ORANGE PVC SHEATHED;AS3155;500 M DRUM SIZE;AS OF | OLEX | OLEX AUSTRALIA PTY LTD | CABLE,POWER 25 SQ MM | PHASING
000007006 | CABLE,POWER,ELECTRICAL | 6.35/11 KV;400 SQ MM;COPPER CONDUCTOR; 3 CORE;SCREENED,PLYSWS;125 M DRUM SIZE; SECURITY STOCK; | OLEX | OLEX AUSTRALIA PTY LTD | CABLE,POWER,400 SQ MM | STRATEGIC SPARE
000007007 | CABLE,POWER,ELECTRICAL | 11 KV;400 SQ MM;COPPER CONDUCTOR;SINGLE CORE;SCREENED,PLYPVC;500 M,DRUM SIZE SHALL NOT EXCEED 2400 DIA,1250 W OR 5.0 TONNES,108 MM SPINDLE HOLE; | OLEX | OLEX AUSTRALIA PTY LTD | CABLE 400 SQ MM | PURCHASE AS REQUIRED
000007015 | CABLE,POWER,ELECTRICAL | 11 KV;630 SQ MM;COPPER CONDUCTOR;SINGLE CORE;SCREENED,PLYPVC;500 M,DRUM SIZE SHALL NOT EXCEED 2400 DIA 1250 W OR 5.0 TONNES W/O ENERGEX ACCEPTANCE | OLEX | OLEX AUSTRALIA PTY LTD | KMRP32AA001CXAA | STRATEGIC SPARE
000007035 | CABLE,CONTROL,ELECTRICAL | UNDERGROUND;10 PAIR;1/0.9 MM DIA COPPER; POLYETHELENE INSULATED,UNIT TWIN CONSTRUCTION POLYESTER TAPED, POLYETHELENE CORE SCREEN INSULATED | LSCABLE | LS CABLE & SYSTEM PL - 310041 | LS07035 | CURRENT
000007040 | CABLE,CONTROL,ELECTRICAL | UNDERGROUND;20 PAIR;1/0.9 MM DIA COPPER; (ABBREV.DESCR.PEIUTPHJ)COPPER WIRE SCREENED WITH SCREENING FACTOR OF 0.3; 1200 M DRUM SIZE;SPINDLE HOLE SIZE | LSCABLE | LS CABLE & SYSTEM PL - 310041 | LS07040 | CURRENT
000007082 | CABLE,CONTROL,ELECTRICAL | AERIAL,PILOT;20 PR;1/0.9 MM;POLYETHYLENE /POLYETHYLENE,POLYESTER TAPED,COPPER TAPE SCREENED;WITH 7/2.00 GALVANISED STEEL INTEGRAL BEARER;500 M DRUM;DRUM | LSCABLE | LS CABLE & SYSTEM PL - 310041 | LS07082 | CURRENT
000007103 | WIRE,ELECTRICAL | BUILDING;COPPER,ANNEALED;1.5 SQ MM;7/0.5 7/0.50 MM;0.6/1 KV;PVC INSULATED;BLUE; 100 M DRUM SIZE;WEIGHT 3.10 KG; | PRYSMIAN | PRYSMIAN POWER CABLES & SYSTEMS AUST | 20199362 | CURRENT
000007103 | WIRE,ELECTRICAL | BUILDING;COPPER,ANNEALED;1.5 SQ MM;7/0.5 7/0.50 MM;0.6/1 KV;PVC INSULATED;BLUE; 100 M DRUM SIZE;WEIGHT 3.10 KG; | MIDLANDS | MIDLAND METALS | MMO-1X1.5 CU PVC BLU | CURRENT
000007103 | WIRE,ELECTRICAL | BUILDING;COPPER,ANNEALED;1.5 SQ MM;7/0.5 7/0.50 MM;0.6/1 KV;PVC INSULATED;BLUE; 100 M DRUM SIZE;WEIGHT 3.10 KG; | OLEX | OLEX AUSTRALIA PTY LTD | BAAP05A1001AABE | CURRENT
000007107 | WIRE,ELECTRICAL | BUILDING;COPPER,ANNEALED;1.5 SQ MM; 7/0.50 MM;0.6/1 KV;PVC INSULATED;RED; 100 M DRUM SIZE;WEIGHT 3.10 KG; | PRYSMIAN | PRYSMIAN POWER CABLES & SYSTEMS AUST | 20199359 | CURRENT
000007107 | WIRE,ELECTRICAL | BUILDING;COPPER,ANNEALED;1.5 SQ MM; 7/0.50 MM;0.6/1 KV;PVC INSULATED;RED; 100 M DRUM SIZE;WEIGHT 3.10 KG; | MIDLANDS | MIDLAND METALS | MMO-1X1.5 CU PVC RD | CURRENT
000007107 | WIRE,ELECTRICAL | BUILDING;COPPER,ANNEALED;1.5 SQ MM; 7/0.50 MM;0.6/1 KV;PVC INSULATED;RED; 100 M DRUM SIZE;WEIGHT 3.10 KG; | OLEX | OLEX AUSTRALIA PTY LTD | BAAP05A1001AARD | CURRENT
000007108 | WIRE,ELECTRICAL | BUILDING;COPPER,ANNEALED;1.5 SQ MM; 7/0.50 MM;0.6/1 KV;PVC INSULATED;WHITE; 100 M DRUM SIZE;WEIGHT 3.10 KG; | PRYSMIAN | PRYSMIAN POWER CABLES & SYSTEMS AUST | 20199361 | CURRENT
000007108 | WIRE,ELECTRICAL | BUILDING;COPPER,ANNEALED;1.5 SQ MM; 7/0.50 MM;0.6/1 KV;PVC INSULATED;WHITE; 100 M DRUM SIZE;WEIGHT 3.10 KG; | MIDLANDS | MIDLAND METALS | MMO-1X1.5 CU PVC WHT | CURRENT
000007108 | WIRE,ELECTRICAL | BUILDING;COPPER,ANNEALED;1.5 SQ MM; 7/0.50 MM;0.6/1 KV;PVC INSULATED;WHITE; 100 M DRUM SIZE;WEIGHT 3.10 KG; | OLEX | OLEX AUSTRALIA PTY LTD | BAAP05A1001AAWT | CURRENT
000007111 | CABLE,POWER,ELECTRICAL | 0.6/1 KV;2.5 SQ MM (7/0.67 MM);ANNEALED; COPPER CONDUCTOR;4 CORE W/O EARTH; CIRCULAR,PVC INSULATED,ORANGE OR BLACK PVC SHEATHED;100 M SPOOL, SPOOL WEIGHT | MIDLANDS | MIDLAND METALS | MMO-4X2.5 CU X PVC BLK | CURRENT
000007111 | CABLE,POWER,ELECTRICAL | 0.6/1 KV;2.5 SQ MM (7/0.67 MM);ANNEALED; COPPER CONDUCTOR;4 CORE W/O EARTH; CIRCULAR,PVC INSULATED,ORANGE OR BLACK PVC SHEATHED;100 M SPOOL, SPOOL WEIGHT | BAMBACH | BAMBACH WIRES & CABLES PTY LTD | T-ENQ 355 | CURRENT
000007111 | CABLE,POWER,ELECTRICAL | 0.6/1 KV;2.5 SQ MM (7/0.67 MM);ANNEALED; COPPER CONDUCTOR;4 CORE W/O EARTH; CIRCULAR,PVC INSULATED,ORANGE OR BLACK PVC SHEATHED;100 M SPOOL, SPOOL WEIGHT | OLEX | OLEX AUSTRALIA PTY LTD | HAHP07RP004CXEM | CURRENT
000007112 | CABLE,POWER,ELECTRICAL | 0.6/1 KV;2.5 SQ MM (7/0.67 MM);ANNEALED; COPPER CONDUCTOR;2 CORE;FLAT CABLE FOR S/L CIRCUITS;PVC INSULATED & SHEATHED; AS5000.1;ON 100 M CARDBOARD SPOOLS, | OLEX | OLEX AUSTRALIA PTY LTD | DACP07JJ002CXHF | CURRENT
000007112 | CABLE,POWER,ELECTRICAL | 0.6/1 KV;2.5 SQ MM (7/0.67 MM);ANNEALED; COPPER CONDUCTOR;2 CORE;FLAT CABLE FOR S/L CIRCUITS;PVC INSULATED & SHEATHED; AS5000.1;ON 100 M CARDBOARD SPOOLS, | MIDLANDS | MIDLAND METALS | MMO-2X2.5 CU X PVC BLK | CURRENT
000007112 | CABLE,POWER,ELECTRICAL | 0.6/1 KV;2.5 SQ MM (7/0.67 MM);ANNEALED; COPPER CONDUCTOR;2 CORE;FLAT CABLE FOR S/L CIRCUITS;PVC INSULATED & SHEATHED; AS5000.1;ON 100 M CARDBOARD SPOOLS, | BAMBACH | BAMBACH WIRES & CABLES PTY LTD | T-ENQ 356 | CURRENT
000007112 | CABLE,POWER,ELECTRICAL | 0.6/1 KV;2.5 SQ MM (7/0.67 MM);ANNEALED; COPPER CONDUCTOR;2 CORE;FLAT CABLE FOR S/L CIRCUITS;PVC INSULATED & SHEATHED; AS5000.1;ON 100 M CARDBOARD SPOOLS, | NANELECT | NAN ELECTRICAL CABLE AUSTRALIA PL | 2C2.5MM2 ITEM 94 | CURRENT
000007127 | CABLE,POWER,ELECTRICAL | 0.6/1kV, 4mm2, Annealed Copper Conductor, 2 Core, Flat, XLPE Insluated, Black PVC Sheathed, 1000m Drum, AS 5000.1, JTS 03-01-08 | HCA | HENGTONG CABLE AUSTRALIA PTY LTD | HCA7127EQL | CURRENT
000007127 | CABLE,POWER,ELECTRICAL | 0.6/1kV, 4mm2, Annealed Copper Conductor, 2 Core, Flat, XLPE Insluated, Black PVC Sheathed, 1000m Drum, AS 5000.1, JTS 03-01-08 | MIDLANDS | MIDLAND METALS | MMO-2X4 CU X PVC BLK | CURRENT
000007127 | CABLE,POWER,ELECTRICAL | 0.6/1kV, 4mm2, Annealed Copper Conductor, 2 Core, Flat, XLPE Insluated, Black PVC Sheathed, 1000m Drum, AS 5000.1, JTS 03-01-08 | BAMBACH | BAMBACH WIRES & CABLES PTY LTD | T-ENQ 357 | CURRENT
000007127 | CABLE,POWER,ELECTRICAL | 0.6/1kV, 4mm2, Annealed Copper Conductor, 2 Core, Flat, XLPE Insluated, Black PVC Sheathed, 1000m Drum, AS 5000.1, JTS 03-01-08 | NANELECT | NAN ELECTRICAL CABLE AUSTRALIA PL | 2C4MM2 ITEM 95 | CURRENT
000007127 | CABLE,POWER,ELECTRICAL | 0.6/1kV, 4mm2, Annealed Copper Conductor, 2 Core, Flat, XLPE Insluated, Black PVC Sheathed, 1000m Drum, AS 5000.1, JTS 03-01-08 | OLEX | OLEX AUSTRALIA PTY LTD | DACP09FR002CXAA | CURRENT
000007140 | CABLE,POWER,ELECTRICAL | Bldg Wire, 0.6/1kV, 1C, 6mm2 (7/1.04) Cu/PVC (V-90) Sheath, Red, 100m Plastic Spool, JTS 03-01-08 | MIDLANDS | MIDLAND METALS | MMO-1X6 CU PVC RD | CURRENT
000007140 | CABLE,POWER,ELECTRICAL | Bldg Wire, 0.6/1kV, 1C, 6mm2 (7/1.04) Cu/PVC (V-90) Sheath, Red, 100m Plastic Spool, JTS 03-01-08 | PRYSMIAN | PRYSMIAN POWER CABLES & SYSTEMS AUST | 20199385 | CURRENT
000007140 | CABLE,POWER,ELECTRICAL | Bldg Wire, 0.6/1kV, 1C, 6mm2 (7/1.04) Cu/PVC (V-90) Sheath, Red, 100m Plastic Spool, JTS 03-01-08 | OLEX | OLEX AUSTRALIA PTY LTD | BAAP11A1001AARD | CURRENT
000007149 | WIRE,ELECTRICAL | BUILDING;COPPER,ANNEALED;16 SQ MM; 7/1.70 MM;0.6/1 KV;PVC INSULATED;BLACK; 100 M DRUM SIZE;DRUM WEIGHT 19.27 KG; | PRYSMIAN | PRYSMIAN POWER CABLES & SYSTEMS AUST | 20199396 | CURRENT
000007149 | WIRE,ELECTRICAL | BUILDING;COPPER,ANNEALED;16 SQ MM; 7/1.70 MM;0.6/1 KV;PVC INSULATED;BLACK; 100 M DRUM SIZE;DRUM WEIGHT 19.27 KG; | MIDLANDS | MIDLAND METALS | MMO-1X16 CU PVC BLK | CURRENT
000007149 | WIRE,ELECTRICAL | BUILDING;COPPER,ANNEALED;16 SQ MM; 7/1.70 MM;0.6/1 KV;PVC INSULATED;BLACK; 100 M DRUM SIZE;DRUM WEIGHT 19.27 KG; | OLEX | OLEX AUSTRALIA PTY LTD | BAAP15A1001AABK | CURRENT
000007156 | WIRE,ELECTRICAL | BUILDING;COPPER,ANNEALED;35 SQ MM; 19/1.53 MM;0.6/1 KV;PVC INSULATED;GREEN/ YELLOW;100 M DRUM SIZE,DRUM WEIGHT 38.28 KG; | PRYSMIAN | PRYSMIAN POWER CABLES & SYSTEMS AUST | 20199406 | CURRENT
000007156 | WIRE,ELECTRICAL | BUILDING;COPPER,ANNEALED;35 SQ MM; 19/1.53 MM;0.6/1 KV;PVC INSULATED;GREEN/ YELLOW;100 M DRUM SIZE,DRUM WEIGHT 38.28 KG; | MIDLANDS | MIDLAND METALS | MMO-1X35 CU PVC G/Y | CURRENT
000007156 | WIRE,ELECTRICAL | BUILDING;COPPER,ANNEALED;35 SQ MM; 19/1.53 MM;0.6/1 KV;PVC INSULATED;GREEN/ YELLOW;100 M DRUM SIZE,DRUM WEIGHT 38.28 KG; | OLEX | OLEX AUSTRALIA PTY LTD | BAAC18AA001AAHN | CURRENT
000007159 | WIRE,ELECTRICAL | BUILDING;COPPER,ANNEALED;35 SQ MM; 19/1.53 MM;0.6/1 KV;PVC INSULATED;BLACK; 250 M DRUM SIZE,DRUM WEIGHT 38.28 KG; 36 KV;FOR LV BRIDGING ON TFMRS | MIDLANDS | MIDLAND METALS | MMO-1X35 CU PVC BLK | CURRENT
000007159 | WIRE,ELECTRICAL | BUILDING;COPPER,ANNEALED;35 SQ MM; 19/1.53 MM;0.6/1 KV;PVC INSULATED;BLACK; 250 M DRUM SIZE,DRUM WEIGHT 38.28 KG; 36 KV;FOR LV BRIDGING ON TFMRS | PRYSMIAN | PRYSMIAN POWER CABLES & SYSTEMS AUST | 20199407 | CURRENT
000007159 | WIRE,ELECTRICAL | BUILDING;COPPER,ANNEALED;35 SQ MM; 19/1.53 MM;0.6/1 KV;PVC INSULATED;BLACK; 250 M DRUM SIZE,DRUM WEIGHT 38.28 KG; 36 KV;FOR LV BRIDGING ON TFMRS | OLEX | OLEX AUSTRALIA PTY LTD | BAAC18RP001AABK | CURRENT
000007163 | WIRE,ELECTRICAL | BUILDING;COPPER,ANNEALED;50 SQ MM; 19/1.78 MM;0.6/1 KV;PVC INSULATED;GREEN/ YELLOW;100 M DRUM SIZE;WEIGHT 51.71 KG; | MIDLANDS | MIDLAND METALS | MMO-1X50 CU PVC G/Y | CURRENT
000007163 | WIRE,ELECTRICAL | BUILDING;COPPER,ANNEALED;50 SQ MM; 19/1.78 MM;0.6/1 KV;PVC INSULATED;GREEN/ YELLOW;100 M DRUM SIZE;WEIGHT 51.71 KG; | PRYSMIAN | PRYSMIAN POWER CABLES & SYSTEMS AUST | 20199410 | CURRENT
000007163 | WIRE,ELECTRICAL | BUILDING;COPPER,ANNEALED;50 SQ MM; 19/1.78 MM;0.6/1 KV;PVC INSULATED;GREEN/ YELLOW;100 M DRUM SIZE;WEIGHT 51.71 KG; | OLEX | OLEX AUSTRALIA PTY LTD | BAAC19AA001AAHN | CURRENT
000007164 | WIRE,ELECTRICAL | BUILDING;COPPER,ANNEALED;50 SQ MM; 19/1.78 MM;0.6/1 KV;PVC INSULATED;BLACK; 250 M DRUM SIZE,DRUM WEIGHT 127.28 KG; | PRYSMIAN | PRYSMIAN POWER CABLES & SYSTEMS AUST | 20199409 | CURRENT
000007164 | WIRE,ELECTRICAL | BUILDING;COPPER,ANNEALED;50 SQ MM; 19/1.78 MM;0.6/1 KV;PVC INSULATED;BLACK; 250 M DRUM SIZE,DRUM WEIGHT 127.28 KG; | MIDLANDS | MIDLAND METALS | MMO-1X50 CU PVC BLK | CURRENT
000007164 | WIRE,ELECTRICAL | BUILDING;COPPER,ANNEALED;50 SQ MM; 19/1.78 MM;0.6/1 KV;PVC INSULATED;BLACK; 250 M DRUM SIZE,DRUM WEIGHT 127.28 KG; | OLEX | OLEX AUSTRALIA PTY LTD | BAAC19AA001AABK | CURRENT
000007165 | WIRE,ELECTRICAL | BUILDING;COPPER,ANNEALED;70 SQ MM; 19/2.14 MM;0.6/1 KV;PVC INSULATED;BLACK; 250 M DRUM SIZE,DRUM WEIGHT 173.69 KG; | PRYSMIAN | PRYSMIAN POWER CABLES & SYSTEMS AUST | 20199414 | CURRENT
000007165 | WIRE,ELECTRICAL | BUILDING;COPPER,ANNEALED;70 SQ MM; 19/2.14 MM;0.6/1 KV;PVC INSULATED;BLACK; 250 M DRUM SIZE,DRUM WEIGHT 173.69 KG; | MIDLANDS | MIDLAND METALS | MMO-1X70 CU PVC BLK | CURRENT
000007165 | WIRE,ELECTRICAL | BUILDING;COPPER,ANNEALED;70 SQ MM; 19/2.14 MM;0.6/1 KV;PVC INSULATED;BLACK; 250 M DRUM SIZE,DRUM WEIGHT 173.69 KG; | OLEX | OLEX AUSTRALIA PTY LTD | BAAC20AA001AABK | CURRENT
000007172 | WIRE,ELECTRICAL | BUILDING;COPPER,ANNEALED;95 SQ MM; 37/1.78 MM;0.6/1 KV;PVC INSULATED;GREEN/ YELLOW;100 M DRUM SIZE,DRUM WEIGHT 97.51 KG; | PRYSMIAN | PRYSMIAN POWER CABLES & SYSTEMS AUST | 20199417 | PURCHASE AS REQUIRED
000007172 | WIRE,ELECTRICAL | BUILDING;COPPER,ANNEALED;95 SQ MM; 37/1.78 MM;0.6/1 KV;PVC INSULATED;GREEN/ YELLOW;100 M DRUM SIZE,DRUM WEIGHT 97.51 KG; | MIDLANDS | MIDLAND METALS | MMO-1X95 CU PVC G/Y | PURCHASE AS REQUIRED
000007172 | WIRE,ELECTRICAL | BUILDING;COPPER,ANNEALED;95 SQ MM; 37/1.78 MM;0.6/1 KV;PVC INSULATED;GREEN/ YELLOW;100 M DRUM SIZE,DRUM WEIGHT 97.51 KG; | OLEX | OLEX AUSTRALIA PTY LTD | BAAC22AA001AAHN | PURCHASE AS REQUIRED
000007173 | WIRE,ELECTRICAL | BUILDING;COPPER,ANNEALED;95 SQ MM; 37/1.78 MM;0.6/1 KV;PVC INSULATED;BLACK; 250 M DRUM SIZE,DRUM WEIGHT241.79 KG; | PRYSMIAN | PRYSMIAN POWER CABLES & SYSTEMS AUST | 20199418 | CURRENT
000007173 | WIRE,ELECTRICAL | BUILDING;COPPER,ANNEALED;95 SQ MM; 37/1.78 MM;0.6/1 KV;PVC INSULATED;BLACK; 250 M DRUM SIZE,DRUM WEIGHT241.79 KG; | MIDLANDS | MIDLAND METALS | MMO-1X95 CU PVC BLK | CURRENT
000007173 | WIRE,ELECTRICAL | BUILDING;COPPER,ANNEALED;95 SQ MM; 37/1.78 MM;0.6/1 KV;PVC INSULATED;BLACK; 250 M DRUM SIZE,DRUM WEIGHT241.79 KG; | OLEX | OLEX AUSTRALIA PTY LTD | BAAC22AA001AABK | CURRENT
000007177 | WIRE,ELECTRICAL | BUILDING;COPPER,ANNEALED;120 SQ MM; 37/2.03 MM;0.6/1 KV;PVC INSULATED;BLACK; 250 M DRUM,DRUM WEIGHT 315.27 KG; | PRYSMIAN | PRYSMIAN POWER CABLES & SYSTEMS AUST | 20199422 | CURRENT
000007177 | WIRE,ELECTRICAL | BUILDING;COPPER,ANNEALED;120 SQ MM; 37/2.03 MM;0.6/1 KV;PVC INSULATED;BLACK; 250 M DRUM,DRUM WEIGHT 315.27 KG; | MIDLANDS | MIDLAND METALS | MMO-1X120 CU PVC BLK | CURRENT
000007177 | WIRE,ELECTRICAL | BUILDING;COPPER,ANNEALED;120 SQ MM; 37/2.03 MM;0.6/1 KV;PVC INSULATED;BLACK; 250 M DRUM,DRUM WEIGHT 315.27 KG; | OLEX | OLEX AUSTRALIA PTY LTD | BAAP23AA001AABK | CURRENT
000007181 | WIRE,ELECTRICAL | BUILDING;COPPER,ANNEALED;185 SQ MM; 37/2.52 MM;0.6/1 KV;PVC INSULATED;BLACK; 250 M DRUM SIZE,483.18 KG; | PRYSMIAN | PRYSMIAN POWER CABLES & SYSTEMS AUST | 20199427 | CURRENT
000007181 | WIRE,ELECTRICAL | BUILDING;COPPER,ANNEALED;185 SQ MM; 37/2.52 MM;0.6/1 KV;PVC INSULATED;BLACK; 250 M DRUM SIZE,483.18 KG; | MIDLANDS | MIDLAND METALS | MMO-1X185 CU PVC BLK | CURRENT
000007181 | WIRE,ELECTRICAL | BUILDING;COPPER,ANNEALED;185 SQ MM; 37/2.52 MM;0.6/1 KV;PVC INSULATED;BLACK; 250 M DRUM SIZE,483.18 KG; | OLEX | OLEX AUSTRALIA PTY LTD | BAAP25RP001AACX | CURRENT
000007185 | WIRE,ELECTRICAL | BUILDING;COPPER,ANNEALED;300 SQ MM DOUBLE INSULATED;91/2.05 MM;0.6/1 KV; CU XLPE/PVC-X-90 ;BLACK; 100 M DRUM SIZE ,WEIGHT 338 KG; | MIDLANDS | MIDLAND METALS | MMO-1X300 CU X PVC BLK | CURRENT
000007185 | WIRE,ELECTRICAL | BUILDING;COPPER,ANNEALED;300 SQ MM DOUBLE INSULATED;91/2.05 MM;0.6/1 KV; CU XLPE/PVC-X-90 ;BLACK; 100 M DRUM SIZE ,WEIGHT 338 KG; | OLEX | OLEX AUSTRALIA PTY LTD | BDBP27AA001CXNA | CURRENT
000007191 | WIRE,ELECTRICAL | 450/750V, 1C x 4mm2 (7/0.85) Cu Annealed PVC Insulated/PVC Sheath, Black/White, 100m Drum | PRYSMIAN | PRYSMIAN POWER CABLES & SYSTEMS AUST | 20199441 | CURRENT
000007191 | WIRE,ELECTRICAL | 450/750V, 1C x 4mm2 (7/0.85) Cu Annealed PVC Insulated/PVC Sheath, Black/White, 100m Drum | MIDLANDS | MIDLAND METALS | MMO-1X4 CU PVC PVC BLK/WHT | CURRENT
000007191 | WIRE,ELECTRICAL | 450/750V, 1C x 4mm2 (7/0.85) Cu Annealed PVC Insulated/PVC Sheath, Black/White, 100m Drum | OLEX | OLEX AUSTRALIA PTY LTD | AABP09A1001WTBK | CURRENT
000007192 | WIRE,ELECTRICAL | COPPER ANNEALED;6.0 SQ MM;7/1.04 MM; 450/750V;PVC INSULATED,PVC SHEATHED (SINGLE CORE);RED INSULATED,WHITE SHEATHED;100 M DRUM SIZE;WEIGHT 10 KG; | PRYSMIAN | PRYSMIAN POWER CABLES & SYSTEMS AUST | 20199442 | CURRENT
000007192 | WIRE,ELECTRICAL | COPPER ANNEALED;6.0 SQ MM;7/1.04 MM; 450/750V;PVC INSULATED,PVC SHEATHED (SINGLE CORE);RED INSULATED,WHITE SHEATHED;100 M DRUM SIZE;WEIGHT 10 KG; | HAYMANS | HAYMANS ELECTRICAL | CBL6SDIRD | CURRENT
000007192 | WIRE,ELECTRICAL | COPPER ANNEALED;6.0 SQ MM;7/1.04 MM; 450/750V;PVC INSULATED,PVC SHEATHED (SINGLE CORE);RED INSULATED,WHITE SHEATHED;100 M DRUM SIZE;WEIGHT 10 KG; | MIDLANDS | MIDLAND METALS | MMO-1X6 CU PVC PVC RD/WHT | CURRENT
000007192 | WIRE,ELECTRICAL | COPPER ANNEALED;6.0 SQ MM;7/1.04 MM; 450/750V;PVC INSULATED,PVC SHEATHED (SINGLE CORE);RED INSULATED,WHITE SHEATHED;100 M DRUM SIZE;WEIGHT 10 KG; | OLEX | OLEX AUSTRALIA PTY LTD | AABP11A1101WTRD | CURRENT
000007195 | WIRE,ELECTRICAL | BUILDING;COPPER,ANNEALED;16 SQ MM; 7/1.70 MM;450/750V ;PVC INSULATED,PVC SHEATHED (SINGLE CORE);RED INSULATED, GREY OR WHITE SHEATHED;100 M DRUM SIZE, | MIDLANDS | MIDLAND METALS | MMO-1X16 CU PVC PVC RD/WHT | CURRENT
000007195 | WIRE,ELECTRICAL | BUILDING;COPPER,ANNEALED;16 SQ MM; 7/1.70 MM;450/750V ;PVC INSULATED,PVC SHEATHED (SINGLE CORE);RED INSULATED, GREY OR WHITE SHEATHED;100 M DRUM SIZE, | PRYSMIAN | PRYSMIAN POWER CABLES & SYSTEMS AUST | 20199446 | CURRENT
000007195 | WIRE,ELECTRICAL | BUILDING;COPPER,ANNEALED;16 SQ MM; 7/1.70 MM;450/750V ;PVC INSULATED,PVC SHEATHED (SINGLE CORE);RED INSULATED, GREY OR WHITE SHEATHED;100 M DRUM SIZE, | HAYMANS | HAYMANS ELECTRICAL | CBL16SDIRD | CURRENT
000007195 | WIRE,ELECTRICAL | BUILDING;COPPER,ANNEALED;16 SQ MM; 7/1.70 MM;450/750V ;PVC INSULATED,PVC SHEATHED (SINGLE CORE);RED INSULATED, GREY OR WHITE SHEATHED;100 M DRUM SIZE, | OLEX | OLEX AUSTRALIA PTY LTD | AABP15A1001WVRD | CURRENT
000007208 | CABLE,CONTROL,ELECTRICAL | Control, 450/750V, 2C, 2.5mm2, PVC/PVC Black Sheath, (7/0.67) Metre Marked, Numbered Active Cores, 250m Wood Drum, Drum Weight 55kg, AS5000.3 | MIDLANDS | MIDLAND METALS | MMO-2X2.5 CU PVC PVC UG | CURRENT
000007208 | CABLE,CONTROL,ELECTRICAL | Control, 450/750V, 2C, 2.5mm2, PVC/PVC Black Sheath, (7/0.67) Metre Marked, Numbered Active Cores, 250m Wood Drum, Drum Weight 55kg, AS5000.3 | BAMBACH | BAMBACH WIRES & CABLES PTY LTD | T-ENQ 223 | CURRENT
000007208 | CABLE,CONTROL,ELECTRICAL | Control, 450/750V, 2C, 2.5mm2, PVC/PVC Black Sheath, (7/0.67) Metre Marked, Numbered Active Cores, 250m Wood Drum, Drum Weight 55kg, AS5000.3 | MIDMETAL |  | MMO-2 X 2.5 CU PVC PVC UG | CURRENT
000007208 | CABLE,CONTROL,ELECTRICAL | Control, 450/750V, 2C, 2.5mm2, PVC/PVC Black Sheath, (7/0.67) Metre Marked, Numbered Active Cores, 250m Wood Drum, Drum Weight 55kg, AS5000.3 | OLEX | OLEX AUSTRALIA PTY LTD | DAHP07RP002CXWW | CURRENT
000007209 | CABLE,CONTROL,ELECTRICAL | Control, 450/750V, 4C, 2.5mm2, PVC/PVC Black Sheath, (7/0.67) Metre Marked, Numbered Active Cores, 250m Wood Drum, Drum Weight 75kg, AS5000.3 | MIDLANDS | MIDLAND METALS | MMO-4X2.5 CU PVC PVC UG | CURRENT
000007209 | CABLE,CONTROL,ELECTRICAL | Control, 450/750V, 4C, 2.5mm2, PVC/PVC Black Sheath, (7/0.67) Metre Marked, Numbered Active Cores, 250m Wood Drum, Drum Weight 75kg, AS5000.3 | BAMBACH | BAMBACH WIRES & CABLES PTY LTD | T-ENQ 224 | CURRENT
000007209 | CABLE,CONTROL,ELECTRICAL | Control, 450/750V, 4C, 2.5mm2, PVC/PVC Black Sheath, (7/0.67) Metre Marked, Numbered Active Cores, 250m Wood Drum, Drum Weight 75kg, AS5000.3 | MIDMETAL |  | MMO-4 X 2.5 CU PVC PVC UG | CURRENT
000007209 | CABLE,CONTROL,ELECTRICAL | Control, 450/750V, 4C, 2.5mm2, PVC/PVC Black Sheath, (7/0.67) Metre Marked, Numbered Active Cores, 250m Wood Drum, Drum Weight 75kg, AS5000.3 | OLEX | OLEX AUSTRALIA PTY LTD | HAHP07RP004CXWW | CURRENT
000007210 | CABLE,CONTROL,ELECTRICAL | Control, 450/750V, 8C, 2.5mm2, PVC/PVC Black Sheath, (7/0.67) Metre Marked, Numbered Active Cores, 250m Wood Drum, Drum Weight 124kg, AS5000.3; | MIDLANDS | MIDLAND METALS | MMO-8X2.5 CU PVC PVC UG | CURRENT
000007210 | CABLE,CONTROL,ELECTRICAL | Control, 450/750V, 8C, 2.5mm2, PVC/PVC Black Sheath, (7/0.67) Metre Marked, Numbered Active Cores, 250m Wood Drum, Drum Weight 124kg, AS5000.3; | BAMBACH | BAMBACH WIRES & CABLES PTY LTD | T-ENQ 225 | CURRENT
000007210 | CABLE,CONTROL,ELECTRICAL | Control, 450/750V, 8C, 2.5mm2, PVC/PVC Black Sheath, (7/0.67) Metre Marked, Numbered Active Cores, 250m Wood Drum, Drum Weight 124kg, AS5000.3; | MIDMETAL |  | MMO-8 X 2.5 CU PVC PVC UG | CURRENT
000007210 | CABLE,CONTROL,ELECTRICAL | Control, 450/750V, 8C, 2.5mm2, PVC/PVC Black Sheath, (7/0.67) Metre Marked, Numbered Active Cores, 250m Wood Drum, Drum Weight 124kg, AS5000.3; | OLEX | OLEX AUSTRALIA PTY LTD | BPAP07RP008CXWW | CURRENT
000007211 | CABLE,CONTROL,ELECTRICAL | Control, 450/750V, 12C, 2.5mm2, PVC/PVC Black Sheath, (7/0.67) Metre Marked, Numbered Active Cores, 250m Wood Drum, Drum Weight 160kg, AS5000.3 | MIDLANDS | MIDLAND METALS | MMO-12X2.5 CU PVC PVC UG | CURRENT
000007211 | CABLE,CONTROL,ELECTRICAL | Control, 450/750V, 12C, 2.5mm2, PVC/PVC Black Sheath, (7/0.67) Metre Marked, Numbered Active Cores, 250m Wood Drum, Drum Weight 160kg, AS5000.3 | BAMBACH | BAMBACH WIRES & CABLES PTY LTD | T-ENQ 226 | CURRENT
000007211 | CABLE,CONTROL,ELECTRICAL | Control, 450/750V, 12C, 2.5mm2, PVC/PVC Black Sheath, (7/0.67) Metre Marked, Numbered Active Cores, 250m Wood Drum, Drum Weight 160kg, AS5000.3 | MIDMETAL |  | MMO-12 X 2.5 CU PVC PVC UG | CURRENT
000007211 | CABLE,CONTROL,ELECTRICAL | Control, 450/750V, 12C, 2.5mm2, PVC/PVC Black Sheath, (7/0.67) Metre Marked, Numbered Active Cores, 250m Wood Drum, Drum Weight 160kg, AS5000.3 | OLEX | OLEX AUSTRALIA PTY LTD | BPAP07RP012CXWW | CURRENT
000007212 | CABLE,CONTROL,ELECTRICAL | Control, 450/750V, 8C, 6mm2, PVC/PVC Black Sheath, (7/1.04) Metre Marked, Numbered Active Cores, 250m Wood Drum, Drum Weight 226kg, AS5000.3 | MIDLANDS | MIDLAND METALS | MMO-8X6 CU PVC PVC UG | CURRENT
000007212 | CABLE,CONTROL,ELECTRICAL | Control, 450/750V, 8C, 6mm2, PVC/PVC Black Sheath, (7/1.04) Metre Marked, Numbered Active Cores, 250m Wood Drum, Drum Weight 226kg, AS5000.3 | BAMBACH | BAMBACH WIRES & CABLES PTY LTD | T-ENQ 234 | CURRENT
000007212 | CABLE,CONTROL,ELECTRICAL | Control, 450/750V, 8C, 6mm2, PVC/PVC Black Sheath, (7/1.04) Metre Marked, Numbered Active Cores, 250m Wood Drum, Drum Weight 226kg, AS5000.3 | MIDMETAL |  | MMO-8 X 6 CU PVC PVC UG | CURRENT
000007213 | CABLE,CONTROL,ELECTRICAL | Control, 450/750V, 4C, 6mm2, PVC/PVC Black Sheath, (7/1.04) Metre Marked, Numbered Active Cores, 250m Wood Drum, Drum Weight 144kg, AS5000.3 | MIDLANDS | MIDLAND METALS | MMO-4X6 CU PVC PVC UG | CURRENT
000007213 | CABLE,CONTROL,ELECTRICAL | Control, 450/750V, 4C, 6mm2, PVC/PVC Black Sheath, (7/1.04) Metre Marked, Numbered Active Cores, 250m Wood Drum, Drum Weight 144kg, AS5000.3 | BAMBACH | BAMBACH WIRES & CABLES PTY LTD | T-ENQ 233 | CURRENT
000007213 | CABLE,CONTROL,ELECTRICAL | Control, 450/750V, 4C, 6mm2, PVC/PVC Black Sheath, (7/1.04) Metre Marked, Numbered Active Cores, 250m Wood Drum, Drum Weight 144kg, AS5000.3 | MIDMETAL |  | MMO-4 X 6 CU PVC PVC UG | CURRENT
000007213 | CABLE,CONTROL,ELECTRICAL | Control, 450/750V, 4C, 6mm2, PVC/PVC Black Sheath, (7/1.04) Metre Marked, Numbered Active Cores, 250m Wood Drum, Drum Weight 144kg, AS5000.3 | OLEX | OLEX AUSTRALIA PTY LTD | HAHP11RP004CXWW | CURRENT
000007214 | CABLE,CONTROL,ELECTRICAL | Control, 450/750V, 4C, 10mm2, PVC/PVC Black Sheath, (7/1.35) Metre Marked, Numbered Active Cores, 250m Wood Drum, Drum Weight 189kg, AS5000.3 | MIDLANDS | MIDLAND METALS | MMO-4X10 CU PVC PVC UG | CURRENT
000007214 | CABLE,CONTROL,ELECTRICAL | Control, 450/750V, 4C, 10mm2, PVC/PVC Black Sheath, (7/1.35) Metre Marked, Numbered Active Cores, 250m Wood Drum, Drum Weight 189kg, AS5000.3 | BAMBACH | BAMBACH WIRES & CABLES PTY LTD | T-ENQ 237 | CURRENT
000007214 | CABLE,CONTROL,ELECTRICAL | Control, 450/750V, 4C, 10mm2, PVC/PVC Black Sheath, (7/1.35) Metre Marked, Numbered Active Cores, 250m Wood Drum, Drum Weight 189kg, AS5000.3 | MIDMETAL |  | MMO-4 X 10 CU PVC PVC UG | CURRENT
000007214 | CABLE,CONTROL,ELECTRICAL | Control, 450/750V, 4C, 10mm2, PVC/PVC Black Sheath, (7/1.35) Metre Marked, Numbered Active Cores, 250m Wood Drum, Drum Weight 189kg, AS5000.3 | OLEX | OLEX AUSTRALIA PTY LTD | HAHP13RP004CXWW | CURRENT
000007215 | CABLE,CONTROL,ELECTRICAL | Control, 450/750V, 2C, 10mm2, PVC/PVC, Black Sheath, (7/1.35) Metre Marked, Numbered Active Cores, 250m Wood Drum, Drum Weight 135kg, AS5000.3 | BAMBACH | BAMBACH WIRES & CABLES PTY LTD | T-ENQ 236 | CURRENT
000007215 | CABLE,CONTROL,ELECTRICAL | Control, 450/750V, 2C, 10mm2, PVC/PVC, Black Sheath, (7/1.35) Metre Marked, Numbered Active Cores, 250m Wood Drum, Drum Weight 135kg, AS5000.3 | MIDLANDS | MIDLAND METALS | MMO-2 X 10 CU PVC PVC UG | CURRENT
000007215 | CABLE,CONTROL,ELECTRICAL | Control, 450/750V, 2C, 10mm2, PVC/PVC, Black Sheath, (7/1.35) Metre Marked, Numbered Active Cores, 250m Wood Drum, Drum Weight 135kg, AS5000.3 | OLEX | OLEX AUSTRALIA PTY LTD | DAHP13RP002CXWW | CURRENT
000007218 | CABLE,CONTROL,ELECTRICAL | Control, 450/750V, 2C, 25mm2, PVC/PVC, Black Sheath, (19/1.35) Metre Marked, Numbered Active Cores, 250m Wood Drum, Drum Weight 210kg, AS5000.3 | BAMBACH | BAMBACH WIRES & CABLES PTY LTD | T-ENQ 240 | CURRENT
000007218 | CABLE,CONTROL,ELECTRICAL | Control, 450/750V, 2C, 25mm2, PVC/PVC, Black Sheath, (19/1.35) Metre Marked, Numbered Active Cores, 250m Wood Drum, Drum Weight 210kg, AS5000.3 | MIDLANDS | MIDLAND METALS | MMO-2 X 25 CU PVC PVC UG | CURRENT
000007218 | CABLE,CONTROL,ELECTRICAL | Control, 450/750V, 2C, 25mm2, PVC/PVC, Black Sheath, (19/1.35) Metre Marked, Numbered Active Cores, 250m Wood Drum, Drum Weight 210kg, AS5000.3 | OLEX | OLEX AUSTRALIA PTY LTD | DAHC17RP002CXWW | CURRENT
000007219 | CABLE,CONTROL,ELECTRICAL | Control, 450/750V, 4C, 25mm2, PVC/PVC, Black Sheath, (19/1.35) Metre Marked, Numbered Active Cores, 250m Wood Drum, Drum Weight 352kg, AS5000.3 | MIDLANDS | MIDLAND METALS | MMO-4 X 25 CU PVC PVC UG | CURRENT
000007219 | CABLE,CONTROL,ELECTRICAL | Control, 450/750V, 4C, 25mm2, PVC/PVC, Black Sheath, (19/1.35) Metre Marked, Numbered Active Cores, 250m Wood Drum, Drum Weight 352kg, AS5000.3 | OLEX | OLEX AUSTRALIA PTY LTD | HAHC17RP004CXWW | CURRENT
000007228 | CABLE,POWER,ELECTRICAL | 0.6/1 KV;16 SQ MM (7/1.70 MM);HARD DRAWN ;COPPER CONDUCTOR;2 CORE,3 CONDUCTOR; NEUTRAL SCREENED,PVC INSULATED,BLACK PVC SHEATHED;AS3155;250 M DRUM SIZE; | MIDLANDS | MIDLAND METALS | T35706 | PURCHASE AS REQUIRED
000007228 | CABLE,POWER,ELECTRICAL | 0.6/1 KV;16 SQ MM (7/1.70 MM);HARD DRAWN ;COPPER CONDUCTOR;2 CORE,3 CONDUCTOR; NEUTRAL SCREENED,PVC INSULATED,BLACK PVC SHEATHED;AS3155;250 M DRUM SIZE; | OLEX | OLEX AUSTRALIA PTY LTD | DAET15AA002BKAA | PURCHASE AS REQUIRED
000007238 | CORD,ELECTRICAL | 1.50 SQ MM;30/0.25 MM;0.6/1 KV;PVC; 1 CORE;BLACK;FLEXIBLE COPPER; HEAT RESISTANT V90 DEG;100 M DRUM SIZE;WEIGHT 3.10 KG; | MIDLANDS | MIDLAND METALS | MMO-1X1.5 CU HDPVC BLK | CURRENT
000007238 | CORD,ELECTRICAL | 1.50 SQ MM;30/0.25 MM;0.6/1 KV;PVC; 1 CORE;BLACK;FLEXIBLE COPPER; HEAT RESISTANT V90 DEG;100 M DRUM SIZE;WEIGHT 3.10 KG; | PRYSMIAN | PRYSMIAN POWER CABLES & SYSTEMS AUST | 20198148 | CURRENT
000007238 | CORD,ELECTRICAL | 1.50 SQ MM;30/0.25 MM;0.6/1 KV;PVC; 1 CORE;BLACK;FLEXIBLE COPPER; HEAT RESISTANT V90 DEG;100 M DRUM SIZE;WEIGHT 3.10 KG; | OLEX | OLEX AUSTRALIA PTY LTD | BAAR54A1D01AABK | CURRENT
000007240 | CORD,ELECTRICAL | 1.50 SQ MM;30/0.25 MM;0.6/1 KV;PVC; 1 CORE;RED;FLEXIBLE COPPER; HEAT RESISTANT 105 DEG;100 M DRUM SIZE; WEIGHT 3.10 KG; | MIDLANDS | MIDLAND METALS | MMO-1X1.5 CU HDPVC RD | CURRENT
000007240 | CORD,ELECTRICAL | 1.50 SQ MM;30/0.25 MM;0.6/1 KV;PVC; 1 CORE;RED;FLEXIBLE COPPER; HEAT RESISTANT 105 DEG;100 M DRUM SIZE; WEIGHT 3.10 KG; | PRYSMIAN | PRYSMIAN POWER CABLES & SYSTEMS AUST | 20198147 | CURRENT
000007240 | CORD,ELECTRICAL | 1.50 SQ MM;30/0.25 MM;0.6/1 KV;PVC; 1 CORE;RED;FLEXIBLE COPPER; HEAT RESISTANT 105 DEG;100 M DRUM SIZE; WEIGHT 3.10 KG; | OLEX | OLEX AUSTRALIA PTY LTD | BAAR54A1D01AARD | CURRENT
000007261 | CABLE,POWER,ELECTRICAL | 250/440 V;1.5 SQ MM (28/0.26 MM); ANNEALED;COPPER CONDUCTOR;3 CORE; FLEXIBLE CORD,ORDINARY DUTY PVC INSULATED & SHEATHED;100 M DRUM SIZE, | MIDLANDS | MIDLAND METALS | MMO-3X1.5 CU PVC PVC | CURRENT
000007261 | CABLE,POWER,ELECTRICAL | 250/440 V;1.5 SQ MM (28/0.26 MM); ANNEALED;COPPER CONDUCTOR;3 CORE; FLEXIBLE CORD,ORDINARY DUTY PVC INSULATED & SHEATHED;100 M DRUM SIZE, | PRYSMIAN | PRYSMIAN POWER CABLES & SYSTEMS AUST | 20198120 | CURRENT
000007261 | CABLE,POWER,ELECTRICAL | 250/440 V;1.5 SQ MM (28/0.26 MM); ANNEALED;COPPER CONDUCTOR;3 CORE; FLEXIBLE CORD,ORDINARY DUTY PVC INSULATED & SHEATHED;100 M DRUM SIZE, | OLEX | OLEX AUSTRALIA PTY LTD | EAHR04A1003GYAA | CURRENT
000007262 | CABLE,POWER,ELECTRICAL | 250/440 V;1.5 SQ MM (30/0.25 MM); ANNEALED;COPPER CONDUCTOR;4 CORE; FLEXIBLE CORD,ORDINARY DUTY PVC INSULATED & SHEATHED; | OLEX | OLEX AUSTRALIA PTY LTD | GAHR04AA004 | PURCHASE AS REQUIRED
000007264 | CORD,ELECTRICAL | 1 SQ MM;32/0.20 MM;0.6/1 KV;PVC;1 CORE; GREY;FLEXIBLE COPPER;HEAT RESISTANT 105 DEG;100 M DRUM SIZE;WEIGHT 2.62 KG; | MIDLANDS | MIDLAND METALS | MMO-1X1 CU HDPVC GRY | CURRENT
000007264 | CORD,ELECTRICAL | 1 SQ MM;32/0.20 MM;0.6/1 KV;PVC;1 CORE; GREY;FLEXIBLE COPPER;HEAT RESISTANT 105 DEG;100 M DRUM SIZE;WEIGHT 2.62 KG; | PRYSMIAN | PRYSMIAN POWER CABLES & SYSTEMS AUST | 5020090 | CURRENT
000007264 | CORD,ELECTRICAL | 1 SQ MM;32/0.20 MM;0.6/1 KV;PVC;1 CORE; GREY;FLEXIBLE COPPER;HEAT RESISTANT 105 DEG;100 M DRUM SIZE;WEIGHT 2.62 KG; | OLEX | OLEX AUSTRALIA PTY LTD | BAAR53A1D01AAGY | CURRENT
000007270 | CORD,ELECTRICAL | 2.5 SQMM MIN 47 STRAND; 0.6/1 KV;PVC;1 CORE ;GREY;FLEXIBLE COPPER;HEAT RESISTANT V90;100 M,REEL WEIGHT 20.44 KG/100 M; | MIDLANDS | MIDLAND METALS | MMO-1X2.5CU HD PVC GRY | CURRENT
000007270 | CORD,ELECTRICAL | 2.5 SQMM MIN 47 STRAND; 0.6/1 KV;PVC;1 CORE ;GREY;FLEXIBLE COPPER;HEAT RESISTANT V90;100 M,REEL WEIGHT 20.44 KG/100 M; | PRYSMIAN | PRYSMIAN POWER CABLES & SYSTEMS AUST | 20198183 | CURRENT
000007270 | CORD,ELECTRICAL | 2.5 SQMM MIN 47 STRAND; 0.6/1 KV;PVC;1 CORE ;GREY;FLEXIBLE COPPER;HEAT RESISTANT V90;100 M,REEL WEIGHT 20.44 KG/100 M; | OLEX | OLEX AUSTRALIA PTY LTD | BAAR55A1D01AAGY | CURRENT
000007306 | CABLE,CONTROL,ELECTRICAL | Sub Control, 2C, 1 PR Twisted PVC/PVC, Cream Sheath, (1/0.5) Screened, Colour Coding to Telecom Sched C5260 Appendix A, 250m Drum, Indoor Only | OLEX | OLEX AUSTRALIA PTY LTD | TJI590AA001 CMAA | CURRENT
000007307 | CABLE,CONTROL,ELECTRICAL | Sub Control, 10C, 5 PR Twisted PVC/PVC, Cream Sheath, (1/0.5) Screened, Colour Coding to Telecom Sched C5260 Appendix A, 250m Drum, Indoor Only | OLEX | OLEX AUSTRALIA PTY LTD | TINT002A5SCRA250 | PHASING
000007307 | CABLE,CONTROL,ELECTRICAL | Sub Control, 10C, 5 PR Twisted PVC/PVC, Cream Sheath, (1/0.5) Screened, Colour Coding to Telecom Sched C5260 Appendix A, 250m Drum, Indoor Only | OLEX | OLEX AUSTRALIA PTY LTD | TINT005SCRA250 | PHASING
000007316 | WIRE,ELECTRICAL | AERIAL;ALUMINIUM CONDUCTOR STEEL REINFORCED/GALV (ACSR/GZ);30/3.00 MM+7/3 .00 MM;W/GREASED CORE;CODE -LEMON;2400 M DRUM SIZE;FOR PROJECT REQUIREMENTS; | OLEX | OLEX AUSTRALIA PTY LTD | ABGM05AA001 AAAA9-LEMON | STRATEGIC SPARE
000007326 | WIRE,ELECTRICAL | AERIAL;ALL ALUMINIUM CONDUCTOR (AAC); 7/3.75 MM;W/GREASED CORE;CODE - MARS; 1900 M DRUM SIZE;DRUM WEIGHT METAL DRUM 560 KG,WOODEN DRUM 502 KG; | ZTTCABLE | JIANGSU ZHONGTIAN TECHNOLOGY CO PL | 7/3.75 (MARS) | CURRENT
000007326 | WIRE,ELECTRICAL | AERIAL;ALL ALUMINIUM CONDUCTOR (AAC); 7/3.75 MM;W/GREASED CORE;CODE - MARS; 1900 M DRUM SIZE;DRUM WEIGHT METAL DRUM 560 KG,WOODEN DRUM 502 KG; | JUBATUS | JUBATUS CONSULTING PL | 7/3.75 (MARS) | CURRENT
000007326 | WIRE,ELECTRICAL | AERIAL;ALL ALUMINIUM CONDUCTOR (AAC); 7/3.75 MM;W/GREASED CORE;CODE - MARS; 1900 M DRUM SIZE;DRUM WEIGHT METAL DRUM 560 KG,WOODEN DRUM 502 KG; | MIDAL | MIDAL CABLES INTERNATIONAL PL | 7/3.75 MARS | CURRENT
000007326 | WIRE,ELECTRICAL | AERIAL;ALL ALUMINIUM CONDUCTOR (AAC); 7/3.75 MM;W/GREASED CORE;CODE - MARS; 1900 M DRUM SIZE;DRUM WEIGHT METAL DRUM 560 KG,WOODEN DRUM 502 KG; | MIDLANDS | MIDLAND METALS | MMO-MARS | CURRENT
000007326 | WIRE,ELECTRICAL | AERIAL;ALL ALUMINIUM CONDUCTOR (AAC); 7/3.75 MM;W/GREASED CORE;CODE - MARS; 1900 M DRUM SIZE;DRUM WEIGHT METAL DRUM 560 KG,WOODEN DRUM 502 KG; | OLEX | OLEX AUSTRALIA PTY LTD | MARS | CURRENT
000007327 | WIRE,ELECTRICAL | AERIAL;ALL ALUMINIUM CONDUCTOR (AAC); 7/4.75 MM;W/GREASED CORE;CODE - MOON; 2200 M DRUM SIZE,DRUM WEIGHT 876 KG; | ZTTCABLE | JIANGSU ZHONGTIAN TECHNOLOGY CO PL | 7/4.75 (MOON) | CURRENT
000007327 | WIRE,ELECTRICAL | AERIAL;ALL ALUMINIUM CONDUCTOR (AAC); 7/4.75 MM;W/GREASED CORE;CODE - MOON; 2200 M DRUM SIZE,DRUM WEIGHT 876 KG; | JUBATUS | JUBATUS CONSULTING PL | 7/4.75 (MOON) | CURRENT
000007327 | WIRE,ELECTRICAL | AERIAL;ALL ALUMINIUM CONDUCTOR (AAC); 7/4.75 MM;W/GREASED CORE;CODE - MOON; 2200 M DRUM SIZE,DRUM WEIGHT 876 KG; | MIDAL | MIDAL CABLES INTERNATIONAL PL | G32# 04 | CURRENT
000007327 | WIRE,ELECTRICAL | AERIAL;ALL ALUMINIUM CONDUCTOR (AAC); 7/4.75 MM;W/GREASED CORE;CODE - MOON; 2200 M DRUM SIZE,DRUM WEIGHT 876 KG; | MIDLANDS | MIDLAND METALS | MMO-MOON | CURRENT
000007327 | WIRE,ELECTRICAL | AERIAL;ALL ALUMINIUM CONDUCTOR (AAC); 7/4.75 MM;W/GREASED CORE;CODE - MOON; 2200 M DRUM SIZE,DRUM WEIGHT 876 KG; | OLEX | OLEX AUSTRALIA PTY LTD | MOON | CURRENT
000007328 | WIRE,ELECTRICAL | AERIAL;ALL ALUMINIUM CONDUCTOR (AAC); 19/3.75 MM;W/GREASED CORE;CODE - PLUTO ;1200 M DRUM SIZE,DRUM WEIGHT 832 KG; | ZTTCABLE | JIANGSU ZHONGTIAN TECHNOLOGY CO PL | 19/3.75 (PLUTO) | CURRENT
000007328 | WIRE,ELECTRICAL | AERIAL;ALL ALUMINIUM CONDUCTOR (AAC); 19/3.75 MM;W/GREASED CORE;CODE - PLUTO ;1200 M DRUM SIZE,DRUM WEIGHT 832 KG; | JUBATUS | JUBATUS CONSULTING PL | 19/3.75 (PLUTO) | CURRENT
000007328 | WIRE,ELECTRICAL | AERIAL;ALL ALUMINIUM CONDUCTOR (AAC); 19/3.75 MM;W/GREASED CORE;CODE - PLUTO ;1200 M DRUM SIZE,DRUM WEIGHT 832 KG; | MIDAL | MIDAL CABLES INTERNATIONAL PL | 19/3.75 PLUTO | CURRENT
000007328 | WIRE,ELECTRICAL | AERIAL;ALL ALUMINIUM CONDUCTOR (AAC); 19/3.75 MM;W/GREASED CORE;CODE - PLUTO ;1200 M DRUM SIZE,DRUM WEIGHT 832 KG; | MIDLANDS | MIDLAND METALS | MMO-PLUTO | CURRENT
000007328 | WIRE,ELECTRICAL | AERIAL;ALL ALUMINIUM CONDUCTOR (AAC); 19/3.75 MM;W/GREASED CORE;CODE - PLUTO ;1200 M DRUM SIZE,DRUM WEIGHT 832 KG; | OLEX | OLEX AUSTRALIA PTY LTD | PLUTO | CURRENT
000007336 | BASE,RELAY | DIN RAIL MOUNT;8 FEMALE CONT;PLUG-IN CONN TERM;PLASTIC BODY;PACK OF 1; REQUIRES SEPERATE RETAINING CLIP IZUMI TYPE SY4S-Q2F1,FOR IZUMI RELAY TYPE RHZB | HAYMANS | HAYMANS ELECTRICAL | IDCSH2B05C | CURRENT
000007336 | BASE,RELAY | DIN RAIL MOUNT;8 FEMALE CONT;PLUG-IN CONN TERM;PLASTIC BODY;PACK OF 1; REQUIRES SEPERATE RETAINING CLIP IZUMI TYPE SY4S-Q2F1,FOR IZUMI RELAY TYPE RHZB | IZUMIDEN |  | IDCSH2B-05C | CURRENT
000007336 | BASE,RELAY | DIN RAIL MOUNT;8 FEMALE CONT;PLUG-IN CONN TERM;PLASTIC BODY;PACK OF 1; REQUIRES SEPERATE RETAINING CLIP IZUMI TYPE SY4S-Q2F1,FOR IZUMI RELAY TYPE RHZB | CNWPL | CNW PL - SLACKS CREEK | SH2B-05C | CURRENT
000007338 | BASE,RELAY | DIN RAIL MOUNT;14 FEMALE CONT;PLUG-IN CONN TERM;PLASTIC BODY;PACK OF 1; REQUIRES SEPERATE RETAINING CLIP IZUMI TYPE SH4B-05F1,FOR IZUMI RELAY TYPE RH4B | HAYMANS | HAYMANS ELECTRICAL | IDCSH4B05C | CURRENT
000007338 | BASE,RELAY | DIN RAIL MOUNT;14 FEMALE CONT;PLUG-IN CONN TERM;PLASTIC BODY;PACK OF 1; REQUIRES SEPERATE RETAINING CLIP IZUMI TYPE SH4B-05F1,FOR IZUMI RELAY TYPE RH4B | IZUMIDEN |  | IDCSH4B-05C | CURRENT
000007338 | BASE,RELAY | DIN RAIL MOUNT;14 FEMALE CONT;PLUG-IN CONN TERM;PLASTIC BODY;PACK OF 1; REQUIRES SEPERATE RETAINING CLIP IZUMI TYPE SH4B-05F1,FOR IZUMI RELAY TYPE RH4B | CNWPL | CNW PL - SLACKS CREEK | SH4B-05C | CURRENT
000007364 | MOUNTING BASE,TERMINAL BLOCK | STEEL;2 M LG;G SECT RAIL TYPE G32;PACKED IN PROTECTIVE PLASTIC BAG & BOUND WITH PALLETISING TAPE (NON-RESIDUE) OR CORD, PACK OF 40,PACK WEIGHT 1.5 KG;SUITABLE | CNWPL | CNW PL - SLACKS CREEK | WEI0122800000 | CURRENT
000007364 | MOUNTING BASE,TERMINAL BLOCK | STEEL;2 M LG;G SECT RAIL TYPE G32;PACKED IN PROTECTIVE PLASTIC BAG & BOUND WITH PALLETISING TAPE (NON-RESIDUE) OR CORD, PACK OF 40,PACK WEIGHT 1.5 KG;SUITABLE | KLIPPON |  | KLI1228.0 | CURRENT
000007365 | SEMICONDUCTOR DEVICE,DIODE | RECTIFIER TYPE;SILICON;1000 V;1 AMP; | RSCOMP | RADIOSPARES COMPONENT PTY LTD | 738-4724 | CURRENT
000007365 | SEMICONDUCTOR DEVICE,DIODE | RECTIFIER TYPE;SILICON;1000 V;1 AMP; | COLORVEW |  | 1N 4007 | CURRENT
000007367 | RELAY,ELECTROMAGNETIC | POWER,MIDGET TYPE;2P;24 V DC COIL; 30 V DC/110 V AC CONT;10 AMP NOM;2 CO CONT;NON-LATCHING AUX;PLUG-IN TO RAIL MOUNT SOCKET TYPE SH2B-05U;PACK OF 1; | CNWPL | CNW PL - SLACKS CREEK | IDERH2B-UDC24 | CURRENT
000007367 | RELAY,ELECTROMAGNETIC | POWER,MIDGET TYPE;2P;24 V DC COIL; 30 V DC/110 V AC CONT;10 AMP NOM;2 CO CONT;NON-LATCHING AUX;PLUG-IN TO RAIL MOUNT SOCKET TYPE SH2B-05U;PACK OF 1; | CNWPL | CNW PL - SLACKS CREEK | RH2B-UDC24 | CURRENT
000007367 | RELAY,ELECTROMAGNETIC | POWER,MIDGET TYPE;2P;24 V DC COIL; 30 V DC/110 V AC CONT;10 AMP NOM;2 CO CONT;NON-LATCHING AUX;PLUG-IN TO RAIL MOUNT SOCKET TYPE SH2B-05U;PACK OF 1; | IZUMIDEN |  | IDCRH2B-UDC24V | CURRENT
000007368 | RELAY,ELECTROMAGNETIC | POWER,MIDGET TYPE;4P;24 V DC COIL; 30 V DC/110 V AC CONT;10 AMP NOM;4 CO CONT;NON-LATCHING AUX;PLUG-IN TO RAIL MOUNT SOCKET TYPE SH4B-05U;PACK OF 1; | CNWPL | CNW PL - SLACKS CREEK | IDERH4B-UDC24 | CURRENT
000007368 | RELAY,ELECTROMAGNETIC | POWER,MIDGET TYPE;4P;24 V DC COIL; 30 V DC/110 V AC CONT;10 AMP NOM;4 CO CONT;NON-LATCHING AUX;PLUG-IN TO RAIL MOUNT SOCKET TYPE SH4B-05U;PACK OF 1; | IZUMIDEN |  | IDCRH4B-UDC24V | CURRENT
000007368 | RELAY,ELECTROMAGNETIC | POWER,MIDGET TYPE;4P;24 V DC COIL; 30 V DC/110 V AC CONT;10 AMP NOM;4 CO CONT;NON-LATCHING AUX;PLUG-IN TO RAIL MOUNT SOCKET TYPE SH4B-05U;PACK OF 1; | CNWPL | CNW PL - SLACKS CREEK | RH4B-UDC24 | CURRENT
000007369 | RELAY,ELECTROMAGNETIC | POWER,MIDGET TYPE;2P;110 V DC COIL; 30 V DC/110 V AC CONT;10 AMP NOM;2 CO CONT;NON-LATCHING AUX;PLUG-IN TO RAIL MOUNT SOCKET TYPE SH2B-05U;PACK OF 1; | CNWPL | CNW PL - SLACKS CREEK | IDERH2B-UDC110 | CURRENT
000007369 | RELAY,ELECTROMAGNETIC | POWER,MIDGET TYPE;2P;110 V DC COIL; 30 V DC/110 V AC CONT;10 AMP NOM;2 CO CONT;NON-LATCHING AUX;PLUG-IN TO RAIL MOUNT SOCKET TYPE SH2B-05U;PACK OF 1; | CNWPL | CNW PL - SLACKS CREEK | RH2B-UDC100-110 | CURRENT
000007369 | RELAY,ELECTROMAGNETIC | POWER,MIDGET TYPE;2P;110 V DC COIL; 30 V DC/110 V AC CONT;10 AMP NOM;2 CO CONT;NON-LATCHING AUX;PLUG-IN TO RAIL MOUNT SOCKET TYPE SH2B-05U;PACK OF 1; | IZUMIDEN |  | IZURH2B-U-DC110 | CURRENT
000007371 | RELAY,ELECTROMAGNETIC | POWER,MIDGET TYPE;4P;110 V DC COIL; 30 V DC/110 V AC CONT;10 AMP NOM;4 CO CONT;NON-LATCHING AUX;PLUG-IN TO RAIL MOUNT SOCKET TYPE SH4B-05U;PACK OF 1; | CNWPL | CNW PL - SLACKS CREEK | IDERH4B-UDC110 | CURRENT
000007371 | RELAY,ELECTROMAGNETIC | POWER,MIDGET TYPE;4P;110 V DC COIL; 30 V DC/110 V AC CONT;10 AMP NOM;4 CO CONT;NON-LATCHING AUX;PLUG-IN TO RAIL MOUNT SOCKET TYPE SH4B-05U;PACK OF 1; | CNWPL | CNW PL - SLACKS CREEK | RH4B-UDC110 | CURRENT
000007430 | RELAY,FUSE ACTUATED | TP;0.75 AMP;1 NO HR CONT/POLE;STUD TERM; NDO CASE;PROJ MTG;FITTED W/36 SWG EUREKA FUSE WIRE;USED FOR DIFF PROTECTION 11 KV/415 V TRFS W/FIXED TAP SELECTION; | ELECTSYS |  | K3M | CURRENT
000007431 | RELAY,FUSE ACTUATED | TP;5 AMP;NO HR CONT/POLE;STUD TERM;NDO CASE;PROJ MTG;W/SHUNT RESISTORS;FITTED W/36 SWG SILVER EUREKA WIRE;USED FOR OVERCURRENT PROTECTION 415 V CB UNITS; | ELECTSYS |  | K3R | CURRENT
000007440 | RELAY,OVERCURRENT | 1 OC;IDMTL & INST;5 AMP;1-12 AMP,INST 6-144 AMP;0.2 AMP OR 2 AMP SERIES SEAL; 1 NO SR CONT;1 HR IDMTL & 1 HR INST FLAG ;DO CASE;WESTINGHOUSE TYPE CO7; | WESTHSE |  | CO7-A27-FT11 | PHASING
000007453 | RELAY,OVERCURRENT | 1 OC;IDMTL & INST;5 AMP;50-200%,INST 10-40 AMP;2 NO SR CONT;1 HR IDMTL & 1 HR INST FLAG;DO CASE;BS142;REYROLLE TYPE TJM; | REYROLLE |  | TJM11 | PHASING
000007485 | RESISTOR,ADJUSTABLE | WIRE WOUND;2000 OHMS;50 W;81 MM LG,29 MM DIA;FOR RELAY;C/W ADJ SLIDE & MTG FEET; | IRH |  | HXA2K | PHASING
000007488 | TRANSFORMER,CURRENT | PROTECTION;INDOOR;RATIO CORRECTION;13/5 AMP;CLASS 2.5P50F5;SINGLE PHASE;50 HZ; FOR USE IN TRANSFORMER DIFFERENTIAL SCHEMES FOR 10 MVA 33/11 KV; | TYREE | TYREE INDUSTRIES PL MITTAGONG NSW | TRANSFORMER PROTECTION | PHASING
000007488 | TRANSFORMER,CURRENT | PROTECTION;INDOOR;RATIO CORRECTION;13/5 AMP;CLASS 2.5P50F5;SINGLE PHASE;50 HZ; FOR USE IN TRANSFORMER DIFFERENTIAL SCHEMES FOR 10 MVA 33/11 KV; | BRODRIBB | M BRODRIBB PTY LTD (MANUFACTURER) | CT568 FORM CEX | PHASING
000007586 | CLOTH,IMITATION CHAMOIS | 54 CM W,65 CM LG;PVA;1 PER PACK; | STATEWD | STATEWIDE FSTNERS & ENG SPLS PL | OPVEF06 | PHASING
000007586 | CLOTH,IMITATION CHAMOIS | 54 CM W,65 CM LG;PVA;1 PER PACK; | CNWPL | CNW PL - SLACKS CREEK | 165794 | PHASING
000007586 | CLOTH,IMITATION CHAMOIS | 54 CM W,65 CM LG;PVA;1 PER PACK; | OATES |  | ENKA PV-EF-06 | PHASING
000007603 | CORD,FIBROUS | NYLON;GRASS CUTTING;PACK OF 1; | STATEWD | STATEWIDE FSTNERS & ENG SPLS PL | WSC27 | CURRENT
000008277 | SLEEVE,COMPRESSION | FULL TENSION COMPRESSION;ALUMINIUM ALLOY ACSR;6/3.75 MM + 1/3.75 MM ACSR (BANANA);470 MM MIN LG;TO BE MARKED AS PER AS 1154-1;BOX OF 1; | TYCO | TYCO | FT50R/1 | CURRENT
000008277 | SLEEVE,COMPRESSION | FULL TENSION COMPRESSION;ALUMINIUM ALLOY ACSR;6/3.75 MM + 1/3.75 MM ACSR (BANANA);470 MM MIN LG;TO BE MARKED AS PER AS 1154-1;BOX OF 1; | UTILUX |  | FT50R/1 | CURRENT
000008279 | SCREW,TAPPING,THREAD FORMING | PANEL;STEEL;CAD-PLATED;WAFER HD,PHILLIPS DRIVE;M3;32 MM LG | SUMMIT | SUMMIT GROUP | 3DWCCZ03032 | CURRENT
000008279 | SCREW,TAPPING,THREAD FORMING | PANEL;STEEL;CAD-PLATED;WAFER HD,PHILLIPS DRIVE;M3;32 MM LG | STATEWD | STATEWIDE FSTNERS & ENG SPLS PL | SEWZ332 | CURRENT
000008280 | CABLE,POWER,ELECTRICAL | 0.6/1 KV;SUBSTATION CONTROL;1 CORE; 35 SQ MM-19/1.53 MM;PVC/PVC,BLACK SHEATH; CORE COLOURED BLACK,CABLE LG MARKED AT 1 M INTERVALS;AS5000.1.; | BAMBACH | BAMBACH WIRES & CABLES PTY LTD | T-ENQ 338 | CURRENT
000008280 | CABLE,POWER,ELECTRICAL | 0.6/1 KV;SUBSTATION CONTROL;1 CORE; 35 SQ MM-19/1.53 MM;PVC/PVC,BLACK SHEATH; CORE COLOURED BLACK,CABLE LG MARKED AT 1 M INTERVALS;AS5000.1.; | MIDLANDS | MIDLAND METALS | MMO-1X35 CU PVC PVC BLK | CURRENT
000008280 | CABLE,POWER,ELECTRICAL | 0.6/1 KV;SUBSTATION CONTROL;1 CORE; 35 SQ MM-19/1.53 MM;PVC/PVC,BLACK SHEATH; CORE COLOURED BLACK,CABLE LG MARKED AT 1 M INTERVALS;AS5000.1.; | OLEX | OLEX AUSTRALIA PTY LTD | BABC18AA001CXBK | CURRENT
000008281 | CABLE,POWER,ELECTRICAL | 0.6/1 KV;SUBSTATION CONTROL;1 CORE; 35 SQ MM-19/1.53 MM;PVC/PVC,RED SHEATH CORE COLOURED RED;RED OUTER SHEATH; CABLE LG MARKED AT 1 M INTERVALS;AS5000 | BAMBACH | BAMBACH WIRES & CABLES PTY LTD | T-ENQ 339 | CURRENT
000008281 | CABLE,POWER,ELECTRICAL | 0.6/1 KV;SUBSTATION CONTROL;1 CORE; 35 SQ MM-19/1.53 MM;PVC/PVC,RED SHEATH CORE COLOURED RED;RED OUTER SHEATH; CABLE LG MARKED AT 1 M INTERVALS;AS5000 | MIDLANDS | MIDLAND METALS | MMO-1X35 CU PVC PVC RD | CURRENT
000008281 | CABLE,POWER,ELECTRICAL | 0.6/1 KV;SUBSTATION CONTROL;1 CORE; 35 SQ MM-19/1.53 MM;PVC/PVC,RED SHEATH CORE COLOURED RED;RED OUTER SHEATH; CABLE LG MARKED AT 1 M INTERVALS;AS5000 | OLEX | OLEX AUSTRALIA PTY LTD | BABC18RP001JBRD | CURRENT
000008282 | STAKE,WOOD. | Surveyor Stakes - C Hardwood; Square; 25mm x 25mm x,600m; sharpened at one end | MISTER | R.N. & M.T. HOLDINGS PTY LTD | SURVSTAKES-C | CURRENT
000008283 | STAKE,WOOD. | SQ;38 MM X 38 MM,200 MM LG;SHARPENED AT ONE END;USED BY SURVEYORS;BAGS OF 50; | MISTER | R.N. & M.T. HOLDINGS PTY LTD | SURVSTAKES-B 38MM X 200MM | CURRENT
000008294 | SEALING COMPOUND | POLYESTER RESIN BASE;RED THREADLOCKER (CYBERBOND TH62 / LOCTITE 262) LIQUID FORM;LOCKING OF NUTS & STUDS; 50 ML BOTTLE; | HAYMANS | HAYMANS ELECTRICAL | CHT8262-50 | CURRENT
000008294 | SEALING COMPOUND | POLYESTER RESIN BASE;RED THREADLOCKER (CYBERBOND TH62 / LOCTITE 262) LIQUID FORM;LOCKING OF NUTS & STUDS; 50 ML BOTTLE; | STATEWD | STATEWIDE FSTNERS & ENG SPLS PL | TH62050 / 26231 | CURRENT
000008294 | SEALING COMPOUND | POLYESTER RESIN BASE;RED THREADLOCKER (CYBERBOND TH62 / LOCTITE 262) LIQUID FORM;LOCKING OF NUTS & STUDS; 50 ML BOTTLE; | STATEWD | STATEWIDE FSTNERS & ENG SPLS PL | L726250 | CURRENT
000008314 | WASHER,SPRING TENSION | M20, Single Coil, Rect Sect, S/Steel Gde 316, Aust Std | STATEWD | STATEWIDE FSTNERS & ENG SPLS PL | WSES4M20 | CURRENT
000008321 | JUNCTION BOX. | ALUMINIUM,CAST;COMPRESSION SLEEVE;RECT, 2 WAY;WEATHERPROOF;POLE MTD;SUIT 1/1.00 MM COPPER O/H EARTH WIRE CABLE CARRIER (OHEWCC),CONTINGENCY SPARES | HASLER |  | JUNCTION BOX. | MAINTENANCE STOCK
000008343 | PLATE,YOKE,ELECTRICAL CONDUCTOR SUPPORT. | TENSION;STEEL,STRUCTURAL GDE 300; 120 KN; (SUITABLE FOR 70 KN FITTINGS) PACK OF 5, WEIGHT 5 KG;HOLE SIZE 22 MM X 16 MM THK; | HAYMAN | HAYMANS INDUSTRIES PTY LTD | 8343 | CURRENT
000008343 | PLATE,YOKE,ELECTRICAL CONDUCTOR SUPPORT. | TENSION;STEEL,STRUCTURAL GDE 300; 120 KN; (SUITABLE FOR 70 KN FITTINGS) PACK OF 5, WEIGHT 5 KG;HOLE SIZE 22 MM X 16 MM THK; | STEELWAY |  | E08343 | CURRENT
000008352 | WIRE,ELECTRICAL | BUILDING;COPPER,ANNEALED;16 SQ MM; 7/1.70 MM;0.6/1 KV;PVC INSULATED; GREEN/YELLOW;100 M DRUM SIZE DRUM WEIGHT 19.27 KG; | PRYSMIAN | PRYSMIAN POWER CABLES & SYSTEMS AUST | 20199398 | CURRENT
000008352 | WIRE,ELECTRICAL | BUILDING;COPPER,ANNEALED;16 SQ MM; 7/1.70 MM;0.6/1 KV;PVC INSULATED; GREEN/YELLOW;100 M DRUM SIZE DRUM WEIGHT 19.27 KG; | MIDLANDS | MIDLAND METALS | MMO-1X16 CU PVC G/Y | CURRENT
000008352 | WIRE,ELECTRICAL | BUILDING;COPPER,ANNEALED;16 SQ MM; 7/1.70 MM;0.6/1 KV;PVC INSULATED; GREEN/YELLOW;100 M DRUM SIZE DRUM WEIGHT 19.27 KG; | OLEX | OLEX AUSTRALIA PTY LTD | BAAP15A1001AAHN | CURRENT
000008368 | TAPE,INSULATION,ELECTRICAL | ADHESIVE BACKED;VINYL PLASTIC,BLACK; 101 MM W;3 M LG;1 MM THK;PACK OF 10; | ATOMSUPP | ATOM SUPPLY | 236535 | CURRENT
000008368 | TAPE,INSULATION,ELECTRICAL | ADHESIVE BACKED;VINYL PLASTIC,BLACK; 101 MM W;3 M LG;1 MM THK;PACK OF 10; | HAYMANS | HAYMANS ELECTRICAL | MMMVM-101MM | CURRENT
000008368 | TAPE,INSULATION,ELECTRICAL | ADHESIVE BACKED;VINYL PLASTIC,BLACK; 101 MM W;3 M LG;1 MM THK;PACK OF 10; | GILBLODG | GILBERT LODGE AUSTRALIA | 3VM-101 | CURRENT
000008368 | TAPE,INSULATION,ELECTRICAL | ADHESIVE BACKED;VINYL PLASTIC,BLACK; 101 MM W;3 M LG;1 MM THK;PACK OF 10; | 3M | 3M AUSTRALIA PTY LTD | MMMVM-101MM | CURRENT
000008372 | GRIP,DEADEND | HELICAL DEAD END;SINGLE PIECE ALUMINIUM CLAD STEEL;ACSR;6/1/3.00 MM;BOX OF 48, PACK WEIGHT 17 KG; | MACLEAN | MACLEAN POWER PL - E15128 | DE-SP0900-NC | CURRENT
000008372 | GRIP,DEADEND | HELICAL DEAD END;SINGLE PIECE ALUMINIUM CLAD STEEL;ACSR;6/1/3.00 MM;BOX OF 48, PACK WEIGHT 17 KG; | PLP AUST | PREFORMED LINE PRODUCTS (AUST) | AWFG-090-X | CURRENT
000008373 | GRIP,DEADEND | HELICAL DEAD END;SINGLE PIECE ALUMINIUM CLAD STEEL;ACSR;6/4.75 + 7/1.60 MM;PACK OF 10,PACK WEIGHT 10 KG; | TYCO | TYCO | FSLD1410-1430-5 | CURRENT
000008373 | GRIP,DEADEND | HELICAL DEAD END;SINGLE PIECE ALUMINIUM CLAD STEEL;ACSR;6/4.75 + 7/1.60 MM;PACK OF 10,PACK WEIGHT 10 KG; | PLP AUST | PREFORMED LINE PRODUCTS (AUST) | AWFG-143-X | CURRENT
000008374 | SPLICE,CONDUCTOR | SPLICES,HELICAL,FULL TENSION;ALUMINIUM; AAC;ACSR;7/2.50 MM AAC (LEO);3/2.50 MM + 4/2.50 MM ACSR/GZ (RAISIN);BOX OF 50, PACK WEIGHT 13.2 KG; | MACLEAN | MACLEAN POWER PL - E15128 | LS-SP0750 | CURRENT
000008374 | SPLICE,CONDUCTOR | SPLICES,HELICAL,FULL TENSION;ALUMINIUM; AAC;ACSR;7/2.50 MM AAC (LEO);3/2.50 MM + 4/2.50 MM ACSR/GZ (RAISIN);BOX OF 50, PACK WEIGHT 13.2 KG; | PLP AUST | PREFORMED LINE PRODUCTS (AUST) | AFS-075 | CURRENT
000008466 | DISCONNECTOR,HIGH VOLTAGE | 36 KV;400 AMP;25 KA FOR 3 SEC STC;SINGLE PHASE;OUTDOOR;PIPE STRUCTURE MTG; NO INSULATORS REQD;NO AUX CONTACTS; | ENERGEX | ENERGEX | DISCONNECTOR,HIGH VOLTAGE | PHASING
000008469 | PADLOCK | SOLID BRASS CASE,STEEL SHACKLE;30 MM W CASE,W/38 MM SHACKLE CLEARANCE;W/KEYS; INDIVIDUALLY KEYED;FOR GENERAL USE; (LOCKWOOD 232 AA);PACK WEIGHT 1.1 KG; | JLARSEN | J LARSEN PTY LTD (LOCKSMITH) | OZI/232/AA0 | CURRENT
000008519 | WASHER,LOCK | SPRING,SINGLE COIL,RECT SECT;STEEL;GALV; M20 BOLT SIZE;AS1968;PACK OF 200,PACK WEIGHT 1.6 KG; | HOBSON | HOBSON ENGINEERING CO PTY LTD 393904 | WRMSGSM20 | CURRENT
000008519 | WASHER,LOCK | SPRING,SINGLE COIL,RECT SECT;STEEL;GALV; M20 BOLT SIZE;AS1968;PACK OF 200,PACK WEIGHT 1.6 KG; | STATEWD | STATEWIDE FSTNERS & ENG SPLS PL | WSGM20 | CURRENT
000008521 | WASHER,FLAT | STEEL;GALV;M20 BOLT SIZE;75 SQ MM 6 MM THK;BAG OF 50,PACK WEIGHT 11.93 KG, PALLET OF 3700,PALLET WEIGHT 360 KG; | STATEWD | STATEWIDE FSTNERS & ENG SPLS PL | WSEGM20756 | CURRENT
000008532 | NUT,SELF-LOCKING,GANG CHANNEL | STEEL,RD;ZINC PLATED;M10;ISO M;W/LONG SPRING & SERRATED GROOVED HD;BOX OF 100, PACK WEIGHT 4.10 KG; | EZYSTRUT | EZYSTRUT CABLE & PIPE SUPPORTS | E1008Z | CURRENT
000008534 | SCREW,MACHINE | BRASS;PAN HD,SLOT DRIVE;M4;ISO M;40 MM LG;BOX OF 200; | SUMMIT | SUMMIT GROUP | 6PICB04040 | CURRENT
000008534 | SCREW,MACHINE | BRASS;PAN HD,SLOT DRIVE;M4;ISO M;40 MM LG;BOX OF 200; | COVENTRY | COVENTRY FASTENERS QLD | 4X40MBRPMT | CURRENT
000008535 | SCREW,MACHINE | BRASS;PAN HD,SLOT DRIVE;M5;ISO M; 20 MM LG; Pack of 100 | HOBSON | HOBSON ENGINEERING CO PTY LTD 393904 | MSBRPPSM040020 | CURRENT
000008535 | SCREW,MACHINE | BRASS;PAN HD,SLOT DRIVE;M5;ISO M; 20 MM LG; Pack of 100 | SUMMIT | SUMMIT GROUP | 6PICB05020 | CURRENT
000008535 | SCREW,MACHINE | BRASS;PAN HD,SLOT DRIVE;M5;ISO M; 20 MM LG; Pack of 100 | STATEWD | STATEWIDE FSTNERS & ENG SPLS PL | MTBEPSM520 | CURRENT
000008536 | SCREW,MACHINE | BRASS;PAN HD,SLOT DRIVE;M5;ISO M; 25 MM LG;BOX OF 200; | SUMMIT | SUMMIT GROUP | 6PICB05025 | CURRENT
000008536 | SCREW,MACHINE | BRASS;PAN HD,SLOT DRIVE;M5;ISO M; 25 MM LG;BOX OF 200; | STATEWD | STATEWIDE FSTNERS & ENG SPLS PL | MTBEPSM525 | CURRENT
000008537 | SCREW,MACHINE | BRASS;NICKEL PLATED;PAN HD, SLOT DRIVE;M5;ISO M;40 MM LG;BOX OF 200; | SUMMIT | SUMMIT GROUP | 6PICBN05040 | CURRENT
000008537 | SCREW,MACHINE | BRASS;NICKEL PLATED;PAN HD, SLOT DRIVE;M5;ISO M;40 MM LG;BOX OF 200; | STATEWD | STATEWIDE FSTNERS & ENG SPLS PL | MTBENPSM540 | CURRENT
000008538 | SCREW,MACHINE | BRASS;PAN HD,SLOT DRIVE;M5;ISO M; 50 MM LG;BOX OF 200; | SUMMIT | SUMMIT GROUP | 6PICB05050 | CURRENT
000008538 | SCREW,MACHINE | BRASS;PAN HD,SLOT DRIVE;M5;ISO M; 50 MM LG;BOX OF 200; | STATEWD | STATEWIDE FSTNERS & ENG SPLS PL | MTBEPSM550 | CURRENT
000008539 | SCREW,MACHINE | BRASS;PAN HD,SLOT DRIVE;M6;ISO M; 25 MM LG;BOX OF 200; | SUMMIT | SUMMIT GROUP | 6PICB06025 | CURRENT
000008539 | SCREW,MACHINE | BRASS;PAN HD,SLOT DRIVE;M6;ISO M; 25 MM LG;BOX OF 200; | COVENTRY | COVENTRY FASTENERS QLD | 6X25MBRPMT | CURRENT
000008540 | SCREW,MACHINE | BRASS;PAN HD,SLOT DRIVE;M6;ISO M; 50 MM LG;BOX OF 200; | SUMMIT | SUMMIT GROUP | 6PICB06050 | CURRENT
000008540 | SCREW,MACHINE | BRASS;PAN HD,SLOT DRIVE;M6;ISO M; 50 MM LG;BOX OF 200; | COVENTRY | COVENTRY FASTENERS QLD | 6X50MBRPMT | CURRENT
000008544 | SETSCREW | STAINLESS STEEL,GDE 304;HEX HD;FLAT POINT;M10;ISO M;30 MM LG;DIN 933;BOX OF 100; | HOBSON | HOBSON ENGINEERING CO PTY LTD 393904 | XEKBS16XCM100030 | CURRENT
000008544 | SETSCREW | STAINLESS STEEL,GDE 304;HEX HD;FLAT POINT;M10;ISO M;30 MM LG;DIN 933;BOX OF 100; | STATEWD | STATEWIDE FSTNERS & ENG SPLS PL | HSNS4M1030 | CURRENT
000008544 | SETSCREW | STAINLESS STEEL,GDE 304;HEX HD;FLAT POINT;M10;ISO M;30 MM LG;DIN 933;BOX OF 100; | COVENTRY | COVENTRY FASTENERS QLD | 10X30MG304SS | CURRENT
000008545 | SETSCREW | STAINLESS STEEL,GDE 304;HEX HD;FLAT POINT;M12;ISO M;40 MM LG;AS2837/AS1449 (MATERIAL),AS1111/DIN 933 (DIMENSIONS); Pack of 100; | HOBSON | HOBSON ENGINEERING CO PTY LTD 393904 | XEKBS16XCM120040 | CURRENT
000008545 | SETSCREW | STAINLESS STEEL,GDE 304;HEX HD;FLAT POINT;M12;ISO M;40 MM LG;AS2837/AS1449 (MATERIAL),AS1111/DIN 933 (DIMENSIONS); Pack of 100; | STATEWD | STATEWIDE FSTNERS & ENG SPLS PL | HSNS4M1240 | CURRENT
000008545 | SETSCREW | STAINLESS STEEL,GDE 304;HEX HD;FLAT POINT;M12;ISO M;40 MM LG;AS2837/AS1449 (MATERIAL),AS1111/DIN 933 (DIMENSIONS); Pack of 100; | STATEWD | STATEWIDE FSTNERS & ENG SPLS PL | HSNES4M1240 | CURRENT
000008589 | CLAMP,SUSPENSION,ELEC CONDUCTOR | ARMOUR GRIP SUSPENSION UNIT(AGSU); SUITS DIA 14.3 MM AAC,AAAC & ACSR (MOON & CHERRY);ALUMINIUM ALLOY WITH NEOPRENE INSERTS;SUITS 0-30 DEG DEVIATION;PACK OF | BRITECH | BRI-TECH PTY LTD | HSU1430 | CURRENT
000008589 | CLAMP,SUSPENSION,ELEC CONDUCTOR | ARMOUR GRIP SUSPENSION UNIT(AGSU); SUITS DIA 14.3 MM AAC,AAAC & ACSR (MOON & CHERRY);ALUMINIUM ALLOY WITH NEOPRENE INSERTS;SUITS 0-30 DEG DEVIATION;PACK OF | PLP AUST | PREFORMED LINE PRODUCTS (AUST) | AGS-5104 | CURRENT
000008591 | BOX,INTERMEDIATE PACKAGING | Cardboard, Corrugated NO. 3 "C" Flute; Regular Scored & Slotted; Glued; 203 MM LG ID;127 MM W ID;127 MM D ID; Knock-Down Form; Pallet QTY 1560 | SIGNET | SIGNET PTY LTD | 9321 | CURRENT
000008592 | BOX,INTERMEDIATE PACKAGING | CARDBOARD,CORRUGATED NO. 3 "C" FLUTE; REGULAR SCORED & SLOTTED;GLUED; 280 MM LG ID;255 MM W ID;215 MM D ID; KNOCK-DOWN FORM;PALLET OF 800 | SIGNET | SIGNET PTY LTD | 9165 | CURRENT
000008593 | BOX,INTERMEDIATE PACKAGING | CARDBOARD,CORRUGATED NO. 3 "C" FLUTE; REGULAR SCORED & SLOTTED;GLUED; ;406 MM LG ID356 MM W ID;381 MM D ID; KNOCK-DOWN FORM;BUNDLE OF 20,PACK | PROMARK | PROMARK PACKAGING PTY LTD GEEBUNG | CA0045 | CURRENT
000008593 | BOX,INTERMEDIATE PACKAGING | CARDBOARD,CORRUGATED NO. 3 "C" FLUTE; REGULAR SCORED & SLOTTED;GLUED; ;406 MM LG ID356 MM W ID;381 MM D ID; KNOCK-DOWN FORM;BUNDLE OF 20,PACK | CORPEXPR | CORPORATE EXPRESS PO BOX 346 RICHLANDS | 87092152 | CURRENT
000008594 | PLASTIC SHEET | POLYETHYLENE;TRANSPARENT;100 U THK; 1220 MM X 1220 MM;HEATSHRINK,VIRGIN; 50 KG ROLL,20 ROLLS PER PALLET; FOR PROTECTION & PACKAGING OF STORES | BECKWITH | BECKWITH TRADING (QLD) PTY LTD | POLYETHYLENE;1220 MM W; | CURRENT
000008608 | SCREW,MACHINE | BRASS;RD HD,SLOT DRIVE;M6;ISO M;12 MM LG ;BOX OF 200; | SUMMIT | SUMMIT GROUP | 6RICB06012 | CURRENT
000008608 | SCREW,MACHINE | BRASS;RD HD,SLOT DRIVE;M6;ISO M;12 MM LG ;BOX OF 200; | STATEWD | STATEWIDE FSTNERS & ENG SPLS PL | MTBEPSM612 | CURRENT
000008611 | SETSCREW | STEEL;ZINC PLATED;HEX HD;FLAT POINT;M12; ISO M;25 MM LG;BOX OF 100; | SUMMIT | SUMMIT GROUP | 6SCMZ12025 | CURRENT
000008611 | SETSCREW | STEEL;ZINC PLATED;HEX HD;FLAT POINT;M12; ISO M;25 MM LG;BOX OF 100; | STATEWD | STATEWIDE FSTNERS & ENG SPLS PL | HBZM1225 | CURRENT
000008615 | ROD,CONTINUOUS THREAD. | STEEL;ZINC PLATED;M12;ISO M;3 M LG; | HOBSON | HOBSON ENGINEERING CO PTY LTD 393904 | ASMSZCM123000 | CURRENT
000008615 | ROD,CONTINUOUS THREAD. | STEEL;ZINC PLATED;M12;ISO M;3 M LG; | STATEWD | STATEWIDE FSTNERS & ENG SPLS PL | RZEM123000 | CURRENT
000008644 | PROTECTOR,HEARING | ProChoice Viper Earmuffs, 26dB Rating, Class 5 SLC80, Lightweight Headband 3 Position Style (over head, behind head & under chin) | CNWPL | CNW PL - SLACKS CREEK | PAREMVIP | PHASING
000008644 | PROTECTOR,HEARING | ProChoice Viper Earmuffs, 26dB Rating, Class 5 SLC80, Lightweight Headband 3 Position Style (over head, behind head & under chin) | PELTOR |  | 03147676 | PHASING
000008644 | PROTECTOR,HEARING | ProChoice Viper Earmuffs, 26dB Rating, Class 5 SLC80, Lightweight Headband 3 Position Style (over head, behind head & under chin) | STATEWD | STATEWIDE FSTNERS & ENG SPLS PL | PRO-EMVIP | PHASING
000008655 | BRUSH,WIRE,SCRATCH | STEEL;4 ROWS W;19 ROWS LG;RECT ROCKER FACE;CURVED HANDLE;12 IN LG;PACK OF 1; | CNWPL | CNW PL - SLACKS CREEK | WIREBRWH4 | CURRENT
000008655 | BRUSH,WIRE,SCRATCH | STEEL;4 ROWS W;19 ROWS LG;RECT ROCKER FACE;CURVED HANDLE;12 IN LG;PACK OF 1; | CNWPL | CNW PL - SLACKS CREEK | OATB-14006 | CURRENT
000008655 | BRUSH,WIRE,SCRATCH | STEEL;4 ROWS W;19 ROWS LG;RECT ROCKER FACE;CURVED HANDLE;12 IN LG;PACK OF 1; | SWANBRSH |  | 14022 | CURRENT
000008660 | NAIL | FLAT HD;STEEL;GALV;65 MM LG;3.15 MM DIA; 1 KG PACK,(418 NAILS PER KG),CARTON OF 10 KG; | SUMMIT | SUMMIT GROUP | 5HFG065375 | CURRENT
000008660 | NAIL | FLAT HD;STEEL;GALV;65 MM LG;3.15 MM DIA; 1 KG PACK,(418 NAILS PER KG),CARTON OF 10 KG; | STATEWD | STATEWIDE FSTNERS & ENG SPLS PL | NGFH653151 | CURRENT
000008669 | SLEEVE,COMPRESSION | NON TENSION COMPRESSION;ALUMINIUM ALLOY; AAC;19/3.75 MM AAC (PLUTO/NEON);TO BE MARKED AS PER AS1154-1;BOX OF 1; | TYCO | TYCO | NT80/1 | CURRENT
000008669 | SLEEVE,COMPRESSION | NON TENSION COMPRESSION;ALUMINIUM ALLOY; AAC;19/3.75 MM AAC (PLUTO/NEON);TO BE MARKED AS PER AS1154-1;BOX OF 1; | UTILUX |  | NT80/1 | CURRENT
000008677 | INSULATOR,SUSPENSION | GLASS DISC,NORMAL PROFILE;20 MM IEC BALL & SOCKET,WITH ZINC COLLAR; 255 MM DIA,146 MM PITCH;125 KN MIN FAILING LOAD;"W" CLIP PER AS2947.3;PACK | PLP AUST | PREFORMED LINE PRODUCTS (AUST) | 8677 | CURRENT
000008677 | INSULATOR,SUSPENSION | GLASS DISC,NORMAL PROFILE;20 MM IEC BALL & SOCKET,WITH ZINC COLLAR; 255 MM DIA,146 MM PITCH;125 KN MIN FAILING LOAD;"W" CLIP PER AS2947.3;PACK | MACLEAN | MACLEAN POWER PL - E15128 | 8677 | CURRENT
000008677 | INSULATOR,SUSPENSION | GLASS DISC,NORMAL PROFILE;20 MM IEC BALL & SOCKET,WITH ZINC COLLAR; 255 MM DIA,146 MM PITCH;125 KN MIN FAILING LOAD;"W" CLIP PER AS2947.3;PACK | GRAPHSOL | GRAPH SOLUTIONS PTY LTD | 134210 | CURRENT
000008687 | TESTER,ELECTRICAL LEAKAGE | POLE TESTER;C/W CASE;FOR TESTING ELECTRICAL LEAKAGE OF WOOD POLES; | TEN | THE ENERGY NETWORK | PLD | PURCHASE AS REQUIRED
000008687 | TESTER,ELECTRICAL LEAKAGE | POLE TESTER;C/W CASE;FOR TESTING ELECTRICAL LEAKAGE OF WOOD POLES; | ENERGYNW | THE ENERGY NETWORK | PLD | PURCHASE AS REQUIRED
000008692 | PIPE,METALLIC | LEAD;51 MM NB;2.4 MM WALL THK;450 MM LG; 4.5 KG/M;0.06% COPPERISED SOFT LEAD; ;AS1812;CRATE MAX 500 KG; | CONALLOY |  | LEAD;51 MM NB; | PURCHASE AS REQUIRED
000008701 | TERMINAL BLOCK | MELAMINE;2 TERMINAL FEED THROUGH TYPE; 600 V;48 AMP;RAIL MTG (G32 RAIL SECT); 5-10 SQ MM CONDUCTOR SIZE;10 MM THK, 49 MM H,40 MM W;ORANGE;BOX OF 10;FOR | REXEL | REXEL PTY LTD | UTIH2238/10 | PHASING
000008701 | TERMINAL BLOCK | MELAMINE;2 TERMINAL FEED THROUGH TYPE; 600 V;48 AMP;RAIL MTG (G32 RAIL SECT); 5-10 SQ MM CONDUCTOR SIZE;10 MM THK, 49 MM H,40 MM W;ORANGE;BOX OF 10;FOR | UTILUX |  | H2238/10 | PHASING
000008717 | FILE,HAND | ALUMINIUM TYPE A;FLAT;12 IN LG; BOX OF 6; | CNWPL | CNW PL - SLACKS CREEK | NIC00070N | CURRENT
000008717 | FILE,HAND | ALUMINIUM TYPE A;FLAT;12 IN LG; BOX OF 6; | NICHOLSN |  | N900070 | CURRENT
000008717 | FILE,HAND | ALUMINIUM TYPE A;FLAT;12 IN LG; BOX OF 6; | C&LTOOL | CALTCO T/A C&L TOOL CENTRE | NIC00070NN | CURRENT
000008727 | CABLE,POWER,ELECTRICAL | 0.6/1kV, 16mm2, Annealed Copper Conductor, 2 Core, Flat, XLPE Insluated, Black PVC Sheathed, 800m Drum, AS 5000.1, JTS 03-01-08 | HCA | HENGTONG CABLE AUSTRALIA PTY LTD | HCA8727EQL | CURRENT
000008727 | CABLE,POWER,ELECTRICAL | 0.6/1kV, 16mm2, Annealed Copper Conductor, 2 Core, Flat, XLPE Insluated, Black PVC Sheathed, 800m Drum, AS 5000.1, JTS 03-01-08 | MIDLANDS | MIDLAND METALS | MMO-2X16 CU X PVC BLK | CURRENT
000008727 | CABLE,POWER,ELECTRICAL | 0.6/1kV, 16mm2, Annealed Copper Conductor, 2 Core, Flat, XLPE Insluated, Black PVC Sheathed, 800m Drum, AS 5000.1, JTS 03-01-08 | BAMBACH | BAMBACH WIRES & CABLES PTY LTD | 45950BKS | CURRENT
000008727 | CABLE,POWER,ELECTRICAL | 0.6/1kV, 16mm2, Annealed Copper Conductor, 2 Core, Flat, XLPE Insluated, Black PVC Sheathed, 800m Drum, AS 5000.1, JTS 03-01-08 | OLEX | OLEX AUSTRALIA PTY LTD | DECP15RP002CXHF | CURRENT
000008727 | CABLE,POWER,ELECTRICAL | 0.6/1kV, 16mm2, Annealed Copper Conductor, 2 Core, Flat, XLPE Insluated, Black PVC Sheathed, 800m Drum, AS 5000.1, JTS 03-01-08 | OLEX | OLEX AUSTRALIA PTY LTD | DECP15J5002 | CURRENT
000008733 | NUT,PLAIN,HEXAGON | STEEL;ZINC OR CAD-PLATED;STD;M8;ISO M; BOX OF 200; | STATEWD | STATEWIDE FSTNERS & ENG SPLS PL | NUT,PLAIN,M8,STEEL ZINC | PHASING
000008761 | INSULATOR,PIN | HIGH VOLTAGE FOG PROFILE;PORCELAIN; PATTERN "A" HOLE;11 KV NOM V;7 KN MIN FAILING LOAD;AS2947.2;CRATE OF 6 WEIGHT 18KG | MACLEAN | MACLEAN POWER PL - E15128 | FLP/11/360 | CURRENT
000008761 | INSULATOR,PIN | HIGH VOLTAGE FOG PROFILE;PORCELAIN; PATTERN "A" HOLE;11 KV NOM V;7 KN MIN FAILING LOAD;AS2947.2;CRATE OF 6 WEIGHT 18KG | BRITECH | BRI-TECH PTY LTD | FLP11-360 | CURRENT
000008761 | INSULATOR,PIN | HIGH VOLTAGE FOG PROFILE;PORCELAIN; PATTERN "A" HOLE;11 KV NOM V;7 KN MIN FAILING LOAD;AS2947.2;CRATE OF 6 WEIGHT 18KG | NZI |  | 104795 | CURRENT
000008763 | TERMINATION,ELECTRICAL POWER CABLE | 33 KV;OUTDOOR;3 PHASE;FOR 185 SQ MM COPPER CONDUCTOR PLYSWS SUBMARINE; PORCELAIN;HIGH CREEPAGE,POLLUTED ATMOS; SECURITY STOCK KARRAGARRA; | CABUS | CABUS | DWG 7160 | STRATEGIC SPARE
000008796 | ENVELOPE,INVOICE | SELF-ADHESIVE;PLASTIC;CLEAR;230 MM LG, 165 MM W;MARKED "INVOICE ENCLOSED"; BOX OF 500,PACK WEIGHT 2 KG; | SIGNET | SIGNET PTY LTD | DOC A5 WHT I/E | CURRENT
000008796 | ENVELOPE,INVOICE | SELF-ADHESIVE;PLASTIC;CLEAR;230 MM LG, 165 MM W;MARKED "INVOICE ENCLOSED"; BOX OF 500,PACK WEIGHT 2 KG; | PROMARK | PROMARK PACKAGING PTY LTD GEEBUNG | MP5010 | CURRENT
000008797 | SLEEVE,COMPRESSION | FT, Mars, 7/3.75 AAC, Hex Die 18.0mm A/F, Al, AS1154-1 | TECONN | TE CONNECTIVITY LTD | FT50A/1 | CURRENT
000008797 | SLEEVE,COMPRESSION | FT, Mars, 7/3.75 AAC, Hex Die 18.0mm A/F, Al, AS1154-1 | TYCO | TYCO | FT50A/1 | CURRENT
000008800 | SOLDER,LEAD-TIN ALLOY | 50% TIN,50% LEAD;360 MM LG,0.25 KG STICKS;STAMPED "50/50";AS1834.1; PACK OF 100, PACK WEIGHT 25 KG;CONDUCTOR BASTING & GENERAL USE; | CONALLOY |  | SOLDER 50% TIN 50% LEAD | CURRENT
000008808 | BAG,PACKING | POLYPROPYLENE;SATCHEL TYPE;WHITE,YELLOW OR ORANGE ONLY;70 CM NOM LG,45 CM NOM W ;FOR PACKAGING OF BOLTS,NUTS,WASHERS,ETC & SAND BAGS;BUNDLES OF 1000,PALLET OF | SIGNET | SIGNET PTY LTD | PN1022 | CURRENT
000008812 | GOGGLES,INDUSTRIAL | WIDE VISION TYPE;ONE PIECE,SINGLE APERATURE;CLEAR POLYCARBONATE FRAME, VENTILATED;CLEAR POLYCARBONATE LENS; IMPACT RESISTANT,BUT NOT UNBREAKABLE; | ALSAFE | ALSAFE SAFETY INDUSTRIES PTY LTD | 20-20 CLEAR | CURRENT
000008813 | GOGGLES,INDUSTRIAL | WIDE VISION TYPE;ONE PIECE,SINGLE APERATURE;SMOKE POLYCARBONATE FRAME, ;VENTILATED SMOKE POLYCARBONATE LENS; IMPACT RESISTANT,BUT NOT UNBREAKABLE; | ALSAFE | ALSAFE SAFETY INDUSTRIES PTY LTD | 20-20 SMOKE | PURCHASE AS REQUIRED
000008813 | GOGGLES,INDUSTRIAL | WIDE VISION TYPE;ONE PIECE,SINGLE APERATURE;SMOKE POLYCARBONATE FRAME, ;VENTILATED SMOKE POLYCARBONATE LENS; IMPACT RESISTANT,BUT NOT UNBREAKABLE; | NORTON |  | 180 SMOKE | PURCHASE AS REQUIRED
000008814 | CASE,SPECTACLE | BLACK NYLON;CORDED; WITH BRUSHED NYLON INTERIOR;190 MM LG APPROX,100 MM W;SUITS ALL STYLES OF SAFETY GLASSES; | ATOMSUPP | ATOM SUPPLY | 236519 | CURRENT
000008814 | CASE,SPECTACLE | BLACK NYLON;CORDED; WITH BRUSHED NYLON INTERIOR;190 MM LG APPROX,100 MM W;SUITS ALL STYLES OF SAFETY GLASSES; | BLKWOODS | J BLACKWOOD & SON LTD | 04158343/3209927 | CURRENT
000008814 | CASE,SPECTACLE | BLACK NYLON;CORDED; WITH BRUSHED NYLON INTERIOR;190 MM LG APPROX,100 MM W;SUITS ALL STYLES OF SAFETY GLASSES; | BOLLE | BOLLE SAFETY | 3209927 | CURRENT
000008894 | RELAY,ELECTROMAGNETIC | POWER,HVY DUTY TYPE;110 V AC COIL; 15-60 HZ;600 V DC/500 V AC CONT;10 AMP CONTINUOUS;4 NO,4 NC INTERCHANGABLE CONT;NON-LATCHING AUX;PLUG-IN,DUAL | ABB | ABB FAN PTY LTD | RXMH2 RK.223069-EN | PHASING
000008895 | RELAY,ELECTROMAGNETIC | GENERAL PURPOSE;110 V TO 125 V DC COIL;300 V DC/250 V AC CONT;5 AMP CONTINUOUS;2 CO CONT;NON-LATCHING AUX; PLUG-IN,ONE SEAT BASE; | ABB | ABB FAN PTY LTD | TYPE RXMA1 RK.211037-AN | CURRENT
000008896 | RELAY,ELECTROMAGNETIC | GENERAL PURPOSE;24 V DC COIL;300 V DC/250 V AC CONT;5 AMP CONTINUOUS; 2 CO CONT;NON-LATCHING AUX;PLUG-IN, ONE SEAT BASE; | ABB | ABB FAN PTY LTD | RXMA1 RK.211037-AD | PURCHASE AS REQUIRED
000008898 | RELAY,ELECTROMAGNETIC | GENERAL PURPOSE;110 V TO 125 V DC COIL; 300 V DC/250 V AC CONT;5 AMP CONTINUOUS ;2 NO,1 NC CONT PER COIL;HR FLAGS;DUAL COIL,NON-LATCHING;INDICATING;PLUG IN ONE | ABB | ABB FAN PTY LTD | RXSF1 RK.271007-AN | CURRENT
000008899 | RELAY,ELECTROMAGNETIC | GENERAL PURPOSE;110 V TO 125 V DC COIL; 300 V DC/250 V AC CONT;5 AMP CONTINUOUS ;2 NO,1 NC CONT PER COIL;SR FLAGS;DUAL COIL,NON-LATCHING,INDICATING;PLUG-IN | ABB | ABB FAN PTY LTD | RXSF1 RK.271006-AN | PHASING
000008900 | RELAY,ELECTROMAGNETIC | TRIPPING APPLICATIONS;125 V DC CONT;300 V DC/250 V AC CONT;4 AMP CONTINUOUS; 2 CO CONT;NON-LATCHING;PLUG-IN,ONE SEAT BASE;HIGH SPEED OPERATION (3.5 MS); | ABB | ABB FAN PTY LTD | RXMS1 RK.216237-AP | CURRENT
000008901 | RELAY,ELECTROMAGNETIC | POWER,HVY DUTY TYPE;125 V DC COIL;450 V DC/400 V AC CONT;10 AMP CONTINUOUS; 8 SETS OF CONT;BI-STABLE LATCHING OPERATION,AUX;PLUG-IN,DUAL SEAT BASE; | ABB | ABB FAN PTY LTD | 'RK251900XC (205-AP) | CURRENT
000008903 | BASE,RELAY | BASE,ELECTRICAL RELAY;BEIGE COLOUR; | ABB | ABB FAN PTY LTD | 5619 499-A RX4 RK 9240002 | CURRENT
000008904 | RACK KIT,ELECTRICAL EQUIPMENT. | ITEMS TO BE INDIVIDUALLY PACKED AS A KIT ;KIT CONSISTS OF 1 APPARATUS FRAME P/N 5284 1340-A;1 DOOR WITH GLASS P/N SA 362002-R;2 END PLATES P/N SA 362 026-LK; | HITACHI | HITACHI ENERGY AUSTRALIA LTD | 1MRK000137-RA | CURRENT
000008904 | RACK KIT,ELECTRICAL EQUIPMENT. | ITEMS TO BE INDIVIDUALLY PACKED AS A KIT ;KIT CONSISTS OF 1 APPARATUS FRAME P/N 5284 1340-A;1 DOOR WITH GLASS P/N SA 362002-R;2 END PLATES P/N SA 362 026-LK; | ABB | ABB FAN PTY LTD | 52841935-D | CURRENT
000008907 | CONNECTOR,RECEPTACLE | CABLE TYPE;RD STRAIGHT BODY STYLE;1 PIN; 10 AMP MAX;PACK OF 100; | ABB | ABB FAN PTY LTD | 1MRK002136-A | CURRENT
000008913 | RELAY,ELECTROMAGNETIC | MINIATURE TYPE;110 V DC COIL;2 CO CONT; NON-LATCHING;PLUG- IN;REPLACES EMAIL SRG1-200A; | EMAIL |  | ZETTLER AZH20-04-40 | PHASING
000008913 | RELAY,ELECTROMAGNETIC | MINIATURE TYPE;110 V DC COIL;2 CO CONT; NON-LATCHING;PLUG- IN;REPLACES EMAIL SRG1-200A; | EMAIL |  | RALUXNICO2 13500 OHMS | PHASING
000008918 | COUPLING,ROD,SCREW ANCHOR | EXTENSION TYPE;M24 INT THD; 141 KN MIN FAILING LOAD; | CHANCE | CHANCE (MANUFACTURER) | 12247M | CURRENT
000008947 | TOWEL,PAPER | WIPE,PAPER;MICRO;1 PLY; 12.5 X 21.5 CM; 27 BOXES PER CARTON; | BOWATER | BOWATER | 59401 | PHASING
000008951 | TAPE,MEASURING | 8m Lg, 25mm W, Steel, Enamel Coated | ATOMSUPP | ATOM SUPPLY | 30006719 | CURRENT
000008951 | TAPE,MEASURING | 8m Lg, 25mm W, Steel, Enamel Coated | CNWPL | CNW PL - SLACKS CREEK | LUFFL48ME12 | CURRENT
000008951 | TAPE,MEASURING | 8m Lg, 25mm W, Steel, Enamel Coated | CRESCENT | CRESCENT TOOLS P/O APEX TOOL GROUP | 8 M/26 FT | CURRENT
000008961 | TAP,THREAD CUTTING | HAND TYPE;HSS;ISO M;4 MM; .7 MM PITCH; BOTTOMING;SHANK DIMENSION TO AS2181 PART1-1978;PACK OF 1; | ATOMSUPP | ATOM SUPPLY | 2819417 | CURRENT
000008961 | TAP,THREAD CUTTING | HAND TYPE;HSS;ISO M;4 MM; .7 MM PITCH; BOTTOMING;SHANK DIMENSION TO AS2181 PART1-1978;PACK OF 1; | P&NWILT | P&N WILT | M4CSB | CURRENT
000008961 | TAP,THREAD CUTTING | HAND TYPE;HSS;ISO M;4 MM; .7 MM PITCH; BOTTOMING;SHANK DIMENSION TO AS2181 PART1-1978;PACK OF 1; | C&LTOOL | CALTCO T/A C&L TOOL CENTRE | M2020400 | CURRENT
000008967 | TAP,THREAD CUTTING | HAND TYPE;HSS;ISO M;5 MM; .8 MM PITCH; BOTTOMING;SHANK DIMENSION TO AS2181 PART 1-1978;PACK OF 1; | ATOMSUPP | ATOM SUPPLY | 2825006 | CURRENT
000008967 | TAP,THREAD CUTTING | HAND TYPE;HSS;ISO M;5 MM; .8 MM PITCH; BOTTOMING;SHANK DIMENSION TO AS2181 PART 1-1978;PACK OF 1; | P&NWILT | P&N WILT | T3860500 | CURRENT
000008967 | TAP,THREAD CUTTING | HAND TYPE;HSS;ISO M;5 MM; .8 MM PITCH; BOTTOMING;SHANK DIMENSION TO AS2181 PART 1-1978;PACK OF 1; | C&LTOOL | CALTCO T/A C&L TOOL CENTRE | M2020500 | CURRENT
000008968 | TAP,THREAD CUTTING | HAND TYPE;HSS;ISO M;6 MM;1 MM PITCH; TAPER;SHANK DIMENSION TO AS2181 PART 1-1978;PACK OF 1; | P&NWILT | P&N WILT | WILTSHIRE | CURRENT
000008974 | TAP,THREAD CUTTING | HAND TYPE;HSS;ISO M;8 MM;1.25 MM PITCH; TAPER;SHANK DIMENSION TO AS2181 PART 1-1978;PACK OF 1; | ATOMSUPP | ATOM SUPPLY | 2825028 | CURRENT
000008974 | TAP,THREAD CUTTING | HAND TYPE;HSS;ISO M;8 MM;1.25 MM PITCH; TAPER;SHANK DIMENSION TO AS2181 PART 1-1978;PACK OF 1; | P&NWILT | P&N WILT | M8CST | CURRENT
000008974 | TAP,THREAD CUTTING | HAND TYPE;HSS;ISO M;8 MM;1.25 MM PITCH; TAPER;SHANK DIMENSION TO AS2181 PART 1-1978;PACK OF 1; | C&LTOOL | CALTCO T/A C&L TOOL CENTRE | M2000800 | CURRENT
000008980 | TAP,THREAD CUTTING | HAND TYPE;HSS;ISO M;10 MM;1.5 MM PITCH; TAPER;SHANK DIMENSION TO AS2181 PART 1-1978;PACK OF 1; | ATOMSUPP | ATOM SUPPLY | M200 1000 | CURRENT
000008980 | TAP,THREAD CUTTING | HAND TYPE;HSS;ISO M;10 MM;1.5 MM PITCH; TAPER;SHANK DIMENSION TO AS2181 PART 1-1978;PACK OF 1; | ATOMSUPP | ATOM SUPPLY | 2825052 | CURRENT
000008980 | TAP,THREAD CUTTING | HAND TYPE;HSS;ISO M;10 MM;1.5 MM PITCH; TAPER;SHANK DIMENSION TO AS2181 PART 1-1978;PACK OF 1; | P&NWILT | P&N WILT | M10CST | CURRENT
000008980 | TAP,THREAD CUTTING | HAND TYPE;HSS;ISO M;10 MM;1.5 MM PITCH; TAPER;SHANK DIMENSION TO AS2181 PART 1-1978;PACK OF 1; | C&LTOOL | CALTCO T/A C&L TOOL CENTRE | M20001000 | CURRENT
000008982 | TAP,THREAD CUTTING | HAND TYPE;HSS;ISO M;10 MM;1.5 MM PITCH; BOTTOMING;SHANK DIMENSION TO AS2181 PART 1-1978;PACK OF 3; | P&NWILT | P&N WILT | WILTSHIRE | CURRENT
000008986 | TAP,THREAD CUTTING | HAND TYPE;HSS;ISO M;12 MM;1.75 MM PITCH ;TAPER;SHANK DIMENSION TO AS2181 PART 1 -1978;PACK OF 1; | ATOMSUPP | ATOM SUPPLY | 2826016 | CURRENT
000008986 | TAP,THREAD CUTTING | HAND TYPE;HSS;ISO M;12 MM;1.75 MM PITCH ;TAPER;SHANK DIMENSION TO AS2181 PART 1 -1978;PACK OF 1; | P&NWILT | P&N WILT | M12CST | CURRENT
000008986 | TAP,THREAD CUTTING | HAND TYPE;HSS;ISO M;12 MM;1.75 MM PITCH ;TAPER;SHANK DIMENSION TO AS2181 PART 1 -1978;PACK OF 1; | C&LTOOL | CALTCO T/A C&L TOOL CENTRE | M2001200 | CURRENT
000008989 | NUT,EYE | STEEL,STRUCTURAL GDE 250;GALV;M20;ISO M; 40 MM DIA EYE;98 KN MIN FAILING LOAD; IN ACCORD QESI STD;BAGS OF 20,PACK WEIGHT 20 KG; | SEWELFRG | GREG SEWELL FORGINGS PTY LTD | 4810 | CURRENT
000009059 | PLIERS | LG NOSE,SIDECUTTING,INSULATED HANDLES; 200 MM (6 IN) LG;PACK OF 1; | LEGEND | LEGEND POWER SYSTEMS | HVLNP205B | CURRENT
000009059 | PLIERS | LG NOSE,SIDECUTTING,INSULATED HANDLES; 200 MM (6 IN) LG;PACK OF 1; | EASTTOOL |  | SJEG4106008 | CURRENT
000009059 | PLIERS | LG NOSE,SIDECUTTING,INSULATED HANDLES; 200 MM (6 IN) LG;PACK OF 1; | C&LTOOL | CALTCO T/A C&L TOOL CENTRE | KINK40038 | CURRENT
000009060 | PLIERS,DIAGONAL CUTTING | SHORT NOSE,INSULATED HANDLES; 200MM (8IN) LG;PACK OF 1; | EASTTOOL |  | EG-40535 | CURRENT
000009060 | PLIERS,DIAGONAL CUTTING | SHORT NOSE,INSULATED HANDLES; 200MM (8IN) LG;PACK OF 1; | C&LTOOL | CALTCO T/A C&L TOOL CENTRE | KINK40029 | CURRENT
000009060 | PLIERS,DIAGONAL CUTTING | SHORT NOSE,INSULATED HANDLES; 200MM (8IN) LG;PACK OF 1; | C&LTOOL | CALTCO T/A C&L TOOL CENTRE | K040029 | CURRENT
000009082 | RELAY,OVERCURRENT AND EARTH FAULT | 2 OC,EF;IDMTL & INST;5 AMP;OC 2.5-10 AMP,INST 10-40 AMP;EF 0.5-2 AMP,INST 5-20 AMP;2 NO SR CONT/POLE;1 HR IDMTL & 1 HR INST FLAG/POLE;SIZE 2 V CASE,HOR; | REYROLLE |  | TJM11 | PHASING
000009097 | INSPECTION PENETRANT DEVELOPER,WET. | 300 G PRESSURISED CAN,CARTON OF 12; | TURCO | TURCO | DY-CHEK PART NO 4 | PHASING
000009118 | TRANSFORMER,POWER | POWER TRANSFORMER;33 KV/11 KV;3 MVA; 3 PHASE;GROUND MTG;BSH HV 180 LV BSH; MINERAL OIL INSULATED;ONAN;DYN 11; | TYREE | TYREE INDUSTRIES PL MITTAGONG NSW | 33 KV/11 KV; | STRATEGIC SPARE
000009124 | TRANSFORMER,POWER | POWER TRANSFORMER;33 KV/11 KV; 10 MVA;3 PHASE;GROUND MTG BSH HV 180 LV BSH;MINERAL OIL;INSULATED; | ENGELEC | ENG ELEC | 33 KV/11 KV | STRATEGIC SPARE
000009149 | TRANSFORMER,DISTRIBUTION | 11 KV;200 KVA;3 PHASE;PADMOUNT; HAZ HV 180 LV BSH;MINERAL OIL INSULATED; ONAN;DYN 11;INTERNAL C/TS;FURTHER DETAILS TO BE ENTERED IN PLANT MGMT SYS; | PWA |  | 11 KV,200KVA | PURCHASE AS REQUIRED
000009188 | TRANSFORMER,DISTRIBUTION | 11 KV;200 KVA;3 PHASE;GROUND MTG;CMP HV 180 LV BSH;MINERAL OIL INSULATED;ONAN; DYN 11;3 C/TS FITTED; | DRAWING | DRAWING NO | 4200-A4-SECTION | PHASING
000009195 | TRANSFORMER,DISTRIBUTION | 11 KV;1000 KVA;3 PHASE;GROUND MTG;AIR HV 180 LV BSH;MINERAL OIL INSULATED;ONAN; DYN 11;HIGH IMPEDANCE TYPE;FURTHER DETAILS TO BE ENTERED IN PLANT | BANYO | WORKSHOP REPAIRS | WORKSHOP REPAIRED | MAINTENANCE STOCK
000009361 | BRACKET,MOUNTING,STREET LIGHTING FIXTURE | STEEL;GALV;3.0 M LG;42 MM SPIGOT;4 M UPLIFT;T6;C/W STAYS,TO SUIT WOOD POLES, FOR USE ON MAJOR ROADS TO OBTAIN ADDITIONAL HEIGHT & MAINTAIN CLEARANCE | GM POLES | GM POLES PTY LTD | SL-WB-T6 | CURRENT
000009373 | ANCHOR,GUY | SINGLE HELIX;STEEL;PAINTED;200 MM ANCHOR DIA;SQ SECT;M24 HUB THD;8 KN/M;BOX OF 4 ,WEIGHT 4.0 KG EA, PACK WEIGHT 17.0 KG; | CHANCE | CHANCE (MANUFACTURER) | T102-1945 | CURRENT
000009374 | ANCHOR,GUY | SINGLE HELIX;STEEL;PAINTED;250 MM ANCHOR DIA;SQ SECT;M24 HUB THD;8 KN/M;BOX OF 4 ,WEIGHT 5.50 KG EA,PACK WEIGHT 22.50 KG; | CHANCE | CHANCE (MANUFACTURER) | T102-1946 | CURRENT
000009375 | ANCHOR,GUY | SINGLE HELIX;STEEL;PAINTED;300 MM ANCHOR DIA;SQ SECT;M24 HUB THD;8 KN/M;BOX OF 3 ,WEIGHT 7.0 KG EA,PACK WEIGHT 29.50 KG; | CHANCE | CHANCE (MANUFACTURER) | T102-1947 | CURRENT
000009376 | ANCHOR,GUY | DOUBLE HELIX;STEEL;PAINTED;250 MM ANCHOR DIA;SQ SECT;M24 HUB THD;610 MM HELIX SEPARATION;8 KN/M;PACK OF 1,15.25 KG EA; | CHANCE | CHANCE (MANUFACTURER) | T102-1948 | CURRENT
000009377 | ANCHOR,GUY | DOUBLE HELIX;STEEL;PAINTED;100 MM ANCHOR DIA;SQ SECT;M24 HUB THD;360 MM HELIX SEPERATION;PACK OF 1,7.0 KG EA; | CHANCE | CHANCE (MANUFACTURER) | T102-2039 | CURRENT
000009383 | NUT,EYE | STEEL,FORGED;GALV;M24;ISO M;THIMBLE TYPE ;141 KN MIN FAILING LOAD,TO BE MARKED "M ";BATCH CERTIFICATES REQUIRED;BAGS OF 20 ,PACK WEIGHT 21 KG; | PLP AUST | PREFORMED LINE PRODUCTS (AUST) | THEN-24 | CURRENT
000009383 | NUT,EYE | STEEL,FORGED;GALV;M24;ISO M;THIMBLE TYPE ;141 KN MIN FAILING LOAD,TO BE MARKED "M ";BATCH CERTIFICATES REQUIRED;BAGS OF 20 ,PACK WEIGHT 21 KG; | DULHUNTY | DULHUNTY INDUSTRIES PTY LTD | ENT-24 | CURRENT
000009403 | GRIP,CABLE,JAW | PARALLEL JAWS;FOR BARE COPPER & ALUMINIUM CONDUCTORS;RANGE 4.57-15.24 MM DIA;RECOMMENDED FOR COPPER METRIC (IMPERIAL) 19/2.00 (19/.083) 10.5 MM & | THEWMCAN | TMAC THEW & MCCANN GROUP | TM11887 | CURRENT
000009403 | GRIP,CABLE,JAW | PARALLEL JAWS;FOR BARE COPPER & ALUMINIUM CONDUCTORS;RANGE 4.57-15.24 MM DIA;RECOMMENDED FOR COPPER METRIC (IMPERIAL) 19/2.00 (19/.083) 10.5 MM & | TEN | THE ENERGY NETWORK | 2TON-L-GRIP | CURRENT
000009405 | GRIP,CABLE,JAW | PARALLEL JAWS,GALV STEEL STAY/CATENERARY WIRE ONLY;RANGE 4-18 MM DIA (50-150 SQ MM);SUITS 7/2.75 (7/12) 8.25 MM DIA, 19/2.00,10 MM DIA,19/2.75 919/12) 13.75 | THEWMCAN | TMAC THEW & MCCANN GROUP | LM 64601 | PHASING
000009405 | GRIP,CABLE,JAW | PARALLEL JAWS,GALV STEEL STAY/CATENERARY WIRE ONLY;RANGE 4-18 MM DIA (50-150 SQ MM);SUITS 7/2.75 (7/12) 8.25 MM DIA, 19/2.00,10 MM DIA,19/2.75 919/12) 13.75 | BRITECH | BRI-TECH PTY LTD | 1672-10 | PHASING
000009417 | BIT,AUGER | Impact, 10mm Dia, 205mm OAL, Steel, Ring Twist Pattern, 11mm Hex Shank, Quick Release | LEGEND | LEGEND POWER SYSTEMS | MSS-0038S | CURRENT
000009417 | BIT,AUGER | Impact, 10mm Dia, 205mm OAL, Steel, Ring Twist Pattern, 11mm Hex Shank, Quick Release | SPECFORC | SPECIALISED FORCE | STMSF 810 X 200 | CURRENT
000009428 | SCREW,MACHINE | STEEL;ZINC OR CAD-PLATED;PAN HD, PHILLIP HD;M8;ISO M;20 MM LG;Pack of 100 | HOBSON | HOBSON ENGINEERING CO PTY LTD 393904 | MSMSZPPM080020 | CURRENT
000009428 | SCREW,MACHINE | STEEL;ZINC OR CAD-PLATED;PAN HD, PHILLIP HD;M8;ISO M;20 MM LG;Pack of 100 | SUMMIT | SUMMIT GROUP | 6PCMZ08020 | CURRENT
000009428 | SCREW,MACHINE | STEEL;ZINC OR CAD-PLATED;PAN HD, PHILLIP HD;M8;ISO M;20 MM LG;Pack of 100 | STATEWD | STATEWIDE FSTNERS & ENG SPLS PL | MTZEPPM820 | CURRENT
000009715 | CIRCUIT BREAKER | INDOOR/VERT RACKING;BULK OIL;ENGLISH ELECTRIC;12 KV;3 PHASE;800 AMP;18.4 KA BKG CAP;MAN CHRG SPRING;30 V DC TRIPPING; | ENGELEC | ENG ELEC | CB 800 AMP 12 KV 3 PH | STRATEGIC SPARE
000009729 | CIRCUIT BREAKER | INDOOR/VERT RACKING;BULK OIL;REYROLLE; 12 KV;3 PHASE;400 AMP;13.1 KA BKG CAP; MAN CHRG SPRING;30 V DC TRIPPING; | REYROLLE |  | CB 400 AMP 3 PH 13.1 KA | STRATEGIC SPARE
000009740 | CIRCUIT BREAKER | INDOOR/VERT RACKING;BULK OIL;REYROLLE; 12 KV;3 PHASE;800 AMP;13.1 KA BKG CAP; 220 V DC SOLENOID;30 V DC TRIPPING; | REYROLLE |  | CB 800 AMP | PURCHASE AS REQUIRED
000009743 | CIRCUIT BREAKER | INDOOR/VERT RACKING;BULK OIL;REYROLLE; 12 KV;3 PHASE;1600 AMP;18.4 KA BKG CAP; 220 V DC SOLENOID;30 V DC TRIPPING; | REYROLLE |  | 12 KV;3 PH;1600 AMP; | PURCHASE AS REQUIRED
000009762 | CIRCUIT BREAKER | INDOOR/HOR RACKING;VACUUM;MITSUBISHI; 12 KV;3 PHASE;630 AMP;25 KA BKG CAP; 110 V DC MOTOR CHRG SPRING;110 V DC TRIPPING; | MITSBISH | MITSUBISHI | CIRCUIT BREAKER 630 AMP | STRATEGIC SPARE
000009764 | CIRCUIT BREAKER | INDOOR/HOR RACKING;VACUUM;MITSUBISHI; 12 KV;3 PHASE;2000 AMP;25 KA BKG CAP; 110 V DC MOTOR CHRG SPRING;110 V DC TRIPPING; | MITSBISH | MITSUBISHI | CIRCUIT BREAKER 2000 AMP | STRATEGIC SPARE
000009791 | CIRCUIT BREAKER | OUTDOOR;BULK OIL;EMAIL/WESTINGHOUSE; 36 KV;3 PHASE;1200 AMP;17.5 KA BKG CAP; 110 V DC SOLENOID;110 V DC TRIPPING; CB71249; | EMAIL |  | CIRCUIT BREAKER 1200 AMP | STRATEGIC SPARE
000009792 | CIRCUIT BREAKER | OUTDOOR;BULK OIL;EMAIL/WESTINGHOUSE; 36 KV;3 PHASE;1200 AMP;26.2 KA BKG CAP; 110 V DC SOLENOID;110 V DC TRIPPING; | EMAIL |  | CIRCUIT BREAKER 1200 AMP 36 KV | STRATEGIC SPARE
000009793 | CIRCUIT BREAKER | OUTDOOR;BULK OIL;EMAIL/WESTINGHOUSE; 36 KV;3 PHASE;1200 AMP;17.5 KA BKG CAP; 220 V DC SOLENOID;30 V DC TRIPPING; | EMAIL |  | CIRCUIT BREAKER 36 KV 2000 AMP | PURCHASE AS REQUIRED
000009795 | CIRCUIT BREAKER | OUTDOOR;BULK OIL;EMAIL/WESTINGHOUSE; 36 KV;3 PHASE;1600 AMP;26.2 KA BKG CAP; 110 V DC SOLENOID;110 V DC TRIPPING; CB72141; | EMAIL |  | CIRCUIT BREAKER 1600 AMP 36 KV | STRATEGIC SPARE
000009807 | CIRCUIT BREAKER | OUTDOOR;BULK OIL;BHARAT;36 KV;3 PHASE; 1200 AMP;26.2 KA BKG CAP;110 V DC SOLENOID;110 V DC TRIPPING; | BHARAT |  | CIRCUIT BREAKER 1200 AMP | PURCHASE AS REQUIRED
000009808 | CIRCUIT BREAKER | OUTDOOR;BULK OIL;BTH;36 KV;3 PHASE; 400 AMP;13.1 KA BKG CAP;110 V DC SOLENOID;110 V DC TRIPPING; | BTH |  | CIRCUIT BREAKER 400 AMP 36 KV | PURCHASE AS REQUIRED
000009840 | RELAY,AUTOMATIC RECLOSING. | SINGLE SHOT;110 V;0.5-10 SEC,RECLAIM 5-100 SEC;2 NO SR CLOSING & 2 CO SR LOCKOUT CONT;1 SR LOCKOUT FLAG; DO CASE;W/5 DIGIT COUNTER;IEC255;EMAIL | RMS | RELAY MONITORING SYSTEMS PL | 1B120 | PHASING
000009860 | SCREW,TAPPING,THREAD CUTTING | SELF DRILLING POINT;STEEL;CAD-PLATED; FLAT CSK HD,PHILLIPS DRIVE;NO.7 (0.8 MM) ;45 MM LG;PACK OF 100;FOR FIXING METERS; | CNWPL | CNW PL - SLACKS CREEK | CLI357/45 | CURRENT
000009860 | SCREW,TAPPING,THREAD CUTTING | SELF DRILLING POINT;STEEL;CAD-PLATED; FLAT CSK HD,PHILLIPS DRIVE;NO.7 (0.8 MM) ;45 MM LG;PACK OF 100;FOR FIXING METERS; | CLIPSAL | GERARD INDUSTRIES QLD DIVSN P/L | CLI357/45 | CURRENT
000009866 | FERRULE,ELECTRICAL CONDUCTOR | CRIMP TYPE;TINNED COPPER,NYLON INSULATED ;0.5 - 2.5 SQ MM;1/0.80 MM;CENTRE DIMPLE ;BOX OF 100,PACK WEIGHT 0.2 KG; | TYCO | TYCO | LHD2.5S/100 (H2051/100 | CURRENT
000009866 | FERRULE,ELECTRICAL CONDUCTOR | CRIMP TYPE;TINNED COPPER,NYLON INSULATED ;0.5 - 2.5 SQ MM;1/0.80 MM;CENTRE DIMPLE ;BOX OF 100,PACK WEIGHT 0.2 KG; | UTILUX |  | H2051/100 | CURRENT
000009867 | TERMINAL,LUG | PRE-INSULATED,DRILLED PALM,TINNED COPPER ,CRIMP TYPE;FOR 2.5 SQ MM,7/0.67 MM WIRE SIZE;6.4 MM PALM HOLE;BLACK NYLON INSULATOR SLEEVE;SERRATED,INSIDE | TYCO | TYCO | RHD2.5M6/100 (H2037/100 | CURRENT
000009867 | TERMINAL,LUG | PRE-INSULATED,DRILLED PALM,TINNED COPPER ,CRIMP TYPE;FOR 2.5 SQ MM,7/0.67 MM WIRE SIZE;6.4 MM PALM HOLE;BLACK NYLON INSULATOR SLEEVE;SERRATED,INSIDE | UTILUX |  | H2037/100 | CURRENT
000009868 | TERMINAL,LUG | PRE-INSULATED,DRILLED PALM,TINNED COPPER ,CRIMP TYPE;FOR 4 SQ MM,7/0.85 MM WIRE SIZE;5.0 MM PALM HOLE;BLACK NYLON NSULATOR SLEEVE;SERRATED,INSIDE | TYCO | TYCO | RHD4M5L/100 (H2003L/100 | CURRENT
000009868 | TERMINAL,LUG | PRE-INSULATED,DRILLED PALM,TINNED COPPER ,CRIMP TYPE;FOR 4 SQ MM,7/0.85 MM WIRE SIZE;5.0 MM PALM HOLE;BLACK NYLON NSULATOR SLEEVE;SERRATED,INSIDE | UTILUX |  | H2003L/100 | CURRENT
000009869 | TERMINAL,LUG | PRE-INSULATED,DRILLED PALM,TINNED COPPER ,CRIMP TYPE;FOR 6 SQ MM,7/1.04 MM WIRE SIZE;6.7 MM PALM HOLE;BLACK NYLON INSULATED SLEEVE;SERRATED,INSIDE | TYCO | TYCO | RHD6M6/100 (H2005/100 | CURRENT
000009869 | TERMINAL,LUG | PRE-INSULATED,DRILLED PALM,TINNED COPPER ,CRIMP TYPE;FOR 6 SQ MM,7/1.04 MM WIRE SIZE;6.7 MM PALM HOLE;BLACK NYLON INSULATED SLEEVE;SERRATED,INSIDE | UTILUX |  | H2005/100 | CURRENT
000009876 | CABLE,CONTROL,ELECTRICAL | Sub Control, 4C, Quad PVC/PV Cream Sheath, (1/0.5) Screened, Colour Coding to Telecom Sched C5260 Appendix A, 250m Drum, Indoor Only | OLEX | OLEX AUSTRALIA PTY LTD | TINT002A5SCRA250 | CURRENT
000009876 | CABLE,CONTROL,ELECTRICAL | Sub Control, 4C, Quad PVC/PV Cream Sheath, (1/0.5) Screened, Colour Coding to Telecom Sched C5260 Appendix A, 250m Drum, Indoor Only | OLEX | OLEX AUSTRALIA PTY LTD | TINT002SCRA250 | CURRENT
000009877 | BOLT,MACHINE | STEEL;GALV;HEX HD;M12;ISO M;60 MM LG; W/HEX NUT TO BE FITTED TO BOLT FULL- SIZE SHANK;BAG OF 150,PACK WEIGHT 12.15 KG; | STATEWD | STATEWIDE FSTNERS & ENG SPLS PL | HBNGM1260 | CURRENT
000009878 | BOLT,MACHINE | STEEL;GALV;HEX HD;M16;ISO M;30 MM LG; W/HEX NUT TO BE FITTED TO BOLT,FULL- SIZE SHANK;BAG OF 100; | HOBSON | HOBSON ENGINEERING CO PTY LTD 393904 | KBH46GCM160030 | CURRENT
000009878 | BOLT,MACHINE | STEEL;GALV;HEX HD;M16;ISO M;30 MM LG; W/HEX NUT TO BE FITTED TO BOLT,FULL- SIZE SHANK;BAG OF 100; | STATEWD | STATEWIDE FSTNERS & ENG SPLS PL | HBNEGM1630 | CURRENT
000009879 | GATE,FENCE | STEEL;GALV;4200 MM LG,1130 MM H;INCL MTG HINGES & LOCKING CHAIN ACCESSORIES; FOR ACCESS TO PRIVATE PROPERTY; | VALLEYIG | VALLEY IRRIGATION | ACETB1B GUDGEON TOP/BTM 25 MM | CURRENT
000009880 | SCREW,TAPPING,THREAD CUTTING | SELF DRILLING POINT;STEEL;CAD-PLATED; FLAT CSK HD,PHILLIPS DRIVE;NO.7 (0.8 MM) ;25 MM LG;PACK OF 100,PACK WEIGHT 0.9 KG ;FOR FIXING METERS; | CNWPL | CNW PL - SLACKS CREEK | CLI357/25 | CURRENT
000009880 | SCREW,TAPPING,THREAD CUTTING | SELF DRILLING POINT;STEEL;CAD-PLATED; FLAT CSK HD,PHILLIPS DRIVE;NO.7 (0.8 MM) ;25 MM LG;PACK OF 100,PACK WEIGHT 0.9 KG ;FOR FIXING METERS; | CLIPSAL | GERARD INDUSTRIES QLD DIVSN P/L | CLI357/25 | CURRENT
000009881 | SCREW,TAPPING,THREAD CUTTING | ;SELF DRILLING POINT;STEEL;CAD-PLATED; FLAT CSK HD,PHILLIPS DRIVE;NO.7 (0.8 MM) ;30 MM LG;PACK OF 100; | CNWPL | CNW PL - SLACKS CREEK | CLI357/30 | CURRENT
000009881 | SCREW,TAPPING,THREAD CUTTING | ;SELF DRILLING POINT;STEEL;CAD-PLATED; FLAT CSK HD,PHILLIPS DRIVE;NO.7 (0.8 MM) ;30 MM LG;PACK OF 100; | CLIPSAL | GERARD INDUSTRIES QLD DIVSN P/L | CLI357/30 | CURRENT
000009885 | LAMP,SODIUM VAPOUR. | INTERNAL IGNITOR TYPE;HP;50 W;250 V; ES (E27) CAP;DIFFUSE BULB;CARTON OF 12,PACK WEIGHT 1.56 KG; | PHILIPS | PHILIPS AUSTRALIA PTY LTD | 928150808828 | CURRENT
000009885 | LAMP,SODIUM VAPOUR. | INTERNAL IGNITOR TYPE;HP;50 W;250 V; ES (E27) CAP;DIFFUSE BULB;CARTON OF 12,PACK WEIGHT 1.56 KG; | GERARD | GERARD PROFESSIONAL SOLUTIONS PL | 673390 | CURRENT
000009885 | LAMP,SODIUM VAPOUR. | INTERNAL IGNITOR TYPE;HP;50 W;250 V; ES (E27) CAP;DIFFUSE BULB;CARTON OF 12,PACK WEIGHT 1.56 KG; | MVT | MEDIUM VOLTAGE TECHNOLOGY | LU/85/90/MO/D/I/E27 | CURRENT
000009893 | RESISTOR,ADJUSTABLE | WIRE WOUND;4700 OHMS;5 W; USED FOR DROPPING INDICATING LAMPS (125 V DC CIRCUITS); | IRH |  | PW5 | PHASING
000009894 | LAMP,INCANDESCENT | PANEL;SUB-MINIATURE;28 V;0.02 AMP; MIDGET FLANGE;PACK OF 10; | IZUMIDEN |  | ASS85-28/24 | PHASING
000009897 | BATTERY,NONRECHARGEABLE | ALKALINE;9 V;SNAP-FASTENER CONTACTS; 26.2 MM LG,17.5 MM W,49.2 MM H; BOX OF 12,CARTON OF 72;SHELF LIFE = 3 YEARS; | ATOMSUPP | ATOM SUPPLY | 95460012 | CURRENT
000009897 | BATTERY,NONRECHARGEABLE | ALKALINE;9 V;SNAP-FASTENER CONTACTS; 26.2 MM LG,17.5 MM W,49.2 MM H; BOX OF 12,CARTON OF 72;SHELF LIFE = 3 YEARS; | HAYMANS | HAYMANS ELECTRICAL | EVREN22 | CURRENT
000009897 | BATTERY,NONRECHARGEABLE | ALKALINE;9 V;SNAP-FASTENER CONTACTS; 26.2 MM LG,17.5 MM W,49.2 MM H; BOX OF 12,CARTON OF 72;SHELF LIFE = 3 YEARS; | EVEREADY |  | EVREN22 | CURRENT
000009898 | NUT,SELF-LOCKING,GANG CHANNEL | STEEL,RD;ZINC PLATED;M10;ISO M;W/SHORT SPRING & SERRATED GROOVED HD;PACK OF 100,PACK WEIGHT 4.10 KG; | EZYSTRUT | EZYSTRUT CABLE & PIPE SUPPORTS | E4008Z | CURRENT
000009900 | DECAL | LEGEND-ENERGEX & LOGO;125 MM X 85 MM; 20 MM H ENERGEX LETTERS,75 MM H ENERGEX LOGO;DY-CUT TYPE;MONOGRAM; | MARKIT |  | DECAL | PHASING
000009900 | DECAL | LEGEND-ENERGEX & LOGO;125 MM X 85 MM; 20 MM H ENERGEX LETTERS,75 MM H ENERGEX LOGO;DY-CUT TYPE;MONOGRAM; | STICSIGN |  | 3918933 | PHASING
000009910 | CONNECTOR,BUSBAR | 25 MM OD TUBE TO FLAT,TERMINAL LUG STYLE C2U TO DWG NO 1888-A4,NO 6 PALM SIZE UNDRILLED;PACK OF 1; | PLP AUST | PREFORMED LINE PRODUCTS (AUST) | D-BT256U | CURRENT
000009911 | CONNECTOR,BUSBAR | 38 MM OD TUBE TO FLAT,TERMINAL LUG STYLE C3 TO DWG NO 1888-A4,NO 6 PALM SIZE; PACK OF 1; | PLP AUST | PREFORMED LINE PRODUCTS (AUST) | D-BT384M26 | CURRENT
000009912 | CONNECTOR,BUSBAR | 38 MM OD TUBE TO FLAT,TERMINAL LUG STYLE C3U TO DWG NO 1888-A4,NO 6 PALM SIZE UNDRILLED;PACK OF 1; | PLP AUST | PREFORMED LINE PRODUCTS (AUST) | D-BT384M6U | CURRENT
000009913 | CONNECTOR,BUSBAR | 50 MM OD TUBE TO FLAT,TERMINAL LUG STYLE C4 TO DWG NO 1888-A4,NO 6 PALM SIZE; PACK OF 1; | PLP AUST | PREFORMED LINE PRODUCTS (AUST) | D-BT51M2 | CURRENT
000009914 | CONNECTOR,BUSBAR | 50 MM OD TUBE TO 38 MM OD TUBE,"A" FRAME CONNECTOR STYLE C1 DWG NO 1889-A4; COMPRISES 3 X BUSBARS & 2 X COPPER TUBE ;PACK OF 3 TO BE TIED AS SET; | PLP AUST | PREFORMED LINE PRODUCTS (AUST) | D-GAF26270 | STRATEGIC SPARE
000009915 | CONNECTOR,BUSBAR | 25 MM OD TUBE RUN TO 25 MM OD TUBE TAP, TEE CONNECTOR STYLE C1 TO DWG NO 1890-A4 ;PACK OF 1; | PLP AUST | PREFORMED LINE PRODUCTS (AUST) | D-TT20 | STRATEGIC SPARE
000009915 | CONNECTOR,BUSBAR | 25 MM OD TUBE RUN TO 25 MM OD TUBE TAP, TEE CONNECTOR STYLE C1 TO DWG NO 1890-A4 ;PACK OF 1; | HYLEC | HYLEC PTY LTD | CTT2525 | STRATEGIC SPARE
000009916 | CONNECTOR,BUSBAR | 38 MM OD TUBE RUN TO 38 MM OD TUBE TAP, TEE CONNECTOR STYLE C2 TO DWG NO 1890-A4 ;PACK OF 1; | PLP AUST | PREFORMED LINE PRODUCTS (AUST) | D-TT50 | CURRENT
000009917 | CONNECTOR,BUSBAR | 38 MM OD TUBE TO 19/1.53 - 19/2.52 CABLE ,END CONNECTOR STYLE C1 TO DWG NO 1891 -A4; | DULMISON | DULMISON (AUST) PTY LTD | E50 | CURRENT
000009918 | CONNECTOR,BUSBAR | 38 MM OD TUBE TO 37/2.25 - 61/2.25 CABLE ,END CONNECTOR STYLE C2 TO DWG NO 1891 -A4;PACK OF 1; | PLP AUST | PREFORMED LINE PRODUCTS (AUST) | D-E60C | CURRENT
000009919 | CONNECTOR,BUSBAR | 38 MM OD TUBE RUN TO 19/1.53 - 19/2.52 CABLE TAP,TEE CONNECTOR STYLE C1 TO DWG NO 1892-A4;PACK OF 1; | PLP AUST | PREFORMED LINE PRODUCTS (AUST) | D-T50 | CURRENT
000009920 | CONNECTOR,BUSBAR | 38 MM OD TUBE CLAMPED TO STATION POST INSULATORS,BUSBAR SUPPORT CLAMP STYLE C1 TO DWG NO 1893-A4;PACK OF 1; | PLP AUST | PREFORMED LINE PRODUCTS (AUST) | D-BS55 | CURRENT
000009921 | CONNECTOR,BUSBAR | 37/2.25 - 61/2.25 CABLE TO FLAT,TERMINAL LUG STYLE C1U TO DWG NO 1894-A4,NO 6 PALM SIZE UNDRILLED;PACK OF 1; | PLP AUST | PREFORMED LINE PRODUCTS (AUST) | D-TL46U | CURRENT
000009921 | CONNECTOR,BUSBAR | 37/2.25 - 61/2.25 CABLE TO FLAT,TERMINAL LUG STYLE C1U TO DWG NO 1894-A4,NO 6 PALM SIZE UNDRILLED;PACK OF 1; | FULTON | FULTON INDUSTRIES PL | C-UBTL19-2 | CURRENT
000009924 | CLEVIS,THIMBLE | Al Alloy, up to 19mm OD Al Cond, 40kN c/w Round Clevis Pin & S/Steel Humpback Split Pin (P25) | TYCO | TYCO | CTH40/38H | CURRENT
000009924 | CLEVIS,THIMBLE | Al Alloy, up to 19mm OD Al Cond, 40kN c/w Round Clevis Pin & S/Steel Humpback Split Pin (P25) | TEN | THE ENERGY NETWORK | CTHA-42 | CURRENT
000009924 | CLEVIS,THIMBLE | Al Alloy, up to 19mm OD Al Cond, 40kN c/w Round Clevis Pin & S/Steel Humpback Split Pin (P25) | TEN | THE ENERGY NETWORK | CTH-42 | CURRENT
000009924 | CLEVIS,THIMBLE | Al Alloy, up to 19mm OD Al Cond, 40kN c/w Round Clevis Pin & S/Steel Humpback Split Pin (P25) | QLDDIECK |  | QD 40 KN CLEVIS | CURRENT
000009928 | BAR,METAL | AL ALLOY GDE B6101;MILL FINISH; FLAT SHAPE;101.6 MM W X 19.05 MM THK;T6; 4 M LG; | ALCOAUST |  | ALLOY B6101-T6 | PURCHASE AS REQUIRED
000009932 | FIXTURE,LIGHTING | SODIUM VAPOUR,HP;50 W;STREET LIGHT, MINOR ROAD;END ENTRY,34 MM SPIGOT, W/INTEGRAL CONTROL GEAR & PHOTO ELECTRIC CONTROL BASE;S50 (AS3771); | PHILIPS | PHILIPS AUSTRALIA PTY LTD | SGX95 SON50 SEQEBPB | PHASING
000009932 | FIXTURE,LIGHTING | SODIUM VAPOUR,HP;50 W;STREET LIGHT, MINOR ROAD;END ENTRY,34 MM SPIGOT, W/INTEGRAL CONTROL GEAR & PHOTO ELECTRIC CONTROL BASE;S50 (AS3771); | SYLVANIA | SYLVANIA SCHREDER | B2223-50HPS/PE OR B2224 | PHASING
000009934 | FIXTURE,LIGHTING | SODIUM VAPOUR,HP;STREET LIGHT,S70 W; POST TOP;MINOR ROAD;METALWORK FINISHED BLACK;76 MM SPIGOT, W/INTEGRAL HPF,BI CONTROL GEAR LAMP & | GERARD | GERARD PROFESSIONAL SOLUTIONS PL | D41BD10SP | PHASING
000009940 | DIE,CRIMPING TOOL | STEEL;HEX;10.4 MM AF;FOR COPPER BASED LUGS ONTO 19/1.78 COPPER CONDUCTOR; U/W UTILUX COMPRESSION TOOL NO.38A OR EQUIV;PACK OF 1,PACK WEIGHT0.26 KG; | LEGEND | LEGEND POWER SYSTEMS | HT130-C-50 | CURRENT
000009940 | DIE,CRIMPING TOOL | STEEL;HEX;10.4 MM AF;FOR COPPER BASED LUGS ONTO 19/1.78 COPPER CONDUCTOR; U/W UTILUX COMPRESSION TOOL NO.38A OR EQUIV;PACK OF 1,PACK WEIGHT0.26 KG; | TECONN | TE CONNECTIVITY LTD | 38-104CU/1 | CURRENT
000009940 | DIE,CRIMPING TOOL | STEEL;HEX;10.4 MM AF;FOR COPPER BASED LUGS ONTO 19/1.78 COPPER CONDUCTOR; U/W UTILUX COMPRESSION TOOL NO.38A OR EQUIV;PACK OF 1,PACK WEIGHT0.26 KG; | CABLACES | CABLACES | HT130-C-50 | CURRENT
000009942 | DIE,CRIMPING TOOL | STEEL;HEX;17.8 MM AF;FOR BIMETAL TYPE LUGS ONTO 7/3.75 MM AAC (MARS); U/W UTILUX COMPRESSION TOOL NO.38A OR EQUIV;PACK OF 1,PACK WEIGHT 0.019 KG; | SPECFORC | SPECIALISED FORCE | 12T-17.8AFAL | CURRENT
000009942 | DIE,CRIMPING TOOL | STEEL;HEX;17.8 MM AF;FOR BIMETAL TYPE LUGS ONTO 7/3.75 MM AAC (MARS); U/W UTILUX COMPRESSION TOOL NO.38A OR EQUIV;PACK OF 1,PACK WEIGHT 0.019 KG; | PLP AUST | PREFORMED LINE PRODUCTS (AUST) | EPCDA178AF | CURRENT
000009942 | DIE,CRIMPING TOOL | STEEL;HEX;17.8 MM AF;FOR BIMETAL TYPE LUGS ONTO 7/3.75 MM AAC (MARS); U/W UTILUX COMPRESSION TOOL NO.38A OR EQUIV;PACK OF 1,PACK WEIGHT 0.019 KG; | TECONN | TE CONNECTIVITY LTD | 38-178AL/1 | CURRENT
000009943 | TERMINAL,LUG | EYE TYPE,BI-METAL,CRIMP CONNECTION;FOR 50 SQ MM,7/3.00 MM AAC (LIBRA);M12 STUD SIZE;PACK OF 100,PACK WEIGHT 5 KG; | TECONN | TE CONNECTIVITY LTD | BG50M12/1 | CURRENT
000009943 | TERMINAL,LUG | EYE TYPE,BI-METAL,CRIMP CONNECTION;FOR 50 SQ MM,7/3.00 MM AAC (LIBRA);M12 STUD SIZE;PACK OF 100,PACK WEIGHT 5 KG; | LEGEND | LEGEND POWER SYSTEMS | BL50-12 | CURRENT
000009943 | TERMINAL,LUG | EYE TYPE,BI-METAL,CRIMP CONNECTION;FOR 50 SQ MM,7/3.00 MM AAC (LIBRA);M12 STUD SIZE;PACK OF 100,PACK WEIGHT 5 KG; | PLP AUST | PREFORMED LINE PRODUCTS (AUST) | EPTB-50-13.2AF-M12 | CURRENT
000009944 | TERMINAL,LUG | EYE TYPE,BI-METAL,CRIMP CONNECTION; FOR 95 SQ MM,7/3.75 MM AAC (MARS);M12 STUD SIZE;PACK OF 30,PACK WEIGHT 3 KG; USE DIE STOCK CODE 11084; | LEGEND | LEGEND POWER SYSTEMS | BL95-12 | CURRENT
000009944 | TERMINAL,LUG | EYE TYPE,BI-METAL,CRIMP CONNECTION; FOR 95 SQ MM,7/3.75 MM AAC (MARS);M12 STUD SIZE;PACK OF 30,PACK WEIGHT 3 KG; USE DIE STOCK CODE 11084; | PLP AUST | PREFORMED LINE PRODUCTS (AUST) | EPTB-95-17.3AF-M12 | CURRENT
000009945 | TERMINAL,LUG | EYE TYPE,BI-METAL,CRIMP CONNECTION;FOR 120 SQ MM,7/4.75 MM AAC (MOON);M12 STUD SIZE;USE DIE STOCK CODE 17197;PACK OF 25 PACK WEIGHT 2.5 KG; | TYCO | TYCO | BG120M12/1 | CURRENT
000009945 | TERMINAL,LUG | EYE TYPE,BI-METAL,CRIMP CONNECTION;FOR 120 SQ MM,7/4.75 MM AAC (MOON);M12 STUD SIZE;USE DIE STOCK CODE 17197;PACK OF 25 PACK WEIGHT 2.5 KG; | PLP AUST | PREFORMED LINE PRODUCTS (AUST) | EPTB-120-17.3AF-M12 | CURRENT
000009946 | TERMINAL,LUG | EYE TYPE,BI-METAL,CRIMP CONNECTION;FOR 240 SQ MM AL U/G CABLE & 240 SQ MM COMPACTED AL U/G CABLE;M12 STUD SIZE PACK OF 25;U/W DIE STOCK CODE 02143; | TECONN | TE CONNECTIVITY LTD | BG240M12/1 | CURRENT
000009946 | TERMINAL,LUG | EYE TYPE,BI-METAL,CRIMP CONNECTION;FOR 240 SQ MM AL U/G CABLE & 240 SQ MM COMPACTED AL U/G CABLE;M12 STUD SIZE PACK OF 25;U/W DIE STOCK CODE 02143; | PLP AUST | PREFORMED LINE PRODUCTS (AUST) | EPTB-240-28.5AF-M12 | CURRENT
000009951 | SWITCH ISOLATOR. | 660 V;630 AMP;SP;SWITCH UNIT;LV OUTDOOR; 2 HOLE PALMS TO SUIT M12 LUGS;C/W 2 OFF M12 X 40 SS BOLT NUT & WASHERS;PACK OF 3 ,PALLET OF 81,PALLET WEIGHT 600 KG; | NGK | NGK STANGER PTY LTD | NZ4284EXP/2 | CURRENT
000009952 | CABLE,POWER,ELECTRICAL | 110 KV;300 SQ MM;SEGMENTAL HOLLOW CORE; ALUMINIUM CONDUCTOR;SINGLE CORE;OIL FILLED,PAPER INSULATED,PLAIN ALUMINIUM SHEATH,PVC OUTER SHEATH;DIELECTRIC | SPRECHER | SPRECHER + SCHUH | CABLE,POWER,300 SQ MM ALUM | STRATEGIC SPARE
000009954 | TERMINATION,ELECTRICAL POWER CABLE | 110 KV;OIL IMMERSED;SINGLE PHASE;FOR 300 SQ MM,SEGMENTAL,HOLLOW CORE,ALUMINIUM CONDUCTOR,OIL FILLED,PAPER INSULATED CABLE;CAST RESIN;W/INSULATING SECTION; | SPRECHER | SPRECHER + SCHUH | DWG NO 01-2739-110B | STRATEGIC SPARE
000009954 | TERMINATION,ELECTRICAL POWER CABLE | 110 KV;OIL IMMERSED;SINGLE PHASE;FOR 300 SQ MM,SEGMENTAL,HOLLOW CORE,ALUMINIUM CONDUCTOR,OIL FILLED,PAPER INSULATED CABLE;CAST RESIN;W/INSULATING SECTION; | AEGKABEL |  | DWG NO 01-2739-110B | STRATEGIC SPARE
000009955 | CABLE,POWER,ELECTRICAL | 110 KV;400 SQ MM;COPPER CONDUCTOR; 3 CORE;OIL FILLED,PAPER INSULATED, SPIRAL OIL DUCTS,CORRUGATED ALUMINIUM SHEATH PVC OUTER SHEATH;DIELECTRIC | MITSBISH | MITSUBISHI | CABLE,POWER,400 SQ MM | STRATEGIC SPARE
000009955 | CABLE,POWER,ELECTRICAL | 110 KV;400 SQ MM;COPPER CONDUCTOR; 3 CORE;OIL FILLED,PAPER INSULATED, SPIRAL OIL DUCTS,CORRUGATED ALUMINIUM SHEATH PVC OUTER SHEATH;DIELECTRIC | DAINICHI |  | CABLE,POWER 400 SQ MM | STRATEGIC SPARE
000009956 | JOINT,ELECTRICAL POWER CABLE | 110 KV;FOR 400 SQ MM,COPPER CONDUCTOR, 3 CORE,OIL FILLED PAPER INSULATED CABLE; STRAIGHT TYPE;COPPER SLEEVE,FIBRE GLASS OUTER BOX;FOR U/W CABLE | MITSBISH | MITSUBISHI | DWG J179A JI21011 | STRATEGIC SPARE
000009956 | JOINT,ELECTRICAL POWER CABLE | 110 KV;FOR 400 SQ MM,COPPER CONDUCTOR, 3 CORE,OIL FILLED PAPER INSULATED CABLE; STRAIGHT TYPE;COPPER SLEEVE,FIBRE GLASS OUTER BOX;FOR U/W CABLE | DAINICHI |  | DWG J179A JI21011 | STRATEGIC SPARE
000009957 | JOINT,ELECTRICAL POWER CABLE | 110 KV;FOR 400 SQ MM,COPPER CONDUCTOR, 3 CORE,OIL FILLED PAPER INSULATED CABLE STOP TYPE;COPPER SLEEVE,FIBRE GLASS OUTER BOX;FOR U/W CABLE STOCK CODE | MITSBISH | MITSUBISHI | DWG 180B JI21010 | STRATEGIC SPARE
000009957 | JOINT,ELECTRICAL POWER CABLE | 110 KV;FOR 400 SQ MM,COPPER CONDUCTOR, 3 CORE,OIL FILLED PAPER INSULATED CABLE STOP TYPE;COPPER SLEEVE,FIBRE GLASS OUTER BOX;FOR U/W CABLE STOCK CODE | DAINICHI |  | DWG 180B JI21010 | STRATEGIC SPARE
000009958 | TERMINATION,ELECTRICAL POWER CABLE | 110 KV;OUTDOOR;SINGLE PHASE;FOR 400 SQ MM,COPPER CONDUCTOR,3 CORE,OIL FILLED,PAPER INSULATED CABLE; PORCELAIN;W/CONDENSER ROLL;FOR U/W | MITSBISH | MITSUBISHI | DWG NO E158B-J12072 | STRATEGIC SPARE
000009958 | TERMINATION,ELECTRICAL POWER CABLE | 110 KV;OUTDOOR;SINGLE PHASE;FOR 400 SQ MM,COPPER CONDUCTOR,3 CORE,OIL FILLED,PAPER INSULATED CABLE; PORCELAIN;W/CONDENSER ROLL;FOR U/W | DAINICHI |  | DWG NO E158B-J12072 | STRATEGIC SPARE
000009959 | BOX,TRIFURCATING,ELECTRICAL POWER CABLE | 110 KV;400 SQ MM,3 CORE,OIL FILLED,PAPER INSULATED CABLE;COPPER SLEEVE,FIBRE GLASS OUTER BOX;FOR U/W CABLE STOCK CODE 09955,SECURITY STOCK F805; | NIPPON |  | DWG E160A J12072 | STRATEGIC SPARE
000009959 | BOX,TRIFURCATING,ELECTRICAL POWER CABLE | 110 KV;400 SQ MM,3 CORE,OIL FILLED,PAPER INSULATED CABLE;COPPER SLEEVE,FIBRE GLASS OUTER BOX;FOR U/W CABLE STOCK CODE 09955,SECURITY STOCK F805; | DAINICHI |  | BOX,TRIFURCATING, | STRATEGIC SPARE
000009960 | TERM REMAKE MATERIAL,ELEC POWER CABLE | 110 KV;OUTDOOR;SINGLE PHASE;FOR 400 SQ MM,COPPER CONDUCTOR,3 CORE, OIL FILLED,PAPER INSULATED CABLE; PORCELAIN TYPE;DAINICHI NIPPON DWG NO | MITSBISH | MITSUBISHI | DWG NO E158B JI2072 | STRATEGIC SPARE
000009960 | TERM REMAKE MATERIAL,ELEC POWER CABLE | 110 KV;OUTDOOR;SINGLE PHASE;FOR 400 SQ MM,COPPER CONDUCTOR,3 CORE, OIL FILLED,PAPER INSULATED CABLE; PORCELAIN TYPE;DAINICHI NIPPON DWG NO | DAINICHI |  | DWG NO E158B JI2072 | STRATEGIC SPARE
000010293 | TRANSFORMER,CURRENT | MEASUREMENT,WINDOW TYPE;TOROIDAL; INDOOR;FOR METERING;660 V;800/5 AMP LONG RANGE TYPE T;CLASS 0.5S ;EXT 200: RATED OUTPUT 15 V;TO AS60044.1;PACK OF | TWS | TWS ENERGY CONTROLS | 240T85CL05S/EN | CURRENT
000010293 | TRANSFORMER,CURRENT | MEASUREMENT,WINDOW TYPE;TOROIDAL; INDOOR;FOR METERING;660 V;800/5 AMP LONG RANGE TYPE T;CLASS 0.5S ;EXT 200: RATED OUTPUT 15 V;TO AS60044.1;PACK OF | WFENERGY | WF ENERGY CONTROLS | 240T85CL05S/EN | CURRENT
000010296 | TRANSFORMER,CURRENT | MEASUREMENT,WINDOW TYPE;TOROIDAL; INDOOR;FOR METERING;660 V;200/5 AMP LONG RANGE TYPE S;CLASS 0.5S;EXT 200% 5 VA;TO AS60044.1;PACK OF 3,PACK WEIGHT | TWS | TWS ENERGY CONTROLS | 240S45CL05S/EN | CURRENT
000010296 | TRANSFORMER,CURRENT | MEASUREMENT,WINDOW TYPE;TOROIDAL; INDOOR;FOR METERING;660 V;200/5 AMP LONG RANGE TYPE S;CLASS 0.5S;EXT 200% 5 VA;TO AS60044.1;PACK OF 3,PACK WEIGHT | WFENERGY | WF ENERGY CONTROLS | 240S45CL05S/EN | CURRENT
000010370 | TERMINATION,ELECTRICAL POWER CABLE | 11 KV;OUTDOOR;SINGLE PHASE;FOR 630 SQ MM COPPER CONDUCTOR,SCREENED,PLYPVC; PORCELAIN;UJ MANUAL 2.402D;REFER TO STOCK CODE 15143 (OUTDOOR HEATSHRINK | CABUS | CABUS | DWG 7150E | MAINTENANCE STOCK
000010371 | TERMINATION,ELECTRICAL POWER CABLE | 11 KV;OUTDOOR;SINGLE PHASE;FOR 400 SQ MM COPPER CONDUCTOR,SCREENED,PLYPVC; PORCELAIN; | CABUS | CABUS | DWG 7150E | MAINTENANCE STOCK
000010379 | TERMINAL,LUG | STALK,COPPER CRIMP TYPE;FOR 25 SQ MM COPPER CONDUCTOR;12.7 MM DIA STALK; BAG OF 10;U/W 11 KV HEAT SHRINK POLE TERMINATION;PACK OF 1,PACK WEIGHT0.95 KG | LEGEND | LEGEND POWER SYSTEMS | CS25/12.7SE | CURRENT
000010379 | TERMINAL,LUG | STALK,COPPER CRIMP TYPE;FOR 25 SQ MM COPPER CONDUCTOR;12.7 MM DIA STALK; BAG OF 10;U/W 11 KV HEAT SHRINK POLE TERMINATION;PACK OF 1,PACK WEIGHT0.95 KG | CABLACES | CABLACES | CS25/12.7SE | CURRENT
000010380 | TERMINAL,LUG | STALK,COPPER CRIMP TYPE;FOR 95 SQ MM COPPER CONDUCTOR;12.7 MM DIA STALK; BAG OF 10;U/W 11 KV HEAT SHRINK POLE TERMINATION;PACK OF 1,PACK WEIGHT 400 G; | LEGEND | LEGEND POWER SYSTEMS | CS95/12.7SE | CURRENT
000010380 | TERMINAL,LUG | STALK,COPPER CRIMP TYPE;FOR 95 SQ MM COPPER CONDUCTOR;12.7 MM DIA STALK; BAG OF 10;U/W 11 KV HEAT SHRINK POLE TERMINATION;PACK OF 1,PACK WEIGHT 400 G; | UTILUX |  | H2334X03/1 | CURRENT
000010381 | CONNECTOR BAR,ELECTRICAL | SURGE DIVERTER CONNECTION & OPERATIONAL EARTH ATTACHMENT;TWISTED & TINNED COPPER BAR;25 MM X 6 MM;BAG OF 10;U/W 11 KV HEAT SHRINK POLE TERMINATIONS;UJ MANUAL | ENI | ENI INDUSTRIES PL | 84154 | CURRENT
000010386 | NUT,PLAIN,HEXAGON | BRASS;STD;M4;ISO M;Pack of 200 | HOBSON | HOBSON ENGINEERING CO PTY LTD 393904 | NHBRPCM04 | CURRENT
000010386 | NUT,PLAIN,HEXAGON | BRASS;STD;M4;ISO M;Pack of 200 | STATEWD | STATEWIDE FSTNERS & ENG SPLS PL | NBEM4 | CURRENT
000010389 | SWITCH FUSE GEAR | 12 KV;3 PHASE;2 SW;630 A NORMAL CURR;630 A BKG CAP;47 KA MKG CAP;1 FUSE SW;200 A NORM CURR;200 A BKG CURR;47 KA MKG CURR; 3 PHASE TRIP;OIL INSUL;O/D;EXT TO LHS OR | LUCY |  | FRMU 12 KV | PHASING
000010401 | ADHESIVE | CONTAINS 57% W/V LIQUID HYDROCARBONS, 8% W/V METHYL ETHYL KETONE;CEMENT;BONDS LAMINATED PLASTICS,METAL,WOOD,GLASS, LEATHER,ALUMINIUM,RUBBER,HARDBOARD | C&LTOOL | CALTCO T/A C&L TOOL CENTRE | 100044 | CURRENT
000010401 | ADHESIVE | CONTAINS 57% W/V LIQUID HYDROCARBONS, 8% W/V METHYL ETHYL KETONE;CEMENT;BONDS LAMINATED PLASTICS,METAL,WOOD,GLASS, LEATHER,ALUMINIUM,RUBBER,HARDBOARD | C&LTOOL | CALTCO T/A C&L TOOL CENTRE | 100043 | CURRENT
000010401 | ADHESIVE | CONTAINS 57% W/V LIQUID HYDROCARBONS, 8% W/V METHYL ETHYL KETONE;CEMENT;BONDS LAMINATED PLASTICS,METAL,WOOD,GLASS, LEATHER,ALUMINIUM,RUBBER,HARDBOARD | BLKWOODS | J BLACKWOOD & SON LTD | 04110909/100044 | CURRENT
000010401 | ADHESIVE | CONTAINS 57% W/V LIQUID HYDROCARBONS, 8% W/V METHYL ETHYL KETONE;CEMENT;BONDS LAMINATED PLASTICS,METAL,WOOD,GLASS, LEATHER,ALUMINIUM,RUBBER,HARDBOARD | SELLEYS |  | SKG100 | CURRENT
000010411 | LAMP,FLUORESCENT. | TUBULAR;SWITCH START;25 W;ES (E27) CAP; WARM WHITE;72 MM DIA,178 MM LG TUBE; W/BUILT IN GEAR;PACK OF 6; | PHILIPS | PHILIPS AUSTRALIA PTY LTD | SLC 25ES | PHASING
000010412 | PANEL TERMINAL,STREET LIGHTING | FOR MAJOR ROAD STREET LIGHT POLE; 330 MM X 70 MM PANEL SIZE;C/W APPROVED TERMINAL BLOCK,CIRCUIT BREAKER & DRIP SHIELD;PACK OF 20,PACK WEIGHT 6.25 KG; | FLOWLINE | FLOWLINE INDUSTRIES PTY LTD | ESQ064/1 | CURRENT
000010412 | PANEL TERMINAL,STREET LIGHTING | FOR MAJOR ROAD STREET LIGHT POLE; 330 MM X 70 MM PANEL SIZE;C/W APPROVED TERMINAL BLOCK,CIRCUIT BREAKER & DRIP SHIELD;PACK OF 20,PACK WEIGHT 6.25 KG; | MMELEC | MM ELECTRICAL MERCHANDISING | I3SLPMAJ-ROK | CURRENT
000010416 | SCREW,MACHINE | BRASS;RD HD,SLOT DRIVE;1/8 IN;BSW; 1 IN LG;BOX OF 200; | SUMMIT | SUMMIT GROUP | 6RIWB03025 | CURRENT
000010416 | SCREW,MACHINE | BRASS;RD HD,SLOT DRIVE;1/8 IN;BSW; 1 IN LG;BOX OF 200; | COVENTRY | COVENTRY FASTENERS QLD | 18X1BWBRRMT | CURRENT
000010422 | JOINT BOX,SWITCH FUSE GEAR. | FOR COUPLING TWO LUCY OIL-FILLED 12 KV RING MAIN UNITS;STD 425 MM LG COPPER LINKS & JOINTING MATERIALS;USED IN REGIONAL & METROPOLITAN AREAS; | LUCY |  | 3860044007 | STRATEGIC SPARE
000010423 | GLOVES,LEATHER. | MEN'S WELDING;FULL LENGTH REINFORCED PALM;BLUE BUTTHIDE KELVAR GAUNTLET; NOM 40 CM LG;FULLY LINED; | ATOMSUPP | ATOM SUPPLY | 90110040 | CURRENT
000010423 | GLOVES,LEATHER. | MEN'S WELDING;FULL LENGTH REINFORCED PALM;BLUE BUTTHIDE KELVAR GAUNTLET; NOM 40 CM LG;FULLY LINED; | ATOMSUPP | ATOM SUPPLY | 55040253 | CURRENT
000010428 | CLOTH,CLEANING | HVY DUTY NON-WOVEN POLYPROPYLENE FABRIC ;130 WIPES PER BOX;23 CM W X 42 CM LG; WIPING CLOTHS ABSORB FLUIDS QUICKLY & EFFECTIVELY; | ATOMSUPP | ATOM SUPPLY | 60014744 | CURRENT
000010428 | CLOTH,CLEANING | HVY DUTY NON-WOVEN POLYPROPYLENE FABRIC ;130 WIPES PER BOX;23 CM W X 42 CM LG; WIPING CLOTHS ABSORB FLUIDS QUICKLY & EFFECTIVELY; | BLKWOODS | J BLACKWOOD & SON LTD | 06763440/94222 | CURRENT
000010428 | CLOTH,CLEANING | HVY DUTY NON-WOVEN POLYPROPYLENE FABRIC ;130 WIPES PER BOX;23 CM W X 42 CM LG; WIPING CLOTHS ABSORB FLUIDS QUICKLY & EFFECTIVELY; | KIMCLARK |  | KC94222 | CURRENT
000010441 | ATTACHMENT,HELMET VISOR | NYLON;TO CLIP FACESHIELD VISOR TO SAFETY CAP OR HELMET;TO FIT PROTECTOR HH40 HELMET & HC43/HC71 CAPS; | BOC | BOC GASES | VH500 | CURRENT
000010441 | ATTACHMENT,HELMET VISOR | NYLON;TO CLIP FACESHIELD VISOR TO SAFETY CAP OR HELMET;TO FIT PROTECTOR HH40 HELMET & HC43/HC71 CAPS; | PROTECTR |  | FX-VH400 | CURRENT
000010442 | VISOR,FACESHIELD | POLYCARBONATE;HIGH VELOCITY IMPACT; TO FIT PROTECTOR FX-VH71 HELMET VISOR ATTACHMENT (STOCK CODE 10441); | BLKWOODS | J BLACKWOOD & SON LTD | 00174250 | CURRENT
000010446 | SPRING,VOLUTE | Washer, M16/20, S/Steel Gde 316, Open Ends, 60mm OD Large End, 16.5mm ID Small End, 26 x 6mm, 1.8kN Compression Force, Dwg 01-04-03 (P100) | THOMARSH |  | EN149 | CURRENT
000010447 | SPRING,VOLUTE | Washer, M20/M24, S/Steel Gde 316, Open Ends, 32mm LG, 8mm W, 85mm OD Large End, 24.5mm ID Small End, 3.3kN Compression Force, Box of 100, Dwg 01-04-03 (scm) | HOBSON | HOBSON ENGINEERING CO PTY LTD 393904 | WV16PM24 | CURRENT
000010447 | SPRING,VOLUTE | Washer, M20/M24, S/Steel Gde 316, Open Ends, 32mm LG, 8mm W, 85mm OD Large End, 24.5mm ID Small End, 3.3kN Compression Force, Box of 100, Dwg 01-04-03 (scm) | THOMARSH |  | EN148 | CURRENT
000010478 | JACKET,WET WEATHER. | POLYESTER;3/4 LG;SIZE XXL (112 CM); HI-VISIBILITY YELLOW;HVY DUTY;2 STORM POCKETS,1 INNER POCKET;C/W HOOD; REFLECTIVE STRIPS;C/W ENERGEX LOGO ON | ELLIOTT | ELLIOTTS AUSTRALIA PTY LTD | ZIJFY59T1ENG2XL | PHASING
000010479 | JACKET,WET WEATHER. | POLYESTER;3/4 LG;SIZE XXXL; HI-VISIBILITY YELLOW;HVY DUTY;2 STORM POCKETS,1 INNER POCKET;C/W HOOD; REFLECTIVE STRIPS;C/W ENERGEX LOGO ON | ELLIOTT | ELLIOTTS AUSTRALIA PTY LTD | ZIJFY59T1ENG3XL | PHASING
000010484 | CROSSARM,METAL | STEEL;GALV;1990 MM LG; 75 MM X 75 MM X 6 MM THK;PACK OF 1,PACK WEIGHT 16 KG;USED FOR 11 KV EDO MTG; | ENERGEX | ENERGEX | STEEL;GALV;1800 MM LG; | PHASING
000010484 | CROSSARM,METAL | STEEL;GALV;1990 MM LG; 75 MM X 75 MM X 6 MM THK;PACK OF 1,PACK WEIGHT 16 KG;USED FOR 11 KV EDO MTG; | LIVINGST | LIVINGSTONE ENGINEERING | 10484 | PHASING
000010484 | CROSSARM,METAL | STEEL;GALV;1990 MM LG; 75 MM X 75 MM X 6 MM THK;PACK OF 1,PACK WEIGHT 16 KG;USED FOR 11 KV EDO MTG; | GREATWST |  | 10484 | PHASING
000010487 | CONNECTOR BAR,ELECTRICAL | SURGE DIVERTER CONNECTION;COPPER, HARD DRAWN;25 MM W,75 MM LG;;2 X 11 MM DIA HOLES;BAG OF 50,PACK WEIGHT 3 KG; SURGE FOR U/W LV DIVERTER TO EARTH | ENI | ENI INDUSTRIES PL | 84161 | CURRENT
000010487 | CONNECTOR BAR,ELECTRICAL | SURGE DIVERTER CONNECTION;COPPER, HARD DRAWN;25 MM W,75 MM LG;;2 X 11 MM DIA HOLES;BAG OF 50,PACK WEIGHT 3 KG; SURGE FOR U/W LV DIVERTER TO EARTH | GREATWST |  | 10487 | CURRENT
000010487 | CONNECTOR BAR,ELECTRICAL | SURGE DIVERTER CONNECTION;COPPER, HARD DRAWN;25 MM W,75 MM LG;;2 X 11 MM DIA HOLES;BAG OF 50,PACK WEIGHT 3 KG; SURGE FOR U/W LV DIVERTER TO EARTH | DRAWING | DRAWING NO | 2152-A4-REV B | CURRENT
000010488 | CONNECTOR BAR,ELECTRICAL | SURGE DIVERTER CONNECTION;COPPER, HARD DRAWN;25 MM W,100 MM LG; 2 HOLES 13 & 11 MM DIA;BAG OF 100, PACK WEIGHT 6.0 KG;U/W LV SURGE | ENI | ENI INDUSTRIES PL | 84158 | CURRENT
000010489 | CONNECTOR BAR,ELECTRICAL | SURGE DIVERTER CONNECTION;COPPER, HARD DRAWN;40 MM W,100 MM LG; 2 HOLES 12 & 18 MM DIA;FOR U/W LV SURGE DIVERTER TO TRANSFORMER BUSHING PALM; | ENI | ENI INDUSTRIES PL | 84163 | CURRENT
000010489 | CONNECTOR BAR,ELECTRICAL | SURGE DIVERTER CONNECTION;COPPER, HARD DRAWN;40 MM W,100 MM LG; 2 HOLES 12 & 18 MM DIA;FOR U/W LV SURGE DIVERTER TO TRANSFORMER BUSHING PALM; | STEELWAY |  | E10489 | CURRENT
000010490 | TUBING,PLASTICS,SPIRAL WRAP | PVC;BLACK;12.5 MM DIA;HELICAL PRE-SLIT; BOXES OF 25 M;USE FOR THE BINDING TOGETHER OF INSULATED CABLES; | CABLACES | CABLACES | SB12BK | CURRENT
000010490 | TUBING,PLASTICS,SPIRAL WRAP | PVC;BLACK;12.5 MM DIA;HELICAL PRE-SLIT; BOXES OF 25 M;USE FOR THE BINDING TOGETHER OF INSULATED CABLES; | LEGEND | LEGEND POWER SYSTEMS | SB12BK | CURRENT
000010496 | CIRCUIT BREAKER | OUTDOOR;BULK OIL;INOUE-DENKE;36 KV; 3 PHASE;800 AMP;25 KA BKG CAP;110 V DC SOLENOID;110 V DC TRIPPING; | INOUEDNK |  | 30TEO-150-S | PURCHASE AS REQUIRED
000010549 | HOOK,SUPPORT | J-HOOK;STEEL,STRUCTURAL GDE 250;GALV; 125 MM LG;AS1204 STEEL;BAG OF 10, PACK WEIGHT 10 KG;FOR M16 BOLT ON ATTACHMENT,FOR SERVICE TERMINATIONS; | HAYMAN | HAYMANS INDUSTRIES PTY LTD | 10549 | CURRENT
000010549 | HOOK,SUPPORT | J-HOOK;STEEL,STRUCTURAL GDE 250;GALV; 125 MM LG;AS1204 STEEL;BAG OF 10, PACK WEIGHT 10 KG;FOR M16 BOLT ON ATTACHMENT,FOR SERVICE TERMINATIONS; | SEWELFRG | GREG SEWELL FORGINGS PTY LTD | HOOK,SUPPORT. | CURRENT
000010551 | TAPE,INSULATION,ELECTRICAL | Adhesive Backed, PVC, Black, 19mm x 20m, 178mm Thk, Flame Retardant, Service Temp up to 80Deg C to UL510, AS1621.3, Pack of 200 | ATOMSUPP | ATOM SUPPLY | 236536 | CURRENT
000010551 | TAPE,INSULATION,ELECTRICAL | Adhesive Backed, PVC, Black, 19mm x 20m, 178mm Thk, Flame Retardant, Service Temp up to 80Deg C to UL510, AS1621.3, Pack of 200 | OMEGA | OMEGA | OME25BK | CURRENT
000010559 | BOLT,MACHINE | STEEL;GALV;HEX HD;M16;ISO M;160 MM LG; W/HEX NUT TO BE FITTED TO BOLT,FULL-SIZE SHANK | STATEWD | STATEWIDE FSTNERS & ENG SPLS PL | HBNGM16160 | CURRENT
000010560 | PROTECTOR,ELECTRICAL CABLE | EARTH GUARD;STEEL,GALV;375 MM LG;GROUND LEVEL COVER FOR EARTHWIRE & EARTH TEST POINT OF CONCRETE POLES;BUNDLE OF 10, PACK WEIGHT 2 KG; | HAYMAN | HAYMANS INDUSTRIES PTY LTD | 10560 | CURRENT
000010560 | PROTECTOR,ELECTRICAL CABLE | EARTH GUARD;STEEL,GALV;375 MM LG;GROUND LEVEL COVER FOR EARTHWIRE & EARTH TEST POINT OF CONCRETE POLES;BUNDLE OF 10, PACK WEIGHT 2 KG; | MEFCO | MEFCO AUSTRALIA PTY LTD SUNSHINE VIC | 10560 | CURRENT
000010567 | KEY SET,SOCKET HEAD SCREW | 13 Piece Allen Key set, Hex Drive, .050 - 3/8 in. | C&LTOOL | CALTCO T/A C&L TOOL CENTRE | BON12237 | CURRENT
000010567 | KEY SET,SOCKET HEAD SCREW | 13 Piece Allen Key set, Hex Drive, .050 - 3/8 in. | BLKWOODS | J BLACKWOOD & SON LTD | 03019917/WSIA | CURRENT
000010567 | KEY SET,SOCKET HEAD SCREW | 13 Piece Allen Key set, Hex Drive, .050 - 3/8 in. | UNBRAKO | UNBRAKO | AKSAF | CURRENT
000010569 | SCREWDRIVER SET,CROSS TIP AND FLAT TIP | FLAT TIP-STD,38 X 6.5,45 X 3,100 X 4,100 X 5,150 X 6-5,200 X 8 MM;FLAT TIP- INSULATED 150 X 5 MM,SQ BLADE 300 X 10 MM,TANG-THROUGH 250 X 10 MM; | STATEWD | STATEWIDE FSTNERS & ENG SPLS PL | S65750 | CURRENT
000010569 | SCREWDRIVER SET,CROSS TIP AND FLAT TIP | FLAT TIP-STD,38 X 6.5,45 X 3,100 X 4,100 X 5,150 X 6-5,200 X 8 MM;FLAT TIP- INSULATED 150 X 5 MM,SQ BLADE 300 X 10 MM,TANG-THROUGH 250 X 10 MM; | AMPLITUD | AMPLITUDE PTY LTD - 396777 | 55552 | CURRENT
000010569 | SCREWDRIVER SET,CROSS TIP AND FLAT TIP | FLAT TIP-STD,38 X 6.5,45 X 3,100 X 4,100 X 5,150 X 6-5,200 X 8 MM;FLAT TIP- INSULATED 150 X 5 MM,SQ BLADE 300 X 10 MM,TANG-THROUGH 250 X 10 MM; | STANLEY |  | S65750 | CURRENT
000010574 | BRACKET,INSULATOR | POLE TOP TYPE;STEEL;GALV;VERTICAL SUPPORT STYLE;SUITABLE FOR 33 KV PIN & POST INSULATORS;HOLE SIZE 26 MM; 450 MM LG;ANGLE 90 MM X 90 MM X 6 MM; | SEWELFRG | GREG SEWELL FORGINGS PTY LTD | 6157 | CURRENT
000010579 | TERMINATION,ELECTRICAL POWER CABLE | 33 KV;OUTDOOR;SINGLE PHASE;FOR 400 SQ MM COPPER CONDUCTOR,MIND PAPER INSULATED CABLE;PORCELAIN;W/O EXT CONNECTIONS;EXT CONNECTIONS STOCK CODE 11163 & 11165, | NZI |  | DWG D339-0560/A | MAINTENANCE STOCK
000010594 | CROSSARM,WOOD | HARDWOOD;1500 MM LG;100 MM X 100 MM;ELEC POWER DISTRIBUTION;(TYPE A) OHEW SUPPORT CONSTR;DRILLED;U/O ENERGEX CONSTRUCTION; BUNDLE OF 12; | DALEMYER | DALE MEYERS PTY LTD | HXD3100100FS150 | CURRENT
000010594 | CROSSARM,WOOD | HARDWOOD;1500 MM LG;100 MM X 100 MM;ELEC POWER DISTRIBUTION;(TYPE A) OHEW SUPPORT CONSTR;DRILLED;U/O ENERGEX CONSTRUCTION; BUNDLE OF 12; | COFFSHAR | COFFS HARBOUR TRADING | 10594 | CURRENT
000010595 | CROSSARM,WOOD | HARDWOOD;1500 MM LG;100 MM X 100 MM;ELEC POWER DISTRIBUTION;TYPE B OHEW SUPPORT CONSTR;DRILLED;U/O ENERGEX CONSTRUCTION; BUNDLE OF 12; | DALEMYER | DALE MEYERS PTY LTD | HXD3100100FS150 | PHASING
000010595 | CROSSARM,WOOD | HARDWOOD;1500 MM LG;100 MM X 100 MM;ELEC POWER DISTRIBUTION;TYPE B OHEW SUPPORT CONSTR;DRILLED;U/O ENERGEX CONSTRUCTION; BUNDLE OF 12; | COFFSHAR | COFFS HARBOUR TRADING | 10595 | PHASING
000010595 | CROSSARM,WOOD | HARDWOOD;1500 MM LG;100 MM X 100 MM;ELEC POWER DISTRIBUTION;TYPE B OHEW SUPPORT CONSTR;DRILLED;U/O ENERGEX CONSTRUCTION; BUNDLE OF 12; | DRILL | CROSSARM DRILL PATTERNS | 002H | PHASING
000010597 | CLAMP,ELEC CONDUCTOR,STRAIN | Termination, ABC, 50/95mm2, 2 or 4 Core (P10) (scm) | MACLEAN | MACLEAN POWER PL - E15128 | ABCTC-5095L | CURRENT
000010597 | CLAMP,ELEC CONDUCTOR,STRAIN | Termination, ABC, 50/95mm2, 2 or 4 Core (P10) (scm) | DULMISON | DULMISON (AUST) PTY LTD | ABCTC-5095L | CURRENT
000010597 | CLAMP,ELEC CONDUCTOR,STRAIN | Termination, ABC, 50/95mm2, 2 or 4 Core (P10) (scm) | SICAME | SICAME AUSTRALIA PTY LTD | PA11/1SRER | CURRENT
000010598 | CLAMP,SUSPENSION,ELEC CONDUCTOR | STRAIGHT-LINE;LV ABC CABLE;FULLY SUPPORTED;4 X 95 SQ MM;15 DEG DEVIATION; BOX OF 20,PACK WEIGHT 7.0 KG; | TEN | THE ENERGY NETWORK | ABCSC-495 | CURRENT
000010598 | CLAMP,SUSPENSION,ELEC CONDUCTOR | STRAIGHT-LINE;LV ABC CABLE;FULLY SUPPORTED;4 X 95 SQ MM;15 DEG DEVIATION; BOX OF 20,PACK WEIGHT 7.0 KG; | SICAME | SICAME AUSTRALIA PTY LTD | SC495 | CURRENT
000010598 | CLAMP,SUSPENSION,ELEC CONDUCTOR | STRAIGHT-LINE;LV ABC CABLE;FULLY SUPPORTED;4 X 95 SQ MM;15 DEG DEVIATION; BOX OF 20,PACK WEIGHT 7.0 KG; | DULMISON | DULMISON (AUST) PTY LTD | IBSC495 | CURRENT
000010599 | PLATE,YOKE,ELECTRICAL CONDUCTOR SUPPORT. | ANGLE SUSPENSION;RECT;STEEL,MILD;GALV; ABC CABLE;BAGS OF 10,PACK WEIGHT 5 KG; U/W 2 CLAMPS,SUSPENSION STOCK CODE10598; USE WITH LVABC; | HAYMAN | HAYMANS INDUSTRIES PTY LTD | 10599 | CURRENT
000010599 | PLATE,YOKE,ELECTRICAL CONDUCTOR SUPPORT. | ANGLE SUSPENSION;RECT;STEEL,MILD;GALV; ABC CABLE;BAGS OF 10,PACK WEIGHT 5 KG; U/W 2 CLAMPS,SUSPENSION STOCK CODE10598; USE WITH LVABC; | MEFCO | MEFCO AUSTRALIA PTY LTD SUNSHINE VIC | 10599 | CURRENT
000010603 | CLAMP,CABLE | IPC LVABC Connector, 16-95mm2 Main, 6-35mm2 Tap, Insulated Cu or Al, M8 Bolt c/w Yellow Shear-off Indicator Tag & S/Steel Fasteners, Pack of 12 | SICAME | SICAME AUSTRALIA PTY LTD | TTD151XFAPE | CURRENT
000010603 | CLAMP,CABLE | IPC LVABC Connector, 16-95mm2 Main, 6-35mm2 Tap, Insulated Cu or Al, M8 Bolt c/w Yellow Shear-off Indicator Tag & S/Steel Fasteners, Pack of 12 | DULMISON | DULMISON (AUST) PTY LTD | P2X95USI | CURRENT
000010604 | CLAMP,PARALLEL,ELECTRICAL CONNECTOR. | INSULATION PIERCING;MAIN 35-95 SQ MM ABC ;TAP 35-95 SQ MM ABC;C/W 1 BOLT; C/W YELLOW SHEAR INDICATOR WASHER; PACK OF 12,PACK WEIGHT 2.0 KG;REFER | SICAME | SICAME AUSTRALIA PTY LTD | TTD201XFAPE | CURRENT
000010604 | CLAMP,PARALLEL,ELECTRICAL CONNECTOR. | INSULATION PIERCING;MAIN 35-95 SQ MM ABC ;TAP 35-95 SQ MM ABC;C/W 1 BOLT; C/W YELLOW SHEAR INDICATOR WASHER; PACK OF 12,PACK WEIGHT 2.0 KG;REFER | DULMISON | DULMISON (AUST) PTY LTD | P3X95SI | CURRENT
000010607 | STUD,CONTINUOUS THREAD. | STAINLESS STEEL GDE 316;M12;ISO M; 75 MM LG;W/2 STAINLESS STEEL HEX NUTS & 1 SPRING WASHER,ASSEMBLED; ;FIRST USED AS | SUMMIT | SUMMIT GROUP | 6SAS412075 | CURRENT
000010607 | STUD,CONTINUOUS THREAD. | STAINLESS STEEL GDE 316;M12;ISO M; 75 MM LG;W/2 STAINLESS STEEL HEX NUTS & 1 SPRING WASHER,ASSEMBLED; ;FIRST USED AS | STATEWD | STATEWIDE FSTNERS & ENG SPLS PL | SSS4M1275 | CURRENT
000010609 | CROSSARM,WOOD | HARDWOOD;2700 MM LG;150 MM X 100 MM;ELEC POWER DISTRIBUTION;11S/M,11T/M,11XS/M, 11T,11S,11TZ,11SZ,11TT,11TS,33T,33S,33TZ ,33SZ,33TT,33TS CONSTR;DRILLED;U/O | DALEMYER | DALE MEYERS PTY LTD | HXD3150100FS270 | CURRENT
000010609 | CROSSARM,WOOD | HARDWOOD;2700 MM LG;150 MM X 100 MM;ELEC POWER DISTRIBUTION;11S/M,11T/M,11XS/M, 11T,11S,11TZ,11SZ,11TT,11TS,33T,33S,33TZ ,33SZ,33TT,33TS CONSTR;DRILLED;U/O | COFFSHAR | COFFS HARBOUR TRADING | 10609 | CURRENT
000010609 | CROSSARM,WOOD | HARDWOOD;2700 MM LG;150 MM X 100 MM;ELEC POWER DISTRIBUTION;11S/M,11T/M,11XS/M, 11T,11S,11TZ,11SZ,11TT,11TS,33T,33S,33TZ ,33SZ,33TT,33TS CONSTR;DRILLED;U/O | ENERGEX | ENERGEX | CROSSARM 2700 MM LG HARDWOOD | CURRENT
000010624 | CIRCUIT BREAKER | INDOOR/WITHDRAWABLE;AIR;NILSEN;433 V AC; 3 PHASE;3150 AMP;63 KA BKG CAP;MAN CHRG SPRING;32 V DC TRIPPING; | NILSEN |  | NAB1/31D | PHASING
000010625 | CIRCUIT BREAKER | INDOOR/WITHDRAWABLE;AIR;NILSEN;433 V AC; 3 PHASE;1600 AMP;50 KA BKG CAP;MAN CHRG SPRING;32 V DC TRIPPING; | NILSEN |  | NAB1/16D | STRATEGIC SPARE
000010636 | BLADE,HAND HACKSAW | HSF;SHATTERPROOF BI-METAL;REGULAR TEETH ;18 TPI;0.65 MM THK;300 MM LG,13 MM W; BOX OF 100,PACK OF 10; | ATOMSUPP | ATOM SUPPLY | 2335001 | CURRENT
000010636 | BLADE,HAND HACKSAW | HSF;SHATTERPROOF BI-METAL;REGULAR TEETH ;18 TPI;0.65 MM THK;300 MM LG,13 MM W; BOX OF 100,PACK OF 10; | CNWPL | CNW PL - SLACKS CREEK | ECLPN8700002 | CURRENT
000010636 | BLADE,HAND HACKSAW | HSF;SHATTERPROOF BI-METAL;REGULAR TEETH ;18 TPI;0.65 MM THK;300 MM LG,13 MM W; BOX OF 100,PACK OF 10; | ECLIPSE |  | RS 300.12.18 | CURRENT
000010637 | BLADE,HAND HACKSAW | HSF;SHATTERPROOF BI-METAL;REGULAR TEETH ;24 TPI;0.65 MM THK;300 MM LG,13 MM W; BOX OF 100,PACK OF 10; | CNWPL | CNW PL - SLACKS CREEK | 7251-24 | CURRENT
000010637 | BLADE,HAND HACKSAW | HSF;SHATTERPROOF BI-METAL;REGULAR TEETH ;24 TPI;0.65 MM THK;300 MM LG,13 MM W; BOX OF 100,PACK OF 10; | CNWPL | CNW PL - SLACKS CREEK | ECLPN87000011 | CURRENT
000010637 | BLADE,HAND HACKSAW | HSF;SHATTERPROOF BI-METAL;REGULAR TEETH ;24 TPI;0.65 MM THK;300 MM LG,13 MM W; BOX OF 100,PACK OF 10; | ECLIPSE |  | RS 300.12.24 | CURRENT
000010638 | DISK,SOLID,PLAIN | STEEL REINFORCED CONCRETE;600 MM DIA; 75 MM THK;W/TWO GALV LIFTING HANDLES; PACK WEIGHT - 52 KG;FOR MONOPOLE FOUNDATION; | AMATROC | ROCLA CONCRETE POLES | DISK,600 MM DIA | CURRENT
000010639 | DISK,SOLID,PLAIN | STEEL REINFORCED CONCRETE;850 MM DIA; 100 MM THK;W/ONE GALV LIFTING HANDLE;TO BE PACKED 3 PER PALLET SEPERATED BY CHOCKS TO AVOID DAMAGE TO HANDLE | AMATROC | ROCLA CONCRETE POLES | DISK,850 MM DIA | CURRENT
000010678 | JUNCTION BOX. | Adaptable, 211 x 108 x 81mm, Rigid PVC, Grey, Rect, Multi-Way, Surface Mtd, Screwed Lid c/w Sealing Gasket, Pack of 5 | REXEL | REXEL PTY LTD | CLI265/5GY | PURCHASE AS REQUIRED
000010678 | JUNCTION BOX. | Adaptable, 211 x 108 x 81mm, Rigid PVC, Grey, Rect, Multi-Way, Surface Mtd, Screwed Lid c/w Sealing Gasket, Pack of 5 | CLIPSAL | GERARD INDUSTRIES QLD DIVSN P/L | CLI265/5GRY | PURCHASE AS REQUIRED
000010680 | TAPE,INSULATION,ELECTRICAL | ADHESIVE BACKED;PVC,WHITE;19 MM W;20 M LG;.178 MM THK;FLAME RETARDANT,SERVICE TEMP (UP TO 80 DEG C WHEN TESTED TO UL510;AS1621.3;PACK OF 200,PACK WEIGHT | ATOMSUPP | ATOM SUPPLY | 236540 | CURRENT
000010680 | TAPE,INSULATION,ELECTRICAL | ADHESIVE BACKED;PVC,WHITE;19 MM W;20 M LG;.178 MM THK;FLAME RETARDANT,SERVICE TEMP (UP TO 80 DEG C WHEN TESTED TO UL510;AS1621.3;PACK OF 200,PACK WEIGHT | OMEGA | OMEGA | OME25WH | CURRENT
000010701 | RIVET,BLIND | 5/16 IN BODY LG;TRUSS HD;1/8 IN HD DIA; | SUMMIT | SUMMIT GROUP | 11NPG155-10701 | CURRENT
000010701 | RIVET,BLIND | 5/16 IN BODY LG;TRUSS HD;1/8 IN HD DIA; | COVENTRY | COVENTRY FASTENERS QLD | AS4-3 | CURRENT
000010738 | REGULATOR,STEP VOLTAGE | 11 KV;SINGLE PHASE;50 HZ;200 AMP;ONAN; + OR - 10%;32 STEPS OF .625%;GROUND OR POLE MTG;HV BUSHINGS;C/W DEMAND AMMETER KIT & 7.3 M CONTROL CABLE; | GE(USA) | GENERAL ELECTRIC (USA) | TYPE VR1 | PHASING
000010739 | REGULATOR,STEP VOLTAGE | 11 KV;SINGLE PHASE;50 HZ;100 AMP;ONAN; + OR - 10%;32 STEPS OF .625%;POLE MTG; HV BUSHINGS; | MCGRAWED |  | REGULATOR,STEP SINGLE PHASE | STRATEGIC SPARE
000010740 | REGULATOR,STEP VOLTAGE | 11 KV;SINGLE PHASE;50 HZ;100 AMP;ONAN; + OR - 10%;32 STEPS OF .625%;POLE MTG; HV BUSHINGS; | GE(USA) | GENERAL ELECTRIC (USA) | TYPE ML32 | PHASING
000010744 | TRANSFORMER,EARTHING | 11 KV;3 PHASE;50 HZ;ONAN;INTERCONNECTED STAR;2500 AMP FOR 3 SEC;7 OHMS PER PHASE ; | GECAEIHE |  | TRANSFORMER,11 KV 3 PHASE | STRATEGIC SPARE
000010744 | TRANSFORMER,EARTHING | 11 KV;3 PHASE;50 HZ;ONAN;INTERCONNECTED STAR;2500 AMP FOR 3 SEC;7 OHMS PER PHASE ; | WILSELEC |  | TRANSFORMER 11 KV 3 PH | STRATEGIC SPARE
000010749 | POLE STUB,CONCRETE | REINFORCED;202 MM OD;2100 MM O/A LG; 59 KN;ITEM CB1; | AMATROC | ROCLA CONCRETE POLES | POLE STUB 202 MM | PURCHASE AS REQUIRED
000010750 | POLE STUB,CONCRETE | REINFORCED;255 MM OD;2300 MM O/A LG; 112 KN;ITEM CB2;TO SUIT GALV STEEL SLEEVE S2;FOR TIMBER POLE RE-BUTTING; | AMATROC | ROCLA CONCRETE POLES | POLE STUB 255 MM | PURCHASE AS REQUIRED
000010751 | POLE STUB,CONCRETE | REINFORCED;306 MM OD;2700 MM O/A LG; 145 KN;ITEM CB3;TO SUIT GALV STEEL SLEEVE S3;FOR TIMBER POLE RE-BUTTING; | AMATROC | ROCLA CONCRETE POLES | POLE STUB 306 MM | PURCHASE AS REQUIRED
000010752 | POLE STUB,CONCRETE | REINFORCED;338 MM OD;2700 MM O/A LG; 204 KN;ITEM CB4;TO SUIT GALV STEEL SLEEVE S4;FOR TIMBER POLE RE-BUTTING; | AMATROC | ROCLA CONCRETE POLES | POLE STUB 338 MM | PURCHASE AS REQUIRED
000010753 | POLE STUB,CONCRETE | REINFORCED;388 MM OD;3000 MM O/A LG; 249 KN;ITEM CB5;TO SUIT GALV STEEL SLEEVE S5;FOR TIMBER POLE RE-BUTTING, | AMATROC | ROCLA CONCRETE POLES | POLE STUB 388 MM | PURCHASE AS REQUIRED
000010800 | TAPE,INSULATION,ELECTRICAL | ADHESIVE BACKED;PVC,BLUE;19 MM W;20 M LG .178 MM THK;FLAME RETARDANT,SERVICE TEMP (UP TO 80 DEG C WHEN TESTED TO UL510; AS1621.3;PACK OF 200; | ATOMSUPP | ATOM SUPPLY | 236537 | CURRENT
000010800 | TAPE,INSULATION,ELECTRICAL | ADHESIVE BACKED;PVC,BLUE;19 MM W;20 M LG .178 MM THK;FLAME RETARDANT,SERVICE TEMP (UP TO 80 DEG C WHEN TESTED TO UL510; AS1621.3;PACK OF 200; | OMEGA | OMEGA | OME25BL | CURRENT
000010801 | TAPE,INSULATION,ELECTRICAL | ADHESIVE BACKED;PVC,RED;19 MM W;20 M LG; .178 MM THK;FLAME RETARDANT SERVICE TEMP (UP TO 80 DEG C WHEN TESTED TO UL510; AS1621.3;PACK OF 200; | ATOMSUPP | ATOM SUPPLY | 236539 | CURRENT
000010801 | TAPE,INSULATION,ELECTRICAL | ADHESIVE BACKED;PVC,RED;19 MM W;20 M LG; .178 MM THK;FLAME RETARDANT SERVICE TEMP (UP TO 80 DEG C WHEN TESTED TO UL510; AS1621.3;PACK OF 200; | OMEGA | OMEGA | OME25RD | CURRENT
000010802 | AURAL PROTECTOR,SOUND | EAR-MUFF ATTACHMENT SET;DETACHABLE CLIP-ON EAR MUFF CL 5; DI-ELECTRIC DB30 RATING AS1270; TO FIT PROTECTOR HELMETSC14294 | BLKWOODS | J BLACKWOOD & SON LTD | 00579394/1012531 | PHASING
000010802 | AURAL PROTECTOR,SOUND | EAR-MUFF ATTACHMENT SET;DETACHABLE CLIP-ON EAR MUFF CL 5; DI-ELECTRIC DB30 RATING AS1270; TO FIT PROTECTOR HELMETSC14294 | BLKWOOD | J BLACKWOOD & SON LTD | 00579394 | PHASING
000010812 | HEAD,TOOL,OPERATING STICK. | FOR F.S.C.FUSES REMOVAL;ADAPTOR FITTED W/HD TOOL ("NILCROM" EXTRACTOR);TO FIT HOT LINE STICK,STOCK CODE 16893; | ENERGEX | ENERGEX | HEAD,TOOL,FOR FSC FUSES | PHASING
000010819 | CABLE,POWER,ELECTRICAL | 33 KV;400 SQ MM;COPPER CONDUCTOR;SINGLE CORE;(PLYHDPE);AS1026;500 M,DRUM SIZE SHALL NOT EXCEED 2400 DIA,1250 W OR 5.0 TONNES W/O ENERGEX ACCEPTANCE,108 MM | OLEX | OLEX AUSTRALIA PTY LTD | KTRP28RP001CXAA | PHASING
000010848 | SHADOW BOARD. | FOR MTG SPECIALISED TOOLS & ELECTRICAL EQUIPMENT;760 MM W,1070 MM H;BLACK ACRYLIC;BUNDLE OF 5;FOR SUBSTATIONS (SMALL TYPE); | ENERGEX | ENERGEX | SHADOW BOARD 760 MM W | PHASING
000010851 | SHADOW BOARD. | FOR MTG SPECIALISED TOOLS & ELECTRICAL EQUIPMENT;915 MM W,1370 MM H;BLACK ACRYLIC;FOR SUBSTATIONS (LARGE TYPE); | ENERGEX | ENERGEX | SHADOW BOARD 915 MM W | CURRENT
000010852 | ANCHOR,MASONRY | COMPRISING ANCHOR,W/TEMPORARY NYLON BOLT ;W/FINS TO GROUND ANCHOR;50 KN MAX LOADING HOR;PACK OF 5,FOR USE IN CONCRETE FLOORS; | HAYMAN | HAYMANS INDUSTRIES PTY LTD | 10852 | CURRENT
000010852 | ANCHOR,MASONRY | COMPRISING ANCHOR,W/TEMPORARY NYLON BOLT ;W/FINS TO GROUND ANCHOR;50 KN MAX LOADING HOR;PACK OF 5,FOR USE IN CONCRETE FLOORS; | STEELWAY |  | E10852 | CURRENT
000010853 | SUPPORT BAR ASSEMBLY. | COMPRISING 6 UNITS,OF 5 MM DIA STEEL PINS,MTD ON STEEL 40 MM X 40 MM NOM;FOR SUPPORTING LT LINKS (BROWN BOVERI & STROMBERG);PAINT COLD GALV;BUNDLE OF 10; | ENERGEX | ENERGEX | SUPPORT BAR | PHASING
000010857 | HOLDER,PLAN. | ALUMINIUM;400 MM LG,100 MM W;W/MTG BRACKETS;FOR USE IN SUBSTATIONS; | ERGON | ERGON ENERGY | HOLDER PLAN | CURRENT
000010858 | HOLDER,CARD-LABEL | STEEL;PAINTED WHITE;65 MM LG,25 MM H, 15 MM W;PACK OF 10;FOR PILOT CABLE TERMINATIONS; | ENERGEX | ENERGEX | HOLDER,CARD WHITE | PURCHASE AS REQUIRED
000010869 | NUT,SELF-LOCKING,GANG CHANNEL | STEEL,RD;ZINC-PLATED;M8;ISO M;W/SHORT SPRING & SERRATED GROOVED HD;BOX OF 100, PACK WEIGHT 4.10 KG; | EZYSTRUT | EZYSTRUT CABLE & PIPE SUPPORTS | E4007Z | CURRENT
000010876 | RELAY,FEEDER DIFFERENTIAL. | FD;5 AMP;2 NO SR CONT;1 HR FLAG;SCREW TERM;VEDETTE DO CASE;FLUSH MTG;BS142; ORDER ON PROT.DEPT APPROVAL ONLY; | REYROLLE |  | SOLKOR RF VEDETTE DO CSE | PHASING
000010885 | NUT,SELF-LOCKING,GANG CHANNEL | STEEL,RD;ZINC PLATED;M12;ISO M;W/LONG SPRING & SERRATED GROOVED HD;PACK OF 100,PACK WEIGHT 4.10 KG; | EZYSTRUT | EZYSTRUT CABLE & PIPE SUPPORTS | E1010Z | CURRENT
000010886 | TERMINAL,LUG | DRILLED PALM,TINNED COPPER,CRIMP TYPE; FOR 25 SQ MM,19/1.35 MM COPPER CONDUCTOR;FOR M12 BOLT SIZE;PACK OF 50, PACK WEIGHT0.6 KG;FOR URD PILLARS; | LEGEND | LEGEND POWER SYSTEMS | CAL25-12 | CURRENT
000010886 | TERMINAL,LUG | DRILLED PALM,TINNED COPPER,CRIMP TYPE; FOR 25 SQ MM,19/1.35 MM COPPER CONDUCTOR;FOR M12 BOLT SIZE;PACK OF 50, PACK WEIGHT0.6 KG;FOR URD PILLARS; | MACLEAN | MACLEAN POWER PL - E15128 | TL-4R12 | CURRENT
000010886 | TERMINAL,LUG | DRILLED PALM,TINNED COPPER,CRIMP TYPE; FOR 25 SQ MM,19/1.35 MM COPPER CONDUCTOR;FOR M12 BOLT SIZE;PACK OF 50, PACK WEIGHT0.6 KG;FOR URD PILLARS; | PLP AUST | PREFORMED LINE PRODUCTS (AUST) | EPTCU-25-7.7AF-M12 | CURRENT
000010886 | TERMINAL,LUG | DRILLED PALM,TINNED COPPER,CRIMP TYPE; FOR 25 SQ MM,19/1.35 MM COPPER CONDUCTOR;FOR M12 BOLT SIZE;PACK OF 50, PACK WEIGHT0.6 KG;FOR URD PILLARS; | TECONN | TE CONNECTIVITY LTD | CG25M12/50 | CURRENT
000010887 | TERMINAL,LUG | LONG BARREL,UNDRILLED SEALED PALM,COPPER ,CRIMP TYPE;FOR 400 SQ MM COPPER CONDUCT OR;44 MM LG BARREL;FOR U/W HEAT SHRINKABLE TERMINATIONS,UJ MAN 2.002D; | LEGEND | LEGEND POWER SYSTEMS | CAL400 | CURRENT
000010887 | TERMINAL,LUG | LONG BARREL,UNDRILLED SEALED PALM,COPPER ,CRIMP TYPE;FOR 400 SQ MM COPPER CONDUCT OR;44 MM LG BARREL;FOR U/W HEAT SHRINKABLE TERMINATIONS,UJ MAN 2.002D; | CABLACES | CABLACES | CAL400 | CURRENT
000010888 | TERMINAL,LUG | LONG BARREL,UNDRILLED SEALED PALM TINNED ,COPPER,CRIMP TYPE;FOR 630 SQ MM COPPER CONDUCTOR;56 MM LG BARREL;FOR U/W HEAT SHRINKABLE TERMINATIONS,UJ MAN 2.002D; | LEGEND | LEGEND POWER SYSTEMS | CAL630 | CURRENT
000010888 | TERMINAL,LUG | LONG BARREL,UNDRILLED SEALED PALM TINNED ,COPPER,CRIMP TYPE;FOR 630 SQ MM COPPER CONDUCTOR;56 MM LG BARREL;FOR U/W HEAT SHRINKABLE TERMINATIONS,UJ MAN 2.002D; | CABLACES | CABLACES | CAL630 | CURRENT
000010891 | CROSSARM,WOOD | HARDWOOD;2700 MM LG;100 MM X 100 MM;ELEC POWER DISTRIBUTION;SPAR,UNDRILLED;PACK OF 15; 100 MM SURFACE TO BE PAINTED AND GRADED;TO BE USED FOR THE MANUFACTURE OF | DALEMYER | DALE MEYERS PTY LTD | HXB3100100FS270 | CURRENT
000010891 | CROSSARM,WOOD | HARDWOOD;2700 MM LG;100 MM X 100 MM;ELEC POWER DISTRIBUTION;SPAR,UNDRILLED;PACK OF 15; 100 MM SURFACE TO BE PAINTED AND GRADED;TO BE USED FOR THE MANUFACTURE OF | COFFSHAR | COFFS HARBOUR TRADING | 2700 MM LG;100 MM X 100 MM; | CURRENT
000010894 | CROSSARM,WOOD | HARDWOOD;3600 MM LG;150 MM X 100 MM;ELEC POWER DISTRIBUTION;SPAR,UNDRILLED;PACK OF 12,100 MM SURFACE TO BE PAINTED AND GRADED;TO BE USED TO MANUFACTURE | DALEMYER | DALE MEYERS PTY LTD | HXB3150100FS360 | CURRENT
000010894 | CROSSARM,WOOD | HARDWOOD;3600 MM LG;150 MM X 100 MM;ELEC POWER DISTRIBUTION;SPAR,UNDRILLED;PACK OF 12,100 MM SURFACE TO BE PAINTED AND GRADED;TO BE USED TO MANUFACTURE | COFFSHAR | COFFS HARBOUR TRADING | 3600 MM LG;150 MM X 100 MM; | CURRENT
000010895 | SPACER,CONDUCTOR. | HELICAL;PLASTIC;6.09 MM TO 7.92 MM RANGE ;450 MM SPACING; | DULMISON | DULMISON (AUST) PTY LTD | PSU609-792-450 | PHASING
000010898 | SPACER,CONDUCTOR. | HELICAL;PLASTIC;7.92 MM TO 10.15 MM RANGE;750 MM SPACING;BAG OF 50; | DULMISON | DULMISON (AUST) PTY LTD | LVS12065A | PHASING
000010900 | COUPLING,NONMETALLIC RIGID CONDUIT | UPVC;ORANGE;80 MM NOM DIA;LIGHT DUTY; DOUBLE ENDED SOCKET;AS2053;PACK OF 45, PACK WEIGHT 0.35 KG; | TRI UGRD | TRI UNDERGROUND AUSTRALIA PTY LTD | LDE80COUPFF | CURRENT
000010900 | COUPLING,NONMETALLIC RIGID CONDUIT | UPVC;ORANGE;80 MM NOM DIA;LIGHT DUTY; DOUBLE ENDED SOCKET;AS2053;PACK OF 45, PACK WEIGHT 0.35 KG; | HAYMANS | HAYMANS ELECTRICAL | FABL24280 | CURRENT
000010900 | COUPLING,NONMETALLIC RIGID CONDUIT | UPVC;ORANGE;80 MM NOM DIA;LIGHT DUTY; DOUBLE ENDED SOCKET;AS2053;PACK OF 45, PACK WEIGHT 0.35 KG; | VINIDEX |  | 32150 | CURRENT
000010904 | NUT,PLAIN,HEXAGON | STAINLESS STEEL,GDE 304;STD;M16;ISO M; AS1444;BOX OF 50,PACK WEIGHT 1.6 KG; | HOBSON | HOBSON ENGINEERING CO PTY LTD 393904 | NH04PCM16 | CURRENT
000010904 | NUT,PLAIN,HEXAGON | STAINLESS STEEL,GDE 304;STD;M16;ISO M; AS1444;BOX OF 50,PACK WEIGHT 1.6 KG; | STATEWD | STATEWIDE FSTNERS & ENG SPLS PL | NES4M16 | CURRENT
000010914 | RELAY,OVERCURRENT AND EARTH FAULT | 2 OC,EF;IDMTL & INST;110 V AUX;5 AMP;OC 2.5-10 AMP,INST 2-8.5 TIMES;EF 0.5-2 AMP ,INST 5-21.25 TIMES;1 NO TRIP & 1 CO AUX TRIP CONT;1 HR FLAG;DO CASE;IEC255; | NILSEN |  | C21A1-1123H | PHASING
000010917 | FUSEHOLDER | SURFACE MTG;BACK CONNECTING-TWO STUDS; 32 AMP;415 V AC;BOLT-IN;OFFSET TAGS; WHITE;AS2005;PACK OF 10;SUITABLE FOR FITTING COPPER LINK OR HRC CARTRIDGE; | REXEL | REXEL PTY LTD | BUSRS32PWH | PURCHASE AS REQUIRED
000010917 | FUSEHOLDER | SURFACE MTG;BACK CONNECTING-TWO STUDS; 32 AMP;415 V AC;BOLT-IN;OFFSET TAGS; WHITE;AS2005;PACK OF 10;SUITABLE FOR FITTING COPPER LINK OR HRC CARTRIDGE; | ALSTOM | ALSTOM GRID AUSTRALIA LIMITED | RS32P (WHITE) RED SPOT | PURCHASE AS REQUIRED
000010920 | FUSEHOLDER | SURFACE MTG;BACK CONNECTING-TWO STUDS; 32 AMP;415 V AC;BOLT-IN;OFFSET TAGS; BLACK;AS2005;PACK OF 1;FOR CARTRIDGES USE STOCK CODES 02888,04420,04423, | REXEL | REXEL PTY LTD | BUSRS32P | PURCHASE AS REQUIRED
000010920 | FUSEHOLDER | SURFACE MTG;BACK CONNECTING-TWO STUDS; 32 AMP;415 V AC;BOLT-IN;OFFSET TAGS; BLACK;AS2005;PACK OF 1;FOR CARTRIDGES USE STOCK CODES 02888,04420,04423, | REXEL | REXEL PTY LTD | BUSRS32P (BSEN60269) | PURCHASE AS REQUIRED
000010920 | FUSEHOLDER | SURFACE MTG;BACK CONNECTING-TWO STUDS; 32 AMP;415 V AC;BOLT-IN;OFFSET TAGS; BLACK;AS2005;PACK OF 1;FOR CARTRIDGES USE STOCK CODES 02888,04420,04423, | ALSTOM | ALSTOM GRID AUSTRALIA LIMITED | EEFRS32P | PURCHASE AS REQUIRED
000010920 | FUSEHOLDER | SURFACE MTG;BACK CONNECTING-TWO STUDS; 32 AMP;415 V AC;BOLT-IN;OFFSET TAGS; BLACK;AS2005;PACK OF 1;FOR CARTRIDGES USE STOCK CODES 02888,04420,04423, | ALSTOM | ALSTOM GRID AUSTRALIA LIMITED | RS32P (BLACK) RED SPOT | PURCHASE AS REQUIRED
000010923 | FUSEHOLDER | SURFACE MTG;BACK CONNECTING-TWO STUDS; 63 AMP;690 V AC;BOLT-IN;OFFSET TAGS; BLACK;AS2005;PACK OF 1;FOR CARTRIDGES USE STOCK CODES 02888,04420,04423, | REXEL | REXEL PTY LTD | BUSRS63P | PURCHASE AS REQUIRED
000010923 | FUSEHOLDER | SURFACE MTG;BACK CONNECTING-TWO STUDS; 63 AMP;690 V AC;BOLT-IN;OFFSET TAGS; BLACK;AS2005;PACK OF 1;FOR CARTRIDGES USE STOCK CODES 02888,04420,04423, | ALSTOM | ALSTOM GRID AUSTRALIA LIMITED | EEFRS63P | PURCHASE AS REQUIRED
000010924 | FUSEHOLDER | SURFACE MTG;BACK CONNECTING-TWO STUDS; 100 AMP;415 V AC;BOLT-IN;OFFSET TAGS; WHITE;AS2005;SUITABLE FOR FITTING COPPER LINK OR HRC CARTRIDGE; | ALSTOM | ALSTOM GRID AUSTRALIA LIMITED | RS100PWH | PURCHASE AS REQUIRED
000010930 | SETSCREW | STEEL,COMMERCIAL GDE 4.6 TO AS1111;GALV; HEX HD;CONE POINT,MODIFIED TO 45 DEG ANGLE;M12;ISO M;25 MM LG;HOT DIP GALV TO AS1214;BAGS OF 50;USED TO LOCK STEEL | WESTFOOT |  | SETSCREW, 25 MM LG | PHASING
000010930 | SETSCREW | STEEL,COMMERCIAL GDE 4.6 TO AS1111;GALV; HEX HD;CONE POINT,MODIFIED TO 45 DEG ANGLE;M12;ISO M;25 MM LG;HOT DIP GALV TO AS1214;BAGS OF 50;USED TO LOCK STEEL | AJAXFAST | DO NOT USE | SETSCREW 25 MM LG, | PHASING
000010964 | LUBRICATING GUN,HAND | Flexible Hose & Fitting, One Hand Operation, suit Bulk or Cartridge Grease | BLKWOODS | J BLACKWOOD & SON LTD | 04422406/K29-01 | CURRENT
000010964 | LUBRICATING GUN,HAND | Flexible Hose & Fitting, One Hand Operation, suit Bulk or Cartridge Grease | ATOMSUPP | ATOM SUPPLY | 4023002 | CURRENT
000010964 | LUBRICATING GUN,HAND | Flexible Hose & Fitting, One Hand Operation, suit Bulk or Cartridge Grease | MACNAUGT |  | K29 | CURRENT
000010978 | HARDENER,ENAMEL | FOR SPRAYING ENAMEL;500 ML CAN; | DULUX |  | 980-16773 ENAMEL-AD | PHASING
000011006 | COUPLING,ADAPTOR,NONMETALLIC CONDUIT | RIGID UPVC;ORANGE;100 MM NOM SIZE LIGHT DUTY UPVC CONDUIT;TO 80 MM NOM DIA LIGHT DUTY UPVC CONDUIT;DOUBLE ENDED SOCKET; AS2053;PACK OF 40,PACK WEIGHT 0.31 KG; | TRI UGRD | TRI UNDERGROUND AUSTRALIA PTY LTD | LDE10080COUPFF | CURRENT
000011006 | COUPLING,ADAPTOR,NONMETALLIC CONDUIT | RIGID UPVC;ORANGE;100 MM NOM SIZE LIGHT DUTY UPVC CONDUIT;TO 80 MM NOM DIA LIGHT DUTY UPVC CONDUIT;DOUBLE ENDED SOCKET; AS2053;PACK OF 40,PACK WEIGHT 0.31 KG; | HAYMANS | HAYMANS ELECTRICAL | FABL10080 | CURRENT
000011006 | COUPLING,ADAPTOR,NONMETALLIC CONDUIT | RIGID UPVC;ORANGE;100 MM NOM SIZE LIGHT DUTY UPVC CONDUIT;TO 80 MM NOM DIA LIGHT DUTY UPVC CONDUIT;DOUBLE ENDED SOCKET; AS2053;PACK OF 40,PACK WEIGHT 0.31 KG; | VINIDEX |  | 32130 | CURRENT
000011020 | BAG,PLASTIC | POLYETHYLENE,LOW DENSITY;TRANSPARENT; 40 U THK;230 MM LG,150 MM W;STORAGE OF SML ITEMS OF STOCK;MINI GRIP (SELF-SEALING);PACK OF 100,CARTON OF | HAYMANS | HAYMANS ELECTRICAL | SIG24005 | CURRENT
000011020 | BAG,PLASTIC | POLYETHYLENE,LOW DENSITY;TRANSPARENT; 40 U THK;230 MM LG,150 MM W;STORAGE OF SML ITEMS OF STOCK;MINI GRIP (SELF-SEALING);PACK OF 100,CARTON OF | HAYMANS | HAYMANS ELECTRICAL | REESIG11106 | CURRENT
000011020 | BAG,PLASTIC | POLYETHYLENE,LOW DENSITY;TRANSPARENT; 40 U THK;230 MM LG,150 MM W;STORAGE OF SML ITEMS OF STOCK;MINI GRIP (SELF-SEALING);PACK OF 100,CARTON OF | SIGNET | SIGNET PTY LTD | 11106 | CURRENT
000011021 | BAG,PLASTIC | POLYETHYLENE,LOW DENSITY;TRANSPARENT; 40 U THK;250 MM LG,200 MM W;STORAGE OF SML ITEMS OF STOCK;MINI GRIP (SELF SEALING);PACK OF 100,CARTON OF | HAYMANS | HAYMANS ELECTRICAL | REESIG11107 | CURRENT
000011021 | BAG,PLASTIC | POLYETHYLENE,LOW DENSITY;TRANSPARENT; 40 U THK;250 MM LG,200 MM W;STORAGE OF SML ITEMS OF STOCK;MINI GRIP (SELF SEALING);PACK OF 100,CARTON OF | HAYMANS | HAYMANS ELECTRICAL | SIG11107 | CURRENT
000011021 | BAG,PLASTIC | POLYETHYLENE,LOW DENSITY;TRANSPARENT; 40 U THK;250 MM LG,200 MM W;STORAGE OF SML ITEMS OF STOCK;MINI GRIP (SELF SEALING);PACK OF 100,CARTON OF | SIGNET | SIGNET PTY LTD | 11107 | CURRENT
000011067 | CROSSARM,WOOD | HARDWOOD;3000 MM LG;100 MM X 100 MM;ELEC POWER DISTRIBUTION;SPAR,UNDRILLED;PACK OF 15; 100 MM SURFACE TO BE PAINTED AND GRADED;FOR THE MANUFACTURE OF SC 14649; | DALEMYER | DALE MEYERS PTY LTD | HXB3100100FS300 | CURRENT
000011067 | CROSSARM,WOOD | HARDWOOD;3000 MM LG;100 MM X 100 MM;ELEC POWER DISTRIBUTION;SPAR,UNDRILLED;PACK OF 15; 100 MM SURFACE TO BE PAINTED AND GRADED;FOR THE MANUFACTURE OF SC 14649; | COFFSHAR | COFFS HARBOUR TRADING | 3000 MM LG;100 MM X 100 MM; | CURRENT
000011072 | BRACKET,STABILISING. | BEND AS PER DWG;STEEL;GALV;400 MM LG, 40 MM W,3 MM THK;W/2 X 18 MM DIA HOLES; 10 DEG BEND;BAGS OF 50,PACK WEIGHT 9.5 KG;USED ON POLE MOUNTING OF " | HAYMAN | HAYMANS INDUSTRIES PTY LTD | 11072 | CURRENT
000011072 | BRACKET,STABILISING. | BEND AS PER DWG;STEEL;GALV;400 MM LG, 40 MM W,3 MM THK;W/2 X 18 MM DIA HOLES; 10 DEG BEND;BAGS OF 50,PACK WEIGHT 9.5 KG;USED ON POLE MOUNTING OF " | MEFCO | MEFCO AUSTRALIA PTY LTD SUNSHINE VIC | 11072 | CURRENT
000011080 | SLEEVE,COMPRESSION | FULL TENSION COMPRESSION;ALUMINIUM ALLOY ;ACSR;6/3.00 MM + 1/3.00 MM ACSR/GZ (APPLE);TO BE MARKED AS PER AS1154-1, (RECOMMENDED DIE OF 38-173 AL); | TYCO | TYCO | FT44R/1 | CURRENT
000011080 | SLEEVE,COMPRESSION | FULL TENSION COMPRESSION;ALUMINIUM ALLOY ;ACSR;6/3.00 MM + 1/3.00 MM ACSR/GZ (APPLE);TO BE MARKED AS PER AS1154-1, (RECOMMENDED DIE OF 38-173 AL); | UTILUX |  | FT44R/1 | CURRENT
000011082 | SLEEVE,COMPRESSION | FULL TENSION COMPRESSION;ALUMINIUM ALLOY ;AAC;7/3.00 MM AAC (LIBRA);TO BE MARKED; AS PER AS1154-1;BOX OF 20; | LEGEND | LEGEND POWER SYSTEMS | AFT44A | CURRENT
000011082 | SLEEVE,COMPRESSION | FULL TENSION COMPRESSION;ALUMINIUM ALLOY ;AAC;7/3.00 MM AAC (LIBRA);TO BE MARKED; AS PER AS1154-1;BOX OF 20; | TECONN | TE CONNECTIVITY LTD | FT44A/1 | CURRENT
000011082 | SLEEVE,COMPRESSION | FULL TENSION COMPRESSION;ALUMINIUM ALLOY ;AAC;7/3.00 MM AAC (LIBRA);TO BE MARKED; AS PER AS1154-1;BOX OF 20; | UTILUX |  | FT 44A/1 | CURRENT
000011082 | SLEEVE,COMPRESSION | FULL TENSION COMPRESSION;ALUMINIUM ALLOY ;AAC;7/3.00 MM AAC (LIBRA);TO BE MARKED; AS PER AS1154-1;BOX OF 20; | CABLACES | CABLACES | AFT44A | CURRENT
000011083 | DIE,CRIMPING TOOL | STEEL;HEX;18.0 MM AF;FOR 7/3.75 MM AAC (MARS);11.30 MM AND 7/.134 FLY; U/W UTILUX COMPRESSION TOOL NO.38A OR EQUIV; SUITABLE DIE FOR 7/3.75 FULL TENSION | SPECFORC | SPECIALISED FORCE | 12T-18.0AFAL | CURRENT
000011083 | DIE,CRIMPING TOOL | STEEL;HEX;18.0 MM AF;FOR 7/3.75 MM AAC (MARS);11.30 MM AND 7/.134 FLY; U/W UTILUX COMPRESSION TOOL NO.38A OR EQUIV; SUITABLE DIE FOR 7/3.75 FULL TENSION | PLP AUST | PREFORMED LINE PRODUCTS (AUST) | EPCDA180AF | CURRENT
000011083 | DIE,CRIMPING TOOL | STEEL;HEX;18.0 MM AF;FOR 7/3.75 MM AAC (MARS);11.30 MM AND 7/.134 FLY; U/W UTILUX COMPRESSION TOOL NO.38A OR EQUIV; SUITABLE DIE FOR 7/3.75 FULL TENSION | TECONN | TE CONNECTIVITY LTD | 38-180AL/1 | CURRENT
000011084 | DIE,CRIMPING TOOL | STEEL;HEX;17.3 MM AF;FOR 6/1/3.00 ACSR ALUMINIUM (APPLE) 9.00 MM;U/W UTILUX COMPRESSION TOOL NO. 38A OR EQUIV; PACK OF 1,PACK WEIGHT 0.019 KG; | SPECFORC | SPECIALISED FORCE | 12T-17.3AFAL | CURRENT
000011084 | DIE,CRIMPING TOOL | STEEL;HEX;17.3 MM AF;FOR 6/1/3.00 ACSR ALUMINIUM (APPLE) 9.00 MM;U/W UTILUX COMPRESSION TOOL NO. 38A OR EQUIV; PACK OF 1,PACK WEIGHT 0.019 KG; | PLP AUST | PREFORMED LINE PRODUCTS (AUST) | EPCDA173AF | CURRENT
000011084 | DIE,CRIMPING TOOL | STEEL;HEX;17.3 MM AF;FOR 6/1/3.00 ACSR ALUMINIUM (APPLE) 9.00 MM;U/W UTILUX COMPRESSION TOOL NO. 38A OR EQUIV; PACK OF 1,PACK WEIGHT 0.019 KG; | TECONN | TE CONNECTIVITY LTD | 38-173AL/1 | CURRENT
000011086 | TERMINAL,LUG | DRILLED PALM,ALUMINIUM,COMPRESSION TYPE; FOR 6-8 MM OD CONDUCTOR (RASIN);9.5 MM BOLT SIZE;PRE-FILLED W/JOINTING COMPOUND ;FOR U/W UTILUX 38-140 AL DIE;PACK OF 1, | TYCO | TYCO | AL35-10 | CURRENT
000011086 | TERMINAL,LUG | DRILLED PALM,ALUMINIUM,COMPRESSION TYPE; FOR 6-8 MM OD CONDUCTOR (RASIN);9.5 MM BOLT SIZE;PRE-FILLED W/JOINTING COMPOUND ;FOR U/W UTILUX 38-140 AL DIE;PACK OF 1, | LEGEND | LEGEND POWER SYSTEMS | AL35-10 | CURRENT
000011086 | TERMINAL,LUG | DRILLED PALM,ALUMINIUM,COMPRESSION TYPE; FOR 6-8 MM OD CONDUCTOR (RASIN);9.5 MM BOLT SIZE;PRE-FILLED W/JOINTING COMPOUND ;FOR U/W UTILUX 38-140 AL DIE;PACK OF 1, | CABLACES | CABLACES | AL35-10 | CURRENT
000011089 | KEROSENE | LIGHTING;200 L DRUM;REFER STOCK CODE 11088 FOR "BULK ONLY" & STOCK CODE 03856 FOR 20 L DRUM; | AMPOL | AMPOL | KEROSENE 200 L | PURCHASE AS REQUIRED
000011090 | BARBED WIRE | STEEL GALV;2 X 2.5 MM DIA;FOUR POINT BARBS;90 MM NOM CENTRES;400 M ROLL; USED FOR SECURITY BARRIER FOR 110KV & 132KV STEEL TOWERS; | SMORGON | SMORGON ARC | LIFEWIRE | PURCHASE AS REQUIRED
000011098 | CIRCUIT BREAKER | GENERAL PURPOSE;50 V DC;SP;2 AMP;1 KA BKG CAP;SERIES TRIP;W/SPDT AUX SWITCH, CURVE 3,SNAP-IN FITTING;PACK OF 1; | HEINEMAN |  | HEIJB1-B2-2-3 | PURCHASE AS REQUIRED
000011099 | CIRCUIT BREAKER | GENERAL PURPOSE;50 V DC;SP;5 AMP;1 KA BKG CAP;SERIES TRIP;W/SPDT AUX SWITCH, CURVE 3,SNAP-IN FITTING;PACK OF 1; | HEINEMAN |  | HEIJB1-B2-5-3 | PHASING
000011100 | CIRCUIT BREAKER | GENERAL PURPOSE;50 V DC;SP;20 AMP;1 KA BKG CAP;SERIES TRIP;W/SPDT AUX SWITCH, CURVE 3,SNAP-IN FITTING;PACK OF 1; | CNWPL | CNW PL - SLACKS CREEK | HEICBBKXA0003 | CURRENT
000011100 | CIRCUIT BREAKER | GENERAL PURPOSE;50 V DC;SP;20 AMP;1 KA BKG CAP;SERIES TRIP;W/SPDT AUX SWITCH, CURVE 3,SNAP-IN FITTING;PACK OF 1; | HAYMANS | HAYMANS ELECTRICAL | CBBKXA0003 | CURRENT
000011112 | SURGE ARRESTER | GAPLESS TYPE;120 KV;10 KA HD;CLASS 3. LG DURATION;CLASS A. PRESSURE RELIEF; ;PEDESTAL MTG W/INSULATED BASE;FOR 132 KV NOM V SYSTEM; | ABB | ABB FAN PTY LTD | XAQ 145A2 | STRATEGIC SPARE
000011117 | RELAY,ELECTROMAGNETIC | GENERAL PUSPOSE;110 V TO 125 V DC COIL; 300 V DC/250 V AC CONT;5 AMP CONTINUOUS; 2 CO CONT PER COIL;DUAL COIL,NON- LATCHING AUX;PLUG-IN,ONE SEAT BASE; | ABB | ABB FAN PTY LTD | TYPE RXMM1 RK214002-AN | CURRENT
000011118 | RELAY,ELECTROMAGNETIC | GENERAL PUSPOSE;110 V TO 125 V DC COIL; 300 V DC/250 V AC CONT;5 AMP CONTINUOUS; 4 NO CONT;NON-LATCHING AUX;PLUG-IN,ONE SEAT BASE; | ABB | ABB FAN PTY LTD | TYPE RXMA1 RK211049-AN | CURRENT
000011119 | RELAY,ELECTROMAGNETIC | TRIPPING APPLICATIONS;125 V DC COIL; 300 V DC/250 V AC CONT;4 AMP CONTINUOUS; 6 NO CONT;NON-LATCHING;PLUG-IN,ONE SEAT BASE;HIGH SPEED OPERATION (3.5 MS); | ABB | ABB FAN PTY LTD | TYPE RXMS1 RK216263-AP | CURRENT
000011133 | PLATE,IDENTIFICATION | ALUMINIUM;CONSUMER METERING CURRENT TRANSFORMER RATIO IDENTIFICATION PLATE;LEGEND- ENERGEX CT RATIO 5; SILVER ON BLACK BACKGROUND;58 MM LG, | ES | QUALITY ENGRAVING SERVICES PTY LTD | 11133 | CURRENT
000011133 | PLATE,IDENTIFICATION | ALUMINIUM;CONSUMER METERING CURRENT TRANSFORMER RATIO IDENTIFICATION PLATE;LEGEND- ENERGEX CT RATIO 5; SILVER ON BLACK BACKGROUND;58 MM LG, | ARTCRAFT | ARTCRAFT PTY LTD | SE012-Q | CURRENT
000011137 | CABLE,CONTROL,ELECTRICAL | Control, 450/750V, 12C, 6mm2, PVC/PVC, Black Sheath, (7/1.04) Metre Marked, Numbered Active Cores, 250m Wood Drum, Drum Weight 310kg, AS5000.3 | BAMBACH | BAMBACH WIRES & CABLES PTY LTD | T-ENQ 235 | CURRENT
000011137 | CABLE,CONTROL,ELECTRICAL | Control, 450/750V, 12C, 6mm2, PVC/PVC, Black Sheath, (7/1.04) Metre Marked, Numbered Active Cores, 250m Wood Drum, Drum Weight 310kg, AS5000.3 | MIDLANDS | MIDLAND METALS | MMO-12 X 6 CU PVC PVC UG | CURRENT
000011143 | SWITCH,ROTARY | 660 V AC;20 AMP NOM;4 POLE,3 POSN;PANEL MTG,BLACK HANDLE;60 DEG SWITCHING; ESCUTCHEON PLATE-"VOLTAGE SELECTOR", "POSE-POS NEG-NEGE";REFER K & N CAT FOR | KRAUSNMR | KRAUS & NAIMER (MANUFACTURER) | HANDLE | PHASING
000011143 | SWITCH,ROTARY | 660 V AC;20 AMP NOM;4 POLE,3 POSN;PANEL MTG,BLACK HANDLE;60 DEG SWITCHING; ESCUTCHEON PLATE-"VOLTAGE SELECTOR", "POSE-POS NEG-NEGE";REFER K & N CAT FOR | KRAUSNMR | KRAUS & NAIMER (MANUFACTURER) | CAD12B AUR 797 | PHASING
000011163 | CONNECTOR,ELEC POWER CABLE TERMINATION | HORIZONTAL BUS CONNECTION TO NZ INSULATOR O/DOOR TERMINATION FOR 33 KV 400 SQ MM COPPER SINGLE CORE PLYPVC CABLE;FLEXIBLE STIRRUP;38 MM OD TINNED | NZI |  | DWG D339-0542/A | PURCHASE AS REQUIRED
000011169 | RELAY,ELECTROMAGNETIC | GENERAL PURPOSE;110 V TO 125 V DC COIL; 300 V DC/250 V DC CONT;5 AMP CONTINUOUS; 3 NO CONT PER COIL;HR FLAGS;DUAL COIL, NON-LATCHING,INDICATING;PLUG-IN ONE SEAT | ABB | ABB FAN PTY LTD | TYPE RXSF1 RK271-018-AN | CURRENT
000011173 | MOUNTING BASE,TERMINAL BLOCK | STEEL;2 M LG;TOP HAT SECT RAIL TYPE SOLID RAIL W/O SLOTS;TH35-7.5;PACKED IN PROTECTIVE PLASTIC BAG & BOUND WITH PALLETISING TAPE NON-RESIDUE | CNWPL | CNW PL - SLACKS CREEK | WEI0383400000 | CURRENT
000011173 | MOUNTING BASE,TERMINAL BLOCK | STEEL;2 M LG;TOP HAT SECT RAIL TYPE SOLID RAIL W/O SLOTS;TH35-7.5;PACKED IN PROTECTIVE PLASTIC BAG & BOUND WITH PALLETISING TAPE NON-RESIDUE | KLIPPON |  | KLI3834.0 | CURRENT
000011174 | PARTITION,TERMINAL BLOCK | Type HP2 Support Bracket, SAK Series Fixing Plate, 3mm, Beige, for G32 & TH35 DIN Rail Mtg, u/w ADP2 Protective Cover Strip, Terminal Block Accessory | ATOMSUPP | ATOM SUPPLY | 40029805 | CURRENT
000011174 | PARTITION,TERMINAL BLOCK | Type HP2 Support Bracket, SAK Series Fixing Plate, 3mm, Beige, for G32 & TH35 DIN Rail Mtg, u/w ADP2 Protective Cover Strip, Terminal Block Accessory | WEIDMULL | WEIDMULLER (AUST) PTY LTD | 0485660000 | CURRENT
000011174 | PARTITION,TERMINAL BLOCK | Type HP2 Support Bracket, SAK Series Fixing Plate, 3mm, Beige, for G32 & TH35 DIN Rail Mtg, u/w ADP2 Protective Cover Strip, Terminal Block Accessory | CNWPL | CNW PL - SLACKS CREEK | WEI0485660000 | CURRENT
000011174 | PARTITION,TERMINAL BLOCK | Type HP2 Support Bracket, SAK Series Fixing Plate, 3mm, Beige, for G32 & TH35 DIN Rail Mtg, u/w ADP2 Protective Cover Strip, Terminal Block Accessory | ATOMSUPP | ATOM SUPPLY | 0485660000 | CURRENT
000011174 | PARTITION,TERMINAL BLOCK | Type HP2 Support Bracket, SAK Series Fixing Plate, 3mm, Beige, for G32 & TH35 DIN Rail Mtg, u/w ADP2 Protective Cover Strip, Terminal Block Accessory | KLIPPON |  | KLI048566 | CURRENT
000011175 | PARTITION,TERMINAL BLOCK | Type HP3 Support Bracket, SAK Series Fixing Plate, 3mm, Beige, for G32 & TH35 DIN Rail Mtg, u/w ADP3 Protective Cover Strip, Terminal Block Accessory | ATOMSUPP | ATOM SUPPLY | 40029806 | CURRENT
000011175 | PARTITION,TERMINAL BLOCK | Type HP3 Support Bracket, SAK Series Fixing Plate, 3mm, Beige, for G32 & TH35 DIN Rail Mtg, u/w ADP3 Protective Cover Strip, Terminal Block Accessory | WEIDMULL | WEIDMULLER (AUST) PTY LTD | 0485760000 | CURRENT
000011175 | PARTITION,TERMINAL BLOCK | Type HP3 Support Bracket, SAK Series Fixing Plate, 3mm, Beige, for G32 & TH35 DIN Rail Mtg, u/w ADP3 Protective Cover Strip, Terminal Block Accessory | CNWPL | CNW PL - SLACKS CREEK | WEI0485760000 | CURRENT
000011175 | PARTITION,TERMINAL BLOCK | Type HP3 Support Bracket, SAK Series Fixing Plate, 3mm, Beige, for G32 & TH35 DIN Rail Mtg, u/w ADP3 Protective Cover Strip, Terminal Block Accessory | ATOMSUPP | ATOM SUPPLY | 0485760000 | CURRENT
000011175 | PARTITION,TERMINAL BLOCK | Type HP3 Support Bracket, SAK Series Fixing Plate, 3mm, Beige, for G32 & TH35 DIN Rail Mtg, u/w ADP3 Protective Cover Strip, Terminal Block Accessory | KLIPPON |  | KLI048576 | CURRENT
000011176 | COVER,TERMINAL BLOCK | Type ADP2 Protective Cover, SAK Series, 1m Lg, 61.5mm W, 30mm H, Transparent, PVC, u/w Type HP2 Support Bracket, Terminal Block Accessory | ATOMSUPP | ATOM SUPPLY | 40029792 | CURRENT
000011176 | COVER,TERMINAL BLOCK | Type ADP2 Protective Cover, SAK Series, 1m Lg, 61.5mm W, 30mm H, Transparent, PVC, u/w Type HP2 Support Bracket, Terminal Block Accessory | WEIDMULL | WEIDMULLER (AUST) PTY LTD | 0485300000 | CURRENT
000011176 | COVER,TERMINAL BLOCK | Type ADP2 Protective Cover, SAK Series, 1m Lg, 61.5mm W, 30mm H, Transparent, PVC, u/w Type HP2 Support Bracket, Terminal Block Accessory | HAYMANS | HAYMANS ELECTRICAL | KLI4853.0 | CURRENT
000011176 | COVER,TERMINAL BLOCK | Type ADP2 Protective Cover, SAK Series, 1m Lg, 61.5mm W, 30mm H, Transparent, PVC, u/w Type HP2 Support Bracket, Terminal Block Accessory | ATOMSUPP | ATOM SUPPLY | 0485300000 | CURRENT
000011176 | COVER,TERMINAL BLOCK | Type ADP2 Protective Cover, SAK Series, 1m Lg, 61.5mm W, 30mm H, Transparent, PVC, u/w Type HP2 Support Bracket, Terminal Block Accessory | KLIPPON |  | KLI048530 | CURRENT
000011177 | COVER,TERMINAL BLOCK | Type ADP3 Protective Cover, SAK Series, 1m Lg, 89mm W, 34.5mm H, Transparent, PVC, u/w Type HP3 Support Bracket, Terminal Block Accessory | WEIDMULL | WEIDMULLER (AUST) PTY LTD | 0485400000 | CURRENT
000011177 | COVER,TERMINAL BLOCK | Type ADP3 Protective Cover, SAK Series, 1m Lg, 89mm W, 34.5mm H, Transparent, PVC, u/w Type HP3 Support Bracket, Terminal Block Accessory | HAYMANS | HAYMANS ELECTRICAL | KLI4854.0 | CURRENT
000011177 | COVER,TERMINAL BLOCK | Type ADP3 Protective Cover, SAK Series, 1m Lg, 89mm W, 34.5mm H, Transparent, PVC, u/w Type HP3 Support Bracket, Terminal Block Accessory | KLIPPON |  | KLI048540 | CURRENT
000011179 | CIRCUIT BREAKER | RESIDUAL CURRENT;240 V AC;SINGLE POLE; 20 AMP;6 KA BKG CAP;PACK OF 1; | CNWPL | CNW PL - SLACKS CREEK | EATELQ120C3TD | CURRENT
000011179 | CIRCUIT BREAKER | RESIDUAL CURRENT;240 V AC;SINGLE POLE; 20 AMP;6 KA BKG CAP;PACK OF 1; | CNWPL | CNW PL - SLACKS CREEK | ELQ120C3TD | CURRENT
000011180 | PARTITION,TERMINAL BLOCK | POLYAMIDE,G32 & TH35 RAIL MTG; PACK OF 1; | HAYMANS | HAYMANS ELECTRICAL | PHO0311139 | CURRENT
000011189 | TRANSDUCER,ELECTRICAL MEASUREMENT | CURRENT;NORMAL ZERO;5 AMP;0-5 AMP INPUT;0-10 MA OUTPUT;0-1000 OHMS LOAD; LOAD;CLASS 0.5;SURFACE OR DIN RAIL MTG;ISOLATING,2 KV MIN RMS TEST V, | 318194 | COLTERLEC PTY LTD | CR253TAAWLSGZC5 | PURCHASE AS REQUIRED
000011238 | TERMINAL,LUG | LONG BARREL,DRILLED SEALED PALM, TINNED COPPER,CRIMP TYPE;FOR 185 SQ MM COPPER CONDUCTOR;65 MM LG BARREL;PALM HOLE FOR M12;PALM WIDTH 35 MM;BOX OF 6, | UTILUX |  | H16032X02/1 | PHASING
000011238 | TERMINAL,LUG | LONG BARREL,DRILLED SEALED PALM, TINNED COPPER,CRIMP TYPE;FOR 185 SQ MM COPPER CONDUCTOR;65 MM LG BARREL;PALM HOLE FOR M12;PALM WIDTH 35 MM;BOX OF 6, | BURNDY | BURNDY CABLE SUPPORT SYSTEMS | B185M12SP | PHASING
000011239 | TERMINAL,LUG | LONG BARREL,DRILLED SEALED PALM,TINNED COPPER,CRIMP TYPE;FOR 95 SQ MM COPPER CONDUCTOR;65 MM LG BARREL; PALM HOLE FOR M12;FOR U/W 11 KV HEAT | LEGEND | LEGEND POWER SYSTEMS | CAL95LB-12 | CURRENT
000011239 | TERMINAL,LUG | LONG BARREL,DRILLED SEALED PALM,TINNED COPPER,CRIMP TYPE;FOR 95 SQ MM COPPER CONDUCTOR;65 MM LG BARREL; PALM HOLE FOR M12;FOR U/W 11 KV HEAT | UTILUX |  | H16024X01/1 | CURRENT
000011240 | CUSHIONING MATERIAL,PACKAGING | PLASTICS;AIR CAP TYPE;1.5 M W;1 M ROLL 1 ROLL PER PALLET, PACK WEIGHT 10 KG; FOR PACKAGING OF STORES STOCK ITEMS; MAX STORAGE CAPACITY = 20 ROLLS; | HAYMANS | HAYMANS ELECTRICAL | REESIG39815 | CURRENT
000011240 | CUSHIONING MATERIAL,PACKAGING | PLASTICS;AIR CAP TYPE;1.5 M W;1 M ROLL 1 ROLL PER PALLET, PACK WEIGHT 10 KG; FOR PACKAGING OF STORES STOCK ITEMS; MAX STORAGE CAPACITY = 20 ROLLS; | SIGNET | SIGNET PTY LTD | 30938 | CURRENT
000011240 | CUSHIONING MATERIAL,PACKAGING | PLASTICS;AIR CAP TYPE;1.5 M W;1 M ROLL 1 ROLL PER PALLET, PACK WEIGHT 10 KG; FOR PACKAGING OF STORES STOCK ITEMS; MAX STORAGE CAPACITY = 20 ROLLS; | HAYMANS | HAYMANS ELECTRICAL | SIG39815 | CURRENT
000011254 | TERMINAL,LUG | SERRATED,CURVED,UNDRILLED PALM,TINNED COPPER,CRIMP TYPE;FOR 25 SQ MM COPPER CONDUCTOR;BAG OF 50;FOR U/W PFISTERER CLAMP STOCK CODE10690 & 11255 IN URD | DULMISON | DULMISON (AUST) PTY LTD | L SEQEB 25(ONLY) | PHASING
000011256 | SOLDER,LEAD-TIN ALLOY | 50% TIN,50% LEAD;ACTIVATED RESIN-CORE, 5 CORE RESIN,FLUX CLASS 5A;3.2 MM DIA WIRE;AS1834.1 & .2,BS441,BS5625;0.5 KG REELS,20 PER PACK,PACK WEIGHT 10 KG; | CONALLOY |  | SOLDER LEAD | CURRENT
000011272 | CIRCUIT BREAKER | OUTDOOR;BULK OIL;BTH;36 KV;3 PHASE; 600 AMP;8.75 KA BKG CAP;220 V DC SOLENOID;32 V DC TRIPPING; | BTH |  | CIRCUIT BREAKER 600 AMP | PURCHASE AS REQUIRED
000011278 | SWITCH FUSE GEAR | 12 KV;3 PHASE;1 BUSBAR CABLING TERM; 2 FUSE SW;400 AMP NORM CURR;3 PHASE TRIP ;EPOXY INSUL;EXT RHE;BROWN BOVERI RGB12; | ABB | ABB FAN PTY LTD | RGB12 | PHASING
000011288 | TRANSFORMER,METERING | OUTDOOR TYPE;POLE/PLATFORM MTD;11/12 KV; OIL FILLED TANK;HV FUSES INSIDE TANK; 2 CT'S,CLASS 0.5,15 VA;RATIO 400/200/ 5 AMP;1 VT,CLASS 0.5M OUTPUT 100/200 VA | AMPHENOL |  | METERING TRANSFMR,400/200/5 | PHASING
000011288 | TRANSFORMER,METERING | OUTDOOR TYPE;POLE/PLATFORM MTD;11/12 KV; OIL FILLED TANK;HV FUSES INSIDE TANK; 2 CT'S,CLASS 0.5,15 VA;RATIO 400/200/ 5 AMP;1 VT,CLASS 0.5M OUTPUT 100/200 VA | T/FMRPRD |  | METERING TRANSFMR 400/200/5 | PHASING
000011289 | TRANSFORMER,METERING | OUTDOOR TYPE;POLE/PLATFORM MTD;11/12 KV; OIL FILLED TANK;HV FUSES INSIDE TANK; 2 CT'S,CLASS 0.5,15 VA;RATIO 200/100/ 5 AMP;1 VT,CLASS 0.5M OUTPUT 100/200 VA | AMPHENOL |  | METERING TRANSFMR,11/12 KV | PHASING
000011289 | TRANSFORMER,METERING | OUTDOOR TYPE;POLE/PLATFORM MTD;11/12 KV; OIL FILLED TANK;HV FUSES INSIDE TANK; 2 CT'S,CLASS 0.5,15 VA;RATIO 200/100/ 5 AMP;1 VT,CLASS 0.5M OUTPUT 100/200 VA | T/FMRPRD |  | METERING TRANSFMR 11/12 KV | PHASING
000011291 | TRANSFORMER,METERING | OUTDOOR TYPE;POLE/PLATFORM MTD;11/12 KV; OIL FILLED TANK;HV FUSES INSIDE TANK; 2 CT'S,CLASS 0.5,15 VA;RATIO 50/25/5 AMP ;1 VT,CLASS 0.5M OUTPUT 100/200 VA; | AMPHENOL |  | METERING,TRANSFMR,INSIDE TANK | PURCHASE AS REQUIRED
000011291 | TRANSFORMER,METERING | OUTDOOR TYPE;POLE/PLATFORM MTD;11/12 KV; OIL FILLED TANK;HV FUSES INSIDE TANK; 2 CT'S,CLASS 0.5,15 VA;RATIO 50/25/5 AMP ;1 VT,CLASS 0.5M OUTPUT 100/200 VA; | T/FMRPRD |  | METERING TRANSFMR,INSIDE TANK | PURCHASE AS REQUIRED
000011292 | TRANSFORMER,METERING | OUTDOOR TYPE;POLE/PLATFORM MTD;11/12 KV; OIL FILLED TANK;HV FUSES INSIDE TANK; T'S,CLASS 0.5,15 VA;RATIO 100/50/5 AMP ;1 VT,CLASS 0.5M OUTPUT 100/200 VA | AMPHENOL |  | METERING,POLE/PLATFORM | PURCHASE AS REQUIRED
000011292 | TRANSFORMER,METERING | OUTDOOR TYPE;POLE/PLATFORM MTD;11/12 KV; OIL FILLED TANK;HV FUSES INSIDE TANK; T'S,CLASS 0.5,15 VA;RATIO 100/50/5 AMP ;1 VT,CLASS 0.5M OUTPUT 100/200 VA | T/FMRPRD |  | METERING POLE/PLATFORM | PURCHASE AS REQUIRED
000011293 | SWITCH,ROTARY | 660 V AC;20 AMP NOM;6 POLE,2 POSN; ;PANEL MTG,BLACK HANDLE TYPE G001; 60 DEG SWITCHING;ESCUTCHEON PLATE "AUTO RECLOSE","OFF-ON";REFER K & N CAT | KRAUSNMR | KRAUS & NAIMER (MANUFACTURER) | CA20B AU3 R30 | PHASING
000011298 | SWITCH,ROTARY | 660 V AC;20 AMP NOM;2 POLE DT,3 POSN, SPRNG RETURN TO NEUTRAL POSN;PANEL MTG, BLACK HANDLE TYPE G211;30 DEG SWITCHING; ESCUTCHEON PLATE-"CONTROL SWITCH","TRIP- | KRAUSNMR | KRAUS & NAIMER (MANUFACTURER) | CA10.AU2R23-604.E.AUS0004 | CURRENT
000011299 | SWITCH,ROTARY | 660 V AC;20 AMP NOM;2 POLE DT,2 POSN; PANEL MTG,BLACK HANDLE TYPE G001; 60 DEG SWITCHING;ESCUTCHEON PLATE "SENSITIVE E/F PROTECTION ON","IN | KRAUSNMR | KRAUS & NAIMER (MANUFACTURER) | CAD12B AU2 R24 -604 AUS0003 | PURCHASE AS REQUIRED
000011300 | SWITCH,ROTARY | 660 V AC;20 AMP NOM;2 POLE DT,2 POSN; PANEL MTG,BLACK HANDLE TYPE G001; ESCUTCHEON PLATE "AUTOMATIC CONTROL", "OUT-IN " BASED ON STD SWITCH K & N | KRAUSNMR | KRAUS & NAIMER (MANUFACTURER) | CA20B AU2 R25 | CURRENT
000011303 | SWITCH,ROTARY | 660 V AC;20 AMP NOM;2 POLE,2 POSN;PANEL MTG,BLACK HANDLE TYPE G001;60 DEG SWITCHING;ESCUTCHEON PLATE-"HEATER" "OFF-ON",BASED ON STD SWITCH K & N | KRAUSNMR | KRAUS & NAIMER (MANUFACTURER) | CA20B AU2 R35 | CURRENT
000011312 | SWITCH,ROTARY | 660 V AC;20 AMP NOM;1 POLE DT,3 POSN; SPRING RETURN TO NEUTRAL POSN; PANEL MTG,TRANSLUCENT HANDLE; 30 DEG SWITCHING;LAMPS,ESCUTCHEON | KRAUSNMR | KRAUS & NAIMER (MANUFACTURER) | K&N CA20B AU2 R28 | PHASING
000011314 | CLEVIS,THIMBLE | ALUMINIUM ALLOY;115 MM LG,53 MM W; TYPE B;UP TO 24 MM OD AL COND;80 KN;C/W HEX CLEVIS PIN & 2 STAINLESS STEEL HUMPBACK SPLIT PINS;PACK OF 25,PACK WEIGHT | TYCO | TYCO | CTH70/55H | CURRENT
000011314 | CLEVIS,THIMBLE | ALUMINIUM ALLOY;115 MM LG,53 MM W; TYPE B;UP TO 24 MM OD AL COND;80 KN;C/W HEX CLEVIS PIN & 2 STAINLESS STEEL HUMPBACK SPLIT PINS;PACK OF 25,PACK WEIGHT | PLP AUST | PREFORMED LINE PRODUCTS (AUST) | ACT-37-16HPEN | CURRENT
000011315 | SLEEVE,COMPRESSION | FULL TENSION COMPRESSION;ALUMINIUM ALLOY ,GDE 1120;AAAC/1120;19/4.75 MM AAAC/1120 OXYGEN);TO BE MARKED AS PER AS1154-1; PROJECT USAGE; | PLP AUST | PREFORMED LINE PRODUCTS (AUST) | CMSAAAC-238-1 | CURRENT
000011315 | SLEEVE,COMPRESSION | FULL TENSION COMPRESSION;ALUMINIUM ALLOY ,GDE 1120;AAAC/1120;19/4.75 MM AAAC/1120 OXYGEN);TO BE MARKED AS PER AS1154-1; PROJECT USAGE; | MACLEAN | MACLEAN POWER PL - E15128 | CMJ-OXYGEN | CURRENT
000011315 | SLEEVE,COMPRESSION | FULL TENSION COMPRESSION;ALUMINIUM ALLOY ,GDE 1120;AAAC/1120;19/4.75 MM AAAC/1120 OXYGEN);TO BE MARKED AS PER AS1154-1; PROJECT USAGE; | UTILUX |  | FT94R/1 | CURRENT
000011323 | COVER,ILLUMINATION,LIGHTING FIXTURE. | DISHED TYPE;ACRYLIC,CLEAR;FOR USE ON GTE (SYLVANIA) B2229,"MK1 OLD TYPE ROUND MODEL"; | SYLVANIA | SYLVANIA SCHREDER | B2229 | PHASING
000011325 | COVER,ILLUMINATION,LIGHTING FIXTURE. | REFRACTOR;ACRYLIC,CLEAR;FOR USE ON PHILLPS "METRO" S/L LANTERN; | PHILIPS | PHILIPS AUSTRALIA PTY LTD | METROBOWL 1 | PHASING
000011328 | COVER,ILLUMINATION,LIGHTING FIXTURE. | REFRACTOR BOWL;ACRYLIC,CLEAR;FOR USE ON SYLVANIA B2223/MTH;B2224/MTH & NOSTALGIA S/L LUMINAIRS,C/W RETAINING CORD;CLOSED BOTTOM; | GERARD | GERARD PROFESSIONAL SOLUTIONS PL | L00000 | CURRENT
000011354 | PRINTED CIRCUIT BOARD | DOUBLE-SIDED;DIODE MATRIX PCB BOARD; 177 MM X 106 MM;ENCODES TRANSFORMER TAP ;TAP POSN FOR INPUT TO SACS;LOCATED ON TRANSFORMER CONTROL PANELS; | 10315 | CIRCUIT SOLUTIONS PL - 075383 | SC11354 | CURRENT
000011381 | CROSSARM,WOOD | HARDWOOD;3600 MM LG;100 MM X 125 MM;ELEC POWER DISTRIB/TRANSMISSION;SPAR, UNDRILLED;FOR LONG SPAN FLAT ARM CONSTRUCTION,END PLATES TO BE FITTED; | DALEMYER | DALE MEYERS PTY LTD | HXB3100125FS360 | CURRENT
000011386 | STRIP,METAL | LEAD;6 M LG;50 MM W;1.32 MM THK 99.90 % SOFT LEAD;AS1812;4.5 KG ROLL; 22.5 KG; | CONALLOY |  | LEAD;6 M LG;50 MM W; | CURRENT
000011388 | SCREW,MACHINE | STEEL;ZINC-PLATED;1A RECESSED PAN HD, PHILLIPS DRIVE;M6;ISO M;20 MM LG;BOX OF 200; | HOBSON | HOBSON ENGINEERING CO PTY LTD 393904 | MSMSZPPM060020 | CURRENT
000011388 | SCREW,MACHINE | STEEL;ZINC-PLATED;1A RECESSED PAN HD, PHILLIPS DRIVE;M6;ISO M;20 MM LG;BOX OF 200; | SUMMIT | SUMMIT GROUP | 6PCMZR06030 | CURRENT
000011388 | SCREW,MACHINE | STEEL;ZINC-PLATED;1A RECESSED PAN HD, PHILLIPS DRIVE;M6;ISO M;20 MM LG;BOX OF 200; | STATEWD | STATEWIDE FSTNERS & ENG SPLS PL | MTZEPPM620 | CURRENT
000011397 | RELAY ASSEMBLY | 2 ARMATURE RELAYS,1 CASE;110 V DC; 4 NO SR CONT/RELAY;OPR VOLTAGE RANGE 53-120%,OPR TIME 10 MS MAX,2 KV TEST VOLTAGE,SURFACE MTG CASE;IEC 255; | RMS | RELAY MONITORING SYSTEMS PL | 2-2HS11/UY18 (ONLY) | PHASING
000011398 | PAINT,FINISHING | Marking Paint;Fluroscent Yellow; ;350 g,Forestry & Plantation Marker; ; Dy-Mark Spray Writer; 360 Deg Valve; For Marking Of Condemned Poles; | ATOMSUPP | ATOM SUPPLY | 90888008 | CURRENT
000011398 | PAINT,FINISHING | Marking Paint;Fluroscent Yellow; ;350 g,Forestry & Plantation Marker; ; Dy-Mark Spray Writer; 360 Deg Valve; For Marking Of Condemned Poles; | SIGNET | SIGNET PTY LTD | 11806 | CURRENT
000011412 | PANEL,BLANK | 2U BLANKING PANEL;ZINC STEEL;PITTWATER GREEN ENAMEL;483 MM LG,83.40 MM W, 25 MM SIDES,2 MM THK;19 IN RACK MTG;USED IN FRONT MTG SURFACE OF SACS CUBICLE; | GREATWST |  | 11412 | PHASING
000011412 | PANEL,BLANK | 2U BLANKING PANEL;ZINC STEEL;PITTWATER GREEN ENAMEL;483 MM LG,83.40 MM W, 25 MM SIDES,2 MM THK;19 IN RACK MTG;USED IN FRONT MTG SURFACE OF SACS CUBICLE; | ENERGEX | ENERGEX | PANEL,BLANK 2U BLANKING | PHASING
000011414 | PANEL,BLANK | 4U BLANKING PANEL;ZINC STEEL;PITTWATER GREEN ENAMEL;483 MM LG,172.30 MM W,25 MM SIDES,2 MM THK;19 IN RACK MTG;USED IN FRONT MTG SURFACE OF SACS CUBICLE; | GREATWST |  | 11414 | CURRENT
000011429 | DIE,CRIMPING TOOL | STEEL;OVAL;FOR COPPER EARTHING CONNECTORS;U/W UTILUX COMPRESSION TOOL NO.38A OR EQUIV;PACK OF 1,PACK WEIGHT 0.129 KG;REFER SC18728 FOR | LEGEND | LEGEND POWER SYSTEMS | HT-CAEC | CURRENT
000011429 | DIE,CRIMPING TOOL | STEEL;OVAL;FOR COPPER EARTHING CONNECTORS;U/W UTILUX COMPRESSION TOOL NO.38A OR EQUIV;PACK OF 1,PACK WEIGHT 0.129 KG;REFER SC18728 FOR | SPECFORC | SPECIALISED FORCE | 12T-DU1315 | CURRENT
000011429 | DIE,CRIMPING TOOL | STEEL;OVAL;FOR COPPER EARTHING CONNECTORS;U/W UTILUX COMPRESSION TOOL NO.38A OR EQUIV;PACK OF 1,PACK WEIGHT 0.129 KG;REFER SC18728 FOR | UTILUX |  | DU1315 | CURRENT
000011431 | NAIL | FLAT HD,TWIST SHANK;STEEL;GALV;75 MM LG; 3.5 MM DIA;50 MM RINGED LG;AS1649 & AS1650 (HOT DIP GALV);1 KG PER BOX, | SUMMIT | SUMMIT GROUP | 5NRG075450 | CURRENT
000011431 | NAIL | FLAT HD,TWIST SHANK;STEEL;GALV;75 MM LG; 3.5 MM DIA;50 MM RINGED LG;AS1649 & AS1650 (HOT DIP GALV);1 KG PER BOX, | STATEWD | STATEWIDE FSTNERS & ENG SPLS PL | NFHGRS753751 | CURRENT
000011433 | CONNECTOR,ELEC,PARALLEL COMPRESSION | COMPRESSION TYPE;COPPER;95-120 SQ MM COPPER CONDUCTOR TO 50-120 SQ MM (13-15 MM) EARTH ROD;BOX OF 3;USE BURNDY DIE SET CAT NO.U-997; | HAYMANS | HAYMANS ELECTRICAL | BUNYGL29C29 | CURRENT
000011433 | CONNECTOR,ELEC,PARALLEL COMPRESSION | COMPRESSION TYPE;COPPER;95-120 SQ MM COPPER CONDUCTOR TO 50-120 SQ MM (13-15 MM) EARTH ROD;BOX OF 3;USE BURNDY DIE SET CAT NO.U-997; | BURNDY | BURNDY CABLE SUPPORT SYSTEMS | BURYGL29C29 | CURRENT
000011434 | GLOVES,CLOTH | MEN'S;WORKNIT;SHIRRED ELASTIC; EXTRA LARGE SIZE;NITRILE COATED,CLOTH BACKED,JERSEY LINED;PACK OF 12,CARTON OF 72; | NORTON |  | 3729 XL ASO 96385 | PHASING
000011435 | TRANSFORMER,CURRENT | PROTECTION,TOROIDAL;OUTDOOR;2.5 KV; 400/200/5 AMP;CLASS5P20;15 VA ON 200/5 AMP;SINGLE PHASE;50 HZ;FOR NEF PROTECTION ;C/W FOOT MTG BRACKETS; IN | STEMAR |  | UVBCT165/60ID | CURRENT
000011435 | TRANSFORMER,CURRENT | PROTECTION,TOROIDAL;OUTDOOR;2.5 KV; 400/200/5 AMP;CLASS5P20;15 VA ON 200/5 AMP;SINGLE PHASE;50 HZ;FOR NEF PROTECTION ;C/W FOOT MTG BRACKETS; IN | TWS | TWS ENERGY CONTROLS | SBQ39A | CURRENT
000011455 | FUSECARRIER | 80 AMP;440 V;FOR NON REWIREABLE SERVICE TYPE FUSE;PACK OF 10;SUIT MORLYNN CERAMICS NH 80 & 100 AMP (SERIES) USE STOCK CODES 04398,04399 & 12389; | MORLYNN |  | MORNJ40570 | PHASING
000011459 | CLAMP,ELEC PWR CABLE,SUPPORT | SILICON ALUMINIUM & GALV STEEL;TO SUIT CABLE 51 MM TO 57 MM DIA;W/3 CLAMPS; FOR POLE MTG,UJ MANUAL 3.901D; | ENERGEX | ENERGEX | TYPE B | CURRENT
000011480 | SEALING COMPOUND | SILICONE RUBBER BASE;TRANSLUCENT;LIQUID FORM;ELECTRICAL GRADE;NEUTRAL CURE FOR SEALING AROUND TRANSFORMERS; 310 G CARTRIDGE,CARTON OF 24; | ATOMSUPP | ATOM SUPPLY | 90340026 | CURRENT
000011480 | SEALING COMPOUND | SILICONE RUBBER BASE;TRANSLUCENT;LIQUID FORM;ELECTRICAL GRADE;NEUTRAL CURE FOR SEALING AROUND TRANSFORMERS; 310 G CARTRIDGE,CARTON OF 24; | STATEWD | STATEWIDE FSTNERS & ENG SPLS PL | DCSCRTV1080310 | CURRENT
000011480 | SEALING COMPOUND | SILICONE RUBBER BASE;TRANSLUCENT;LIQUID FORM;ELECTRICAL GRADE;NEUTRAL CURE FOR SEALING AROUND TRANSFORMERS; 310 G CARTRIDGE,CARTON OF 24; | DOWCORN |  | DCSCRTV1080310 | CURRENT
000011488 | RELAY,ELECTROMAGNETIC | POWER,MIDGET TYPE;4P;32 V DC COIL;30 V DC/110 V AC CONT;10 AMP NOM;4 CO CONT; NON-LATCHING AUX;PLUG-IN TO RAIL MOUNT SOCKET TYPE SH4B-05U;PACK OF 1;REFER | REXEL | REXEL PTY LTD | ICARH4BUDC32V | CURRENT
000011488 | RELAY,ELECTROMAGNETIC | POWER,MIDGET TYPE;4P;32 V DC COIL;30 V DC/110 V AC CONT;10 AMP NOM;4 CO CONT; NON-LATCHING AUX;PLUG-IN TO RAIL MOUNT SOCKET TYPE SH4B-05U;PACK OF 1;REFER | IZUMIDEN |  | IDCRH4B-UDC32V | CURRENT
000011488 | RELAY,ELECTROMAGNETIC | POWER,MIDGET TYPE;4P;32 V DC COIL;30 V DC/110 V AC CONT;10 AMP NOM;4 CO CONT; NON-LATCHING AUX;PLUG-IN TO RAIL MOUNT SOCKET TYPE SH4B-05U;PACK OF 1;REFER | CNWPL | CNW PL - SLACKS CREEK | RH4B-UDC32 | CURRENT
000011489 | RELAY,ELECTROMAGNETIC | POWER,MIDGET TYPE;2P;32 V DC COIL;30 V DC/110 V AC CONT;10 AMP NOM;2 CO CONT; NON-LATCHING AUX;PLUG-IN TO RAIL MOUNT SOCKET TYPE SH2B-05U;PACK OF 1;REFER | CNWPL | CNW PL - SLACKS CREEK | IDERH2B-UD32 | CURRENT
000011489 | RELAY,ELECTROMAGNETIC | POWER,MIDGET TYPE;2P;32 V DC COIL;30 V DC/110 V AC CONT;10 AMP NOM;2 CO CONT; NON-LATCHING AUX;PLUG-IN TO RAIL MOUNT SOCKET TYPE SH2B-05U;PACK OF 1;REFER | IZUMIDEN |  | IDCRH2B-UDC32V | CURRENT
000011489 | RELAY,ELECTROMAGNETIC | POWER,MIDGET TYPE;2P;32 V DC COIL;30 V DC/110 V AC CONT;10 AMP NOM;2 CO CONT; NON-LATCHING AUX;PLUG-IN TO RAIL MOUNT SOCKET TYPE SH2B-05U;PACK OF 1;REFER | CNWPL | CNW PL - SLACKS CREEK | RH2B-UDC32 | CURRENT
000011515 | TERMINAL ASSEMBLY. | YELLOW,PANEL MTG TYPE;4 MM TOP SOCKET & TRANSVERSE HOLE FOR WIRES UP TO 2 MM DIA ;PACK OF 100,PACK WEIGHT 1.2 KG; | HAYMANS | HAYMANS ELECTRICAL | HIR930-103-103 | CURRENT
000011515 | TERMINAL ASSEMBLY. | YELLOW,PANEL MTG TYPE;4 MM TOP SOCKET & TRANSVERSE HOLE FOR WIRES UP TO 2 MM DIA ;PACK OF 100,PACK WEIGHT 1.2 KG; | HIRSCHMN |  | HIR930-103-103 | CURRENT
000011519 | CUBICLE,PILOT CABLE ISOLATION | 5 KV OR 15 KV ISOLATION;LAMIWOOD 18 MM THK;NEW MOSS NATURAL FINISH; 600 MM W,420 MM D,2300 MM H; | ENERGEX | ENERGEX | CUBICLE,PILOT | CURRENT
000011521 | CASE,AUXILIARY RELAY. | STEEL,SHEET;300 MM LG,210 MM H,226 MM D; C/W SUPPORT FRAME,MARKING BAR & DOOR W/WINDOW;FOR MTG,RX4 BASES STOCK CODE 08903 & ABB RELAY EQUIPMENT; | ABB | ABB FAN PTY LTD | RHGX12 RK 927003-AB | PURCHASE AS REQUIRED
000011524 | HEATING ELEMENT,ELEC,DE-HUMIDIFER TYPE | METAL BOX TYPE;240 V;25 W;PACK OF 1; | REXEL | REXEL PTY LTD | CYN1100000 | CURRENT
000011524 | HEATING ELEMENT,ELEC,DE-HUMIDIFER TYPE | METAL BOX TYPE;240 V;25 W;PACK OF 1; | HAYMANS | HAYMANS ELECTRICAL | CYN110000 | CURRENT
000011528 | CARRIER,TERMINAL GROUP MARKING. | RAIL MTG,G32 OR TH35 RAIL;PACK OF 20; | HAYMANS | HAYMANS ELECTRICAL | KLI2924.6 | CURRENT
000011528 | CARRIER,TERMINAL GROUP MARKING. | RAIL MTG,G32 OR TH35 RAIL;PACK OF 20; | HAYMANS | HAYMANS ELECTRICAL | KLI0292460000 | CURRENT
000011528 | CARRIER,TERMINAL GROUP MARKING. | RAIL MTG,G32 OR TH35 RAIL;PACK OF 20; | KLIPPON |  | KLI029246 | CURRENT
000011577 | COIL,ELECTRICAL | CIRCUIT BREAKER CLOSING SPRING RELEASE COIL TYPE;32 V DC;MEIDENSHA CB TYPE VBE; 12 KV;SPARE PART FOR CIRCUIT BREAKER,HV; | ENERGEX | ENERGEX | G168-31555-1 | CURRENT
000011578 | COIL,ELECTRICAL | CIRCUIT BREAKER TRIP COIL TYPE;32 V DC; MEIDENSHA TYPE VBE,12 KV; SPARE PART FOR CIRCUIT BREAKER,HV; | ENERGEX | ENERGEX | G168-31424-1 | CURRENT
000011579 | RELAY,ELECTROMAGNETIC | CIRCUIT BREAKER,ANTI PUMPING TYPE; 32 V DC COIL;MEIDENSHA CB TYPE VBE,12 KV;SPARE PART FOR CIRCUIT BREAKER,HV; | ENERGEX | ENERGEX | RELAY,ELECTROMAGNETIC | MAINTENANCE STOCK
000011587 | PIN,INSULATOR | C/200/11 TYPE;STEEL;GALV;200 MM SHANK 200 MM STEM;BAGS OF 5,PACK WEIGHT 5 KG, PALLET SIZE 400,PALLET WEIGHT 1120 KG; FOR 33 KV PIN CONSTRUCTION; | BRITECH | BRI-TECH PTY LTD | C200/11_200 M24 | CURRENT
000011598 | BOLT,MACHINE | STEEL;GALV;HEX HD;M20;ISO M; 220 MM LG;W/HEX NUT;FULL-SIZE SHANK, MIN THREAD LENGTH 100 MM;BAG OF 20; | STATEWD | STATEWIDE FSTNERS & ENG SPLS PL | HBNEGM20220 | CURRENT
000011609 | SHIELD,LAMP,LIGHTING FIXTURE. | CUT-OFF TYPE;TO SUIT GTE AUSTRALIA LANTERN TYPE B2223MTH & B2224MTH (ONLY);FOR GTE AUST LANTERNS ONLY (STOCK CODE 05417,05418,09930 & 09932) | GERARD | GERARD PROFESSIONAL SOLUTIONS PL | LA00002 | CURRENT
000011610 | BRACKET,MOUNTING | Pedestrian Crossing, Floodlight to Outreach Adaptor, Glav Steel, EQTS 05-02-01, Dwg 912580-01 (scm) | GPA | GALVANISED POLES AUSTRALIA | GPA1104741 / 11610 | CURRENT
000011610 | BRACKET,MOUNTING | Pedestrian Crossing, Floodlight to Outreach Adaptor, Glav Steel, EQTS 05-02-01, Dwg 912580-01 (scm) | GM POLES | GM POLES PTY LTD | SL-FL-ADAP | CURRENT
000011610 | BRACKET,MOUNTING | Pedestrian Crossing, Floodlight to Outreach Adaptor, Glav Steel, EQTS 05-02-01, Dwg 912580-01 (scm) | HAYMAN | HAYMANS INDUSTRIES PTY LTD | 1104741 | CURRENT
000011610 | BRACKET,MOUNTING | Pedestrian Crossing, Floodlight to Outreach Adaptor, Glav Steel, EQTS 05-02-01, Dwg 912580-01 (scm) | INGALEPS | INGAL EPS (CONTRACTOR) | GEX11610 | CURRENT
000011618 | METER,WATTHOUR | PRI REGN,KWH;10-60 AMP OR 15-100 AMP, 1 X 240 V,50 HZ;1 PH,2 WIRE,DIRECT CONN;S/RATE;3 TERM;WHITE MAIN COVER OR ACRYLIC COVER WITH LEGEND- ' BUILDERS | EMAIL |  | M3 WITH WHITE MAIN COVER | PHASING
000011619 | SIGN | Energex Substation, Al, 360 x 200 x 2mm, White Retro Reflective Class 2 B/Ground, Text Colouring & Logo as per Dwg 2900-A3 Sht I02, Std Id Equip | ARTCRAFT | ARTCRAFT PTY LTD | SE00602-Q | CURRENT
000011620 | SIGN | (LOGO) SEQEB-SUBSTATION-(DESIGNATION BLANK);ALUMINIUM;RETROREFLECTIVE; 900 MM LG,600 MM W,2 MM THK;LETTERS & COLOURING AS PER DWG;FOR ZONE | APPLETON | APPLETON TRAFFIC EQUIPMENT P/L | SIGN SUBSTATION | PHASING
000011621 | NUMERAL,SIGN. | NUMBER 1;VINYL,BLACK;25 MM H; STICK ON;AS1744 SERIES C NUMERALS;ON APPLICATION PAPER;STRIPS OF 10;FOR U/W RETROREFLECTIVE SIGNS;NUMBER & | IDENMARK | IDENTIMARK SOLUTIONS - 310679 | 11621 | CURRENT
000011621 | NUMERAL,SIGN. | NUMBER 1;VINYL,BLACK;25 MM H; STICK ON;AS1744 SERIES C NUMERALS;ON APPLICATION PAPER;STRIPS OF 10;FOR U/W RETROREFLECTIVE SIGNS;NUMBER & | CUTLER | CUTLER BRANDS PTY LTD | ENERGE-11621 | CURRENT
000011622 | NUMERAL,SIGN. | NUMBER 2;VINYL,BLACK;25 MM H; STICK ON;AS1744 SERIES C NUMERALS;N APPLICATION PAPER;STRIPS OF 10;FOR U/W FOR U/W RETROREFLECTIVE SIGNS;NUMBER & | IDENMARK | IDENTIMARK SOLUTIONS - 310679 | 11622 | CURRENT
000011622 | NUMERAL,SIGN. | NUMBER 2;VINYL,BLACK;25 MM H; STICK ON;AS1744 SERIES C NUMERALS;N APPLICATION PAPER;STRIPS OF 10;FOR U/W FOR U/W RETROREFLECTIVE SIGNS;NUMBER & | CUTLER | CUTLER BRANDS PTY LTD | ENERGE-11622 | CURRENT
000011623 | NUMERAL,SIGN. | NUMBER 3;VINYL,BLACK;25 MM H; STICK ON;AS1744 SERIES C NUMERALS;ON APPLICATION PAPER;STRIPS OF 10;FOR U/W RETROREFLECTIVE SIGNS NUMBER & | IDENMARK | IDENTIMARK SOLUTIONS - 310679 | 11623 | CURRENT
000011623 | NUMERAL,SIGN. | NUMBER 3;VINYL,BLACK;25 MM H; STICK ON;AS1744 SERIES C NUMERALS;ON APPLICATION PAPER;STRIPS OF 10;FOR U/W RETROREFLECTIVE SIGNS NUMBER & | CUTLER | CUTLER BRANDS PTY LTD | ENERGE-11623 | CURRENT
000011624 | NUMERAL,SIGN. | NUMBER 4;VINYL,BLACK;25 MM H; STICK ON;AS1744 SERIES C NUMERALS;ON APPLICATION PAPER;STRIPS OF 10;FOR U/W RETROREFLECTIVE SIGNS;NUMBER & | IDENMARK | IDENTIMARK SOLUTIONS - 310679 | 11624 | CURRENT
000011624 | NUMERAL,SIGN. | NUMBER 4;VINYL,BLACK;25 MM H; STICK ON;AS1744 SERIES C NUMERALS;ON APPLICATION PAPER;STRIPS OF 10;FOR U/W RETROREFLECTIVE SIGNS;NUMBER & | CUTLER | CUTLER BRANDS PTY LTD | ENERGE-11624 | CURRENT
000011625 | NUMERAL,SIGN. | NUMBER 5;VINYL,BLACK;25 MM H; STICK ON;AS1744 SERIES C NUMERALS;ON APPLICATION PAPER;STRIPS OF 10;FOR U/W RETROREFLECTIVE SIGNS;NUMBER & | IDENMARK | IDENTIMARK SOLUTIONS - 310679 | 11625 | CURRENT
000011625 | NUMERAL,SIGN. | NUMBER 5;VINYL,BLACK;25 MM H; STICK ON;AS1744 SERIES C NUMERALS;ON APPLICATION PAPER;STRIPS OF 10;FOR U/W RETROREFLECTIVE SIGNS;NUMBER & | CUTLER | CUTLER BRANDS PTY LTD | ENERGE-11625 | CURRENT
000011626 | NUMERAL,SIGN. | NUMBER 6;VINYL,BLACK;25 MM H; STICK ON;AS1744 SERIES C NUMERALS;ON APPLICATION PAPER;STRIPS OF 10; FOR U/W RETROREFLECTIVE SIGNS;NUMBER & | IDENMARK | IDENTIMARK SOLUTIONS - 310679 | 11626 | CURRENT
000011626 | NUMERAL,SIGN. | NUMBER 6;VINYL,BLACK;25 MM H; STICK ON;AS1744 SERIES C NUMERALS;ON APPLICATION PAPER;STRIPS OF 10; FOR U/W RETROREFLECTIVE SIGNS;NUMBER & | CUTLER | CUTLER BRANDS PTY LTD | ENERGE-11626 | CURRENT
000011627 | NUMERAL,SIGN. | NUMBER 7;VINYL,BLACK;25 MM H; STICK ON;AS1744 SERIES C NUMERALS;ON APPLICATION PAPER;STRIPS OF 10; FOR U/W RETROREFLECTIVE SIGNS;NUMBER & | IDENMARK | IDENTIMARK SOLUTIONS - 310679 | 11627 | CURRENT
000011627 | NUMERAL,SIGN. | NUMBER 7;VINYL,BLACK;25 MM H; STICK ON;AS1744 SERIES C NUMERALS;ON APPLICATION PAPER;STRIPS OF 10; FOR U/W RETROREFLECTIVE SIGNS;NUMBER & | CUTLER | CUTLER BRANDS PTY LTD | ENERGE-11627 | CURRENT
000011628 | NUMERAL,SIGN. | NUMBER 8;VINYL,BLACK;25 MM H; STICK ON;AS1744 SERIES C NUMERALS; ON APPLICATION PAPER;STRIPS OF 10;FOR U/W RETROREFLECTIVE SIGNS;NUMBER & | IDENMARK | IDENTIMARK SOLUTIONS - 310679 | 11628 | CURRENT
000011628 | NUMERAL,SIGN. | NUMBER 8;VINYL,BLACK;25 MM H; STICK ON;AS1744 SERIES C NUMERALS; ON APPLICATION PAPER;STRIPS OF 10;FOR U/W RETROREFLECTIVE SIGNS;NUMBER & | CUTLER | CUTLER BRANDS PTY LTD | ENERGE-11628 | CURRENT
000011629 | NUMERAL,SIGN. | NUMBER 9;VINYL,BLACK;25 MM H; STICK ON;AS1744 SERIES C NUMERALS;ON APPLICATION PAPER;STRIPS OF 10;FOR U/W RETROREFLECTIVE SIGNS;NUMBER & | IDENMARK | IDENTIMARK SOLUTIONS - 310679 | 11629 | CURRENT
000011629 | NUMERAL,SIGN. | NUMBER 9;VINYL,BLACK;25 MM H; STICK ON;AS1744 SERIES C NUMERALS;ON APPLICATION PAPER;STRIPS OF 10;FOR U/W RETROREFLECTIVE SIGNS;NUMBER & | CUTLER | CUTLER BRANDS PTY LTD | ENERGE-11629 | CURRENT
000011630 | NUMERAL,SIGN. | NUMBER 0;VINYL,BLACK;25 MM H; STICK ON;AS1744 SERIES C NUMERALS;ON APPLICATION PAPER;STRIPS OF 10;FOR U/W RETROREFLECTIVE SIGNS;NUMBER & | IDENMARK | IDENTIMARK SOLUTIONS - 310679 | 11630 | CURRENT
000011630 | NUMERAL,SIGN. | NUMBER 0;VINYL,BLACK;25 MM H; STICK ON;AS1744 SERIES C NUMERALS;ON APPLICATION PAPER;STRIPS OF 10;FOR U/W RETROREFLECTIVE SIGNS;NUMBER & | CUTLER | CUTLER BRANDS PTY LTD | ENERGE-11630 | CURRENT
000011631 | LETTER,SIGN | LETTER A;VINYL,BLACK;25 MM H; STICK ON;AS1744 SERIES C LETTERS;ON APPLICATION PAPER;STRIPS OF 10;FOR U/W RETROREFLECTIVE & PORCELAIN & ENAMEL | IDENMARK | IDENTIMARK SOLUTIONS - 310679 | 11631 | PURCHASE AS REQUIRED
000011631 | LETTER,SIGN | LETTER A;VINYL,BLACK;25 MM H; STICK ON;AS1744 SERIES C LETTERS;ON APPLICATION PAPER;STRIPS OF 10;FOR U/W RETROREFLECTIVE & PORCELAIN & ENAMEL | SAFESIGN | SAFE SIGN AUATRALIA PTY LTD | LETTER A;VINYL,BLACK | PURCHASE AS REQUIRED
000011631 | LETTER,SIGN | LETTER A;VINYL,BLACK;25 MM H; STICK ON;AS1744 SERIES C LETTERS;ON APPLICATION PAPER;STRIPS OF 10;FOR U/W RETROREFLECTIVE & PORCELAIN & ENAMEL | APPLETON | APPLETON TRAFFIC EQUIPMENT P/L | LETTER,SIGN A | PURCHASE AS REQUIRED
000011631 | LETTER,SIGN | LETTER A;VINYL,BLACK;25 MM H; STICK ON;AS1744 SERIES C LETTERS;ON APPLICATION PAPER;STRIPS OF 10;FOR U/W RETROREFLECTIVE & PORCELAIN & ENAMEL | MARKIT |  | LETTER A | PURCHASE AS REQUIRED
000011632 | LETTER,SIGN | LETTER B;VINYL,BLACK;25 MM H; STICK ON;AS1744 SERIES C LETTERS;ON APPLICATION PAPER;STRIPS OF 10;FOR U/W RETROREFLECTIVE & PORCELAIN & ENAMEL | CUTLER | CUTLER BRANDS PTY LTD | ENERGE-11632 | PURCHASE AS REQUIRED
000011632 | LETTER,SIGN | LETTER B;VINYL,BLACK;25 MM H; STICK ON;AS1744 SERIES C LETTERS;ON APPLICATION PAPER;STRIPS OF 10;FOR U/W RETROREFLECTIVE & PORCELAIN & ENAMEL | IDENMARK | IDENTIMARK SOLUTIONS - 310679 | 11632 | PURCHASE AS REQUIRED
000011633 | LETTER,SIGN | LETTER C;VINYL,BLACK;25 MM H; STICK ON;AS1744 SERIES C LETTERS;ON APPLICATION PAPER;STRIPS OF 10;FOR U/W RETROREFLECTIVE & PORCELAIN & ENAMEL | IDENMARK | IDENTIMARK SOLUTIONS - 310679 | 11633 | CURRENT
000011633 | LETTER,SIGN | LETTER C;VINYL,BLACK;25 MM H; STICK ON;AS1744 SERIES C LETTERS;ON APPLICATION PAPER;STRIPS OF 10;FOR U/W RETROREFLECTIVE & PORCELAIN & ENAMEL | CUTLER | CUTLER BRANDS PTY LTD | ENERGE-11633 | CURRENT
000011637 | LETTER,SIGN | LETTER G;VINYL,BLACK;25 MM H; STICK ON;AS1744 SERIES C LETTERS;ON APPLICATION PAPER;STRIPS OF 10;FOR U/W RETROREFLECTIVE & PORCELAIN ENAMEL | IDENMARK | IDENTIMARK SOLUTIONS - 310679 | 11637 | CURRENT
000011637 | LETTER,SIGN | LETTER G;VINYL,BLACK;25 MM H; STICK ON;AS1744 SERIES C LETTERS;ON APPLICATION PAPER;STRIPS OF 10;FOR U/W RETROREFLECTIVE & PORCELAIN ENAMEL | CUTLER | CUTLER BRANDS PTY LTD | ENERGE-11637 | CURRENT
000011649 | LETTER,SIGN | LETTER S;VINYL,BLACK;25 MM H;STICK ON; AS1744 SERIES C LETTERS;FOR U/W RETROREFLECTIVE & PORCELAIN ENAMEL SIGNS;LETTER & MATERIAL AS PER DWG; | IDENMARK | IDENTIMARK SOLUTIONS - 310679 | 11649 | CURRENT
000011649 | LETTER,SIGN | LETTER S;VINYL,BLACK;25 MM H;STICK ON; AS1744 SERIES C LETTERS;FOR U/W RETROREFLECTIVE & PORCELAIN ENAMEL SIGNS;LETTER & MATERIAL AS PER DWG; | CUTLER | CUTLER BRANDS PTY LTD | ENERGE-11649 | CURRENT
000011684 | CAPACITOR UNIT. | 6.93 KV;326.7 KVAR;1 PHASE;21.7 UF (+10,-0%);47.1 AMP CONT @ 50 HZ;50 HZ; NON PCB IMPREG;SUPPLY W/NUTS,SPRING, FLAT WASHERS;INT FUSED;2 BUSHINGS; | NOKIAN | NOKIAN CAPACITORS PTY LTD | PILP327 | CURRENT
000011685 | PLATE,ADAPTOR,POLE. | CLAMPED;ALUMINIUM;ANODISED;50 MM W, 450 MM LG,1.2 MM THK;BAG OF 85,PACK WEIGHT 9.3 KG;FOR NUMBERING CONCRETE POLES ,FOR VINYL;25 MM H NUMBERING,40 MM | ENI | ENI INDUSTRIES PL | 84112 | CURRENT
000011687 | PLATE,ADAPTOR,POLE. | CLAMPED;STEEL;GALV;50 MM W,130 MM LG, 16 MM THK;20 MM DIA,130 MM LG,ROD; M16 BOLT;ONE BOLT ATTACHMENT;BAG OF 10, PACK WEIGHT 16 KG; | HAYMAN | HAYMANS INDUSTRIES PTY LTD | 11687 | CURRENT
000011687 | PLATE,ADAPTOR,POLE. | CLAMPED;STEEL;GALV;50 MM W,130 MM LG, 16 MM THK;20 MM DIA,130 MM LG,ROD; M16 BOLT;ONE BOLT ATTACHMENT;BAG OF 10, PACK WEIGHT 16 KG; | GLOBAL | GLOBAL MANUFACTURING GROUP | ENERGEX-2675-A4 | CURRENT
000011693 | BRACKET,POLE | CROSSARM;STEEL;GALV;100 MM CROSSARM SUPPORT;PACK OF 2,PACK WEIGHT 3 KG; FOR USE ON WOOD & CONCRETE POLES; | HAYMAN | HAYMANS INDUSTRIES PTY LTD | 11693 | CURRENT
000011693 | BRACKET,POLE | CROSSARM;STEEL;GALV;100 MM CROSSARM SUPPORT;PACK OF 2,PACK WEIGHT 3 KG; FOR USE ON WOOD & CONCRETE POLES; | LIVINGST | LIVINGSTONE ENGINEERING | 11693 | CURRENT
000011697 | TRANSFORMER,CURRENT | INTERPOSING;5 AMP/5 MA;0.003 VA;CLASS 0.5;EXT 200%;SINGLE PHASE;50 HZ; 10 MM DIA CENTRE HOLE;100 OHM BURDEN; 10 AMP THERMAL LIMIT CURRENT;2.5 KV | STEMAR |  | 11697 | CURRENT
000011698 | TRANSFORMER,VOLTAGE | INTERPOSING;110 V/24 V RATIO;2.5 MS PER PH BURDEN;SINGLE PHASE;50 HZ;2.5 KV RATED INSUL LEVEL;CLASS 1M5P;1.1 V FACTOR;TOROIDAL CONSTRUCTION; | TOREMA |  | 5034 | CURRENT
000011699 | POLE,LINE CONSTRUCTION,CONCRETE | 12.5m Lg, 16kN, Spun Reinforced, Type Key Pole | AMATROC | ROCLA CONCRETE POLES | POLE,LINE CONCRETE 12.5 M LG | PHASING
000011704 | SPLICE,CONDUCTOR | DOUBLE SCREW INSULATED CLAMP TYPE; BRASS IN PLASTIC SHROUD;6 SQ MM BY 3; PACK OF 50; | CNWPL | CNW PL - SLACKS CREEK | CAAC32A2 | CURRENT
000011704 | SPLICE,CONDUCTOR | DOUBLE SCREW INSULATED CLAMP TYPE; BRASS IN PLASTIC SHROUD;6 SQ MM BY 3; PACK OF 50; | CNWPL | CNW PL - SLACKS CREEK | C32A2 | CURRENT
000011704 | SPLICE,CONDUCTOR | DOUBLE SCREW INSULATED CLAMP TYPE; BRASS IN PLASTIC SHROUD;6 SQ MM BY 3; PACK OF 50; | CABLACES | CABLACES | CAAC32A2 | CURRENT
000011707 | INSULATION SLEEVING,ELEC,SPECIAL PURPOSE | RIGHT ANGLE;HV,HEAT SHRINK;15 TO 25 MM DIA,CABLE END;35 TO 70 MM DIA,BUSHING END KIT OF 3;UJ MANUAL 2.09 D (95 SQ MM) ;PACK OF 1,PACK WEIGHT 2 KG; | TECONN | TE CONNECTIVITY LTD | RSRB-4044 | CURRENT
000011708 | INSULATION SLEEVING,ELEC,SPECIAL PURPOSE | RIGHT ANGLE;HV,HEAT SHRINK;25 MM TO 50 MM DIA,CABLE END;34 TO 70 MM DIA, BUSHING END KIT OF 1;UJ MANUAL 2.902D (185,240 & 300 SQ MM); | TECONN | TE CONNECTIVITY LTD | RSRB-4046 | CURRENT
000011710 | INSULATION SLEEVING,ELEC,SPECIAL PURPOSE | STRAIGHT,STEPPED;HV,HEAT SHRINK; 24 TO 50 MM DIA,50 MM LG,SMALL DIA END; 32 TO 70 MM DIA,160 MM LG,LARGE DIA END; KIT OF 1;UJ MANUAL 2.902D (185 TO 400 | TECONN | TE CONNECTIVITY LTD | RSRB-4026 | CURRENT
000011711 | INSULATION SLEEVING,ELEC,SPECIAL PURPOSE | POLYOLEFIN,HV HEAT SHRINK;89 MM MIN ID EXP,45.5 MM MAX ID RECOVERED;250 MM LG; HV TRACK-RESISTANT;KIT OF 1;UJ MANUAL 2.09,(630-1000 SQ MM;UJ MANUAL 2.902D; | TECONN | TE CONNECTIVITY LTD | AUST-SQB136 | CURRENT
000011716 | TRANSFORMER,VOLTAGE | METERING PROTECTN;11 KV/110 V,PRI-SEC V;100 VA OUTPUT,8 MS PER PHASE BURDEN; 3 PHASE;50 HZ;MINERAL OIL INSUL;CLASS 0.5 M,CAT A PERFORMANCE; | HANSOM |  | TRANSFORMER, 11 KV/110 V | MAINTENANCE STOCK
000011908 | TAG,MARKER | ;ALUMINIUM;50 MM DIA DISK,1 MM THK; W/3 MM CENTRAL FIXING HOLE;REFLECTIVE SURFACE TO BE RED 3M CLASS 2; HI-INTENSITY SHEETING;PACK SIZE 20; | ARTCRAFT | ARTCRAFT PTY LTD | 11908 | CURRENT
000011909 | TAG,MARKER | ALUMINIUM;50 MM DIA DISK,1 MM THK; W/3 MM CENTRAL FIXING HOLE;REFLECTIVE SURFACE TO BE BLUE 3M HI-INTENSITY SHEETING;PACK SIZE 20;USED TO MARK WOOD | ASSMETPD |  | AS ALUMINIUM 50 MM | CURRENT
000011917 | SWITCH,ROTARY | 660 V AC;20 AMP NOM;2 POLE 5 STAGE, 3 POSN;PANEL MTG;BLACK HANDLE TYPE G001; 90 DEG SWITCHING;ESCUTCHEON PLATE- "CONTROL SELECTOR","MAINTENANCE-NORMAL- | KRAUSNMR | KRAUS & NAIMER (MANUFACTURER) | CAD12B AU4 R27 | PHASING
000011919 | SWITCH,ROTARY | 660 V AC;20 AMP NOM;2 POLE DT,2 POSN; PANEL MTG;BLACK HANDLE G001;60 DEG SWITCHING;ESCUTCHEON PLATE-COUPLING CELL "OUT OF SERVICE-IN SERVICE",BASED ON | KRAUSNMR | KRAUS & NAIMER (MANUFACTURER) | CAD12B AU4 R29 | CURRENT
000011924 | INSULATOR,STRAIN | LONG ROD;SYNTHETIC COMPOSITE;33 KV NOM V;23 KN MAX WORKING LOAD;450 MM NOM COUPLING;900 MM MIN CREEPAGE;16 MM TONGUE & 20 MM CLIVIS;C/W DOUBLE ENDED | GRAPHSOL | GRAPH SOLUTIONS PTY LTD | 2420AA.2(I) | CURRENT
000011924 | INSULATOR,STRAIN | LONG ROD;SYNTHETIC COMPOSITE;33 KV NOM V;23 KN MAX WORKING LOAD;450 MM NOM COUPLING;900 MM MIN CREEPAGE;16 MM TONGUE & 20 MM CLIVIS;C/W DOUBLE ENDED | FLOWLINE | FLOWLINE INDUSTRIES PTY LTD | EH144070044 | CURRENT
000011925 | INSULATOR,STRAIN | LONG ROD;SYNTHETIC COMPOSITE;11 KV NOM V;23 KN MAX WORKING LOAD;300 MM NOM COUPLING;350 MM MIN CREEPAGE;16 MM TONGUE & 20 MM CLEVIS;C/W DOUBLE ENDED | GRAPHSOL | GRAPH SOLUTIONS PTY LTD | 10218A(I) | CURRENT
000011925 | INSULATOR,STRAIN | LONG ROD;SYNTHETIC COMPOSITE;11 KV NOM V;23 KN MAX WORKING LOAD;300 MM NOM COUPLING;350 MM MIN CREEPAGE;16 MM TONGUE & 20 MM CLEVIS;C/W DOUBLE ENDED | TYCO | TYCO | 1KV COMP LONG ROD INSULATOR | CURRENT
000011925 | INSULATOR,STRAIN | LONG ROD;SYNTHETIC COMPOSITE;11 KV NOM V;23 KN MAX WORKING LOAD;300 MM NOM COUPLING;350 MM MIN CREEPAGE;16 MM TONGUE & 20 MM CLEVIS;C/W DOUBLE ENDED | FLOWLINE | FLOWLINE INDUSTRIES PTY LTD | EH144015044 | CURRENT
000011925 | INSULATOR,STRAIN | LONG ROD;SYNTHETIC COMPOSITE;11 KV NOM V;23 KN MAX WORKING LOAD;300 MM NOM COUPLING;350 MM MIN CREEPAGE;16 MM TONGUE & 20 MM CLEVIS;C/W DOUBLE ENDED | THEWMCAN | TMAC THEW & MCCANN GROUP | 911101 | CURRENT
000011927 | CABLE,POWER,ELECTRICAL | 0.6/1 KV;95 SQ MM;COMPACTED AL;4 CORE;BLACK XLPE INSULATED; AERIAL BUNDLED CABLE;AS3560;650 M DRUM SIZE,DRUM WEIGHT 780 KG; | MIDLANDS | MIDLAND METALS | 0.6/1 KV;95 SQ MM;4 CORE; | CURRENT
000011930 | CABLE,POWER,ELECTRICAL | 6.35/11 KV;630 SQ MM;COMPACTED STRANDED; COPPER CONDUCTOR;SINGLE CORE;XLPE INSULATED,STRANDED COPPER SCREEN 6 KA FOR 1 SEC,PVC OUTER SHEATH; | OLEX | OLEX AUSTRALIA PTY LTD | XJIP32RP001CXAA | PURCHASE AS REQUIRED
000011938 | HAT,UTILITY. | GREY/BLUE;UNIFORM DRESS;SQUATTER'S STYLE;MAN'S,SIZE 7-3/8 IN (60);FUR FELT, RAW EDGE; | SUPRCRFT |  | HAT,UTILITY 7-3/8 IN (60) | PURCHASE AS REQUIRED
000011940 | TRANSFORMER,METERING | OUTDOOR TYPE;FREE STANDING;11/12 KV;OIL FILLED TANK;HV FUSES INSIDE TANK;2 CT'S, CLASS 0.5,15 VA;RATIO 50/25/5 AMP;1 VT,C LASS 0.5M OUTPUT 100/200 VA PHASE; | T/FMRPRD |  | METERING,TRANSFORMER,2 CT'S | PURCHASE AS REQUIRED
000011940 | TRANSFORMER,METERING | OUTDOOR TYPE;FREE STANDING;11/12 KV;OIL FILLED TANK;HV FUSES INSIDE TANK;2 CT'S, CLASS 0.5,15 VA;RATIO 50/25/5 AMP;1 VT,C LASS 0.5M OUTPUT 100/200 VA PHASE; | AMPHENOL |  | METERING TRANSFORMER 2 CT'S | PURCHASE AS REQUIRED
000011941 | TRANSFORMER,METERING | INDOOR TYPE;FREE STANDING;11/12 KV;OIL F ILLED TANK;HV FUSES INSIDE TANK;2 CT'S,C LASS 0.5,15 VA;RATIO 100/50/5 AMP;1 VT,C LASS 0.5 M OUTPUT 100/200 VA PHASE; | AMPHENOL |  | METERING TRANSFORMER,100/50/5 | PURCHASE AS REQUIRED
000011941 | TRANSFORMER,METERING | INDOOR TYPE;FREE STANDING;11/12 KV;OIL F ILLED TANK;HV FUSES INSIDE TANK;2 CT'S,C LASS 0.5,15 VA;RATIO 100/50/5 AMP;1 VT,C LASS 0.5 M OUTPUT 100/200 VA PHASE; | T/FMRPRD |  | METERIN, TRANSFORMER 100/50/5 | PURCHASE AS REQUIRED
000011942 | TRANSFORMER,METERING | OUTDOOR TYPE;FREE STANDING;11/12 KV;OIL FILLED TANK;HV FUSES INSIDE TANK;2 CT'S, CLASS 0.5,15 VA;RATIO 200/100/5 AMP;1 VT ,CLASS 0.5M OUTPUT 100/200 VA PHASE; | AMPHENOL |  | METERING TRANSFORMER,200/100/5 | PURCHASE AS REQUIRED
000011942 | TRANSFORMER,METERING | OUTDOOR TYPE;FREE STANDING;11/12 KV;OIL FILLED TANK;HV FUSES INSIDE TANK;2 CT'S, CLASS 0.5,15 VA;RATIO 200/100/5 AMP;1 VT ,CLASS 0.5M OUTPUT 100/200 VA PHASE; | T/FMRPRD |  | METERIN, TRANSFORMER 200/100/5 | PURCHASE AS REQUIRED
000011971 | TRANSFORMER,CURRENT | MEASUREMENT,WINDOW TYPE;TOROIDAL;INDOOR FOR METERING;660 V;3000/1600/800/5 AMP; 5 VA;CLASS 1,EXT 200% ON 800/5 AMP; SINGLE PHASE;50 HZ;114 MM INTERNAL DIA, | TWS | TWS ENERGY CONTROLS | SCB30 | CURRENT
000011973 | RELAY,PHASE FAILURE | PHASE SEQUENCE VOLTAGE TYPE;3 PHASE, 120 V AC,50 HZ;11 PIN PLUG CONNECTION; L.E.D.INDICATION;PACK OF 1; | REXEL | REXEL PTY LTD | EATSP430/11DACDP | CURRENT
000011973 | RELAY,PHASE FAILURE | PHASE SEQUENCE VOLTAGE TYPE;3 PHASE, 120 V AC,50 HZ;11 PIN PLUG CONNECTION; L.E.D.INDICATION;PACK OF 1; | HAYMANS | HAYMANS ELECTRICAL | RHOSP430/110AP-DP | CURRENT
000011975 | TERMINAL,LUG | TUBULAR ALUMINIUM,SECTOR SHAPED,CRIMP TYPE;FOR 240 SQ MM SOLID SECTOR 3 CORE ALUMINIUM CONDUCTOR;M12 PALM HOLE SIZE; PRE-FILLED W/JOINTING COMPOUND; | TYCO | TYCO | AGS3I240M12/1 (H8615/1 | CURRENT
000011975 | TERMINAL,LUG | TUBULAR ALUMINIUM,SECTOR SHAPED,CRIMP TYPE;FOR 240 SQ MM SOLID SECTOR 3 CORE ALUMINIUM CONDUCTOR;M12 PALM HOLE SIZE; PRE-FILLED W/JOINTING COMPOUND; | UTILUX |  | H8615/1 | CURRENT
000011976 | TERMINAL,LUG | LONG BARREL,DRILLED SEALED PALM,TINNED COPPER,CRIMP TYPE;FOR 240 SQ MM COPPER CONDUCTOR;65 MM LG BARREL;PALM HOLE FOR M12;PALM WIDTH 35 MM; | UTILUX |  | H16036X01/1 | PHASING
000011976 | TERMINAL,LUG | LONG BARREL,DRILLED SEALED PALM,TINNED COPPER,CRIMP TYPE;FOR 240 SQ MM COPPER CONDUCTOR;65 MM LG BARREL;PALM HOLE FOR M12;PALM WIDTH 35 MM; | BURNDY | BURNDY CABLE SUPPORT SYSTEMS | B240M12SP | PHASING
000011985 | FUSEHOLDER | SURFACE MTG;BACK CONNECTING UP TO 70 SQ MM CABLE;100 AMP;415 V AC;BOLT-IN; OFFSET TAGS;BLACK;AS2005;FOR CARTRIDGES- 100 AMP/STOCK CODE 04459;W/ADAPTOR | REXEL | REXEL PTY LTD | ALSRS100P | PURCHASE AS REQUIRED
000011985 | FUSEHOLDER | SURFACE MTG;BACK CONNECTING UP TO 70 SQ MM CABLE;100 AMP;415 V AC;BOLT-IN; OFFSET TAGS;BLACK;AS2005;FOR CARTRIDGES- 100 AMP/STOCK CODE 04459;W/ADAPTOR | ALSTOM | ALSTOM GRID AUSTRALIA LIMITED | EEFRS100P | PURCHASE AS REQUIRED
000011990 | LINK,ELECTRICAL BRIDGING. | 10 WAY BRIDGING LINK;FOR 5.2 MM TERMINAL BLOCK;SUIT TERMINAL BLOCK (STOCK CODE 11988);PACK OF 1; | HAYMANS | HAYMANS ELECTRICAL | PHO1401132 | CURRENT
000011990 | LINK,ELECTRICAL BRIDGING. | 10 WAY BRIDGING LINK;FOR 5.2 MM TERMINAL BLOCK;SUIT TERMINAL BLOCK (STOCK CODE 11988);PACK OF 1; | PHOENIX | PHOENIX CONTACT PTY LTD | PHO1401132 | CURRENT
000011996 | COIL,ELECTRICAL | CIRCUIT BREAKER CLOSING SPRING RELEASE COIL TYPE;110 V DC;MEIDENSHA CB TYPE VBE ,12 KV; | MEDENSHA |  | COIL,ELECTRICAL OIL TYPE | MAINTENANCE STOCK
000011997 | COIL,ELECTRICAL | CIRCUIT BREAKER TRIP COIL TYPE;110 V DC; MEIDENSHA TYPE VBE,12 KV; | ENERGEX | ENERGEX | COIL,ELECTRICAL CIRCUIT BRK | MAINTENANCE STOCK
000012010 | FUSE LINK,RING MAIN UNIT. | 12 KV;6.3 AMP HRC FUSE;FOR SF6/AIR/EPOXY INSULATED SWITCHGEAR;50 - 63 KVA TRANSFORMER;PACK OF 3;PACK WEIGHT 1.6 KG; | FUSECO | FUSECO PTY LTD | 3000403/6.3 | CURRENT
000012013 | CABLE,CONTROL,ELECTRICAL | 0.6/1 KV;SUBSTATION CONTROL;8 CORES; 4 SQ MM-7/0.85 MM;PVC/PVC,BLACK SHEATH; CORES NUMBERED,WHITE CHARACTERS ON BLACK,CABLE LG MARKED AT ONE M;WHEN | OLEX | OLEX AUSTRALIA PTY LTD | CABLE,CONTROL 8 CORES | CURRENT
000012015 | TERMINAL BLOCK | POLYAMIDE 6.6;4 TERMINAL DOUBLE DECK TYPE;440 V;27 AMP;RAIL MTG (G32 RAIL) ;0.5-4 SQ MM CONDUCTOR SIZE;6 MM THK,5 56.5 MM H,50 MM W;W/CROSS CONNECTION | HAYMANS | HAYMANS ELECTRICAL | KLI0590260000 | CURRENT
000012015 | TERMINAL BLOCK | POLYAMIDE 6.6;4 TERMINAL DOUBLE DECK TYPE;440 V;27 AMP;RAIL MTG (G32 RAIL) ;0.5-4 SQ MM CONDUCTOR SIZE;6 MM THK,5 56.5 MM H,50 MM W;W/CROSS CONNECTION | KLIPPON |  | KLI0590260000 | CURRENT
000012016 | BASE,RELAY | RECT,SURFACE OR TM35 RAIL MTG;11 FEMALE CONT;SCREW CONN TERM;PLASTIC BODY; PACK OF 1;SUITABLE FOR 11 PIN RELAYS & TIMERS MTG; | CNWPL | CNW PL - SLACKS CREEK | OMRP2CF11 | CURRENT
000012016 | BASE,RELAY | RECT,SURFACE OR TM35 RAIL MTG;11 FEMALE CONT;SCREW CONN TERM;PLASTIC BODY; PACK OF 1;SUITABLE FOR 11 PIN RELAYS & TIMERS MTG; | CNWPL | CNW PL - SLACKS CREEK | P2CF-11 | CURRENT
000012016 | BASE,RELAY | RECT,SURFACE OR TM35 RAIL MTG;11 FEMALE CONT;SCREW CONN TERM;PLASTIC BODY; PACK OF 1;SUITABLE FOR 11 PIN RELAYS & TIMERS MTG; | OMRON | OMRON ELECTRONICS PTY LTD | OMRP2CF-11 | CURRENT
000012018 | RELAY,PHASE FAILURE | 415 V AC,50 HZ;SENSITIVITY 5-15% ADJ PHASE DIFFERENCE,OUTPUT CONTACTS 2-C/O 240 V 8 AMP (RES) RATING,PLUG-IN TYPE ZA12 CASE INCL BASE SUITABLE FOR | RMS | RELAY MONITORING SYSTEMS PL | 2P740-E- | CURRENT
000012019 | TIMER,MULTIFUNCTION | TIME RANGE 0.1 SEC TO 9990 HRS; 8 MODE ELECTRONIC OPERATION;24-240 V AC OR 12-240 V DC SUPPLY;1 C/O OUTPUT CONTACT 250 V AC 3 AMP RESISTIVE | CNWPL | CNW PL - SLACKS CREEK | H3CA-A | CURRENT
000012019 | TIMER,MULTIFUNCTION | TIME RANGE 0.1 SEC TO 9990 HRS; 8 MODE ELECTRONIC OPERATION;24-240 V AC OR 12-240 V DC SUPPLY;1 C/O OUTPUT CONTACT 250 V AC 3 AMP RESISTIVE | CNWPL | CNW PL - SLACKS CREEK | OMRH3CA-A | CURRENT
000012019 | TIMER,MULTIFUNCTION | TIME RANGE 0.1 SEC TO 9990 HRS; 8 MODE ELECTRONIC OPERATION;24-240 V AC OR 12-240 V DC SUPPLY;1 C/O OUTPUT CONTACT 250 V AC 3 AMP RESISTIVE | OMRON | OMRON ELECTRONICS PTY LTD | OMRH3CA-A | CURRENT
000012020 | COVER,PROTECTIVE,TIMER. | CLIP-ON,CLEAR HARD PLASTIC COVER TO PROTECT TIMER LCD DISPLAY & SELECTOR PANEL FROM DUST & ACCIDENTAL ALTERATION OF MODE & SETTING;PACK OF 1; | REXEL | REXEL PTY LTD | OMRY92A48B | CURRENT
000012020 | COVER,PROTECTIVE,TIMER. | CLIP-ON,CLEAR HARD PLASTIC COVER TO PROTECT TIMER LCD DISPLAY & SELECTOR PANEL FROM DUST & ACCIDENTAL ALTERATION OF MODE & SETTING;PACK OF 1; | OMRON | OMRON ELECTRONICS PTY LTD | OMRY92A-48B | CURRENT
000012026 | MOTOR-GENERATOR | AUDIO FREQ SIGNAL GENERATION;9.4 KW, 3 PHASE,MOTOR;400 V AC,50 HZ;3000 RPM; SQUIRREL CAGE;0.7% MAX SLIP;8 KVA, 3 PHASE,GENERATOR;450-500 V,1050 HZ; | ZELLWEGR |  | DWG 141559-1 | PHASING
000012027 | MOTOR-GENERATOR | AUDIO FREQ SIGNAL GENERATION;16.5 KW, 3 PHASE,MOTOR;400 V AC,50 HZ;3000 RPM; SQUIRREL CAGE;0.7% MAX SLIP;14 KVA, 3 PHASE,GENERATOR;450-500 V,1050 HZ; | ZELLWEGR |  | DWG 141559-1 | MAINTENANCE STOCK
000012028 | MOTOR-GENERATOR | AUDIO FREQ SIGNAL GENERATION;30 KW, 3 PHASE,MOTOR;400 V AC,50 HZ;3000 RPM; SQUIRREL CAGE;0.7% MAX SLIP;25 KVA, 3 PHASE,GENERATOR;450-500 V,1050 HZ; | ZELLWEGR |  | DWG 141559-1 | MAINTENANCE STOCK
000012029 | MOTOR-GENERATOR | AUDIO FREQ SIGNAL GENERATION;45 KW, 3 PHASE,MOTOR;400 V AC,50 HZ;3000 RPM; SQUIRREL CAGE;0.5% MAX SLIP;40 KVA, 3 PHASE,GENERATOR;450-500 V,1050 HZ; | ZELLWEGR |  | DWG 141559-1 | MAINTENANCE STOCK
000012030 | CONTROL DEVICE,GENERATOR | AUDIO FREQ SIGNAL GENERATION;OVERHEATING PROTECTION;PUSHBUTTON RESET;ALARM LAMP+ 1 SET OF C/O CONTACTS;C/W EXCITER RECTIFIER FOR AF GENERATOR; | ZELLWEGR |  | DWG 163356 | PHASING
000012033 | TRANSFORMER,ISOLATION,AUDIO FREQUENCY. | 18 KVA;1050 HZ;475/300 V;12 KV NOM INSUL V;9.9 AMP CONTINUOUS 50 HZ;ONAN;C/W AF VOLTS ADJ W/3 COARSE & 3 FINE TAPPINGS; ZELLWEGER TYPE 2.5 TO DWG 166016-04; | ELEKAFAR |  | TYPE 2.5 | PHASING
000012038 | COIL,TUNING,AUDIO FREQUENCY. | 6.7 MH;32 AMP MAX INT TRANSIT CURRENT @ 1050 HZ;8.4 AMP CONTINUOUS @ 50 HZ;50 TRANSMISSIONS PER HR INT SERVICE;HIGH INSULATED LOW LOSS LITZ WIRE WINDINGS; | ZELLWEGR |  | DWG 165322 | PHASING
000012040 | COIL,TUNING,AUDIO FREQUENCY. | 4.2 MH;71 A MAX TRANSIT CURRENT @ 1050 HZ;13.2 A RATED RETURN CURRENT;HIGH INSULATED LOW LOSS LITZ WIRE WINDINGS; 100 KG; | ZELLWEGR |  | DWG 166287-0 (TYPE 72) | STRATEGIC SPARE
000012041 | CAPACITOR UNIT. | 7 KV;SINGLE PHASE;2.4 UF PER PHASE; 5.3 AMP CONT @ 50 HZ;NON PCB IMPREGNANT; 2 BUSHINGS PER UNIT;COUPLING CAPACITOR FOR ZELLWEGER A/F LOAD CONTROL;35 KG; | FRIBOURG |  | CONDIS MW400 | PHASING
000012041 | CAPACITOR UNIT. | 7 KV;SINGLE PHASE;2.4 UF PER PHASE; 5.3 AMP CONT @ 50 HZ;NON PCB IMPREGNANT; 2 BUSHINGS PER UNIT;COUPLING CAPACITOR FOR ZELLWEGER A/F LOAD CONTROL;35 KG; | ABB | ABB FAN PTY LTD | CHE 230 B | PHASING
000012042 | CAPACITOR UNIT. | 7 KV;SINGLE PHASE;3.8 UF PER PHASE; 8.4 AMP CONT @ 50 HZ;NON PCB IMPREGNANT; 2 BUSHINGS PER UNIT;COUPLING CAPACITOR FOR ZELLWEGER A/F LOAD CONTROL;35 KG; | FRIBOURG |  | CONDIS MW500 | PHASING
000012042 | CAPACITOR UNIT. | 7 KV;SINGLE PHASE;3.8 UF PER PHASE; 8.4 AMP CONT @ 50 HZ;NON PCB IMPREGNANT; 2 BUSHINGS PER UNIT;COUPLING CAPACITOR FOR ZELLWEGER A/F LOAD CONTROL;35 KG; | ABB | ABB FAN PTY LTD | CHE 300 B | PHASING
000012044 | CAPACITOR UNIT. | 7 KV;SINGLE PHASE;4.5 UF PER PHASE; 9.9 AMP CONT @ 50 HZ;NON PCB IMPREGNANT; 2 BUSHINGS PER UNIT;COUPLING CAPACITOR FOR ZELLWEGER A/F LOAD CONTROL;35 KG; | FRIBOURG |  | CONDIS MW500 | PURCHASE AS REQUIRED
000012044 | CAPACITOR UNIT. | 7 KV;SINGLE PHASE;4.5 UF PER PHASE; 9.9 AMP CONT @ 50 HZ;NON PCB IMPREGNANT; 2 BUSHINGS PER UNIT;COUPLING CAPACITOR FOR ZELLWEGER A/F LOAD CONTROL;35 KG; | ABB | ABB FAN PTY LTD | CHE 400 B | PURCHASE AS REQUIRED
000012045 | CAPACITOR UNIT. | 7 KV;SINGLE PHASE;6 UF PER PHASE;1 13.2 AMP CONT @ 50 HZ;NON PCB IMPREGNANT ;2 BUSHINGS PER UNIT;COUPLING CAPACITOR ;FOR ZELLWEGER A/F LOAD CONTROL; | FRIBOURG |  | CONDIS MW800 | PURCHASE AS REQUIRED
000012045 | CAPACITOR UNIT. | 7 KV;SINGLE PHASE;6 UF PER PHASE;1 13.2 AMP CONT @ 50 HZ;NON PCB IMPREGNANT ;2 BUSHINGS PER UNIT;COUPLING CAPACITOR ;FOR ZELLWEGER A/F LOAD CONTROL; | ABB | ABB FAN PTY LTD | CHD,CHE 570 B | PURCHASE AS REQUIRED
000012046 | CAPACITOR UNIT. | 11 KV;3 PHASE;4 UF PER PHASE;NON PCB IMPREGNANT;3 BUSHINGS PER UNIT;3 PHASE COMPENSATION CAPACITOR FOR ZELLWEGER A/F LOAD CONTROL;TO ZELLWEGER DWG 160061 | XAMAX |  | CAPACITOR UNIT 4 UF PER PH | PHASING
000012047 | CAPACITOR UNIT. | 11 KV;3 PHASE;15 UF PER PHASE;NON PCB IMPREGNANT;3 BUSHINGS PER UNIT;3 PHASE COMPENSATION CAPACITOR FOR ZELLWEGER A/F LOAD CONTROL;TO ZELLWEGER DWG 160061 | XAMAX |  | CAPACITOR UNIT 15 UF | PHASING
000012049 | CAPACITOR UNIT. | 11 KV;3 PHASE;48 UF PER PHASE;NON PCB IMPREGNANT;3 BUSHINGS PER UNIT;3 PHASE COMPENSATION CAPACITOR FOR ZELLWEGER A/F LOAD CONTROL;TO ZELLWEGER DWG 160061 | XAMAX |  | CAPACITOR UNIT 48 UF | PHASING
000012051 | CONTACTOR | TP;IMPULSE;500 V AC;1050 HZ FREQ;240 V AC COIL;C/W 3 WAVE TRAP COILS;ZELLWEGER TYPE SS25 TO DWG 166290;32 KG; | SPRECHER | SPRECHER + SCHUH | SS25 | PHASING
000012060 | SEAL,STRAPPING | Open Type, Corrosion Resistant, suit 31.8mm S/Steel Strapping (P25) | WIREMARK | WIREMARKERS AUSTRALIA | BK304-32017T | CURRENT
000012060 | SEAL,STRAPPING | Open Type, Corrosion Resistant, suit 31.8mm S/Steel Strapping (P25) | PLP AUST | PREFORMED LINE PRODUCTS (AUST) | SSSB-32 | CURRENT
000012060 | SEAL,STRAPPING | Open Type, Corrosion Resistant, suit 31.8mm S/Steel Strapping (P25) | BANDIT | BAND-IT AUSTRALIA | G442 | CURRENT
000012061 | STRAPPING | Giant Band, S/Steel Gde 201, 31.8mm W, 30.4m Lg, 1.1mm Thk | BLKWOODS | J BLACKWOOD & SON LTD | 03315756 | CURRENT
000012061 | STRAPPING | Giant Band, S/Steel Gde 201, 31.8mm W, 30.4m Lg, 1.1mm Thk | WIREMARK | WIREMARKERS AUSTRALIA | SST304-3211 | CURRENT
000012061 | STRAPPING | Giant Band, S/Steel Gde 201, 31.8mm W, 30.4m Lg, 1.1mm Thk | STATEWD | STATEWIDE FSTNERS & ENG SPLS PL | STRAPPING | CURRENT
000012061 | STRAPPING | Giant Band, S/Steel Gde 201, 31.8mm W, 30.4m Lg, 1.1mm Thk | BANDIT | BAND-IT AUSTRALIA | G432 | CURRENT
000012067 | PRINTED CIRCUIT BOARD | PARALLEL INPUT/OUTPUT BOARD;165 MM X 115 MM;STD-BUS COMPATIBLE;PROVIDES 24 BIT PROGRAMMABLE TTL I/O LINES ON A 50-WAY CONNECTOR;USED IN MINI SACS; | PRO-LOG |  | 7507 | PURCHASE AS REQUIRED
000012068 | PRINTED CIRCUIT BOARD | ANALOG INPUT BOARD;165 MM X 115 MM;STD -BUS COMPATIBLE;PROVIDES 32 SINGLE-ENDED ANALOG 0-5 V DC INPUT LINES ON TWO 20 WAY CONNECTORS;USED IN MINI-SACS; | DATATRAN |  | DT2712 | PHASING
000012068 | PRINTED CIRCUIT BOARD | ANALOG INPUT BOARD;165 MM X 115 MM;STD -BUS COMPATIBLE;PROVIDES 32 SINGLE-ENDED ANALOG 0-5 V DC INPUT LINES ON TWO 20 WAY CONNECTORS;USED IN MINI-SACS; | DIGILIN |  | 2907 | PHASING
000012073 | PRINTED CIRCUIT BOARD | DOUBLE-SIDED,THROUGH-HOLE-PLATED (THP);STATISTICAL METERING BOARD; 480 MM X 115 MM;MOUNTS ON REAR OF MINI-SACS CUBICLE;PROVIDES ANALOG | DARTECH |  | 5000-0210 | PHASING
000012078 | CONNECTOR,CABLE,ELECTRICAL | PLUG,FEMALE,TELEPHONE;PLASTIC;IVORY; TERMINATES STD 4 CORE TELEPHONE CABLE; USED IN MINI-SACS EQUIPMENT;PACK OF 50; | HAYMANS | HAYMANS ELECTRICAL | ACCP6364IVO | CURRENT
000012082 | SHELF,ELECTRICAL EQUIPMENT | MODEM MTG IN A 19 IN RACK;3 U H,325 MM D ; | ENERGEX | ENERGEX | SHELF,ELECTRICAL MODEM | PURCHASE AS REQUIRED
000012085 | INTERFACE MICROPROCESSOR MODULE. | DC OUTPUT;SOLID STATE; 60 V DC MAX LOAD V;;3.5 AMP MAX LOAD CURRENT (CONT); PLUGS INTO A RACK;RED COLOUR MODULE; | OPTO-22 | OPTO-22 | ODC5 | CURRENT
000012086 | INTERFACE MICROPROCESSOR MODULE. | DC INPUT;SOLID STATE,PHOTO ISOLATED; 30 V DC MAX INPUT V;25 MA MAX INPUT CURRENT;PLUGS INTO A RACK;WHITE COLOUR MODULE; | B&J ELEC | B & J ELECTRONICS PTY LTD | IB5S | CURRENT
000012087 | MTG RACK,ELECTRICAL-ELECTRONIC COMPONENT | FOR 24-WAY ISOLATING INPUT/OUTPUT MODULES;PARALLEL TTL-COMPATIBLE INTERFACE TO COMPUTER HARDWARE VIA 50-WAY RIBBON CABLE;FOR U/W MINI-SACS; | OPTO-22 | OPTO-22 | PB-24 | PURCHASE AS REQUIRED
000012087 | MTG RACK,ELECTRICAL-ELECTRONIC COMPONENT | FOR 24-WAY ISOLATING INPUT/OUTPUT MODULES;PARALLEL TTL-COMPATIBLE INTERFACE TO COMPUTER HARDWARE VIA 50-WAY RIBBON CABLE;FOR U/W MINI-SACS; | INTRECT |  | MS-24H | PURCHASE AS REQUIRED
000012095 | TRANSFORMER,VOLTAGE | METERING PROTECTION;O/D,STN TYPE; 33 KV/110 V/110 V,ALL SEC LEADS BROUGHT OUT;200/100 VA OUTPUT,48/8 MS PER PHASE BURDEN;3 PHASE;50 HZ;MINERAL OIL INSUL; | HANSOM |  | TRANSFORMER 200/100 VA | PURCHASE AS REQUIRED
000012096 | SIGN | DANGER-LEAVE RECLOSING DISABLED;PLASTICS -MAGNETIC;90 MM LG,50 MM W,0.9 MM THK; DANGER-WHITE LETTERS 6 MM H ON A RED OVAL;W/1 MM WHITE EDGE,ON A BLACK | ARTCRAFT | ARTCRAFT PTY LTD | SE00555-Q | CURRENT
000012096 | SIGN | DANGER-LEAVE RECLOSING DISABLED;PLASTICS -MAGNETIC;90 MM LG,50 MM W,0.9 MM THK; DANGER-WHITE LETTERS 6 MM H ON A RED OVAL;W/1 MM WHITE EDGE,ON A BLACK | CUTLER | CUTLER BRANDS PTY LTD | ENERGE-12096 | CURRENT
000012097 | WIRE,ELECTRICAL | BUILDING;COPPER,ANNEALED;25 SQ MM; 19/1.35 MM;0.6/1 KV;PVC INSULATED;BLACK; 100 M DRUM SIZE;WEIGHT 29.23 KG;BRIDGING CONDUCTOR URD FUSE PANEL; | PRYSMIAN | PRYSMIAN POWER CABLES & SYSTEMS AUST | 20199401 | CURRENT
000012097 | WIRE,ELECTRICAL | BUILDING;COPPER,ANNEALED;25 SQ MM; 19/1.35 MM;0.6/1 KV;PVC INSULATED;BLACK; 100 M DRUM SIZE;WEIGHT 29.23 KG;BRIDGING CONDUCTOR URD FUSE PANEL; | MIDLANDS | MIDLAND METALS | MMO-1X25 CU PVC BLK | CURRENT
000012097 | WIRE,ELECTRICAL | BUILDING;COPPER,ANNEALED;25 SQ MM; 19/1.35 MM;0.6/1 KV;PVC INSULATED;BLACK; 100 M DRUM SIZE;WEIGHT 29.23 KG;BRIDGING CONDUCTOR URD FUSE PANEL; | OLEX | OLEX AUSTRALIA PTY LTD | BAAC17AA001AABK | CURRENT
000012120 | END PLATE,TERMINAL BLOCK | TO SUIT KLIPPON DOUBLE TIER TERMINAL BLOCK TYPE DK4;REFER STOCK CODE 12015 FOR TERMINAL BLOCK;PACK OF 20; | KLIPPON |  | KLI1397160000 | CURRENT
000012122 | BRACKET,MOUNTING,STREET LIGHTING FIXTURE | STEEL;GALV;1.2 M LG;34 MM SPIGOT;UNWIRED ;FOR USE ON MINOR ROADS;TYPE M2;SUITABLE FOR BRACKET FUSE;OLD STOCK WAS 2.0 M LG; PACK SIZE 80,PACK WEIGHT 380 KG; | GREATWST |  | SL-WB-M2 | PHASING
000012124 | TERMINAL,LUG | DRILLED PALM,TINNED COPPER,CRIMP TYPE;FOR 50 SQ MM,19/1.78 MM COPPER CONDUCTOR;M8 PALM HOLE;BOX OF 25, PACK WEIGHT 0.56 KG; | TECONN | TE CONNECTIVITY LTD | CG50M8/25 | CURRENT
000012124 | TERMINAL,LUG | DRILLED PALM,TINNED COPPER,CRIMP TYPE;FOR 50 SQ MM,19/1.78 MM COPPER CONDUCTOR;M8 PALM HOLE;BOX OF 25, PACK WEIGHT 0.56 KG; | LEGEND | LEGEND POWER SYSTEMS | CAL50-8 | CURRENT
000012124 | TERMINAL,LUG | DRILLED PALM,TINNED COPPER,CRIMP TYPE;FOR 50 SQ MM,19/1.78 MM COPPER CONDUCTOR;M8 PALM HOLE;BOX OF 25, PACK WEIGHT 0.56 KG; | PLP AUST | PREFORMED LINE PRODUCTS (AUST) | EPTCU-50-10.4AF-M8 | CURRENT
000012138 | CABLE,POWER,ELECTRICAL | 110 KV;400 SQ MM;COPPER CONDUCTOR;SINGLE CORE;OIL FILLED,PAPER INSULATED,LOOSE CORRUGATED ALUMINIUM SHEATH,PVC OUTER SHEATH;DRUM SECURITY STOCK F807; | BICC |  | DWG NO CSD 110/11862 | STRATEGIC SPARE
000012141 | PIPE,PLASTIC | UPVC,GREY;PLAIN ENDS;150 MM NOM SIZE, SW V PIPE;160 MM OD,4 MM THK,600 MM LG; UV RESISTANT;AS1415;CUT IN 600 MM NOM LG ;FOR LV CABLE POLE TERMINATION,UJ MANUAL | VINIDEX |  | 19070 | CURRENT
000012141 | PIPE,PLASTIC | UPVC,GREY;PLAIN ENDS;150 MM NOM SIZE, SW V PIPE;160 MM OD,4 MM THK,600 MM LG; UV RESISTANT;AS1415;CUT IN 600 MM NOM LG ;FOR LV CABLE POLE TERMINATION,UJ MANUAL | TRI UGRD | TRI UNDERGROUND AUSTRALIA PTY LTD | CONMD150SWV | CURRENT
000012142 | CAP,PIPE. | UPVC,GREY;PRESSED;SUIT 150 MM SWV PIPE (160 TO 160.5 MM OD),17 MM H,2 MM THK, (FROM 3 MM SHEET);UV RESISTANT;FOR LV CABLE POLE TERMINATION,UJ MANUAL1.351D | HAYMANS | HAYMANS ELECTRICAL | FAB262P150 | CURRENT
000012142 | CAP,PIPE. | UPVC,GREY;PRESSED;SUIT 150 MM SWV PIPE (160 TO 160.5 MM OD),17 MM H,2 MM THK, (FROM 3 MM SHEET);UV RESISTANT;FOR LV CABLE POLE TERMINATION,UJ MANUAL1.351D | VINIDEX |  | 47380 | CURRENT
000012144 | JOINT,ELECTRICAL POWER CABLE | 110 KV;FOR 400 SQ MM,COPPER CONDUCTOR, 3 CORE TO 3 X SINGLE CORE LOOSE SHEATH, OIL FILLED,PAPER INSULATED CABLE; TRIFURCATING TYPE;STEEL SLEEVE W/4 | BICC |  | SK 33181,SK 33178 | STRATEGIC SPARE
000012144 | JOINT,ELECTRICAL POWER CABLE | 110 KV;FOR 400 SQ MM,COPPER CONDUCTOR, 3 CORE TO 3 X SINGLE CORE LOOSE SHEATH, OIL FILLED,PAPER INSULATED CABLE; TRIFURCATING TYPE;STEEL SLEEVE W/4 | BICC |  | JI 3935,DWG E95580-D1 | STRATEGIC SPARE
000012145 | TERMINATION,ELECTRICAL POWER CABLE | 110 KV;SF6 IMMERSED;SINGLE PHASE; FOR 400 SQ MM,COPPER CONDUCTOR,OIL FILLED,PAPER INSULATED CABLE;MOULDED INSULATOR;SECURITY STOCK F807;ITEM | BICC |  | SK 33184,SK 33191 | STRATEGIC SPARE
000012145 | TERMINATION,ELECTRICAL POWER CABLE | 110 KV;SF6 IMMERSED;SINGLE PHASE; FOR 400 SQ MM,COPPER CONDUCTOR,OIL FILLED,PAPER INSULATED CABLE;MOULDED INSULATOR;SECURITY STOCK F807;ITEM | BICC |  | JI 3938,DWG E95582-D1 | STRATEGIC SPARE
000012152 | CABLE BOX. | 12 KV;AIR INSULATED;TOP ENTRY; SINGLE GLAND;TO SUIT LUCY TYPE "F" RMU RING MAIN SECT AND TEE-OFF SECT; | LUCY |  | CABLE BOX AIR INSUL | PURCHASE AS REQUIRED
000012152 | CABLE BOX. | 12 KV;AIR INSULATED;TOP ENTRY; SINGLE GLAND;TO SUIT LUCY TYPE "F" RMU RING MAIN SECT AND TEE-OFF SECT; | ENERGEX | ENERGEX |  | PURCHASE AS REQUIRED
000012155 | WASHER,FLAT | STEEL;GALV;26 MM ID;150 MM SQ;16 MM THK; BAG OF 10,PALLET OF 10;FOR USE WITH M24 STAY ROD; | HAYMAN | HAYMANS INDUSTRIES PTY LTD | 12155 | CURRENT
000012155 | WASHER,FLAT | STEEL;GALV;26 MM ID;150 MM SQ;16 MM THK; BAG OF 10,PALLET OF 10;FOR USE WITH M24 STAY ROD; | STEELWAY |  | E12155 | CURRENT
000012170 | CHART,RECORDING INSTRUMENT. | FOR U/W ESTERLINE ANGUS RECORDER MODEL MS 401E (ZELLWEGER 1050 HZ RECORDER); FOLD CHART;30 DAY DURATION;PLAIN; 1 BOX = 6 PACKS; | ESTANGUS |  | 59019 | PHASING
000012174 | PEN,RECORDER | DISPOSABLE INK CARTRIDGE C/W NIB;RED; 5 PER PACK;FOR U/W ESTERLINE ANGUS RECORDING VOLTAMMETER MODEL MS 401E; | ESTANGUS |  | 723A26-6 | PHASING
000012177 | POLE,PUBLIC LIGHTING | BASE PLATE MTD;STEEL;GALV;6.5 M ABOVE GROUND;34 MM DIA,100 MM LG LANTERN MTG SPIGOT;C/W INTEGRAL SINGLE 0.5 M OUTREACH ARM;FOR MINOR ROAD;PACK OF 1; | GM POLES | GM POLES PTY LTD | FBM-06.5-187 | CURRENT
000012177 | POLE,PUBLIC LIGHTING | BASE PLATE MTD;STEEL;GALV;6.5 M ABOVE GROUND;34 MM DIA,100 MM LG LANTERN MTG SPIGOT;C/W INTEGRAL SINGLE 0.5 M OUTREACH ARM;FOR MINOR ROAD;PACK OF 1; | INGALEPS | INGAL EPS (CONTRACTOR) | BASE PLATE 6.5 M | CURRENT
000012180 | BOX,ELECTRICAL,MULTIAPPLICATION. | STEEL,POLYESTER BASE COATING- 800 MM H,600 MM W,320 MM D; WEATHERPROOF TO IP55,HINGED DOOR, REMOVABLE EQUIPMENT MTG PLATE EARTH STUD | CNWPL | CNW PL - SLACKS CREEK | NHPMAS0806030R5 | CURRENT
000012180 | BOX,ELECTRICAL,MULTIAPPLICATION. | STEEL,POLYESTER BASE COATING- 800 MM H,600 MM W,320 MM D; WEATHERPROOF TO IP55,HINGED DOOR, REMOVABLE EQUIPMENT MTG PLATE EARTH STUD | NHP | NHP ELECTRICAL ENGINEERING | ELDMAS0806030 | CURRENT
000012180 | BOX,ELECTRICAL,MULTIAPPLICATION. | STEEL,POLYESTER BASE COATING- 800 MM H,600 MM W,320 MM D; WEATHERPROOF TO IP55,HINGED DOOR, REMOVABLE EQUIPMENT MTG PLATE EARTH STUD | CNWPL | CNW PL - SLACKS CREEK | MAS0806030R5 | CURRENT
000012182 | TRANSFORMER,METERING | OUTDOOR TYPE;POLE/PLATFORM MTD;11/12 KV; OIL FILLED TANK;HV FUSES INSIDE TANK; 2 CT'S,CLASS 0.5,15 VA;RATIO 25/5 AMP; 1 VT,CLASS 0.5M OUTPUT 100/200 VA/ | AMPHENOL |  | METERING TRANSFORMER HV | PURCHASE AS REQUIRED
000012182 | TRANSFORMER,METERING | OUTDOOR TYPE;POLE/PLATFORM MTD;11/12 KV; OIL FILLED TANK;HV FUSES INSIDE TANK; 2 CT'S,CLASS 0.5,15 VA;RATIO 25/5 AMP; 1 VT,CLASS 0.5M OUTPUT 100/200 VA/ | T/FMRPRD |  | METERIN, TRANSFORMER,HV | PURCHASE AS REQUIRED
000012185 | TRANSFORMER,METERING | OUTDOOR TYPE;FREE STANDING;11/12 KV;OIL FILLED TANK;HV FUSES INSIDE TANK;2 CT'S, CLASS 0.5,15 VA;RATIO 50/5 AMP;1 VT,CLAS S 0.5M OUTPUT 100/200 VA PHASE; | AMPHENOL |  | METERING,TYPE FREE STANDING | PURCHASE AS REQUIRED
000012185 | TRANSFORMER,METERING | OUTDOOR TYPE;FREE STANDING;11/12 KV;OIL FILLED TANK;HV FUSES INSIDE TANK;2 CT'S, CLASS 0.5,15 VA;RATIO 50/5 AMP;1 VT,CLAS S 0.5M OUTPUT 100/200 VA PHASE; | T/FMRPRD |  | METERING TYPE FREE STANDING | PURCHASE AS REQUIRED
000012192 | PEN,RECORDER | DISPOSABLE INK CARTRIDGE C/W NIB;GREEN; 4 CARTRIDGES PER SACHET,3 SACHETS PER STRIP;FOR U/W YEW TYPE 3056,3 CHANNEL PEN RECORDER;SHELF LIFE = 5 YEARS AFTER | YEW |  | B9518CU | PHASING
000012192 | PEN,RECORDER | DISPOSABLE INK CARTRIDGE C/W NIB;GREEN; 4 CARTRIDGES PER SACHET,3 SACHETS PER STRIP;FOR U/W YEW TYPE 3056,3 CHANNEL PEN RECORDER;SHELF LIFE = 5 YEARS AFTER | CROWN | CROWN | 3069-62 (IFD19-G) | PHASING
000012193 | PEN,RECORDER | DISPOSABLE INK CARTRIDGE C/W NIB;BLUE; 3 CARTRIDGES PER SACHET,3 SACHETS PER STRIP;FOR U/W YEW TYPE 3056,3 CHANNEL PEN RECORDER;SHELF LIFE = 5 YEARS AFTER | YEW |  | B9518CV | PHASING
000012193 | PEN,RECORDER | DISPOSABLE INK CARTRIDGE C/W NIB;BLUE; 3 CARTRIDGES PER SACHET,3 SACHETS PER STRIP;FOR U/W YEW TYPE 3056,3 CHANNEL PEN RECORDER;SHELF LIFE = 5 YEARS AFTER | CROWN | CROWN | 3069-63 (IFD19-B) | PHASING
000012194 | PEN,RECORDER | DISPOSABLE INK CARTRIDGE C/W NIB;RED; 3 CARTRIDGES PER SACHET,3 SACHETS PER STRIP FOR U/W YEW TYPE 3056,3 CHANNEL RECORDER;SHELF LIFE = 5 YEARS AFTER | YEW |  | B9518CT | PHASING
000012194 | PEN,RECORDER | DISPOSABLE INK CARTRIDGE C/W NIB;RED; 3 CARTRIDGES PER SACHET,3 SACHETS PER STRIP FOR U/W YEW TYPE 3056,3 CHANNEL RECORDER;SHELF LIFE = 5 YEARS AFTER | CROWN | CROWN | 3069-61 (IFD19-R) | PHASING
000012195 | SIGN | HEAD PROTECTION MUST BE WORN;ALUMINIUM; RETROREFLECTIVE;320 MM DIA,2 MM THK; AS1319-1983;PACK OF 1; | ARTCRAFT | ARTCRAFT PTY LTD | SE014-Q | CURRENT
000012198 | SIGN | Warning Sign, Al, "DANGER HIGH VOLTAGE", Size 3, RetroReflective Class 2, 100 x 180 x 1.6mm, Pack of 10 | ARTCRAFT | ARTCRAFT PTY LTD | SE0072-Q | CURRENT
000012199 | SIGN | DANGER-HIGH VOLTAGE TESTING KEEP CLEAR, DANGER VERTICALLY ON BACK;ABS PLASTIC; SCREEN PRINTED;360 MM LG,400 MM W,3 MM THK;C/W CORD 2 M LG (STOCK CODE 03227); | ARTCRAFT | ARTCRAFT PTY LTD | SE01555-Q | CURRENT
000012199 | SIGN | DANGER-HIGH VOLTAGE TESTING KEEP CLEAR, DANGER VERTICALLY ON BACK;ABS PLASTIC; SCREEN PRINTED;360 MM LG,400 MM W,3 MM THK;C/W CORD 2 M LG (STOCK CODE 03227); | CUTLER | CUTLER BRANDS PTY LTD | ENERGE-12199 | CURRENT
000012200 | SIGN | DANGER-LIVE HIGH VOLTAGE CONDUCTORS, ABOVE OR BEYOND;ABS PLASTIC;SCREENED PRINTED;360 MM LG,340 MM W,3 MM THK;C/W CORD 2 M LG; 2 X DANGER DECALS ON BLANK | ARTCRAFT | ARTCRAFT PTY LTD | 12200 | CURRENT
000012200 | SIGN | DANGER-LIVE HIGH VOLTAGE CONDUCTORS, ABOVE OR BEYOND;ABS PLASTIC;SCREENED PRINTED;360 MM LG,340 MM W,3 MM THK;C/W CORD 2 M LG; 2 X DANGER DECALS ON BLANK | CUTLER | CUTLER BRANDS PTY LTD | ENERGE-12200 | CURRENT
000012201 | SIGN | DANGER-HIGH VOLTAGE (SIZE 2);ALUMINIUM; RETROREFLECTIVE;360 MM LG,200 MM W, 2 MM THK;AS1319-1983;PACK OF 10; | ARTCRAFT | ARTCRAFT PTY LTD | SE00802-Q | CURRENT
000012202 | SIGN | DANGER-DO NOT OPERATE,ENERGEX; ABS PLASTIC;SCREEN PRINTED;180 MM LG, 100 MM W,3 MM THK;C/W CORD(STOCK CODE 03224);THIS SIGN TO BE PRINTED ON BOTH | ARTCRAFT | ARTCRAFT PTY LTD | 12202 | CURRENT
000012202 | SIGN | DANGER-DO NOT OPERATE,ENERGEX; ABS PLASTIC;SCREEN PRINTED;180 MM LG, 100 MM W,3 MM THK;C/W CORD(STOCK CODE 03224);THIS SIGN TO BE PRINTED ON BOTH | CUTLER | CUTLER BRANDS PTY LTD | ENERGE-12202 | CURRENT
000012203 | SIGN | Al, "DANGER DO NOT OPERATE" Screen Printed, RetroReflective Class 2, Legend Double Sided, 90 x 50 x 1.6mm, AS1319-1983 | CUTLER | CUTLER BRANDS PTY LTD | ENERGE-12203 | CURRENT
000012203 | SIGN | Al, "DANGER DO NOT OPERATE" Screen Printed, RetroReflective Class 2, Legend Double Sided, 90 x 50 x 1.6mm, AS1319-1983 | ARTCRAFT | ARTCRAFT PTY LTD | SE015-Q | CURRENT
000012206 | SIGN | CAUTION-STAND ON MAT;YELLOW SCOTCHCAL; SCREEN PRINTED;180 MM x 100 MM;STICK ON FOR USE ON PILOT ISOLATION CUBICLES; AS1319-1983;PACK OF 10; | ARTCRAFT | ARTCRAFT PTY LTD | 12206 | CURRENT
000012206 | SIGN | CAUTION-STAND ON MAT;YELLOW SCOTCHCAL; SCREEN PRINTED;180 MM x 100 MM;STICK ON FOR USE ON PILOT ISOLATION CUBICLES; AS1319-1983;PACK OF 10; | CUTLER | CUTLER BRANDS PTY LTD | ENERGE-12206 | CURRENT
000012207 | SIGN | Al, (LOGO) ENERGEX STATION (Designation Blank), 360 x 200 x 1.6mm, White Class 2 RetroReflective, Lettering & Colouring as per Dwg, for Distribution Stations & | ARTCRAFT | ARTCRAFT PTY LTD | SE016-Q | CURRENT
000012375 | RETAINER,ASSEMBLED NUT | ;M6 X 1.0;ISO M THREAD;CAGE & NUT STEEL; YELLOW ZINC PASSIVATED;0.70 TO 1.60 MM PANEL RANGE; | COVENTRY | COVENTRY FASTENERS QLD | 6MCA8EN | CURRENT
000012381 | GREASE,GENERAL PURPOSE | CASTROL LM;450 G CARTRIDGE;24 PER CTN; FOR USE ON PLANT W/AUTOMATIC GREASING SYSTEM; | CASTROL | CASTROL | 3364327 - SPHEEROL EPL2 | CURRENT
000012382 | RACEWAY,NONMETALLIC | OPEN SLOTTED WALLS;PVC,RIGID;GREY; 40 MM W,60 MM H;C/W LID;2 M LG;PACKED IN PROTECTIVE PLASTIC BAG & BOUND WITH PALLETISING TAPE (NON-RESIDUE) OR CORD | REXEL | REXEL PTY LTD | IBOT140.60 | CURRENT
000012382 | RACEWAY,NONMETALLIC | OPEN SLOTTED WALLS;PVC,RIGID;GREY; 40 MM W,60 MM H;C/W LID;2 M LG;PACKED IN PROTECTIVE PLASTIC BAG & BOUND WITH PALLETISING TAPE (NON-RESIDUE) OR CORD | IBOCO | IBOCO | BOCT1-40-60 | CURRENT
000012382 | RACEWAY,NONMETALLIC | OPEN SLOTTED WALLS;PVC,RIGID;GREY; 40 MM W,60 MM H;C/W LID;2 M LG;PACKED IN PROTECTIVE PLASTIC BAG & BOUND WITH PALLETISING TAPE (NON-RESIDUE) OR CORD | CNWPL | CNW PL - SLACKS CREEK | T14060 | CURRENT
000012390 | INSULATION SLEEVE,ELEC,BRANCHED | 4-WAY;L/V;15 TO 35 MM DIA,CABLE END,5 TO 13 MM DIA,FINGER END,MIN O/A LENGTH 90 MM,MIN FINGER LENGTH 20 MM;ADHESIVE LINED;TO SUIT 4 CORE 16 & 25 SQ MM | LEGEND | LEGEND POWER SYSTEMS | KEV420 | CURRENT
000012390 | INSULATION SLEEVE,ELEC,BRANCHED | 4-WAY;L/V;15 TO 35 MM DIA,CABLE END,5 TO 13 MM DIA,FINGER END,MIN O/A LENGTH 90 MM,MIN FINGER LENGTH 20 MM;ADHESIVE LINED;TO SUIT 4 CORE 16 & 25 SQ MM | SICAME | SICAME AUSTRALIA PTY LTD | LVH4B38/14-C | CURRENT
000012392 | SIGN | SMOKING PROHIBITED;ABS PLASTIC;SCREEN PRINTED;160 MM DIA,3 MM THK;AS1319-1983; PACK OF 1; | ARTCRAFT | ARTCRAFT PTY LTD | 12392 | PURCHASE AS REQUIRED
000012392 | SIGN | SMOKING PROHIBITED;ABS PLASTIC;SCREEN PRINTED;160 MM DIA,3 MM THK;AS1319-1983; PACK OF 1; | CUTLER | CUTLER BRANDS PTY LTD | ENERGE-12392 | PURCHASE AS REQUIRED
000012392 | SIGN | SMOKING PROHIBITED;ABS PLASTIC;SCREEN PRINTED;160 MM DIA,3 MM THK;AS1319-1983; PACK OF 1; | ENERGEX | ENERGEX | SIGN SMOKING PROHIBITED | PURCHASE AS REQUIRED
000012417 | TERMINATION COMPONENTS,ELEC POWER CABLE | 11 KV;KRONE,SWITCHGEAR;FOR 16 TO 95 SQ MM COPPER CONDUCTOR 3 X SINGLE CORE SCREENED,XLPE/PVC CABLE; | KRONE | ADC COMMUNICATIONS (AUSTRALIA) LTD | TERMINATION 16 TO 95 SQ MM | PURCHASE AS REQUIRED
000012420 | CIRCUIT BREAKER | MINIATURE,SP;250 V AC;10 AMP;6 KA BKG CAP;FOR USE IN MINOR ROADS,S/L PANEL STOCK CODE 05487;PACK OF 1; | REXEL | REXEL PTY LTD | TERDTM6110C | CURRENT
000012423 | CONTROL BOX,LIGHTING FIXTURE. | SODIUM VAPOUR HP;150 W;250 V;INCL CHOKE, IGNITOR,CAPACITOR;BLOCKING INDUCTOR; NEMA PE BASE & TERMINAL BLOCK;FITTED W/20 AMP 10 KA MINIATURE CIRCUIT | PJMARTIN | PETER J MARTIN SALES PTY LTD | PHS150D430P | CURRENT
000012424 | CONTROL BOX,LIGHTING FIXTURE. | SODIUM VAPOUR HP;250 W;250 V;INCL CHOKE, IGNITOR, CAPACITOR;BLOCKING INDUCTOR; NEMA PE BASE & TERMINAL BLOCK;FITTED W/20 AMP 10 KA MINIATURE CIRCUIT | PJMARTIN | PETER J MARTIN SALES PTY LTD | PHS250D430P | CURRENT
000012425 | CONTROL BOX,LIGHTING FIXTURE. | SODIUM VAPOUR HP;400 W;250 V;INCL CHOKE, IGNITOR,CAPACITOR;BLOCKING INDUCTOR; NEMA PE BASE & TERMINAL BLOCK;FITTED W/20 AMP 10 KA MINIATURE CIRCUIT | PJMARTIN | PETER J MARTIN SALES PTY LTD | PHS400D430P | CURRENT
000012427 | TUBE,METALLIC | ALUMINIUM GDE 6060;RD CROSS SECT SHAPE; 6.5 M LG;40 MM OD;3 MM WALL THK;T5; | CAPRAL | CAPRAL ALUMINIUM CENTRE | 814070 | PURCHASE AS REQUIRED
000012428 | TAPE,PRESSURE SENSITIVE ADHESIVE | DOUBLE SIDED;BLACK;12 MM W,66 M LG,0.8 MM THK;24 ROLLS PER CARTON,PACK WEIGHT 9.0 KG; | ATOMSUPP | ATOM SUPPLY | 33760001 | CURRENT
000012428 | TAPE,PRESSURE SENSITIVE ADHESIVE | DOUBLE SIDED;BLACK;12 MM W,66 M LG,0.8 MM THK;24 ROLLS PER CARTON,PACK WEIGHT 9.0 KG; | CORPEXPR | CORPORATE EXPRESS PO BOX 346 RICHLANDS | 87092150 | CURRENT
000012431 | SUPPORT,ELEC EQUIP | STEEL,GDE 250;GALV;100 MM W;75 MM H; W/16 MM DIA HOLE & SLOT EACH END; 10 (UA) UNEQUAL ANGLE;AS3679; 1400 MM LG;USED AS RMU SUPPORT STEEL; | HAYMAN | HAYMANS INDUSTRIES PTY LTD | 12431 | CURRENT
000012431 | SUPPORT,ELEC EQUIP | STEEL,GDE 250;GALV;100 MM W;75 MM H; W/16 MM DIA HOLE & SLOT EACH END; 10 (UA) UNEQUAL ANGLE;AS3679; 1400 MM LG;USED AS RMU SUPPORT STEEL; | GREATWST |  | 12431 | CURRENT
000012435 | CUTTER,STEEL STRAPPING | STRAIGHT BLADE;METAL PACKING STRAP CUTTING; | STATEWD | STATEWIDE FSTNERS & ENG SPLS PL | PDC7004 | CURRENT
000012435 | CUTTER,STEEL STRAPPING | STRAIGHT BLADE;METAL PACKING STRAP CUTTING; | PROMARK | PROMARK PACKAGING PTY LTD GEEBUNG | DC7004 | CURRENT
000012437 | HANDLE,DOOR | CAST STEEL ALLOY,CHROME;T SHAPED; NON LOCKING 180 DEG TURN WITH VERTICAL MOUNT; | MPOROUKE |  | 999 PLAIN FRONT FIXING | CURRENT
000012439 | SETSCREW | STEEL;ZINC PLATED;HEX HD;FLAT POINT;M8; ISO M;20 MM LG;BOX OF 200; | AJAXFAST | DO NOT USE | SETSCREW M8 | PHASING
000012444 | WASHER,FLAT | STEEL;ZINC PLATED;M8 BOLT SIZE; Pack of 1000 | HOBSON | HOBSON ENGINEERING CO PTY LTD 393904 | FSWRMSZM08 | CURRENT
000012444 | WASHER,FLAT | STEEL;ZINC PLATED;M8 BOLT SIZE; Pack of 1000 | STATEWD | STATEWIDE FSTNERS & ENG SPLS PL | WFZM817 | CURRENT
000012445 | WASHER,FLAT | NYLON;M6 BOLT SIZE;Pack of 200. | HOBSON | HOBSON ENGINEERING CO PTY LTD 393904 | WR66PM060120010 | CURRENT
000012445 | WASHER,FLAT | NYLON;M6 BOLT SIZE;Pack of 200. | STATEWD | STATEWIDE FSTNERS & ENG SPLS PL | WFBM6 | CURRENT
000012448 | SEAL,RUBBER STRIP. | 25 M OR 50 M ROLL; | MPOROUKE |  | 66-040 | PHASING
000012450 | INTERRUPTER,VACUUM | 12 KV;800 AMP;TO SUIT HAWKER SIDDELEY TYPE FV CIRCUIT BREAKER;AS2006; | ENERGEX | ENERGEX | V801 | CURRENT
000012451 | INTERRUPTER,VACUUM | 12 KV;1600 AMP;TO SUIT HAWKER SIDDELEY TYPE FV CIRCUIT BREAKER;AS2006; | ENERGEX | ENERGEX | V501 | CURRENT
000012454 | FUSE,CARTRIDGE | ;57.0 MM LG,22.2 MM DIA;100 AMP;415 V AC ;33 KA RATED BREAKING CAPACITY;AS2005, PT 10,ASTA 20 CERTIFIED;PACK OF 20,PACK WEIGHT 15 KG,PALLET OF 2000;SUIT | FLOWLINE | FLOWLINE INDUSTRIES PTY LTD | EM782090 | CURRENT
000012461 | RELAY,PILOT SUPERVISION. | 1 PSVN SEND RELAY;110 V AC;DO CASE; 5 KV ISOLATION;IEC255;ITEM 10 OF CONTRACT C44/83; | REYROLLE |  | SOLKOR RF | MAINTENANCE STOCK
000012463 | TAPE,PRESSURE SENSITIVE ADHESIVE | DOUBLE SIDED;BLACK;24 MM W,61 M LG, 0.8 MM THK;CARTON OF 12,PACK WEIGHT 9.0 KG; | ATOMSUPP | ATOM SUPPLY | 33760002 | CURRENT
000012463 | TAPE,PRESSURE SENSITIVE ADHESIVE | DOUBLE SIDED;BLACK;24 MM W,61 M LG, 0.8 MM THK;CARTON OF 12,PACK WEIGHT 9.0 KG; | CORPEXPR | CORPORATE EXPRESS PO BOX 346 RICHLANDS | 87092153 | CURRENT
000012464 | WASHER,LOCK | EXT TOOTH,FLAT TYPE;STEEL,MILD;ZINC PLATED;M12 BOLT SIZE;23.82 MM OD;BAKED & HARDENED TO 55 ON ROCKWELL SCALE; ;2 = 1 SET;U/W M12 BOLTS,TO ATTACH OMEGA | STATEWD | STATEWIDE FSTNERS & ENG SPLS PL | WDLM12 | CURRENT
000012465 | INSULATION SLEEVING,ELECTRICAL | POLYOLEFIN,HEAT SHRINKABLE;110 MM MIN ID EXP,29 MM MAX ID RECOVERED;3.3 MM MIN THK RECOVERED;300 MM LG;BLACK;MELTABLE INNER LINING;FOR 630 SQ MM 11 KV XLPE | LEGEND | LEGEND POWER SYSTEMS | SMDW120/35TK-300 | CURRENT
000012465 | INSULATION SLEEVING,ELECTRICAL | POLYOLEFIN,HEAT SHRINKABLE;110 MM MIN ID EXP,29 MM MAX ID RECOVERED;3.3 MM MIN THK RECOVERED;300 MM LG;BLACK;MELTABLE INNER LINING;FOR 630 SQ MM 11 KV XLPE | TECONN | TE CONNECTIVITY LTD | MWTM-115/34-300/S(S10) | CURRENT
000012466 | BRACKET,ANGLE | L SHAPED BRACKET;STEEL,FLAT MILD;GALV; FOR SUPPORTING SERVICE BRIDGING CABLES ON CROSSARMS;BAGS OF 100, WEIGHT 5.0 KG; ;FOR LV BRIDGING SUPPORT ON CROSSARMS; | SEWELFRG | GREG SEWELL FORGINGS PTY LTD | 6145 | CURRENT
000012468 | ADAPTOR,POLE TO INSULATOR. | FIXED BOW TYPE;M16 & M20 STEEL,GDE 250; GALV;220 MM LG,56 MM W,136 MM H;20 DEG MIN RAD;FOR ATTACHING DISC INSULATOR TO CONCRETE POLE,W/STAINLESS STEEL | HAYMAN | HAYMANS INDUSTRIES PTY LTD | 12468 | CURRENT
000012468 | ADAPTOR,POLE TO INSULATOR. | FIXED BOW TYPE;M16 & M20 STEEL,GDE 250; GALV;220 MM LG,56 MM W,136 MM H;20 DEG MIN RAD;FOR ATTACHING DISC INSULATOR TO CONCRETE POLE,W/STAINLESS STEEL | GLOBAL | GLOBAL MANUFACTURING GROUP | ENERGEX 2896-A4 | CURRENT
000012473 | COIL,ELECTRICAL | CONTACTOR TYPE;240 V;ENCAPSULATED; SUITS (NEW TYPE) CONTACTORS,STOCK CODE 05376 & 05377; | HAWKSIDD | HAWKER SIDDELEY SWITCHGEAR LTD | CL04 P/NO C07689 | PURCHASE AS REQUIRED
000012473 | COIL,ELECTRICAL | CONTACTOR TYPE;240 V;ENCAPSULATED; SUITS (NEW TYPE) CONTACTORS,STOCK CODE 05376 & 05377; | HAWKSIDD | HAWKER SIDDELEY SWITCHGEAR LTD | ARTICLE NO 4422432 | PURCHASE AS REQUIRED
000012475 | BEND,NONMETALLIC RIGID CONDUIT | UPVC;ORANGE;80 MM NOM DIA;LIGHT DUTY; 90 DEG;0.45 M RAD;SOCKET MOULDED ONE END ;MARKED "ELECTRICITY SUPPLY CABLES"; AS2053;PACK OF 1,PACK WEIGHT 1.06 KG; | TRI UGRD | TRI UNDERGROUND AUSTRALIA PTY LTD | LDE8090450MFS | CURRENT
000012475 | BEND,NONMETALLIC RIGID CONDUIT | UPVC;ORANGE;80 MM NOM DIA;LIGHT DUTY; 90 DEG;0.45 M RAD;SOCKET MOULDED ONE END ;MARKED "ELECTRICITY SUPPLY CABLES"; AS2053;PACK OF 1,PACK WEIGHT 1.06 KG; | HAYMANS | HAYMANS ELECTRICAL | CONX80LD450R90MF | CURRENT
000012475 | BEND,NONMETALLIC RIGID CONDUIT | UPVC;ORANGE;80 MM NOM DIA;LIGHT DUTY; 90 DEG;0.45 M RAD;SOCKET MOULDED ONE END ;MARKED "ELECTRICITY SUPPLY CABLES"; AS2053;PACK OF 1,PACK WEIGHT 1.06 KG; | VINIDEX |  | 32083 | CURRENT
000012478 | COUPLING,ADAPTOR,NONMETALLIC CONDUIT | RIGID UPVC;ORANGE;40 MM;HEAVY DUTY;TO 40 MM HVY DUTY CONDUIT;DOUBLE ENDED SOCKET AS2053;PACK OF 20,PACK WEIGHT 0.2 KG; | TRI UGRD | TRI UNDERGROUND AUSTRALIA PTY LTD | HDE40COUPFF | CURRENT
000012478 | COUPLING,ADAPTOR,NONMETALLIC CONDUIT | RIGID UPVC;ORANGE;40 MM;HEAVY DUTY;TO 40 MM HVY DUTY CONDUIT;DOUBLE ENDED SOCKET AS2053;PACK OF 20,PACK WEIGHT 0.2 KG; | HAYMANS | HAYMANS ELECTRICAL | CONXC40HD | CURRENT
000012478 | COUPLING,ADAPTOR,NONMETALLIC CONDUIT | RIGID UPVC;ORANGE;40 MM;HEAVY DUTY;TO 40 MM HVY DUTY CONDUIT;DOUBLE ENDED SOCKET AS2053;PACK OF 20,PACK WEIGHT 0.2 KG; | VINIDEX |  | 31200 | CURRENT
000012483 | WASHER,FLAT | STAINLESS STEEL,GDE 304 OR 316;M12 BOLT SIZE,13.5 MM ID;44.5 MM OD;6 MM THK; BOX OF 100;FOR U/W 400 & 600 SQ MM LUGS, STOCK CODES 10887 & 10888;REFER UJ | HOBSON | HOBSON ENGINEERING CO PTY LTD 393904 | WX16PLM12 | CURRENT
000012483 | WASHER,FLAT | STAINLESS STEEL,GDE 304 OR 316;M12 BOLT SIZE,13.5 MM ID;44.5 MM OD;6 MM THK; BOX OF 100;FOR U/W 400 & 600 SQ MM LUGS, STOCK CODES 10887 & 10888;REFER UJ | SUMMIT | SUMMIT GROUP | 6WRMS212044.506 | CURRENT
000012483 | WASHER,FLAT | STAINLESS STEEL,GDE 304 OR 316;M12 BOLT SIZE,13.5 MM ID;44.5 MM OD;6 MM THK; BOX OF 100;FOR U/W 400 & 600 SQ MM LUGS, STOCK CODES 10887 & 10888;REFER UJ | STATEWD | STATEWIDE FSTNERS & ENG SPLS PL | WSS4M12 | CURRENT
000012485 | RUBBER MATTING,SOLID. | RAW NATURAL/SYNTHETIC;GREY;3 MM THK, 1 MM TREAD PATT;915 MM W,5.4 M LG;RAISED DIAMOND PATT,SMOOTH REVERSE;AS/NZS2978- 1995 CLASS B;MAX WORKING 650 V AC OR DC; | QLDRUBB |  | 12485 | PURCHASE AS REQUIRED
000012486 | RELAY,ELECTROMAGNETIC | CIRCUIT BREAKER TYPE;32 V DC COIL;LIMIT SWITCH AUX;MEIDENSHA CB TYPE VBE,12 KV; | NHP | NHP ELECTRICAL ENGINEERING | CA712CM2248VDC | CURRENT
000012770 | CABLE,POWER,ELECTRICAL | 6.35/11 KV;35 SQ MM;COMPACTED AL;3 CORE; XLPE INSULATED,BLACK HDPE SHEATH;19/2.00 SC/GZ CATENARY;LIGHT DUTY COPPER WIRE SCREENED HV-ABC;AS3599.1;500 M DRUM, | MIDLANDS | MIDLAND METALS | MMO-11KV HVABC 3X35 AL X HDPE | CURRENT
000012770 | CABLE,POWER,ELECTRICAL | 6.35/11 KV;35 SQ MM;COMPACTED AL;3 CORE; XLPE INSULATED,BLACK HDPE SHEATH;19/2.00 SC/GZ CATENARY;LIGHT DUTY COPPER WIRE SCREENED HV-ABC;AS3599.1;500 M DRUM, | MIDMETAL |  | MMO-11KV HVABC 3X35 AL X HDPE | CURRENT
000012770 | CABLE,POWER,ELECTRICAL | 6.35/11 KV;35 SQ MM;COMPACTED AL;3 CORE; XLPE INSULATED,BLACK HDPE SHEATH;19/2.00 SC/GZ CATENARY;LIGHT DUTY COPPER WIRE SCREENED HV-ABC;AS3599.1;500 M DRUM, | OLEX | OLEX AUSTRALIA PTY LTD | CABLE POWER 35 SQ MM 3 CORE | CURRENT
000012771 | CABLE,POWER,ELECTRICAL | 6.35/11 KV;120 SQ MM;COMPACTED AL;3 CORE ;XLPE INSULATED,BLACK HDPE SHEATH; 19/2.00 SC/GZ CATENARY;LIGHT DUTY COPPER WIRE SCREENED HV-ABC;AS3599.1;500 M | MIDLANDS | MIDLAND METALS | MMO-11KV HVABC 3X120 AL X HDPE | CURRENT
000012775 | CLAMP,SUSPENSION,ELEC CONDUCTOR | ANGLE;HV ABC CABLE;CATENARY-SUPPORTED; 7/4.50 MM AAAC OR 19/2.00 MM SC/GZ; 0-30 DEG DEVIATION;BOX OF 1; | PLP AUST | PREFORMED LINE PRODUCTS (AUST) | IBSH1060 | CURRENT
000012779 | HOOK,SUPPORT | GAINBASE MTG;STEEL;GALV;20 MM DIA ROD; R15 MIN PIGTAIL;OR STRAP ATTACHMENT TO POLES,FOR USE WITH LV ABC;PACK OF 50,PALLET WEIGHT 65; | SEWELFRG | GREG SEWELL FORGINGS PTY LTD | 6385 | CURRENT
000012780 | CABLE,POWER,ELECTRICAL | 6.35/11 KV;70 SQ MM;COMPACTED AL;3 CORE ;XLPE INSULATED,COPPER WIRE SCREENED BLACK XLPE/HDPE;19/2.00 SC/GZ CATENARY; AERIAL BUNDLED CABLE;AS3599.1; | OLEX | OLEX AUSTRALIA PTY LTD | CABLE,POWER,70 SQ MM 3 CORE | PURCHASE AS REQUIRED
000012782 | SLEEVE,COMPRESSION | PRE-INSULATED FULL TENSION COMPRESSION; INSULATED AL ALLOY;COMPACTED AL;95 SQ MM LV ABC;FOR NON-TENSION APPLICATIONS ALSO ;BOX OF 10;U/W DIE,STOCK CODE 17975; | TYCO | TYCO | MJPT95 ALUS | CURRENT
000012782 | SLEEVE,COMPRESSION | PRE-INSULATED FULL TENSION COMPRESSION; INSULATED AL ALLOY;COMPACTED AL;95 SQ MM LV ABC;FOR NON-TENSION APPLICATIONS ALSO ;BOX OF 10;U/W DIE,STOCK CODE 17975; | SICAME | SICAME AUSTRALIA PTY LTD | MJPT95-21 | CURRENT
000012783 | BOLT,HOOK | STEEL;GALV;M20;ISO M;300 MM LG;R15 MIN PIGTAIL;W/NUT & WASHER;W/COLLAR; BAGS OF 5,PACK WEIGHT 10 KG; USE WITH LVABC; | HAYMAN | HAYMANS INDUSTRIES PTY LTD | 12783 | CURRENT
000012783 | BOLT,HOOK | STEEL;GALV;M20;ISO M;300 MM LG;R15 MIN PIGTAIL;W/NUT & WASHER;W/COLLAR; BAGS OF 5,PACK WEIGHT 10 KG; USE WITH LVABC; | SEWELFRG | GREG SEWELL FORGINGS PTY LTD | BOLT,HOOK | CURRENT
000012784 | SHIELD,EXPANSION | POLYAMIDE;IMPACT ANCHOR;5 MM HOLE DIA; STAINLESS STEEL SCREW INSERT;33 MM LG; ;PACK OF 100;USED FOR FIXING 3.18 X 38 MM COPPER STRIP IN SUBSTATIONS; | STATEWD | STATEWIDE FSTNERS & ENG SPLS PL | M39S535 | CURRENT
000012786 | REGULATOR,STEP VOLTAGE | 11 KV;SINGLE PHASE;50 HZ;200 AMP;ONAN; + OR - 10%;32 STEPS OF .625%;POLE MTG;HV BUSHINGS;MICROPROCESSOR CONTROL CABINET TYPE CL-2 & 5 M CONTROL CABLE;USED IN | MCGRAWED |  | TYPE VR-32 | PHASING
000012788 | TERMINAL,LUG | DRILLED PALM,CAST OR FORGED CIRCULAR ALUMINIUM CRIMP TYPE;FOR ANY 120 SQ MM STRANDED CONDUCTOR;FOR M12 BOLT SIZE; PRE-FILLED W/JOINTING COMPOUND;PACK OF | TYCO | TYCO | H15139/1 | CURRENT
000012788 | TERMINAL,LUG | DRILLED PALM,CAST OR FORGED CIRCULAR ALUMINIUM CRIMP TYPE;FOR ANY 120 SQ MM STRANDED CONDUCTOR;FOR M12 BOLT SIZE; PRE-FILLED W/JOINTING COMPOUND;PACK OF | LEGEND | LEGEND POWER SYSTEMS | AL 120-12 | CURRENT
000012788 | TERMINAL,LUG | DRILLED PALM,CAST OR FORGED CIRCULAR ALUMINIUM CRIMP TYPE;FOR ANY 120 SQ MM STRANDED CONDUCTOR;FOR M12 BOLT SIZE; PRE-FILLED W/JOINTING COMPOUND;PACK OF | CABLACES | CABLACES | AL 120-12 | CURRENT
000012800 | SHEET,METAL | ALUMINIUM ALLOY GDE 5005-H34;LINISH FINISH ONE SIDE ONLY;TO BE SLIP SHEETED; 2400 MM LG;1200 MM W;2 MM THK; | ALCAN | CAPRAL ALUMINIUM CENTRES | SHEET,METAL 5005-H34 | PHASING
000012800 | SHEET,METAL | ALUMINIUM ALLOY GDE 5005-H34;LINISH FINISH ONE SIDE ONLY;TO BE SLIP SHEETED; 2400 MM LG;1200 MM W;2 MM THK; | ARTCRAFT | ARTCRAFT PTY LTD | SB-056 | PHASING
000012888 | CAN,UTILITY | PLASTIC;6 L GASOLINE/2-1/2 L OIL; 2 COMPARTMENT,W/2 SCREW CAPS; FOR CHAINSAW;PACK OF 1; | STATEWD | STATEWIDE FSTNERS & ENG SPLS PL | SSED20 | CURRENT
000012888 | CAN,UTILITY | PLASTIC;6 L GASOLINE/2-1/2 L OIL; 2 COMPARTMENT,W/2 SCREW CAPS; FOR CHAINSAW;PACK OF 1; | KEYLINE | KEY-LINE DISTRIBUTORS PTY LTD | SCEPTRE COMBO6/25 | CURRENT
000012888 | CAN,UTILITY | PLASTIC;6 L GASOLINE/2-1/2 L OIL; 2 COMPARTMENT,W/2 SCREW CAPS; FOR CHAINSAW;PACK OF 1; | ATOMSUPP | ATOM SUPPLY | 03615(J63) | CURRENT
000012889 | NUT,PLAIN,HEXAGON | STAINLESS STEEL,GDE 304;STD;M8;ISO M; AS1444;BOX OF 100,PACK WEIGHT 0.52 KG; | HOBSON | HOBSON ENGINEERING CO PTY LTD 393904 | NH04PCM08 | CURRENT
000012889 | NUT,PLAIN,HEXAGON | STAINLESS STEEL,GDE 304;STD;M8;ISO M; AS1444;BOX OF 100,PACK WEIGHT 0.52 KG; | STATEWD | STATEWIDE FSTNERS & ENG SPLS PL | NES4M8 | CURRENT
000012893 | INSULATION SLEEVING,ELEC,SPECIAL PURPOSE | RIGHT ANGLE;HV,HEAT SHRINK;10 TO 25 MM DIA,50 MM LG,CABLE END;32 TO 70 MM DIA, 115 MM LG,BUSHING END;KIT OF 3;UJ MANUAL 2.09 D (25 & 35 SQ MM);PACK OF 1; | TECONN | TE CONNECTIVITY LTD | RSRB-4042 | CURRENT
000012898 | MOTOR,DIRECT CURRENT. | CIRCUIT BREAKER CLOSING SPRING CHARGING TYPE;110 V DC;TO SUIT MITSUBISHI TYPE 10VPR25B CIRCUIT BREAKER; | MITSBISH | MITSUBISHI | MOTOR,DIRECT 110 V DC | PURCHASE AS REQUIRED
000012902 | INSULATION SLEEVING,ELEC,SPECIAL PURPOSE | STRAIGHT,STEPPED;HV,HEAT SHRINK;10 TO 25 MM DIA,50 MM LG,SMALL DIA END;32 TO 70 MM DIA,115 MM LG,LARGE DIA END;KIT OF 1; UJ MANUAL 2.0902 D (25, 35 & 70 SQ MM); | TECONN | TE CONNECTIVITY LTD | RSRB-4022 | CURRENT
000012906 | STRAP,RETAINING | STEEL;GALV;U-BAND TYPE "A";65 MM O/A W; 300 MM O/A LG;C/W 25 MM NB TUBE FOR CLAMPING; | ENERGEX | ENERGEX | STRAP,RETAINING,U BAND | PHASING
000012917 | ADAPTOR PLATE | Pole Plate 130 x 50 x 16mm, M16 Tapped Hole in Centre, Bar 20mm Dia x 130mm Lg, Galv Steel, for attaching to Concrete or Wood Poles, Pack of 10, Dwg 2989-A4(scm) | HAYMAN | HAYMANS INDUSTRIES PTY LTD | 12917 | CURRENT
000012917 | ADAPTOR PLATE | Pole Plate 130 x 50 x 16mm, M16 Tapped Hole in Centre, Bar 20mm Dia x 130mm Lg, Galv Steel, for attaching to Concrete or Wood Poles, Pack of 10, Dwg 2989-A4(scm) | GLOBAL | GLOBAL MANUFACTURING GROUP | ENERGEX-2689-A4 | CURRENT
000012932 | WASHER,FLAT | LEAD;M24 BOLT SIZE,26 MM ID;50 MM OD; 1.8 MM NOM THK;BAG OF 50,TOTAL PACK WEIGHT - 26 KG;FOR U/W LV & 11 KV REEL INSULATORS; | COVENTRY | COVENTRY FASTENERS QLD | 13047 | CURRENT
000012949 | CHARGER,BATTERY | AUTOMATIC CONSTANT POTENTIAL;240 V AC INPUT;24 V 10 AMP DC OUTPUT;FREE STANDING;W/STORAGE SPACE FOR STANDBY BATTERIES UP TO 38 A/HR U/W CONTROL | CHLORIDE |  | P24-10H | PURCHASE AS REQUIRED
000012949 | CHARGER,BATTERY | AUTOMATIC CONSTANT POTENTIAL;240 V AC INPUT;24 V 10 AMP DC OUTPUT;FREE STANDING;W/STORAGE SPACE FOR STANDBY BATTERIES UP TO 38 A/HR U/W CONTROL | ERICSNLM |  | CHARGER BATTERY 240 V10 AMP | PURCHASE AS REQUIRED
000012950 | CLAMP,ELECTRICAL | Fence Earth, Single Bolt, Cable to Pipe, for 50 to 120mm2 Single Conductor to 40mm NB Pipe, High Cu Alloy Body, c/w S/Steel U-Bolt, Nuts & Washers, for | HYLEC | HYLEC PTY LTD | ECP48 | CURRENT
000012951 | CLAMP,PARALLEL,ELECTRICAL CONNECTOR. | BARE CONDUCTOR;HIGH COPPER ALLOY BODY; 70-150 SQ MM;10.7-15.75 MM DIA;1 BOLT; UJ MAN 2.303 SHT 4,O/H TO POLE TERM; PACK OF 20,PACK WEIGHT 10 KG; | HYLEC | HYLEC PTY LTD | PG70150 | CURRENT
000012952 | CONNECTOR,COMPRESSION | Profile C, Cu, Conductor 70-95mm2, Earth Rod 13mm Dia, Die Set DU1315, Bag of 50 (scm) | PLP AUST | PREFORMED LINE PRODUCTS (AUST) | D-CEC095 | CURRENT
000012952 | CONNECTOR,COMPRESSION | Profile C, Cu, Conductor 70-95mm2, Earth Rod 13mm Dia, Die Set DU1315, Bag of 50 (scm) | DULMISON | DULMISON (AUST) PTY LTD | CEC095 | CURRENT
000012953 | CONNECTOR,ELEC,PARALLEL COMPRESSION | COMPRESSION TYPE;COPPER;50 - 70 SQ MM STRANDED CABLE;50 - 70 SQ MM STRANDED CABLE;BAG OF 50,PACK WEIGHT 3.25 KG;FOR EARTH GRIDS;USE DIE STOCK CODE 15126; | PLP AUST | PREFORMED LINE PRODUCTS (AUST) | D-CEC070 | CURRENT
000012953 | CONNECTOR,ELEC,PARALLEL COMPRESSION | COMPRESSION TYPE;COPPER;50 - 70 SQ MM STRANDED CABLE;50 - 70 SQ MM STRANDED CABLE;BAG OF 50,PACK WEIGHT 3.25 KG;FOR EARTH GRIDS;USE DIE STOCK CODE 15126; | DULMISON | DULMISON (AUST) PTY LTD | CEC070 | CURRENT
000012955 | SIGN | TESTING AND EARTHING TO BE CARRIED OUT THRU APERTURE;ABS PLASTIC;SCREEN PRINTED;250 MM LG,150 MM W,3 MM THK; FOR U/W AF COUPLING EQUIPMENT;PACK OF 1; | ARTCRAFT | ARTCRAFT PTY LTD | 12955 | CURRENT
000012955 | SIGN | TESTING AND EARTHING TO BE CARRIED OUT THRU APERTURE;ABS PLASTIC;SCREEN PRINTED;250 MM LG,150 MM W,3 MM THK; FOR U/W AF COUPLING EQUIPMENT;PACK OF 1; | CUTLER | CUTLER BRANDS PTY LTD | ENERGE-12955 | CURRENT
000012956 | SIGN | WARNING - DO NOT REMOVE SCREEN UNTIL EQUIPMENT IS TESTED AND EARTHED;ABS PLASTIC SCREEN PRINTED;360 MM LG,200 MM W,3 MM THK;AS1319-1983;FOR U/W AF | UES | UTILITY ENGRAVING & SIGNS | WARNING - DO NOT REMOVE | PURCHASE AS REQUIRED
000012962 | FUSE,CARTRIDGE | FERRULE;32 MM LG,6.35 MM DIA CAP (SIZE 0);15 AMP;415 V AC;33 KA BREAKING CAP MOD SPEC DEF-63-A,BS 1361; PACK OF 10;USER PROTECTION USED IN TEST | CNWPL | CNW PL - SLACKS CREEK | BUS011-9926 | CURRENT
000012962 | FUSE,CARTRIDGE | FERRULE;32 MM LG,6.35 MM DIA CAP (SIZE 0);15 AMP;415 V AC;33 KA BREAKING CAP MOD SPEC DEF-63-A,BS 1361; PACK OF 10;USER PROTECTION USED IN TEST | CNWPL | CNW PL - SLACKS CREEK | 011-9926 | CURRENT
000012962 | FUSE,CARTRIDGE | FERRULE;32 MM LG,6.35 MM DIA CAP (SIZE 0);15 AMP;415 V AC;33 KA BREAKING CAP MOD SPEC DEF-63-A,BS 1361; PACK OF 10;USER PROTECTION USED IN TEST | BUSSMANN | BUSSMANN MANUFACTURING | 011-9926 | CURRENT
000012963 | STRAP,METAL | FOR EARTHING SUBSTATION GATES & AFLC CUBICLES;FLEXIBLE COPPER BRAID W/COPPER TERMINAL AT EA END,250 LG MM;TYPE 1 TO DWG; | HYLEC | HYLEC PTY LTD | TME35220-12 | CURRENT
000012964 | INSULATION SLEEVING,ELECTRICAL | POLYOLEFIN,HEAT SHRINKABLE;84 MM MIN ID EXP,25 MM MAX ID REC;2.5 MM MIN THK REC; 1.2 M LG;BLACK;MELTABLE INNER LINING;FOR 33 KV HSL CABLE JOINT & TERMINATIONS; | LEGEND | LEGEND POWER SYSTEMS | SMDW92/26TK-EX | CURRENT
000012964 | INSULATION SLEEVING,ELECTRICAL | POLYOLEFIN,HEAT SHRINKABLE;84 MM MIN ID EXP,25 MM MAX ID REC;2.5 MM MIN THK REC; 1.2 M LG;BLACK;MELTABLE INNER LINING;FOR 33 KV HSL CABLE JOINT & TERMINATIONS; | TECONN | TE CONNECTIVITY LTD | MWTM-85/25-1200/S(S5) | CURRENT
000012976 | TRANSFORMER,ISOLATION,AUDIO FREQUENCY. | 15 KVA;1050 HZ;475/300 V;12 KV NOM INSUL V;8.5 AMP CONTINUOUS 50 HZ;20% MAG CURRENT;ONAN;C/W AF VOLTS ADJ W/3 COARSE & 3 FINE TAPPINGS;FROM EX-BCC 14 | ZELLWEGR |  | DOS/I 15TON | MAINTENANCE STOCK
000012979 | COIL,TUNING,AUDIO FREQUENCY. | 10 MH;30 AMP MAX @ 1050 HZ;5.9 AMP CONTINUOUS @ 50 HZ;17% DUTY CYCLE;HIGH INSULATED LOW LOSS LITZ WIRE WINDINGS; FROM EX-BCC 14 KW COUPLING CELL;TO | ZELLWEGR |  | COIL,TUNING,30 AMP | PHASING
000012980 | CAPACITOR UNIT. | 7 KV;SINGLE PHASE;2.7 UF PER PHASE;5.9 AMP CONT @ 50 HZ;40 AMP MAX @ 1050 HZ; 17% DUTY CYCLE;;NON PCB INPREGNANT; 2 BUSHING PER UNIT;COUPLING CAPACITOR | ZELLWEGR |  | MP15OM23 | MAINTENANCE STOCK
000012980 | CAPACITOR UNIT. | 7 KV;SINGLE PHASE;2.7 UF PER PHASE;5.9 AMP CONT @ 50 HZ;40 AMP MAX @ 1050 HZ; 17% DUTY CYCLE;;NON PCB INPREGNANT; 2 BUSHING PER UNIT;COUPLING CAPACITOR | ABB | ABB FAN PTY LTD | CHE | MAINTENANCE STOCK
000012984 | SUPERVISION DEVICE,AUDIO FREQUENCY. | CURRENT SUPERVISION;INST,K22 SYSTEM,ADJ SETTING;48 V AC AUX;1 NO SR CONT;METAL CASE;SURFACE MTG;ELECTRONIC TYPE,FROM EX-BCC ZELLWEGER EQPT;ZELLWEGER DWG | ZELLWEGR |  | UNKNOWN | PHASING
000012987 | SIGN | DANGER-LIVE HV LINES AND APPARATUS ABOVE ;ABS PLASTIC;SCREEN PRINTED;360 MM LG, 400 MM W,3 MM THK;RED,WHITE & BLACK; W/2 M OF NO. 10,8 MM DIA SASHCORD;REFER | CUTLER | CUTLER BRANDS PTY LTD | ENERGE-12987 | PHASING
000012998 | TRANSFORMER,EARTHING | 11 KV;3 PHASE;50 HZ;ONAN;INTERCONNECTED STAR;2500 AMP FOR 10 SEC;9 OHMS PER PHASE;C/W 1 X 400/200/5 AMP CT & 1 X 2000/1600/800/1.67 AMP CT'S; | ABB | ABB FAN PTY LTD | STAR;2500 AMP | PURCHASE AS REQUIRED
000012998 | TRANSFORMER,EARTHING | 11 KV;3 PHASE;50 HZ;ONAN;INTERCONNECTED STAR;2500 AMP FOR 10 SEC;9 OHMS PER PHASE;C/W 1 X 400/200/5 AMP CT & 1 X 2000/1600/800/1.67 AMP CT'S; | REFER |  | PLANT MANAGEMENT SYSTEM | PURCHASE AS REQUIRED
000013005 | RELAY,PROTECTION INSTANT EARTH FAULT | REYROLLE 2TJM10;EF;5 AMP;MTG FLUSH & RACK;ORDER ON PROTECTION MANAGER APPROVAL ONLY; | REYROLLE |  | 2TJM10 | PHASING
000013008 | TERMINATION,ELECTRICAL POWER CABLE | 110 KV;SF6 IMMERSED;SINGLE PHASE;FOR 400 SQ MM,COPPER CONDUCTOR,OIL FILLED,PAPER INSULATED CABLE;MOULDED INSULATOR; SECURITY STOCK F779,826 SUB BBH, | DAINICHI |  | JI 20005 DWG E-246 | STRATEGIC SPARE
000013016 | CONTACTOR | 4 POLE;500 V AC;20 AMP;24 V DC COIL;N/O ;PANEL OR TH35 RAIL MTG;FOR PROTECTIVE COVER (REFER STOCK CODE 13017); PACK OF 1; | ALSTOM | ALSTOM GRID AUSTRALIA LIMITED | 4ALSMCO-22E240 | PHASING
000013017 | COVER,PROTECTIVE,CONTACTOR. | PLASTIC,HARD;CLIP ON MTG;CLEAR;TO FIT GEC MCO CONTACTOR STOCK CODE 13016; PACK OF 1; | ALSTOM | ALSTOM GRID AUSTRALIA LIMITED | ZM0270 | PHASING
000013020 | VOLTMETER. | DC;MOVING COIL;QUADRANT SCALE;0-150 V RANGE;CLASS 1.5;1000 OHMS PER V;96 MM SQ;FLUSH PANEL MTG;FITTED W/ANTIGLARE GLASS;AS1042-1.5; | PATOELEC |  | S96Q | PURCHASE AS REQUIRED
000013020 | VOLTMETER. | DC;MOVING COIL;QUADRANT SCALE;0-150 V RANGE;CLASS 1.5;1000 OHMS PER V;96 MM SQ;FLUSH PANEL MTG;FITTED W/ANTIGLARE GLASS;AS1042-1.5; | CROMPTON | CROMPTON INSTRUMENTS (AUST) PTY LTD | 244-01VG | PURCHASE AS REQUIRED
000013023 | LINK,FUSEHOLDER BRIDGING. | 20 AMP;FLAT COPPER HC;60 MM LG,12.5 MM W ,1.5 MM THK (NOM SIZE);SUITABLY SHAPED TO FIT A GEC SC32 CLIP-IN TYPE FUSEHOLDER;PACK OF 1;SUIT FUSEHOLDERS | FUSECO | FUSECO PTY LTD | FB20/32LINK | CURRENT
000013023 | LINK,FUSEHOLDER BRIDGING. | 20 AMP;FLAT COPPER HC;60 MM LG,12.5 MM W ,1.5 MM THK (NOM SIZE);SUITABLY SHAPED TO FIT A GEC SC32 CLIP-IN TYPE FUSEHOLDER;PACK OF 1;SUIT FUSEHOLDERS | HAYMANS | HAYMANS ELECTRICAL | EEFSC20/32LINK | CURRENT
000013023 | LINK,FUSEHOLDER BRIDGING. | 20 AMP;FLAT COPPER HC;60 MM LG,12.5 MM W ,1.5 MM THK (NOM SIZE);SUITABLY SHAPED TO FIT A GEC SC32 CLIP-IN TYPE FUSEHOLDER;PACK OF 1;SUIT FUSEHOLDERS | ALSTOM | ALSTOM GRID AUSTRALIA LIMITED | EEFSC20/32LINK | CURRENT
000013024 | LINK,FUSEHOLDER BRIDGING. | 32 AMP;FLAT COPPER HDHC;85 MM LG,8 MM W, 2 MM THK (NOM SIZE);SUITABLE FOR FITTING TO A GEC RS32 FUSEHOLDER;2 X 5 MM DIA HOLES DRILLED 73 MM CENTRES;PACK SIZE 1 | REXEL | REXEL PTY LTD | BUSRS32CLINK | CURRENT
000013024 | LINK,FUSEHOLDER BRIDGING. | 32 AMP;FLAT COPPER HDHC;85 MM LG,8 MM W, 2 MM THK (NOM SIZE);SUITABLE FOR FITTING TO A GEC RS32 FUSEHOLDER;2 X 5 MM DIA HOLES DRILLED 73 MM CENTRES;PACK SIZE 1 | ALSTOM | ALSTOM GRID AUSTRALIA LIMITED | EEFRS32CLINK | CURRENT
000013024 | LINK,FUSEHOLDER BRIDGING. | 32 AMP;FLAT COPPER HDHC;85 MM LG,8 MM W, 2 MM THK (NOM SIZE);SUITABLE FOR FITTING TO A GEC RS32 FUSEHOLDER;2 X 5 MM DIA HOLES DRILLED 73 MM CENTRES;PACK SIZE 1 | REXEL | REXEL PTY LTD | ALSRS32CLINK | CURRENT
000013026 | LINK,FUSEHOLDER BRIDGING. | 100 AMP;FLAT COPPER HDHC;111 MM LG,19 MM W,1.5 MM THK (NOM SIZE);SUITABLE FOR FITTING A GEC RS100 FUSEHOLDER;2 X 7 MM DIA HOLES DRILLED 94 MM CENTRES;SUIT | REXEL | REXEL PTY LTD | P110154-10 | CURRENT
000013026 | LINK,FUSEHOLDER BRIDGING. | 100 AMP;FLAT COPPER HDHC;111 MM LG,19 MM W,1.5 MM THK (NOM SIZE);SUITABLE FOR FITTING A GEC RS100 FUSEHOLDER;2 X 7 MM DIA HOLES DRILLED 94 MM CENTRES;SUIT | CNWPL | CNW PL - SLACKS CREEK | SC20/32LINK | CURRENT
000013026 | LINK,FUSEHOLDER BRIDGING. | 100 AMP;FLAT COPPER HDHC;111 MM LG,19 MM W,1.5 MM THK (NOM SIZE);SUITABLE FOR FITTING A GEC RS100 FUSEHOLDER;2 X 7 MM DIA HOLES DRILLED 94 MM CENTRES;SUIT | ALSTOM | ALSTOM GRID AUSTRALIA LIMITED | EEFRS100C LINK | CURRENT
000013027 | TERMINAL BLOCK | MELAMINE;2 TERMINAL FEED THROUGH TYPE; HVY DUTY;1500 V;65 AMP;RAIL MTG (G32 RAIL SECT);2.5-10 SQ MM CONDUCTOR SIZE;14 MM THK,76.5 MM H,58 MM W;BROWN; | KLIPPON |  | KLI1267.2 | CURRENT
000013027 | TERMINAL BLOCK | MELAMINE;2 TERMINAL FEED THROUGH TYPE; HVY DUTY;1500 V;65 AMP;RAIL MTG (G32 RAIL SECT);2.5-10 SQ MM CONDUCTOR SIZE;14 MM THK,76.5 MM H,58 MM W;BROWN; | CNWPL | CNW PL - SLACKS CREEK | WEI0126720000 | CURRENT
000013028 | END PLATE,TERMINAL BLOCK | TO SUIT KLIPPON HVY DUTY TERMINAL BLOCK TYPE SAKH10;PACK OF 20;REFER STOCK CODE 13027 FOR TERMINAL BLOCK; | HAYMANS | HAYMANS ELECTRICAL | KLI1317.2 | CURRENT
000013028 | END PLATE,TERMINAL BLOCK | TO SUIT KLIPPON HVY DUTY TERMINAL BLOCK TYPE SAKH10;PACK OF 20;REFER STOCK CODE 13027 FOR TERMINAL BLOCK; | KLIPPON |  | KLI1317.2 | CURRENT
000013029 | BRICK,ELECTRICAL POWER CABLE PROTECTION | RECT T SECT;230 MM SQ,75 MM THK;KILN FIRED CLAY;MARKED "ENERGEX ELECTRIC CABLE"; | CLAYPAVE | CLAYPAVE PTY LTD | BRICK,ELECTRICAL RECT T SECT | PURCHASE AS REQUIRED
000013034 | POLE,LINE CONSTRUCTION,CONCRETE | 12.5m Lg, 8kN, Hollow Spun, Type ABC/OH, for Aerial Bundled Cable, 12 per load, Pack weight 1790kg per Pole | ROCLA | ROCLA PTY LTD | SEQ12508 | STRATEGIC SPARE
000013038 | SIGN | BOATMEN LOWER MASTS;ALUMINIUM; REFLECTORIZED;650 MM LG,550 MM W,3 MM THK;BLACK LETTERS 100 MM H & BORDER ON YELLOW BACKGROUND;FOR USE AT BOAT RAMPS; | DENEEFE |  | SIGN BOATMEN LOWER MASTS | PHASING
000013045 | CIRCUIT BREAKER | GENERAL PURPOSE;440 V AC;TP,NON-AUTO; 100 AMP;6 KA BKG CAP;PACK OF 1; | EMAIL |  | QUICKLAG Q3100CN | PHASING
000013047 | PLATE,POLE FILLER. | PLASTIC;BLANK;TO FIT EMAIL LCQ LOAD CENTRE,FOR QUICKLAG CB(S);FOR USE IN BOX ,ELECTRICAL SWITCHBOARD STOCK CODE 13046; | EMAIL |  | LCQ POLE FILLER. | PURCHASE AS REQUIRED
000013048 | CHANNEL,ELEC POWER CABLE SUPPORT BRACKET | STEEL,GALV;1180 MM LG,76 MM W,38 MM D; FOR FIXING OF CABLE SUPPORT BRACKET (STOCK CODE 06609 & 06610) IN CONCRETE JOINT PITS(PIN STOCK CODE 06855); | HAYMAN | HAYMANS INDUSTRIES PTY LTD | 13048 | CURRENT
000013048 | CHANNEL,ELEC POWER CABLE SUPPORT BRACKET | STEEL,GALV;1180 MM LG,76 MM W,38 MM D; FOR FIXING OF CABLE SUPPORT BRACKET (STOCK CODE 06609 & 06610) IN CONCRETE JOINT PITS(PIN STOCK CODE 06855); | MEFCO | MEFCO AUSTRALIA PTY LTD SUNSHINE VIC | 13048 | CURRENT
000013050 | CYLINDER,LOCK | MASTER S3 SERIES;W/O KEYS;SOLID BRASS CYLINDER;CYLINDER ONLY;NO KEYS; KEYED TO MASTER M0444/S3 SYSTEM;SUIT DEADLOCK 213;RETAINING SCREWS S/S;TAIL & CIRCLIP | JLARSEN | J LARSEN PTY LTD (LOCKSMITH) | OZ1/201/CYL/S3 | CURRENT
000013060 | SULPHUR HEXAFLUORIDE,TECHNICAL | SF6 Gas, Technical Grade 100%, Apple Green Body & Shoulder, Size G, Type 31 Valve, 1 Bottle per Skid, valve to be sealed by Manufacture | MONTEDSN |  | SULPHUR | PURCHASE AS REQUIRED
000013060 | SULPHUR HEXAFLUORIDE,TECHNICAL | SF6 Gas, Technical Grade 100%, Apple Green Body & Shoulder, Size G, Type 31 Valve, 1 Bottle per Skid, valve to be sealed by Manufacture | BOC | BOC GASES | 154200 (SF6) | PURCHASE AS REQUIRED
000013092 | CIRCUIT BREAKER | INDOOR/HOR RACKING;VACUUM;TOSHIBA;12 KV; 3 PHASE;630 AMP;25 KA BKG CAP;110 V DC MOTOR CHRG SPRING;110 V DC TRIPPING; | TOSHIBA |  | VK10J25 | CURRENT
000013116 | SWEATBAND,HEADWEAR | TERRY COTTON;PACK OF 20;SWEATBAND FOR USE IN MOST PROTECTOR HELMETS & CAPS; | REXEL | REXEL PTY LTD | TA094 | CURRENT
000013116 | SWEATBAND,HEADWEAR | TERRY COTTON;PACK OF 20;SWEATBAND FOR USE IN MOST PROTECTOR HELMETS & CAPS; | BOC | BOC GASES | TA094 | CURRENT
000013116 | SWEATBAND,HEADWEAR | TERRY COTTON;PACK OF 20;SWEATBAND FOR USE IN MOST PROTECTOR HELMETS & CAPS; | PROTECTR |  | HXTT SB | CURRENT
000013117 | INSULATING COMPOUND,ELECTRICAL | BITUMEN;11 KV PAPER SEPARATOR JOINT; BSI858;10 KG PACK;SUITABLE FOR 11 KV TERM & OTHER JOINTS;ORDER IN MULTIPLES OF 10; | ALSTOM | ALSTOM GRID AUSTRALIA LIMITED | 57016 | CURRENT
000013118 | TAG,MARKER | LEGEND - 11 KV NO TAPS;ALUMINIUM;120 MM LG,100 MM W, 2 MM THK;YELLOW W/RED LEGEND;W/22 MM DIA HOLE;30 MM & 10 MM RED LETTERS ON YELLOW BACKGROUND;FOR U/W | ARTCRAFT | ARTCRAFT PTY LTD | 13118 | CURRENT
000013118 | TAG,MARKER | LEGEND - 11 KV NO TAPS;ALUMINIUM;120 MM LG,100 MM W, 2 MM THK;YELLOW W/RED LEGEND;W/22 MM DIA HOLE;30 MM & 10 MM RED LETTERS ON YELLOW BACKGROUND;FOR U/W | CUTLER | CUTLER BRANDS PTY LTD | ENERGE-13118 | CURRENT
000013122 | LAMP,SODIUM VAPOUR. | HP;150 W;250 V;GES (E40/45) CAP;R SHAPE; HARD GLASS BULB;PACK SIZE 6,PACK WEIGHT 3.2 KG;REFLECTOR SHAPE LAMP; | EYELIGHT | EYE LIGHTING AUSTRALIA PTY LTD | 120100 | CURRENT
000013123 | LAMP,SODIUM VAPOUR. | HP;250 W;250 V;GES (E40/45) CAP;R SHAPE; HARD GLASS BULB;CARTON OF 6,PACK WEIGHT 3.5 KG;REFLECTOR SHAPE LAMP; | EYELIGHT | EYE LIGHTING AUSTRALIA PTY LTD | 120105 | CURRENT
000013124 | LAMP,SODIUM VAPOUR. | HP;400 W;250 V;GES (E40/45) CAP;R SHAPE; HARD GLASS BULB;CARTON OF 6,PACK WEIGHT 3.6 KG;REFLECTOR SHAPE LAMP; | EYELIGHT | EYE LIGHTING AUSTRALIA PTY LTD | 120110 | CURRENT
000013125 | TUBE,METALLIC | ALUMINIUM;PVC OUTER SHEATH;CORRUGATED; 56 MM ID;OIL FILLED CABLE TUBING, 70.5 MM OVER AL,77.5 MM OVER PVC;ON CABLE DRUM;SECURITY STOCK F779,826; | DAINICHI |  | DWG NO AYX-037 | STRATEGIC SPARE
000013133 | PADLOCK | SOLID BRASS CASE,BRASS SHACKLE;45 MM W CASE W/38 MM SHACKLE CLEARANCE;NO KEYS; KEYED ALIKE TO M0444/S5 SYSTEM;BOX OF 20,WEIGHT 6.5 KG;FOR USE ON AIRBREAK | JLARSEN | J LARSEN PTY LTD (LOCKSMITH) | OZ1/234/AB0/S5 | CURRENT
000013136 | CYLINDER,LOCK | MASTER S2 SERIES;W/O KEYS;SOLID BRASS CYLINDER;CYLINDER ONLY ROUND;NO KEYS; KEYED TO MASTER M0444/S2 SYSTEM FOR USE IN SUBSTATIONS;(OZ LOCK);BOX OF 10, | JLARSEN | J LARSEN PTY LTD (LOCKSMITH) | OZ1/201/CYL/S2 | CURRENT
000013138 | CYLINDER,LOCK | KEY-N-KNOB LOCKSET;MASTER S3 SERIES;W/O KEYS;SATIN CHROME FINISH;CYLINDER ONLY; KEYED TO MASTER M0444/S3 SERIES; BOX OF 20,WEIGHT 1.0 KG; | JLARSEN | J LARSEN PTY LTD (LOCKSMITH) | OZ1/530/CYL/S3 | CURRENT
000013142 | CABLE,CONTROL,ELECTRICAL | Control, 450/750V, 4C, 16mm2 PVC/PVC, Black Sheath, (7/1.70) Metre Marked, Numbered Active Cores, 250m Wood Drum, Drum Weight 401kg, AS5000.3 | MIDLANDS | MIDLAND METALS | MMO-4X16 CU PVC PVC UG | CURRENT
000013142 | CABLE,CONTROL,ELECTRICAL | Control, 450/750V, 4C, 16mm2 PVC/PVC, Black Sheath, (7/1.70) Metre Marked, Numbered Active Cores, 250m Wood Drum, Drum Weight 401kg, AS5000.3 | BAMBACH | BAMBACH WIRES & CABLES PTY LTD | T-ENQ 239 | CURRENT
000013142 | CABLE,CONTROL,ELECTRICAL | Control, 450/750V, 4C, 16mm2 PVC/PVC, Black Sheath, (7/1.70) Metre Marked, Numbered Active Cores, 250m Wood Drum, Drum Weight 401kg, AS5000.3 | MIDMETAL |  | MMO-4 X 16 CU PVC PVC UG | CURRENT
000013142 | CABLE,CONTROL,ELECTRICAL | Control, 450/750V, 4C, 16mm2 PVC/PVC, Black Sheath, (7/1.70) Metre Marked, Numbered Active Cores, 250m Wood Drum, Drum Weight 401kg, AS5000.3 | OLEX | OLEX AUSTRALIA PTY LTD | HAHP15RP004CXWW | CURRENT
000013144 | RECLOSER | 12 KV;3 PHASE;50 HZ;400 AMP;6 KA BKG CAP ;4 SHOTS TO L/O;O/C,E/F & SEF PROTECTION ,DYNATRIP MK 2 CMOS;CONCRETE OR WOOD POLE MTG;CT RATIO 200/1 AMP PROT CT,SF6 | BRUSH | BRUSH SWITCHGEAR AUSTRALIA | PMR12 | PURCHASE AS REQUIRED
000013147 | BOLT,HOOK | STEEL;GALV;M20;ISO M;400 MM LG;R15 MIN PIGTAIL;W/NUT & WASHER;W/COLLAR;BAGS OF 10,PACK WEIGHT 11 KG;FOR USE WITH LVABC; | HAYMAN | HAYMANS INDUSTRIES PTY LTD | 13147 | CURRENT
000013147 | BOLT,HOOK | STEEL;GALV;M20;ISO M;400 MM LG;R15 MIN PIGTAIL;W/NUT & WASHER;W/COLLAR;BAGS OF 10,PACK WEIGHT 11 KG;FOR USE WITH LVABC; | SEWELFRG | GREG SEWELL FORGINGS PTY LTD | BOLT,HOOK | CURRENT
000013151 | TERMINAL SET,DISCONNECTION MODULE. | FOR KRONE LSA-PLUS MODULAR SYSTEM;GREY PLASTICS;FOR TERMINATING 10 PR;W/PR NUMBERING 1-0;PACK OF 10; | HAYMANS | HAYMANS ELECTRICAL | KRO6468-5-043-10 | CURRENT
000013151 | TERMINAL SET,DISCONNECTION MODULE. | FOR KRONE LSA-PLUS MODULAR SYSTEM;GREY PLASTICS;FOR TERMINATING 10 PR;W/PR NUMBERING 1-0;PACK OF 10; | KRONE | ADC COMMUNICATIONS (AUSTRALIA) LTD | KRO6468-5-043-10 | CURRENT
000013158 | FRAME,MOUNTING | FOR KRONE-LSA-PLUS MODULAR SYSTEM; BACKMOUNT FRAME 19 IN FOR 15 MODULES; STAINLESS STEEL;483 MM LG,132.5 MM H, 60 MM D;INCL 8 JUMPER RINGS;MTG FRAME | CNWPL | CNW PL - SLACKS CREEK | 6450-1-008-00 | CURRENT
000013158 | FRAME,MOUNTING | FOR KRONE-LSA-PLUS MODULAR SYSTEM; BACKMOUNT FRAME 19 IN FOR 15 MODULES; STAINLESS STEEL;483 MM LG,132.5 MM H, 60 MM D;INCL 8 JUMPER RINGS;MTG FRAME | KRONE | ADC COMMUNICATIONS (AUSTRALIA) LTD | 6450-1-008-00 | CURRENT
000013163 | GOGGLES,INDUSTRIAL | DUST & CHEMICAL SPLASH PROTECTION TYPE; SINGLE WIDE VISION APERTURE;CLEAR PLASTIC SURROUND;DUAL ANTI FOG LENS; IMPACT RESISTANT;BS2092 APPROVAL & | ALSAFE | ALSAFE SAFETY INDUSTRIES PTY LTD | VNC21 | PHASING
000013165 | PLUG,PROTECTIVE,DUST & MOISTURE | PLASTIC REUSABLE COVER;TO SUIT 40 MM CONDUIT;PACK OF 1,PACK WEIGHT 0.15 KG; | IPLEX | IPLEX PIPELINES AUSTRALIA PTY LTD | H173 | CURRENT
000013165 | PLUG,PROTECTIVE,DUST & MOISTURE | PLASTIC REUSABLE COVER;TO SUIT 40 MM CONDUIT;PACK OF 1,PACK WEIGHT 0.15 KG; | TRI UGRD | TRI UNDERGROUND AUSTRALIA PTY LTD | TRIDC40 | CURRENT
000013165 | PLUG,PROTECTIVE,DUST & MOISTURE | PLASTIC REUSABLE COVER;TO SUIT 40 MM CONDUIT;PACK OF 1,PACK WEIGHT 0.15 KG; | HAYMANS | HAYMANS ELECTRICAL | FAB262P40 | CURRENT
000013165 | PLUG,PROTECTIVE,DUST & MOISTURE | PLASTIC REUSABLE COVER;TO SUIT 40 MM CONDUIT;PACK OF 1,PACK WEIGHT 0.15 KG; | VINIDEX |  | 39628 | CURRENT
000013166 | ADAPTOR,BRACKET | Convert Minor to Major Rd, 0.3m PT Bracket, Galv Steel, EQTS 05-02-01 | EZYSTRUT | EZYSTRUT CABLE & PIPE SUPPORTS | E1104726 | CURRENT
000013166 | ADAPTOR,BRACKET | Convert Minor to Major Rd, 0.3m PT Bracket, Galv Steel, EQTS 05-02-01 | IUPOLE | INTERNATIONAL UTILITY POLES PTY LTD | EX-13168 | CURRENT
000013166 | ADAPTOR,BRACKET | Convert Minor to Major Rd, 0.3m PT Bracket, Galv Steel, EQTS 05-02-01 | INGALEPS | INGAL EPS (CONTRACTOR) | GEX13166 | CURRENT
000013166 | ADAPTOR,BRACKET | Convert Minor to Major Rd, 0.3m PT Bracket, Galv Steel, EQTS 05-02-01 | GM POLES | GM POLES PTY LTD | SL-MIN-MAJ-AD | CURRENT
000013173 | RELAY,ELECTROMAGNETIC | RXMM, Aux, 24V DC, 300V DC/250V AC Control, 5A, 4 C/O Contacts, Dual Coil, 2 C/O Contacts per Coil, Non-Latching, Plug-In, One Seat Base | ABB | ABB FAN PTY LTD | RXMM1 RK214002-AD | CURRENT
000013174 | RELAY,ELECTROMAGNETIC | GENERAL PURPOSE;32 V DC COIL;300 V DC/ 250 V AC;5 AMP CONTINUOUS;2 CO CONT;NON -LATCHING AUX;PLUG-IN,ONE SEAT BASE;USE STOCK CODE 08896 24 V DC RELAY WITH | ABB | ABB FAN PTY LTD | TYPE RXMA1 RK211037-AE | PHASING
000013175 | FIXTURE,LIGHTING | SODIUM VAPOUR,HP;100 W;STREET LIGHT, MAJOR ROAD;END ENTRY,42 MM SPIGOT, W/INTEGRAL CONTROL GEAR;S100C (AS3771); QTY PER PALLET 24; | GERARD | GERARD PROFESSIONAL SOLUTIONS PL | B3000 - 100HPS | PHASING
000013178 | FIXTURE,LIGHTING | SODIUM VAPOUR,HP;100 W;STREET LIGHT, MAJOR ROAD;END ENTRY,AEROSCREEN, 42 MM SPIGOT,W/INTEGRAL CONTROL GEAR & PHOTO ELECTRIC CONTROL BASE;S100CA; | GERARD | GERARD PROFESSIONAL SOLUTIONS PL | B3000 - HPS/PE PR47BD31 | PHASING
000013186 | INSULATOR,STANDOFF | LV BUSBAR,CYLINDRICAL;POLYESTER DOUGH;51 MM LG,63.5 MM OD;VERTICAL & HORIZONTAL; STUD MTG,M10 THREADED INSERT;STUD TOP, M10 THREADED INSERT;660 V AC;HIGH | REXEL | REXEL PTY LTD | GVKBBLV50 | CURRENT
000013186 | INSULATOR,STANDOFF | LV BUSBAR,CYLINDRICAL;POLYESTER DOUGH;51 MM LG,63.5 MM OD;VERTICAL & HORIZONTAL; STUD MTG,M10 THREADED INSERT;STUD TOP, M10 THREADED INSERT;660 V AC;HIGH | NILSEN |  | DORBBLV50 | CURRENT
000013187 | PLUG,TIP | FULL CONTACT PIN TYPE;16 A;4 MM DIA CONTACT;SCREW TYPE TERMINAL;RED PLASTIC INSULATOR;W/SPRING BLADE PIN;PACK OF 100 PACK WEIGHT 0.5 KG;FOR LABORATORY USE | HAYMANS | HAYMANS ELECTRICAL | FAR1256-514 | CURRENT
000013187 | PLUG,TIP | FULL CONTACT PIN TYPE;16 A;4 MM DIA CONTACT;SCREW TYPE TERMINAL;RED PLASTIC INSULATOR;W/SPRING BLADE PIN;PACK OF 100 PACK WEIGHT 0.5 KG;FOR LABORATORY USE | HIRSCHMN |  | HIR930-046-101 | CURRENT
000013188 | PLUG,TIP | FULL CONTACT PIN TYPE;16 AMP;4 MM DIA CONTACT;SCREW TYPE TERMINAL;BLACK PLASTIC INSULATOR;W/SPRING BLADE PIN; PACK OF 100,PACK WEIGHT 0.5 KG;FOR | CNWPL | CNW PL - SLACKS CREEK | FAR1256-515 | CURRENT
000013188 | PLUG,TIP | FULL CONTACT PIN TYPE;16 AMP;4 MM DIA CONTACT;SCREW TYPE TERMINAL;BLACK PLASTIC INSULATOR;W/SPRING BLADE PIN; PACK OF 100,PACK WEIGHT 0.5 KG;FOR | CNWPL | CNW PL - SLACKS CREEK | SOA930-046-100 | CURRENT
000013188 | PLUG,TIP | FULL CONTACT PIN TYPE;16 AMP;4 MM DIA CONTACT;SCREW TYPE TERMINAL;BLACK PLASTIC INSULATOR;W/SPRING BLADE PIN; PACK OF 100,PACK WEIGHT 0.5 KG;FOR | HIRSCHMN |  | HIR930-046-100 | CURRENT
000013193 | RESISTOR,ADJUSTABLE | WIRE WOUND;200 OHMS,20 W,(MIN) + OR - 5% TOLERENCE;C/W HORIZONTAL L MTG BRACKETS & BOLTS THRU TYPE CONNECTIONS;FOR USE IN TRIP CIRCUIT MONITORING FOR HV CIRCUIT | CYNEBAR | CYNEBAR TRUSTEE FOR NYDAL TRADING TRUST | 8DGAD3 200OHMS | CURRENT
000013193 | RESISTOR,ADJUSTABLE | WIRE WOUND;200 OHMS,20 W,(MIN) + OR - 5% TOLERENCE;C/W HORIZONTAL L MTG BRACKETS & BOLTS THRU TYPE CONNECTIONS;FOR USE IN TRIP CIRCUIT MONITORING FOR HV CIRCUIT | IRH |  | DGA/D/3 200R | CURRENT
000013194 | RESISTOR,ADJUSTABLE | WIRE WOUND;500 OHMS;+ OR - 5%;20 W (MIN) ;C/W HOR MTG BRACKETS & BOLT THRU TYPE CONNECTIONS;FOR USE IN TRIP CIRCUIT MONITORING FOR HV CIRCUIT BREAKERS | IRH |  | 25DGAD030500JH | CURRENT
000013199 | SWITCH,ROTARY | 1000 V AC;100 A NOM,AC 23 RATING 30 KW;3 POLE,2 POSN;CAM OPERATED LATE MAKE,EARLY BREAK AUX CONT;280 MM H,190 MM W,130 MM D;MTD IN JBT ENCLOSURE C/W DOOR CLUTCH, | KRAUSNMR | KRAUS & NAIMER (MANUFACTURER) | KG100 K302* AUN200*6FE | PHASING
000013201 | PORTABLE EARTH STUB | TMAC PORTABLE EARTH STUB; SUPPLIED WITH M12 BOLT, SPRING & FLAT WASHER; DRAWING 32449-A3 TMAC; | THEWMCAN | TMAC THEW & MCCANN GROUP | TM00974 | CURRENT
000013201 | PORTABLE EARTH STUB | TMAC PORTABLE EARTH STUB; SUPPLIED WITH M12 BOLT, SPRING & FLAT WASHER; DRAWING 32449-A3 TMAC; | THEWMCAN | TMAC THEW & MCCANN GROUP | 13201 | CURRENT
000013203 | NUT,PLAIN,WING | STAINLESS STEEL,GDE 316;M12;ISO M;BOX OF 50,PACK WEIGHT 3.0 KG; | SUMMIT | SUMMIT GROUP | 6NWCS4012 | CURRENT
000013203 | NUT,PLAIN,WING | STAINLESS STEEL,GDE 316;M12;ISO M;BOX OF 50,PACK WEIGHT 3.0 KG; | STATEWD | STATEWIDE FSTNERS & ENG SPLS PL | NWES6M12 | CURRENT
000013204 | BOLT,MACHINE | STEEL;GALV;H TENSILE,GDE 8.8;MATERIAL GDE 1340,HEX HD;M20;ISO M;450 MM LG;C/W 2 HEX NUTS ATTACHED,H TENSILE,GDE 8.8; FULL SIZE SHANK,MIN THREAD LG 100 MM; | STATEWD | STATEWIDE FSTNERS & ENG SPLS PL | HBNPEM20450 | CURRENT
000013207 | SIGN | DANGER-WAIT 5 MINS BEFORE TESTING & EARTHING BELOW FUSES;ALUMINIUM;SHEETED & SCREEN PRINTED;180 MM W,170 MM H,2 MM THK;LETTERING & COLOURS AS PER DWG; | ARTCRAFT | ARTCRAFT PTY LTD | SE05202-Q | PURCHASE AS REQUIRED
000013208 | CLAMP,LOOP | STEEL,STRUCTURAL GDE 250;GALV;65 MM NB TUBE,50 MM W,3 MM THK;C/W M16 X 70 MM LG GALV HEX BOLT & 2 NUTS,& 2 X M16 GALV FLAT RD WASHERS;AS1204;STRAIN-OFF | ENERGEX | ENERGEX | CLAMP,LOOP,65 MM NB | PURCHASE AS REQUIRED
000013208 | CLAMP,LOOP | STEEL,STRUCTURAL GDE 250;GALV;65 MM NB TUBE,50 MM W,3 MM THK;C/W M16 X 70 MM LG GALV HEX BOLT & 2 NUTS,& 2 X M16 GALV FLAT RD WASHERS;AS1204;STRAIN-OFF | MARELL |  | CLAMP,LOOP 65 MM NB | PURCHASE AS REQUIRED
000013215 | POLE,PUBLIC LIGHTING,METAL | Major Road, 7.0m, Slip Base Mounted, Galv, EQTS 05-02-01, Dwg 05-02-03 (scm) | INGALEPS | INGAL EPS (CONTRACTOR) | I13215-86 | CURRENT
000013215 | POLE,PUBLIC LIGHTING,METAL | Major Road, 7.0m, Slip Base Mounted, Galv, EQTS 05-02-01, Dwg 05-02-03 (scm) | IUPOLE | INTERNATIONAL UTILITY POLES PTY LTD | EX-13215 | CURRENT
000013215 | POLE,PUBLIC LIGHTING,METAL | Major Road, 7.0m, Slip Base Mounted, Galv, EQTS 05-02-01, Dwg 05-02-03 (scm) | GM POLES | GM POLES PTY LTD | SBM-07-S | CURRENT
000013216 | POLE,PUBLIC LIGHTING,METAL | Major Road, 8.5m, Slip Base Mounted, Galv, EQTS 05-02-01, Dwg 05-02-03 (scm) | INGALEPS | INGAL EPS (CONTRACTOR) | I13216-86 | CURRENT
000013216 | POLE,PUBLIC LIGHTING,METAL | Major Road, 8.5m, Slip Base Mounted, Galv, EQTS 05-02-01, Dwg 05-02-03 (scm) | IUPOLE | INTERNATIONAL UTILITY POLES PTY LTD | EX-13216 | CURRENT
000013216 | POLE,PUBLIC LIGHTING,METAL | Major Road, 8.5m, Slip Base Mounted, Galv, EQTS 05-02-01, Dwg 05-02-03 (scm) | GM POLES | GM POLES PTY LTD | SBM-08.5-S | CURRENT
000013217 | POLE,PUBLIC LIGHTING,METAL | Major Road, 10.0m, Slip Base Mounted, Galv, EQTS 05-02-01, Dwg 05-02-03 (scm) | INGALEPS | INGAL EPS (CONTRACTOR) | I13217-86 | CURRENT
000013217 | POLE,PUBLIC LIGHTING,METAL | Major Road, 10.0m, Slip Base Mounted, Galv, EQTS 05-02-01, Dwg 05-02-03 (scm) | IUPOLE | INTERNATIONAL UTILITY POLES PTY LTD | EX-13217 | CURRENT
000013217 | POLE,PUBLIC LIGHTING,METAL | Major Road, 10.0m, Slip Base Mounted, Galv, EQTS 05-02-01, Dwg 05-02-03 (scm) | GM POLES | GM POLES PTY LTD | SBM-10-S | CURRENT
000013218 | POLE,PUBLIC LIGHTING,METAL | Major Road, 13.0m, Slip Base Mounted, Galv, EQTS 05-02-01, Dwg 05-02-03 (scm) | INGALEPS | INGAL EPS (CONTRACTOR) | GEX13218 | CURRENT
000013218 | POLE,PUBLIC LIGHTING,METAL | Major Road, 13.0m, Slip Base Mounted, Galv, EQTS 05-02-01, Dwg 05-02-03 (scm) | IUPOLE | INTERNATIONAL UTILITY POLES PTY LTD | EX-13218 | CURRENT
000013218 | POLE,PUBLIC LIGHTING,METAL | Major Road, 13.0m, Slip Base Mounted, Galv, EQTS 05-02-01, Dwg 05-02-03 (scm) | GM POLES | GM POLES PTY LTD | SBM-13-EX | CURRENT
000013225 | NUT,PLAIN,HEXAGON | STAINLESS STEEL,GDE 304;STD;M10;ISO M; AS1444;BOX OF 100,PACK WEIGHT 1.16 KG; ACCESSORIES HELD IN DESPATCH; | HOBSON | HOBSON ENGINEERING CO PTY LTD 393904 | NH04PCM10 | CURRENT
000013225 | NUT,PLAIN,HEXAGON | STAINLESS STEEL,GDE 304;STD;M10;ISO M; AS1444;BOX OF 100,PACK WEIGHT 1.16 KG; ACCESSORIES HELD IN DESPATCH; | STATEWD | STATEWIDE FSTNERS & ENG SPLS PL | NES4M10 | CURRENT
000013259 | COMPOUND,SEALING,ELECTRICAL | RUBBER BASE;300 MM LG,60 MM W,4 MM THK, STRIP;HEAT ACTIVATED;PACK SIZE 120; | RAYCHEM | RAYCHEM (AUSTRALIA) PTY LTD | S1061-8-300 | CURRENT
000013332 | COVER,TERMINAL,WATTHOUR METER. | SDM TYPE;DIRECT CONN;STD SIZE,65 MM O/A LG;25 MM GAP;BAKELITE;BLACK;FOR TERMINATIONS OF WATTHOUR METER,BOTTOM CONN;W/KNOCKOUT;STD SIZE TERMINAL COVER | EMAIL |  | SDM M1694 TERMINAL COVER | PHASING
000013378 | TERMINATION,ELECTRICAL POWER CABLE | 33 KV;OUTDOOR;SINGLE PHASE;FOR 400 SQ MM COPPER CONDUCTOR,MIND PAPER INSULATED CABLE;PORCELAIN;W/ADAPTOR & BOLTS TO SUIT LUG (M12);BUS CONNECTIONS STOCK | CABLEWRE |  | CAT NO 7180D | PHASING
000013400 | PIPE,METALLIC | LEAD;114 MM NB;3.2 MM WALL THK;760 MM LG ;13.3 KG/M;0.06% COPPERISED SOFT LEAD ;AS1812;PACK OF 10,PACK WEIGHT 101 KG; | CONALLOY |  | LEAD;114 MM NB; | CURRENT
000013401 | FUSE ELEMENT,ELEC | 3 AMP;12 KV;DROPOUT ELEMENT TYPE,CLASS "K" TYPE (FAST ACTING);660 MM LG W/REMOVABLE BUTTON HD;AS1033;BOX OF 25, PACK WEIGHT1.0 KG;FOR U/W EXPULSION | NGK | NGK STANGER PTY LTD | ZXC705-03BK37 | CURRENT
000013402 | FUSE ELEMENT,ELEC | 6 AMP;12 KV;DROPOUT ELEMENT TYPE,CLASS "K" TYPE (FAST ACTING);660 MM LG, W/REMOVABLE BUTTON HD;AS1033;PACK OF 10, PACK WEIGHT 0.5 KG;FOR U/W EXPULSION | NGK | NGK STANGER PTY LTD | ZXC705-06BK37 | PURCHASE AS REQUIRED
000013402 | FUSE ELEMENT,ELEC | 6 AMP;12 KV;DROPOUT ELEMENT TYPE,CLASS "K" TYPE (FAST ACTING);660 MM LG, W/REMOVABLE BUTTON HD;AS1033;PACK OF 10, PACK WEIGHT 0.5 KG;FOR U/W EXPULSION | ABCHANCE | ABCHANCE PTY LTD | ZM6KA26 | PURCHASE AS REQUIRED
000013405 | FUSE ELEMENT,ELEC | 20 AMP;12 KV;DROPOUT ELEMENT TYPE,CLASS "K" TYPE (FAST ACTING);660 MM LG, W/REMOVABLE BUTTON HD;AS1033;BOX OF 25, PACK WEIGHT 1.0 KG;FOR U/W EXPULSION | NGK | NGK STANGER PTY LTD | ZXC705-20BK37 | CURRENT
000013409 | TRANSFORMER,VOLTAGE | METERING PROTECTN;O/D,STN TYPE;76210 V/63.5 V/63.5 V & 63508 V/63.5 V/63.5 V; 48/2.4 & 24/1.2 MS PER PHASE BURDEN; SINGLE PHASE;50 HZ;MINERAL OIL INSUL; | TYREE | TYREE INDUSTRIES PL MITTAGONG NSW | 05/145/12 | STRATEGIC SPARE
000013411 | SHACKLE | BOW;8 MM;0.75 TONNE SWL;STEEL,H TENSILE; GALV;10 MM DIA PIN W/EYE & COLLAR;HIGH LOAD;AS2741 GDE S;PACK OF 1; | BULIVANT | BULLIVANTS LIFTING & SAFETY SPECIALISTS | 160556 | CURRENT
000013412 | SHACKLE | BOW;10 MM;1.0 TONNE SWL;STEEL,H TENSILE; GALV;11 MM DIA PIN W/EYE & COLLAR;HIGH LOAD;AS2741 GDE S;PACK OF 1; | MINEMECH | MINEMECH SERVICES (QLD) PL | 99A503010 | CURRENT
000013412 | SHACKLE | BOW;10 MM;1.0 TONNE SWL;STEEL,H TENSILE; GALV;11 MM DIA PIN W/EYE & COLLAR;HIGH LOAD;AS2741 GDE S;PACK OF 1; | BULIVANT | BULLIVANTS LIFTING & SAFETY SPECIALISTS | 160557 | CURRENT
000013413 | SHACKLE | BOW;11 MM;1.5 TONNE SWL;STEEL,H TENSILE; GALV;13 MM DIA PIN W/EYE & COLLAR;HIGH LOAD;AS2741 GDE S;PACK OF 1; | MINEMECH | MINEMECH SERVICES (QLD) PL | 99A503011 | CURRENT
000013413 | SHACKLE | BOW;11 MM;1.5 TONNE SWL;STEEL,H TENSILE; GALV;13 MM DIA PIN W/EYE & COLLAR;HIGH LOAD;AS2741 GDE S;PACK OF 1; | BULIVANT | BULLIVANTS LIFTING & SAFETY SPECIALISTS | 160558 | CURRENT
000013414 | SHACKLE | BOW;13 MM;2.0 TONNE SWL;STEEL,H TENSILE; GALV;16 MM DIA PIN W/EYE & COLLAR;HIGH LOAD;AS2741 GDE S (H TENSILE);PACK OF 1; ITEM TO BE PAINTED A COLOUR TO IDENTIFY | BULIVANT | BULLIVANTS LIFTING & SAFETY SPECIALISTS | WSS-0020-SC-B | CURRENT
000013414 | SHACKLE | BOW;13 MM;2.0 TONNE SWL;STEEL,H TENSILE; GALV;16 MM DIA PIN W/EYE & COLLAR;HIGH LOAD;AS2741 GDE S (H TENSILE);PACK OF 1; ITEM TO BE PAINTED A COLOUR TO IDENTIFY | BULIVANT | BULLIVANTS LIFTING & SAFETY SPECIALISTS | 160559 | CURRENT
000013415 | CYLINDER,LOCK | MASTER S3 SERIES;W/"X" CAMS;W/O KEYS; CYLINDER ONLY;NO KEYS;KEYED TO MASTER M0444/S3 SYSTEM;FOR USE IN SUBSTATIONS; (OZ LOCK);BOX OF 20,WEIGHT 2.6 KG; | JLARSEN | J LARSEN PTY LTD (LOCKSMITH) | OZ/570/CYL/S3 | CURRENT
000013416 | TERMINATION COMPONENTS,ELEC POWER CABLE | 33 KV;OUTDOOR;SINGLE PHASE;FOR 400 SQ MM COPPER CONDUCTOR,OR 630 SQ MM ALUMINIUM ONDUCTOR,MIND PAPER INSULATED CABLE; PORCELAIN INSULATOR C/W FLANGES & ASSOC. | CABLEWRE |  | DWG 7180D | STRATEGIC SPARE
000013426 | ADHESIVE | PART A CONTAINS 100% W/W LIQUID EPOXY RESIN,PART B CONTAINS 6.5% W/W AMINE 93.5% POLYMERCAPTAN;LIQUID,CLEAR;BONDS GLASS,METAL,CHINA;24 ML SYRINGE PACK; | ATOMSUPP | ATOM SUPPLY | 229052 | CURRENT
000013426 | ADHESIVE | PART A CONTAINS 100% W/W LIQUID EPOXY RESIN,PART B CONTAINS 6.5% W/W AMINE 93.5% POLYMERCAPTAN;LIQUID,CLEAR;BONDS GLASS,METAL,CHINA;24 ML SYRINGE PACK; | BLKWOODS | J BLACKWOOD & SON LTD | 05649819/100019 | CURRENT
000013426 | ADHESIVE | PART A CONTAINS 100% W/W LIQUID EPOXY RESIN,PART B CONTAINS 6.5% W/W AMINE 93.5% POLYMERCAPTAN;LIQUID,CLEAR;BONDS GLASS,METAL,CHINA;24 ML SYRINGE PACK; | SELLEYS |  | SA524 | CURRENT
000013439 | TRANSFORMER,AUDIO FREQUENCY. | IMPEDANCE MATCHING TYPE MG-21;600,600 OHM; | TAMURA |  | 8613.0-35-20-002-1 | PHASING
000013441 | TRANSFORMER,ISOLATION | 15 KV - 2 KV;150 OHMS - 150 OHMS;TYPE REKP; | ERICSNLM |  | REKP 4999012/1 | PURCHASE AS REQUIRED
000013446 | COVER,ILLUMINATION,LIGHTING FIXTURE. | FLAT,CUT-OFF TYPE;GLASS,CLEAR;FOR USE ON SYLVANIA "URBAN" "LITTLE MAXI" SERIES MINOR ROAD LANTERN;C/W FITTED FITTINGS; | GERARD | GERARD PROFESSIONAL SOLUTIONS PL | Z60095 | CURRENT
000013449 | CLIP,ELECTRICAL | ALLIGATOR,MINIATURE,INSULATED;STEEL; BLACK;AC-3 TYPE;FOR US AS A TEST CLIP; | REXEL | REXEL PTY LTD | FAR1169604 | PURCHASE AS REQUIRED
000013449 | CLIP,ELECTRICAL | ALLIGATOR,MINIATURE,INSULATED;STEEL; BLACK;AC-3 TYPE;FOR US AS A TEST CLIP; | AUSLEC | AUSLEC | FAR116-9604 | PURCHASE AS REQUIRED
000013449 | CLIP,ELECTRICAL | ALLIGATOR,MINIATURE,INSULATED;STEEL; BLACK;AC-3 TYPE;FOR US AS A TEST CLIP; | AUSLEC | AUSLEC | FAR329-4882 | PURCHASE AS REQUIRED
000013449 | CLIP,ELECTRICAL | ALLIGATOR,MINIATURE,INSULATED;STEEL; BLACK;AC-3 TYPE;FOR US AS A TEST CLIP; | RALMAR |  | AC-3 | PURCHASE AS REQUIRED
000013464 | PLUG,TIP | BANANA TYPE;15 AMP;4 MM DIA CONTACT; PLASTICS GRIP TERMINAL;RED PLASTIC "SLIP-N-TIE" INSULATOR;STACKABLE,W/4 MM SOCKET;FOR ELECTRONIC LABORATORY USE, | HAYMANS | HAYMANS ELECTRICAL | MUL22206022+22-1005 | CURRENT
000013464 | PLUG,TIP | BANANA TYPE;15 AMP;4 MM DIA CONTACT; PLASTICS GRIP TERMINAL;RED PLASTIC "SLIP-N-TIE" INSULATOR;STACKABLE,W/4 MM SOCKET;FOR ELECTRONIC LABORATORY USE, | CNWPL | CNW PL - SLACKS CREEK | 22.2060.22 + 22.1005 | CURRENT
000013464 | PLUG,TIP | BANANA TYPE;15 AMP;4 MM DIA CONTACT; PLASTICS GRIP TERMINAL;RED PLASTIC "SLIP-N-TIE" INSULATOR;STACKABLE,W/4 MM SOCKET;FOR ELECTRONIC LABORATORY USE, | MULTICON |  | MUL22206022+22-1005 | CURRENT
000013465 | PLUG,TIP | BANANA TYPE;15 AMP;4 MM DIA CONTACT; PLASTICS GRIP TERMINAL;BLACK PLASTIC "SLIP-N-TIE" INSULATOR;STACKABLE, W/4 MM SOCKET;FOR ELECTRONIC LABORATORY | HAYMANS | HAYMANS ELECTRICAL | MUL22206021+221005 | CURRENT
000013465 | PLUG,TIP | BANANA TYPE;15 AMP;4 MM DIA CONTACT; PLASTICS GRIP TERMINAL;BLACK PLASTIC "SLIP-N-TIE" INSULATOR;STACKABLE, W/4 MM SOCKET;FOR ELECTRONIC LABORATORY | CNWPL | CNW PL - SLACKS CREEK | 22.2060.21 + 22.1005 | CURRENT
000013465 | PLUG,TIP | BANANA TYPE;15 AMP;4 MM DIA CONTACT; PLASTICS GRIP TERMINAL;BLACK PLASTIC "SLIP-N-TIE" INSULATOR;STACKABLE, W/4 MM SOCKET;FOR ELECTRONIC LABORATORY | MULTICON |  | MUL22206021+22-1005 | CURRENT
000013468 | PADLOCK | SOLID BRASS CASE,BRASS SHACKLE;45 MM W CASE,W/19 MM SHACKLE CLEARANCE;NO KEYS; KEYED ALIKE TO M0444/S6 SYSTEM;BOX OF 20 ,WEIGHT 6.5 KG;FOR LOCKING OF SCRAP | JLARSEN | J LARSEN PTY LTD (LOCKSMITH) | OZ1/234/B00/S6 | CURRENT
000013469 | LAMP,SODIUM VAPOUR. | HP;70 W;250 V;ES (E27) CAP;DIFFUSE BULB; CARTON OF 10; | PHILIPS | PHILIPS AUSTRALIA PTY LTD | 928486700091 | CURRENT
000013469 | LAMP,SODIUM VAPOUR. | HP;70 W;250 V;ES (E27) CAP;DIFFUSE BULB; CARTON OF 10; | GERARD | GERARD PROFESSIONAL SOLUTIONS PL | 673260 | CURRENT
000013470 | LAMP,SODIUM VAPOUR. | EXTERNAL IGNITOR TYPE;HP;100 W;250 V; GES (E40/45) CAP;DIFFUSE BULB;CARTON OF 12, PACK WEIGHT 2.04; | GERARD | GERARD PROFESSIONAL SOLUTIONS PL | 206921 | CURRENT
000013471 | LAMP,SODIUM VAPOUR. | HP;100 W;250 V;GES (E40/45) CAP;CLEAR BULB;CARTON OF 12,PACK WEIGHT 1.7 KG; | PHILIPS | PHILIPS AUSTRALIA PTY LTD | 928150219230 | CURRENT
000013471 | LAMP,SODIUM VAPOUR. | HP;100 W;250 V;GES (E40/45) CAP;CLEAR BULB;CARTON OF 12,PACK WEIGHT 1.7 KG; | GERARD | GERARD PROFESSIONAL SOLUTIONS PL | 673148 | CURRENT
000013473 | CAP,PROTECTIVE,POLE PLATFORM. | POLYURETHANE;RED;DIMENSIONS AS PER ENERGEX DWG;CAPS DESIGNED TO FIT POLE SHOES ON POLE PLATFORM,FOR PROTECTION WHEN USED ON CONCRETE POLES;CAN ALSO BE | LUDOWICI |  | PU40 SLIP ON CAP | CURRENT
000013474 | PLUG,TIP | FULL CONTACT PIN TYPE;30 AMP;4 MM DIA CONTACT;SCREW TYPE TERMINAL;RED PLASTIC INSULATOR;W/AXIAL SOCKET FOR 4 MM PLUGS, LATERAL CABLE OUTLET;PACK OF 50,PACK | HAYMANS | HAYMANS ELECTRICAL | FAR809-998 | CURRENT
000013474 | PLUG,TIP | FULL CONTACT PIN TYPE;30 AMP;4 MM DIA CONTACT;SCREW TYPE TERMINAL;RED PLASTIC INSULATOR;W/AXIAL SOCKET FOR 4 MM PLUGS, LATERAL CABLE OUTLET;PACK OF 50,PACK | HAYMANS | HAYMANS ELECTRICAL | HIR930-435-101 | CURRENT
000013474 | PLUG,TIP | FULL CONTACT PIN TYPE;30 AMP;4 MM DIA CONTACT;SCREW TYPE TERMINAL;RED PLASTIC INSULATOR;W/AXIAL SOCKET FOR 4 MM PLUGS, LATERAL CABLE OUTLET;PACK OF 50,PACK | REXEL | REXEL PTY LTD | FAR809-998 | CURRENT
000013474 | PLUG,TIP | FULL CONTACT PIN TYPE;30 AMP;4 MM DIA CONTACT;SCREW TYPE TERMINAL;RED PLASTIC INSULATOR;W/AXIAL SOCKET FOR 4 MM PLUGS, LATERAL CABLE OUTLET;PACK OF 50,PACK | HIRSCHMN |  | HIR930-435-101 | CURRENT
000013475 | PLUG,TIP | FULL CONTACT PIN TYPE;30 AMP;4 MM DIA CONTACT;SCREW TYPE TERMINAL;BLACK PLASTIC INSULATOR;W/AXIAL SOCKET FOR 4 MM PLUGS,LATERAL CABLE OUTLET;PACK OF 50 | HAYMANS | HAYMANS ELECTRICAL | FAR809-986 | CURRENT
000013475 | PLUG,TIP | FULL CONTACT PIN TYPE;30 AMP;4 MM DIA CONTACT;SCREW TYPE TERMINAL;BLACK PLASTIC INSULATOR;W/AXIAL SOCKET FOR 4 MM PLUGS,LATERAL CABLE OUTLET;PACK OF 50 | HAYMANS | HAYMANS ELECTRICAL | HIR930-435-100 | CURRENT
000013475 | PLUG,TIP | FULL CONTACT PIN TYPE;30 AMP;4 MM DIA CONTACT;SCREW TYPE TERMINAL;BLACK PLASTIC INSULATOR;W/AXIAL SOCKET FOR 4 MM PLUGS,LATERAL CABLE OUTLET;PACK OF 50 | CNWPL | CNW PL - SLACKS CREEK | 809986 | CURRENT
000013475 | PLUG,TIP | FULL CONTACT PIN TYPE;30 AMP;4 MM DIA CONTACT;SCREW TYPE TERMINAL;BLACK PLASTIC INSULATOR;W/AXIAL SOCKET FOR 4 MM PLUGS,LATERAL CABLE OUTLET;PACK OF 50 | HIRSCHMN |  | HIR930-435-100 | CURRENT
000013477 | COVER,ILLUMINATION,LIGHTING FIXTURE. | REFRACTOR CONE,TYPE 5 SYMMETRICAL; ACRYLIC,CLEAR;FOR USE ON GTE (SYLVANIA) B2001 POST TOP LANTERN;(PARKS & OPEN AREAS USE ONLY); | GERARD | GERARD PROFESSIONAL SOLUTIONS PL | Z63-210B | CURRENT
000013480 | COVER,ILLUMINATION,LIGHTING FIXTURE. | DISHED TYPE;ACRYLIC,CLEAR;FOR USE ON GEC "OPTISPAN" LANTERN;C/W FITTED FITTINGS; | REXEL | REXEL PTY LTD | REXOPNAB | PHASING
000013483 | COVER,ILLUMINATION,LIGHTING FIXTURE. | FLAT TYPE;GLASS,CLEAR;FOR U/W GEC "OPTISPEC" CUT-OFF LANTERN;C/W FITTED FITTINGS; | REXEL | REXEL PTY LTD | OPCGLA | PURCHASE AS REQUIRED
000013485 | COVER,ILLUMINATION,LIGHTING FIXTURE. | FLAT TYPE;GLASS,CLEAR;FOR U/W SYLVANIA "ROADSTER" PO 3000 SERIES CUT-OFF LANTERN C/W FITTED FITTINGS; | GERARD | GERARD PROFESSIONAL SOLUTIONS PL | PR00002 | CURRENT
000013500 | FOOTWEAR COVERS | PLASTIC NON-SKID; PVC LGE WATERPROOF OVERBOOT;TO COVER MEN'S STEEL CAP BOOTS; PACK OF 5 (100 PACKS PER CARTON);TO PRO- TECT INTEGRITY OF CLEAN AREAS FROM CROSS | BLKWOODS | J BLACKWOOD & SON LTD | 05260674/300070 | CURRENT
000013500 | FOOTWEAR COVERS | PLASTIC NON-SKID; PVC LGE WATERPROOF OVERBOOT;TO COVER MEN'S STEEL CAP BOOTS; PACK OF 5 (100 PACKS PER CARTON);TO PRO- TECT INTEGRITY OF CLEAN AREAS FROM CROSS | SAFEMAN | SAFEMAN | 9ZOSDBLPVCN | CURRENT
000013500 | FOOTWEAR COVERS | PLASTIC NON-SKID; PVC LGE WATERPROOF OVERBOOT;TO COVER MEN'S STEEL CAP BOOTS; PACK OF 5 (100 PACKS PER CARTON);TO PRO- TECT INTEGRITY OF CLEAN AREAS FROM CROSS | ATOMSUPP | ATOM SUPPLY | 409232 | CURRENT
000013500 | FOOTWEAR COVERS | PLASTIC NON-SKID; PVC LGE WATERPROOF OVERBOOT;TO COVER MEN'S STEEL CAP BOOTS; PACK OF 5 (100 PACKS PER CARTON);TO PRO- TECT INTEGRITY OF CLEAN AREAS FROM CROSS | PROTECTR |  | 05260674 | CURRENT
000013504 | CIRCUIT BREAKER | GENERAL PURPOSE;50 V DC;SP;10 AMP;1 KA BKG CAP;SERIES TRIP;W/SPDT AUX SWITCH, CURVE 2,SNAP-IN FITTING;PACK OF 1; | HEINEMAN |  | HEIJB1-B2-10-2 | PHASING
000013508 | CAP,PIPE. | STEEL;GALV FINISH;PRESSED,DRIVE-ON;65 MM NB;PACK OF 10; | KEYLINE | KEY-LINE DISTRIBUTORS PTY LTD | K65 | CURRENT
000013538 | CONDUIT,NONMETALLIC,FLEXIBLE | 50mm, 15m Rolls, PVC, Orange, AS2053 (scm) | REXEL | REXEL PTY LTD | PFCFC50OR15 | CURRENT
000013539 | CONDUIT,NONMETALLIC,FLEXIBLE | 50 MM NB;PVC;GREY;6.8 MM WALL THK,+ OR - 0.4 MM;MARKING,"(FLEXIBLE) ELECTRICAL CONDUIT - AS2053" AT 1 M INTERVAL;AS2053 ;15 M ROLL,PACK WEIGHT 25 KG;FOR U/G | REXEL | REXEL PTY LTD | PFCFC50GR15 | CURRENT
000013539 | CONDUIT,NONMETALLIC,FLEXIBLE | 50 MM NB;PVC;GREY;6.8 MM WALL THK,+ OR - 0.4 MM;MARKING,"(FLEXIBLE) ELECTRICAL CONDUIT - AS2053" AT 1 M INTERVAL;AS2053 ;15 M ROLL,PACK WEIGHT 25 KG;FOR U/G | GENERAL | GENERAL TRADE SUPPLIES | 50MMGY | CURRENT
000013541 | ANKLETS. | COTTON DRILL;ENERGEX;NAVY;ELASTIC FASTENING;185 MM;OVER-BOOTS; | CNWPL | CNW PL - SLACKS CREEK | AMA13SS03 | CURRENT
000013541 | ANKLETS. | COTTON DRILL;ENERGEX;NAVY;ELASTIC FASTENING;185 MM;OVER-BOOTS; | CNWPL | CNW PL - SLACKS CREEK | 13SS03 | CURRENT
000013541 | ANKLETS. | COTTON DRILL;ENERGEX;NAVY;ELASTIC FASTENING;185 MM;OVER-BOOTS; | OVERBOOT | OVERBOOT | NAVY | CURRENT
000013548 | RACEWAY,NONMETALLIC | OPEN SLOTTED WALLS;PVC,RIGID;LT GREY;40 MM W,40 MM H;C/W LID,W/ELONGATED HOLES FOR FIXING;AS2053,AS3100;10 X 2 M LG; PACKED IN PROTECTIVE PLASTIC BAG & BOUND | PHOENIX | PHOENIX CONTACT PTY LTD | 3240189 | CURRENT
000013548 | RACEWAY,NONMETALLIC | OPEN SLOTTED WALLS;PVC,RIGID;LT GREY;40 MM W,40 MM H;C/W LID,W/ELONGATED HOLES FOR FIXING;AS2053,AS3100;10 X 2 M LG; PACKED IN PROTECTIVE PLASTIC BAG & BOUND | HAYMANS | HAYMANS ELECTRICAL | PHO3240189 | CURRENT
000013548 | RACEWAY,NONMETALLIC | OPEN SLOTTED WALLS;PVC,RIGID;LT GREY;40 MM W,40 MM H;C/W LID,W/ELONGATED HOLES FOR FIXING;AS2053,AS3100;10 X 2 M LG; PACKED IN PROTECTIVE PLASTIC BAG & BOUND | AUSTPLPR |  | APPOS4040GR | CURRENT
000013570 | SCREW,MACHINE | BRASS;NICKEL PLATED;FLAT CSK HD,SLOT DRIVE;4 MM,0.7 MM PITCH;ISO M;12 MM LG; BOX OF 100; | SUMMIT | SUMMIT GROUP | 6CICB06030 | CURRENT
000013570 | SCREW,MACHINE | BRASS;NICKEL PLATED;FLAT CSK HD,SLOT DRIVE;4 MM,0.7 MM PITCH;ISO M;12 MM LG; BOX OF 100; | COVENTRY | COVENTRY FASTENERS QLD | 4X12MBRNPCMT | CURRENT
000013578 | NUT,PLAIN,HEXAGON | BRASS;NICKEL PLATED;STD;4 MM,.7 MM PITCH ;ISO M;Pack of 200; | HOBSON | HOBSON ENGINEERING CO PTY LTD 393904 | NHBRPCM04 | CURRENT
000013578 | NUT,PLAIN,HEXAGON | BRASS;NICKEL PLATED;STD;4 MM,.7 MM PITCH ;ISO M;Pack of 200; | STATEWD | STATEWIDE FSTNERS & ENG SPLS PL | NBNM4 | CURRENT
000013583 | WASHER,FLAT | BRASS;NICKEL PLATED;4 MM SCREW SIZE;8 MM OD;BAG OF 200,PACK WEIGHT 0.06 KG; | HOBSON | HOBSON ENGINEERING CO PTY LTD 393904 | WRBRPM04 | CURRENT
000013583 | WASHER,FLAT | BRASS;NICKEL PLATED;4 MM SCREW SIZE;8 MM OD;BAG OF 200,PACK WEIGHT 0.06 KG; | STATEWD | STATEWIDE FSTNERS & ENG SPLS PL | WFNM48 | CURRENT
000013584 | WASHER,FLAT | BRASS;NICKEL PLATED;5 MM SCREW SIZE;10 MM OD;PACK OF 200; | STATEWD | STATEWIDE FSTNERS & ENG SPLS PL | WFNM510 | CURRENT
000013585 | WASHER,FLAT | BRASS;NICKEL PLATED;6 MM SCREW SIZE; 12 MM OD;BAG OF 200,PACK WEIGHT 0.13 KG; | STATEWD | STATEWIDE FSTNERS & ENG SPLS PL | WFNM6125 | CURRENT
000013592 | BALLAST,LAMP | SODIUM VAPOUR,HP TYPE;70 W;250 V; STANDARD;PACK OF 5;COMPATIBLE IGNITOR STOCK CODE 13627; | ATCO | ATCO CONTROLS PTY LTD | OMS70-01 | PHASING
000013594 | FLOODLIGHT,ELECTRIC | SODIUM VAPOUR HP;PEDESTRIAN CROSSING;250 /400 WATT;NARROW BEAM; BARE ALLY FINISH; THREE HOLE STIRRUP; U/W UNIVERSAL MOUNTING ADAPTOR SC11610 AND LOUVRE - | HAYMANS | HAYMANS ELECTRICAL | PHL HNF901 GR NB | CURRENT
000013594 | FLOODLIGHT,ELECTRIC | SODIUM VAPOUR HP;PEDESTRIAN CROSSING;250 /400 WATT;NARROW BEAM; BARE ALLY FINISH; THREE HOLE STIRRUP; U/W UNIVERSAL MOUNTING ADAPTOR SC11610 AND LOUVRE - | PIERLITE | PIERLITE AUSTRALIA PTY LTD | HNF 901 NARROW (ONLY) | CURRENT
000013595 | FLOODLIGHT,ELECTRIC | SODIUM VAPOUR HP;PEDESTRIAN CROSSING;250 /400 WATT;WIDE BEAM; BARE ALLY FINISH; THREE HOLE STIRRUP; U/W UNIVERSAL MOUNTING ADAPTOR SC11610 AND LOUVRE - | HAYMANS | HAYMANS ELECTRICAL | PHLHNF901W | PHASING
000013595 | FLOODLIGHT,ELECTRIC | SODIUM VAPOUR HP;PEDESTRIAN CROSSING;250 /400 WATT;WIDE BEAM; BARE ALLY FINISH; THREE HOLE STIRRUP; U/W UNIVERSAL MOUNTING ADAPTOR SC11610 AND LOUVRE - | PIERLITE | PIERLITE AUSTRALIA PTY LTD | HNF 901 WIDE (ONLY) | PHASING
000013596 | BASE,RELAY | RECT,SURFACE MTG;DUAL SEAT BASE FOR ASEA COMBIFLEX RELAYS C/W METAL SUPPORT CASE & 2 SEAT BASE TYPE RX2; | ABB | ABB FAN PTY LTD | TYPE RXZ21 RK928008-AB | PHASING
000013597 | RESISTOR ASSEMBLY. | FIXED,METAL LAYER;BANK OF 2,SERIES CONNECTED;150 OHMS,2 W RATING;RESISTORS EMBEDDED IN PLASTIC HOUSING FOR ATTACHMENT TO REAR OF ASEA RELAY | ABB | ABB FAN PTY LTD | TYPE RTXE RK741225-CD | CURRENT
000013598 | TRANSFORMER,POWER,FIXED | POWER TRANSFORMER, FIXED; 240 V PRIMARY;12 V SECONDARY,60 VA MIN SPEC;FOR USE IN ZELLWEGER/SACS INTERFACE EQUIPMENT; | FERGTRAN |  | UN60VALP | CURRENT
000013599 | RELAY,ELECTROMAGNETIC | GENERAL PURPOSE;24 V DC COIL;300 V DC/ 250 V AC CONT;5 AMP CONTINUOUS;4 NO CONT ;NON-LATCHING AUX;PLUG-IN,ONE SEAT BASE ;FOR 32 V DC APPLIC USE RTXE RESISTOR | ABB | ABB FAN PTY LTD | TYPE RXMA1 RK211049-AD | PHASING
000013600 | RELAY,ELECTROMAGNETIC | GENERAL PURPOSE;30 V TO 36 V DC COIL;300 V DC/250 V AC CONT;5 AMP CONTINUOUS 2 CO CONT PER COIL;DUAL COIL,NON-LATCHING AUX ;PLUG-IN,ONE SEAT BASE; | ABB | ABB FAN PTY LTD | TYPE RXMM1 RK214002-AE | PHASING
000013601 | RELAY,ELECTROMAGNETIC | GENERAL PURPOSE;30 V TO 36 V DC COIL;300 V DC/250 V AC CONT;5 AMP CONTINUOUS; 3 NO CONT PER COIL;HR FLAGS;DUAL COIL,NON- LATCHING,INDICATING;PLUG-IN,ONE SEAT | ABB | ABB FAN PTY LTD | TYPE RXSF1 RK271018-AE | PHASING
000013602 | RELAY,ELECTROMAGNETIC | ABB TYPE;RXSF1;RK271007-AD;24 V DC COIL;2 NO,1 NC CONTACTS;HR FLAGS; DUAL RELAY;PLUG IN ONE SEAT BASE;FOR USE ON 32 V CIRCUITS WITH RESISTOR STOCK | ABB | ABB FAN PTY LTD | TYPE RXSF1 RK271007-AD | CURRENT
000013604 | RELAY,ELECTROMAGNETIC | NO VOLT INDICATION;110 V TO 125 V DC COILS;300 V DC/250 V AC CONT;5 AMP CONTINUOUS;2 NC,1 NO CONT PER COIL;SR FLAG;DUAL COIL,NON-LATCHING,INDICATING; | ABB | ABB FAN PTY LTD | TYPE RXSF1 RK271019-AN | PURCHASE AS REQUIRED
000013605 | RELAY,ELECTROMAGNETIC | TRIPPING APPLICATIONS;MODIFIED 36 V BY ENERGEX;36 V DC COIL;300 V DC/250 V AC CONT;4 AMP CONTINUOUS;6 NO CONT;NON- LATCHING;PLUG-IN,ONE SEAT BASE;HIGH | ENERGEX | ENERGEX | RELAY TRIPPING | PHASING
000013606 | RELAY,ELECTROMAGNETIC | POWER,HVY DUTY TYPE;24 V DC COILS;450 V DC/400 V AC CONT;10 AMP CONTINUOUS;8 SETS OF CONT;BI-STABLE,LATCHING AUX;PLUG -IN DUAL SEAT BASE;W/EXT RESET P/BUTTON | ABB | ABB FAN PTY LTD | RK251900-XC (205-AD) | CURRENT
000013607 | ADHESIVE | EPOXY RESIN;LIQUID,CLEAR;LAMINATING & GENERAL USE;2 BASE TO 1 HARDENER,MIXING RATIO;SETTING TIME 18 TO 24 HOURS;0.66 L BASE,0.33 L HARDENER = 1 L KIT | HAYMANS | HAYMANS ELECTRICAL | MMEEG-T | CURRENT
000013607 | ADHESIVE | EPOXY RESIN;LIQUID,CLEAR;LAMINATING & GENERAL USE;2 BASE TO 1 HARDENER,MIXING RATIO;SETTING TIME 18 TO 24 HOURS;0.66 L BASE,0.33 L HARDENER = 1 L KIT | ATOMSUPP | ATOM SUPPLY | 90360250 | CURRENT
000013607 | ADHESIVE | EPOXY RESIN;LIQUID,CLEAR;LAMINATING & GENERAL USE;2 BASE TO 1 HARDENER,MIXING RATIO;SETTING TIME 18 TO 24 HOURS;0.66 L BASE,0.33 L HARDENER = 1 L KIT | CIBAGEIG |  | AK3600MP | CURRENT
000013608 | DIE,CRIMPING TOOL | STEEL;HEX;19 MM AF;U/W UTILUX COMPRESSION TOOL NO.38A OR EQUIV; PACK OF 1,PACK WEIGHT 0.020 KG; | SPECFORC | SPECIALISED FORCE | 12T-19.0AFAL | CURRENT
000013608 | DIE,CRIMPING TOOL | STEEL;HEX;19 MM AF;U/W UTILUX COMPRESSION TOOL NO.38A OR EQUIV; PACK OF 1,PACK WEIGHT 0.020 KG; | PLP AUST | PREFORMED LINE PRODUCTS (AUST) | EPCDA190AF | CURRENT
000013611 | TRANSFORMER,VOLTAGE | METERING PROTECTION;240 V/110 V AC;100 VA;SINGLE PHASE;50-60 HZ;PAPER INSUL, AIR COOLED;SURFACE PANEL MTG,SCREW TERM CONN;STEPDOWN POWER TRANSFORMER; | ATCO | ATCO CONTROLS PTY LTD | OMT75 | PHASING
000013614 | TRANSFORMER,METERING | OUTDOOR TYPE;FREE STANDING;11/12 KV;AIR INSULATED TANK;HV FUSES INSIDE TANK;2 CT 'S,CLASS 0.5M,15 VA;RATIO 300/600/5 AMP; | HAWKSIDD | HAWKER SIDDELEY SWITCHGEAR LTD | METERING TRANSFMR FREE STD | PHASING
000013617 | INSULATION SLEEVE,ELEC,BRANCHED | 4-WAY;L/V;25 TO 60 MM DIA,CABLE END;7 TO 30 MM DIA,FINGER END,MIN O/A LENGTH 200 MM;MIN FINGER LENGTH 35 MM;ADHESIVE LINED;TO SUIT 4 CORE,185/240 SQ MM,PLY & | TECONN | TE CONNECTIVITY LTD | 502K016/S(S5) | CURRENT
000013617 | INSULATION SLEEVE,ELEC,BRANCHED | 4-WAY;L/V;25 TO 60 MM DIA,CABLE END;7 TO 30 MM DIA,FINGER END,MIN O/A LENGTH 200 MM;MIN FINGER LENGTH 35 MM;ADHESIVE LINED;TO SUIT 4 CORE,185/240 SQ MM,PLY & | LEGEND | LEGEND POWER SYSTEMS | KEV440 | CURRENT
000013621 | STRAPPING | FOR U/W TENSIONER,CRIMPING TOOL;STEEL; BLACK;19 MM W,0.56 MM THK;16 KG PER ROLL APPROX.;REFER STOCK CODE 13622 FOR STRAPPING SEALS; | SIGNET | SIGNET PTY LTD | 34766 | CURRENT
000013622 | SEAL,STRAPPING | SNAP ON TYPE;FOR STRAPPING CRIMP TOOL; STEEL;GREY METAL FINISH;19 MM,0.56 MM THK STRAPPING;BOX OF 1000;REFER STOCK CODE 13621 FOR STRAPPING; | GERRARD | GERRARD | 10867 | CURRENT
000013627 | IGNITER,LAMP | HP SODIUM,FOR LAMPS FROM 35 W TO 70 W INCLUSIVE;250 V;STANDARD;USE WITH 70 W HPS LAMPS ONLY;3 WAY TERMINAL BLOCK ONLY ;PACK OF 1; | ATCO | ATCO CONTROLS PTY LTD | ATCZRM2.5ES/C | PURCHASE AS REQUIRED
000013646 | SPRING,HELICAL,EXTENSION. | 80 MM SPRING SECT IN 12 COILS;155 MM O/A LG;44 MM OD;32 MM ID;6 MM DIA WIRE;HOOK EA END AS PART OF SPRING;FOR USE AS EPV BUCKET RESTRAINT; | ABBEY | ABBEY EQUIPMENT PTY LTD | SWP35/3-07-481 | PURCHASE AS REQUIRED
000013652 | SIGN | DANGER HIGH VOLTAGE (SYMBOLIC);ALUMINIUM ;RETROREFLECTIVE;320 MM DIA,2 MM THK; AS1319-1983;PACK OF 10; | ARTCRAFT | ARTCRAFT PTY LTD | SE00902-Q | CURRENT
000013657 | BAR,METAL | COPPER;FLAT SHAPE;100 MM W X 10 MM THK; HARD DRAWN;RD EDGE;AS1567-110;4 M LG; | GEOWEST | GEORGE WESTON & SONS | CFRAD 100X10 | CURRENT
000013657 | BAR,METAL | COPPER;FLAT SHAPE;100 MM W X 10 MM THK; HARD DRAWN;RD EDGE;AS1567-110;4 M LG; | PRIMETA | PRIMARY METALS & ALLOYS | 1-1092 | CURRENT
000013730 | FUSE ELEMENT,ELEC | 25 AMP;12 KV;DROPOUT FUSE LINK,CLASS "K" TYPE (FAST ACTING);660 MM LG,W/REMOVABLE BUTTON HD;AS1033;BOX OF 25,PACK WEIGHT 1.0 KG;FOR U/W EXPULSION FUSE UNITS,ARC | NGK | NGK STANGER PTY LTD | ZXC705-25BK37 | CURRENT
000013731 | FUSE ELEMENT,ELEC | 40 AMP;12 KV;DROPOUT FUSE LINK,CLASS "K" TYPE (FAST ACTING);660 MM LG,W/REMOVABLE BUTTON HD;AS1033;BOX OF 25,PACK WEIGHT 1.0 KG;FOR U/W EXPULSION FUSE UNITS,ARC | NGK | NGK STANGER PTY LTD | ZXC705-40BK37 | CURRENT
000013732 | FUSE ELEMENT,ELEC | 50 AMP;12 KV;DROPOUT FUSE LINK,CLASS "K" TYPE (FAST ACTING);660 MM LG,W/REMOVABLE BUTTON HD;AS1033;PACK OF 10,PACK WEIGHT 1.0 KG;FOR U/W EXPULSION FUSE UNITS,ARC | NGK | NGK STANGER PTY LTD | ZXC705-50BK37 | CURRENT
000013733 | FUSE ELEMENT,ELEC | 63 AMP;12 KV;DROPOUT FUSE LINK,CLASS "K" TYPE (FAST ACTING);660 MM LG,W/REMOVABLE BUTTON HD;AS1033;BOX OF 25,PACK WEIGHT 1.0 KG;FOR U/W EXPULSION UNITS,ARC | NGK | NGK STANGER PTY LTD | ZXC705-63BK37 | CURRENT
000013734 | FUSE ELEMENT,ELEC | 80 AMP;12 KV;DROPOUT FUSE LINK,CLASS "K" TYPE (FAST ACTING);660 MM LG,W/REMOVABLE BUTTON HD;AS1033;BOX OF 25,PACK WEIGHT 1.0 KG;FOR U/W EXPULSION FUSE UNITS,ARC | NGK | NGK STANGER PTY LTD | ZXC705-80BK37 | CURRENT
000013735 | CUBICLE,ELECTRICAL EQUIPMENT. | OUTDOOR;FOR HOUSING OF AUDIO FREQ INJECTION EQUIPMENT;STEEL,SHEET;ACCESS DOORS ON EACH END & ONE SIDE;C/W SAFETY ACCESS SCREENS;W/INT LIGHT & EXT SWITCH; | NU-LEC | NU-LEC | CUBICLE,ELECTRICAL EQUIPMENT | PURCHASE AS REQUIRED
000013737 | TRANSFORMER,ISOLATION,AUDIO FREQUENCY. | 10 KVA;1050 HZ;475/300 V;12 KV NOM INSUL V;5.3 AMP CONTINUOUS 50 HZ;20% MAG CURRENT;ONAN;C/W AF VOLTS ADJ W/3 COARSE & 3 FINE TAPPINGS;ZELLWEGER TYPE 2 TO | ELEKAFAR |  | TYPE 2 | STRATEGIC SPARE
000013739 | CONVERTER,FREQUENCY,STATIC | AUDIO FREQ LOAD CONTROL;1050 HZ;33 KVA OUTPUT;415 V,3 PH,50 HZ INPUT;INDOOR, SHEET STEEL CABINET;ALTERNATIVE TO TYPES F,G,& H MG SETS;300 KG;CORRECT NSC IS | ZELLWEGR |  | SFU-G 3/30/1050 | PURCHASE AS REQUIRED
000013742 | CABLE,POWER,ELECTRICAL | 33 KV;185 SQ MM;COPPER CONDUCTOR;SINGLE CORE;(PLYHDPE);AS1026;500 M DRUM SIZE, 108 MM SPINDLE HOLE; | OLEX | OLEX AUSTRALIA PTY LTD | KTRP25RP001CXAA | PURCHASE AS REQUIRED
000013750 | RACEWAY,NONMETALLIC | OPEN SLOTTED WALLS;PVC,RIGID;LT GREY;25 MM W,30 MM H;C/W LID,W/ELONGATED HOLES FOR FIXING;AS2053,AS3100;12 X 2 M LG; PACKED IN PROTECTIVE PLASTIC BAG & BOUND | REXEL | REXEL PTY LTD | IBOT1.25.30 | CURRENT
000013750 | RACEWAY,NONMETALLIC | OPEN SLOTTED WALLS;PVC,RIGID;LT GREY;25 MM W,30 MM H;C/W LID,W/ELONGATED HOLES FOR FIXING;AS2053,AS3100;12 X 2 M LG; PACKED IN PROTECTIVE PLASTIC BAG & BOUND | REXEL | REXEL PTY LTD | APPOS2530GR | CURRENT
000013750 | RACEWAY,NONMETALLIC | OPEN SLOTTED WALLS;PVC,RIGID;LT GREY;25 MM W,30 MM H;C/W LID,W/ELONGATED HOLES FOR FIXING;AS2053,AS3100;12 X 2 M LG; PACKED IN PROTECTIVE PLASTIC BAG & BOUND | CNWPL | CNW PL - SLACKS CREEK | T12530 | CURRENT
000013750 | RACEWAY,NONMETALLIC | OPEN SLOTTED WALLS;PVC,RIGID;LT GREY;25 MM W,30 MM H;C/W LID,W/ELONGATED HOLES FOR FIXING;AS2053,AS3100;12 X 2 M LG; PACKED IN PROTECTIVE PLASTIC BAG & BOUND | AUSTPLPR |  | APPOS2530GR | CURRENT
000013751 | RACEWAY,NONMETALLIC | OPEN SLOTTED WALLS;PVC,RIGID;LT GREY;80 MM W,40 MM H;C/W LID,W/ELONGATED HOLES FOR FIXING;AS2053,AS3100;12 X 2 M LG; PACKED IN PROTECTIVE PLASTIC BAG & BOUND | HAYMANS | HAYMANS ELECTRICAL | BOCT1-80-40 | CURRENT
000013751 | RACEWAY,NONMETALLIC | OPEN SLOTTED WALLS;PVC,RIGID;LT GREY;80 MM W,40 MM H;C/W LID,W/ELONGATED HOLES FOR FIXING;AS2053,AS3100;12 X 2 M LG; PACKED IN PROTECTIVE PLASTIC BAG & BOUND | PHOENIX | PHOENIX CONTACT PTY LTD | 3240335 | CURRENT
000013751 | RACEWAY,NONMETALLIC | OPEN SLOTTED WALLS;PVC,RIGID;LT GREY;80 MM W,40 MM H;C/W LID,W/ELONGATED HOLES FOR FIXING;AS2053,AS3100;12 X 2 M LG; PACKED IN PROTECTIVE PLASTIC BAG & BOUND | HAYMANS | HAYMANS ELECTRICAL | PHO3240335 | CURRENT
000013751 | RACEWAY,NONMETALLIC | OPEN SLOTTED WALLS;PVC,RIGID;LT GREY;80 MM W,40 MM H;C/W LID,W/ELONGATED HOLES FOR FIXING;AS2053,AS3100;12 X 2 M LG; PACKED IN PROTECTIVE PLASTIC BAG & BOUND | AUSTPLPR |  | APPOS8040GR | CURRENT
000013757 | GRIP,CABLE,WOVEN | SINGLE EYE,END PULL;40-55 MM DIA CABLE; 800 MM MIN GRIP LG;35 KN UTS; MIN BREAKING FORCE;PACK OF 1; | TEN | THE ENERGY NETWORK | C1040 | CURRENT
000013757 | GRIP,CABLE,WOVEN | SINGLE EYE,END PULL;40-55 MM DIA CABLE; 800 MM MIN GRIP LG;35 KN UTS; MIN BREAKING FORCE;PACK OF 1; | TEN | THE ENERGY NETWORK | 62337 | CURRENT
000013758 | GRIP,CABLE,WOVEN | SINGLE EYE,END PULL;55-75 MM DIA CABLE; 800 MM MIN GRIP LG;80 KN MIN BREAKING FORCE;PACK OF 1; | BULIVANT | BULLIVANTS LIFTING & SAFETY SPECIALISTS | WCPS-055-075 (CHD1055) 80KN | CURRENT
000013758 | GRIP,CABLE,WOVEN | SINGLE EYE,END PULL;55-75 MM DIA CABLE; 800 MM MIN GRIP LG;80 KN MIN BREAKING FORCE;PACK OF 1; | TEN | THE ENERGY NETWORK | CHD1055 | CURRENT
000013759 | GRIP,CABLE,WOVEN | SINGLE EYE,END PULL;75-95 MM DIA CABLE; 1000 MM MIN GRIP LG;105 KN MIN BREAKING FORCE;PACK OF 1,PACK WEIGHT 13 KG; | TEN | THE ENERGY NETWORK | CHD1075 | CURRENT
000013759 | GRIP,CABLE,WOVEN | SINGLE EYE,END PULL;75-95 MM DIA CABLE; 1000 MM MIN GRIP LG;105 KN MIN BREAKING FORCE;PACK OF 1,PACK WEIGHT 13 KG; | HEIGHDYN | HEIGHT DYNAMICS | BV CGRIP70-82 | CURRENT
000013760 | GRIP,CABLE,WOVEN | SINGLE EYE,END PULL;95-120 MM DIA CABLE ;1100 MM MIN GRIP LG;125 KN MIN BREAKING FORCE; | TEN | THE ENERGY NETWORK | CHD1095 | CURRENT
000013760 | GRIP,CABLE,WOVEN | SINGLE EYE,END PULL;95-120 MM DIA CABLE ;1100 MM MIN GRIP LG;125 KN MIN BREAKING FORCE; | BULIVANT | BULLIVANTS LIFTING & SAFETY SPECIALISTS | WCPS-095-120-C1-NC | CURRENT
000013761 | BRACKET,SPACER. | STEEL,STRUCTURAL GDE 250;GALV;TAPPER FLANGE CHANNEL;102 MM W,51 MM H,10.5 MM THK,620 MM LG;AS1204 STEEL,AS1650;GALV; PACK OF 2, PACK WEIGHT 11.6 KG;FOR U/W | HAYMAN | HAYMANS INDUSTRIES PTY LTD | 13761 | CURRENT
000013761 | BRACKET,SPACER. | STEEL,STRUCTURAL GDE 250;GALV;TAPPER FLANGE CHANNEL;102 MM W,51 MM H,10.5 MM THK,620 MM LG;AS1204 STEEL,AS1650;GALV; PACK OF 2, PACK WEIGHT 11.6 KG;FOR U/W | MEFCO | MEFCO AUSTRALIA PTY LTD SUNSHINE VIC | 13761 | CURRENT
000013771 | RESISTOR,FIXED,WIRE WOUND. | 390 OHMS;5 W;USED AS BURDEN RESISTOR FOR SACS INTERPOSING VT'S STOCK CODE 11698 | PRIME | PRIME ELECTRONICS | REPW5390R | CURRENT
000013776 | BRACKET,POLE | REGULATOR TYPE;STEEL;GALV;TO SUPPORT REGULATOR STNS;U/W TWIN 100 AMP OR 200 AMP REGULATOR STNS ON WOOD POLES;FOR U/W REGULATOR HANGER BRACKETS SC18655;REFER | HAYMAN | HAYMANS INDUSTRIES PTY LTD | 13776 | CURRENT
000013776 | BRACKET,POLE | REGULATOR TYPE;STEEL;GALV;TO SUPPORT REGULATOR STNS;U/W TWIN 100 AMP OR 200 AMP REGULATOR STNS ON WOOD POLES;FOR U/W REGULATOR HANGER BRACKETS SC18655;REFER | GLOBAL | GLOBAL MANUFACTURING GROUP | ENERGEX-12893-A1 | CURRENT
000013777 | COVER,PROTECTIVE,UNDERGROUND CABLE,POLE | TYPE 1;2500 MM LG,60 MM W,60 MM D;STEEL, GALV;TWO HOLES FOR EARTH FIXING; PACK OF1;PACK WEIGHT 10.5 KG;FOR 1 CABLE UP TO 48 MM DIA; | HAYMAN | HAYMANS INDUSTRIES PTY LTD | 13777 | CURRENT
000013777 | COVER,PROTECTIVE,UNDERGROUND CABLE,POLE | TYPE 1;2500 MM LG,60 MM W,60 MM D;STEEL, GALV;TWO HOLES FOR EARTH FIXING; PACK OF1;PACK WEIGHT 10.5 KG;FOR 1 CABLE UP TO 48 MM DIA; | LIVINGST | LIVINGSTONE ENGINEERING | 13777 | CURRENT
000013778 | FUSECARRIER | 8 KA RMS;12 KV;FOR DROPOUT FUSE;AS1033; TO SUIT BROWN BOVERI D/O FUSE ISOLATORS SERIES V; | NGK | NGK STANGER PTY LTD | 72906/24SL | CURRENT
000013784 | PANEL,FUSE | ELECTRICITY SUPPLY PILLAR;440 V;1 TO 3 PHASE;PANEL,190 MM H,205 MM W,10 MM THK; 3 X 100 AMP FUSES;C/W 6 HOLE N/L;REFER SC 04434 (32 AMP),04451 (80 AMP) & 12454 | WEBER | WEBER SOUTH PACIFIC PTY LTD | 13784-PP310001-REV1 | CURRENT
000013784 | PANEL,FUSE | ELECTRICITY SUPPLY PILLAR;440 V;1 TO 3 PHASE;PANEL,190 MM H,205 MM W,10 MM THK; 3 X 100 AMP FUSES;C/W 6 HOLE N/L;REFER SC 04434 (32 AMP),04451 (80 AMP) & 12454 | FULTON | FULTON INDUSTRIES PL | 1-S0227 | CURRENT
000013784 | PANEL,FUSE | ELECTRICITY SUPPLY PILLAR;440 V;1 TO 3 PHASE;PANEL,190 MM H,205 MM W,10 MM THK; 3 X 100 AMP FUSES;C/W 6 HOLE N/L;REFER SC 04434 (32 AMP),04451 (80 AMP) & 12454 | LEGEND | LEGEND POWER SYSTEMS | FBS-BK-UN-BL | CURRENT
000013784 | PANEL,FUSE | ELECTRICITY SUPPLY PILLAR;440 V;1 TO 3 PHASE;PANEL,190 MM H,205 MM W,10 MM THK; 3 X 100 AMP FUSES;C/W 6 HOLE N/L;REFER SC 04434 (32 AMP),04451 (80 AMP) & 12454 | FLOWLINE | FLOWLINE INDUSTRIES PTY LTD | ESQ060 | CURRENT
000013795 | BASE,POLE ASSEMBLY | Slip Base Adaptor, for upto 10.0m Poles, 350 PCD c/w 3 x M36x130mm Bolts, 6 x M36 Washers, 3 x M36 Nuts & Shear Washer, EQTS 05-02-01, Dwg 05-02-04(scm) | IUPOLE | INTERNATIONAL UTILITY POLES PTY LTD | EX-13795 | CURRENT
000013795 | BASE,POLE ASSEMBLY | Slip Base Adaptor, for upto 10.0m Poles, 350 PCD c/w 3 x M36x130mm Bolts, 6 x M36 Washers, 3 x M36 Nuts & Shear Washer, EQTS 05-02-01, Dwg 05-02-04(scm) | INGALEPS | INGAL EPS (CONTRACTOR) | XSBA350 | CURRENT
000013795 | BASE,POLE ASSEMBLY | Slip Base Adaptor, for upto 10.0m Poles, 350 PCD c/w 3 x M36x130mm Bolts, 6 x M36 Washers, 3 x M36 Nuts & Shear Washer, EQTS 05-02-01, Dwg 05-02-04(scm) | GM POLES | GM POLES PTY LTD | SBA 350 | CURRENT
000013798 | ADAPTOR FITTING,TOOL HD,HOT LINE STICK | FIBREGLASS;W/O TOOL HEADS;W/PROVISION FOR FITTING TO HOT LINE STICK;FOR FITTING AS 'HEAD,TOOL,OPERATING STICK' STOCK CODES 10810,10811,10812,10813;TO | AUSTACKL |  | FIBREGLASS;W/O TOOL HEADS; | CURRENT
000013799 | PROPANE. | LIQUIFIED PETROLEUM GAS;BULK ONLY; | ALLGAS | ALLGAS ENERGY LTD | BULK | PHASING
000013806 | GLOVES,DISPOSABLE | Medical, First-Aid, Nitrile, Large Size, Non-Sterile, supplied in Dispensing Box | TOOWFAID | TOOWOOMBA FIRST AID SUPPLIES | GLO-00872 | CURRENT
000013806 | GLOVES,DISPOSABLE | Medical, First-Aid, Nitrile, Large Size, Non-Sterile, supplied in Dispensing Box | ALPHA | ALPHA FIRST AID SUPPLIES QLD | 300052 | CURRENT
000013806 | GLOVES,DISPOSABLE | Medical, First-Aid, Nitrile, Large Size, Non-Sterile, supplied in Dispensing Box | ALPHA | ALPHA FIRST AID SUPPLIES QLD | 679 | CURRENT
000013809 | BRACKET,POLE | TRANSFORMER TYPE;STEEL;GALV;TRANSFORMER SUPPORT;TO BE SUPPLIED C/W 2 BRACES ATTACHED TO EACH BRACKET;PACK OF 1, PALLET OF 6;TO SUIT 25,50,100,200,300 & | HAYMAN | HAYMANS INDUSTRIES PTY LTD | 13809 | CURRENT
000013809 | BRACKET,POLE | TRANSFORMER TYPE;STEEL;GALV;TRANSFORMER SUPPORT;TO BE SUPPLIED C/W 2 BRACES ATTACHED TO EACH BRACKET;PACK OF 1, PALLET OF 6;TO SUIT 25,50,100,200,300 & | STEELWAY |  | E13809 | CURRENT
000013824 | SEPARATOR,ELECTRICAL POWER CABLE CORE | TEMPORARY WEDGE;NYLON;U/W LV AERIAL BUNDLED CABLE;TO ENABLE FITTING OF CLAMP FOR SERVICE CABLE;PACK OF 10,PACK WEIGHT 1 KG; | PLP AUST | PREFORMED LINE PRODUCTS (AUST) | D-IBSW95 | CURRENT
000013824 | SEPARATOR,ELECTRICAL POWER CABLE CORE | TEMPORARY WEDGE;NYLON;U/W LV AERIAL BUNDLED CABLE;TO ENABLE FITTING OF CLAMP FOR SERVICE CABLE;PACK OF 10,PACK WEIGHT 1 KG; | DULHUNTY | DULHUNTY INDUSTRIES PTY LTD | ST-31 | CURRENT
000013853 | FUSE,CARTRIDGE | FERRULE;32 MM LG,6.35 MM DIA CAP;250 MA; GLASS;TYPE F,FOR USE IN P.M.R. BRUSH RECLOSERS AS RELAY FUSE;PACK OF 5; | FUSECO | FUSECO PTY LTD | TDC10-250MA | CURRENT
000013853 | FUSE,CARTRIDGE | FERRULE;32 MM LG,6.35 MM DIA CAP;250 MA; GLASS;TYPE F,FOR USE IN P.M.R. BRUSH RECLOSERS AS RELAY FUSE;PACK OF 5; | COOPELEC | COOPER ELECTRICAL AUSTRALIA PTY LTD | AGC-1/4 | CURRENT
000013854 | FUSE,CARTRIDGE | FERRULE;32 MM LG,6.35 MM DIA CAP;10 AMP; 240 V AC;HRC;TYPE F,FOR USE IN P.M.R. BRUSH RECLOSERS AS CONTROL FUSE; PACK OF 10; | FUSECO | FUSECO PTY LTD | "65NM-10A" | CURRENT
000013864 | JOINT,ELECTRICAL POWER CABLE | NOTE:-THIS ITEM IS NOT TO BE PURCHASED; SCREEN BREAK STRAIGHT JOINT WITH F/GLASS OUTER BOX;SINGLE PHASE;FOR ELECTRICAL POWER CABLE;63.5/110 KV; | PRYSMIAN | PRYSMIAN POWER CABLES & SYSTEMS AUST | GMS 1170 CA | STRATEGIC SPARE
000013865 | TERMINATION,ELECTRICAL POWER CABLE | 110 KV;OUTDOOR;SINGLE PHASE;FOR 400 SQ MM,COPPER CONDUCTOR,SINGLE CORE,XLPE INSULATED CABLE;PORCELAIN;SUIT CABLE (STOCK CODE 13863),SECURITY STOCK F830 & | PRYSMIAN | PRYSMIAN POWER CABLES & SYSTEMS AUST | TPE 1170/203 | STRATEGIC SPARE
000013883 | GRIP,CABLE,JAW | PARALLEL JAWS;RANGE 4C X 25 SQ MM TO 4C X 95 SQ MM ABC & CCT; C/W TRIGGER GRIP; SPRING LOADED BODY;SPRING LOADED SIDE GATE & LEVER NOTCH; WLL 1000KG; | SPECFORC | SPECIALISED FORCE | ABC-M-GRIP-CCT | CURRENT
000013888 | TRANSFORMER,METERING | OUTDOOR TYPE;FREE STANDING;11/12 KV;AIR INSULATED TANK;HV FUSES INSIDE TANK; 2 CT'S,CLASS 0.5M,15 VA;RATIO 1500/1000/ 500/5 AMP;REFER SC20752 FOR REPLACEMENT; | SWITCHGR |  |  | PHASING
000013888 | TRANSFORMER,METERING | OUTDOOR TYPE;FREE STANDING;11/12 KV;AIR INSULATED TANK;HV FUSES INSIDE TANK; 2 CT'S,CLASS 0.5M,15 VA;RATIO 1500/1000/ 500/5 AMP;REFER SC20752 FOR REPLACEMENT; | HAWKSIDD | HAWKER SIDDELEY SWITCHGEAR LTD |  | PHASING
000013891 | INSULATION HOOD | PVC,FLAME RETARDANT;BLACK;87 MM OD,150 MM LG,+ CONICAL/SQUARE END 50 MM LG,3 MM WALL THK;BOX OF 36,PACK WEIGHT 9 KG; 864 PER PALLET; USE IN URD ELECTRICITY | WEBER | WEBER SOUTH PACIFIC PTY LTD | ESQ066 | CURRENT
000013891 | INSULATION HOOD | PVC,FLAME RETARDANT;BLACK;87 MM OD,150 MM LG,+ CONICAL/SQUARE END 50 MM LG,3 MM WALL THK;BOX OF 36,PACK WEIGHT 9 KG; 864 PER PALLET; USE IN URD ELECTRICITY | LEGEND | LEGEND POWER SYSTEMS | ISP-BK-LG-FT | CURRENT
000013891 | INSULATION HOOD | PVC,FLAME RETARDANT;BLACK;87 MM OD,150 MM LG,+ CONICAL/SQUARE END 50 MM LG,3 MM WALL THK;BOX OF 36,PACK WEIGHT 9 KG; 864 PER PALLET; USE IN URD ELECTRICITY | PLP AUST | PREFORMED LINE PRODUCTS (AUST) | D-SHDL99 | CURRENT
000013891 | INSULATION HOOD | PVC,FLAME RETARDANT;BLACK;87 MM OD,150 MM LG,+ CONICAL/SQUARE END 50 MM LG,3 MM WALL THK;BOX OF 36,PACK WEIGHT 9 KG; 864 PER PALLET; USE IN URD ELECTRICITY | FLOWLINE | FLOWLINE INDUSTRIES PTY LTD | ESQ066 | CURRENT
000013894 | FUSE-SWITCH COMBINATION. | 500 V;630 AMP;3 PHASE;50 KA MKG CAP;FUSE LINK DIN BLADE TYPE SIZE 1,2 OR 3,TOP OR BOTTOM ENTRY CABLE TERMINATIONS, C/W BUSBAR BOLT INSULATING COVERS; | CNWPL | CNW PL - SLACKS CREEK | NHPSSFDN8003P + NTT630 | PURCHASE AS REQUIRED
000013894 | FUSE-SWITCH COMBINATION. | 500 V;630 AMP;3 PHASE;50 KA MKG CAP;FUSE LINK DIN BLADE TYPE SIZE 1,2 OR 3,TOP OR BOTTOM ENTRY CABLE TERMINATIONS, C/W BUSBAR BOLT INSULATING COVERS; | HAYMANS | HAYMANS ELECTRICAL | SOCSSFDN8003P+NHPNTT | PURCHASE AS REQUIRED
000013894 | FUSE-SWITCH COMBINATION. | 500 V;630 AMP;3 PHASE;50 KA MKG CAP;FUSE LINK DIN BLADE TYPE SIZE 1,2 OR 3,TOP OR BOTTOM ENTRY CABLE TERMINATIONS, C/W BUSBAR BOLT INSULATING COVERS; | ABB | ABB FAN PTY LTD | 1SCA022825R2830 | PURCHASE AS REQUIRED
000013894 | FUSE-SWITCH COMBINATION. | 500 V;630 AMP;3 PHASE;50 KA MKG CAP;FUSE LINK DIN BLADE TYPE SIZE 1,2 OR 3,TOP OR BOTTOM ENTRY CABLE TERMINATIONS, C/W BUSBAR BOLT INSULATING COVERS; | STROMBRG |  | OEPJ3A2 | PURCHASE AS REQUIRED
000013894 | FUSE-SWITCH COMBINATION. | 500 V;630 AMP;3 PHASE;50 KA MKG CAP;FUSE LINK DIN BLADE TYPE SIZE 1,2 OR 3,TOP OR BOTTOM ENTRY CABLE TERMINATIONS, C/W BUSBAR BOLT INSULATING COVERS; | NHP | NHP ELECTRICAL ENGINEERING | M331B1630 | PURCHASE AS REQUIRED
000013895 | FUSE-SWITCH COMBINATION. | 660 V;400 AMP;3 PHASE;105 KA MKG CAP; FUSE LINK DIN BLADE TYPE SIZE 1 OR 2,TOP ENTRY CABLE TERMINATIONS;IEC408 & AS1775;SIEMENS TYPE 3NJ53; | SIEMENS | SIEMENS LTD | 3NJ53 | PHASING
000013897 | FUSE LINK,ENCLOSED ELEMENT | 160 AMP;500 V AC;BLADE TYPE CONTACTS, DIN SIZE 2;AS2005,PART 1;PACK OF 3,PACK WEIGHT 1.20 KG; | FLOWLINE | FLOWLINE INDUSTRIES PTY LTD | EM372616 | CURRENT
000013897 | FUSE LINK,ENCLOSED ELEMENT | 160 AMP;500 V AC;BLADE TYPE CONTACTS, DIN SIZE 2;AS2005,PART 1;PACK OF 3,PACK WEIGHT 1.20 KG; | FUSECO | FUSECO PTY LTD | NH2F-160 | CURRENT
000013897 | FUSE LINK,ENCLOSED ELEMENT | 160 AMP;500 V AC;BLADE TYPE CONTACTS, DIN SIZE 2;AS2005,PART 1;PACK OF 3,PACK WEIGHT 1.20 KG; | COOPELEC | COOPER ELECTRICAL AUSTRALIA PTY LTD | 160NH2G | CURRENT
000013898 | FUSE LINK,ENCLOSED ELEMENT | 200 AMP;500 V AC;BLADE TYPE CONTACTS,DIN SIZE 2;AS2005,PART 1;PACK OF 3,PACK WEIGHT 1.20 KG;FIT IN LV PANEL ON PADMOUNTS; | FLOWLINE | FLOWLINE INDUSTRIES PTY LTD | EM372620 | CURRENT
000013898 | FUSE LINK,ENCLOSED ELEMENT | 200 AMP;500 V AC;BLADE TYPE CONTACTS,DIN SIZE 2;AS2005,PART 1;PACK OF 3,PACK WEIGHT 1.20 KG;FIT IN LV PANEL ON PADMOUNTS; | FUSECO | FUSECO PTY LTD | NH2F-200 | CURRENT
000013899 | FUSE LINK,ENCLOSED ELEMENT | 250 AMP;500 V AC;BLADE TYPE CONTACTS,DIN SIZE 2;AS2005,PART 1;PACK OF 3,PACK WEIGHT 1.20 KG; | FLOWLINE | FLOWLINE INDUSTRIES PTY LTD | EM372625 | CURRENT
000013901 | FUSE LINK,ENCLOSED ELEMENT | 350 AMP;500 V AC;BLADE TYPE CONTACTS,DIN SIZE 2;AS2005,PART 1;PACK OF 3,PACK WEIGHT 1.68 KG; | FUSECO | FUSECO PTY LTD | NH2F-355 | CURRENT
000013901 | FUSE LINK,ENCLOSED ELEMENT | 350 AMP;500 V AC;BLADE TYPE CONTACTS,DIN SIZE 2;AS2005,PART 1;PACK OF 3,PACK WEIGHT 1.68 KG; | FLOWLINE | FLOWLINE INDUSTRIES PTY LTD | EM372235 | CURRENT
000013903 | SWITCH-DISCONNECTOR | 500 V;2500 AMP;3 PHASE;105 KA MKG CAP; SIDE ENTRY BUSBAR TERMINATIONS,2 PER PHASE;IEC408 & AS1775;STROMBERG TYPE 2500 K 185; | STROMBRG |  | OETL 2500K185 | PHASING
000013903 | SWITCH-DISCONNECTOR | 500 V;2500 AMP;3 PHASE;105 KA MKG CAP; SIDE ENTRY BUSBAR TERMINATIONS,2 PER PHASE;IEC408 & AS1775;STROMBERG TYPE 2500 K 185; | GILBLODG | GILBERT LODGE AUSTRALIA |  | PHASING
000013906 | LOUVRE,FLOODLIGHT. | CROSS VANE DESIGN;SCREW MTG;ALUMINIUM; PAINTED BLACK;EXT,FOR U/W PHILIPS HNF901 NARROW,OR WIDE,PEDESTRIAN CROSSING FLOODLIGHTS;FOR U/W FLOODLIGHTS | GERARD | GERARD PROFESSIONAL SOLUTIONS PL | HNF 901 HOOD 1 | PHASING
000013918 | ARMATURE,RELAY | TRIPPING APPLICATION;32 V DC COIL;250 V AC CONT;10 AMP CONTINUOUS;4 NO CONT;NON- LATCHING;C/W SURFACE MTG,PLUG IN BASE SUITABLE FOR FRONT OR REAR CONNECTION; | RMS | RELAY MONITORING SYSTEMS PL | 3Y701 (32 V DC) | CURRENT
000013919 | RELAY,ELECTROMAGNETIC | TRIPPING APPLICATION;110 V DC COIL;250 V AC CONT;10 AMP AC CONTINUOUS;4 NO CONT; NON-LATCHING;C/W SURFACE MTG,PLUG IN BASE SUITABLE FOR FRONT OR REAR | RMS | RELAY MONITORING SYSTEMS PL | 3Y701 (110 V DC) | PHASING
000013921 | RELAY,ELECTROMAGNETIC | NO VOLT APPLICATION;5 KV ISOLATION CONTACTS/COIL;110 V DC COIL;440 V AC/DC CONT;8 AMP AC/DC CONTINUOUS;2 NC CONT; NON-LATCHING;C/W SURFACE MTG,PLUG IN | RMS | RELAY MONITORING SYSTEMS PL | 3Y40K16 (110 V DC) | PHASING
000013922 | RELAY,ELECTROMAGNETIC | POWER,MIDGET TYPE;4P;240 V AC COIL;30 V DC/110 V AC CONT;10 AMP NOM;4 CO CONT; NON-LATCHING AUX;PLUG IN TO RAIL MOUNT SOCKET TYPE SH4B-05U;PACK OF 1;PLUG IN | CNWPL | CNW PL - SLACKS CREEK | IDERH4B-UAC240 | CURRENT
000013922 | RELAY,ELECTROMAGNETIC | POWER,MIDGET TYPE;4P;240 V AC COIL;30 V DC/110 V AC CONT;10 AMP NOM;4 CO CONT; NON-LATCHING AUX;PLUG IN TO RAIL MOUNT SOCKET TYPE SH4B-05U;PACK OF 1;PLUG IN | CNWPL | CNW PL - SLACKS CREEK | RH4B-UAC240 | CURRENT
000013923 | TERMINAL BLOCK | MELAMINE;2 TERMINAL FEED THROUGH,LUG/LUG CONNECTION TYPE;1000 V;170 AMP;RAIL MTG G32 RAIL SECT);32 MM THK,81.5 MM H,87.3 MM W;BROWN;PACK OF 10;FOR U/W END PLATE | HAYMANS | HAYMANS ELECTRICAL | KLI1704.2 | CURRENT
000013923 | TERMINAL BLOCK | MELAMINE;2 TERMINAL FEED THROUGH,LUG/LUG CONNECTION TYPE;1000 V;170 AMP;RAIL MTG G32 RAIL SECT);32 MM THK,81.5 MM H,87.3 MM W;BROWN;PACK OF 10;FOR U/W END PLATE | KLIPPON |  | KLI1704.2 | CURRENT
000013925 | TERMINAL BLOCK | POLYAMIDE;2 TERMINAL FEED THROUGH,EARTH TYPE;65 AMP;RAIL MTG (G32 RAIL SECT);1- 10 SQ MM CONDUCTOR SIZE;10 MM THK,51.5 MM H,40 MM W;YELLOW/GREEN;PACK OF 1; | HAYMANS | HAYMANS ELECTRICAL | KLI3546.6 | CURRENT
000013925 | TERMINAL BLOCK | POLYAMIDE;2 TERMINAL FEED THROUGH,EARTH TYPE;65 AMP;RAIL MTG (G32 RAIL SECT);1- 10 SQ MM CONDUCTOR SIZE;10 MM THK,51.5 MM H,40 MM W;YELLOW/GREEN;PACK OF 1; | TECONN | TE CONNECTIVITY LTD | KLI3546.6 | CURRENT
000013925 | TERMINAL BLOCK | POLYAMIDE;2 TERMINAL FEED THROUGH,EARTH TYPE;65 AMP;RAIL MTG (G32 RAIL SECT);1- 10 SQ MM CONDUCTOR SIZE;10 MM THK,51.5 MM H,40 MM W;YELLOW/GREEN;PACK OF 1; | KLIPPON |  | KLI3546.6 | CURRENT
000013928 | COVER,TERMINAL BLOCK | 156 MM LG,30 MM W,74 MM H;FOR U/W TERMINAL BLOCK "KLIPPON" TYPE SAKG32; PACK OF 10;FOR U/W STOCK CODE 13923; | HAYMANS | HAYMANS ELECTRICAL | KLI032676 | CURRENT
000013928 | COVER,TERMINAL BLOCK | 156 MM LG,30 MM W,74 MM H;FOR U/W TERMINAL BLOCK "KLIPPON" TYPE SAKG32; PACK OF 10;FOR U/W STOCK CODE 13923; | KLIPPON |  | KLI032676 | CURRENT
000013930 | LINK,ELECTRICAL BRIDGING. | 2 WAY BRIDGING LINK;TO SUIT TERMINAL BLOCK (KLIPPON SAKG32);PACK OF 5 OR 10; | HAYMANS | HAYMANS ELECTRICAL | KLI1940.0 | CURRENT
000013930 | LINK,ELECTRICAL BRIDGING. | 2 WAY BRIDGING LINK;TO SUIT TERMINAL BLOCK (KLIPPON SAKG32);PACK OF 5 OR 10; | KLIPPON |  | KLI1940.0 | CURRENT
000013932 | RESISTOR,FIXED,FILM. | METAL;1 K 8 OHMS;+ OR - 5%;1 W; | RSCOMP | RADIOSPARES COMPONENT PTY LTD | 683-5398 | CURRENT
000013933 | PRINTED CIRCUIT BOARD | SINGLE SIDED;FIBREGLASS BOARD;APPROX 205 MM X 135 MM;1 OZ COPPER COATING;BATTERY CHARGING CONTROL CARD FOR BRUSH PMR 12 ,MK 2,RECLOSERS,STOCK CODE 13144 & | HAWKSIDD | HAWKER SIDDELEY SWITCHGEAR LTD | BATTERY CHARGE CONT CARD | PHASING
000013936 | DIE,CRIMPING TOOL | STEEL;HEX;9 MM AF;FOR CAST ALUMINIUM LUG 6 TO 35 SQ MM ABC;U/W UTILUX COMPRESSION TOOL NO.38A OR EQUIV;PACK OF 1,PACK WEIGHT 0.027 KG; | SPECFORC | SPECIALISED FORCE | 12T-9.0AFAL | CURRENT
000013936 | DIE,CRIMPING TOOL | STEEL;HEX;9 MM AF;FOR CAST ALUMINIUM LUG 6 TO 35 SQ MM ABC;U/W UTILUX COMPRESSION TOOL NO.38A OR EQUIV;PACK OF 1,PACK WEIGHT 0.027 KG; | PLP AUST | PREFORMED LINE PRODUCTS (AUST) | EPCDA9AF | CURRENT
000013936 | DIE,CRIMPING TOOL | STEEL;HEX;9 MM AF;FOR CAST ALUMINIUM LUG 6 TO 35 SQ MM ABC;U/W UTILUX COMPRESSION TOOL NO.38A OR EQUIV;PACK OF 1,PACK WEIGHT 0.027 KG; | TECONN | TE CONNECTIVITY LTD | 38-90AL/1 | CURRENT
000013937 | DIE,CRIMPING TOOL | STEEL;HEX;13.2 MM AF;FOR CAST ALUMINIUM LUG ONTO 70 SQ MM ABC;U/W UTILUX COMPRESSION TOOL NO.38A OR EQUIV; PACK OF 1,PACK WEIGHT 0.026 KG; | SPECFORC | SPECIALISED FORCE | 12T-13.2AFAL | CURRENT
000013937 | DIE,CRIMPING TOOL | STEEL;HEX;13.2 MM AF;FOR CAST ALUMINIUM LUG ONTO 70 SQ MM ABC;U/W UTILUX COMPRESSION TOOL NO.38A OR EQUIV; PACK OF 1,PACK WEIGHT 0.026 KG; | PLP AUST | PREFORMED LINE PRODUCTS (AUST) | EPCDA132AF | CURRENT
000013937 | DIE,CRIMPING TOOL | STEEL;HEX;13.2 MM AF;FOR CAST ALUMINIUM LUG ONTO 70 SQ MM ABC;U/W UTILUX COMPRESSION TOOL NO.38A OR EQUIV; PACK OF 1,PACK WEIGHT 0.026 KG; | TECONN | TE CONNECTIVITY LTD | 38-132AL/1 | CURRENT
000013939 | CAPACITOR UNIT. | 11 KV;3 PHASE;22.5 UF PER PHASE;NON PCB IMPREGNANT;3 BUSHINGS PER UNIT;3 PHASE COMPENSATION CAPACITOR FOR ZELLWEGER A/F LOAD CONTROL;AS1013-1971;TO ZELLWEGER | CONDIS |  |  | STRATEGIC SPARE
000013940 | OUTREACH HEADFRAME | Major Road, High Mast, 2 Way, Galv Steel, EQTS 05-02-01, Dwg 05-02-06 (scm) | INGALEPS | INGAL EPS (CONTRACTOR) | GEX13940 | CURRENT
000013940 | OUTREACH HEADFRAME | Major Road, High Mast, 2 Way, Galv Steel, EQTS 05-02-01, Dwg 05-02-06 (scm) | IUPOLE | INTERNATIONAL UTILITY POLES PTY LTD | EX-13940 | CURRENT
000013940 | OUTREACH HEADFRAME | Major Road, High Mast, 2 Way, Galv Steel, EQTS 05-02-01, Dwg 05-02-06 (scm) | GM POLES | GM POLES PTY LTD | SL HM 2W | CURRENT
000013942 | BILLYCAN | ALUMINIUM;3 L CAP;W/HANDLE & SPOUT;PACK SIZE 6; | STATEWD | STATEWIDE FSTNERS & ENG SPLS PL | K91601 | CURRENT
000013942 | BILLYCAN | ALUMINIUM;3 L CAP;W/HANDLE & SPOUT;PACK SIZE 6; | ATOMSUPP | ATOM SUPPLY | 21815001 | CURRENT
000013943 | TAPE,PRESSURE SENSITIVE ADHESIVE | PALLETISING;BLACK;19 MM W,66 M LG,76 MM ID CORE;TENSILISED POLYPROPYLENE;CARTON OF 36,PACK WEIGHT 9.6 KG;FOR WRAPPING ITEMS MFR BY BANYO WORKSHOPS & STORES; | CNWPL | CNW PL - SLACKS CREEK | 11098 | CURRENT
000013943 | TAPE,PRESSURE SENSITIVE ADHESIVE | PALLETISING;BLACK;19 MM W,66 M LG,76 MM ID CORE;TENSILISED POLYPROPYLENE;CARTON OF 36,PACK WEIGHT 9.6 KG;FOR WRAPPING ITEMS MFR BY BANYO WORKSHOPS & STORES; | HAYMANS | HAYMANS ELECTRICAL | REESIG11098 | CURRENT
000013943 | TAPE,PRESSURE SENSITIVE ADHESIVE | PALLETISING;BLACK;19 MM W,66 M LG,76 MM ID CORE;TENSILISED POLYPROPYLENE;CARTON OF 36,PACK WEIGHT 9.6 KG;FOR WRAPPING ITEMS MFR BY BANYO WORKSHOPS & STORES; | SIGNET | SIGNET PTY LTD | 11098 | CURRENT
000013949 | CLEVIS,TONGUE | STEEL;GALV;70 KN;OVER SIZE,116 MM LG,C/W HEX CLEVIS PIN;BAG OF 25,PACK WEIGHT 25 KG;FOR U/W 3M & 3MA CLAMPS; | DULHUNTY | DULHUNTY INDUSTRIES PTY LTD | CTW-70H | CURRENT
000013956 | FUSEHOLDER | SURFACE OR RAIL MTG (TH35 SECT);BACK WIRING UP TO 16 SQ MM CABLE;32 AMP;415 V AC;CLIP-IN;OFFSET TAGS;AS2005;PACK OF 1;SUITABLE FOR FITTING LINK STOCK | FUSECO | FUSECO PTY LTD | FB32BW | CURRENT
000013956 | FUSEHOLDER | SURFACE OR RAIL MTG (TH35 SECT);BACK WIRING UP TO 16 SQ MM CABLE;32 AMP;415 V AC;CLIP-IN;OFFSET TAGS;AS2005;PACK OF 1;SUITABLE FOR FITTING LINK STOCK | HAYMANS | HAYMANS ELECTRICAL | EEFSC32BW | CURRENT
000013956 | FUSEHOLDER | SURFACE OR RAIL MTG (TH35 SECT);BACK WIRING UP TO 16 SQ MM CABLE;32 AMP;415 V AC;CLIP-IN;OFFSET TAGS;AS2005;PACK OF 1;SUITABLE FOR FITTING LINK STOCK | ALSTOM | ALSTOM GRID AUSTRALIA LIMITED | EEFSC32BW | CURRENT
000013957 | FUSEHOLDER | SURFACE OR RAIL MTG (TH35 SECT);BACK CONN-TWO STUDS;32 AMP;415 V AC;CLIP-IN; OFFSET TAGS;WHITE;AS2005;PACK OF 1; SUITABLE FOR FITTING LINK STOCK CODE | FUSECO | FUSECO PTY LTD | FB32PWH | CURRENT
000013957 | FUSEHOLDER | SURFACE OR RAIL MTG (TH35 SECT);BACK CONN-TWO STUDS;32 AMP;415 V AC;CLIP-IN; OFFSET TAGS;WHITE;AS2005;PACK OF 1; SUITABLE FOR FITTING LINK STOCK CODE | REXEL | REXEL PTY LTD | ALSSC32PWH | CURRENT
000013957 | FUSEHOLDER | SURFACE OR RAIL MTG (TH35 SECT);BACK CONN-TWO STUDS;32 AMP;415 V AC;CLIP-IN; OFFSET TAGS;WHITE;AS2005;PACK OF 1; SUITABLE FOR FITTING LINK STOCK CODE | ALSTOM | ALSTOM GRID AUSTRALIA LIMITED | EEFSC32PWH | CURRENT
000013958 | FUSEHOLDER | SURFACE OR RAIL MTG(TH35 SECT);BACK CONN-TWO STUDS;32 AMP;415 V AC;CLIP-IN; OFFSET TAGS;BLACK;AS2005;PACK OF 1,FOR CARTRIDGES 04409,04410,04417,04419,04424 | FUSECO | FUSECO PTY LTD | FB32P | CURRENT
000013958 | FUSEHOLDER | SURFACE OR RAIL MTG(TH35 SECT);BACK CONN-TWO STUDS;32 AMP;415 V AC;CLIP-IN; OFFSET TAGS;BLACK;AS2005;PACK OF 1,FOR CARTRIDGES 04409,04410,04417,04419,04424 | HAYMANS | HAYMANS ELECTRICAL | EEFSC32P | CURRENT
000013958 | FUSEHOLDER | SURFACE OR RAIL MTG(TH35 SECT);BACK CONN-TWO STUDS;32 AMP;415 V AC;CLIP-IN; OFFSET TAGS;BLACK;AS2005;PACK OF 1,FOR CARTRIDGES 04409,04410,04417,04419,04424 | ALSTOM | ALSTOM GRID AUSTRALIA LIMITED | EEFSC32P | CURRENT
000013959 | FUSEHOLDER | SURFACE OR RAIL MTG(TH35 SECT);FRONT CONN UP TO 16 SQ MM CABLE;32 AMP;415 V AC;CLIP-IN;OFFSET TAG;BLACK;AS2005;PACK OF 1;FOR CARTRIDGES USE STOCK CODES | FUSECO | FUSECO PTY LTD | FB32H | CURRENT
000013959 | FUSEHOLDER | SURFACE OR RAIL MTG(TH35 SECT);FRONT CONN UP TO 16 SQ MM CABLE;32 AMP;415 V AC;CLIP-IN;OFFSET TAG;BLACK;AS2005;PACK OF 1;FOR CARTRIDGES USE STOCK CODES | HAYMANS | HAYMANS ELECTRICAL | EEFSC32H | CURRENT
000013959 | FUSEHOLDER | SURFACE OR RAIL MTG(TH35 SECT);FRONT CONN UP TO 16 SQ MM CABLE;32 AMP;415 V AC;CLIP-IN;OFFSET TAG;BLACK;AS2005;PACK OF 1;FOR CARTRIDGES USE STOCK CODES | ALSTOM | ALSTOM GRID AUSTRALIA LIMITED | EEFSC32H | CURRENT
000013960 | FUSEHOLDER | SURFACE OR RAIL MTG (TH35 SECT);FRONT CONN UP TO 16 SQ MM CABLE;32 AMP;415 V AC CLIP-IN;OFFSET TAG;WHITE;AS2005;PACK OF 1;SUITABLE FOR FITTING LINK STOCK | FUSECO | FUSECO PTY LTD | FB32HWH | CURRENT
000013960 | FUSEHOLDER | SURFACE OR RAIL MTG (TH35 SECT);FRONT CONN UP TO 16 SQ MM CABLE;32 AMP;415 V AC CLIP-IN;OFFSET TAG;WHITE;AS2005;PACK OF 1;SUITABLE FOR FITTING LINK STOCK | REXEL | REXEL PTY LTD | EEFSC32HWH | CURRENT
000013960 | FUSEHOLDER | SURFACE OR RAIL MTG (TH35 SECT);FRONT CONN UP TO 16 SQ MM CABLE;32 AMP;415 V AC CLIP-IN;OFFSET TAG;WHITE;AS2005;PACK OF 1;SUITABLE FOR FITTING LINK STOCK | ALSTOM | ALSTOM GRID AUSTRALIA LIMITED | EEFSC32HWH | CURRENT
000013961 | TERMINAL BLOCK | MELAMINE;2 TERMINAL FEED THROUGH TYPE; 750 V;47 AMP;RAIL MTG(G32 RAIL SECT); 0.5-6 SQ MM CONDUCTOR SIZE;8 MM THK,51.5 MM H,40 MM W;BROWN;PACK OF 100;FOR TEST | CNWPL | CNW PL - SLACKS CREEK | WEI0193220000 | CURRENT
000013961 | TERMINAL BLOCK | MELAMINE;2 TERMINAL FEED THROUGH TYPE; 750 V;47 AMP;RAIL MTG(G32 RAIL SECT); 0.5-6 SQ MM CONDUCTOR SIZE;8 MM THK,51.5 MM H,40 MM W;BROWN;PACK OF 100;FOR TEST | HAYMANS | HAYMANS ELECTRICAL | KLI1932.2 | CURRENT
000013961 | TERMINAL BLOCK | MELAMINE;2 TERMINAL FEED THROUGH TYPE; 750 V;47 AMP;RAIL MTG(G32 RAIL SECT); 0.5-6 SQ MM CONDUCTOR SIZE;8 MM THK,51.5 MM H,40 MM W;BROWN;PACK OF 100;FOR TEST | KLIPPON |  | KLI1932.2 | CURRENT
000013961 | TERMINAL BLOCK | MELAMINE;2 TERMINAL FEED THROUGH TYPE; 750 V;47 AMP;RAIL MTG(G32 RAIL SECT); 0.5-6 SQ MM CONDUCTOR SIZE;8 MM THK,51.5 MM H,40 MM W;BROWN;PACK OF 100;FOR TEST | CNWPL | CNW PL - SLACKS CREEK | SAK-6N | CURRENT
000013962 | END PLATE,TERMINAL BLOCK | TO SUIT KLIPPON TERMINAL BLOCK TYPE SAK6N;REFER STOCK CODE 13961 FOR TERMINAL BLOCK;PACK OF 20; | HAYMANS | HAYMANS ELECTRICAL | KLI1179.2 | CURRENT
000013962 | END PLATE,TERMINAL BLOCK | TO SUIT KLIPPON TERMINAL BLOCK TYPE SAK6N;REFER STOCK CODE 13961 FOR TERMINAL BLOCK;PACK OF 20; | KLIPPON |  | KLI1179.2 | CURRENT
000013962 | END PLATE,TERMINAL BLOCK | TO SUIT KLIPPON TERMINAL BLOCK TYPE SAK6N;REFER STOCK CODE 13961 FOR TERMINAL BLOCK;PACK OF 20; | CNWPL | CNW PL - SLACKS CREEK | WEI0117920000 | CURRENT
000013963 | BOLT,TEST PLUG,TERMINAL BLOCK. | TO SUIT KLIPPON SAK6N TERMINAL BLOCK;FOR 4 MM DIA TEST PLUG;PACK SIZE 50; | HAYMANS | HAYMANS ELECTRICAL | KLI1699.0 | CURRENT
000013963 | BOLT,TEST PLUG,TERMINAL BLOCK. | TO SUIT KLIPPON SAK6N TERMINAL BLOCK;FOR 4 MM DIA TEST PLUG;PACK SIZE 50; | CNWPL | CNW PL - SLACKS CREEK | WEI0169900000 | CURRENT
000013963 | BOLT,TEST PLUG,TERMINAL BLOCK. | TO SUIT KLIPPON SAK6N TERMINAL BLOCK;FOR 4 MM DIA TEST PLUG;PACK SIZE 50; | KLIPPON |  | KLI016990 | CURRENT
000013966 | WRENCH,SPANNER | 6 KEYWAY,RD DRIVE;SINGLE ENDED;NYLON;FOR USE ON "CLIPSAL" & "EUGAQUIP" INSULATED VOLTAGE KNOBS;ONE PIECE,W/LARGER DIA HANDLE;FOR USE ON TEST BLOCK; | EUGAQUIP |  | TB-NDRI | CURRENT
000013966 | WRENCH,SPANNER | 6 KEYWAY,RD DRIVE;SINGLE ENDED;NYLON;FOR USE ON "CLIPSAL" & "EUGAQUIP" INSULATED VOLTAGE KNOBS;ONE PIECE,W/LARGER DIA HANDLE;FOR USE ON TEST BLOCK; | EUGAQUIP |  |  | CURRENT
000013967 | FIXTURE,LIGHTING | WATCHMAN;SECURITY LIGHT;E40/45 LAMPHOLDER;ALUM BODY C/W LAMP GUARD; FOR SPARE LAMP GUARD REFER STOCK CODE 13968,FOR ASSOC CONTROL BOX REFER STOCK | EYE |  | 250960 | CURRENT
000013968 | GUARD,LAMP | ALUMINIUM;BLACK;HINGED FRONT,FOR WATCHMAN SECURITY LIGHT (SPARE ONLY TO SUIT STOCK CODE 13967); | EYE |  |  | CURRENT
000013969 | TERMINAL,LUG | STALK,COPPER CRIMP TYPE;FOR 185 SQ MM COPPER CONDUCTOR;15 MM DIA STALK;CARTON OF 25;U/W 11KV HEAT SHRINK POLE TERMINATION;PACK OF 1,PACK WEIGHT .3 KG; | LEGEND | LEGEND POWER SYSTEMS | CS185/15.25SE | CURRENT
000013969 | TERMINAL,LUG | STALK,COPPER CRIMP TYPE;FOR 185 SQ MM COPPER CONDUCTOR;15 MM DIA STALK;CARTON OF 25;U/W 11KV HEAT SHRINK POLE TERMINATION;PACK OF 1,PACK WEIGHT .3 KG; | UTILUX |  | H2321X02 | CURRENT
000013969 | TERMINAL,LUG | STALK,COPPER CRIMP TYPE;FOR 185 SQ MM COPPER CONDUCTOR;15 MM DIA STALK;CARTON OF 25;U/W 11KV HEAT SHRINK POLE TERMINATION;PACK OF 1,PACK WEIGHT .3 KG; | CABLACES | CABLACES | CS 185/15.25SE | CURRENT
000013970 | TERMINAL,LUG | STALK,COPPER CRIMP TYPE;FOR 240 SQ MM COPPER CONDUCTOR;15 MM DIA STALK; U/W 11 KV HEAT SHRINK POLE TERMINATION; PACK OF 1,PACK WEIGHT 0.4 KG; | LEGEND | LEGEND POWER SYSTEMS | CS240/15.25SE | CURRENT
000013970 | TERMINAL,LUG | STALK,COPPER CRIMP TYPE;FOR 240 SQ MM COPPER CONDUCTOR;15 MM DIA STALK; U/W 11 KV HEAT SHRINK POLE TERMINATION; PACK OF 1,PACK WEIGHT 0.4 KG; | UTILUX |  | H2324X07/1 | CURRENT
000013971 | TERMINAL,LUG | STALK,COPPER CRIMP TYPE;FOR 300 SQ MM COPPER CONDUCTOR;15 MM DIA STALK; U/W 11 KV HEAT SHRINK POLE TERMINATION; PACK OF 1,PACK WEIGHT 0.5 KG; | LEGEND | LEGEND POWER SYSTEMS | CS300/15.25SE | CURRENT
000013971 | TERMINAL,LUG | STALK,COPPER CRIMP TYPE;FOR 300 SQ MM COPPER CONDUCTOR;15 MM DIA STALK; U/W 11 KV HEAT SHRINK POLE TERMINATION; PACK OF 1,PACK WEIGHT 0.5 KG; | UTILUX |  | H2324X06/1 | CURRENT
000013978 | COUPLING,NONMETALLIC RIGID CONDUIT | UPVC;ORANGE;80 MM NOM DIA;LIGHT DUTY; SOCKETLESS PARALLEL SLIP ACTION;AS2053; PACK OF 45,PACK WEIGHT 0.35 KG; | TRI UGRD | TRI UNDERGROUND AUSTRALIA PTY LTD | LDE80SLIPCOUP | CURRENT
000013978 | COUPLING,NONMETALLIC RIGID CONDUIT | UPVC;ORANGE;80 MM NOM DIA;LIGHT DUTY; SOCKETLESS PARALLEL SLIP ACTION;AS2053; PACK OF 45,PACK WEIGHT 0.35 KG; | HAYMANS | HAYMANS ELECTRICAL | CONXSC80LD | CURRENT
000013978 | COUPLING,NONMETALLIC RIGID CONDUIT | UPVC;ORANGE;80 MM NOM DIA;LIGHT DUTY; SOCKETLESS PARALLEL SLIP ACTION;AS2053; PACK OF 45,PACK WEIGHT 0.35 KG; | VINIDEX |  | 32155 | CURRENT
000013979 | COUPLING,NONMETALLIC RIGID CONDUIT | UPVC;ORANGE;100 MM NOM DIA;LIGHT DUTY; SOCKETLESS PARALLEL SLIP ACTION;AS2053; PACK OF 30,PACK WEIGHT 0.57 KG; | TRI UGRD | TRI UNDERGROUND AUSTRALIA PTY LTD | LDE100SLIPCOUP | CURRENT
000013979 | COUPLING,NONMETALLIC RIGID CONDUIT | UPVC;ORANGE;100 MM NOM DIA;LIGHT DUTY; SOCKETLESS PARALLEL SLIP ACTION;AS2053; PACK OF 30,PACK WEIGHT 0.57 KG; | HAYMANS | HAYMANS ELECTRICAL | CONXSC100LD | CURRENT
000013979 | COUPLING,NONMETALLIC RIGID CONDUIT | UPVC;ORANGE;100 MM NOM DIA;LIGHT DUTY; SOCKETLESS PARALLEL SLIP ACTION;AS2053; PACK OF 30,PACK WEIGHT 0.57 KG; | THORPLAS |  | COUPLING 100 MM | CURRENT
000013979 | COUPLING,NONMETALLIC RIGID CONDUIT | UPVC;ORANGE;100 MM NOM DIA;LIGHT DUTY; SOCKETLESS PARALLEL SLIP ACTION;AS2053; PACK OF 30,PACK WEIGHT 0.57 KG; | VINIDEX |  | 32163 | CURRENT
000013990 | SEMICONDUCTOR DEVICE ASSEMBLY. | TRIAC ACTIVE SHUNT;600 V;40 AMP;ACTIVE SHUNT FOR OVERLOAD PROTECTION OF AMMETER MDI**THE MINIMUM PRODUCTION RUN FOR THIS ITEM IS 50 UNITS**; | ENERGEX | ENERGEX | ACTIVE SHUNT. | PHASING
000014004 | FUSE ELEMENT,ELEC | 16 AMP;12 KV;DROPOUT ELEMENT TYPE, CLASS"T" TYPE (SLOW ACTING);660 MM LG, W/REMOVABLE BUTTON HD;PACKET OF 25,PACK WEIGHT 1.0 KG;FOR U/W EXPULSION FUSE | NGK | NGK STANGER PTY LTD | ZXT705-16BT37 | CURRENT
000014008 | ALARM MODULE | SINGLE POINT;5 FUNCTIONS OPTIONALLY TIME DELAYED,1 ALARM TEST BUTTON,LAMP TEST INPUT;110 V/32 V/24 V DC;2 OUTPUT CONTACTS;FLUSH MTG;IEC 255;SEQEB MK3; | ELEDSIGN |  | 1 POINT S/S ALARM MODULE | PURCHASE AS REQUIRED
000014009 | ALARM MODULE | 4 POINT;5 FUNCTIONS OPTIONALLY TIME DELAYED,1 ALARM TEST BUTTON/POINT,LAMP TEST INPUT;110 V/32 V/24 V DC;2 OUTPUT CONT/POINT;FLUSH MTG;W/MATING CONNECTOR | ELEDSIGN |  | 4 POINT S/S ALARM MODULE | PHASING
000014010 | PAINT,FINISHING | MARKING PAINT;ALL FLUORESCENT;ORANGE;FOR SPRAYING;TRIG-A-CAP SPRAYCAN;CARTON OF 12,PACK WEIGHT 4.8 KG FOR USE ON MARKING OF UNDERGROUND PITS & TRENCHES; | ATOMSUPP | ATOM SUPPLY | 90880031 | CURRENT
000014010 | PAINT,FINISHING | MARKING PAINT;ALL FLUORESCENT;ORANGE;FOR SPRAYING;TRIG-A-CAP SPRAYCAN;CARTON OF 12,PACK WEIGHT 4.8 KG FOR USE ON MARKING OF UNDERGROUND PITS & TRENCHES; | SIGNET | SIGNET PTY LTD | 11813 | CURRENT
000014019 | TRANSFORMER,VOLTAGE | AUXILIARY SUPPLY;O/D,POLE MTG;6.35 KV/ 240 V,500 VA;500 VA;SINGLE PHASE;50 HZ; MINERAL OIL INSUL,95 KV R.I.L.; | MIDCETRL |  | 6.35 KV/240 V,500 VA T/F | PURCHASE AS REQUIRED
000014022 | DIE,CRIMPING TOOL | STEEL;HEX;7.7 MM AF;FOR COPPER BASED LUGS ONTO 19/1.35 MM COPPER CONDUCTOR; U/W UTILUX COMPRESSION TOOL NO.38A OR EQUIV;PACK OF 1,PACK WEIGHT0.27 KG; | LEGEND | LEGEND POWER SYSTEMS | HT130-C-25 | CURRENT
000014022 | DIE,CRIMPING TOOL | STEEL;HEX;7.7 MM AF;FOR COPPER BASED LUGS ONTO 19/1.35 MM COPPER CONDUCTOR; U/W UTILUX COMPRESSION TOOL NO.38A OR EQUIV;PACK OF 1,PACK WEIGHT0.27 KG; | TECONN | TE CONNECTIVITY LTD | 38-77CU/1 | CURRENT
000014022 | DIE,CRIMPING TOOL | STEEL;HEX;7.7 MM AF;FOR COPPER BASED LUGS ONTO 19/1.35 MM COPPER CONDUCTOR; U/W UTILUX COMPRESSION TOOL NO.38A OR EQUIV;PACK OF 1,PACK WEIGHT0.27 KG; | CABLACES | CABLACES | HT130-C-25 | CURRENT
000014023 | TERMINAL,LUG | DRILLED PALM,CRIMP TYPE;FOR 25 SQ MM,19/ 1.35 MM COPPER CONDUCTOR;FOR M10 BOLT SIZE;TINNED COPPER SLEEVE;PACK OF 50, PACK WEIGHT 0.5 KG;REFER SC14022 FOR DIE | TYCO | TYCO | CG25M10/50 (H1416/50 | CURRENT
000014023 | TERMINAL,LUG | DRILLED PALM,CRIMP TYPE;FOR 25 SQ MM,19/ 1.35 MM COPPER CONDUCTOR;FOR M10 BOLT SIZE;TINNED COPPER SLEEVE;PACK OF 50, PACK WEIGHT 0.5 KG;REFER SC14022 FOR DIE | PLP AUST | PREFORMED LINE PRODUCTS (AUST) | EPTCU-25-7.7AF-M10 | CURRENT
000014023 | TERMINAL,LUG | DRILLED PALM,CRIMP TYPE;FOR 25 SQ MM,19/ 1.35 MM COPPER CONDUCTOR;FOR M10 BOLT SIZE;TINNED COPPER SLEEVE;PACK OF 50, PACK WEIGHT 0.5 KG;REFER SC14022 FOR DIE | TECONN | TE CONNECTIVITY LTD | CG25M10/50 | CURRENT
000014027 | TAPE,PRESSURE SENSITIVE ADHESIVE | DOUBLE SIDED;WHITE;18 MM W,33 M LG;PVC; CARTON OF 64 ROLLS,PACK WEIGHT 15 KG; | ATOMSUPP | ATOM SUPPLY | 33760000 | CURRENT
000014027 | TAPE,PRESSURE SENSITIVE ADHESIVE | DOUBLE SIDED;WHITE;18 MM W,33 M LG;PVC; CARTON OF 64 ROLLS,PACK WEIGHT 15 KG; | CORPEXPR | CORPORATE EXPRESS PO BOX 346 RICHLANDS | 87016000 | CURRENT
000014028 | TONGUE,LATCH | FOR T SHAPED DOOR HANDLE;CAST ALLOY;80 MM NOM O/A LG,18 MM NOM W;W/M6 GRUB SCREW,& 7.5 MM CAM ACTION SQ HOLE; LENLOK LTL2-276;LATCH TONGUE FOR U/W | MPOROUKE |  | 1586 (ONLY) | PHASING
000014044 | CLAMP,ELEC PWR CABLE,SUPPORT | NEUTRAL CABLE CLEAT FOR SS2500/4F & SS2500 LV SWITCHBOARDS;HARDWOOD; 185 SQ MM SINGLE CORE CABLES;2 PARTS; ITEM 17 ASSY DRG 4131-A1 SHTS A5 & A6; | ENERGEX | ENERGEX | 185 SQ MM | PHASING
000014045 | CLAMP,ELEC PWR CABLE,SUPPORT | PHASE CABLE CLEAT FOR SS2500/4F & SS2500 LV SWITCHBOARDS;HARDWOOD; 185 SQ MM SINGLE CORE CABLES;4 PARTS; ITEM 16 ASSY DRG 4131-A1 SHTS A5 & A6; | ENERGEX | ENERGEX | SS2500/185 SQ MM | PHASING
000014076 | BUSBAR | LV DISTRIBUTION BOARD;S TYPE;COPPER; 108 MM LG,57 MM W,55 MM THK;BUNDLE OF 3; PHASE BUSBAR SPACER;ITEM 8 ASSEMBLY DRG 4131-A1 SHTS A5 & A6; | ENERGEX | ENERGEX | BUSBAR | PHASING
000014076 | BUSBAR | LV DISTRIBUTION BOARD;S TYPE;COPPER; 108 MM LG,57 MM W,55 MM THK;BUNDLE OF 3; PHASE BUSBAR SPACER;ITEM 8 ASSEMBLY DRG 4131-A1 SHTS A5 & A6; | I.E.S. |  |  | PHASING
000014077 | BUSBAR | LV DISTRIBUTION BOARD;S TYPE;COPPER; 108 MM LG,50 MM W,20 MM THK;BUNDLE OF 3; PHASE BUSBAR SPACER;ITEM 9 ASSEMBLY DRG 4131-A1 SH A5; | I.E.S. |  |  | PHASING
000014077 | BUSBAR | LV DISTRIBUTION BOARD;S TYPE;COPPER; 108 MM LG,50 MM W,20 MM THK;BUNDLE OF 3; PHASE BUSBAR SPACER;ITEM 9 ASSEMBLY DRG 4131-A1 SH A5; | ENERGEX | ENERGEX |  | PHASING
000014078 | BUSBAR | LV DISTRIBUTION BOARD;S TYPE;COPPER; 409 MM LG,50 MM W,20 MM THK;BUNDLE OF 3; PHASE BUSBAR;ITEM 7 ASSEMBLY DRG 4131-A1 SHTS A5 & A6; | ENERGEX | ENERGEX | BUSBAR S TYPE | PHASING
000014078 | BUSBAR | LV DISTRIBUTION BOARD;S TYPE;COPPER; 409 MM LG,50 MM W,20 MM THK;BUNDLE OF 3; PHASE BUSBAR;ITEM 7 ASSEMBLY DRG 4131-A1 SHTS A5 & A6; | I.E.S. |  |  | PHASING
000014089 | SWITCH FUSE GEAR | 11 KV;3 PHASE;1 SW;630 AMP BRG CAP;46.9 KA MKG CAP;21.9 KA,3 SEC,SW SH TIME W/STAND CURR;OIL INSUL;O/D EXT,SWITCH EXTENSION;LONG & CRAWFORD TYPE J4N; | LG&CRAW |  | J4N | PHASING
000014090 | CLAMP,CABLE | IPC, Bare Al Main 50-150mm2, Insulated Tap 35-95mm2, LV-ABC | TECONN | TE CONNECTIVITY LTD | P3B120I-BC | CURRENT
000014090 | CLAMP,CABLE | IPC, Bare Al Main 50-150mm2, Insulated Tap 35-95mm2, LV-ABC | SICAME | SICAME AUSTRALIA PTY LTD | NTD351AXFAE | CURRENT
000014094 | POST,FENCE,METAL | STEEL;GALV;42 MM NOM OD,3.2 MM THK, 2.16 M LG;C/W DOWNIE CAP & CEMENT LOCKING INDENTATION;AS1450;BUNDLE OF 10,WEIGHT 70 KG;USED AS SUPPORT POST FOR | SEWELFRG | GREG SEWELL FORGINGS PTY LTD | 6387 | CURRENT
000014095 | BOLT,MACHINE | M6 x 65mm, Hex, S/Steel Gde 316 c/w Hex Nut S/Steel Gde 304, Aust Std (P50) | HOBSON | HOBSON ENGINEERING CO PTY LTD 393904 | XEKBH16XCM060065 | CURRENT
000014095 | BOLT,MACHINE | M6 x 65mm, Hex, S/Steel Gde 316 c/w Hex Nut S/Steel Gde 304, Aust Std (P50) | STATEWD | STATEWIDE FSTNERS & ENG SPLS PL | HBNS4M665 | CURRENT
000014102 | CLAMP,ELECTRICAL | SINGLE BOLT,SINGLE CABLE TO FLAT;FOR 12.5 MM TO 15.25 MM DIA COPPER CONDUCTOR ;HIGH COPPER ALLOY BODY;W/STAINLESS STEEL M12 BOLT,NUT & SPRING WASHER;FOR | HYLEC | HYLEC PTY LTD | PA22875 | CURRENT
000014102 | CLAMP,ELECTRICAL | SINGLE BOLT,SINGLE CABLE TO FLAT;FOR 12.5 MM TO 15.25 MM DIA COPPER CONDUCTOR ;HIGH COPPER ALLOY BODY;W/STAINLESS STEEL M12 BOLT,NUT & SPRING WASHER;FOR | HYLEC | HYLEC PTY LTD | ECG58 | CURRENT
000014107 | BOLT ASSEMBLY,FOUNDATION | STEEL;GALV,HOT DIP;M24;ISO M;1200 MM LG; 4 THD;350 PCD;W/2 NUTS & 2 WASHERS PER THD SECT OF LEGS;MAY ONLY BE USED ON POLES UP TO 12 M H & IN CONJUNCTION WITH | LIVINGST | LIVINGSTONE ENGINEERING | 14107 | PURCHASE AS REQUIRED
000014107 | BOLT ASSEMBLY,FOUNDATION | STEEL;GALV,HOT DIP;M24;ISO M;1200 MM LG; 4 THD;350 PCD;W/2 NUTS & 2 WASHERS PER THD SECT OF LEGS;MAY ONLY BE USED ON POLES UP TO 12 M H & IN CONJUNCTION WITH | STEELWAY |  | BOLT ASSEMBLY,FOUNDATION | PURCHASE AS REQUIRED
000014107 | BOLT ASSEMBLY,FOUNDATION | STEEL;GALV,HOT DIP;M24;ISO M;1200 MM LG; 4 THD;350 PCD;W/2 NUTS & 2 WASHERS PER THD SECT OF LEGS;MAY ONLY BE USED ON POLES UP TO 12 M H & IN CONJUNCTION WITH | POLO |  | BOLT ASSEMBLY,FOUNDATION | PURCHASE AS REQUIRED
000014108 | BOLT ASSEMBLY,FOUNDATION | STEEL;GALV,HOT DIP;N28;(M24);ISO M; 2325 MM LG;4 THD LEGS;350 PCD;W/2 NUTS & 2 WASHERS PER THD SECT OF LEGS;FOR MAJOR ROAD;FOR STREET LIGHTING POLES; | LIVINGST | LIVINGSTONE ENGINEERING | L14108 | CURRENT
000014109 | BOLT ASSEMBLY,FOUNDATION | STEEL;GALV,HOT DIP;M30;ISO M;2500 MM LG; 6 LEGS (4 THD);350 PCD;W/2 NUTS & 2 WASHERS PER THD SECT OF LEGS;FOR LIGHTING POLE USED AS LIGHTNING MAST, | ZILLMERE | ZILLMERE ENGINEERING |  | PHASING
000014109 | BOLT ASSEMBLY,FOUNDATION | STEEL;GALV,HOT DIP;M30;ISO M;2500 MM LG; 6 LEGS (4 THD);350 PCD;W/2 NUTS & 2 WASHERS PER THD SECT OF LEGS;FOR LIGHTING POLE USED AS LIGHTNING MAST, | POLO |  |  | PHASING
000014110 | BOLT ASSEMBLY,FOUNDATION | STEEL;GALV,HOT DIP;M20;ISO M;1000 MM LG; 4 THD LEGS;350 PCD;W/2 NUTS & 2 WASHERS PER THD SECT OF LEGS;FOR "ESTATE" STREET LIGHTING POLES,QESI REF NO. 1-13;PACK OF | SEWELFRG | GREG SEWELL FORGINGS PTY LTD | 14110 | PHASING
000014127 | RESISTOR,ADJUSTABLE | WIRE WOUND;200 OHMS;200 W;C/W PUSH IN MTG BRACKETS;FOR USE AS STABILISING RESISTOR W/CAG14 BUSBAR PROTECTION SCHEME,REFER STOCK CODE 07432 FOR RELAY; | CYNEBAR | CYNEBAR TRUSTEE FOR NYDAL TRADING TRUST | 8HEAV4 | CURRENT
000014127 | RESISTOR,ADJUSTABLE | WIRE WOUND;200 OHMS;200 W;C/W PUSH IN MTG BRACKETS;FOR USE AS STABILISING RESISTOR W/CAG14 BUSBAR PROTECTION SCHEME,REFER STOCK CODE 07432 FOR RELAY; | SCHNEDER | SCHNEIDER PTY LTD | FL9933-004 | CURRENT
000014127 | RESISTOR,ADJUSTABLE | WIRE WOUND;200 OHMS;200 W;C/W PUSH IN MTG BRACKETS;FOR USE AS STABILISING RESISTOR W/CAG14 BUSBAR PROTECTION SCHEME,REFER STOCK CODE 07432 FOR RELAY; | GECIND |  | 4FL9933-004 | CURRENT
000014128 | FUSE LINK,ENCLOSED ELEMENT | 100 AMP;500 V;BLADE TYPE CONTACTS, SIZE 00;AS2005 PART 1;PACK OF 3,PACK WEIGHT 0.360 KG; | FUSECO | FUSECO PTY LTD | NH000F-100 | CURRENT
000014128 | FUSE LINK,ENCLOSED ELEMENT | 100 AMP;500 V;BLADE TYPE CONTACTS, SIZE 00;AS2005 PART 1;PACK OF 3,PACK WEIGHT 0.360 KG; | FLOWLINE | FLOWLINE INDUSTRIES PTY LTD | EM370690 | CURRENT
000014128 | FUSE LINK,ENCLOSED ELEMENT | 100 AMP;500 V;BLADE TYPE CONTACTS, SIZE 00;AS2005 PART 1;PACK OF 3,PACK WEIGHT 0.360 KG; | FUSECO | FUSECO PTY LTD | NH00F-100 | CURRENT
000014130 | SIGN | BASIN FOR EMERGENCY EYE-WASH USE ONLY. NOT FOR DISPOSAL OF ACID;ABS PLASTIC; SCREEN PRINTED;360 MM W,170 MM H,3 MM THK;AS1319-1983;FOR USE IN BATTERY | ENERGEX | ENERGEX |  | PHASING
000014132 | DISCONNECTOR,HIGH VOLTAGE | 36 KV;800 A;25 KA FOR 3 SEC STC;3 PHASE; SINGLE BREAK INSULATOR OPERATED;PIPE OR STEEL STRUCTURE MTG;SUPPLIED C/W 9 INSULATORS;NO AUX CONTACTS;TERMINAL | ABB | ABB FAN PTY LTD | R36-800 A (ONLY) | PHASING
000014133 | DISCONNECTOR,HIGH VOLTAGE | 36 KV;1600 A;25 KA FOR 3 SEC STC;3 PHASE ;SINGLE BREAK INSULATOR OPERATED;PIPE OR STEEL STRUCTURE MTG;SUPPLIED C/W 9 INSULATORS;NO AUX CONTACTS;TERMINAL | ABB | ABB FAN PTY LTD | R36-1600 A (ONLY) | PHASING
000014135 | DISCONNECTOR,HIGH VOLTAGE | 12kV, 800A, 16kA/3Sec, 3Ph, Manual Operation, Outdoor Single Vertical Break Type VR24 c/w Polymer Insulators | PLP AUST | PREFORMED LINE PRODUCTS (AUST) | A-A6491 | PURCHASE AS REQUIRED
000014138 | DISCONNECTOR,HIGH VOLTAGE | 12kV, 400/800A, 16kA/3Sec, 1Ph, Link Stick Operation, Single Break c/w Insulator & Crossarm Mounting Bracket | PLP AUST | PREFORMED LINE PRODUCTS (AUST) | A-A4815-07 | CURRENT
000014223 | CAPACITOR SHUNT INSTALLATION. | 12 KV;3 PHASE;50 HZ;1.79 MVAR @ 12 KV; POLE MTG,OUTDOOR;C/W VACUUM SW, 240 V AC OP;C/W LOAD BREAK EDO'S; C/W AF BLOCKING REACTORS & 70 MICRO | ERGON | ERGON ENERGY | REFER DWG'S | PHASING
000014228 | FUSE ELEMENT,ELEC | 8 AMP;12 KV;DROPOUT ELEMENT TYPE,CLASS "T" TYPE (SLOW ACTING);660 MM LG, W/REMOVABLE BUTTON HD;AS1033;BOX OF 25, PACK WEIGHT 1.0 KG;FOR U/W EXPULSION | NGK | NGK STANGER PTY LTD | ZXT705-08BT37 | CURRENT
000014229 | FUSE ELEMENT,ELEC | 10 AMP;12 KV;DROPOUT ELEMENT TYPE,CLASS "T" TYPE (SLOW ACTING);660 MM LG, W/REMOVABLE BUTTON HD;AS1033;BOX OF 25, PACK WEIGHT1.0 KG;FOR U/W EXPULSION | NGK | NGK STANGER PTY LTD | ZXT705-10BT37 | CURRENT
000014230 | FUSE ELEMENT,ELEC | 20 AMP;12 KV;DROPOUT ELEMENT TYPE,CLASS "T" TYPE (SLOW ACTING);660 MM LG, W/REMOVABLE BUTTON HD;AS1033;BOX OF 25, PACK WEIGHT 1.0 KG;FOR U/W EXPULSION | NGK | NGK STANGER PTY LTD | ZXT705-20BT37 | CURRENT
000014231 | FUSE ELEMENT,ELEC | 16 AMP;12 KV;DROPOUT ELEMENT TYPE,CLASS "K" TYPE (FAST ACTING);660 MM LG, W/REMOVABLE BUTTON HD;AS1033;BOX OF 25, PACK WEIGHT 1.0 KG;FOR U/W EXPULSION | NGK | NGK STANGER PTY LTD | ZXC705-16BK37 | CURRENT
000014244 | RACEWAY,NONMETALLIC | OPEN SLOTTED WALLS;PVC,RIGID;LT GREY;100 MM W,100 MM H;C/W LID,W/ELONGATED HOLES FOR FIXING;AS2053,AS3100; | REXEL | REXEL PTY LTD | WATDOS100100 | CURRENT
000014244 | RACEWAY,NONMETALLIC | OPEN SLOTTED WALLS;PVC,RIGID;LT GREY;100 MM W,100 MM H;C/W LID,W/ELONGATED HOLES FOR FIXING;AS2053,AS3100; | AUSTPLPR |  | APPOS100100GR | CURRENT
000014245 | BOLT,MACHINE | D-Head, S/Steel, 3/8" BSW, 30mm Lg c/w Washer & Retaining Grommet, for Elect Supply Pillar Covers | SUMMIT | SUMMIT GROUP | 6SWS2WNM10030 | CURRENT
000014245 | BOLT,MACHINE | D-Head, S/Steel, 3/8" BSW, 30mm Lg c/w Washer & Retaining Grommet, for Elect Supply Pillar Covers | STATEWD | STATEWIDE FSTNERS & ENG SPLS PL | BDHS4W3830 | CURRENT
000014248 | SURGE ARRESTER | METAL OXIDE TYPE;400 V W/STAND RMS FOR 2 SEC;3 TO 16 MA @ 32 V DC;RESIDUAL V, LESS THAN 2 KV @ 10 KA,8/20 USEC;DIRECT MTG;EPOXY BITUMEN COATED;SHEATH VOLTAGE | PWRDVLP |  | SVL4 | STRATEGIC SPARE
000014248 | SURGE ARRESTER | METAL OXIDE TYPE;400 V W/STAND RMS FOR 2 SEC;3 TO 16 MA @ 32 V DC;RESIDUAL V, LESS THAN 2 KV @ 10 KA,8/20 USEC;DIRECT MTG;EPOXY BITUMEN COATED;SHEATH VOLTAGE | PWRDVLP |  | CCPU4 | STRATEGIC SPARE
000014249 | JOINT OUTER BOX,ELECTRICAL POWER CABLE. | LV STRAIGHT;585 MM INT LG,145 MM INT DIA ,686 MM LG;POLYSTYRENE;120 & 240 SQ MM URD CABLE;PROTECTION BOX ONLY,FOR URD REPAIR;FOR ASSOCIATED COMPOUND RESIN | ALSTOM | ALSTOM GRID AUSTRALIA LIMITED | 3670-040 | CURRENT
000014250 | INSULATING COMPOUND KIT,ELECTRICAL | POLYURETHANE RESIN & HARDENER;4.2 L, WEIGHT <5 KG;FOR URD REPAIR JOINT; | ALSTOM | ALSTOM GRID AUSTRALIA LIMITED | ALS53536-4.2 | PHASING
000014250 | INSULATING COMPOUND KIT,ELECTRICAL | POLYURETHANE RESIN & HARDENER;4.2 L, WEIGHT <5 KG;FOR URD REPAIR JOINT; | REXEL | REXEL PTY LTD | HEN53536-40 | PHASING
000014250 | INSULATING COMPOUND KIT,ELECTRICAL | POLYURETHANE RESIN & HARDENER;4.2 L, WEIGHT <5 KG;FOR URD REPAIR JOINT; | CNWPL | CNW PL - SLACKS CREEK | 53536-40 | PHASING
000014253 | CLAMP,PARALLEL,ELECTRICAL CONNECTOR. | INSULATION PIERCING;MAIN 7-95 SQ MM BARE COPPER;TAP 35-95 SQ MM LV-ABC;C/W 2 BOLTS;BOX OF 10,PACK WEIGHT 2.75 KG; | SICAME | SICAME AUSTRALIA PTY LTD | NTD301XFAE | CURRENT
000014256 | FUSE,CARTRIDGE | FERRULE;195 MM LG,25.4 MM DIA CAP; 3.15 AMP;11 KV AC;FOR VOLTAGE TRANSFORMERS & METERING UNITS; | BRUSH | BRUSH SWITCHGEAR AUSTRALIA | LEL TYPE OBCNA 3.15 A | PURCHASE AS REQUIRED
000014258 | TERMINAL,LUG | DRILLED PALM,TINNED COPPER,CRIMP TYPE; FOR 300 SQ MM,61/2.52 MM COPPER COND; 9/16 IN PALM HOLE; PACK OF 5,PACK WEIGHT 1.25 KG; | LEGEND | LEGEND POWER SYSTEMS | CAL300-14 | CURRENT
000014258 | TERMINAL,LUG | DRILLED PALM,TINNED COPPER,CRIMP TYPE; FOR 300 SQ MM,61/2.52 MM COPPER COND; 9/16 IN PALM HOLE; PACK OF 5,PACK WEIGHT 1.25 KG; | PLP AUST | PREFORMED LINE PRODUCTS (AUST) | EPTCU-300-26.0AF-9/16 | CURRENT
000014263 | YOKE,ELECTRICAL CLAMP | MECHANICAL FERRULE TYPE;ALUMINIUM;120 MM LG;SOLID TO STRANDED CORE;FOR 240 SQ MM AL STRANDED OR SOLID SECT OR NEUTRAL SCREENED CABLE;ASSOC.ITEMS-SCREWS STOCK | SICAME | SICAME AUSTRALIA PTY LTD | MF3/3 BODY | CURRENT
000014264 | PLATE,PRESSURE,ELECTRICAL CLAMP | FOR U/W MECHANICAL FERRULE YOKE; ALUMINIUM;FOR U/W STRANDED CORE;HEPWORTH MF3/2;FOR 120 SQ MM AL STRANDED NEUTRAL SCREENED CABLE;ASSOC.ITEMS-YOKE STOCK | HEPWORTH |  | MF3/2 PRESSURE PAD | CURRENT
000014265 | PLATE,PRESSURE,ELECTRICAL CLAMP | FOR U/W MECHANICAL FERRULE YOKE; ALUMINIUM;FOR U/W STRANDED CORE;HEPWORTH MF3/3;FOR 240 SQ MM AL STRANDED NEUTRAL SCREENED CABLE;ASSOC.ITEMS-YOKE STOCK | SICAME | SICAME AUSTRALIA PTY LTD | MF3/3 PAD | CURRENT
000014268 | SCREW,SHEAR | ELECTRICAL CLAMP;FOR U/W MECHANICAL FERRULE YOKE;ALUMINIUM;HEX HD;M16,17/AF, 32 MM LG MF3/3 SHORT NO.8;FOR 240 SQ MM AL STRANDED;ASSOC.ITEMS - YOKE STOCK | SICAME | SICAME AUSTRALIA PTY LTD | NO.8 SCREW | CURRENT
000014269 | SCREW,SHEAR | ELECTRICAL CLAMP;FOR U/W MECHANICAL FERRULE YOKE;ALUMINIUM;HEX HD;HEPWORTH MF3/3 LONG NO.16;FOR 240 SQ MM AL SOLID SECTOR NEUTRAL SCREENED CABLE;ASSOC.ITEM | SICAME | SICAME AUSTRALIA PTY LTD | NO.16 SCREW | PURCHASE AS REQUIRED
000014273 | TERMINAL,LUG | DRILLED PALM,TINNED COPPER,CRIMP TYPE; FOR 50 SQ MM,19/1.78 MM COPPER CONDUCTOR ;FOR M16 BOLT SIZE;PACK OF 1,PACK WEIGHT 0.07 KG; | TYCO | TYCO | CG50M16/1 (H1421X09/1 | CURRENT
000014273 | TERMINAL,LUG | DRILLED PALM,TINNED COPPER,CRIMP TYPE; FOR 50 SQ MM,19/1.78 MM COPPER CONDUCTOR ;FOR M16 BOLT SIZE;PACK OF 1,PACK WEIGHT 0.07 KG; | UTILUX |  | H1421X09 | CURRENT
000014274 | TERMINAL,LUG | DRILLED PALM,TINNED COPPER,CRIMP TYPE; FOR 95 SQ MM,37/1.78 MM COPPER CONDUCTOR ;FOR M16 BOLTSIZE;BOX OF 25,PACK WEIGHT 1.14 KG; | TECONN | TE CONNECTIVITY LTD | CG95M16/25 | CURRENT
000014274 | TERMINAL,LUG | DRILLED PALM,TINNED COPPER,CRIMP TYPE; FOR 95 SQ MM,37/1.78 MM COPPER CONDUCTOR ;FOR M16 BOLTSIZE;BOX OF 25,PACK WEIGHT 1.14 KG; | LEGEND | LEGEND POWER SYSTEMS | CAL95-16 | CURRENT
000014274 | TERMINAL,LUG | DRILLED PALM,TINNED COPPER,CRIMP TYPE; FOR 95 SQ MM,37/1.78 MM COPPER CONDUCTOR ;FOR M16 BOLTSIZE;BOX OF 25,PACK WEIGHT 1.14 KG; | PLP AUST | PREFORMED LINE PRODUCTS (AUST) | EPTCU-95-14.2AF-M16 | CURRENT
000014276 | CROSSARM,WOOD | HARDWOOD;2700 MM LG;100 MM X 100 MM;ELEC POWER DISTRIBUTION;11RBS CONSTR;DRILLED; U/O ENERGEX CONSTRUCTION;BUNDLE OF 15; | DALEMYER | DALE MEYERS PTY LTD | HXD3100100FS270 | CURRENT
000014276 | CROSSARM,WOOD | HARDWOOD;2700 MM LG;100 MM X 100 MM;ELEC POWER DISTRIBUTION;11RBS CONSTR;DRILLED; U/O ENERGEX CONSTRUCTION;BUNDLE OF 15; | COFFSHAR | COFFS HARBOUR TRADING | 14276 | CURRENT
000014276 | CROSSARM,WOOD | HARDWOOD;2700 MM LG;100 MM X 100 MM;ELEC POWER DISTRIBUTION;11RBS CONSTR;DRILLED; U/O ENERGEX CONSTRUCTION;BUNDLE OF 15; | ENERGEX | ENERGEX |  | CURRENT
000014279 | CROSSARM,WOOD | HARDWOOD;2700 MM LG;150 MM X 100 MM;ELEC POWER DISTRIBUTION;11A CONSTR;DRILLEDU/O ENERGEX CONSTRUCTION;BUNDLE OF 12; | DALEMYER | DALE MEYERS PTY LTD | HXD3150100FS270 | CURRENT
000014279 | CROSSARM,WOOD | HARDWOOD;2700 MM LG;150 MM X 100 MM;ELEC POWER DISTRIBUTION;11A CONSTR;DRILLEDU/O ENERGEX CONSTRUCTION;BUNDLE OF 12; | COFFSHAR | COFFS HARBOUR TRADING | 14279 | CURRENT
000014279 | CROSSARM,WOOD | HARDWOOD;2700 MM LG;150 MM X 100 MM;ELEC POWER DISTRIBUTION;11A CONSTR;DRILLEDU/O ENERGEX CONSTRUCTION;BUNDLE OF 12; | ENERGEX | ENERGEX |  | CURRENT
000014281 | LAMPHOLDER | Panel Mtg, 22mm Dia Hole, T3-1/4 Mini Bayonet Base, Screw Terminal Connection, 30V DC, Square Bezel Red Lens, Plastic, Fully Assembled c/w 1 x APQW1B99-TK392, | CNWPL | CNW PL - SLACKS CREEK | IDEAPQW1B99DR | CURRENT
000014281 | LAMPHOLDER | Panel Mtg, 22mm Dia Hole, T3-1/4 Mini Bayonet Base, Screw Terminal Connection, 30V DC, Square Bezel Red Lens, Plastic, Fully Assembled c/w 1 x APQW1B99-TK392, | IZUMIDEN |  | IZUAPQ1B99FN+APQW16LN-R | CURRENT
000014282 | SWITCH,LAMPHOLDER ASSEMBLY | PANEL MTG,22 MM DIA;MOMENTARY ACTION PUSH TYPE;1 NO,1 NC;MINATURE BAYONET BASE 24 V LAMP;SQ BEZEL WITH RED LENS; U/W LED SC14287,11O V RESISTOR SC14283, | CNWPL | CNW PL - SLACKS CREEK | IDEALQW2B9911D-R-24V | CURRENT
000014283 | RESISTOR,FIXED | 5K 6 OHMS;+ OR - 10%;5 W; 5W WIRE WOUND CERAMIC BLOCK RESISTOR; 5K 6 OHMS WITH AXIAL LEADS | PRIME | PRIME ELECTRONICS | REPW55K6 | CURRENT
000014284 | SEMICONDUCTOR DEVICE,DIODE | ZENER TYPE;24 V DC;1 W; | RMS | RELAY MONITORING SYSTEMS PL | 1N4749A | CURRENT
000014284 | SEMICONDUCTOR DEVICE,DIODE | ZENER TYPE;24 V DC;1 W; | FAIRCHLD |  | NTE5081A | CURRENT
000014287 | LAMP,LED | RED LED CLUSTER;24 V DC;.018 AMP;T3-1/4 MINATURE BAYONET BASE;10 MM DIA, 20 MM LG;PACK OF 1; | HAYMANS | HAYMANS ELECTRICAL | IDCLSTD-2R | CURRENT
000014287 | LAMP,LED | RED LED CLUSTER;24 V DC;.018 AMP;T3-1/4 MINATURE BAYONET BASE;10 MM DIA, 20 MM LG;PACK OF 1; | IZUMIDEN |  | IDCLSTD-2R | CURRENT
000014288 | SIGN | 'NOT CONNECTED TO SUPPLY';WHITE ABS PLASTIC;3 MM THK;3M RETROREFLECTIVE 3290 CLASS 1 (ENGINEER GDE) SCOTCHLITE SHEET; 100 MM X 150 MM;C/W 4 MM SASH CORD;300 | SAFESIGN | SAFE SIGN AUATRALIA PTY LTD | 'NOT CONNECTED TO SUPPLY | PHASING
000014288 | SIGN | 'NOT CONNECTED TO SUPPLY';WHITE ABS PLASTIC;3 MM THK;3M RETROREFLECTIVE 3290 CLASS 1 (ENGINEER GDE) SCOTCHLITE SHEET; 100 MM X 150 MM;C/W 4 MM SASH CORD;300 | ENERGEX | ENERGEX | SIGN | PHASING
000014288 | SIGN | 'NOT CONNECTED TO SUPPLY';WHITE ABS PLASTIC;3 MM THK;3M RETROREFLECTIVE 3290 CLASS 1 (ENGINEER GDE) SCOTCHLITE SHEET; 100 MM X 150 MM;C/W 4 MM SASH CORD;300 | ARTCRAFT | ARTCRAFT PTY LTD | SIGN | PHASING
000014294 | CAP,SAFETY,INDUSTRIAL. | White ABS Plastic,Moulded;Vented UNISAFE TA570;Unbranded;AS1801;For Harness Refer SC15663,For Visor Refer SC20153,For Ear Muffs = SC10802,For Shade Brim SC20667 | ATOMSUPP | ATOM SUPPLY | TA570 | CURRENT
000014294 | CAP,SAFETY,INDUSTRIAL. | White ABS Plastic,Moulded;Vented UNISAFE TA570;Unbranded;AS1801;For Harness Refer SC15663,For Visor Refer SC20153,For Ear Muffs = SC10802,For Shade Brim SC20667 | ATOMSUPP | ATOM SUPPLY | 90078024 | CURRENT
000014294 | CAP,SAFETY,INDUSTRIAL. | White ABS Plastic,Moulded;Vented UNISAFE TA570;Unbranded;AS1801;For Harness Refer SC15663,For Visor Refer SC20153,For Ear Muffs = SC10802,For Shade Brim SC20667 | BOC | BOC GASES | TA570E19/WH | CURRENT
000014294 | CAP,SAFETY,INDUSTRIAL. | White ABS Plastic,Moulded;Vented UNISAFE TA570;Unbranded;AS1801;For Harness Refer SC15663,For Visor Refer SC20153,For Ear Muffs = SC10802,For Shade Brim SC20667 | BLKWOOD | J BLACKWOOD & SON LTD | 03076633 | CURRENT
000014294 | CAP,SAFETY,INDUSTRIAL. | White ABS Plastic,Moulded;Vented UNISAFE TA570;Unbranded;AS1801;For Harness Refer SC15663,For Visor Refer SC20153,For Ear Muffs = SC10802,For Shade Brim SC20667 | ATOMSUPP | ATOM SUPPLY | 236511 | CURRENT
000014295 | CROSSARM,WOOD | HARDWOOD;2700 MM LG;100 MM X 100 MM; ELEC POWER DISTRIBUTION;LVA,LVP,LVU CONSTR;DRILLED;U/O ENERGEX CONSTRUCTION; BUNDLE OF 15; | DALEMYER | DALE MEYERS PTY LTD | HXD3100100FS270 | CURRENT
000014295 | CROSSARM,WOOD | HARDWOOD;2700 MM LG;100 MM X 100 MM; ELEC POWER DISTRIBUTION;LVA,LVP,LVU CONSTR;DRILLED;U/O ENERGEX CONSTRUCTION; BUNDLE OF 15; | COFFSHAR | COFFS HARBOUR TRADING | 14295 | CURRENT
000014295 | CROSSARM,WOOD | HARDWOOD;2700 MM LG;100 MM X 100 MM; ELEC POWER DISTRIBUTION;LVA,LVP,LVU CONSTR;DRILLED;U/O ENERGEX CONSTRUCTION; BUNDLE OF 15; | ENERGEX | ENERGEX |  | CURRENT
000014296 | CROSSARM,WOOD | HARDWOOD;2700 MM LG;100 MM X 100 MM;ELEC POWER DISTRIBUTION;LVCP,LVCA CONSTR; DRILLED;U/O ENERGEX CONSTRUCTION; BUNDLE OF 15; | DALEMYER | DALE MEYERS PTY LTD | HXD3100100FS270 | CURRENT
000014296 | CROSSARM,WOOD | HARDWOOD;2700 MM LG;100 MM X 100 MM;ELEC POWER DISTRIBUTION;LVCP,LVCA CONSTR; DRILLED;U/O ENERGEX CONSTRUCTION; BUNDLE OF 15; | COFFSHAR | COFFS HARBOUR TRADING | 14296 | CURRENT
000014296 | CROSSARM,WOOD | HARDWOOD;2700 MM LG;100 MM X 100 MM;ELEC POWER DISTRIBUTION;LVCP,LVCA CONSTR; DRILLED;U/O ENERGEX CONSTRUCTION; BUNDLE OF 15; | ENERGEX | ENERGEX |  | CURRENT
000014297 | CROSSARM,WOOD | HARDWOOD;2700 MM LG;150 MM X 100 MM;ELEC POWER DISTRIBUTION;LVT,LVS,LVT2,LVS2 CONSTR;DRILLED;U/O ENERGEX CONSTRUCTION; REPLACEMENT STOCK CODE 19799;BUNDLE | DALEMYER | DALE MEYERS PTY LTD | HXD3150100FS270 | CURRENT
000014297 | CROSSARM,WOOD | HARDWOOD;2700 MM LG;150 MM X 100 MM;ELEC POWER DISTRIBUTION;LVT,LVS,LVT2,LVS2 CONSTR;DRILLED;U/O ENERGEX CONSTRUCTION; REPLACEMENT STOCK CODE 19799;BUNDLE | COFFSHAR | COFFS HARBOUR TRADING | 14297 | CURRENT
000014297 | CROSSARM,WOOD | HARDWOOD;2700 MM LG;150 MM X 100 MM;ELEC POWER DISTRIBUTION;LVT,LVS,LVT2,LVS2 CONSTR;DRILLED;U/O ENERGEX CONSTRUCTION; REPLACEMENT STOCK CODE 19799;BUNDLE | ENERGEX | ENERGEX |  | CURRENT
000014298 | CROSSARM,WOOD | HARDWOOD;2700 MM LG;150 MM X 100 MM;ELEC POWER DISTRIBUTION;LVSUA CONSTR;DRILLED ;U/O ENERGEX CONSTRUCTION;BUNDLE OF 12; | DALEMYER | DALE MEYERS PTY LTD | HXD3150100FS270 | PURCHASE AS REQUIRED
000014298 | CROSSARM,WOOD | HARDWOOD;2700 MM LG;150 MM X 100 MM;ELEC POWER DISTRIBUTION;LVSUA CONSTR;DRILLED ;U/O ENERGEX CONSTRUCTION;BUNDLE OF 12; | COFFSHAR | COFFS HARBOUR TRADING | 14298 | PURCHASE AS REQUIRED
000014298 | CROSSARM,WOOD | HARDWOOD;2700 MM LG;150 MM X 100 MM;ELEC POWER DISTRIBUTION;LVSUA CONSTR;DRILLED ;U/O ENERGEX CONSTRUCTION;BUNDLE OF 12; | ENERGEX | ENERGEX |  | PURCHASE AS REQUIRED
000014299 | CROSSARM,WOOD | HARDWOOD;3000 MM LG;150 MM X 100 MM;ELEC POWER DISTRIBUTION;LVPTT,LVPTS,LVPTT2, LVPTS2 CONSTR;DRILLED;U/O ENERGEX CONSTRUCTION;BUNDLE OF 12; | DALEMYER | DALE MEYERS PTY LTD | HXD3150100FS300 | CURRENT
000014299 | CROSSARM,WOOD | HARDWOOD;3000 MM LG;150 MM X 100 MM;ELEC POWER DISTRIBUTION;LVPTT,LVPTS,LVPTT2, LVPTS2 CONSTR;DRILLED;U/O ENERGEX CONSTRUCTION;BUNDLE OF 12; | COFFSHAR | COFFS HARBOUR TRADING | 14299 | CURRENT
000014317 | CROSSARM,WOOD | HARDWOOD;2700 MM LG;150 MM X 100 MM;ELEC POWER DISTRIBUTION;11W,33W CONSTR; DRILLED;U/O ENERGEX CONSTRUCTION;BUNDLE OF 12; | DALEMYER | DALE MEYERS PTY LTD | HXD3150100FS270 | CURRENT
000014317 | CROSSARM,WOOD | HARDWOOD;2700 MM LG;150 MM X 100 MM;ELEC POWER DISTRIBUTION;11W,33W CONSTR; DRILLED;U/O ENERGEX CONSTRUCTION;BUNDLE OF 12; | COFFSHAR | COFFS HARBOUR TRADING | 14317 | CURRENT
000014317 | CROSSARM,WOOD | HARDWOOD;2700 MM LG;150 MM X 100 MM;ELEC POWER DISTRIBUTION;11W,33W CONSTR; DRILLED;U/O ENERGEX CONSTRUCTION;BUNDLE OF 12; | ENERGEX | ENERGEX |  | CURRENT
000014318 | TAPE,IDENTIFICATION,ELECTRIC CABLE | ELECTRICITY;UNDERGROUND MARKING TAPE; NON DETECTABLE;150 MM W;"DANGER ELECTRIC CABLE BELOW" ORANGE 100 M ROLL; AS/NZS2648.1 | CUTLER | CUTLER BRANDS PTY LTD | ENERGE-14318 | CURRENT
000014318 | TAPE,IDENTIFICATION,ELECTRIC CABLE | ELECTRICITY;UNDERGROUND MARKING TAPE; NON DETECTABLE;150 MM W;"DANGER ELECTRIC CABLE BELOW" ORANGE 100 M ROLL; AS/NZS2648.1 | TAPEX |  | 860210 | CURRENT
000014318 | TAPE,IDENTIFICATION,ELECTRIC CABLE | ELECTRICITY;UNDERGROUND MARKING TAPE; NON DETECTABLE;150 MM W;"DANGER ELECTRIC CABLE BELOW" ORANGE 100 M ROLL; AS/NZS2648.1 | RMS | RELAY MONITORING SYSTEMS PL | 14318 | CURRENT
000014319 | INDICATOR,FAULTED CIRCUIT. | ELECTRO-MECHANICAL;10-30 SEC RESET DELAY UPON APPLICATION OF 240 VAC;U/G CABLE UP TO 85 MM DIA,CLAMPS DIRECT TO CABLE;MIN OPERATING CURRENT 40 AMP;CORE BALANCE | LUCY |  | EPIC (B) | CURRENT
000014345 | SWITCH,ROTARY | 660 V AC;20 AMP NOM;2 POLE,DT;2 POSN; PANEL MTG,BLACK HANDLE TYPE G001;60 DEG SWITCHING;ESCUTCHEON PLATE,"NORMAL CONTROL","ENABLED-DISABLED",BASED ON STD | KRAUSNMR | KRAUS & NAIMER (MANUFACTURER) | K&N CA20B AUN 073 | PURCHASE AS REQUIRED
000014348 | SWITCH,ROTARY | 660 V AC;20 AMP NOM;MULTI POLE,3 POSN; PANEL MTG,BLACK HANDLE TYPE G001;60 DEG SWITCHING;ESCUTCHEON PLATE,"LOCAL-OFF- REMOTE",SPECIAL ASSEMBLY;REFER K & N CAT | KRAUSNMR | KRAUS & NAIMER (MANUFACTURER) | CA20B AU6R87 E AUS0007 | PURCHASE AS REQUIRED
000014350 | CONTACTOR | 4 POLE;500 V AC;20 AMP;240 V AC COIL;2 N/O & 2 N/C AUX CONTACTS;PANEL OR TH35 RAIL MTG;PACK SIZE 1;FOR PROTECTIVE COVER REFER STOCK CODE 13017; | REXEL | REXEL PTY LTD | SPRCA7-23-M-22240VAC | CURRENT
000014350 | CONTACTOR | 4 POLE;500 V AC;20 AMP;240 V AC COIL;2 N/O & 2 N/C AUX CONTACTS;PANEL OR TH35 RAIL MTG;PACK SIZE 1;FOR PROTECTIVE COVER REFER STOCK CODE 13017; | AUSLEC | AUSLEC | S&SCA7-23-M22/240V AC | CURRENT
000014351 | CONTACTOR | 4 POLE;500 V AC;20 AMP;110 V AC COIL;2 N/O & 2 N/C AUX CONTACTS;PANEL OR TH35 RAIL MTG;PACK SIZE 1; FOR PROTECTIVE COVER REFER STOCK CODE 13017; | REXEL | REXEL PTY LTD | SPRCA7-23-M-22110VAC | CURRENT
000014351 | CONTACTOR | 4 POLE;500 V AC;20 AMP;110 V AC COIL;2 N/O & 2 N/C AUX CONTACTS;PANEL OR TH35 RAIL MTG;PACK SIZE 1; FOR PROTECTIVE COVER REFER STOCK CODE 13017; | HAYMANS | HAYMANS ELECTRICAL | S&SCA7-23-M22/110V AC | CURRENT
000014355 | BRACKET,SURGE ARRESTER | STEEL,MILD;GALV,HOT DIP;300 MM LG,38 MM W,4.8 MM THK;ADAPTOR BRACKET FOR G.E. 11 KV STEP VOLTAGE REGULATOR;PACK OF 3; | HAYMAN | HAYMANS INDUSTRIES PTY LTD | 14355 | CURRENT
000014355 | BRACKET,SURGE ARRESTER | STEEL,MILD;GALV,HOT DIP;300 MM LG,38 MM W,4.8 MM THK;ADAPTOR BRACKET FOR G.E. 11 KV STEP VOLTAGE REGULATOR;PACK OF 3; | MEFCO | MEFCO AUSTRALIA PTY LTD SUNSHINE VIC | 14355 | CURRENT
000014356 | PAINT,FINISHING | TOUCH-UP PAINT; NON-FLUORESCENT;GREY;FOR SPRAYING;N42 TO AS2700;CARTON OF 12,CAN 350 G,PACK WEIGHT 6 KG;TRIGGER CAP SPRAY CAN,FOR TOUCH UP PAINT ON | HAYMANS | HAYMANS ELECTRICAL | REESIG3307 | CURRENT
000014356 | PAINT,FINISHING | TOUCH-UP PAINT; NON-FLUORESCENT;GREY;FOR SPRAYING;N42 TO AS2700;CARTON OF 12,CAN 350 G,PACK WEIGHT 6 KG;TRIGGER CAP SPRAY CAN,FOR TOUCH UP PAINT ON | HAYMANS | HAYMANS ELECTRICAL | SIG11528 | CURRENT
000014356 | PAINT,FINISHING | TOUCH-UP PAINT; NON-FLUORESCENT;GREY;FOR SPRAYING;N42 TO AS2700;CARTON OF 12,CAN 350 G,PACK WEIGHT 6 KG;TRIGGER CAP SPRAY CAN,FOR TOUCH UP PAINT ON | SIGNET | SIGNET PTY LTD | 13307 | CURRENT
000014357 | TRANSFORMER,POWER,FIXED | POWER TRANSFORMER FIXED;240 V PRIMARY; 110 V SECONDARY,200 VA;OPEN TYPE; FOR USE AS AUX CONTROLS IN OLTC SYSTEMS; | GAYRAD | JJ ELECTRICAL MANUFACTURING T/A GAYRAD |  | CURRENT
000014358 | SWITCH,ROTARY | 660 V AC;20 AMP NOM;3 POLE,2 POSN;PANEL MTG,BLACK HANDLE TYPE G001;60 DEG SWITCHING;ESCUTCHEON PLATE-"OLTC ISOLATOR","OFF-ON",BASED ON STD SWITCH | KRAUSNMR | KRAUS & NAIMER (MANUFACTURER) | CA20B A202-E/PRL | CURRENT
000014360 | FERRULE,ELECTRICAL CONDUCTOR | CRIMP TYPE;TINNED COPPER,NON INSULATED; COPPER CONDUCTOR;2.5 SQ MM;TYPE H2.5; PACK OF 100,PACK WEIGHT 200 G; | TYCO | TYCO | CK2.5/100 (H1467/100 | CURRENT
000014360 | FERRULE,ELECTRICAL CONDUCTOR | CRIMP TYPE;TINNED COPPER,NON INSULATED; COPPER CONDUCTOR;2.5 SQ MM;TYPE H2.5; PACK OF 100,PACK WEIGHT 200 G; | UTILUX |  | H1467/100 | CURRENT
000014363 | PADLOCK | SOLID BRASS CASE,STEEL SHACKLE;45 MM W CASE,W/38 MM SHACKLE CLEARANCE;NO KEYS; KEYED ALIKE TO S3 SYSTEM;FOR USE IN SUBSTATIONS;(OZ LOCK 234 A);BOX OF 20, | JLARSEN | J LARSEN PTY LTD (LOCKSMITH) | OZ1/234/A00/S3 | CURRENT
000014379 | ADAPTOR,BRACKET | Minor Road, 300mm Lg, 60.3mm OD, 80 x 76mm OD Spigot, Galv Steel c/w 4 x M8x10mm Lg Allen Head S/Steel Grub Screws, EQTS 05-02-01, Dwg 05-02-14(scm) | GPA | GALVANISED POLES AUSTRALIA | GPAN/A / 14379 | CURRENT
000014379 | ADAPTOR,BRACKET | Minor Road, 300mm Lg, 60.3mm OD, 80 x 76mm OD Spigot, Galv Steel c/w 4 x M8x10mm Lg Allen Head S/Steel Grub Screws, EQTS 05-02-01, Dwg 05-02-14(scm) | IUPOLE | INTERNATIONAL UTILITY POLES PTY LTD | EX-14379 | CURRENT
000014379 | ADAPTOR,BRACKET | Minor Road, 300mm Lg, 60.3mm OD, 80 x 76mm OD Spigot, Galv Steel c/w 4 x M8x10mm Lg Allen Head S/Steel Grub Screws, EQTS 05-02-01, Dwg 05-02-14(scm) | INGALEPS | INGAL EPS (CONTRACTOR) | GEX14379 | CURRENT
000014379 | ADAPTOR,BRACKET | Minor Road, 300mm Lg, 60.3mm OD, 80 x 76mm OD Spigot, Galv Steel c/w 4 x M8x10mm Lg Allen Head S/Steel Grub Screws, EQTS 05-02-01, Dwg 05-02-14(scm) | GM POLES | GM POLES PTY LTD | EGX-PA-GAL | CURRENT
000014385 | PADLOCK | SOLID BRASS CASE,STEEL SHACKLE;45 MM W CASE,W/19 MM SHACKLE CLEARANCE;NO KEYS; KEYED ALIKE TO S3 SYSTEM;FOR USE IN SUBSTATIONS,(OZ 234 LOCKS ARE STAMPED | JLARSEN | J LARSEN PTY LTD (LOCKSMITH) | OZ1/234/000/S3 | CURRENT
000014386 | ANCHOR,PULLING EYE | STAINLESS STEEL;20 MM DIA;35 KN MAX PULLING LOAD;NOT TO BE USED FOR HOISTING LOADS UNDER ANY CONDITION;FOR CASTING INTO CONCRETE CABLE PIT;BUNDLE OF 100, | HAYMAN | HAYMANS INDUSTRIES PTY LTD | 14386 | CURRENT
000014386 | ANCHOR,PULLING EYE | STAINLESS STEEL;20 MM DIA;35 KN MAX PULLING LOAD;NOT TO BE USED FOR HOISTING LOADS UNDER ANY CONDITION;FOR CASTING INTO CONCRETE CABLE PIT;BUNDLE OF 100, | STEELWAY |  | E14386 | CURRENT
000014390 | PLATE,MOUNTING | Type 4U-Relay Frame, 19" Rack Mounting Plate 4U, to fit ASEA, Micom | ALSTOM | ALSTOM GRID AUSTRALIA LIMITED | FX0021-101 | CURRENT
000014390 | PLATE,MOUNTING | Type 4U-Relay Frame, 19" Rack Mounting Plate 4U, to fit ASEA, Micom | B&R | B&R ENCLOSURES | XB-586135/51 | CURRENT
000014393 | PLATE,BLANKING | Type S4-4U-BL, 19" Rack Blanking Plate, High Size 4 | SCHNEDER | SCHNEIDER PTY LTD | EGJ2028104 | CURRENT
000014393 | PLATE,BLANKING | Type S4-4U-BL, 19" Rack Blanking Plate, High Size 4 | B&R | B&R ENCLOSURES | XB-586135/40 | CURRENT
000014394 | PLATE,BLANKING | Type S2-4U-BL, 19" Rack Blanking Plate 4U, High Size 2 | B&R | B&R ENCLOSURES | XB-586135/38 | CURRENT
000014394 | PLATE,BLANKING | Type S2-4U-BL, 19" Rack Blanking Plate 4U, High Size 2 | SCHNEDER | SCHNEIDER PTY LTD | GJ2028-102 | CURRENT
000014413 | TRANSFORMER,CURRENT | MEASUREMENT,TOROIDAL;INDOOR;FOR METERING ;660 V;200/5 A LONG RANGE (5 - 400 A); RATED BURDEN 0.4 OHMS;RATED OUTPUT 10 VA ;CLASS 0.5 ME2;SINGLE PHASE;50 HZ;45 MM | NILSEN |  | TYPE S | PHASING
000014413 | TRANSFORMER,CURRENT | MEASUREMENT,TOROIDAL;INDOOR;FOR METERING ;660 V;200/5 A LONG RANGE (5 - 400 A); RATED BURDEN 0.4 OHMS;RATED OUTPUT 10 VA ;CLASS 0.5 ME2;SINGLE PHASE;50 HZ;45 MM | GEC | GENERAL ELECTRIC COMPANY | TYPE S | PHASING
000014424 | NUMERAL,SIGN. | NUMBER 3;VINYL;BACKGROUND 75 MM X 70 MM ;NUMERAL 65 MM NOM H,45 MM NOM W;4 X 2.5 MM HOLES;STICK ON; WHITE REFLECTIVE BACKGROUND;U/W HARDWOOD POLES;AS PER | EMPI |  | NUMBER 3, VINYL | PURCHASE AS REQUIRED
000014424 | NUMERAL,SIGN. | NUMBER 3;VINYL;BACKGROUND 75 MM X 70 MM ;NUMERAL 65 MM NOM H,45 MM NOM W;4 X 2.5 MM HOLES;STICK ON; WHITE REFLECTIVE BACKGROUND;U/W HARDWOOD POLES;AS PER | ENERGEX | ENERGEX | NUMBER 3 | PURCHASE AS REQUIRED
000014426 | CLAMP,LIVE LINE | 11 KV MAINS CONNECTING DEVICE,RING TYPE; 11 KV,400 AMP;MAIN LINE 18 MM,TAP LINE 15 MM;FOR USE WITH SLOTTED HD TYPE OPERATING STICKS ON COPPER CONDUCTORS; | CHANCE | CHANCE (MANUFACTURER) | S1530CC | PHASING
000014428 | BAR,METAL | COPPER;FLAT SHAPE;50 MM W X 20 MM THK; HARD DRAWN;RD EDGE;4.0 M NOM LG; | GEOWEST | GEORGE WESTON & SONS | CFRAD 50X20 | PURCHASE AS REQUIRED
000014428 | BAR,METAL | COPPER;FLAT SHAPE;50 MM W X 20 MM THK; HARD DRAWN;RD EDGE;4.0 M NOM LG; | PRIMETA | PRIMARY METALS & ALLOYS | 1-0090 | PURCHASE AS REQUIRED
000014428 | BAR,METAL | COPPER;FLAT SHAPE;50 MM W X 20 MM THK; HARD DRAWN;RD EDGE;4.0 M NOM LG; | ULLRICH | ULLRICH NOYES ALUMINIUM | BAR 50 MM W X 20 MM THK | PURCHASE AS REQUIRED
000014429 | BAR,METAL | COPPER;FLAT SHAPE;2-1/2 IN W X 1/4 IN THK;HARD DRAWN;SQ EDGE;AS1567-110;3.6 M LG; | PRIMETA | PRIMARY METALS & ALLOYS | 1-1060 | PURCHASE AS REQUIRED
000014429 | BAR,METAL | COPPER;FLAT SHAPE;2-1/2 IN W X 1/4 IN THK;HARD DRAWN;SQ EDGE;AS1567-110;3.6 M LG; | NOYES |  | CBAR 63.50 X 6.35 | PURCHASE AS REQUIRED
000014433 | BUSBAR | LV DISTRIBUTION BOARD;P TYPE;COPPER;415 V;235 MM LG,50 MM W,6 MM THK;BENT 70 MM FROM END,2 X 14 MM DIA HOLES;BUNDLE OF 3 ;ALTERNATOR PHASE CONNECTION BAR;ITEM 4 | ENERGEX | ENERGEX |  | PURCHASE AS REQUIRED
000014435 | INSULATOR,STANDOFF | STATION POST;PORCELAIN,SOLID CORE;254 MM H;VERTICAL & HORIZONTAL;FLANGE MTG;CAP TOP;11 KV NOM V;W/CAP;AS1137.3;BOX OF 2, PACK WEIGHT 18 KG,PALLET OF 105,PALLET | THEWMCAN | TMAC THEW & MCCANN GROUP | TM00718 | CURRENT
000014435 | INSULATOR,STANDOFF | STATION POST;PORCELAIN,SOLID CORE;254 MM H;VERTICAL & HORIZONTAL;FLANGE MTG;CAP TOP;11 KV NOM V;W/CAP;AS1137.3;BOX OF 2, PACK WEIGHT 18 KG,PALLET OF 105,PALLET | GRAPHSOL | GRAPH SOLUTIONS PTY LTD | 34430 | CURRENT
000014439 | CROSSARM,WOOD | HARDWOOD;3600 MM LG;150 MM X 100 MM;ELEC POWER DISTRIBUTION;DRILLED;U/O ENERGEX CONSTRUCTION-33SVAH;BUNDLE OF 12; | DALEMYER | DALE MEYERS PTY LTD | HXD3150100FS360 | PHASING
000014439 | CROSSARM,WOOD | HARDWOOD;3600 MM LG;150 MM X 100 MM;ELEC POWER DISTRIBUTION;DRILLED;U/O ENERGEX CONSTRUCTION-33SVAH;BUNDLE OF 12; | COFFSHAR | COFFS HARBOUR TRADING | 14439 | PHASING
000014439 | CROSSARM,WOOD | HARDWOOD;3600 MM LG;150 MM X 100 MM;ELEC POWER DISTRIBUTION;DRILLED;U/O ENERGEX CONSTRUCTION-33SVAH;BUNDLE OF 12; | DRILL | CROSSARM DRILL PATTERNS | 522 | PHASING
000014440 | CROSSARM,WOOD | HARDWOOD;3600 MM LG;150 MM X 100 MM;ELEC POWER DISTRIBUTION;DRILLED;U/O ENERGEX CONSTRUCTION-33PO;BUNDLE OF 12; | DALEMYER | DALE MEYERS PTY LTD | HXD3150100FS360 | PHASING
000014440 | CROSSARM,WOOD | HARDWOOD;3600 MM LG;150 MM X 100 MM;ELEC POWER DISTRIBUTION;DRILLED;U/O ENERGEX CONSTRUCTION-33PO;BUNDLE OF 12; | COFFSHAR | COFFS HARBOUR TRADING | 14440 | PHASING
000014440 | CROSSARM,WOOD | HARDWOOD;3600 MM LG;150 MM X 100 MM;ELEC POWER DISTRIBUTION;DRILLED;U/O ENERGEX CONSTRUCTION-33PO;BUNDLE OF 12; | DRILL | CROSSARM DRILL PATTERNS | 523 | PHASING
000014463 | TERMINAL,LUG | EYE TYPE,BI-METAL;FOR 35 SQ MM,3/4/2.50 ACSR;M12 STUD SIZE;10.4 MM OD BARREL; FOR U/W 38-90 AL UTILUX COMPRESSION DIE; SC13936;PACK OF 50,PACK WEIGHT 2.5 KG; | LEGEND | LEGEND POWER SYSTEMS | BL35-12 | CURRENT
000014463 | TERMINAL,LUG | EYE TYPE,BI-METAL;FOR 35 SQ MM,3/4/2.50 ACSR;M12 STUD SIZE;10.4 MM OD BARREL; FOR U/W 38-90 AL UTILUX COMPRESSION DIE; SC13936;PACK OF 50,PACK WEIGHT 2.5 KG; | TECONN | TE CONNECTIVITY LTD | BG35M12/1 | CURRENT
000014463 | TERMINAL,LUG | EYE TYPE,BI-METAL;FOR 35 SQ MM,3/4/2.50 ACSR;M12 STUD SIZE;10.4 MM OD BARREL; FOR U/W 38-90 AL UTILUX COMPRESSION DIE; SC13936;PACK OF 50,PACK WEIGHT 2.5 KG; | PLP AUST | PREFORMED LINE PRODUCTS (AUST) | EPTB-35-9.0AF-M12 | CURRENT
000014470 | REEL,CABLE | STEEL,TOROIDAL,PAINTED;LV ABC (STOCK CODE 11927);FLANGE (1600) X BARREL (800) X INT.WIDTH (750);3000 KG;PLAIN TYPE; AS3983;EMPTY DRUM WEIGHT = 290 KG; | RHEEM |  |  | PURCHASE AS REQUIRED
000014511 | SECTIONALISER | 11 KV;3 PHASE;50 HZ;200 AMP;9 KA ; 95 KV BIL;240 V AC CONTROL VOLTAGE;6 PIN CONNECTOR;JOSLYN VERSAVAC SWITCH; REPLACED SC15939; | JOSLYN |  | 3148X0654G4 | STRATEGIC SPARE
000014529 | POUCH,LINEMAN'S,BELT LOOPED | LEATHER;330 MM LG,190 MM W;C/W 35 MM W BELT;USED TO HOLD ONE 12 IN SHIFTING SPANNER,ONE 8 IN COMBINATION PLIERS,ONE 6 IN FLAT SCREWDRIVER,ONE DOUBLE ENDED | BALMORAL | BALMORAL ENGINEERING | 26028 | CURRENT
000014529 | POUCH,LINEMAN'S,BELT LOOPED | LEATHER;330 MM LG,190 MM W;C/W 35 MM W BELT;USED TO HOLD ONE 12 IN SHIFTING SPANNER,ONE 8 IN COMBINATION PLIERS,ONE 6 IN FLAT SCREWDRIVER,ONE DOUBLE ENDED | STATEWD | STATEWIDE FSTNERS & ENG SPLS PL | IELC127 | CURRENT
000014533 | SIGN | SWL 35 KN (HAULING ONLY);A.B.S. PLASTIC; 120 MM LG,50 MM W,3 MM THK;WALL MOUNTING ;FOR USE WITH CABLE PULLING EYE STOCK CODE 14386;PACK OF 10,PACK WEIGHT 10 KG; | CUTLER | CUTLER BRANDS PTY LTD | ENERGE-14533 | CURRENT
000014538 | TRANSFORMER,CURRENT | PROTECTION,POST TYPE;OUTDOOR;FOR USE IN 33 KV SUBSTATIONS;36 KV;1600 AMP PRIMARY CURRENT;SINGLE PHASE;50 HZ;3 CORES; AS1675-1986;RITZ MESSWANDLER; | RITZ |  | GSWF30 | STRATEGIC SPARE
000014542 | MIRROR,INSPECTION | 1 IN DIA;6 IN PLASTIC HANDLE;PLASTIC BACKED HEAD;FOR USE IN VIEWING EQUIPMENT NUMBERS ETC NEAR LIVE CONDUCTORS; PACK OF 1; | ATOMSUPP | ATOM SUPPLY | 32320000 | CURRENT
000014542 | MIRROR,INSPECTION | 1 IN DIA;6 IN PLASTIC HANDLE;PLASTIC BACKED HEAD;FOR USE IN VIEWING EQUIPMENT NUMBERS ETC NEAR LIVE CONDUCTORS; PACK OF 1; | BETA |  | 1714 | CURRENT
000014543 | BIT,AUGER | Impact, 12mm Dia, 305mm OAL, Steel, Ring Twist Pattern, 11mm Hex Shank, Quick Release | SPECFORC | SPECIALISED FORCE | STMSF812225 | CURRENT
000014544 | BIT,AUGER | Impact, 14mm Dia, 205mm OAL, Steel, Ring Twist Pattern, 11mm Hex Shank, Quick Release | LEGEND | LEGEND POWER SYSTEMS | MSS-0916S | CURRENT
000014544 | BIT,AUGER | Impact, 14mm Dia, 205mm OAL, Steel, Ring Twist Pattern, 11mm Hex Shank, Quick Release | SPECFORC | SPECIALISED FORCE | STMSF 814 X 225 | CURRENT
000014545 | BIT,AUGER | Impact, 18mm Dia, 205mm OAL, Steel, Ring Twist Pattern, 11mm Hex Shank, Quick Release | SPECFORC | SPECIALISED FORCE | STMSF 818 X 225 | CURRENT
000014545 | BIT,AUGER | Impact, 18mm Dia, 205mm OAL, Steel, Ring Twist Pattern, 11mm Hex Shank, Quick Release | LEGEND | LEGEND POWER SYSTEMS | MSS-1116S | CURRENT
000014546 | BIT,AUGER | Impact, 18mm Dia, 457mm OAL, Steel, Ring Twist Pattern, 11mm Hex Shank, Quick Release | SPECFORC | SPECIALISED FORCE | STMSF 818 X 457 | CURRENT
000014546 | BIT,AUGER | Impact, 18mm Dia, 457mm OAL, Steel, Ring Twist Pattern, 11mm Hex Shank, Quick Release | LEGEND | LEGEND POWER SYSTEMS | MSS-1116 | CURRENT
000014547 | BIT,AUGER | Impact, 22mm Dia, 205mm OAL, Steel, Ring Twist Pattern, 11mm Hex Shank, Quick Release | SPECFORC | SPECIALISED FORCE | STMSF 822 X 225 | CURRENT
000014547 | BIT,AUGER | Impact, 22mm Dia, 205mm OAL, Steel, Ring Twist Pattern, 11mm Hex Shank, Quick Release | LEGEND | LEGEND POWER SYSTEMS | MSS-0078M | CURRENT
000014548 | BIT,AUGER | Impact, 22mm Dia, 457mm OAL, Steel, Ring Twist Pattern, 11mm Hex Shank, Quick Release | SPECFORC | SPECIALISED FORCE | STMSF 822 X 457 | CURRENT
000014548 | BIT,AUGER | Impact, 22mm Dia, 457mm OAL, Steel, Ring Twist Pattern, 11mm Hex Shank, Quick Release | LEGEND | LEGEND POWER SYSTEMS | MSS-0078 | CURRENT
000014550 | BIT,AUGER | Impact, 26mm Dia, 475mm OAL, Steel, Ring Twist Pattern, 11mm Hex Shank, Quick Release | SPECFORC | SPECIALISED FORCE | STMSF 826 X 457 | CURRENT
000014550 | BIT,AUGER | Impact, 26mm Dia, 475mm OAL, Steel, Ring Twist Pattern, 11mm Hex Shank, Quick Release | LEGEND | LEGEND POWER SYSTEMS | MSS-1126 | CURRENT
000014556 | SIGN | (ENERGEX LOGO) AUTHORISED ENERGEX CONTRACTOR;ABS (WHITE) PLASTICS;150 MM LG,100 MM W,1.5 MM THK;C/W 2 SUCTION CAPS,FOR IDENTIFICATION OF CONTRACTOR'S | STICSIGN |  |  | PHASING
000014558 | BRACKET,INSULATOR | SUPPORT TYPE;STEEL;GALV;SUPPORT STYLE; PIN INSULATOR;210 MM X 210 MM LG;2 X 22 MM DIA HOLES;OUTDOOR CROSSARM MTG; PACK OF 1; | HAYMAN | HAYMANS INDUSTRIES PTY LTD | 14558 | CURRENT
000014558 | BRACKET,INSULATOR | SUPPORT TYPE;STEEL;GALV;SUPPORT STYLE; PIN INSULATOR;210 MM X 210 MM LG;2 X 22 MM DIA HOLES;OUTDOOR CROSSARM MTG; PACK OF 1; | MEFCO | MEFCO AUSTRALIA PTY LTD SUNSHINE VIC | 14558 | CURRENT
000014564 | DISK,ABRASIVE | PLAIN FLAT,ADHESIVE BACKED;AL OX;320 GRIT;OPEN COAT;150 MM DIA;ROLL OF 100, PACK OF 1; | NORTON |  | NCD317462 | PHASING
000014585 | SWITCH,LOAD BREAK | 36 KV;3 PHASE;400 AMP CONT CURRENT; 400 AMP BKG CAP;16.0 KA FOR 3 SEC; 21.5 KA MKG CAP;VACUUM INTERRUPT;AIR INSULATED HV OUTDOOR PORCELAIN BUSHINGS; | JOSLYN |  | VBM | STRATEGIC SPARE
000014596 | SWITCH,ROTARY | 120 V DC;100 AMP NOM;2 POLE,2 POSN;PANEL MTG,BLACK HANDLE TYPE G001;90 DEG SWITCHING;ESCUTCHEON PLATE-"MAIN SWITCH" ,"ON-OFF";SUPPLIED WITH ALLEN SCREWS FOR | KRAUSNMR | KRAUS & NAIMER (MANUFACTURER) | K&N C80-AUP 506 | PURCHASE AS REQUIRED
000014597 | SWITCH,ROTARY | 120 V DC;60 AMP NOM;2 POLE,2 POSN;PANEL MTG,BLACK HANDLE TYPE G001;90 DEG SWITCHHING;ESCUTCHEON PLATE-"ISOLATING SWITCH","ON-OFF"; | KRAUSNMR | KRAUS & NAIMER (MANUFACTURER) | C42-AUP507-600E-AUS0001 | PURCHASE AS REQUIRED
000014614 | FUSE ELEMENT,ELEC | 125 AMP;SUPER FAST;POWER FUSE FOR ZELLWEGER SFU-G3-60 RIPPLE CONTROL TRANSMITTER; | ENERMET | ENERMET | 155307000125 | MAINTENANCE STOCK
000014619 | METER,WATTHOUR | PRI REGN,KWH;MAIN CIRCUIT 240 V,50 HZ, 15-100 AMP,CONTROLLED CIRCUIT,240 V, 50 HZ,15-100 AMP,30 AMP LOAD CONTROL RELAY;2 SINGLE PHASE MEASURING ELEMENTS | NILSEN |  | EMS 2641-B60-22 | PURCHASE AS REQUIRED
000014630 | CAPACITOR,FIXED,ELECTROLYTIC. | 275 UF;900 V;DC CIRCUIT CAPACITOR FOR ZELLWEGER SFU-G3-60 RIPPLE CONTROL TRANSMITTER;PACK OF 4; | ZELLWEGR |  |  | STRATEGIC SPARE
000014631 | CAPACITOR,FIXED,ELECTROLYTIC. | 200 UF;900 V;DC CIRCUIT CAPACITOR FOR ZELLWEGER SFU-G3-30 RIPPLE CONTROL TRANSMITTER; | ZELLWEGR |  |  | STRATEGIC SPARE
000014639 | TRANSFORMER,CURRENT | INDOOR;FOR USE IN ZELLWEGER SFU-G RIPPLE CONTROL TRANSMITTER;SINGLE PHASE; | ZELLWEGR |  | TYPE 113 | MAINTENANCE STOCK
000014648 | HARNESS,CAP,SAFETY | WEDGE IN;POLYTHENE SUSPENSION;INCL 2 TERYLENE WOVEN STRAPS;W/ADDITIONAL TERYLENE WOVEN STRAP & FITTED W/TERRY COTTON SWEATBAND;SIZE RANGE 6-1/2 TO | MSA |  |  | PURCHASE AS REQUIRED
000014649 | CROSSARM,WOOD | HARDWOOD;3000 MM LG;100 MM X 100 MM;ELEC POWER DISTRIBUTION;LVPTU CONSTR; DRILLED;U/O ENERGEX CONSTRUCTION; BUNDLE OF 15; | DALEMYER | DALE MEYERS PTY LTD | HXD3100100FS300 | CURRENT
000014649 | CROSSARM,WOOD | HARDWOOD;3000 MM LG;100 MM X 100 MM;ELEC POWER DISTRIBUTION;LVPTU CONSTR; DRILLED;U/O ENERGEX CONSTRUCTION; BUNDLE OF 15; | COFFSHAR | COFFS HARBOUR TRADING | 14649 | CURRENT
000014649 | CROSSARM,WOOD | HARDWOOD;3000 MM LG;100 MM X 100 MM;ELEC POWER DISTRIBUTION;LVPTU CONSTR; DRILLED;U/O ENERGEX CONSTRUCTION; BUNDLE OF 15; | ENERGEX | ENERGEX |  | CURRENT
000014654 | LIPSTICK,ANTICHAP | BLISTEX ULTRA;INTENSIVE PROTECTION FROM SUN, WIND & COLD;MOISTURISES DRY CHAPPED LIPS;SPF 50+ BROAD SPECTRUM, VERY HIGH PROTECTION; | ATOMSUPP | ATOM SUPPLY | 90060140 | CURRENT
000014654 | LIPSTICK,ANTICHAP | BLISTEX ULTRA;INTENSIVE PROTECTION FROM SUN, WIND & COLD;MOISTURISES DRY CHAPPED LIPS;SPF 50+ BROAD SPECTRUM, VERY HIGH PROTECTION; | BLKWOODS | J BLACKWOOD & SON LTD | 05233151/NLA==100888 | CURRENT
000014660 | MOTOR,DIRECT CURRENT. | CIRCUIT BREAKER CLOSING SPRING CHARGING TYPE;110 V DC;TO SUIT MAGRINI GALILEO TYPE 36GIE25 CIRCUIT BREAKER; | MGRNIGAL |  |  | MAINTENANCE STOCK
000014661 | COIL,ELECTRICAL | CIRCUIT BREAKER CLOSING SPRING RELEASE COIL TYPE;110 V DC;TO SUIT MAGRINI GALILEO TYPE 36GIE25 CIRCUIT BREAKER; | MGRNIGAL |  |  | MAINTENANCE STOCK
000014662 | COIL,ELECTRICAL | CIRCUIT BREAKER TRIP COIL TYPE;110 V DC; TO SUIT MAGRINI GALILEO TYPE 36GIE25 CIRCUIT BREAKER; | MGRNIGAL |  |  | MAINTENANCE STOCK
000014663 | FUSE-SWITCH COMBINATION. | 12 KV;200 AMP CONT;SINGLE PHASE;20 KA INT CAP;LOAD BREAK SWITCH FOR POLE MTG CAPACITORS; | COOPELEC | COOPER ELECTRICAL AUSTRALIA PTY LTD | YS4B2P1A | CURRENT
000014663 | FUSE-SWITCH COMBINATION. | 12 KV;200 AMP CONT;SINGLE PHASE;20 KA INT CAP;LOAD BREAK SWITCH FOR POLE MTG CAPACITORS; | WESTHSE |  | LBU11 (7501225) | CURRENT
000014665 | POLISH,AUTOMOBILE | AUTO POLISH W/SILICONE;450 ML PLASTIC BOTTLE,CARTON OF 6; | CRC | CRC INDUSTRIES AUSTRALIA PTY LTD | CRC-9050 | CURRENT
000014665 | POLISH,AUTOMOBILE | AUTO POLISH W/SILICONE;450 ML PLASTIC BOTTLE,CARTON OF 6; | STATEWD | STATEWIDE FSTNERS & ENG SPLS PL | REPO 9025 | CURRENT
000014665 | POLISH,AUTOMOBILE | AUTO POLISH W/SILICONE;450 ML PLASTIC BOTTLE,CARTON OF 6; | SEPTONE |  | SAP500 | CURRENT
000014665 | POLISH,AUTOMOBILE | AUTO POLISH W/SILICONE;450 ML PLASTIC BOTTLE,CARTON OF 6; | CNWPL | CNW PL - SLACKS CREEK | 9050 | CURRENT
000014668 | BAG,PLASTIC | POLYETHYLENE,LOW DENSITY;TRANSPARENT; 40 U THK;200 MM LG,150 MM W;STORAGE OF SML ITEMS OF STOCK;MINI GRIP (SELF- SEALING);PACK OF 100,CARTON OF 1000,PACK | ATOMSUPP | ATOM SUPPLY | 33380024 | CURRENT
000014668 | BAG,PLASTIC | POLYETHYLENE,LOW DENSITY;TRANSPARENT; 40 U THK;200 MM LG,150 MM W;STORAGE OF SML ITEMS OF STOCK;MINI GRIP (SELF- SEALING);PACK OF 100,CARTON OF 1000,PACK | CORPEXPR | CORPORATE EXPRESS PO BOX 346 RICHLANDS | 87016373 | CURRENT
000014670 | CLAMP,ELEC PWR CABLE,SUPPORT | NEUTRAL CABLE CLEAT FOR CURRENT TRANSFORMER SUPPORT FRAME;HARDWOOD;TO SUIT CABLES 28 MM DIA;2 PARTS;ITEM 13 ASSY DRG 3297-A1 SH 2 & 3; | ENERGEX | ENERGEX |  | CURRENT
000014671 | CLAMP,ELEC PWR CABLE,SUPPORT | PHASE CABLE CLEAT FOR CURRENT TRANSFORMER SUPPORT FRAME;HARDWOOD;TO SUIT CABLES 28 MM DIA;3 PARTS;ITEM 12 ASSY DRG 3297-A2 SH 2 & 3; | ENERGEX | ENERGEX |  | CURRENT
000014673 | ADAPTOR PLATE | COPPER,HARD DRAWN;170 MM LG,100 MM W, 6 MM THK OR 101.6 MM W,6.3 MM THK;FOR CONNECTION OF CABLES TO TRANSFORMER LV TERMINALS;W/4 X 14 MM DIA HOLES;HCU TO | ENI | ENI INDUSTRIES PL | 84156 | CURRENT
000014677 | TERMINAL,LUG | DRILLED PALM,ALUMINIUM,CRIMP TYPE;FOR 95 SQ MM ALUMINIUM CONDUCTOR,CIRCULAR/ STRANDED;M12 STUD SIZE;13.0 MM ID BARREL ;FOR U/W 38-173 AL COMPRESSION DIE;REFER | TYCO | TYCO | H15135/1 | CURRENT
000014677 | TERMINAL,LUG | DRILLED PALM,ALUMINIUM,CRIMP TYPE;FOR 95 SQ MM ALUMINIUM CONDUCTOR,CIRCULAR/ STRANDED;M12 STUD SIZE;13.0 MM ID BARREL ;FOR U/W 38-173 AL COMPRESSION DIE;REFER | LEGEND | LEGEND POWER SYSTEMS | AL95-12 | CURRENT
000014677 | TERMINAL,LUG | DRILLED PALM,ALUMINIUM,CRIMP TYPE;FOR 95 SQ MM ALUMINIUM CONDUCTOR,CIRCULAR/ STRANDED;M12 STUD SIZE;13.0 MM ID BARREL ;FOR U/W 38-173 AL COMPRESSION DIE;REFER | CABLACES | CABLACES | AL95-12 | CURRENT
000014678 | SWITCH,ROTARY | 660 V AC;20 AMP NOM;4 POLE,DT;2 POSN; PANEL MTG,BLACK HANDLE TYPE G251;60 DEG SWITCHING;ESCUTCHEON PLATE-"CONTROL SELECTOR","LOCAL- NORMAL";BASED ON STD | KRAUSNMR | KRAUS & NAIMER (MANUFACTURER) | CA20B.AUP574.E.AUS0001 | CURRENT
000014678 | SWITCH,ROTARY | 660 V AC;20 AMP NOM;4 POLE,DT;2 POSN; PANEL MTG,BLACK HANDLE TYPE G251;60 DEG SWITCHING;ESCUTCHEON PLATE-"CONTROL SELECTOR","LOCAL- NORMAL";BASED ON STD | KRAUSNMR | KRAUS & NAIMER (MANUFACTURER) | CA20B AUP574 -604 E AUS0008 | CURRENT
000014679 | WRAPPING,STRETCH | COEXTRUDED SHEET;TRANSPARENT;19 UM THK; 500 MM W;300 M LG;HEAVY DUTY CAST FILM WRAP; FOR HAND WRAPPER; 6 ROLLS PER BOX,PACK WEIGHT 5 KG;FOR USE AS A | FROMM | FROMM PACKAGING AUSTRALIA PL | HYBRID.HD | CURRENT
000014679 | WRAPPING,STRETCH | COEXTRUDED SHEET;TRANSPARENT;19 UM THK; 500 MM W;300 M LG;HEAVY DUTY CAST FILM WRAP; FOR HAND WRAPPER; 6 ROLLS PER BOX,PACK WEIGHT 5 KG;FOR USE AS A | PROMARK | PROMARK PACKAGING PTY LTD GEEBUNG | SD1010 - STRETCH FILM | CURRENT
000014680 | COATING COMPOUND,NONSLIP | 2154 Grey, Water Based, 20L Drum, for use on Pole Platforms | MMELEC | MM ELECTRICAL MERCHANDISING | K10 PLUS GREY 20LTR (619366) | CURRENT
000014680 | COATING COMPOUND,NONSLIP | 2154 Grey, Water Based, 20L Drum, for use on Pole Platforms | REDIC |  | DURAFLEX 20 L | CURRENT
000014682 | SCREW,TAPPING,THREAD CUTTING | 18 THDS PER INCH;SELF DRILLING POINT, TYPE TEKS;STEEL;ZINC PLATED,GOLD PASSIVATED;PAN HD,PHILLIPS NO. 2 DRIVE; NO 8-18;12 MM LG;BOX OF 100,SUPPLIED IN | HOBSON | HOBSON ENGINEERING CO PTY LTD 393904 | FST9PMYPP0818012 | CURRENT
000014682 | SCREW,TAPPING,THREAD CUTTING | 18 THDS PER INCH;SELF DRILLING POINT, TYPE TEKS;STEEL;ZINC PLATED,GOLD PASSIVATED;PAN HD,PHILLIPS NO. 2 DRIVE; NO 8-18;12 MM LG;BOX OF 100,SUPPLIED IN | SUMMIT | SUMMIT GROUP | 3DPUY08012 | CURRENT
000014682 | SCREW,TAPPING,THREAD CUTTING | 18 THDS PER INCH;SELF DRILLING POINT, TYPE TEKS;STEEL;ZINC PLATED,GOLD PASSIVATED;PAN HD,PHILLIPS NO. 2 DRIVE; NO 8-18;12 MM LG;BOX OF 100,SUPPLIED IN | STATEWD | STATEWIDE FSTNERS & ENG SPLS PL | SDPZ81812 | CURRENT
000014683 | CABLE,CONTROL,ELECTRICAL | UNDERGROUND;25 PAIR;1/0.9 MM DIA COPPER; POLYETHELENE INSULATED,UNIT TWIN CONSTRUCTION,JELLY FILLED,CORE WRAPPED, POLYETHELENE CORE SCREENED,COPPER WIRE | LSCABLE | LS CABLE & SYSTEM PL - 310041 | LS14683 | MAINTENANCE STOCK
000014684 | CABLE,CONTROL,ELECTRICAL | UNDERGROUND;50 PAIR;1/0.9 MM DIA COPPER; POLYETHELENE INSULATED,UNIT TWIN CONSTRUCTION,JELLY FILLED,CORE WRAPPED, POLYETHELENE CORE SCREENED,COPPER WIRE | LSCABLE | LS CABLE & SYSTEM PL - 310041 | LS14684 | STRATEGIC SPARE
000014693 | CLAMP,ELECTRICAL | Parallel Groove, 35-120mm2 Al/Steel Main & 10-50mm2 Cu Tap, 1 Bolt, NT, Transverse Grooved (scm) | THEWMCAN | TMAC THEW & MCCANN GROUP | TM12118 | CURRENT
000014698 | WHEEL,ABRASIVE | STRAIGHT;302 MM DIA;4 MM THK;20 MM BORE;METAL CUTTING;FOR STIHL MACHINE; PACK OF 20; | CNWPL | CNW PL - SLACKS CREEK | STF2030220 | CURRENT
000014698 | WHEEL,ABRASIVE | STRAIGHT;302 MM DIA;4 MM THK;20 MM BORE;METAL CUTTING;FOR STIHL MACHINE; PACK OF 20; | FLEXOVIT |  | F2030220 | CURRENT
000014701 | SPLICE,CONDUCTOR | DOUBLE SCREW INSULATED CLAMP TYPE; BRASS IN PLASTIC SHROUD;16 SQ MM BY 2; PACK OF 10; | CNWPL | CNW PL - SLACKS CREEK | CLI563K16 | CURRENT
000014701 | SPLICE,CONDUCTOR | DOUBLE SCREW INSULATED CLAMP TYPE; BRASS IN PLASTIC SHROUD;16 SQ MM BY 2; PACK OF 10; | CLIPSAL | GERARD INDUSTRIES QLD DIVSN P/L | 563K16 | CURRENT
000014701 | SPLICE,CONDUCTOR | DOUBLE SCREW INSULATED CLAMP TYPE; BRASS IN PLASTIC SHROUD;16 SQ MM BY 2; PACK OF 10; | CLIPSAL | GERARD INDUSTRIES QLD DIVSN P/L | CLI563K16 | CURRENT
000014735 | FERRULE,ELECTRICAL CONDUCTOR | CRIMP TYPE;COPPER;16 SQ MM;7/1.70 MM; CENTRE DIMPLE;PACK OF 25;FOR REPAIRS UG STREET LIGHT CABLE;REFER SC17499 FOR DIE;PACK WEIGHT 0.25 KG; | TYCO | TYCO | CK16/50 (H1455/50 | CURRENT
000014735 | FERRULE,ELECTRICAL CONDUCTOR | CRIMP TYPE;COPPER;16 SQ MM;7/1.70 MM; CENTRE DIMPLE;PACK OF 25;FOR REPAIRS UG STREET LIGHT CABLE;REFER SC17499 FOR DIE;PACK WEIGHT 0.25 KG; | PLP AUST | PREFORMED LINE PRODUCTS (AUST) | EPCJ-16-6.3AF | CURRENT
000014738 | TAPE,PRESSURE SENSITIVE ADHESIVE | DOUBLE COATED ACRYLIC FOAM;WHITE;12 MM W ,50 M LG,1.2 MM NOM THK;CARTON OF10; | TESA |  | 4952 | CURRENT
000014738 | TAPE,PRESSURE SENSITIVE ADHESIVE | DOUBLE COATED ACRYLIC FOAM;WHITE;12 MM W ,50 M LG,1.2 MM NOM THK;CARTON OF10; | CORPEXPR | CORPORATE EXPRESS PO BOX 346 RICHLANDS | 87141302 | CURRENT
000014743 | TRANSFORMER,METERING | OUTDOOR TYPE;POLE MTD;11/12 KV;OIL FILLED;HV FUSES INSIDE TANK;2 CT'S CLASS 0.5M,15 VA;RATIO 100/50/5 AMP; | NU-LEC | NU-LEC |  | PHASING
000014744 | TRANSFORMER,METERING | OUTDOOR TYPE;POLE MTD;11/12 KV;OIL FILLED TANK;HV FUSES INSIDE TANK;2 CT'S CLASS 0.5M,15 VA;RATIO 200/100/5 AMP; | NU-LEC | NU-LEC |  | PHASING
000014745 | TRANSFORMER,METERING | OUTDOOR TYPE;POLE MTD;11/12 KV;OIL FILLED TANK;HV FUSES INSIDE TANK;2 CT'S, CLASS 0.5M,15 VA;RATIO 400/200/5 AMP; | NU-LEC | NU-LEC |  | PHASING
000014747 | TRANSFORMER,METERING | OUTDOOR TYPE;FREE STANDING;11/12 KV;OIL FILLED TANK;HV FUSES INSIDE TANK;2 CT'S, CLASS 0.5M,15 VA RATIO 100/50/5 AMP; | NU-LEC | NU-LEC | OUTDOOR 11/12 KV | PHASING
000014748 | TRANSFORMER,METERING | OUTDOOR TYPE;FREE STANDING;11/12 KV;OIL FILLED TANK;HV FUSES INSIDE TANK;2 CT'S, CLASS 0.5M,15 VA RATIO 400/200/100/5 AMP ;2 VT'S,"V" CONFIGURATIONS,CLASS 0.5 M | NU-LEC | NU-LEC |  | PHASING
000014754 | DEODORANT,GENERAL PURPOSE | Liquid;Clean Linen Fragrance;Air Freshner;400 G Pressure Pack,12 Per Carton,Pack Weight 5 KG; | ATOMSUPP | ATOM SUPPLY | 689432 | CURRENT
000014754 | DEODORANT,GENERAL PURPOSE | Liquid;Clean Linen Fragrance;Air Freshner;400 G Pressure Pack,12 Per Carton,Pack Weight 5 KG; | ATOMSUPP | ATOM SUPPLY | 299019 | CURRENT
000014754 | DEODORANT,GENERAL PURPOSE | Liquid;Clean Linen Fragrance;Air Freshner;400 G Pressure Pack,12 Per Carton,Pack Weight 5 KG; | HANLEY | HANLEY INDUSTRIAL ENTERPRISES 459057 | DA689471PK | CURRENT
000014754 | DEODORANT,GENERAL PURPOSE | Liquid;Clean Linen Fragrance;Air Freshner;400 G Pressure Pack,12 Per Carton,Pack Weight 5 KG; | BLKWOODS | J BLACKWOOD & SON LTD | 04479802/739206 | CURRENT
000014754 | DEODORANT,GENERAL PURPOSE | Liquid;Clean Linen Fragrance;Air Freshner;400 G Pressure Pack,12 Per Carton,Pack Weight 5 KG; | JOHNSNSC | SC JOHNSON PROFESSIONAL | SJ739207PK | CURRENT
000014756 | INSULATOR,STANDOFF | LINE POST;PORCELAIN,TRUNNION TOP;11 KV NOM V;12 KN MIN-CANTILEVER;SOLID CORE; 350 MM H NOM;HORIZONTAL;C/W M20 X 70 MM STUD,SPRING WASHER;ROUND WASHER & NUT; | BRITECH | BRI-TECH PTY LTD | PPI11-450HCT-EX | CURRENT
000014756 | INSULATOR,STANDOFF | LINE POST;PORCELAIN,TRUNNION TOP;11 KV NOM V;12 KN MIN-CANTILEVER;SOLID CORE; 350 MM H NOM;HORIZONTAL;C/W M20 X 70 MM STUD,SPRING WASHER;ROUND WASHER & NUT; | GRAPHSOL | GRAPH SOLUTIONS PTY LTD | R12EH150N/28601AT | CURRENT
000014757 | INSULATOR,STANDOFF | 11kV Tie Top, Porcelain 286mm H, 18 kN Min. Cantilever, c/w M20 x 85mm Stud, Spring Washer & Nut (scm) | TYCO | TYCO | H11388 | CURRENT
000014757 | INSULATOR,STANDOFF | 11kV Tie Top, Porcelain 286mm H, 18 kN Min. Cantilever, c/w M20 x 85mm Stud, Spring Washer & Nut (scm) | BRITECH | BRI-TECH PTY LTD | H11388 | CURRENT
000014757 | INSULATOR,STANDOFF | 11kV Tie Top, Porcelain 286mm H, 18 kN Min. Cantilever, c/w M20 x 85mm Stud, Spring Washer & Nut (scm) | THEWMCAN | TMAC THEW & MCCANN GROUP | TM00723 | CURRENT
000014757 | INSULATOR,STANDOFF | 11kV Tie Top, Porcelain 286mm H, 18 kN Min. Cantilever, c/w M20 x 85mm Stud, Spring Washer & Nut (scm) | DULHUNTY | DULHUNTY INDUSTRIES PTY LTD | R18ET150N-285 | CURRENT
000014761 | CROSSARM,WOOD | HARDWOOD;2700 MM LG;100 MM X 100 MM;ELEC POWER DISTRIBUTION;11 ABSM CONSTR; DRILLED;U/O ENERGEX CONSTRUCTIONS; BUNDLE OF 15; | DRILL | CROSSARM DRILL PATTERNS | 224 | PHASING
000014761 | CROSSARM,WOOD | HARDWOOD;2700 MM LG;100 MM X 100 MM;ELEC POWER DISTRIBUTION;11 ABSM CONSTR; DRILLED;U/O ENERGEX CONSTRUCTIONS; BUNDLE OF 15; | COFFSHAR | COFFS HARBOUR TRADING | 14761 | PHASING
000014762 | FIXTURE,LIGHTING | SODIUM VAPOUR,HP;50 W,25 V;STREET LIGHT"NOSTALGIA";METALWORK FINISHED BLACK;W/INTEGRAL CONTROL GEAR & PHOTO ELECTRIC CONTROL BASE & SHADE: | SYLVANIA | SYLVANIA SCHREDER | NOSTALGIA | PHASING
000014769 | POLE,PUBLIC LIGHTING,METAL | Estate Minor Road, 3.5m, Base Plate Mounted, 350 PCD Bolt Spacing, Black, EQTS 05-02-01, Dwg 05-02-12 (scm) | IUPOLE | INTERNATIONAL UTILITY POLES PTY LTD | EX-14769 | CURRENT
000014769 | POLE,PUBLIC LIGHTING,METAL | Estate Minor Road, 3.5m, Base Plate Mounted, 350 PCD Bolt Spacing, Black, EQTS 05-02-01, Dwg 05-02-12 (scm) | INGALEPS | INGAL EPS (CONTRACTOR) | GEX14769 | CURRENT
000014769 | POLE,PUBLIC LIGHTING,METAL | Estate Minor Road, 3.5m, Base Plate Mounted, 350 PCD Bolt Spacing, Black, EQTS 05-02-01, Dwg 05-02-12 (scm) | GM POLES | GM POLES PTY LTD | EST-03.5-BL | CURRENT
000014770 | POLE,PUBLIC LIGHTING,METAL | Estate Minor Road, 4.5m, Base Plate Mounted, 350 PCD Bolt Spacing, Black, EQTS 05-02-01, Dwg 05-02-12 (scm) | IUPOLE | INTERNATIONAL UTILITY POLES PTY LTD | EX-14770 | CURRENT
000014770 | POLE,PUBLIC LIGHTING,METAL | Estate Minor Road, 4.5m, Base Plate Mounted, 350 PCD Bolt Spacing, Black, EQTS 05-02-01, Dwg 05-02-12 (scm) | INGALEPS | INGAL EPS (CONTRACTOR) | GEX14770 | CURRENT
000014770 | POLE,PUBLIC LIGHTING,METAL | Estate Minor Road, 4.5m, Base Plate Mounted, 350 PCD Bolt Spacing, Black, EQTS 05-02-01, Dwg 05-02-12 (scm) | GM POLES | GM POLES PTY LTD | EST-04.5-BL | CURRENT
000014773 | ADAPTOR | Estate, Minor Road, 300mm Lg, 60.3mm OD, 80 x 76mm OD Spigot, Black c/w 4 x M8x10mm Lg Allen Head S/Steel Grub Screws, EQTS 05-02-01, Dwg 05-02-14(scm) | INGALEPS | INGAL EPS (CONTRACTOR) | GEX14379 | CURRENT
000014773 | ADAPTOR | Estate, Minor Road, 300mm Lg, 60.3mm OD, 80 x 76mm OD Spigot, Black c/w 4 x M8x10mm Lg Allen Head S/Steel Grub Screws, EQTS 05-02-01, Dwg 05-02-14(scm) | GPA | GALVANISED POLES AUSTRALIA | GPAN/A / 14773 | CURRENT
000014773 | ADAPTOR | Estate, Minor Road, 300mm Lg, 60.3mm OD, 80 x 76mm OD Spigot, Black c/w 4 x M8x10mm Lg Allen Head S/Steel Grub Screws, EQTS 05-02-01, Dwg 05-02-14(scm) | IUPOLE | INTERNATIONAL UTILITY POLES PTY LTD | EX-14773 | CURRENT
000014773 | ADAPTOR | Estate, Minor Road, 300mm Lg, 60.3mm OD, 80 x 76mm OD Spigot, Black c/w 4 x M8x10mm Lg Allen Head S/Steel Grub Screws, EQTS 05-02-01, Dwg 05-02-14(scm) | GM POLES | GM POLES PTY LTD | EGX-PA-PC | CURRENT
000014774 | BRACKET,MOUNTING,STREET LIGHTING FIXTURE | STEEL, GALV, "NOSTALGIA" FINISHED BLACK, CURVED, USE WITH NOSTALGIA STREET LIGHT, SPARE BRACKET ONLY. | SYLVANIA | SYLVANIA SCHREDER | NOSTALGIA | PHASING
000014776 | BOX,STREET LIGHT,JOINT USE | CAST ALUMINIUM;320 MM NOM H,200 MM NOM W ,160 MM NOM D;HOUSING 16A 6 KA MCB, CONTACTOR,MOUNTING RAIL,TERMINAL BLOCKS & PE CELL BASE; | CABLACES | CABLACES | BOX,STREET LIGHT | CURRENT
000014779 | FRAME,MOUNTING | LV SWITCHBOARDS,BROWN BOVERI & STROMBERG ;UNIVERSAL TYPE FREE STANDING KIT FOR FRAME;STEEL;GALV;1 X 1200 MM LG,1 X 900 MM LG;C/W FITTINGS,NUTS & BOLTS;ITEM 38 | EZYSTRUT | EZYSTRUT CABLE & PIPE SUPPORTS | E14779 | PHASING
000014787 | LUBRICATING OIL,GENERAL PURPOSE | LT Gde, 4L Plastic Bottle, 4 per Pack, for Chainsaws fitted w/Automatic Oilers | CALTEX | CALTEX | 1367244 | CURRENT
000014787 | LUBRICATING OIL,GENERAL PURPOSE | LT Gde, 4L Plastic Bottle, 4 per Pack, for Chainsaws fitted w/Automatic Oilers | AMPOL | AMPOL | 5132-244 | CURRENT
000014796 | CABLE,POWER,ELECTRICAL | 6.35/11 KV;240 SQ MM;STRANDED,COMPACTED; ALUMINIUM CONDUCTOR;3 CORE;XLPE,COPPER WIRE SCREEN (21 X 0.85 MM DIA),PVC/HDPE COMPOSITE SHEATH;AS4026; | OLEX | OLEX AUSTRALIA PTY LTD | XJMA26RP003CXAA | CURRENT
000014799 | SHACKLE | TWISTED,BOW;70 KN;STEEL;GALV;C/W CLEVIS PIN & HUMPBACK SPLIT PIN;BAGS OF 30,PACK WEIGHT 15.0 KG;REFER OCM 3/102; | DULHUNTY | DULHUNTY INDUSTRIES PTY LTD | AST-70 | CURRENT
000014800 | BUSHING,ELECTRICAL EQUIPMENT | BUSHING 11KV; CIRCUIT BREAKER; BUSHING TO SUIT, HITACHI AHI-VAC CIRCUIT BREAKER; 12KV; 50HZ; 800 AMP; INDOOR; EPOXY RESIN; COPPER BAR;25KA | HITACHI | HITACHI ENERGY AUSTRALIA LTD |  | MAINTENANCE STOCK
000014801 | BUSHING,ELECTRICAL EQUIPMENT | CIRCUIT BREAKER;12 KV,50 HZ;800 AMP; INDOOR;EPOXY RESIN WITH COPPER BAR; 25 KA FOR 3 SECS SH TIME W/STAND CURR, SINGLE PHASE,SHORT SPOUT BUSHING FOR | HITACHI | HITACHI ENERGY AUSTRALIA LTD |  | CURRENT
000014804 | NUMERAL,SIGN. | NUMBER 0;BLACK 3M SCOTCHCAL 220 SERIES PREMIUM CAST VINYL OR EQUIV;COVERED WITH CLEAR APPLICATION TAPE;50 MM H; STICK ON;AS1744 SERIES C;ON APPLICATION | IDENMARK | IDENTIMARK SOLUTIONS - 310679 | 14804 | CURRENT
000014804 | NUMERAL,SIGN. | NUMBER 0;BLACK 3M SCOTCHCAL 220 SERIES PREMIUM CAST VINYL OR EQUIV;COVERED WITH CLEAR APPLICATION TAPE;50 MM H; STICK ON;AS1744 SERIES C;ON APPLICATION | CUTLER | CUTLER BRANDS PTY LTD | ENERGE-14804 | CURRENT
000014805 | NUMERAL,SIGN. | NUMBER 1;BLACK 3M SCOTCHCAL 220 SERIES PREMIUM CAST VINYL OR EQUIV;COVERED WITH CLEAR APPLICATION TAPE;50 MM H; STICK ON;AS1744 SERIES C;ON APPLICATION | IDENMARK | IDENTIMARK SOLUTIONS - 310679 | 14805 | CURRENT
000014805 | NUMERAL,SIGN. | NUMBER 1;BLACK 3M SCOTCHCAL 220 SERIES PREMIUM CAST VINYL OR EQUIV;COVERED WITH CLEAR APPLICATION TAPE;50 MM H; STICK ON;AS1744 SERIES C;ON APPLICATION | CUTLER | CUTLER BRANDS PTY LTD | ENERGE-14805 | CURRENT
000014806 | NUMERAL,SIGN. | NUMBER 2;BLACK 3M SCOTCHCAL 220 SERIES PREMIUM CAST VINYL OR EQUIV;COVERED WITH CLEAR APPLICATION TAPE;50 MM H; STICK ON;AS1744 SERIES C;ON APPLICATION | IDENMARK | IDENTIMARK SOLUTIONS - 310679 | 14806 | CURRENT
000014806 | NUMERAL,SIGN. | NUMBER 2;BLACK 3M SCOTCHCAL 220 SERIES PREMIUM CAST VINYL OR EQUIV;COVERED WITH CLEAR APPLICATION TAPE;50 MM H; STICK ON;AS1744 SERIES C;ON APPLICATION | CUTLER | CUTLER BRANDS PTY LTD | ENERGE-14806 | CURRENT
000014807 | NUMERAL,SIGN. | NUMBER 3;BLACK 3M SCOTCHCAL 220 SERIES PREMIUM CAST VINYL OR EQUIV;COVERED WITH CLEAR APPLICATION TAPE;50 MM H; STICK ON;AS1744 SERIES C;ON APPLICATION | IDENMARK | IDENTIMARK SOLUTIONS - 310679 | 14807 | CURRENT
000014807 | NUMERAL,SIGN. | NUMBER 3;BLACK 3M SCOTCHCAL 220 SERIES PREMIUM CAST VINYL OR EQUIV;COVERED WITH CLEAR APPLICATION TAPE;50 MM H; STICK ON;AS1744 SERIES C;ON APPLICATION | CUTLER | CUTLER BRANDS PTY LTD | ENERGE-14807 | CURRENT
000014808 | NUMERAL,SIGN. | NUMBER 4;BLACK 3M SCOTCHCAL 220 SERIES PREMIUM CAST VINYL OR EQUIV;COVERED WITH CLEAR APPLICATION TAPE;50 MM H; STICK ON;AS1744 SERIES C;ON APPLICATION | IDENMARK | IDENTIMARK SOLUTIONS - 310679 | 14808 | CURRENT
000014808 | NUMERAL,SIGN. | NUMBER 4;BLACK 3M SCOTCHCAL 220 SERIES PREMIUM CAST VINYL OR EQUIV;COVERED WITH CLEAR APPLICATION TAPE;50 MM H; STICK ON;AS1744 SERIES C;ON APPLICATION | CUTLER | CUTLER BRANDS PTY LTD | ENERGE-14808 | CURRENT
000014809 | NUMERAL,SIGN. | NUMBER 5;BLACK 3M SCOTCHCAL 220 SERIES PREMIUM CAST VINYL OR EQUIV;COVERED WITH CLEAR APPLICATION TAPE;50 MM H; STICK ON;AS1744 SERIES C;ON APPLICATION | IDENMARK | IDENTIMARK SOLUTIONS - 310679 | 14809 | CURRENT
000014809 | NUMERAL,SIGN. | NUMBER 5;BLACK 3M SCOTCHCAL 220 SERIES PREMIUM CAST VINYL OR EQUIV;COVERED WITH CLEAR APPLICATION TAPE;50 MM H; STICK ON;AS1744 SERIES C;ON APPLICATION | CUTLER | CUTLER BRANDS PTY LTD | ENERGE-14809 | CURRENT
000014810 | NUMERAL,SIGN. | NUMBER 6 OR 9;BLACK 3M SCOTCHCAL 220 SERIES PREMIUM CAST VINYL OR EQUIV; COVERED WITH CLEAR APPLICATION TAPE; 50 MM H;STICK ON;AS1744 SERIES C;ON | IDENMARK | IDENTIMARK SOLUTIONS - 310679 | 14810 | CURRENT
000014810 | NUMERAL,SIGN. | NUMBER 6 OR 9;BLACK 3M SCOTCHCAL 220 SERIES PREMIUM CAST VINYL OR EQUIV; COVERED WITH CLEAR APPLICATION TAPE; 50 MM H;STICK ON;AS1744 SERIES C;ON | CUTLER | CUTLER BRANDS PTY LTD | ENERGE-14810 | CURRENT
000014811 | NUMERAL,SIGN. | NUMBER 7;BLACK 3M SCOTCHCAL 220 SERIES PREMIUM CAST VINYL OR EQUIV;COVERED WITH CLEAR APPLICATION TAPE;50 MM H; STICK ON;AS1744 SERIES C;ON APPLICATION | IDENMARK | IDENTIMARK SOLUTIONS - 310679 | 14811 | CURRENT
000014811 | NUMERAL,SIGN. | NUMBER 7;BLACK 3M SCOTCHCAL 220 SERIES PREMIUM CAST VINYL OR EQUIV;COVERED WITH CLEAR APPLICATION TAPE;50 MM H; STICK ON;AS1744 SERIES C;ON APPLICATION | CUTLER | CUTLER BRANDS PTY LTD | ENERGE-14811 | CURRENT
000014812 | NUMERAL,SIGN. | NUMBER 8;BLACK 3M SCOTCHCAL 220 SERIES PREMIUM CAST VINYL OR EQUIV;COVERED WITH CLEAR APPLICATION TAPE;50 MM H; STICK ON;AS1744 SERIES C;ON APPLICATION | IDENMARK | IDENTIMARK SOLUTIONS - 310679 | 14812 | CURRENT
000014812 | NUMERAL,SIGN. | NUMBER 8;BLACK 3M SCOTCHCAL 220 SERIES PREMIUM CAST VINYL OR EQUIV;COVERED WITH CLEAR APPLICATION TAPE;50 MM H; STICK ON;AS1744 SERIES C;ON APPLICATION | CUTLER | CUTLER BRANDS PTY LTD | ENERGE-14812 | CURRENT
000014813 | NUMERAL,SIGN. | NUMBER 9;BLACK 3M SCOTCHCAL 220 SERIES PREMIUM CAST VINYL OR EQUIV;COVERED WITH CLEAR APPLICATION TAPE;50 MM H; STICK ON;AS1744 SERIES C;ON APPLICATION | IDENMARK | IDENTIMARK SOLUTIONS - 310679 | 14813 | CURRENT
000014813 | NUMERAL,SIGN. | NUMBER 9;BLACK 3M SCOTCHCAL 220 SERIES PREMIUM CAST VINYL OR EQUIV;COVERED WITH CLEAR APPLICATION TAPE;50 MM H; STICK ON;AS1744 SERIES C;ON APPLICATION | CUTLER | CUTLER BRANDS PTY LTD | ENERGE-14813 | CURRENT
000014813 | NUMERAL,SIGN. | NUMBER 9;BLACK 3M SCOTCHCAL 220 SERIES PREMIUM CAST VINYL OR EQUIV;COVERED WITH CLEAR APPLICATION TAPE;50 MM H; STICK ON;AS1744 SERIES C;ON APPLICATION | BURNELL | RON BURNELL & CO |  | CURRENT
000014814 | LETTER,SIGN | LETTER L;WHITE REFLECTIVE 3M SCOTCHCAL 280-10L SERIES PREMIUM CAST VINYL OR EQUIV;COVERED WITH CLEAR APPLICATION TAPE;50 MM H;STICK ON;AS1744 SERIES C; | IDENMARK | IDENTIMARK SOLUTIONS - 310679 | 14814 | PURCHASE AS REQUIRED
000014814 | LETTER,SIGN | LETTER L;WHITE REFLECTIVE 3M SCOTCHCAL 280-10L SERIES PREMIUM CAST VINYL OR EQUIV;COVERED WITH CLEAR APPLICATION TAPE;50 MM H;STICK ON;AS1744 SERIES C; | CUTLER | CUTLER BRANDS PTY LTD | ENERGE-14814 | PURCHASE AS REQUIRED
000014815 | LABEL | PAPER,RED GLOSS;LEGEND-SL 32 A;BLACK 7 MM H PRINTING;PRESSURE SENSITIVE PERMANENT ADHESIVE;33 MM LG,13 MM W; 100 LABEL PAIRS PER ROLL;FOR UDE ON URD | CUTLER | CUTLER BRANDS PTY LTD | ENERGE-14815 | CURRENT
000014816 | LABEL | 'L 80 A' & 'R 80 A', Paper, Pressure Sensitive Permanent Adhesive, 33 x 13mm, 7mm Black Text on White Gloss B/Ground, for URD Fuseholders, 100 pairs per Roll | CUTLER | CUTLER BRANDS PTY LTD | ENERGE-14816 | CURRENT
000014817 | LABEL | PAPER,VIOLET GLOSS;FIRST LEGEND-L 100 A, SECOND LEGEND-R 100 A;BLACK 7 MM H PRINTING;PRESSURE SENSITIVE PERMANENT ADHESIVE;33 MM LG,13 MM W;100 LABEL | CUTLER | CUTLER BRANDS PTY LTD | ENERGE-14817 | CURRENT
000014818 | LABEL | PAPER,WHITE VIOLET,GLOSS;FIRST LEGEND-LR 80 A,SECOND LEGEND-LR 100 A;BLACK 7 MM H PRINTING;PRESSURE SENSITIVE PERMANENT ADHESIVE;33 MM LG,13 MM W;100 LABEL | CUTLER | CUTLER BRANDS PTY LTD | ENERGE-14818 | CURRENT
000014821 | BIT,AUGER | Impact, 8mm Dia, 205mm OAL, Steel, Ring Twist Pattern, 11mm Hex Shank, Quick Release | LEGEND | LEGEND POWER SYSTEMS | MSS-0516S | CURRENT
000014821 | BIT,AUGER | Impact, 8mm Dia, 205mm OAL, Steel, Ring Twist Pattern, 11mm Hex Shank, Quick Release | SPECFORC | SPECIALISED FORCE | STMS808X200 | CURRENT
000014829 | TRANSFORMER,CURRENT | PROTECTION,POST TYPE;O/D;FEEDER PROTECTION;36 KV;3 CORES,1 & 2 800/600/ 400/5 AMP,CORE 3,1600/1200/5 AMP; | ABB | ABB FAN PTY LTD | GIF 36-58 5 AMP | PHASING
000014832 | CAPACITOR UNIT. | 6.35 KV;200 KVAR;50 HZ;NON PCB IMPREGNANT;POLYPROPYLENE FILM DIELECTRIC;2 BUSHINGS PER UNIT;AS1013; TO SUIT CAPACITOR BANKS PURCHASED ON | GE(USA) | GENERAL ELECTRIC (USA) |  | PURCHASE AS REQUIRED
000014834 | GREASE,GENERAL PURPOSE | Lithium Base, 2.5kg Can, for Electrical Joints, Conductive, suit Al to Al, Cu to Cu, Bimetal to Al (scm) | PLP AUST | PREFORMED LINE PRODUCTS (AUST) | D-ALV300-2.5KG | CURRENT
000014835 | GREASE,GENERAL PURPOSE | Grease Base, Connector Protection, Al Conductor Contact Paste, 225g Tube, High Temp, for Bolted Overhead Line Connectors, suit Al to Al & Al to Cu | THEWMCAN | TMAC THEW & MCCANN GROUP | TM10966 | CURRENT
000014835 | GREASE,GENERAL PURPOSE | Grease Base, Connector Protection, Al Conductor Contact Paste, 225g Tube, High Temp, for Bolted Overhead Line Connectors, suit Al to Al & Al to Cu | THEWMCAN | TMAC THEW & MCCANN GROUP | 14835 | CURRENT
000014837 | BOX,TOTE | Lamson Bin, Size 2, 500mm Lg, 310mm W, 200mm H, Polypropylene, Stackable, Open End w/o Lid | ATOMSUPP | ATOM SUPPLY | 91378005 | CURRENT
000014837 | BOX,TOTE | Lamson Bin, Size 2, 500mm Lg, 310mm W, 200mm H, Polypropylene, Stackable, Open End w/o Lid | LAMSON |  | SIZE 2 (ONLY) | CURRENT
000014839 | BOX,TOTE | Lamson Bin, Size 3, 350mm Lg, 210mm W, 200mm H, Polypropylene, Stackable, Open End w/o Lid | LAMSON |  | SIZE 3 (ONLY) | PHASING
000014840 | BOX,TOTE | Lamson Bin, Size 3ZD, 350mm Lg, 465mm W, 150mm H, Polypropylene, Stackable, Open End w/o Lid | ATOMSUPP | ATOM SUPPLY | 91378004 | CURRENT
000014840 | BOX,TOTE | Lamson Bin, Size 3ZD, 350mm Lg, 465mm W, 150mm H, Polypropylene, Stackable, Open End w/o Lid | LAMSON |  | SIZE 3ZD (ONLY) | CURRENT
000014841 | BOX,TOTE | Lamson Bin, Size 3Z, 350mm Lg, 210mm W, 150mm H, Polypropylene, Stackable, Open End w/o Lid | ATOMSUPP | ATOM SUPPLY | 91378003 | CURRENT
000014841 | BOX,TOTE | Lamson Bin, Size 3Z, 350mm Lg, 210mm W, 150mm H, Polypropylene, Stackable, Open End w/o Lid | LAMSON |  | SIZE 3Z (ONLY) | CURRENT
000014842 | BOX,TOTE | Lamson Bin, Size 4, 230mm Lg, 150mm W, 125mm H, Polypropylene, Stackable, Open End w/o Lid | ATOMSUPP | ATOM SUPPLY | 91378002 | CURRENT
000014842 | BOX,TOTE | Lamson Bin, Size 4, 230mm Lg, 150mm W, 125mm H, Polypropylene, Stackable, Open End w/o Lid | LAMSON |  | MAH008 | CURRENT
000014843 | BOX,TOTE | Lamson Bin, Size 5, 165mm Lg, 100mm W, 80mm H, Polypropylene, Stackable, Open End w/o Lid | ATOMSUPP | ATOM SUPPLY | 91378001 | CURRENT
000014843 | BOX,TOTE | Lamson Bin, Size 5, 165mm Lg, 100mm W, 80mm H, Polypropylene, Stackable, Open End w/o Lid | LAMSON |  | SIZE 5 (ONLY) | CURRENT
000014844 | BOX,TOTE | Lamson Bin, Size 6, 95mm Lg, 100mm W, 55mm H, Polypropylene, Stackable, Open End w/o Lid | ATOMSUPP | ATOM SUPPLY | 91378000 | CURRENT
000014844 | BOX,TOTE | Lamson Bin, Size 6, 95mm Lg, 100mm W, 55mm H, Polypropylene, Stackable, Open End w/o Lid | LAMSON |  | SIZE 6 (ONLY) | CURRENT
000014845 | BOX,TOTE | Lamson Bin, Size 10, 645mm Lg, 413mm W, 276mm H, Polypropylene, Stackable, Open End w/o Lid | SIGNET | SIGNET PTY LTD | MAH009 | CURRENT
000014845 | BOX,TOTE | Lamson Bin, Size 10, 645mm Lg, 413mm W, 276mm H, Polypropylene, Stackable, Open End w/o Lid | PROMARK | PROMARK PACKAGING PTY LTD GEEBUNG | MAH009 | CURRENT
000014845 | BOX,TOTE | Lamson Bin, Size 10, 645mm Lg, 413mm W, 276mm H, Polypropylene, Stackable, Open End w/o Lid | ATOMSUPP | ATOM SUPPLY | 91368003 | CURRENT
000014845 | BOX,TOTE | Lamson Bin, Size 10, 645mm Lg, 413mm W, 276mm H, Polypropylene, Stackable, Open End w/o Lid | LAMSON |  | SIZE 10 CRATE | CURRENT
000014848 | PIPE,METALLIC | LEAD;127 MM NB;3.2 MM WALL THK;1830 MM LG;14.7 KG/M;0.06% COPPERISED SOFT LEAD; AS1812;PACK OF 10,PACK WEIGHT 269 KG; | CONALLOY |  | 127 MM NB 3.2 MM THK | CURRENT
000014849 | PIPE,METALLIC | LEAD;102 MM NB;3.2 MM WALL THK;1830 MM LG;11.8 KG/M;0.06% COPPERISED SOFT LEAD; AS1812;PACK OF10,PACK WEIGHT 216 KG; | CONALLOY |  | 102 MM NB 3.2 MM THK | CURRENT
000014850 | FLINT TIP,FRICTION IGNITER | STUD TYPE;PACK OF 10;DOES NOT SUIT COMWELD XL1 TYPE IGNITOR; | CNWPL | CNW PL - SLACKS CREEK | C308790 | CURRENT
000014850 | FLINT TIP,FRICTION IGNITER | STUD TYPE;PACK OF 10;DOES NOT SUIT COMWELD XL1 TYPE IGNITOR; | BOC | BOC GASES | C308790 | CURRENT
000014856 | CIRCUIT BREAKER | OUTDOOR;SF6;MAGRINI GALILEO;36 KV; 3 PHASE;1600 AMP;25 KA BKG CAP;110 V DC MOTOR CHRG SPRING;110 V DC TRIPPING; | MGRNIGAL |  | 36GIE25 | STRATEGIC SPARE
000014856 | CIRCUIT BREAKER | OUTDOOR;SF6;MAGRINI GALILEO;36 KV; 3 PHASE;1600 AMP;25 KA BKG CAP;110 V DC MOTOR CHRG SPRING;110 V DC TRIPPING; | SCHNEDER | SCHNEIDER PTY LTD |  | STRATEGIC SPARE
000014860 | CAPACITOR UNIT. | 6.35 KV;150 KVAR;50 HZ;NON PCB IMPREGNANT;POLYPROPYLENE FILM DIELECTRIC ;EXTERNALLY FUSED;2 BUSHINGS PER UNIT; AS1013;TO SUIT CAPACITOR BANKS PURCHASED | ABB | ABB FAN PTY LTD | CHDX-F260 | MAINTENANCE STOCK
000014861 | CAPACITOR UNIT. | 6.93 KV;167 KVAR;50 HZ;NON PCB IMPREGNANT;POLYPROPYLENE FILM DIELECTRIC ;EXTERNALLY FUSED;2 BUSHINGS PER UNIT; AS1013;TO SUIT CAPACITOR BANKS PURCHASED | GE(USA) | GENERAL ELECTRIC (USA) |  | MAINTENANCE STOCK
000014868 | FLUTEBOARD | Corflute, White, 150 x 230mm Nom, Plastic, Legend: Stock Code O/No, SAR No, Date, Qty | PROMARK | PROMARK PACKAGING PTY LTD GEEBUNG | MN1009-PLASTIC | CURRENT
000014868 | FLUTEBOARD | Corflute, White, 150 x 230mm Nom, Plastic, Legend: Stock Code O/No, SAR No, Date, Qty | CNWPL | CNW PL - SLACKS CREEK | CONCORFENERGEX | CURRENT
000014876 | CIRCUIT BREAKER | OUTDOOR;VACUUM;HITACHI;12 KV;3 PHASE; 800 AMP;20 KA BKG CAP;30 V DC MOTOR CHRG SPRING;30 V DC TRIPPING; CB722; | HITACHI | HITACHI ENERGY AUSTRALIA LTD |  | STRATEGIC SPARE
000014877 | DIE,CRIMPING TOOL | STEEL;HEX;9.2 MM AF;FOR COPPER BASED LUGS ONTO 19/1.53 MM COPPER CONDUCTOR; U/W UTILUX COMPRESSION TOOL NO.38A OR EQUIV;PACK OF 1,PACK WEIGHT 0.26 KG; | LEGEND | LEGEND POWER SYSTEMS | HT130-C-35 | CURRENT
000014877 | DIE,CRIMPING TOOL | STEEL;HEX;9.2 MM AF;FOR COPPER BASED LUGS ONTO 19/1.53 MM COPPER CONDUCTOR; U/W UTILUX COMPRESSION TOOL NO.38A OR EQUIV;PACK OF 1,PACK WEIGHT 0.26 KG; | TECONN | TE CONNECTIVITY LTD | 38-92CU/1 | CURRENT
000014877 | DIE,CRIMPING TOOL | STEEL;HEX;9.2 MM AF;FOR COPPER BASED LUGS ONTO 19/1.53 MM COPPER CONDUCTOR; U/W UTILUX COMPRESSION TOOL NO.38A OR EQUIV;PACK OF 1,PACK WEIGHT 0.26 KG; | CABLACES | CABLACES | HT130-C-35 | CURRENT
000014886 | SEMICONDUCTOR DEVICE SET. | INVERTER MODULE;30 KVA;FOR ZELLWEGER SFU-G3-30 RIPPLE CONTROL TRANSMITTER; | ZELLWEGR |  | USTER | PHASING
000014887 | LOUVRE,FLOODLIGHT. | CONCENTRIC TYPE;CLIP OR SCREW MTG;STEEL; PAINTED BLACK;ANTI GLARE SHIELD,FOR USE WITH WATCHMAN FLOODLIGHT STOCK CODE 13967; | HAYMAN | HAYMANS INDUSTRIES PTY LTD | 14887 | CURRENT
000014887 | LOUVRE,FLOODLIGHT. | CONCENTRIC TYPE;CLIP OR SCREW MTG;STEEL; PAINTED BLACK;ANTI GLARE SHIELD,FOR USE WITH WATCHMAN FLOODLIGHT STOCK CODE 13967; | GLOBAL | GLOBAL MANUFACTURING GROUP | ENERGEX-5408-A2 | CURRENT
000014905 | RIVET,BLIND | ALUM HD;14.3 MM BODY LG;7.9 MM GRIP LG; CSK HD;2.1 MM SHANK DIA;4 MM HD DIA; STEEL MANDREL,NAIL POINT;BOX OF 200, PACK WEIGHT 0.3 KG; | AVDEL | AVDEL | 1604-0514 | PURCHASE AS REQUIRED
000014913 | THREAD | NYLON;MONOFILAMENT;1.0 MM DIA;AQUA;80 LB BREAKING STRAIN;100 M SPOOL;8 SPOOLS PER BOX;FOR USE AS A NON-CONDUCTIVE SEALING MED WITH MAUN SEALING FERRULE;CORRECT | STATEWD | STATEWIDE FSTNERS & ENG SPLS PL | TAC-FLSC080 | PHASING
000014913 | THREAD | NYLON;MONOFILAMENT;1.0 MM DIA;AQUA;80 LB BREAKING STRAIN;100 M SPOOL;8 SPOOLS PER BOX;FOR USE AS A NON-CONDUCTIVE SEALING MED WITH MAUN SEALING FERRULE;CORRECT | STATEWD | STATEWIDE FSTNERS & ENG SPLS PL | TAC-100418 | PHASING
000014913 | THREAD | NYLON;MONOFILAMENT;1.0 MM DIA;AQUA;80 LB BREAKING STRAIN;100 M SPOOL;8 SPOOLS PER BOX;FOR USE AS A NON-CONDUCTIVE SEALING MED WITH MAUN SEALING FERRULE;CORRECT | STATEWD | STATEWIDE FSTNERS & ENG SPLS PL | FLB8 | PHASING
000014913 | THREAD | NYLON;MONOFILAMENT;1.0 MM DIA;AQUA;80 LB BREAKING STRAIN;100 M SPOOL;8 SPOOLS PER BOX;FOR USE AS A NON-CONDUCTIVE SEALING MED WITH MAUN SEALING FERRULE;CORRECT | KEYLINE | KEY-LINE DISTRIBUTORS PTY LTD | 1911080 | PHASING
000014916 | SCREW,TAPPING,THREAD FORMING | TYPE AB;GIMLET POINT;STEEL;ZINC PLATED; FLAT CSK HD,PHILLIPS DRIVE;NO 6;5/8 IN LG;PACK OF 100; | SUMMIT | SUMMIT GROUP | 3SPUZ06016 | CURRENT
000014916 | SCREW,TAPPING,THREAD FORMING | TYPE AB;GIMLET POINT;STEEL;ZINC PLATED; FLAT CSK HD,PHILLIPS DRIVE;NO 6;5/8 IN LG;PACK OF 100; | STATEWD | STATEWIDE FSTNERS & ENG SPLS PL | STZTPP658 | CURRENT
000014918 | INSERT,TIMBER JOINT | 2.6 IN X 0.5 IN X 0.16 IN;SUITS GROOVES 65 MM X 12 MM X 4 MM;BOX OF 1000; | LAMELLO |  | NO 20 | PHASING
000014924 | HARDENER,FILLER | 125 G TUBE;USED WITH STOCK CODE 03821 FILLER,DENT,METAL SURFACE AS A HARDENER; | SEPTONE |  | LUCIDOL KL-50 | PHASING
000014927 | JOINT BOX,SWITCH FUSE GEAR. | BUSBAR COUPLING;FOR COUPLING UNITS OF ANDELECT SD3 RING MAIN SWITCHGEAR;C/W POLYOLEFIN HEAT SHRINK SLEEVES,COPPER FISHPLATES,EARTH STRAP,NUT & BOLTS; | ANDELEC |  |  | PURCHASE AS REQUIRED
000014931 | PAINT,FINISHING | SEMI GLOSS;LIGHT GREY (N35)(ASHLEY GREY) ;4 L CAN,PACK WEIGHT 4 KG;AS2700-1996; | TAUBMANS |  | 9312566907558 | PHASING
000014931 | PAINT,FINISHING | SEMI GLOSS;LIGHT GREY (N35)(ASHLEY GREY) ;4 L CAN,PACK WEIGHT 4 KG;AS2700-1996; | DULUX |  | 378 04912 LIGHT GREY N35 | PHASING
000014933 | INSULATION SLEEVING,ELECTRICAL | ETHYLENE PROPYLENE RUBBER;300 MM LG; BLACK;PACK OF 1;USED BY BANYO WORKSHOP TO COVER ELECTRICAL EQUIPMENT; | HAYMANS | HAYMANS ELECTRICAL | MMM8427-12 | CURRENT
000014933 | INSULATION SLEEVING,ELECTRICAL | ETHYLENE PROPYLENE RUBBER;300 MM LG; BLACK;PACK OF 1;USED BY BANYO WORKSHOP TO COVER ELECTRICAL EQUIPMENT; | 3M | 3M AUSTRALIA PTY LTD | MMM8427-12 | CURRENT
000014936 | FUSE ELEMENT,ELEC | 140 AMP;12 KV;DROP OUT ELEMENT TYPE, CLASS "K" (FAST ACTING);FOR PROTECTING 2.14 MVAR POLE MTD CAPICATOR;PACK OF 10; | BOWTHORP | BOWTHORP | S & C 265140R1 | CURRENT
000014965 | ROPE,FIBROUS | POLYPROPYLENE;10 MM DIA;THREE STRAND HAWSER LAID;15.3 KN MIN BKG FORCE;WHITE WITH GREEN OR BLUE FLECK, MEDIUM LAY; MARKED AS4142;250 M COIL,PACK WEIGHT | DONAGHYS | DONAGHYS PTY LTD | RROS10AB | CURRENT
000014970 | BLADE,CUTTER,CABLE | Replacement Blade, Moveable, Scallop Edge, Single Bevel, SCM21 Hardened Steel, Ratchet Teethed Outer Edge, for Gear/Ratchet Cutter K683/T | SPECFORC | SPECIALISED FORCE | Y-K683T/3 | CURRENT
000014970 | BLADE,CUTTER,CABLE | Replacement Blade, Moveable, Scallop Edge, Single Bevel, SCM21 Hardened Steel, Ratchet Teethed Outer Edge, for Gear/Ratchet Cutter K683/T | CABAC | CABAC (MANUFACTURER) | Y-K683T/3 | CURRENT
000014976 | OXYGEN,TECHNICAL | INDUSTRIAL;D SIZE CYLINDER (CAPACITY 1.5 CU METRE); | BOC | BOC GASES | GAS CODE 020 | PURCHASE AS REQUIRED
000014977 | OXYGEN,TECHNICAL | INDUSTRIAL;E SIZE CYLINDER (CAPACITY 3.8 CU METRE); | BOC | BOC GASES | GAS CODE 020 | PURCHASE AS REQUIRED
000014978 | OXYGEN,TECHNICAL | INDUSTRIAL;G SIZE CYLINDER (CAPACITY 7.6 CU METRE); | BOC | BOC GASES | GAS CODE 020 | PURCHASE AS REQUIRED
000014982 | NITROGEN | HIGH PURITY,OIL FREE,RESEARCH GDE; D SIZE CYLINDER; | BOC | BOC GASES | GAS CODE 034 | PURCHASE AS REQUIRED
000014983 | ACETYLENE,TECHNICAL | D SIZE CYLINDER (CAPACITY 1.0 CU METRE); | BOC | BOC GASES | GAS CODE 040 | PHASING
000014987 | ARGON | WELDING;G SIZE CYLINDER; | BOC | BOC GASES | GAS CODE 061 | PURCHASE AS REQUIRED
000014988 | ARGON-CARBON DIOXIDE-OXYGEN | ARGOSHIELD 50;G SIZE CYLINDER; | BOC | BOC GASES | GAS CODE 060 | PURCHASE AS REQUIRED
000015002 | PLYWOOD. | EXT USE;PINE FACED HOOP PINE;SELECT GDE; MIN "A" GDE FACE VENEER,"A" GDE BACK VENEER;1800 MM LG;900 MM W;12 MM THK; FOR ENERGEX USE ONLY,BATCH RUN OF 10 | AUSPLYWD |  |  | PHASING
000015004 | PLYWOOD. | EXT USE;PINE FACED HOOP PINE;SELECT GDE; MIN "A" GDE FACE VENEER,"A" GDE BACK VENEER;1800 MM LG;1200 MM W;12 MM THK; FOR ENERGEX USE ONLY,BATCH RUN OF 10 | AUSPLYWD |  |  | PHASING
000015005 | PLYWOOD. | EXT USE;PINE FACED HOOP PINE;SELECT GDE; MIN "A" GDE FACE VENEER,"A" GDE BACK VENEER;2400 MM LG;1200 MM W;6 MM THK; FOR ENERGEX USE ONLY,BATCH RUN OF 10 | AUSPLYWD |  |  | PHASING
000015006 | PLYWOOD. | EXT USE;PINE FACED HOOP PINE;SELECT GDE; MIN "A" GDE FACE VENEER,"A" GDE BACK VENEER;2400 MM LG;1200 MM W;12 MM THK; FOR ENERGEX USE ONLY,BATCH RUN OF 10 | AUSPLYWD |  |  | PHASING
000015007 | PLYWOOD. | EXT USE;PINE FACED HOOP PINE;SELECT GDE; MIN "A" GDE FACE VENEER,"A" GDE BACK VENEER;2400 MM LG;1200 MM W;19 MM THK; FOR ENERGEX USE ONLY,BATCH RUN OF 10 | AUSPLYWD |  |  | PHASING
000015022 | POLE,LINE CONSTRUCTION,WOOD | Hardwood, 8m Lg, 12kN, CCA Treated, P8/12 | KOPPERS | KOPPERS TIMBER PRESERVATION PTY LTD | 8 M LG;12 KN | CURRENT
000015023 | POLE,LINE CONSTRUCTION,WOOD | Hardwood, 9.5m Lg, 5kN, CCA Treated, P9.5/5 | KOPPERS | KOPPERS TIMBER PRESERVATION PTY LTD | 9.5 M LG;5 KN; | CURRENT
000015024 | POLE,LINE CONSTRUCTION,WOOD | Hardwood, 9.5m Lg, 8kN, CCA Treated, P9.5/8 | KOPPERS | KOPPERS TIMBER PRESERVATION PTY LTD | 9.5 M LG;8 KN | CURRENT
000015025 | POLE,LINE CONSTRUCTION,WOOD | Hardwood, 9.5m Lg, 12kN, CCA Treated, P9.5/12 | KOPPERS | KOPPERS TIMBER PRESERVATION PTY LTD | 9.5 M LG;12 KN | CURRENT
000015026 | POLE,LINE CONSTRUCTION,WOOD | Hardwood, 11m Lg, 5kN, CCA Treated, P11/5 | KOPPERS | KOPPERS TIMBER PRESERVATION PTY LTD | 11 M LG;5 KN | CURRENT
000015027 | POLE,LINE CONSTRUCTION,WOOD | Hardwood, 11m Lg, 8kN, CCA Treated, P11/8 | KOPPERS | KOPPERS TIMBER PRESERVATION PTY LTD | HARDWOOD;11 M LG;8 KN; | CURRENT
000015028 | POLE,LINE CONSTRUCTION,WOOD | Hardwood, 11m Lg, 12kN, CCA Treated, P11/12 | KOPPERS | KOPPERS TIMBER PRESERVATION PTY LTD | 11 M LG;12 KN; | CURRENT
000015029 | POLE,LINE CONSTRUCTION,WOOD | Hardwood, 12.5m Lg, 5kN, CCA Treated, P12.5/5 | KOPPERS | KOPPERS TIMBER PRESERVATION PTY LTD | 12.5 M LG;5 KN; | CURRENT
000015030 | POLE,LINE CONSTRUCTION,WOOD | Hardwood, 12.5m Lg, 8kN, CCA Treated, P12.5/8 | KOPPERS | KOPPERS TIMBER PRESERVATION PTY LTD | HARDWOOD;12.5 M LG;8 KN; | CURRENT
000015031 | POLE,LINE CONSTRUCTION,WOOD | Hardwood, 12.5m Lg, 12kN, CCA Treated, P12.5/12 | KOPPERS | KOPPERS TIMBER PRESERVATION PTY LTD | HARDWOOD;12.5 M LG;12 KN; | CURRENT
000015032 | POLE,LINE CONSTRUCTION,WOOD | Hardwood, 14m Lg, 5kN, CCA Treated, P14/5 | KOPPERS | KOPPERS TIMBER PRESERVATION PTY LTD | 14 M LG;5 KN; | CURRENT
000015033 | POLE,LINE CONSTRUCTION,WOOD | Hardwood, 14m Lg, 8kN, CCA Treated, P14/8 | KOPPERS | KOPPERS TIMBER PRESERVATION PTY LTD | 14 M LG;8 KN; | CURRENT
000015034 | POLE,LINE CONSTRUCTION,WOOD | Hardwood, 14m Lg, 12kN, CCA Treated, P14/12 | KOPPERS | KOPPERS TIMBER PRESERVATION PTY LTD | 14 M LG;12 KN | CURRENT
000015035 | POLE,LINE CONSTRUCTION,WOOD | Hardwood, 15.5m Lg, 8kN, CCA Treated, P15.5/8 | KOPPERS | KOPPERS TIMBER PRESERVATION PTY LTD | 15.5 M LG;8 KN; | CURRENT
000015036 | POLE,LINE CONSTRUCTION,WOOD | Hardwood, 15.5m Lg, 12kN, CCA Treated, P15.5/12 | KOPPERS | KOPPERS TIMBER PRESERVATION PTY LTD | 15.5 M LG;12 KN; | CURRENT
000015037 | POLE,LINE CONSTRUCTION,WOOD | Hardwood, 15.5m Lg, 20kN, CCA Treated, P15.5/20 | KOPPERS | KOPPERS TIMBER PRESERVATION PTY LTD | 15.5 M LG;20 KN; | CURRENT
000015038 | POLE,LINE CONSTRUCTION,WOOD | Hardwood, 17m Lg, 8kN, CCA Treated, P17/8 | KOPPERS | KOPPERS TIMBER PRESERVATION PTY LTD | 17 M LG;8 KN; | CURRENT
000015039 | POLE,LINE CONSTRUCTION,WOOD | Hardwood, 17m Lg, 12kN, CCA Treated, P17/12 | KOPPERS | KOPPERS TIMBER PRESERVATION PTY LTD | 17 M LG;12 KN; | CURRENT
000015040 | POLE,LINE CONSTRUCTION,WOOD | Hardwood, 17m Lg, 20kN, CCA Treated, P17/20 | KOPPERS | KOPPERS TIMBER PRESERVATION PTY LTD | 17 M LG;20 KN; | CURRENT
000015041 | POLE,LINE CONSTRUCTION,WOOD | Hardwood, 18.5m Lg, 8kN, CCA Treated, P18.5/8 | KOPPERS | KOPPERS TIMBER PRESERVATION PTY LTD | 18.5 M LG;8 KN; | CURRENT
000015042 | POLE,LINE CONSTRUCTION,WOOD | Hardwood, 18.5m Lg, 12kN, CCA Treated, P18.5/12 | KOPPERS | KOPPERS TIMBER PRESERVATION PTY LTD | 18.5 M LG;12 KN; | CURRENT
000015043 | POLE,LINE CONSTRUCTION,WOOD | Hardwood, 18.5m Lg, 20kN, CCA Treated, P18.5/20 | KOPPERS | KOPPERS TIMBER PRESERVATION PTY LTD | 18.5 M LG;20 KN; | CURRENT
000015044 | POLE,LINE CONSTRUCTION,WOOD | Hardwood, 20m Lg, 8kN, CCA Treated, P20/8 | KOPPERS | KOPPERS TIMBER PRESERVATION PTY LTD | 20 M LG;8 KN; | CURRENT
000015045 | POLE,LINE CONSTRUCTION,WOOD | Hardwood, 20m Lg, 12kN, CCA Treated, P20/12 | KOPPERS | KOPPERS TIMBER PRESERVATION PTY LTD | 20 M LG;12 KN; | CURRENT
000015046 | POLE,LINE CONSTRUCTION,WOOD | Hardwood, 20m Lg, 20kN, CCA Treated, P20/20 | KOPPERS | KOPPERS TIMBER PRESERVATION PTY LTD | 20 M LG;20 KN; | CURRENT
000015047 | POLE,LINE CONSTRUCTION,WOOD | Hardwood, 21.5m Lg, 8kN, CCA Treated, P21.5/8 | KOPPERS | KOPPERS TIMBER PRESERVATION PTY LTD | 21.5 M 8 KN | PURCHASE AS REQUIRED
000015048 | POLE,LINE CONSTRUCTION,WOOD | Hardwood, 21.5m Lg, 12kN, CCA Treated, P21.5/12 | KOPPERS | KOPPERS TIMBER PRESERVATION PTY LTD | 21.5 M 12 KN | CURRENT
000015049 | POLE,LINE CONSTRUCTION,WOOD | Hardwood, 21.5m Lg, 20kN, CCA Treated, P21.5/20 | KOPPERS | KOPPERS TIMBER PRESERVATION PTY LTD | 21.5 M 20 KN | CURRENT
000015050 | POLE,LINE CONSTRUCTION,WOOD | Hardwood, 23m 8kN, CCA Treated, P23/8 | KOPPERS | KOPPERS TIMBER PRESERVATION PTY LTD | 23 M 8 KN | PURCHASE AS REQUIRED
000015051 | POLE,LINE CONSTRUCTION,WOOD | Hardwood, 23m Lg, 12kN, CCA Treated, P23/12 | KOPPERS | KOPPERS TIMBER PRESERVATION PTY LTD | 23 M 12 KN | CURRENT
000015052 | POLE,LINE CONSTRUCTION,WOOD | Hardwood, 23m Lg, 20kN, CCA Treated, P23/20 | KOPPERS | KOPPERS TIMBER PRESERVATION PTY LTD | 23 M 20 KN | CURRENT
000015054 | CABLE,POWER,ELECTRICAL | 110 KV;300 SQ MM;COMPACTED (TINNED OUTER STRAND);COPPER CONDUCTOR;SINGLE CORE; XLPE INSULATED,SCREENED,SWELLABLE TAPED, LEAD ALLOY E SHEATHED,PVC SHEATHED; | OLEX | OLEX AUSTRALIA PTY LTD | XQPP27QC001BKAA | STRATEGIC SPARE
000015059 | HERBICIDE,GLYPHOSATE | LIQUID;FOR KILLING WEEDS & GRASSES IN SUBSTN YARDS & KILLING OF UNWANTED TREES ON EASEMENTS,UNDER POWERLINES IN RURAL AREAS;5 L CONTAINERS, PACK WEIGHT 26kg | TECONN | TE CONNECTIVITY LTD | WEEDMASTER DUO | CURRENT
000015059 | HERBICIDE,GLYPHOSATE | LIQUID;FOR KILLING WEEDS & GRASSES IN SUBSTN YARDS & KILLING OF UNWANTED TREES ON EASEMENTS,UNDER POWERLINES IN RURAL AREAS;5 L CONTAINERS, PACK WEIGHT 26kg | MONSANTO |  | WEEDMASTER DUO | CURRENT
000015059 | HERBICIDE,GLYPHOSATE | LIQUID;FOR KILLING WEEDS & GRASSES IN SUBSTN YARDS & KILLING OF UNWANTED TREES ON EASEMENTS,UNDER POWERLINES IN RURAL AREAS;5 L CONTAINERS, PACK WEIGHT 26kg | BLKWOODS | J BLACKWOOD & SON LTD | 02752409 | CURRENT
000015074 | BRACKET,MOUNTING,STREET LIGHTING FIXTURE | STEEL;GALV;3.0 M LG;34 MM SPIGOT;TYPE M3 ;FOR USE ON MINOR ROADS;PACK SIZE 50, PACK WEIGHT 1010 KG; | GM POLES | GM POLES PTY LTD | SL-WB-M3 | CURRENT
000015075 | CLAMP,ELECTRICAL | Parallel Groove, 10-95mm2 Cu Main & Tap, 2 Bolt, NT, Transverse Grooved, (scm) | THEWMCAN | TMAC THEW & MCCANN GROUP | 10572E | CURRENT
000015075 | CLAMP,ELECTRICAL | Parallel Groove, 10-95mm2 Cu Main & Tap, 2 Bolt, NT, Transverse Grooved, (scm) | TYCO | TYCO | 3030-FS | CURRENT
000015075 | CLAMP,ELECTRICAL | Parallel Groove, 10-95mm2 Cu Main & Tap, 2 Bolt, NT, Transverse Grooved, (scm) | THEWMCAN | TMAC THEW & MCCANN GROUP | P2C 10-95 | CURRENT
000015083 | FUSE-SWITCH COMBINATION. | 12 KV;100 AMP CONT;3 PHASE;6 KA BREAKING CURRENT;GANGED,OUTDOOR DROPOUT FUSE ISOLATOR;SUPPLIED ASSEMBLED ON A 2.4 M STEEL X-ARM; INC 3 FUSE BASES 72906/24; | AKPOWER | AK POWER SOLUTIONS PTY LTD | 12859 | CURRENT
000015084 | BKT AND LIGHTING FIXTURE,STREET,LIGHTING | CURVED BRACKET;76 MM COLUMN SPIGOT;C/W MERCURY VAPOUR S/L "NOSTALGIA" 50 W 250 V;METALWORK FINISHED BLACK;C/W PE CELL BASE;SHADE FITTED;PALLET OF 10,PACK | GERARD | GERARD PROFESSIONAL SOLUTIONS PL | B2223-NOST LB10BD09 | PHASING
000015085 | BKT AND LIGHTING FIXTURE,STREET,LIGHTING | CURVED BRACKET;76 MM COLUMN SPIGOT;C/W SODIUM VAPOUR S/L "NOSTALGIA" 50 W 250 V ;METALWORK FINISHED BLACK;C/W PE CELL BASE;SHADE FITTED;S50D,(AS3771);PALLET | SYLVANIA | SYLVANIA SCHREDER | NOSTALGIA | PHASING
000015090 | TRANSFORMER,DISTRIBUTION | 11 KV;100 KVA;3 PHASE;CROSSARM MTG; BSH HV 2 X 90 LV BUSH;MINERAL OIL INSULATED;ONAN;DYN 11; | ENERGEX | ENERGEX | 11 KV;100 KVA;3 PHASE; | PHASING
000015092 | CONTACTOR | 240 V AC;5.5 KW;50 HZ FREQ CONTACTS; 24 V DC COIL;2 N/C AUX CONTACTS; TO SUIT TAKAMATSU LOAD TRANSFER SWITCH (CLOSING CONTACTOR); | MORLYNN |  | 700-00600-00800 | PHASING
000015094 | PLYWOOD. | TRENCH SHORING;STRUCTURAL,CD SURFACE GDE ,STRESS GDE F14,A BOND;2400 MM LG;1200 MM W;17 MM THK;HEAT BRANDED ENERGEX, EDGES LINSEED OIL PAINTED;AS2269-1979; 2 | AUSPLYWD |  | CDHW241217 | CURRENT
000015102 | DIE,CRIMPING TOOL | STEEL;HEX;22 MM AF;FOR ALUMINIUM BASED COMPRESSION FITTINGS;U/W UTILUX COMPRESSION TOOL NO.38A OR EQUIV; PACK OF 1,PACK WEIGHT 0.016 KG; | SPECFORC | SPECIALISED FORCE | 12T-22.0AFAL | CURRENT
000015102 | DIE,CRIMPING TOOL | STEEL;HEX;22 MM AF;FOR ALUMINIUM BASED COMPRESSION FITTINGS;U/W UTILUX COMPRESSION TOOL NO.38A OR EQUIV; PACK OF 1,PACK WEIGHT 0.016 KG; | TECONN | TE CONNECTIVITY LTD | 38-220AL/1 | CURRENT
000015102 | DIE,CRIMPING TOOL | STEEL;HEX;22 MM AF;FOR ALUMINIUM BASED COMPRESSION FITTINGS;U/W UTILUX COMPRESSION TOOL NO.38A OR EQUIV; PACK OF 1,PACK WEIGHT 0.016 KG; | PLP AUST | PREFORMED LINE PRODUCTS (AUST) | EPCDA220AF | CURRENT
000015103 | RUNG,INDIVIDUAL-RUNG LADDER. | NON STAGGERED;350 MM INT W;24 MM MIN DIA GALV STEEL;FLANGE MTG;AS1657;PACK OF 3, PALLET OF 15;FOR RE-INFORCED CONCRETE CABLE JOINT PIT; | HAYMAN | HAYMANS INDUSTRIES PTY LTD | 15103 | PURCHASE AS REQUIRED
000015103 | RUNG,INDIVIDUAL-RUNG LADDER. | NON STAGGERED;350 MM INT W;24 MM MIN DIA GALV STEEL;FLANGE MTG;AS1657;PACK OF 3, PALLET OF 15;FOR RE-INFORCED CONCRETE CABLE JOINT PIT; | STEELWAY |  | E15103 | PURCHASE AS REQUIRED
000015104 | FRAME,MANHOLE. | 1.63 MM GALVABOND STEEL SHEET;750 MM X 1245 MM INT,1000 MM X 1495 MM EXT,155 MM D;TO ACCOMODATE MANHOLE COVER,FOR BITUMEN SURFACE;ITEM 9 OF DWG;PACK OF | GLOBAL | GLOBAL MANUFACTURING GROUP | ENERGEX-3950-A2-SH-C-15104 | PURCHASE AS REQUIRED
000015107 | FRAME,MANHOLE. | 1.63 MM GALVABOND STEEL SHEET;750 MM X 1245 MM INT,1000 MM X 1495 MM EXT,255 MM D;TO ACCOMODATE MANHOLE COVER,FOR BITUMEN SURFACE;ITEM 12 OF DWG;PACK OF | GLOBAL | GLOBAL MANUFACTURING GROUP | ENERGEX-3950-A2-SH-C-15107 | PURCHASE AS REQUIRED
000015112 | SPLICE,CONDUCTOR | SPLICES,HELICAL,FULL TENSION;ALUMINIUM; 19/3.75 MM (PLUTO);REPAIR SPLICE ONLY; ITEM DISCONTINUED REFER SC05985 FOR REPLACEMENT; | DULMISON | DULMISON (AUST) PTY LTD | ALS-1875 | PHASING
000015113 | SPLICE,CONDUCTOR | SPLICES,HELICAL,FULL TENSION;ALUMINIUM; 37/3.00 MM (SATURN);REPAIR SPLICE ONLY; BOX OF 5;ITEM DISCONTINUED REFER SC05986 FOR REPLACEMENT; | DULMISON | DULMISON (AUST) PTY LTD | ALS-2100 | PHASING
000015113 | SPLICE,CONDUCTOR | SPLICES,HELICAL,FULL TENSION;ALUMINIUM; 37/3.00 MM (SATURN);REPAIR SPLICE ONLY; BOX OF 5;ITEM DISCONTINUED REFER SC05986 FOR REPLACEMENT; | PLP AUST | PREFORMED LINE PRODUCTS (AUST) | AFS-210 | PHASING
000015117 | FUSE LINK,ENCLOSED ELEMENT | 200 AMP;500 V AC;BLADE TYPE CONTACTS, DIN SIZE 1;AS2005,PART 1;PACK OF 3,PACK WEIGHT 1.0 KG FOR USE WITH FUSE-SWITCH COMBINATION (STOCK CODES15194 & 16861); | FUSECO | FUSECO PTY LTD | NH1F-200 | CURRENT
000015117 | FUSE LINK,ENCLOSED ELEMENT | 200 AMP;500 V AC;BLADE TYPE CONTACTS, DIN SIZE 1;AS2005,PART 1;PACK OF 3,PACK WEIGHT 1.0 KG FOR USE WITH FUSE-SWITCH COMBINATION (STOCK CODES15194 & 16861); | FLOWLINE | FLOWLINE INDUSTRIES PTY LTD | EM371320 | CURRENT
000015118 | FUSE LINK,ENCLOSED ELEMENT | 315 AMP;500 V AC;BLADE TYPE CONTACTS,DIN SIZE 2;C/W CORROSION RESISTANT END PLATES,MOUNTING TAGS & SCREWS;AS2005, PART 1;PACK OF 3,PACK WEIGHT 1.68 KG; | FUSECO | FUSECO PTY LTD | NH2F-315 | CURRENT
000015118 | FUSE LINK,ENCLOSED ELEMENT | 315 AMP;500 V AC;BLADE TYPE CONTACTS,DIN SIZE 2;C/W CORROSION RESISTANT END PLATES,MOUNTING TAGS & SCREWS;AS2005, PART 1;PACK OF 3,PACK WEIGHT 1.68 KG; | FLOWLINE | FLOWLINE INDUSTRIES PTY LTD | EM372231 | CURRENT
000015125 | TERMINAL,LUG | DRILLED PALM,TINNED COPPER;FOR 16 SQ MM COPPER CONDUCTOR;M12 HOLE SIZE;18 MM LG BARREL;PACK OF 50,PACK WEIGHT 435 G; REFER SC17499 FOR DIE; | TYCO | TYCO | CG16M12/50 | CURRENT
000015125 | TERMINAL,LUG | DRILLED PALM,TINNED COPPER;FOR 16 SQ MM COPPER CONDUCTOR;M12 HOLE SIZE;18 MM LG BARREL;PACK OF 50,PACK WEIGHT 435 G; REFER SC17499 FOR DIE; | PLP AUST | PREFORMED LINE PRODUCTS (AUST) | EPTCU-16-6.3AF-M12 | CURRENT
000015126 | DIE,CRIMPING TOOL | STEEL;OVAL;FOR COPPER EARTHING CONNECTORS;U/W UTILUX COMPRESSION TOOL NO.38A OR EQUIV;PACK OF 2; | SPECFORC | SPECIALISED FORCE | 12T-DUOT | CURRENT
000015126 | DIE,CRIMPING TOOL | STEEL;OVAL;FOR COPPER EARTHING CONNECTORS;U/W UTILUX COMPRESSION TOOL NO.38A OR EQUIV;PACK OF 2; | TEN | THE ENERGY NETWORK | K12-UO | CURRENT
000015126 | DIE,CRIMPING TOOL | STEEL;OVAL;FOR COPPER EARTHING CONNECTORS;U/W UTILUX COMPRESSION TOOL NO.38A OR EQUIV;PACK OF 2; | HAYMANS | HAYMANS ELECTRICAL | BUNU-O | CURRENT
000015126 | DIE,CRIMPING TOOL | STEEL;OVAL;FOR COPPER EARTHING CONNECTORS;U/W UTILUX COMPRESSION TOOL NO.38A OR EQUIV;PACK OF 2; | BURNDY | BURNDY CABLE SUPPORT SYSTEMS | BUNU-O | CURRENT
000015128 | INSULATION SLEEVING,ELECTRICAL | POLYOLEFIN,HEAT SHRINKABLE;50 MM MIN ID EXP,15 MM MAX ID RECOVERED;2 MM MIN THK RECOVERED;1500 MM LG;BLACK;MELTABLE INNER LINING,WRAP AROUND TYPE;FOR | LEGEND | LEGEND POWER SYSTEMS | ZT55/13-1500 | CURRENT
000015128 | INSULATION SLEEVING,ELECTRICAL | POLYOLEFIN,HEAT SHRINKABLE;50 MM MIN ID EXP,15 MM MAX ID RECOVERED;2 MM MIN THK RECOVERED;1500 MM LG;BLACK;MELTABLE INNER LINING,WRAP AROUND TYPE;FOR | TECONN | TE CONNECTIVITY LTD | CRSM-53/13-1500/239(S1) | CURRENT
000015129 | INSULATION SLEEVING,ELECTRICAL | POLYOLEFIN,HEAT SHRINKABLE;80 MM MIN ID EXP,20 MM MAX ID RECOVERED;2 MM MIN THK RECOVERED;300 MM LG;BLACK;MELTABLE INNER LINING,WRAP AROUND TYPE;FOR REPAIRS TO | LEGEND | LEGEND POWER SYSTEMS | ZT85/20-300 | CURRENT
000015129 | INSULATION SLEEVING,ELECTRICAL | POLYOLEFIN,HEAT SHRINKABLE;80 MM MIN ID EXP,20 MM MAX ID RECOVERED;2 MM MIN THK RECOVERED;300 MM LG;BLACK;MELTABLE INNER LINING,WRAP AROUND TYPE;FOR REPAIRS TO | TECONN | TE CONNECTIVITY LTD | CRSM-84/20-400/239(B15) | CURRENT
000015130 | TERMINATION,ELECTRICAL POWER CABLE | 11 KV;INDOOR KIT;3 PHASE;FOR 400 SQ MM COPPER CONDUCTOR,SCREENED,PLYSWS;HEAT SHRINK;650 MM LG;SIMILAR TO UJ MANUAL 2.001D; | RAYCHEM | RAYCHEM (AUSTRALIA) PTY LTD | EPKT 17D 3 (M1H2) | MAINTENANCE STOCK
000015152 | TERMINATION,ELECTRICAL POWER CABLE | 33 KV;OUTDOOR KIT;SINGLE PHASE;FOR 185 SQ MM COPPER CONDUCTOR,SCREENED,PLY/HDPE ;HEAT SHRINK;800 MM LG;PACK OF 1,PACK WEIGHT 5 KG; | TECONN | TE CONNECTIVITY LTD | EPKT-36D1MO-M-1PH | CURRENT
000015153 | TERMINATION,ELECTRICAL POWER CABLE | 33 KV;OUTDOOR KIT;THREE PHASE;FOR 1C 400 SQ MM COPPER CONDUCTOR,SCREENED,PLY/HDPE ;HEAT SHRINK;800 MM LG;PACK OF 1,PACK WEIGHT 5 KG; | TECONN | TE CONNECTIVITY LTD | EPKT-EX46-M | CURRENT
000015156 | BUCKET,UTILITY | STEEL,22 GAUGE;GALV;2 L CAP;WIRE HANDLE; STRAIGHT SIDES,C/W DETACHABLE FALSE BOTTOM & LID & UNSPILLABLE LOCK-DOWN LID;(FOR REPLACEMENT FALSE BOTTOM REFER | SHEEN |  | CAT NO. 45.22.00 | PHASING
000015167 | MANHOLE TOP ASSEMBLY | Footpath Access, 2 Part Cover, Class B, 762 x 1264mm Clear Opening, 1mm Concrete Filled Shim, Cast Iron, Rigid Frame, 80kN Load Capacity, AS3996 | GATIC |  | 302C-7612B | PURCHASE AS REQUIRED
000015168 | MARKER,LOCATION,INDUCTIVE | 100 MM NOM DIA;SPHERICAL;RED;HIGH DENSITY POLYETHYLENE;2.2 KG;GLYCOL FILLED;RANGE-1.2 M,RESONANT FREQUENCY- 169.8 KHZ;PACK OF 1;USED AS AN AID | HAYMANS | HAYMANS ELECTRICAL | MMM1402 | CURRENT
000015168 | MARKER,LOCATION,INDUCTIVE | 100 MM NOM DIA;SPHERICAL;RED;HIGH DENSITY POLYETHYLENE;2.2 KG;GLYCOL FILLED;RANGE-1.2 M,RESONANT FREQUENCY- 169.8 KHZ;PACK OF 1;USED AS AN AID | GILBLODG | GILBERT LODGE AUSTRALIA | 3M1402-XR | CURRENT
000015168 | MARKER,LOCATION,INDUCTIVE | 100 MM NOM DIA;SPHERICAL;RED;HIGH DENSITY POLYETHYLENE;2.2 KG;GLYCOL FILLED;RANGE-1.2 M,RESONANT FREQUENCY- 169.8 KHZ;PACK OF 1;USED AS AN AID | 3M | 3M AUSTRALIA PTY LTD | MMM1402 | CURRENT
000015171 | CAPACITOR UNIT. | 6.93 KV,238 KVAR;SINGLE BUSHING;NO INTERNAL FUSE;INSULATOR HEIGHT 240 MM; MOUNTING BRACKET 310 MM FROM TANK TOP; FOR CAP BANKS AT SS APM; | GE(USA) | GENERAL ELECTRIC (USA) | PC PRICE | CURRENT
000015186 | LABEL | VINYL,YELLOW; LEGEND - SUPPLY AUTHORITY C.T.'S; Black Print on Yellow Vinyl Slit Back Self-Adhesive. 148 x 36mm. Pack 200 For attaching on consumer's switchboard. | ARTCRAFT | ARTCRAFT PTY LTD | 15186 | CURRENT
000015186 | LABEL | VINYL,YELLOW; LEGEND - SUPPLY AUTHORITY C.T.'S; Black Print on Yellow Vinyl Slit Back Self-Adhesive. 148 x 36mm. Pack 200 For attaching on consumer's switchboard. | CUTLER | CUTLER BRANDS PTY LTD | ENERGE-15186 | CURRENT
000015186 | LABEL | VINYL,YELLOW; LEGEND - SUPPLY AUTHORITY C.T.'S; Black Print on Yellow Vinyl Slit Back Self-Adhesive. 148 x 36mm. Pack 200 For attaching on consumer's switchboard. | PRGRAPH |  | LABEL. | CURRENT
000015187 | CONNECTOR BAR,ELECTRICAL | PHASE;FLAT ALUMINIUM BAR;70 MM LG,50 MM W,20 MM THK;415 V,400 A;1 X 13 MM DIA BOLT HOLE & 1 X 12 MM TAPPED HOLE;FOR CONNECTING PHASES IN COMMERCIAL AND | GLOBAL | GLOBAL MANUFACTURING GROUP | ENERGEX-6542-A3 | PHASING
000015189 | STRAP,RETAINING | ALUMINIUM;DOUBLE FIXING SADDLE WITH OFFSET CENTRELINE TO SUIT TANGENTIAL MTG TO POLE CIRCUMFERENCE;40 MM O/A W;LV POLE TERMINATION CONDUIT SADDLE,REFER UJ | ENI | ENI INDUSTRIES PL | 84169 | CURRENT
000015194 | PANEL,POWER DISTRIBUTION | 415 V;250 AMP CORROSION RESISTANT CFS UNIT;MOUNTED ON 355 MM H,415 MM W,10 MM THK PANEL;TYPE " X " AS1795;C/W ELECTRO- TINNED NEUTRAL LINK,4 MTG HOLES;PACK OF | FLOWLINE | FLOWLINE INDUSTRIES PTY LTD | ESQ078 | CURRENT
000015197 | BOLT,DEE HEAD | STAINLESS STEEL GDE 304 OR 316;M10;30 MM LG;C/W M10 S/S WASHER HEAD STAMPED WITH LGE "M";AS2837;BOX OF 100;FOR FASTENING ELECT SUPPLY PILLAR COVERS (TOOL | SUMMIT | SUMMIT GROUP | 6SCS2WNM10030 | CURRENT
000015197 | BOLT,DEE HEAD | STAINLESS STEEL GDE 304 OR 316;M10;30 MM LG;C/W M10 S/S WASHER HEAD STAMPED WITH LGE "M";AS2837;BOX OF 100;FOR FASTENING ELECT SUPPLY PILLAR COVERS (TOOL | STATEWD | STATEWIDE FSTNERS & ENG SPLS PL | BDHS4M1030 | CURRENT
000015201 | SCREW,TAPPING,THREAD CUTTING | SELF DRILLING POINT;STEEL;WASHER HD, PHILLIPS DRIVE;NO.8;25 MM LG;PACK OF100 ;FOR USE AS A METER TOP MTG SCREW; | CNWPL | CNW PL - SLACKS CREEK | CLI357WH25 | CURRENT
000015201 | SCREW,TAPPING,THREAD CUTTING | SELF DRILLING POINT;STEEL;WASHER HD, PHILLIPS DRIVE;NO.8;25 MM LG;PACK OF100 ;FOR USE AS A METER TOP MTG SCREW; | CLIPSAL | GERARD INDUSTRIES QLD DIVSN P/L | CLI357WH25 | CURRENT
000015239 | APPLICATOR,MARKER BAND | SIZE 2;CABLE SIZE 0.5 SQ MM TO 1.00 SQ MM; | CRITCHLY |  | 1252 | PHASING
000015240 | APPLICATOR,MARKER BAND | SIZE 3;CABLE SIZE 1.5 SQ MM TO 2.5 SQ MM ; | CRITCHLY |  | 1253 | PHASING
000015241 | APPLICATOR,MARKER BAND | SIZE 4;CABLE SIZE 4 SQ MM; | CRITCHLY |  | 1254 | PHASING
000015243 | SWITCH FUSE GEAR | 12 KV;3 PHASE;2 SW;400 AMP (MOTORISED) 50 KA MKG CAP;20 KA,3 SEC SHORT TIME W/STAND CURRENT;1 FUSE SWITCH 100 AMP; EXT RHS UNLESS OTHERWISE SPECIFIED; | ABB | ABB FAN PTY LTD | SDAF14-3 | PHASING
000015245 | WIRE,NONELECTRICAL | STEEL STRANDED;1 MM DIA;200 MM LG;PRE- CUT;FOR USE WITH MAUN SEALING FERRULE; 1000 PCS PER CARTON,IN PACKS OF 100 WIRES;ISSUE TO AUTHORISED STAFF ONLY; | MAUN |  | MS3268-200 | PHASING
000015246 | WIRE,NONELECTRICAL | STEEL STRANDED;1 MM DIA;150 MM LG;PRE- CUT;FOR USE WITH MAUN SEALING FERRULE; IN PACKS OF 500,CARTON OF 1000; ISSUE TO AUTHORISED STAFF ONLY; | HARCOR | HARCOR SECURITY SEALS | CA70500 | PHASING
000015247 | WIRE,NONELECTRICAL | STEEL STRANDED;1 MM DIA;100 MM LG;PRE- CUT;FOR USE WITH MAUN SEALING FERRULE; WIRES;ISSUE TO AUTHORISED STAFF ONLY; PACK OF 500; | HARCOR | HARCOR SECURITY SEALS | CA70000 | PHASING
000015247 | WIRE,NONELECTRICAL | STEEL STRANDED;1 MM DIA;100 MM LG;PRE- CUT;FOR USE WITH MAUN SEALING FERRULE; WIRES;ISSUE TO AUTHORISED STAFF ONLY; PACK OF 500; | J.W.ROSS | J.W.ROSS & SONS (AUSTRALIA) P/L | EA03000 | PHASING
000015248 | SEAL,ANTIPILFERAGE | TINNED COPPER;FERRULE;NON-CHAMFERED;FOR METER SEALING;PACKS OF 1000;ISSUE TO AUTHORISED STAFF ONLY; | MAUN |  | MS3282-012-1000 | CURRENT
000015248 | SEAL,ANTIPILFERAGE | TINNED COPPER;FERRULE;NON-CHAMFERED;FOR METER SEALING;PACKS OF 1000;ISSUE TO AUTHORISED STAFF ONLY; | HARCOR | HARCOR SECURITY SEALS | EA01000 | CURRENT
000015249 | RELAY,PILOT SUPERVISION. | SEND RELAY;110 V AC;RECEIVE RELAY;110 V DC;2 NO & 2 NC SR ALARM CONT;1 SR FLAG; MODULAR CASE;5 KV ISOLATION;IEC225; | REYROLLE |  |  | STRATEGIC SPARE
000015253 | JUNCTION BOX,PILOT CABLE | TYPE 1;AERIAL PILOT CABLE,FITTED WITH TEST LINKS FOR 20 PR CABLES;250 MM OD; PVC JACKET; | ENERGEX | ENERGEX |  | CURRENT
000015254 | JUNCTION BOX,PILOT CABLE | TYPE 2;AERIAL PILOT CABLE,NO INTERNAL FITTINGS;100 MM OD;PVC JACKET;FOR USE WITH INSULATION PIERCING CONNECTORS, REFER STOCK CODE 15363; | ENERGEX | ENERGEX |  | CURRENT
000015257 | NUT,EYE | STEEL,STRUCTURAL GDE 250;GALV;M16;ISO M; 40 MM EYE;62 KN MIN FAILING LOAD;BAGS OF 30,PACK WEIGHT 18 KG; | SEWELFRG | GREG SEWELL FORGINGS PTY LTD | 4807 | CURRENT
000015258 | FUSE SEALING KIT | 1 CLEAR PLASTIC COVER;FUSE SEALING BRACKET;2 X 55 MM LG STUDS;2 X 16143 NUT ;2 X NO 6 X 3/4 IN SELF TAPPING,SECURITY HEAD SCREWS;FOR USE TO RETROFIT EXISTING | ENERGEX | ENERGEX | METER DEPT | PHASING
000015261 | TERMINAL BLOCK | MELAMINE;2 TERMINAL LINK TYPE;440 V 25 AMP;RAIL MTG (G32 SECT);4 SQ MM MAX CONDUCTOR SIZE;6 MM THK,67 MM H, 40 MM W;PACK OF 100; | HAYMANS | HAYMANS ELECTRICAL | KLI3407.2 | CURRENT
000015261 | TERMINAL BLOCK | MELAMINE;2 TERMINAL LINK TYPE;440 V 25 AMP;RAIL MTG (G32 SECT);4 SQ MM MAX CONDUCTOR SIZE;6 MM THK,67 MM H, 40 MM W;PACK OF 100; | KLIPPON |  | KLI3407.2 | CURRENT
000015261 | TERMINAL BLOCK | MELAMINE;2 TERMINAL LINK TYPE;440 V 25 AMP;RAIL MTG (G32 SECT);4 SQ MM MAX CONDUCTOR SIZE;6 MM THK,67 MM H, 40 MM W;PACK OF 100; | CNWPL | CNW PL - SLACKS CREEK | WEI0340720000 | CURRENT
000015262 | COUPLING,ADAPTOR,NONMETALLIC CONDUIT | RIGID UPVC;ORANGE;SOCKETLESS SLIP ACTION TO SUIT 100 MM NOM DIA FRC CONDUIT; ID 125 MM,OD132 MM;AS2053; | TRI UGRD | TRI UNDERGROUND AUSTRALIA PTY LTD | LDE125100PVCFRC | CURRENT
000015262 | COUPLING,ADAPTOR,NONMETALLIC CONDUIT | RIGID UPVC;ORANGE;SOCKETLESS SLIP ACTION TO SUIT 100 MM NOM DIA FRC CONDUIT; ID 125 MM,OD132 MM;AS2053; | VINIDEX |  | 32340 | CURRENT
000015265 | BEND,NONMETALLIC RIGID CONDUIT | UPVC;ORANGE;125 MM NOM DIA;LIGHT DUTY; 45 DEG;1.83 M RAD;SOCKET MOULDED ONE END;MARKED "ELECTRICITY SUPPLY CABLES"; AS2053;PACK OF 1,PACK WEIGHT 4.78 KG; | TRI UGRD | TRI UNDERGROUND AUSTRALIA PTY LTD | LDE125451830MFS | CURRENT
000015265 | BEND,NONMETALLIC RIGID CONDUIT | UPVC;ORANGE;125 MM NOM DIA;LIGHT DUTY; 45 DEG;1.83 M RAD;SOCKET MOULDED ONE END;MARKED "ELECTRICITY SUPPLY CABLES"; AS2053;PACK OF 1,PACK WEIGHT 4.78 KG; | HAYMANS | HAYMANS ELECTRICAL | CONX125LD1830R45MF | CURRENT
000015265 | BEND,NONMETALLIC RIGID CONDUIT | UPVC;ORANGE;125 MM NOM DIA;LIGHT DUTY; 45 DEG;1.83 M RAD;SOCKET MOULDED ONE END;MARKED "ELECTRICITY SUPPLY CABLES"; AS2053;PACK OF 1,PACK WEIGHT 4.78 KG; | VINIDEX |  | 32020 | CURRENT
000015266 | BEND,NONMETALLIC RIGID CONDUIT | UPVC;ORANGE;125 MM NOM DIA;LIGHT DUTY; 30 DEG;1.83 M RAD;SOCKET MOULDED ONE END;MARKED "ELECTRICITY SUPPLY CABLES"; AS2053;PACK OF 1,PACK WEIGHT 3.45 KG | TRI UGRD | TRI UNDERGROUND AUSTRALIA PTY LTD | LDE125301830MFS | CURRENT
000015266 | BEND,NONMETALLIC RIGID CONDUIT | UPVC;ORANGE;125 MM NOM DIA;LIGHT DUTY; 30 DEG;1.83 M RAD;SOCKET MOULDED ONE END;MARKED "ELECTRICITY SUPPLY CABLES"; AS2053;PACK OF 1,PACK WEIGHT 3.45 KG | HAYMANS | HAYMANS ELECTRICAL | CONX125LD1830R30MF | CURRENT
000015266 | BEND,NONMETALLIC RIGID CONDUIT | UPVC;ORANGE;125 MM NOM DIA;LIGHT DUTY; 30 DEG;1.83 M RAD;SOCKET MOULDED ONE END;MARKED "ELECTRICITY SUPPLY CABLES"; AS2053;PACK OF 1,PACK WEIGHT 3.45 KG | VINIDEX |  | 31970 | CURRENT
000015267 | BEND,NONMETALLIC RIGID CONDUIT | UPVC;ORANGE;125 MM NOM DIA;LIGHT DUTY; 15 DEG;1.83 M RAD;SOCKET MOULDED ONE END;MARKED "ELECTRICITY SUPPLY CABLES"; AS2053;REFER STOCK CODE 16618; | TRI UGRD | TRI UNDERGROUND AUSTRALIA PTY LTD | LDE125151830MFS | PURCHASE AS REQUIRED
000015267 | BEND,NONMETALLIC RIGID CONDUIT | UPVC;ORANGE;125 MM NOM DIA;LIGHT DUTY; 15 DEG;1.83 M RAD;SOCKET MOULDED ONE END;MARKED "ELECTRICITY SUPPLY CABLES"; AS2053;REFER STOCK CODE 16618; | HAYMANS | HAYMANS ELECTRICAL | CONX125LD1830R15MF | PURCHASE AS REQUIRED
000015267 | BEND,NONMETALLIC RIGID CONDUIT | UPVC;ORANGE;125 MM NOM DIA;LIGHT DUTY; 15 DEG;1.83 M RAD;SOCKET MOULDED ONE END;MARKED "ELECTRICITY SUPPLY CABLES"; AS2053;REFER STOCK CODE 16618; | VINIDEX |  | 31930 | PURCHASE AS REQUIRED
000015270 | BEND,NONMETALLIC RIGID CONDUIT | UPVC;ORANGE;100 MM NOM DIA;LIGHT DUTY; 15 DEG;1.83 M RAD;SOCKET MOULDED BOTH ENDS;MARKED "ELECTRICITY SUPPLY CABLES"; AS2053; | TRI UGRD | TRI UNDERGROUND AUSTRALIA PTY LTD | LDE100151830FFS | CURRENT
000015270 | BEND,NONMETALLIC RIGID CONDUIT | UPVC;ORANGE;100 MM NOM DIA;LIGHT DUTY; 15 DEG;1.83 M RAD;SOCKET MOULDED BOTH ENDS;MARKED "ELECTRICITY SUPPLY CABLES"; AS2053; | HARDIE |  | EO12610015AY | CURRENT
000015270 | BEND,NONMETALLIC RIGID CONDUIT | UPVC;ORANGE;100 MM NOM DIA;LIGHT DUTY; 15 DEG;1.83 M RAD;SOCKET MOULDED BOTH ENDS;MARKED "ELECTRICITY SUPPLY CABLES"; AS2053; | VINIDEX |  | 31920 | CURRENT
000015271 | BEND,NONMETALLIC RIGID CONDUIT | UPVC;ORANGE;80 MM NOM DIA;LIGHT DUTY; 90 DEG;0.45 M RAD;SOCKED MOULDED BOTH ENDS;MARKED "ELECTRICITY SUPPLY CABLES"; AS2053;PACK OF 1,PACK WEIGHT 1.06 KG; | TRI UGRD | TRI UNDERGROUND AUSTRALIA PTY LTD | LDE8090450FFS | CURRENT
000015271 | BEND,NONMETALLIC RIGID CONDUIT | UPVC;ORANGE;80 MM NOM DIA;LIGHT DUTY; 90 DEG;0.45 M RAD;SOCKED MOULDED BOTH ENDS;MARKED "ELECTRICITY SUPPLY CABLES"; AS2053;PACK OF 1,PACK WEIGHT 1.06 KG; | HAYMANS | HAYMANS ELECTRICAL | CONX80LD450R90 | CURRENT
000015271 | BEND,NONMETALLIC RIGID CONDUIT | UPVC;ORANGE;80 MM NOM DIA;LIGHT DUTY; 90 DEG;0.45 M RAD;SOCKED MOULDED BOTH ENDS;MARKED "ELECTRICITY SUPPLY CABLES"; AS2053;PACK OF 1,PACK WEIGHT 1.06 KG; | VINIDEX |  | 32080 | CURRENT
000015272 | BEND,NONMETALLIC RIGID CONDUIT | UPVC;ORANGE;80 MM NOM DIA;LIGHT DUTY; 45 DEG;1.83 M RAD;SOCKET MOULDED BOTH ENDS;MARKED "ELECTRICITY SUPPLY CABLES"; AS2053;PACK OF 1,PACK WEIGHT 1.81 KG; | TRI UGRD | TRI UNDERGROUND AUSTRALIA PTY LTD | LDE80451830FFS | CURRENT
000015272 | BEND,NONMETALLIC RIGID CONDUIT | UPVC;ORANGE;80 MM NOM DIA;LIGHT DUTY; 45 DEG;1.83 M RAD;SOCKET MOULDED BOTH ENDS;MARKED "ELECTRICITY SUPPLY CABLES"; AS2053;PACK OF 1,PACK WEIGHT 1.81 KG; | HAYMANS | HAYMANS ELECTRICAL | CONX80LD1830R45 | CURRENT
000015272 | BEND,NONMETALLIC RIGID CONDUIT | UPVC;ORANGE;80 MM NOM DIA;LIGHT DUTY; 45 DEG;1.83 M RAD;SOCKET MOULDED BOTH ENDS;MARKED "ELECTRICITY SUPPLY CABLES"; AS2053;PACK OF 1,PACK WEIGHT 1.81 KG; | VINIDEX |  | 32000 | CURRENT
000015274 | COUPLING,ADAPTOR,NONMETALLIC CONDUIT | RIGID UPVC;ORANGE;125 MM NOM DIA;LIGHT DUTY;DOUBLE ENDED SOCKET;AS2053; PACK OF 22,PACK WEIGHT 0.79 KG; | TRI UGRD | TRI UNDERGROUND AUSTRALIA PTY LTD | LDE125COUPFF | CURRENT
000015274 | COUPLING,ADAPTOR,NONMETALLIC CONDUIT | RIGID UPVC;ORANGE;125 MM NOM DIA;LIGHT DUTY;DOUBLE ENDED SOCKET;AS2053; PACK OF 22,PACK WEIGHT 0.79 KG; | HAYMANS | HAYMANS ELECTRICAL | FABL242125 | CURRENT
000015274 | COUPLING,ADAPTOR,NONMETALLIC CONDUIT | RIGID UPVC;ORANGE;125 MM NOM DIA;LIGHT DUTY;DOUBLE ENDED SOCKET;AS2053; PACK OF 22,PACK WEIGHT 0.79 KG; | VINIDEX |  | 32170 | CURRENT
000015276 | SWITCH,ROTARY | 660 V DC;160 AMP NOM;3 POLE,2 POSN;PANEL MTG,BLACK HANDLE TYPE G001;90 DEG SWITCHING;ESCUTCHEON PLATE-MAIN SWITCH "OFF-ON";REFER K & N CAT FOR DC RATINGS; | KRAUSNMR | KRAUS & NAIMER (MANUFACTURER) | C125-AUR-798 | PHASING
000015278 | BRACKET,MOUNTING | FOR PADMOUNT TERMINATION UNISTRUT MOUNTING CLEAT SUPPORT;MILD STEEL GALV;6 MM THK;T-SHAPED;BAG OF 40,PACK WEIGHT 20 KG;UJ MANUAL 2.005D; | HAYMAN | HAYMANS INDUSTRIES PTY LTD | 15278 | CURRENT
000015278 | BRACKET,MOUNTING | FOR PADMOUNT TERMINATION UNISTRUT MOUNTING CLEAT SUPPORT;MILD STEEL GALV;6 MM THK;T-SHAPED;BAG OF 40,PACK WEIGHT 20 KG;UJ MANUAL 2.005D; | LIVINGST | LIVINGSTONE ENGINEERING | 15278 | CURRENT
000015279 | STRAP,RETAINING | ALUMINIUM;40 MM W X 6 MM THK;DOUBLE FIXING SADDLE WITH FEET OFFSET TO SUIT POLE CONTOUR;BAG OF 10;LV POLE TERMINATION CONDUIT SADDLE,REFER UJ | ENI | ENI INDUSTRIES PL | 84171 | CURRENT
000015280 | CUTTER,CABLE,HAND OPERATED | SINGLE HANDLE ECCENTRIC RATCHET TYPE; 180 MM O/A LG;ADJUSTABLE ECCENTRIC, REPLACEABLE BLADE;SUPPLIED IN PLASTIC CASE; | LEGEND | LEGEND POWER SYSTEMS | KMS-EX | CURRENT
000015280 | CUTTER,CABLE,HAND OPERATED | SINGLE HANDLE ECCENTRIC RATCHET TYPE; 180 MM O/A LG;ADJUSTABLE ECCENTRIC, REPLACEABLE BLADE;SUPPLIED IN PLASTIC CASE; | SPECFORC | SPECIALISED FORCE | AV6220 | CURRENT
000015281 | BLADE,CUTTER,CABLE | FIXED;SCALLOP EDGE,DOUBLE BEVEL;TUNGSTEN CARBIDE;REPLACEMENT BLADE FOR CUTTER (STOCK CODE 15280);PACK OF 1; | SPECFORC | SPECIALISED FORCE | AV6299 | CURRENT
000015287 | PIN,STRAIGHT,HEADLESS | STEEL;GALV;HEX;72 MM C TO C;16 MM DIA; C/W 2 HUMPBACK SPLIT PINS; | DULHUNTY | DULHUNTY INDUSTRIES PTY LTD | HEX-72 | CURRENT
000015288 | PLUG,EAR | POLYMER FOAM;DISPOSABLE;EXPANDING,DB 27.5 RATING;CARTON OF 200 PAIRS;***NOT TO BE REUSED;OBSERVE STRICT HYGIENE STANDARDS DURING INSERTION***; | BLKWOODS | J BLACKWOOD & SON LTD | 05374761/312-1261 | CURRENT
000015288 | PLUG,EAR | POLYMER FOAM;DISPOSABLE;EXPANDING,DB 27.5 RATING;CARTON OF 200 PAIRS;***NOT TO BE REUSED;OBSERVE STRICT HYGIENE STANDARDS DURING INSERTION***; | BLKWOOD | J BLACKWOOD & SON LTD | 05374761 | CURRENT
000015288 | PLUG,EAR | POLYMER FOAM;DISPOSABLE;EXPANDING,DB 27.5 RATING;CARTON OF 200 PAIRS;***NOT TO BE REUSED;OBSERVE STRICT HYGIENE STANDARDS DURING INSERTION***; | E.A.R. |  | EPLATNUMS | CURRENT
000015289 | BUCKLE | STEEL;FOR 19 MM W POLYPROPYLENE STRAPPING;BAG OF 500,PACK OF 1000, PACK WEIGHT 6 KG; U/W STRAPPING STOCK CODE 02908; | BLKWOOD | J BLACKWOOD & SON LTD | 00037587 | CURRENT
000015289 | BUCKLE | STEEL;FOR 19 MM W POLYPROPYLENE STRAPPING;BAG OF 500,PACK OF 1000, PACK WEIGHT 6 KG; U/W STRAPPING STOCK CODE 02908; | SIGNET | SIGNET PTY LTD | CT1000 10800 | CURRENT
000015289 | BUCKLE | STEEL;FOR 19 MM W POLYPROPYLENE STRAPPING;BAG OF 500,PACK OF 1000, PACK WEIGHT 6 KG; U/W STRAPPING STOCK CODE 02908; | PROMARK | PROMARK PACKAGING PTY LTD GEEBUNG | STEEL;FOR 19 MM W; LM3008 | CURRENT
000015292 | ANCHOR,ROCKFACE | STEEL;GALV;24 MM HOLE DIA;M20; 260 MM LG;BOX OF 10;TO BE USED IN CONJUNCTION WITH STOCK CODE 17889; | HOBSON | HOBSON ENGINEERING CO PTY LTD 393904 | MCS58GCM200260 | CURRENT
000015292 | ANCHOR,ROCKFACE | STEEL;GALV;24 MM HOLE DIA;M20; 260 MM LG;BOX OF 10;TO BE USED IN CONJUNCTION WITH STOCK CODE 17889; | STATEWD | STATEWIDE FSTNERS & ENG SPLS PL | RM20260G | CURRENT
000015292 | ANCHOR,ROCKFACE | STEEL;GALV;24 MM HOLE DIA;M20; 260 MM LG;BOX OF 10;TO BE USED IN CONJUNCTION WITH STOCK CODE 17889; | COVENTRY | COVENTRY FASTENERS QLD | CS20260GH | CURRENT
000015294 | SWEATBAND,HEADWEAR | TERRY COTTON;FOAM BACKED C/W 3 HOW CONDUCTIVE PRESS STUDS;TO SUIT MSA V GUARD SAFETY CAPS; | ATOMSUPP | ATOM SUPPLY | 90070032 | CURRENT
000015294 | SWEATBAND,HEADWEAR | TERRY COTTON;FOAM BACKED C/W 3 HOW CONDUCTIVE PRESS STUDS;TO SUIT MSA V GUARD SAFETY CAPS; | BLKWOODS | J BLACKWOOD & SON LTD | 00372079/224047 | CURRENT
000015294 | SWEATBAND,HEADWEAR | TERRY COTTON;FOAM BACKED C/W 3 HOW CONDUCTIVE PRESS STUDS;TO SUIT MSA V GUARD SAFETY CAPS; | MSA |  | 224047 | CURRENT
000015295 | SEMICONDUCTOR DEVICE,DIODE | AVALANCHE TYPE 1000 PIV;3 AMP;FOR USE AS FREEWHEELING DIODE ACROSS TRIP,CLOSING & ANTIPUMPING COILS WHERE REQUIRED,CAN BE USED IN SERIES FOR HIGH VOLTAGE | RSCOMP | RADIOSPARES COMPONENT PTY LTD | 628-9502 | CURRENT
000015299 | TRANSFORMER,DISTRIBUTION | 11 KV;200 KVA;3 PHASE;CROSSARM,PLATFORM MTG;BSH HV 2 X 90 LV BSH;MINERAL OIL INSULATED;ONAN;DYN 11;WITH GZLP COATING; | WILSELEC |  | 11 KV 200 KVA 3 PHASE; | PHASING
000015299 | TRANSFORMER,DISTRIBUTION | 11 KV;200 KVA;3 PHASE;CROSSARM,PLATFORM MTG;BSH HV 2 X 90 LV BSH;MINERAL OIL INSULATED;ONAN;DYN 11;WITH GZLP COATING; | AW TYREE |  | 11 KV 200 KVA 3 PHASE; | PHASING
000015314 | CONDUIT,NONMETALLIC,RIGID | 100 MM NOM SIZE;UPVC;WHITE;CLASS 12;HALF SECTION WITH INTEGRAL SOCKET;6 M LG,(1 X 6 M LG = 2 PIECES);AS1477,PTS 1-6 INCL; USED IN PAIRS FOR THE PROTECTION OF | VINIDEX |  |  | PURCHASE AS REQUIRED
000015314 | CONDUIT,NONMETALLIC,RIGID | 100 MM NOM SIZE;UPVC;WHITE;CLASS 12;HALF SECTION WITH INTEGRAL SOCKET;6 M LG,(1 X 6 M LG = 2 PIECES);AS1477,PTS 1-6 INCL; USED IN PAIRS FOR THE PROTECTION OF | HARDIE |  |  | PURCHASE AS REQUIRED
000015319 | RELAY,ELECTROMAGNETIC | 110 V DC COIL;10 NO HR CONT;1 HR FLAG; MODULAR CASE;IEC 255;REPLACED BY SC20186; | ALSTOM | ALSTOM GRID AUSTRALIA LIMITED | MVAJ13D1GB0771 | STRATEGIC SPARE
000015320 | DIE,CRIMPING TOOL | STEEL;HEX;12.5 MM AF;FOR ALUMINIUM BASED COMPRESSION FITTINGS;U/W UTILUX COMPRESSION TOOL NO.38A OR EQUIV; PACK OF 1,PACK WEIGHT 0.026 KG; | TECONN | TE CONNECTIVITY LTD | 38-125AL/1 | CURRENT
000015320 | DIE,CRIMPING TOOL | STEEL;HEX;12.5 MM AF;FOR ALUMINIUM BASED COMPRESSION FITTINGS;U/W UTILUX COMPRESSION TOOL NO.38A OR EQUIV; PACK OF 1,PACK WEIGHT 0.026 KG; | PLP AUST | PREFORMED LINE PRODUCTS (AUST) | EPCDA-12.5AF | CURRENT
000015323 | FIXTURE,LIGHTING | COMPACT FLUORESCENT;26 W;TC-T BULKHEAD; PC DIFFUSER;LAMP (4000K);C/W STAINLESS STEEL MESH GRILL; | BEGA |  | 2999/GW | PHASING
000015325 | PHOTOELECTRIC CELL,SHORTING UNIT | SHORTING PLUG FOR N.E.M.A. BASES;BOX OF 25;C/W 320 VOLT,160 JOULE MOV,FOR USE WITH CATEGORY A (MAJOR ROAD) LUMINAIRES; LABEL WITH 'SHORTING PLUG 'TO BE PLACED | TYCO | TYCO | ALR-MC-10ANSI | CURRENT
000015333 | COVERALLS,DISPOSABLE | DRY PARTICLE SUITS;WHITE;SIZE MED; TWO ZIPPERS;SINGLE OR DOUBLE STORM FLAPS ;3 PIECE HOOD;ELASTICIZED WAIST;RATED TYPE 5 & 6;PROVIDES PROTECTION AGAINST | BLKWOODS | J BLACKWOOD & SON LTD | 07243452/SMMS428WE M | CURRENT
000015333 | COVERALLS,DISPOSABLE | DRY PARTICLE SUITS;WHITE;SIZE MED; TWO ZIPPERS;SINGLE OR DOUBLE STORM FLAPS ;3 PIECE HOOD;ELASTICIZED WAIST;RATED TYPE 5 & 6;PROVIDES PROTECTION AGAINST | ATOMSUPP | ATOM SUPPLY | 55520078 | CURRENT
000015333 | COVERALLS,DISPOSABLE | DRY PARTICLE SUITS;WHITE;SIZE MED; TWO ZIPPERS;SINGLE OR DOUBLE STORM FLAPS ;3 PIECE HOOD;ELASTICIZED WAIST;RATED TYPE 5 & 6;PROVIDES PROTECTION AGAINST | PROTECTR |  | SAFEGARD 76 | CURRENT
000015333 | COVERALLS,DISPOSABLE | DRY PARTICLE SUITS;WHITE;SIZE MED; TWO ZIPPERS;SINGLE OR DOUBLE STORM FLAPS ;3 PIECE HOOD;ELASTICIZED WAIST;RATED TYPE 5 & 6;PROVIDES PROTECTION AGAINST | ATOMSUPP | ATOM SUPPLY | 40012838 | CURRENT
000015335 | SIGN | ENERGEX BURIED ELECTRIC CABLES IN THIS VICINITY;ALUMINIUM;ANODISED BLACK;185 MM LG,100 MM W,2 MM THK;BLACK ON NATURAL ;AS1231 & AS1956;TO BE AFFIXED TO POST | CUTLER | CUTLER BRANDS PTY LTD | ENERGE-15335 | CURRENT
000015336 | SIGN | ENERGEX BURIED ELECTRIC CABLES;ALUMINIUM ;ANODISED BLACK;185 MM LG,100 MM W,2 MM THK;BLACK ON NATURAL;AS1231 & AS1956;TO BE AFFIXED TO POST (STOCK CODE 14094); | CUTLER | CUTLER BRANDS PTY LTD | ENERGE-15336 | CURRENT
000015337 | CLAMP,ELEC PWR CABLE,SUPPORT | SINGLE CABLE;GALV STEEL & STAINLESS STEEL;TO SUIT CABLE 30 TO 110 MM DIA; LOCKING RATCHET DIAMETER ADJUSTMENT, ONE OR TWO BOLT MTG;M12 CLEARANCE;REFER | JBJOINT | JB JOINTING SUPPLIES PTY LTD | JB-SSS | CURRENT
000015337 | CLAMP,ELEC PWR CABLE,SUPPORT | SINGLE CABLE;GALV STEEL & STAINLESS STEEL;TO SUIT CABLE 30 TO 110 MM DIA; LOCKING RATCHET DIAMETER ADJUSTMENT, ONE OR TWO BOLT MTG;M12 CLEARANCE;REFER | UTILUX |  | CBH30-110/1 | CURRENT
000015337 | CLAMP,ELEC PWR CABLE,SUPPORT | SINGLE CABLE;GALV STEEL & STAINLESS STEEL;TO SUIT CABLE 30 TO 110 MM DIA; LOCKING RATCHET DIAMETER ADJUSTMENT, ONE OR TWO BOLT MTG;M12 CLEARANCE;REFER | TECONN | TE CONNECTIVITY LTD | CBH30-110/1 | CURRENT
000015343 | PROPANE. | LIQUIFIED PETROLEUM GAS;45 KG CYLINDER; REFER STOCK CODE 13799 FOR BULK ONLY; | ALLGAS | ALLGAS ENERGY LTD | 45 KG | PHASING
000015345 | STRIP,ELECTRICAL POWER CABLE PROTECTION | FLAT RECT;2 M LG,150 MM W,3 TO 5 MM THK; BLACK OR ORANGE POLYMERIC MATERIAL; IMPACT RESISTANT,MARKED 'DANGER ELECTRIC CABLE BELOW';AS DWG 94102; | TRI UGRD | TRI UNDERGROUND AUSTRALIA PTY LTD | CCS1502 | CURRENT
000015345 | STRIP,ELECTRICAL POWER CABLE PROTECTION | FLAT RECT;2 M LG,150 MM W,3 TO 5 MM THK; BLACK OR ORANGE POLYMERIC MATERIAL; IMPACT RESISTANT,MARKED 'DANGER ELECTRIC CABLE BELOW';AS DWG 94102; | HAYMANS | HAYMANS ELECTRICAL | VIN98610 | CURRENT
000015345 | STRIP,ELECTRICAL POWER CABLE PROTECTION | FLAT RECT;2 M LG,150 MM W,3 TO 5 MM THK; BLACK OR ORANGE POLYMERIC MATERIAL; IMPACT RESISTANT,MARKED 'DANGER ELECTRIC CABLE BELOW';AS DWG 94102; | TAPEX |  | CPCE150 | CURRENT
000015345 | STRIP,ELECTRICAL POWER CABLE PROTECTION | FLAT RECT;2 M LG,150 MM W,3 TO 5 MM THK; BLACK OR ORANGE POLYMERIC MATERIAL; IMPACT RESISTANT,MARKED 'DANGER ELECTRIC CABLE BELOW';AS DWG 94102; | ASTRONPL | ASTRON PLASTICS LTD | 3027214 | CURRENT
000015345 | STRIP,ELECTRICAL POWER CABLE PROTECTION | FLAT RECT;2 M LG,150 MM W,3 TO 5 MM THK; BLACK OR ORANGE POLYMERIC MATERIAL; IMPACT RESISTANT,MARKED 'DANGER ELECTRIC CABLE BELOW';AS DWG 94102; | GENERAL | GENERAL TRADE SUPPLIES | 149000211 | CURRENT
000015345 | STRIP,ELECTRICAL POWER CABLE PROTECTION | FLAT RECT;2 M LG,150 MM W,3 TO 5 MM THK; BLACK OR ORANGE POLYMERIC MATERIAL; IMPACT RESISTANT,MARKED 'DANGER ELECTRIC CABLE BELOW';AS DWG 94102; | VINIDEX |  | 98610 | CURRENT
000015346 | STRIP,ELECTRICAL POWER CABLE PROTECTION | FLAT RECT;2 M LG,200 MM W,3 TO 5 MM THK; BLACK OR ORANGE POLYMERIC MATERIAL; IMPACT RESISTANT,MARKED 'DANGER ELECTRIC CABLE BELOW';AS DWG 94102; | TRI UGRD | TRI UNDERGROUND AUSTRALIA PTY LTD | CCS2002 | CURRENT
000015346 | STRIP,ELECTRICAL POWER CABLE PROTECTION | FLAT RECT;2 M LG,200 MM W,3 TO 5 MM THK; BLACK OR ORANGE POLYMERIC MATERIAL; IMPACT RESISTANT,MARKED 'DANGER ELECTRIC CABLE BELOW';AS DWG 94102; | HAYMANS | HAYMANS ELECTRICAL | VIN98620 | CURRENT
000015346 | STRIP,ELECTRICAL POWER CABLE PROTECTION | FLAT RECT;2 M LG,200 MM W,3 TO 5 MM THK; BLACK OR ORANGE POLYMERIC MATERIAL; IMPACT RESISTANT,MARKED 'DANGER ELECTRIC CABLE BELOW';AS DWG 94102; | TAPEX |  | CPCE200 | CURRENT
000015346 | STRIP,ELECTRICAL POWER CABLE PROTECTION | FLAT RECT;2 M LG,200 MM W,3 TO 5 MM THK; BLACK OR ORANGE POLYMERIC MATERIAL; IMPACT RESISTANT,MARKED 'DANGER ELECTRIC CABLE BELOW';AS DWG 94102; | ASTRONPL | ASTRON PLASTICS LTD | 3027563 | CURRENT
000015346 | STRIP,ELECTRICAL POWER CABLE PROTECTION | FLAT RECT;2 M LG,200 MM W,3 TO 5 MM THK; BLACK OR ORANGE POLYMERIC MATERIAL; IMPACT RESISTANT,MARKED 'DANGER ELECTRIC CABLE BELOW';AS DWG 94102; | GENERAL | GENERAL TRADE SUPPLIES | 149000212 | CURRENT
000015346 | STRIP,ELECTRICAL POWER CABLE PROTECTION | FLAT RECT;2 M LG,200 MM W,3 TO 5 MM THK; BLACK OR ORANGE POLYMERIC MATERIAL; IMPACT RESISTANT,MARKED 'DANGER ELECTRIC CABLE BELOW';AS DWG 94102; | VINIDEX |  | 98620 | CURRENT
000015347 | STRIP,ELECTRICAL POWER CABLE PROTECTION | FLAT RECT;2 M LG,300 MM W,3 TO 5 MM THK; BLACK OR ORANGE POLYMERIC MATERIAL; IMPACT RESISTANT MARKED 'DANGER ELECTRIC CABLE BELOW';AS DWG 94102; | TRI UGRD | TRI UNDERGROUND AUSTRALIA PTY LTD | CCS3002 | CURRENT
000015347 | STRIP,ELECTRICAL POWER CABLE PROTECTION | FLAT RECT;2 M LG,300 MM W,3 TO 5 MM THK; BLACK OR ORANGE POLYMERIC MATERIAL; IMPACT RESISTANT MARKED 'DANGER ELECTRIC CABLE BELOW';AS DWG 94102; | HAYMANS | HAYMANS ELECTRICAL | VIN98635 | CURRENT
000015347 | STRIP,ELECTRICAL POWER CABLE PROTECTION | FLAT RECT;2 M LG,300 MM W,3 TO 5 MM THK; BLACK OR ORANGE POLYMERIC MATERIAL; IMPACT RESISTANT MARKED 'DANGER ELECTRIC CABLE BELOW';AS DWG 94102; | TAPEX |  | CPCE300 | CURRENT
000015347 | STRIP,ELECTRICAL POWER CABLE PROTECTION | FLAT RECT;2 M LG,300 MM W,3 TO 5 MM THK; BLACK OR ORANGE POLYMERIC MATERIAL; IMPACT RESISTANT MARKED 'DANGER ELECTRIC CABLE BELOW';AS DWG 94102; | ASTRONPL | ASTRON PLASTICS LTD | 3027564 | CURRENT
000015347 | STRIP,ELECTRICAL POWER CABLE PROTECTION | FLAT RECT;2 M LG,300 MM W,3 TO 5 MM THK; BLACK OR ORANGE POLYMERIC MATERIAL; IMPACT RESISTANT MARKED 'DANGER ELECTRIC CABLE BELOW';AS DWG 94102; | GENERAL | GENERAL TRADE SUPPLIES | 149000214 | CURRENT
000015347 | STRIP,ELECTRICAL POWER CABLE PROTECTION | FLAT RECT;2 M LG,300 MM W,3 TO 5 MM THK; BLACK OR ORANGE POLYMERIC MATERIAL; IMPACT RESISTANT MARKED 'DANGER ELECTRIC CABLE BELOW';AS DWG 94102; | VINIDEX |  | 98635 | CURRENT
000015353 | BOLT SET | Galv Steel Gde 8.8, Hex Head, M36 x 130mm, 80mm Lg Min Thread c/w M36 8.8 Structural Steel Nuts, 2 x M36 8.8 Structural Steel Flat Washer (scm) | INGALEPS | INGAL EPS (CONTRACTOR) | 1000183RGX | CURRENT
000015354 | WASHER,SHEAR | 2mm Thk, 350 PCD, Galv Steel, for use with SBM Pole, EQTS 05-02-01, Dwg 05-02-04 (scm) | INGALEPS | INGAL EPS (CONTRACTOR) | I00618 | CURRENT
000015355 | CAPACITOR UNIT. | 6.93 KV;238.3 KVAR;SINGLE PHASE;15.8 UF PER PHASE;34.3 AMP @ 50 HZ;50 HZ;NON PCB IMPREGNANT;POLYPROPLYENE FILM DIELECTRIC ;2 BUSHINGS PER UNIT;SS304 STAINLESS | NOKIAN | NOKIAN CAPACITORS PTY LTD | PILP238 | PURCHASE AS REQUIRED
000015363 | SPLICE,CONDUCTOR | BUTT SPLICING TYPE;0.5 TO 0.9 MM CONNECTOR OD;PACK OF 100;CARTON OF 1000; | REXEL | REXEL PTY LTD | 3MSSCOUR2-HS | CURRENT
000015363 | SPLICE,CONDUCTOR | BUTT SPLICING TYPE;0.5 TO 0.9 MM CONNECTOR OD;PACK OF 100;CARTON OF 1000; | 3M | 3M AUSTRALIA PTY LTD | MMMUR2-HS | CURRENT
000015363 | SPLICE,CONDUCTOR | BUTT SPLICING TYPE;0.5 TO 0.9 MM CONNECTOR OD;PACK OF 100;CARTON OF 1000; | CNWPL | CNW PL - SLACKS CREEK | UR2 | CURRENT
000015376 | TALLOW,INEDIBLE | 20KG CAN;LEAD WIPING FLUX; | BLKWOODS | J BLACKWOOD & SON LTD | TALLOW PRODUCTS/TALLOW | CURRENT
000015377 | BOX,SMALL PARTS | ABS PLASTIC;ROLA CASE RC002;37 CM LG,37 CM W,9 CM H,APPROX;W/CARRY HANDLE, WITHOUT DIVIDERS;COLOUR BLUE;CARTON OF 5 ;EMPTY BOX USED BY ENERGEX FOR FIRST AID | MOLONEYT |  | RC002 | PHASING
000015381 | DRESSING,ADHESIVE,NONADHERENT | 8 CM X 20 CM OVERALL SIZE;5 CM X 16 CM PAD SIZE;STERILE;BOX OF 25; | ROGERLEY | ROGER LEY | 900810 | PHASING
000015381 | DRESSING,ADHESIVE,NONADHERENT | 8 CM X 20 CM OVERALL SIZE;5 CM X 16 CM PAD SIZE;STERILE;BOX OF 25; | BDFAUST |  | 1475 | PHASING
000015383 | COATING COMPOUND,ZINC | AEROSOL PACK SPRAY APPLICATION;400 G SPRAYCAN;CARTON OF 6, Grey ;FOR USE ON COLD SURFACES ONLY; White Knight Rust Guard | TAUBMANS |  | 375574 | CURRENT
000015383 | COATING COMPOUND,ZINC | AEROSOL PACK SPRAY APPLICATION;400 G SPRAYCAN;CARTON OF 6, Grey ;FOR USE ON COLD SURFACES ONLY; White Knight Rust Guard | TAUBMANS |  | 9312098172035 | CURRENT
000015384 | CABLE,CONTROL,ELECTRICAL | 20 CORE 10 PAIR TWISTED;0.5 MM;SHEATHED INDOOR SCREENED TELEPHONE CABLE;FOR SUBSTATION SACS,T FACE WITH MICC,250 M DRUM,DRUM WEIGHT 26.5 KG; | OLEX | OLEX AUSTRALIA PTY LTD | TINT010A5ACRA250 | CURRENT
000015384 | CABLE,CONTROL,ELECTRICAL | 20 CORE 10 PAIR TWISTED;0.5 MM;SHEATHED INDOOR SCREENED TELEPHONE CABLE;FOR SUBSTATION SACS,T FACE WITH MICC,250 M DRUM,DRUM WEIGHT 26.5 KG; | OLEX | OLEX AUSTRALIA PTY LTD | TINT010SCRA250 | CURRENT
000015389 | PEN,RECORDER | DISPOSABLE INK CARTRIDGE C/W NIB;RED; UPPER CHANNEL;PACK OF 5,SHELF LIFE = 1 YEAR;FOR U/W ESTERLINE ANGUS MINISERVO RECORDERS MODELS MS 402D (UPPER); | CROWNGRP | CROWN GROUP | 1FD29C/19.4 MM-R | PHASING
000015390 | PEN,RECORDER | DISPOSABLE INK CARTRIDGE C/W NIB;BLUE; LOWER CHANNEL;PACK OF 5,SHELF LIFE = 1 YEAR FOR U/W ESTERLINE ANGUS MINISERVO RECORDS MODEL MS 402D (LOWER); | MILGRAPH |  | 82-12-0433-05 | PURCHASE AS REQUIRED
000015390 | PEN,RECORDER | DISPOSABLE INK CARTRIDGE C/W NIB;BLUE; LOWER CHANNEL;PACK OF 5,SHELF LIFE = 1 YEAR FOR U/W ESTERLINE ANGUS MINISERVO RECORDS MODEL MS 402D (LOWER); | CROWNGRP | CROWN GROUP | 1FD29C/8.2 MM-B | PURCHASE AS REQUIRED
000015393 | LETTER,SIGN | LETTER X;ALUMINIUM;50 MM H,35 MM W,24 G; W/2 HOLES FOR 12 G CLOUTS,(STOCK CODE 11430) OR 2.4 MM RIVETS (STOCK CODE 15785);BAG OF 100;FOR POLE | POWERENG |  | SF17PE200X | CURRENT
000015398 | ELCONITE | NOT FLUSHED;CINTERED COPPER/TUNGSTEN MATERIAL;FOR OLTC CONTACTS;SUIT OLTC TYPE ENGLISH ELECTRIC DRUM FIXED/MOVING CONTACTS;SUIT C844;PACK OF 1; | JOHNMATH |  | 49522 | MAINTENANCE STOCK
000015399 | ELCONITE | NOT FLUSHED;CINTERED COPPER/TUNGSTEN MATERIAL;FOR OLTC CONTACTS;SUIT AEI S21A X 2T OLTC MOVING CONTACTS;SUIT C807 ;PACK OF 1; | JOHNMATH |  | 47257 | MAINTENANCE STOCK
000015400 | ELCONITE | NOT FLUSHED;CINTERED COPPER/TUNGSTEN MATERIAL;FOR OLTC CONTACTS;SUIT ENGLISH ELECTRIC DIAL OLTC FIXED/MOVING CONTACTS ;SUIT C846;PACK OF 1; | JOHNMATH |  | 35452 | MAINTENANCE STOCK
000015401 | ELCONITE | NOT FLUSHED;CINTERED COPPER/TUNGSTEN MATERIAL;FOR OLTC CONTACTS;SUIT AEI M21A X 4T OLTC FIXED/MOVING CONTACTS; SUIT C806;PACK OF 1; | JOHNMATH |  | 35998 | MAINTENANCE STOCK
000015402 | ELCONITE | NOT FLUSHED;CINTERED COPPER/TUNGSTEN MATERIAL;FOR OLTC CONTACTS;SUIT FULLER TYPE "F" OLTC FIXED CONTACTS;SUIT C293 & C815;PACK OF 1; | JOHNMATH |  | 10690 | CURRENT
000015403 | ELCONITE | NOT FLUSHED;CINTERED COPPER/TUNGSTEN MATERIAL;FOR OLTC CONTACTS;SUIT FULLER TYPE "F" ROLLER CONTACTS;SUIT C781,C782, C783 & C784;PACK OF 1; | JOHNMATH |  | 05389 | MAINTENANCE STOCK
000015404 | ELCONITE | NOT FLUSHED;CINTERED COPPER/TUNGSTEN MATERIAL;FOR OLTC CONTACTS;SUIT FULLER TYPE "F" DOME MOVING CONTACTS;PACK OF 1; | JOHNMATH |  | 04527 | PHASING
000015405 | ELCONITE | NOT FLUSHED;CINTERED COPPER/TUNGSTEN MATERIAL;FOR OLTC CONTACTS;SUIT FERRANTI DS2 OLTC FIXED CONTACTS; PACK OF 1; | JOHNMATH |  | 49521 | MAINTENANCE STOCK
000015406 | ELCONITE | NOT FLUSHED;CINTERED COPPER/TUNGSTEN MATERIAL;FOR OLTC CONTACTS;SUIT ENGLISH ELECTRIC DIAL TDE OLTC;ENGLISH ELECTRIC FDE FIXED;SUIT C973,C974 & C1192;PACK OF | JOHNMATH |  | 17359 | MAINTENANCE STOCK
000015407 | ELCONITE | NOT FLUSHED;CINTERED COPPER/TUNGSTEN MATERIAL;FOR OLTC CONTACTS;SUIT ATL SD528 OLTC MOVING CONTACTS;SUIT C848; PACK OF 1; | JOHNMATH |  | 35246 | MAINTENANCE STOCK
000015408 | ELCONITE | NOT FLUSHED;CINTERED COPPER/TUNGSTEN MATERIAL;FOR OLTC CONTACTS;SUIT AEI SD528 FIXED LARGE CONTACTS;SUIT C849A; PACK OF 1; | JOHNMATH |  | 17986 | MAINTENANCE STOCK
000015409 | ELCONITE | NOT FLUSHED;CINTERED COPPER/TUNGSTEN MATERIAL;FOR OLTC CONTACTS;SUIT ATL SD528 OLTC FIXED SMALL CONTACTS;SUIT C849;PACK OF 1; | JOHNMATH |  | 35446 | MAINTENANCE STOCK
000015410 | ELCONITE | NOT FLUSHED;CINTERED COPPER/TUNGSTEN MATERIAL;FOR SWITCHGEAR CONTACTS;SUIT REYROLLE LMT FIXED ARCING FINGER CONTACTS;SUIT C828;PACK OF 1; | JOHNMATH |  | 19866 | MAINTENANCE STOCK
000015411 | ELCONITE | NOT FLUSHED;CINTERED COPPER/TUNGSTEN MATERIAL;FOR SWITCHGEAR CONTACTS;SUIT WESTINGHOUSE J18,EMAIL S15,EMAIL OS15 MOVING CONTACTS;SUIT C103 & C847;PACK OF | JOHNMATH |  | 18960 | MAINTENANCE STOCK
000015412 | ELCONITE | NOT FLUSHED;CINTERED COPPER/TUNGSTEN MATERIAL;FOR SWITCHGEAR CONTACTS;SUIT WESTINGHOUSE J18,EMAIL S15,EMAIL OS15 11 KV CIRCUIT BREAKER FIXED FINGER | JOHNMATH |  | 49520 | MAINTENANCE STOCK
000015413 | ELCONITE | NOT FLUSHED;CINTERED COPPER/TUNGSTEN MATERIAL;FOR SWITCHGEAR CONTACTS;SUIT GEC OLX 111 MOVING CONTACTS;SUIT C89; PACK OF 1; | JOHNMATH |  | 19865 | MAINTENANCE STOCK
000015414 | ELCONITE | NOT FLUSHED;CINTERED COPPER/TUNGSTEN MATERIAL;FOR OLTC CONTACTS;SUIT FULLER TYPE"F" OLTC FIXED CONTACTS;SUIT C792; PACK OF 1; | JOHNMATH |  | 18961 | MAINTENANCE STOCK
000015415 | ELCONITE | NOT FLUSHED;CINTERED COPPER/TUNGSTEN MATERIAL;FOR OLTC CONTACTS;SUIT ENGLISH ELECTRIC FDE MOVING CONTACTS;SUIT C1193 & C1194;PACK OF 1; | JOHNMATH |  | 16882 | MAINTENANCE STOCK
000015421 | FIXTURE,LIGHTING | HPS;WALL MTG,REAR ENTRY;150 W;GLASS REFRACTOR;DIE CAST ALUM BODY; C/W INTEGRAL CONTROL GEAR,LOW BEAM ANGLE (60 DEG);ROADWAY UNDERPASS | MOON | MOONLIGHTING | SLA-TK150HPS | CURRENT
000015426 | DEVICE,INTERFERENCE SUPPRESSION | STAINLESS STEEL;CLEVIS SHUNT;FOR U/W CLEVIS TYPE DISC INSULATORS;PACK OF 100; USED TO SUPPRESS RADIO AND TV INTERFERENCE; | DULMISON | DULMISON (AUST) PTY LTD | D-8504 | CURRENT
000015427 | TOOTH,AUGER | Rock/Earth, Straight Type, Tungsten Tipped, 45 Deg Angle | DIGGA | DIGGA AUSTRALIA PTY LTD | TTS-3 | CURRENT
000015431 | METER,WATTHOUR | SINGLE PHASE KWH PLUG IN METER; 240 V, 50 HZ,100 AMP;MAIN CIRCUIT;30 AMP CONTROLLED CIRCUIT;2 ELEMENT;REAL TIME CLOCK BACK UP;RIPPLE CONTROL RECEIVER; | NILSEN |  | EMS2621-P18-13 | PHASING
000015436 | FERRULE,ELECTRICAL CONDUCTOR | CRIMP TYPE;ALUMINIUM;ALUMINIUM CONDUCTOR ;120 SQ MM;PRE-FILLED WITH JOINTING COMPOUND;INDIVIDUALLY PACKED IN PLASTIC BAGS;REFER UJ MAN 2/651; | UTILUX |  | H15208 | CURRENT
000015437 | JOINT,ELECTRICAL POWER CABLE | 11 KV;FOR 35 TO 70 SQ MM ALUMINIUM CONDUCTOR,XLPE SINGLE CORE (INC HVABC); STRAIGHT JOINT,SCREENED;HEAT SHRINK JOINT KIT; UJ MANUAL 2/651; | RAYCHEM | RAYCHEM (AUSTRALIA) PTY LTD | EPKJ 17A/1XU-1XU | CURRENT
000015438 | JOINT,ELECTRICAL POWER CABLE | 11 KV;FOR 95 TO 185 SQ MM ALUMINIUM CONDUCTOR,XLPE SINGLE CORE (INC HVABC); STRAIGHT JOINT,SCREENED;HEAT SHRINK JOINT KIT;UJ MANUAL 2/651; | RAYCHEM | RAYCHEM (AUSTRALIA) PTY LTD | EPKJ 17B/1XU-1XU | CURRENT
000015456 | FUSECARRIER | 32 AMP;415 V;FOR HRC CLIP IN OFFSET TAGS ;WHITE;TO SUIT FUSE BASE SC32 "SAFE CLIP";PACK OF 1; | REXEL | REXEL PTY LTD | BUSSC32H-DWH | PURCHASE AS REQUIRED
000015456 | FUSECARRIER | 32 AMP;415 V;FOR HRC CLIP IN OFFSET TAGS ;WHITE;TO SUIT FUSE BASE SC32 "SAFE CLIP";PACK OF 1; | HAYMANS | HAYMANS ELECTRICAL | EEFSC32HWH | PURCHASE AS REQUIRED
000015461 | EXTRACTOR,FUSECARRIER | TONG TYPE;TO SUIT LV FUSE WEDGES IN SUBSTATION PANELS; | IDEAL | IDEAL | 34-002A (ONLY) | CURRENT
000015469 | SWITCH FUSE GEAR | 12 KV;3 PHASE;1 FUSE SW;200 AMP NORM CURR;21.9 KA BKG CURR;55.8 KA MKG CURR; 3 PHASE TRIP;OIL INSUL;O/D;EXT;AS2067- 1977;ANDELECT SDAF 14 SERIES 2;RECT BAND | ABB | ABB FAN PTY LTD | SDAF14 SER 2 O/D EXT* | PHASING
000015473 | FILE,HAND | SHEAR;FLAT,MAGICUT TOOTH;STD CUT ;300 MM LG; USED FOR SMOOTHING OF ALUM,BRASS,BRONZE & COPPER; (P6) | CNWPL | CNW PL - SLACKS CREEK | NIC07941N | CURRENT
000015473 | FILE,HAND | SHEAR;FLAT,MAGICUT TOOTH;STD CUT ;300 MM LG; USED FOR SMOOTHING OF ALUM,BRASS,BRONZE & COPPER; (P6) | KEYLINE | KEY-LINE DISTRIBUTORS PTY LTD | PFERD 907941 | CURRENT
000015474 | POLE,LINE CONSTRUCTION,CONCRETE | 14m Lg, 12kN, Hollow Spun Reinforced, AS4065, Pole Transformer Station, suit use with open wire HV & LV & LV-ABC, 9 per load, pack weight 2540kg per Pole | ROCLA | ROCLA PTY LTD | SEQ1412TFR | CURRENT
000015475 | CABLE,POWER,ELECTRICAL | 11 KV;300 SQ MM;COPPER CONDUCTOR;3 CORE; SCREENED PLYHDPE;300 M DRUM SIZE,WOODEN DRUM,2200/1500/1150,MAX 5.2 TONNES, 108 MM SPINDLE HOLE; | OLEX | OLEX AUSTRALIA PTY LTD | KMRP27AA003CXAA | PURCHASE AS REQUIRED
000015477 | TRANSFORMER,DISTRIBUTION | 11 KV;300 KVA;3 PHASE;PADMOUNT;HAZ HV 180 LV BSH;MINERAL OIL INSULATED;ONAN; DYN11; | ABB | ABB FAN PTY LTD | 11 KV 300 KVA PAD | PHASING
000015485 | BAG,PLASTIC | POLYTHENE,LOW DENSITY; BIO HAZARD, BAG; FIRST AID KIT,BAG; TRANSPARENT;40 UM THK;320 MM LG,230 MM W;DISPOSAL OF BLOOD CONTAMINATED PRODUCTS;MINI GRIP (SELF | PROMARK | PROMARK PACKAGING PTY LTD GEEBUNG | 320 MM LG,230 MM W | PHASING
000015487 | BUSHING,STRAIN RELIEF,CABLE | NYLON;RIGHT ANGLE TYPE;8.00 MM X 16.8 MM ;BLACK;FOR 2 CORE FLAT PVC/PVC; | HEYCO | HEYCO PRODUCTS INC (MANUFACTURER) | 1440 | CURRENT
000015492 | RELAY,OVERCURRENT AND EARTH FAULT | ABB SPAJ140C;3 OC EF;5/1 AMP;32/48 V DC AUX,32/48/110 V AC/DC DI;MTG FLUSH & RACK;ORDER ON PROTECTION MANAGER APPROVAL ONLY; | ABB | ABB FAN PTY LTD | RS611006-CA | CURRENT
000015493 | RELAY,OVERCURRENT AND EARTH FAULT | ABB SPAJ140C;3 OC EF:5/1 AMP;110/125 V DC AUX,32/48/110 V AC/DC DI;MTG FLUSH & RACK;ORDER ON PROTECTION MANAGER APPROVAL ONLY; | ABB | ABB FAN PTY LTD | RS611006-AA | CURRENT
000015495 | RELAY SET,DIFFERENTIAL BUSBAR | AREVA; MCAG34 & MVTP31;5 AMP;3 X 47 OHM & METROLSIL;110 V DC AUX;MTG FLUSH & RACK;ORDER ON PROTECTION MANAGER APPROVAL ONLY;MCAG34 & MVTP31, | AREVA | AREVA T&D AUSTRALIA LIMITED | MCAG34VCBF0047A&MVTP31V1CB0751 | PHASING
000015496 | AUGER KIT,PIPE AND SEWER,HAND | POLY ROD;900 MM LG X 20 MM DIA;C/W LOCKFAST BRASS END FITTINGS;FOR ASSOCIATED ACCESSORIES REFER STOCK CODES 15497-15500 INCL; | BAILEYBR |  | 1600 | PHASING
000015497 | AUGER KIT,PIPE AND SEWER,HAND | CLEARING WHEEL;C/W LOCKFAST BRASS END FITTING;FOR ASSOCIATED PULLING CANE REFER STOCK CODE 15496; | BAILEYBR |  | 1770 | PHASING
000015498 | AUGER KIT,PIPE AND SEWER,HAND | 2 INCH DOUBLE WORM SCREW;C/W LOCKFAST BRASS END FITTING;FOR ASSOCIATED PULLING CANE REFER STOCK CODE 15496; | BAILEYBR |  | 1779 | PHASING
000015499 | AUGER KIT,PIPE AND SEWER,HAND | CRANK HANDLE;FOR ASSOCIATED PULLING CANE REFER STOCK CODE 15496; | BAILEYBR |  | 1793 | PHASING
000015505 | KEY,SOCKET HEAD SCREW | L-SHAPE;HEX DRIVE;4 MM;FOR PIN-HEAD,BUTT ON HEAD SCREW;FOR USE ON STREET LIGHTING COLUMN DOOR RETAINING SCREW (STOCK CODE 15747); | INGALEPS | INGAL EPS (CONTRACTOR) | I02914 | CURRENT
000015505 | KEY,SOCKET HEAD SCREW | L-SHAPE;HEX DRIVE;4 MM;FOR PIN-HEAD,BUTT ON HEAD SCREW;FOR USE ON STREET LIGHTING COLUMN DOOR RETAINING SCREW (STOCK CODE 15747); | POLO |  |  | CURRENT
000015507 | TERMINAL,LUG | DRILLED PALM,CAST,ALUMINIUM CRIMP TYPE, SECTOR SHAPED INTERNAL BARREL; ROTATING BARREL;FOR 240 SQ MM SOLID OR STRANDED SECTOR,4 CORE ALUMINIUM CONDUCTOR;M12 | JBJOINT | JB JOINTING SUPPLIES PTY LTD | JB-LVSL-240AI | CURRENT
000015507 | TERMINAL,LUG | DRILLED PALM,CAST,ALUMINIUM CRIMP TYPE, SECTOR SHAPED INTERNAL BARREL; ROTATING BARREL;FOR 240 SQ MM SOLID OR STRANDED SECTOR,4 CORE ALUMINIUM CONDUCTOR;M12 | TYCO | TYCO | AGS4HR240M12/1 (H15357/1 | CURRENT
000015507 | TERMINAL,LUG | DRILLED PALM,CAST,ALUMINIUM CRIMP TYPE, SECTOR SHAPED INTERNAL BARREL; ROTATING BARREL;FOR 240 SQ MM SOLID OR STRANDED SECTOR,4 CORE ALUMINIUM CONDUCTOR;M12 | UTILUX |  | H15357/1 | CURRENT
000015507 | TERMINAL,LUG | DRILLED PALM,CAST,ALUMINIUM CRIMP TYPE, SECTOR SHAPED INTERNAL BARREL; ROTATING BARREL;FOR 240 SQ MM SOLID OR STRANDED SECTOR,4 CORE ALUMINIUM CONDUCTOR;M12 | LEGEND | LEGEND POWER SYSTEMS | ARL240-12 | CURRENT
000015507 | TERMINAL,LUG | DRILLED PALM,CAST,ALUMINIUM CRIMP TYPE, SECTOR SHAPED INTERNAL BARREL; ROTATING BARREL;FOR 240 SQ MM SOLID OR STRANDED SECTOR,4 CORE ALUMINIUM CONDUCTOR;M12 | TECONN | TE CONNECTIVITY LTD | AGS4HR240M12/1 | CURRENT
000015513 | CUSHIONING MATERIAL,PACKAGING | PLASTICS;AIR CAP TYPE;0.68 M W;750 MM ROLL;2 ROLLS/PALLET;PACK WEIGHT 7.5 KG; FOR PACKAGING OF STORES STOCK ITEMS; | SIGNET | SIGNET PTY LTD | 47193 | CURRENT
000015513 | CUSHIONING MATERIAL,PACKAGING | PLASTICS;AIR CAP TYPE;0.68 M W;750 MM ROLL;2 ROLLS/PALLET;PACK WEIGHT 7.5 KG; FOR PACKAGING OF STORES STOCK ITEMS; | PROMARK | PROMARK PACKAGING PTY LTD GEEBUNG | BP2030A | CURRENT
000015513 | CUSHIONING MATERIAL,PACKAGING | PLASTICS;AIR CAP TYPE;0.68 M W;750 MM ROLL;2 ROLLS/PALLET;PACK WEIGHT 7.5 KG; FOR PACKAGING OF STORES STOCK ITEMS; | SIGNET | SIGNET PTY LTD | P20X | CURRENT
000015513 | CUSHIONING MATERIAL,PACKAGING | PLASTICS;AIR CAP TYPE;0.68 M W;750 MM ROLL;2 ROLLS/PALLET;PACK WEIGHT 7.5 KG; FOR PACKAGING OF STORES STOCK ITEMS; | PROMARK | PROMARK PACKAGING PTY LTD GEEBUNG | PLASTICS;AIR CAP TYPE; | CURRENT
000015514 | SEALING COMPOUND | SYNTHETIC COPOLYMERS,FILLERS & PLASTICISERS;TRANSLUCENT;GEL FORM;FOR SEALING OIL LEAKS;270 G CARTRIDGE,CARTON OF 12; | BLKWOODS | J BLACKWOOD & SON LTD | 05372551/930069711495202 | CURRENT
000015514 | SEALING COMPOUND | SYNTHETIC COPOLYMERS,FILLERS & PLASTICISERS;TRANSLUCENT;GEL FORM;FOR SEALING OIL LEAKS;270 G CARTRIDGE,CARTON OF 12; | SELLEYS |  | SWS270 | CURRENT
000015514 | SEALING COMPOUND | SYNTHETIC COPOLYMERS,FILLERS & PLASTICISERS;TRANSLUCENT;GEL FORM;FOR SEALING OIL LEAKS;270 G CARTRIDGE,CARTON OF 12; | ATOMSUPP | ATOM SUPPLY | 90300023 | CURRENT
000015516 | SIGN,TRAFFIC | PEDESTRIANS WATCH YOUR STEP;VINYL;BLACK LETTERS;YELLOW BACKGROUND;900 MM LG, 600 MM W;CLASS 1W;C/W 2 ALUMINIUM TUBES & TWO HOOKS,FOR ATTACHING TO A FRAMES, | ARTCRAFT | ARTCRAFT PTY LTD | SE-205-65 Q | PURCHASE AS REQUIRED
000015518 | SIGN,TRAFFIC | WORKERS AHEAD (SYMBOLIC);VINYL;BLACK FIGURES;FLAME ORANGE BACKGROUND; 1200 MM LG,900 MM W; CLASS 1W;C/W 2 ALUMINIUM TUBES; AS1742;PACK SIZE | SAFESIGN | SAFE SIGN AUATRALIA PTY LTD | 15518 | PURCHASE AS REQUIRED
000015519 | STAND,SIGN | STEEL;ZINC PLATED;TO SUIT 1200 MM W & 900 MM W SIGNS;U/W LT WEIGHT ROADWAY WARNING SIGN; C/W 1 X BASE PLATE, 2 X SUPPORT FEET, 1 X RH X 1 X LH POSTS | REFLEFAB | REFLECT FABRICS PL - 310680 | EXSC15519 | CURRENT
000015519 | STAND,SIGN | STEEL;ZINC PLATED;TO SUIT 1200 MM W & 900 MM W SIGNS;U/W LT WEIGHT ROADWAY WARNING SIGN; C/W 1 X BASE PLATE, 2 X SUPPORT FEET, 1 X RH X 1 X LH POSTS | SAFESIGN | SAFE SIGN AUATRALIA PTY LTD | 15519 | CURRENT
000015522 | LIGHT UNIT,AUTOMOTIVE | REVOLVING WARNING LIGHT PORTABLE;HALOGEN ;12 V;170 MM LG,115 MM W;AMBER;MAGNETIC; C/W 3.5 M EXTENDABLE COILED CABLE & 5 AMP CIGAR SOCKET,C/W HALOGEN BULB;SAFETY | HAYMANS | HAYMANS ELECTRICAL | MECSIR7201203A. | CURRENT
000015522 | LIGHT UNIT,AUTOMOTIVE | REVOLVING WARNING LIGHT PORTABLE;HALOGEN ;12 V;170 MM LG,115 MM W;AMBER;MAGNETIC; C/W 3.5 M EXTENDABLE COILED CABLE & 5 AMP CIGAR SOCKET,C/W HALOGEN BULB;SAFETY | HAYMANS | HAYMANS ELECTRICAL | ONSL9252HYMC | CURRENT
000015522 | LIGHT UNIT,AUTOMOTIVE | REVOLVING WARNING LIGHT PORTABLE;HALOGEN ;12 V;170 MM LG,115 MM W;AMBER;MAGNETIC; C/W 3.5 M EXTENDABLE COILED CABLE & 5 AMP CIGAR SOCKET,C/W HALOGEN BULB;SAFETY | GENERAL | GENERAL TRADE SUPPLIES | MECSIR7201203A | CURRENT
000015526 | DISPENSER,PAPER TOWEL | STEEL;ENAMELLED,WHITE;CONTINUOUS ROLL; 265 MM W,200 MM D,200 MM LG;TO SUIT RAG-ON-A-ROLL STOCK CODE 15866; | KIMCLARK |  | 4915 | CURRENT
000015527 | CLOTH,CLEANING | NYLON REINFORCED PAPER;BLUE/WHITE; 240 MM W.70 M LG;WALL MTD;4 PER CARTON, PACK WEIGHT 3.72 KG;FOR DOMESTIC USE ONLY;3 PLY,REFER STOCK CODE 15526 FOR | KIMCLARK |  | 3 PLY 4189 RAG-ON-A-ROLL | PHASING
000015528 | PIT,UTILITY | TYPE P4;704 MM LG, 400 MM W,830 MM D; BLACK HDPE;PALLET OF 8 (4 STACKED 2 HIGH), PALLET WEIGHT 111 KG; | TRI UGRD | TRI UNDERGROUND AUSTRALIA PTY LTD | TRIP4P | CURRENT
000015528 | PIT,UTILITY | TYPE P4;704 MM LG, 400 MM W,830 MM D; BLACK HDPE;PALLET OF 8 (4 STACKED 2 HIGH), PALLET WEIGHT 111 KG; | PLP AUST | PREFORMED LINE PRODUCTS (AUST) | D-PIT4 | CURRENT
000015529 | POLE,PUBLIC LIGHTING,METAL | Estate Minor Road, 3.5m, Base Plate Mounted, 350 PCD Bolt Spacing, Bottle Green, EQTS 05-02-01, Dwg 05-02-12 (scm) | IUPOLE | INTERNATIONAL UTILITY POLES PTY LTD | EX-15529 | CURRENT
000015529 | POLE,PUBLIC LIGHTING,METAL | Estate Minor Road, 3.5m, Base Plate Mounted, 350 PCD Bolt Spacing, Bottle Green, EQTS 05-02-01, Dwg 05-02-12 (scm) | INGALEPS | INGAL EPS (CONTRACTOR) | GEX15529 | CURRENT
000015529 | POLE,PUBLIC LIGHTING,METAL | Estate Minor Road, 3.5m, Base Plate Mounted, 350 PCD Bolt Spacing, Bottle Green, EQTS 05-02-01, Dwg 05-02-12 (scm) | GM POLES | GM POLES PTY LTD | EST-03.5-GR | CURRENT
000015530 | POLE,PUBLIC LIGHTING,METAL | Estate Minor Road, 4.5m, Base Plate Mounted, 350 PCD Bolt Spacing, Bottle Green, EQTS 05-02-01, Dwg 05-02-12 (scm) | IUPOLE | INTERNATIONAL UTILITY POLES PTY LTD | EX-15530 | CURRENT
000015530 | POLE,PUBLIC LIGHTING,METAL | Estate Minor Road, 4.5m, Base Plate Mounted, 350 PCD Bolt Spacing, Bottle Green, EQTS 05-02-01, Dwg 05-02-12 (scm) | INGALEPS | INGAL EPS (CONTRACTOR) | GEX15530 | CURRENT
000015530 | POLE,PUBLIC LIGHTING,METAL | Estate Minor Road, 4.5m, Base Plate Mounted, 350 PCD Bolt Spacing, Bottle Green, EQTS 05-02-01, Dwg 05-02-12 (scm) | GM POLES | GM POLES PTY LTD | EST-04.5-GR | CURRENT
000015533 | BKT AND LIGHTING FIXTURE,STREET,LIGHTING | CURVED BRACKET;76 MM COLUMN SPIGOT;C/W SODIUM VAPOUR S/L "NOSTALGIA" 50 W 250 V;METALWORK FINISHED BOTTLE GREEN TO AS2700;C/W PE CELL BASE;SHADE FITTED; | SYLVANIA | SYLVANIA SCHREDER | NOSTALGIA | PHASING
000015533 | BKT AND LIGHTING FIXTURE,STREET,LIGHTING | CURVED BRACKET;76 MM COLUMN SPIGOT;C/W SODIUM VAPOUR S/L "NOSTALGIA" 50 W 250 V;METALWORK FINISHED BOTTLE GREEN TO AS2700;C/W PE CELL BASE;SHADE FITTED; | GTE |  |  | PHASING
000015534 | BRACKET,MOUNTING,STREET LIGHTING FIXTURE | SINGLE ARM SLIP ON;STEEL;GALV;500 MM LG; 34 MM X 100 MM LG;LUMINAIRE MTG SPIGOT; 76 MM ID,80 MM LG POLE SPIGOT;740 MM UPLIFT;GREEN T1 SHAPE; | GERARD | GERARD PROFESSIONAL SOLUTIONS PL | NOSTALGIA Z65202 | PURCHASE AS REQUIRED
000015535 | FRAME,LIGHTING FIXTURE MOUNTING | STEEL;GALV;2 WAY SPIGOT;50 MM BASE SPIGOT FOR POLE MTG;FINISHED BOTTLE GREEN TO AS2700;TYPE A-INVERTED;CHECK STOCKS OF STOCK CODES 14371 & 14766 | POLETECH |  |  | PURCHASE AS REQUIRED
000015538 | SEMICONDUCTOR DEVICE,DIODE | AVALANCHE TYPE;2400 V;5 AMP;HIGH SECURITY ASSEMBLY;MOUNTED ON PCB FITTED TO RAIL MTG HOLDER;SUITABLE FOR TH35 OR G32 RAIL MTG;FOR USE IN TRIP CIRCUITS IN | CIRCSOL | CIRCUIT SOLUTIONS PL | 15538 | CURRENT
000015538 | SEMICONDUCTOR DEVICE,DIODE | AVALANCHE TYPE;2400 V;5 AMP;HIGH SECURITY ASSEMBLY;MOUNTED ON PCB FITTED TO RAIL MTG HOLDER;SUITABLE FOR TH35 OR G32 RAIL MTG;FOR USE IN TRIP CIRCUITS IN | ELPRO |  |  | CURRENT
000015539 | TERMINAL BLOCK | 4 TERMINAL,TUNNEL TYPE;500 V;80 AMP;UP TO 25 SQ MM CABLE;BLACK;PACK OF 10; | REXEL | REXEL PTY LTD | CLIBPT2 | CURRENT
000015539 | TERMINAL BLOCK | 4 TERMINAL,TUNNEL TYPE;500 V;80 AMP;UP TO 25 SQ MM CABLE;BLACK;PACK OF 10; | CNWPL | CNW PL - SLACKS CREEK | BPT2 | CURRENT
000015539 | TERMINAL BLOCK | 4 TERMINAL,TUNNEL TYPE;500 V;80 AMP;UP TO 25 SQ MM CABLE;BLACK;PACK OF 10; | CLIPSAL | GERARD INDUSTRIES QLD DIVSN P/L | BPT2 | CURRENT
000015540 | COVER,FUSE-SWITCH COMBINATION | PLASTIC;FOR USE WITH STOCK CODE 15541 FUSE-SWITCH COMBINATION;BANYO W/SHOPS, MOULD NUMBER 6940A3A;PACKS OF 100; | DOTMAR | DOTMAR EPP PTY LTD | 1001886 | CURRENT
000015540 | COVER,FUSE-SWITCH COMBINATION | PLASTIC;FOR USE WITH STOCK CODE 15541 FUSE-SWITCH COMBINATION;BANYO W/SHOPS, MOULD NUMBER 6940A3A;PACKS OF 100; | ENERGEX | ENERGEX | COVER,FUSE-SWITCH COMBINATION | CURRENT
000015543 | FIXTURE,LIGHTING | MERCURY VAPOUR;STREET LIGHT,POST TOP; 50W,250 V;450 MM ACRYLIC OPAL SPHERE; METAL WORK FINISHED BOTTLE GREEN TO AS2700;76 MM SPIGOT,W/INTEGRAL CONTROL | SYLVANIA | SYLVANIA SCHREDER |  | PHASING
000015544 | DRAIN,FLOOR | GULLY TYPE;HDPE SUMP;300 MM LG,300 MM W ,450 MM D;15 MM D REBATE FOR GRATE & CONCRETE KEY INTEGRAL TO SUMP;USED WITH CONCRETE JOINTING PITS;REFER DWGS 7451 | EVERHARD |  | 84816 | CURRENT
000015550 | BIT,SCREWDRIVER | PHILLIPS;NO 2 DOUBLE ENDED;1/4 IN HEX DRIVE;150 MM LG;PACK OF 2;FOR U/W POWER SCREWDRIVER; | ATOMSUPP | ATOM SUPPLY | 236541 | CURRENT
000015550 | BIT,SCREWDRIVER | PHILLIPS;NO 2 DOUBLE ENDED;1/4 IN HEX DRIVE;150 MM LG;PACK OF 2;FOR U/W POWER SCREWDRIVER; | STATEWD | STATEWIDE FSTNERS & ENG SPLS PL | DBZPH150DE | CURRENT
000015550 | BIT,SCREWDRIVER | PHILLIPS;NO 2 DOUBLE ENDED;1/4 IN HEX DRIVE;150 MM LG;PACK OF 2;FOR U/W POWER SCREWDRIVER; | MAKITA | MAKITA INDUSTRIAL POWER TOOLS | DB2PH150DE | CURRENT
000015551 | PIT,UTILITY | TYPE P2;660 MM LG, 285 MM W,570 MM D; BLACK HDPE;PALLET OF 30,PALLET WEIGHT 170 KG;FOR CONCRETE LID REFER SC15552; | TRI UGRD | TRI UNDERGROUND AUSTRALIA PTY LTD | TRIP2P | CURRENT
000015551 | PIT,UTILITY | TYPE P2;660 MM LG, 285 MM W,570 MM D; BLACK HDPE;PALLET OF 30,PALLET WEIGHT 170 KG;FOR CONCRETE LID REFER SC15552; | PLP AUST | PREFORMED LINE PRODUCTS (AUST) | D-PIT2 | CURRENT
000015552 | LID,PIT | TELECOM NO 2;CONCRETE;MARKING ELECTRIC; PACK OF 56;PALLET WEIGHT 535 KG;620 MM X 250 MM APPROX;APPLICATION STREET LIGHTING,SUIT BODY STOCK CODE 15551; | AQUARIUS | AQUARIUS PRECAST PL | 541VP2E | CURRENT
000015552 | LID,PIT | TELECOM NO 2;CONCRETE;MARKING ELECTRIC; PACK OF 56;PALLET WEIGHT 535 KG;620 MM X 250 MM APPROX;APPLICATION STREET LIGHTING,SUIT BODY STOCK CODE 15551; | TRI UGRD | TRI UNDERGROUND AUSTRALIA PTY LTD | TRIP2LE | CURRENT
000015553 | BLADE,HAND HACKSAW | HSF;SHATTERPROOF BI-METAL;REGULAR TEETH; 32 TPI;0.65 MM THK;300 MM LG,13 MM W;BOX OF 100,PACK OF 10; | CNWPL | CNW PL - SLACKS CREEK | ECLPN87000120 | CURRENT
000015553 | BLADE,HAND HACKSAW | HSF;SHATTERPROOF BI-METAL;REGULAR TEETH; 32 TPI;0.65 MM THK;300 MM LG,13 MM W;BOX OF 100,PACK OF 10; | ECLIPSE |  | RS 300.12.32 | CURRENT
000015554 | MICROPROCESSOR CONTROLLER,PMR | USED IN BRUSH PMR TYPE 2B;WITH DIL SWITCHES;DYNATRIP 2;SERIAL NO.F1956A & ABOVE,C/W SEF REMOTE DISABLE; | BRUSH | BRUSH SWITCHGEAR AUSTRALIA | MICROPROCESSOR | PHASING
000015555 | BATTERY,NONRECHARGEABLE | LITHIUM SULPHUR DIOXIDE;12 V,14 AMPERE HOUR MAX;C/W 190 MM LEADS & CRIMPED BLADE LUGS;2 X 4 "D" CELLS IN PARALLEL; SUITS BRUSH PMR RECLOSER;C77/88;SHELF | HAWKSIDD | HAWKER SIDDELEY SWITCHGEAR LTD | ENERBAT 12VDC | PHASING
000015556 | BATTERY,NONRECHARGEABLE | LITHIUM SULPHUR DIOXIDE;24 V,6.2 AMPERE HOUR MAX;C/W 190 MM LEADS & CRIMPED BLADE LUGS;2 X 4 "D" CELLS IN SERIES; SUITS BRUSH PMR RECLOSER;C77/88;SHELF | HAWKSIDD | HAWKER SIDDELEY SWITCHGEAR LTD | LX 900003 | PHASING
000015562 | FUSE,CARTRIDGE | T TYPE;1-1/4 IN LG,1/4 IN DIA CAP;5 AMP; ANTISURGE;SUIT PMR C77/88;PACK OF 10; | FUSECO | FUSECO PTY LTD | 61S-050H | CURRENT
000015563 | PRINTED CIRCUIT BOARD | DUAL PARALLEL INPUT/OUTPUT BOARD;165 MM X 115 MM;STD-BUS COMPATIBLE;PROVIDES 48 BIT PROGRAMMABLE TTL I/O LINES ON 50 WAY CONNECTORS;USED IN MINISACS; | B&J ELEC | B & J ELECTRONICS PTY LTD | MCM-7508 | PURCHASE AS REQUIRED
000015567 | CLAMP,ELECTRICAL | Parallel Groove, 16-150mm2 Cu Main & Tap, 2 Bolt, NT, Transverse Grooved, (scm) | TECONN | TE CONNECTIVITY LTD | HEL-3032-FS | CURRENT
000015567 | CLAMP,ELECTRICAL | Parallel Groove, 16-150mm2 Cu Main & Tap, 2 Bolt, NT, Transverse Grooved, (scm) | THEWMCAN | TMAC THEW & MCCANN GROUP | TM12145 | CURRENT
000015568 | CLAMP,ELECTRICAL | Parallel Groove, 25-150mm2 Al/Steel Main & 10-95mm2 Cu Tap, 2 Bolt, NT, Transverse Grooved (scm) | CABAC | CABAC (MANUFACTURER) | BPG150/95 | CURRENT
000015568 | CLAMP,ELECTRICAL | Parallel Groove, 25-150mm2 Al/Steel Main & 10-95mm2 Cu Tap, 2 Bolt, NT, Transverse Grooved (scm) | LEGEND | LEGEND POWER SYSTEMS | BPG150/95 | CURRENT
000015568 | CLAMP,ELECTRICAL | Parallel Groove, 25-150mm2 Al/Steel Main & 10-95mm2 Cu Tap, 2 Bolt, NT, Transverse Grooved (scm) | THEWMCAN | TMAC THEW & MCCANN GROUP | TM12139 | CURRENT
000015568 | CLAMP,ELECTRICAL | Parallel Groove, 25-150mm2 Al/Steel Main & 10-95mm2 Cu Tap, 2 Bolt, NT, Transverse Grooved (scm) | TECONN | TE CONNECTIVITY LTD | 3911-FS | CURRENT
000015569 | CLAMP,ELECTRICAL | Parallel Groove, 95-240mm2 Al/Steel Main & 70-185mm2 Cu Tap, U-Bolt, NT, Transverse Grooved (scm) | THEWMCAN | TMAC THEW & MCCANN GROUP | TM12229 | CURRENT
000015573 | VEST,HIGH VISIBILITY. | POLYESTER;FASTEN-UP FRONT,W/VELCRO FASTENERS;FLUORO ORANGE; SIZE L (107 CM);DAY TIME USE ONLY; REFER SC15545 FOR NIGHT TIME VEST; | ATOMSUPP | ATOM SUPPLY | 88896703 | CURRENT
000015573 | VEST,HIGH VISIBILITY. | POLYESTER;FASTEN-UP FRONT,W/VELCRO FASTENERS;FLUORO ORANGE; SIZE L (107 CM);DAY TIME USE ONLY; REFER SC15545 FOR NIGHT TIME VEST; | PROTECTR |  | 0432 4314 | CURRENT
000015574 | VEST,HIGH VISIBILITY. | ACRYLIC;FASTEN-UP FRONT,W/VELCRO FASTENERS;FLUORO ORANGE; SIZE M (102 CM);DAY TIME USE ONLY; REFER SC 15545 FOR NIGHT TIME VEST; | BLKWOOD | J BLACKWOOD & SON LTD | 03200394 | CURRENT
000015588 | TRANSFORMER,VOLTAGE | METERING;O/D,POLE OR CROSSARM MTG;11 KV /110 V;200 VA;3 PHASE;50 HZ;MINERAL OIL INSUL;CLASS 0.5 M; | T/FMRPRD |  |  | PHASING
000015589 | LABEL | VINYL,YELLOW BACKGROUND;LEGEND-ENERGEX & LOGO;BLACK PRINT;SELF ADHESIVE;50 MM LG, 40 MM W;PACK OF 500; | ARTCRAFT | ARTCRAFT PTY LTD | SE01995-Q | CURRENT
000015589 | LABEL | VINYL,YELLOW BACKGROUND;LEGEND-ENERGEX & LOGO;BLACK PRINT;SELF ADHESIVE;50 MM LG, 40 MM W;PACK OF 500; | CUTLER | CUTLER BRANDS PTY LTD | ENERGE-15589 | CURRENT
000015590 | LABEL | VINYL,YELLOW BACKGROUND; LEGEND -THIS SECTION CONTAINS SUPPLY AUTHORITY FUSES; Black Print; Self-Adhesive;148mm x 36mm Slit Back; Pack of 200; | ARTCRAFT | ARTCRAFT PTY LTD | 15590 | CURRENT
000015590 | LABEL | VINYL,YELLOW BACKGROUND; LEGEND -THIS SECTION CONTAINS SUPPLY AUTHORITY FUSES; Black Print; Self-Adhesive;148mm x 36mm Slit Back; Pack of 200; | CUTLER | CUTLER BRANDS PTY LTD | ENERGE-15590 | CURRENT
000015591 | LABEL | Sticker, "METER NEUTRAL BEHIND THIS PANEL", Split Back Self Adhesive Vinyl, Black Text on Yellow B/Ground, 60 x 35mm Pack of 500 | ARTCRAFT | ARTCRAFT PTY LTD | 15591 | CURRENT
000015591 | LABEL | Sticker, "METER NEUTRAL BEHIND THIS PANEL", Split Back Self Adhesive Vinyl, Black Text on Yellow B/Ground, 60 x 35mm Pack of 500 | CUTLER | CUTLER BRANDS PTY LTD | ENERGE-15591 | CURRENT
000015594 | OUTREACH ARM,PUBLIC LIGHTING | DUAL ARM,SLIP ON;STEEL;GALV;2 X 42 MM DIA,130 MM LG LANTERN MTG SPIGOTS;76 MM ID,300 MM LG BASE;SPECIAL DUAL OUTREACH, REFER TO RELEVANT WORKS ORDER; | QLDNAME |  |  | PURCHASE AS REQUIRED
000015594 | OUTREACH ARM,PUBLIC LIGHTING | DUAL ARM,SLIP ON;STEEL;GALV;2 X 42 MM DIA,130 MM LG LANTERN MTG SPIGOTS;76 MM ID,300 MM LG BASE;SPECIAL DUAL OUTREACH, REFER TO RELEVANT WORKS ORDER; | PRGRAPH |  |  | PURCHASE AS REQUIRED
000015610 | CHARGER,BATTERY | 483 MM;SINGLE PHASE,240 V AC INPUT;110 V DC,20 AMP OUTPUT;19 IN RACK MOUNTING; FOR USE WITH 110 V,150 - 200 A/HR SEALED LEAD ACID BATTERIES;PACK SIZE 700 X 500, | BRODRIBB | M BRODRIBB PTY LTD (MANUFACTURER) | D5703.1-110-0020-03 | CURRENT
000015610 | CHARGER,BATTERY | 483 MM;SINGLE PHASE,240 V AC INPUT;110 V DC,20 AMP OUTPUT;19 IN RACK MOUNTING; FOR USE WITH 110 V,150 - 200 A/HR SEALED LEAD ACID BATTERIES;PACK SIZE 700 X 500, | RANGER |  | 110 V DC 20 AMP | CURRENT
000015610 | CHARGER,BATTERY | 483 MM;SINGLE PHASE,240 V AC INPUT;110 V DC,20 AMP OUTPUT;19 IN RACK MOUNTING; FOR USE WITH 110 V,150 - 200 A/HR SEALED LEAD ACID BATTERIES;PACK SIZE 700 X 500, | ALSTOM | ALSTOM GRID AUSTRALIA LIMITED | 110 V DC 20 AMP | CURRENT
000015612 | CHARGER,BATTERY | SINGLE PHASE,240 V AC INPUT;48 V DC, 10 AMP OUTPUT;FREE STANDING CUBICLE;C/W AUXILIARY CONTACTS FOR ALARMS ON MAIN INCOMING AC SUPPLY CIRCUIT BREAKER;FOR | BRODRIBB | M BRODRIBB PTY LTD (MANUFACTURER) | D5703.1-048-0010-01 | CURRENT
000015613 | CHARGER,BATTERY | SINGLE PHASE,240VAC INPUT;30VDC, 10AMP OUTPUT;FREE STANDING CUBICLE; FOR USE WITH 30 V,80 A/HR OR 110A/HR SEALED LEAD ACID BATTERIES;SIZE H1270 XW600XD400,PK | BRODRIBB | M BRODRIBB PTY LTD (MANUFACTURER) | D5703.1-030-0010-02 | CURRENT
000015614 | CHARGER,BATTERY | SINGLE PHASE,240 V AC INPUT;24 V DC, 20 AMP OUTPUT;FREE STANDING CUBICLE; FOR USE WITH 24 V,80 A/HR SEALED LEAD ACID BATTERIES;PACK SIZE 1400 X 700,PACK | BRODRIBB | M BRODRIBB PTY LTD (MANUFACTURER) | D5703.1-024-0020-01 | PHASING
000015617 | SWITCH FUSE GEAR | 12 KV;3 PHASE;1 FUSE SW;100 AMP NORM CURR;21.9 KA MKG CURR;3 PHASE TRIP;OIL INSUL;AS2067,QUALITY SYSTEM AS3901;ABB SDAF SERIES 2;BUSBAR CABLE BOX;FOR U/W | ABB | ABB FAN PTY LTD | SDAF SERIES 2 | PHASING
000015619 | SETSCREW | BRASS;HEX HD;FLAT POINT;M12;ISO;30 MM LG ;W/HEX NUT;BOX OF 100,PACK WEIGHT 5.6 KG ;FOR USE WITH LV TERMINAL CONNECTORS STOCK CODES 13696,06138 & 06139;PACK OF | SUMMIT | SUMMIT GROUP | 6SCBN12030 | CURRENT
000015619 | SETSCREW | BRASS;HEX HD;FLAT POINT;M12;ISO;30 MM LG ;W/HEX NUT;BOX OF 100,PACK WEIGHT 5.6 KG ;FOR USE WITH LV TERMINAL CONNECTORS STOCK CODES 13696,06138 & 06139;PACK OF | STATEWD | STATEWIDE FSTNERS & ENG SPLS PL | HSNBM1230 | CURRENT
000015621 | FUSE-SWITCH COMBINATION. | 36 KV;100 AMP CONT;SINGLE PHASE;10 KA SYM,16 KA ASSYM 600 MVA INT CAP;SWITCH FUSE UNIT,EDO (LESS FUSE LINK),200 BIL; QUALITY SYSTEM AS3902;FUSE LINK TO BE | NGK | NGK STANGER PTY LTD | 72299/27ERGON2 | CURRENT
000015627 | JOINT,ELECTRICAL POWER CABLE | 33 KV;FOR 500 SQ MM SINGLE CORE, ALUMINIUM CONDUCTOR,XLPE INSULATED CABLE ;STRAIGHT TYPE,SCREENED;PRE-MOULDED JOINT KIT;C/W ALUMINIUM COMPRESSION | ELASMOLD | ELASTIMOLD (MANUFACTURER) | 35 PCJ-1-N-1400-BNNB | PURCHASE AS REQUIRED
000015630 | POST,FENCE,METAL | STEEL;BITUMASTIC PAINTED;STAR SHAPED, W/POINTED END;1350 MM LG;USED AS SUPPORT POST FOR BARRIER MESH (STOCK CODE 15857) ; | ATOMSUPP | ATOM SUPPLY | 51302001 | CURRENT
000015630 | POST,FENCE,METAL | STEEL;BITUMASTIC PAINTED;STAR SHAPED, W/POINTED END;1350 MM LG;USED AS SUPPORT POST FOR BARRIER MESH (STOCK CODE 15857) ; | BHP WIRE | BHP WIRE PRODUCTS | 1350 MM LG | CURRENT
000015633 | COUPLING,PIPE | SOCKET;STEEL;GALV;32 MM FEMALE;AS1074; PACK OF 20;TO BE U/W 32 MM STEEL PIPE (STOCK CODE 02594); | UNIONSTL |  |  | CURRENT
000015636 | BAG,PLASTIC | Selfseal Zip Lock, 400mm Lg, 300mm W, 40um Thk, LDPE, Transparent (P100) | CNWPL | CNW PL - SLACKS CREEK | 11111 | CURRENT
000015636 | BAG,PLASTIC | Selfseal Zip Lock, 400mm Lg, 300mm W, 40um Thk, LDPE, Transparent (P100) | HAYMANS | HAYMANS ELECTRICAL | REESIG11111 | CURRENT
000015636 | BAG,PLASTIC | Selfseal Zip Lock, 400mm Lg, 300mm W, 40um Thk, LDPE, Transparent (P100) | SIGNET | SIGNET PTY LTD | 11111 | CURRENT
000015637 | CONNECTOR SET,ELECTRICAL | Slip Base Connector Type, 2 Female & 2 Male Connectors c/w 2 Red & 2 Black Lengths of Heatshrink, 30mm Lg, Pack of 10 | VELNAH | VELNAH PTY LIMITED EAST RYDE NSW | CEA24BR1 | CURRENT
000015637 | CONNECTOR SET,ELECTRICAL | Slip Base Connector Type, 2 Female & 2 Male Connectors c/w 2 Red & 2 Black Lengths of Heatshrink, 30mm Lg, Pack of 10 | HAYMANS | HAYMANS ELECTRICAL | MULXP5442PKIT | CURRENT
000015637 | CONNECTOR SET,ELECTRICAL | Slip Base Connector Type, 2 Female & 2 Male Connectors c/w 2 Red & 2 Black Lengths of Heatshrink, 30mm Lg, Pack of 10 | MULTICON |  | MULXP5442PKIT | CURRENT
000015638 | CLAMP,BLOCK | FOR CABLE;PLASTIC;2 PIECE;2 X 6 MM DIA, 1 X 16 MM DIA & 2 X 10 MM DIA HOLES;FOR USE WITH SLIP-BASE POLES | VELNAH | VELNAH PTY LIMITED EAST RYDE NSW | CEA24BR3 | CURRENT
000015638 | CLAMP,BLOCK | FOR CABLE;PLASTIC;2 PIECE;2 X 6 MM DIA, 1 X 16 MM DIA & 2 X 10 MM DIA HOLES;FOR USE WITH SLIP-BASE POLES | DOTMAR | DOTMAR EPP PTY LTD | 1065690 (2/SET) | CURRENT
000015640 | END CAP | ROLL ON TYPE;70 MM LG,6 TO 20 MM OD CABLE RANGE (16 TO 150 SQ MM);UV STABILIZED SUITABLE FOR LV ABC (STOCK CODE 11927); | RAYVOLVE |  | ROC-12 | PHASING
000015641 | TERMINAL,LUG | Eye Type, Pre-Insulated, Bi-Metal, Cu Palm, 95mm2, M12 Palm Hole, Hex Die A/F 21.5mm, 115mm Lg, Crimp Connection, suit LV ABC Cable | LEGEND | LEGEND POWER SYSTEMS | BMABC95 | CURRENT
000015641 | TERMINAL,LUG | Eye Type, Pre-Insulated, Bi-Metal, Cu Palm, 95mm2, M12 Palm Hole, Hex Die A/F 21.5mm, 115mm Lg, Crimp Connection, suit LV ABC Cable | TYCO | TYCO | CPTAU-95 | CURRENT
000015641 | TERMINAL,LUG | Eye Type, Pre-Insulated, Bi-Metal, Cu Palm, 95mm2, M12 Palm Hole, Hex Die A/F 21.5mm, 115mm Lg, Crimp Connection, suit LV ABC Cable | SICAME | SICAME AUSTRALIA PTY LTD | CPTAU95-21 | CURRENT
000015641 | TERMINAL,LUG | Eye Type, Pre-Insulated, Bi-Metal, Cu Palm, 95mm2, M12 Palm Hole, Hex Die A/F 21.5mm, 115mm Lg, Crimp Connection, suit LV ABC Cable | UTILUX |  | CPTAU-95 | CURRENT
000015642 | SLEEVE,COMPRESSION | PRE-INSULATED NON-TENSION COMPRESSION; REFER STOCK CODE 12782;PACK OF 1,PACK WEIGHT 90 G; | CABLACES | CABLACES | MJPT95 | PHASING
000015642 | SLEEVE,COMPRESSION | PRE-INSULATED NON-TENSION COMPRESSION; REFER STOCK CODE 12782;PACK OF 1,PACK WEIGHT 90 G; | SICAME | SICAME AUSTRALIA PTY LTD | MJPT 95 SF | PHASING
000015645 | SWITCH,LOAD BREAK | 15.5 KV;SINGLE PHASE;200 AMP CONT CURR; BIL 95/95;200 AMP CAP BANK BKG CAP; 6.3 KA FOR 3 SEC;9 KA MKG CAP;VACUUM INTERUPT MED;HV OUTDOOR PORCELAIN | JOSLYN |  | VSV-1X3BA1X00003 | MAINTENANCE STOCK
000015658 | CONCRETE,PREMIX | MELCANN/PREMIX CEMENT,NORMAL CEMENT; 20 KG BAG 48 BAGS PER PALLET,960 KG PER PALLET;PORTLAND CEMENT REFER SC15659; | QCD | QLD CEMENT DISTRIBUTORS PTY LTD | 14975 | CURRENT
000015658 | CONCRETE,PREMIX | MELCANN/PREMIX CEMENT,NORMAL CEMENT; 20 KG BAG 48 BAGS PER PALLET,960 KG PER PALLET;PORTLAND CEMENT REFER SC15659; | QCD | QLD CEMENT DISTRIBUTORS PTY LTD | 031138 | CURRENT
000015659 | CEMENT,PORTLAND | TYPE A;NORMAL CEMENT;AS1315;20 KG BAG, 48 BAGS PER PALLET,PALLET WEIGHT 1200 KG ;FOR PREMIX CONCRETE REFER SC15658; | QCD | QLD CEMENT DISTRIBUTORS PTY LTD | 011486 | PURCHASE AS REQUIRED
000015663 | HARNESS,CAP,SAFETY | WEDGE IN;POLYTHENE SUSPENSION;INCL 2 TERYLENE WOVEN STRAPS;W/ADDITIONAL TERYLENE WOVEN STRAP & FITTED W/TERRY COTTON SWEATBAND;BAG OF 10;SUIT HC 43 | PROTECTR |  | HX-HG 43 | PHASING
000015664 | CHLORHEXIDINE IN ALCOHOL | CHLORHEXIDINE 0.5% IN ALCOHOL 70%;500 ML BOTTLE USED FOR DISINFECTING THE FACE OF MANNEQUINS AFTER CPR ONLY,NOT TO BE USED AS AN ANTISEPTIC FOR CUTS ETC;SHELF LIFE | TOOWFAID | TOOWOOMBA FIRST AID SUPPLIES | CHL-00281 | CURRENT
000015668 | REACTOR | AF BLOCKING;1.0 MH;80 AMP;50/1050 HZ;12 KV;1 PHASE;3 KA FOR 1 SEC;PEDESTAL POST INSULATOR MTG;AIR INSULATED;OUTDOOR;AS10 28-1970;; | ABB | ABB FAN PTY LTD |  | MAINTENANCE STOCK
000015670 | CAPACITOR UNIT. | 20.785 KV;400 KVAR;SINGLE PHASE;2.947 UF ;19.24 AMP CONT @ 50 HZ;60 HZ;NON PCB IMPREGNANT;POLYPROPYLENE FILM DIELECTRIC ;EXTERNALLY FUSED;1 BUSHING PER UNIT; | COOPOWR |  | EX7L | PURCHASE AS REQUIRED
000015672 | OUTREACH ARM,PUBLIC LIGHTING | SPECIAL OUTREACH ARM;STEEL;GALV;TO SUIT COLUMN MTG SPIGOT;76 MM ID,300 MM LG BASE;NON STD MAJOR ROAD STREET LIGHT COLUMN, REFER RELEVANT WORKS ORDER; | GM POLES | GM POLES PTY LTD | MAJOR ROAD (SPECIAL) | CURRENT
000015673 | OUTREACH ARM,PUBLIC LIGHTING | DUAL ARM,SLIP ON;STEEL;GALV;2 X 42 MM DIA,130 MM LG LANTERN MTG SPIGOTS;76 MM ID,300 MM LG BASE;SPECIAL DUAL OUTREACH, REFER TO RELEVANT WORKS ORDER; | GM POLES | GM POLES PTY LTD | DUAL ARM SPECIAL | CURRENT
000015674 | OUTREACH ARM,PUBLIC LIGHTING | DOUBLE ARM,SLIP ON;STEEL;GALV;2 X 42 MM DIA,130 MM LG LANTERN MTG SPIGOTS;76 MM ID,300 MM LG BASE;COMBINED S/L PEDESTRIAN CROSSING F/L COMBINATION, | GM POLES | GM POLES PTY LTD | DOUBLE ARM (SPECIAL) | CURRENT
000015675 | OUTREACH ARM,PUBLIC LIGHTING | STANDARD-SINGLE OUTREACH BRACKET;FOR PEDESTRAIN CROSSING FLOODLIGHT;SINGLE OUTREACH BKT FOR S/L-COMBINATION FOR APPROVED COLUMN;2 X 42 MM DIA;130 MM | GM POLES | GM POLES PTY LTD | DUAL OUTREACH (SPECIAL) | PURCHASE AS REQUIRED
000015679 | GASKET | NITRILE BONDED CORK;ANNULAR;FOR USE ON TRANSFORMERS;103.20 MM OD,67.50 MM ID, 3.2 MM THK;ASTM F104-83; | QLDGASKT |  | SEQ 15679 | PHASING
000015680 | CABLE,CONTROL,ELECTRICAL | INSTRUMENTATION,20 CORE;0.5 MM SQ - 7/0.30 MM;PVC/PVC,TWISTED PAIR WITH OVERALL SCREEN,BLACK SHEATHED;CORES NUMBERED;AS2373 PART 1;100 M DRUM SIZE, | MIDLANDS | MIDLAND METALS | MMO-20X0.5 CU PE CTS PVC | CURRENT
000015680 | CABLE,CONTROL,ELECTRICAL | INSTRUMENTATION,20 CORE;0.5 MM SQ - 7/0.30 MM;PVC/PVC,TWISTED PAIR WITH OVERALL SCREEN,BLACK SHEATHED;CORES NUMBERED;AS2373 PART 1;100 M DRUM SIZE, | OLEX | OLEX AUSTRALIA PTY LTD | IBK183AA010CXAA | CURRENT
000015681 | PIPE,METALLIC | LEAD;152 MM NB;4.76 MM WALL THK;900 MM LG;0.06% COPPERISED SOFT LEAD;AS1812; PACK OF 10,PACK WEIGHT 240 KG; | CONALLOY |  | 152 MM NB | CURRENT
000015687 | LIGHT,MARKER,GROUND OBSTRUCTION. | AUTOMOTIVE,TRAFFIC HAZARD WARNING;AMBER; RIPPLE FLASHING BRANDED & BLACK IN-FILLED "ENERGEX",C/W LAMP-ON LED; AS1165;APPLETON LWP-80-R; | ENERGEX | ENERGEX |  | PURCHASE AS REQUIRED
000015689 | FUSE LINK,RING MAIN UNIT. | 12 KV;63 AMP HRC FUSE;FOR OIL INSULATED SWITCHGEAR;750 KVA LOW IMPEDANCE TRANSFORMER;PACK OF 3,PACK WEIGHT 6.0 KG; | COOPELEC | COOPER ELECTRICAL AUSTRALIA PTY LTD | 12OEFMA63 | CURRENT
000015690 | FUSE LINK,RING MAIN UNIT. | 12 KV;80 AMP HRC FUSE;FOR OIL INSULATED SWITCHGEAR;1000 KVA LOW IMPEDANCE TRANSFORMER;PACK OF 3,PACK WEIGHT 1.8 KG; | COOPELEC | COOPER ELECTRICAL AUSTRALIA PTY LTD | 12OHFMA80 | CURRENT
000015691 | FUSE LINK,RING MAIN UNIT. | 12 KV;120 AMP HRC FUSE;FOR OIL INSULATED SWITCHGEAR;1500 KVA LOW IMPEDANCE TRANSFORMER;PACK OF 1,PACK WEIGHT 2.5 KG; | COOPELEC | COOPER ELECTRICAL AUSTRALIA PTY LTD | 12OLGMA125 | CURRENT
000015696 | AMMETER | AC;MOVING COIL RECTIFIED;QUADRANT SCALE; 0-200 AMP,REVERSE 0-400 AMP RANGES;CLASS 1.5;72 MM SQ;FLUSH PANEL MTG;AS1042;FOR USE WITH 400/200/5 CT; | CROMPTON | CROMPTON INSTRUMENTS (AUST) PTY LTD | 243-01BG | PHASING
000015698 | PRINTED CIRCUIT BOARD | TRIP CLOSE (ANTI PUMP) BOARD FOR BRUSH PMR RECLOSERS;TO SUIT SERIAL NO'S A05/62616 & A05/62618;C77/88;PLANT NO SEQUENCE RE130 UP TO RE 207 (EXCLUDING | BRUSH | BRUSH SWITCHGEAR AUSTRALIA | 5201040/00 | PHASING
000015702 | TIMER,INTERVAL | 0.3 SECS TO 30 SECS;PNEUMATIC;ATTACHES TO RELAY,AUXILIARY STOCK CODE 15703; PACK SIZE 1; | SPRECHER | SPRECHER + SCHUH | S&SCZA7-30 | PHASING
000015703 | RELAY,ELECTROMAGNETIC | POWER;4P;240 V AC COIL;415 V AC,20 AMP NOM CONT;2 NO,2 NC CONTACTS;NON-LATCHING AUX CONTROL;RAIL MTG OR SURFACE MTG; OPTIONAL CLIP ON TIMER &/OR AUX CONTACTS | SPRECHER | SPRECHER + SCHUH | S&S CS3-240V-22E | PHASING
000015704 | CONTACTOR,ASSEMBLY CHANGEOVER | TP X 2;660 NOM V,AC3 RATING AT 415 V - 75 KW;415 V AC COILS;SUPPLIED ASSEMBLED & WIRED AS PER DWG CCSTD-EQ002-01;MTG PLATE SUPPLIED BY ENERGEX PANEL WORKSHOP | NHP | NHP ELECTRICAL ENGINEERING | CA1-100 CHANGE OVER | PURCHASE AS REQUIRED
000015704 | CONTACTOR,ASSEMBLY CHANGEOVER | TP X 2;660 NOM V,AC3 RATING AT 415 V - 75 KW;415 V AC COILS;SUPPLIED ASSEMBLED & WIRED AS PER DWG CCSTD-EQ002-01;MTG PLATE SUPPLIED BY ENERGEX PANEL WORKSHOP | ABB | ABB FAN PTY LTD |  | PURCHASE AS REQUIRED
000015708 | BATTERY,STORAGE | SEALED LEAD ACID;6 V;110 A/HR NOMINAL (70 AH - 100 AH),6 V BATTERY; NORMALLY DELIVERED TO SITE;PACK OF 1, PACK WEIGHT 48 KG; | LEGEND | LEGEND POWER SYSTEMS | BAT-HZB6/110F-AGM | PURCHASE AS REQUIRED
000015712 | GLOVES,CHEMICAL,PROTECTIVE | PVC;SIZE 95;GREEN;CUFF SIZE 45 MM; | BLKWOODS | J BLACKWOOD & SON LTD | 00505342/W6528SG | CURRENT
000015712 | GLOVES,CHEMICAL,PROTECTIVE | PVC;SIZE 95;GREEN;CUFF SIZE 45 MM; | PROTECTR |  | 00505342 | CURRENT
000015715 | APRON,UTILITY. | BIB STYLE;BLACK;PVC;GENERAL PURPOSE; 914 MM WAIST;1219 MM LG;FOR PROTECTION WHEN HANDLING CHEMICALS; | CNWPL | CNW PL - SLACKS CREEK | ELLPVC48BHB | CURRENT
000015715 | APRON,UTILITY. | BIB STYLE;BLACK;PVC;GENERAL PURPOSE; 914 MM WAIST;1219 MM LG;FOR PROTECTION WHEN HANDLING CHEMICALS; | AUSTSAF | AUSTRALIAN SAFETY SUPPLIES | PVC48BHB | CURRENT
000015715 | APRON,UTILITY. | BIB STYLE;BLACK;PVC;GENERAL PURPOSE; 914 MM WAIST;1219 MM LG;FOR PROTECTION WHEN HANDLING CHEMICALS; | BLKWOOD | J BLACKWOOD & SON LTD | 00231183 | CURRENT
000015716 | SIGN,TRAFFIC | WORK AREA;VINYL;BLACK LETTERING;YELLOW BACKGROUND;900 MM LG,600 MM W; CLASS 1W; C/W 2 GALV TUBES & 2 HOOKS; FOR USE WITH COLLAPSIBLE STAND,STOCK CODE 18041; | REFLEFAB | REFLECT FABRICS PL - 310680 | EXSC15716 | CURRENT
000015716 | SIGN,TRAFFIC | WORK AREA;VINYL;BLACK LETTERING;YELLOW BACKGROUND;900 MM LG,600 MM W; CLASS 1W; C/W 2 GALV TUBES & 2 HOOKS; FOR USE WITH COLLAPSIBLE STAND,STOCK CODE 18041; | ARTCRAFT | ARTCRAFT PTY LTD | SE-206-65 | CURRENT
000015717 | BAG,PLASTIC | POLYTHENE,H.D;WHITE;12 UM THK; 650 MM X 510 MM;FOR U/W SMALL WASTE PAPER BINS; PACK OF 50,CARTON OF 1000,PACK WEIGHT 12 KG; | SIGNET | SIGNET PTY LTD | 22675 | CURRENT
000015719 | TRANSDUCER,ELECTRICAL | Signal Isolator, 120V AC Aux, 0-100V DC Input, 0-10mA Output, for OLTC TPI Analogue Input for Microsacs | APCS | INACO AUTOMATION CONTROLS | SI139-1087100 | CURRENT
000015722 | CONNECTOR ASSEMBLY,ELECTRICAL. | 4 PIN FEMALE CONNECTOR;PANEL MTG;FOR USE WITH REMOTE CONTROL EXTENSION STATION; FOR PMR'S & CB'S;PACK OF 1; | ALCATEL | ALCATEL AUSTRALIA PTY LTD | ALCAC4FPZ | PURCHASE AS REQUIRED
000015723 | BATTERY,STORAGE | SEALED LEAD ACID;6 V;160 A/HR NOMINAL (150-200 AH),VALVE REGULATED SEALED BATTERY; PACK OF 1,PACK WEIGHT 26.4 KG; | LEGEND | LEGEND POWER SYSTEMS | BAT-HZB6/160F-AGM | PURCHASE AS REQUIRED
000015726 | CABLE,POWER,ELECTRICAL | 0.6/1 KV;16 SQ MM;STRANDED ANNEALED; COPPER CONDUCTOR;4 CORE;XPLE INSULATED, BLACK PVC SHEATHED;AS4026; | OLEX | OLEX AUSTRALIA PTY LTD | HEVP15RP004CXEM | PHASING
000015740 | TAG,MARKER | ALUMINIUM;50 MM DIA DISK,1 MM THK;W/3 MM CENTRAL FIXING HOLE;REFLECTIVE SURFACE TO BE YELLOW 3M HI-INTENSITY SHEETING; PACK SIZE 20;USED TO MARK WOOD POLES | ARTCRAFT | ARTCRAFT PTY LTD | XD 200 YELLOW | CURRENT
000015740 | TAG,MARKER | ALUMINIUM;50 MM DIA DISK,1 MM THK;W/3 MM CENTRAL FIXING HOLE;REFLECTIVE SURFACE TO BE YELLOW 3M HI-INTENSITY SHEETING; PACK SIZE 20;USED TO MARK WOOD POLES | GEOIND |  |  | CURRENT
000015742 | SLEEVE,COMPRESSION | FULL TENSION COMPRESSION;COPPER TUBE; COPPER COND;66 SQ MM;19/.083;TO BE MARKED AS PER AS1154-1;PACKS OF 50;U/W HEX COMPRESSION DIES 38-130 CU,REFER | TYCO | TYCO | THCS2/1 | CURRENT
000015742 | SLEEVE,COMPRESSION | FULL TENSION COMPRESSION;COPPER TUBE; COPPER COND;66 SQ MM;19/.083;TO BE MARKED AS PER AS1154-1;PACKS OF 50;U/W HEX COMPRESSION DIES 38-130 CU,REFER | UTILUX |  | THCS2/1 | CURRENT
000015743 | DIE,CRIMPING TOOL | STEEL;HEX;13.0 MM AF;FOR COPPER COMPRESSION SLEEVES ONTO 19/.083 CONDUCTOR U/W UTILUX COMPRESSION TOOL NO.38 A OR EQUIV;PACK OF 1,PACK WEIGHT | TEN | THE ENERGY NETWORK | K12-13.0-CU | CURRENT
000015743 | DIE,CRIMPING TOOL | STEEL;HEX;13.0 MM AF;FOR COPPER COMPRESSION SLEEVES ONTO 19/.083 CONDUCTOR U/W UTILUX COMPRESSION TOOL NO.38 A OR EQUIV;PACK OF 1,PACK WEIGHT | SPECFORC | SPECIALISED FORCE | 12T-13.0AFCU | CURRENT
000015743 | DIE,CRIMPING TOOL | STEEL;HEX;13.0 MM AF;FOR COPPER COMPRESSION SLEEVES ONTO 19/.083 CONDUCTOR U/W UTILUX COMPRESSION TOOL NO.38 A OR EQUIV;PACK OF 1,PACK WEIGHT | CABLACES | CABLACES | HT-13.0CU | CURRENT
000015744 | RELAY,TIME | DELAY TK;TIMER FOR MK1 OLTC CONTROL; | ENERGEX | ENERGEX | EWS | PHASING
000015745 | RELAY,TIME | DELAY TD;TIMER FOR MK1 OLTC CONTROL; | ENERGEX | ENERGEX | EWS | PHASING
000015747 | SCREW,MACHINE | STAINLESS STEEL;GDE 304;POST BUTTON HD; M6;20 MM LG;BOX OF 100,PACK WEIGHT 0.6 KG;SOCKET SECURITY SCREW,REFER STOCK CODE 15505 FOR SPECIAL KEY; | HOBSON | HOBSON ENGINEERING CO PTY LTD 393904 | IMS04BHM060020 | CURRENT
000015747 | SCREW,MACHINE | STAINLESS STEEL;GDE 304;POST BUTTON HD; M6;20 MM LG;BOX OF 100,PACK WEIGHT 0.6 KG;SOCKET SECURITY SCREW,REFER STOCK CODE 15505 FOR SPECIAL KEY; | SUMMIT | SUMMIT GROUP | 6BXCS2P06020 | CURRENT
000015747 | SCREW,MACHINE | STAINLESS STEEL;GDE 304;POST BUTTON HD; M6;20 MM LG;BOX OF 100,PACK WEIGHT 0.6 KG;SOCKET SECURITY SCREW,REFER STOCK CODE 15505 FOR SPECIAL KEY; | COVENTRY | COVENTRY FASTENERS QLD | 6X20MG304PBHSS | CURRENT
000015748 | PIPE,METALLIC | LEAD;20 MM NB;3.2 MM THK WALL;PROTECTIVE COVER OF 2 MM THK EXTRUDED PVC BEDDING, 2 MM DIA GALV STEEL WIRE ARMOUR,2.3 MM THK EXTRUDED PVC OVERSHEATH;ON TIMBER | BICC |  |  | STRATEGIC SPARE
000015756 | TRANSFORMER,ISOLATION | 15/50 KV INSULATION LEVEL;240 V,250/250 RATIO,100 VA BURDEN,1 PH,3% IMPEDANCE; 8 KG WEIGHT;RESIN CAST; | HANSOM |  |  | CURRENT
000015757 | BOX,ELECTRICAL,MULTIAPPLICATION. | POLYCARBONATE;380 MM H,280 MM W,230 MM D ;WEATHERPROOF TO IP67;SCREW ON COVER; ENCLOSURE EK PK230G,HINGES MB10622S,MTG PLATE EKPVTP;ASSEMBLED;PACK OF 1; | REXEL | REXEL PTY LTD | FIBEPK230G+MB10622S | CURRENT
000015757 | BOX,ELECTRICAL,MULTIAPPLICATION. | POLYCARBONATE;380 MM H,280 MM W,230 MM D ;WEATHERPROOF TO IP67;SCREW ON COVER; ENCLOSURE EK PK230G,HINGES MB10622S,MTG PLATE EKPVTP;ASSEMBLED;PACK OF 1; | NHP | NHP ELECTRICAL ENGINEERING | FIBEKPK230G+FIBMB10622S+FIBEKP | CURRENT
000015757 | BOX,ELECTRICAL,MULTIAPPLICATION. | POLYCARBONATE;380 MM H,280 MM W,230 MM D ;WEATHERPROOF TO IP67;SCREW ON COVER; ENCLOSURE EK PK230G,HINGES MB10622S,MTG PLATE EKPVTP;ASSEMBLED;PACK OF 1; | CNWPL | CNW PL - SLACKS CREEK | EKPK230G+MB10622S+EKPVTP | CURRENT
000015760 | INSULATOR,STANDOFF | AIRBREAK SWITCH POST;EPOXY;SOLID CORE;STUD MTG;11 KV NOM V;REPLACEMENT INSULATOR FOR STOCK CODE 14099 & 14532 ONLY;NGK BRAND AIRBREAK SWITCH ONLY; | NGK | NGK STANGER PTY LTD | 72928 | MAINTENANCE STOCK
000015761 | TRANSFORMER,DISTRIBUTION | 11 KV;100 KVA;3 PHASE;CROSSARM PLATFORM MTG;BSH HV 2 X 90 LV BSH;MINERAL OIL INSULATED;ONAN;DYN 11;WITH GZLP COATING; | AW TYREE |  | 11 KV 100 KVA | PHASING
000015762 | ARRESTER,ELECTRICAL SURGE | GAPLESS,METAL OXIDE;12 KV;10 KA;CLASS A; DIRECT M12;S/S MTG;POLYMER HOUSING; W/INSULATING CAP;PACK OF 1,PALLET OF 105 | MVTECH | MV TECHNOLOGY SOLUTIONS P/L | S3EK4 120-1CK4-Z Q99 | CURRENT
000015762 | ARRESTER,ELECTRICAL SURGE | GAPLESS,METAL OXIDE;12 KV;10 KA;CLASS A; DIRECT M12;S/S MTG;POLYMER HOUSING; W/INSULATING CAP;PACK OF 1,PALLET OF 105 | ACCULEC | ACCULEC PTY LTD - E18524 | OB12A-100STEQ | CURRENT
000015762 | ARRESTER,ELECTRICAL SURGE | GAPLESS,METAL OXIDE;12 KV;10 KA;CLASS A; DIRECT M12;S/S MTG;POLYMER HOUSING; W/INSULATING CAP;PACK OF 1,PALLET OF 105 | SIEMENS | SIEMENS LTD | 3EK4 120-1CK4-Z Q99 P50 | CURRENT
000015762 | ARRESTER,ELECTRICAL SURGE | GAPLESS,METAL OXIDE;12 KV;10 KA;CLASS A; DIRECT M12;S/S MTG;POLYMER HOUSING; W/INSULATING CAP;PACK OF 1,PALLET OF 105 | BRITECH | BRI-TECH PTY LTD | OB12-100STH | CURRENT
000015765 | SOLVENT,INDUSTRIAL. | FOR DEGREASING CABLES & INSULATORS;FOOD OIL DISTILLATE;FLAMMABLE LIQUID (FLASH POINT 62 DEG C);946 ML PLASTIC BOTTLE;TO BE USED WITH GLOVES,REFER STOCK CODE | REXEL | REXEL PTY LTD | 3MSCC4 | CURRENT
000015765 | SOLVENT,INDUSTRIAL. | FOR DEGREASING CABLES & INSULATORS;FOOD OIL DISTILLATE;FLAMMABLE LIQUID (FLASH POINT 62 DEG C);946 ML PLASTIC BOTTLE;TO BE USED WITH GLOVES,REFER STOCK CODE | GILBLODG | GILBERT LODGE AUSTRALIA | 3MCC-4 | CURRENT
000015765 | SOLVENT,INDUSTRIAL. | FOR DEGREASING CABLES & INSULATORS;FOOD OIL DISTILLATE;FLAMMABLE LIQUID (FLASH POINT 62 DEG C);946 ML PLASTIC BOTTLE;TO BE USED WITH GLOVES,REFER STOCK CODE | 3M | 3M AUSTRALIA PTY LTD | CC-4 | CURRENT
000015777 | REEL,CABLE | STEEL,TOROIDAL;HOT DIP GALVANISED;U/G LV CABLES;FLANGE (2000) X BARREL (1000) X INT.WIDTH (1000);5000 KG;PLAIN TYRE; AS3983;EMPTY DRUM WEIGHT = 430 KG; | RHEEM |  |  | PURCHASE AS REQUIRED
000015778 | REEL,CABLE | STEEL,TOROIDAL;HOT DIP GALVANISED;HV CABLES;FLANGE (2600) X BARREL (1400) X INT.WIDTH (1200);10,000 KG;I-BEAM TYPE; AS3983; | RHEEM |  |  | PURCHASE AS REQUIRED
000015782 | BOX,INTERMEDIATE PACKAGING | CARDBOARD,CORRUGATED,NO 3 C FLUTE; REGULAR SCORED & SLOTTED;GLUED;382 MM LG ;320 MM W;202 MM D;KNOCK DOWN FORM; PRINTED,BLACK LETTERING "PROPERTY OF | BECKWITH | BECKWITH TRADING (QLD) PTY LTD | 382 MM LG; | PHASING
000015782 | BOX,INTERMEDIATE PACKAGING | CARDBOARD,CORRUGATED,NO 3 C FLUTE; REGULAR SCORED & SLOTTED;GLUED;382 MM LG ;320 MM W;202 MM D;KNOCK DOWN FORM; PRINTED,BLACK LETTERING "PROPERTY OF | PROMARK | PROMARK PACKAGING PTY LTD GEEBUNG | 382 MM LG | PHASING
000015785 | RIVET,BLIND | ALUMINIUM HEAD;9.5 MM BODY LG;3.2 MM GRIP LG;DOME HD;1.4 MM STEEL SHANK DIA; 2.4 MM DIA; | SUMMIT | SUMMIT GROUP | 11NPG155-15785 | CURRENT
000015785 | RIVET,BLIND | ALUMINIUM HEAD;9.5 MM BODY LG;3.2 MM GRIP LG;DOME HD;1.4 MM STEEL SHANK DIA; 2.4 MM DIA; | STATEWD | STATEWIDE FSTNERS & ENG SPLS PL | RAAAP33 | CURRENT
000015787 | TERMINAL GUARD,GROUND TRANSFORMER,LV | LOW VOLTAGE TERMINAL GUARD;FOR USE ON GROUND TRANSFORMERS;TO BE PACKED INTO INDIVIDUAL KIT FORM;USED IN C & I SUBSTATIONS OR GT STATIONS; | EZYSTRUT | EZYSTRUT CABLE & PIPE SUPPORTS | E15787 | CURRENT
000015788 | CABLE SUPPORT STAND,LV | TOP ENTRY;LOW VOLTAGE CABLE SUPPORT FRAME;MANUFACTURED OF E15788K GALVANISED EZYSTRUT INTO A KIT FORM;TO BE ASSEMBLED ON SITE;PACK OF 1,PACK WEIGHT 15 KG; | EZYSTRUT | EZYSTRUT CABLE & PIPE SUPPORTS | E15788K | CURRENT
000015789 | CABLE SUPPORT STAND,LV | BOTTOM ENTRY;LOW VOLTAGE CABLE SUPPORT FRAME;MANUFACTURED OF P1000 GALVANISED UNISTRUT INTO A KIT FORM;TO BE ASSEMBLED ON SITE; | UNISTRUT | UNISTRUT AUSTRALIA (MANUFACTURER) | Q4-122 | PURCHASE AS REQUIRED
000015789 | CABLE SUPPORT STAND,LV | BOTTOM ENTRY;LOW VOLTAGE CABLE SUPPORT FRAME;MANUFACTURED OF P1000 GALVANISED UNISTRUT INTO A KIT FORM;TO BE ASSEMBLED ON SITE; | EZYSTRUT | EZYSTRUT CABLE & PIPE SUPPORTS | E15789K | PURCHASE AS REQUIRED
000015789 | CABLE SUPPORT STAND,LV | BOTTOM ENTRY;LOW VOLTAGE CABLE SUPPORT FRAME;MANUFACTURED OF P1000 GALVANISED UNISTRUT INTO A KIT FORM;TO BE ASSEMBLED ON SITE; | WEBER | WEBER SOUTH PACIFIC PTY LTD | BOTTOM ENTRY | PURCHASE AS REQUIRED
000015790 | PLUG,PROTECTIVE,DUST & MOISTURE | PLASTIC REUSABLE COVER;TO SUIT 125 MM CONDUIT;PACK OF 1,PACK WEIGHT 0.15 KG; | IPLEX | IPLEX PIPELINES AUSTRALIA PTY LTD | H176 | CURRENT
000015790 | PLUG,PROTECTIVE,DUST & MOISTURE | PLASTIC REUSABLE COVER;TO SUIT 125 MM CONDUIT;PACK OF 1,PACK WEIGHT 0.15 KG; | TRI UGRD | TRI UNDERGROUND AUSTRALIA PTY LTD | TRIDC125 | CURRENT
000015790 | PLUG,PROTECTIVE,DUST & MOISTURE | PLASTIC REUSABLE COVER;TO SUIT 125 MM CONDUIT;PACK OF 1,PACK WEIGHT 0.15 KG; | HAYMANS | HAYMANS ELECTRICAL | CNXCAP125BLK | CURRENT
000015790 | PLUG,PROTECTIVE,DUST & MOISTURE | PLASTIC REUSABLE COVER;TO SUIT 125 MM CONDUIT;PACK OF 1,PACK WEIGHT 0.15 KG; | VINIDEX |  | 39631 | CURRENT
000015791 | LUBRICANT,CABLE PULLING | POLYMERGLYCOL BASED WATER LUBRICANT; GREEN;IN 10 LITRE RE-SEALABLE PLASTIC BUCKET;HAND APPLIABLE GEL,SAFE FOR USE ON ALL CABLE SHEATHS,USE AT A RATE OF 1 | SPECFORC | SPECIALISED FORCE | GREENLEE GEL-5 | CURRENT
000015791 | LUBRICANT,CABLE PULLING | POLYMERGLYCOL BASED WATER LUBRICANT; GREEN;IN 10 LITRE RE-SEALABLE PLASTIC BUCKET;HAND APPLIABLE GEL,SAFE FOR USE ON ALL CABLE SHEATHS,USE AT A RATE OF 1 | CNWPL | CNW PL - SLACKS CREEK | GTSHYDROLUBEC10 | CURRENT
000015791 | LUBRICANT,CABLE PULLING | POLYMERGLYCOL BASED WATER LUBRICANT; GREEN;IN 10 LITRE RE-SEALABLE PLASTIC BUCKET;HAND APPLIABLE GEL,SAFE FOR USE ON ALL CABLE SHEATHS,USE AT A RATE OF 1 | ADAPT | ADAPT AUSTRALIA PTY LTD | POLYWATER-J128 | CURRENT
000015791 | LUBRICANT,CABLE PULLING | POLYMERGLYCOL BASED WATER LUBRICANT; GREEN;IN 10 LITRE RE-SEALABLE PLASTIC BUCKET;HAND APPLIABLE GEL,SAFE FOR USE ON ALL CABLE SHEATHS,USE AT A RATE OF 1 | GENERAL | GENERAL TRADE SUPPLIES | HYDROLUBE C10 | CURRENT
000015791 | LUBRICANT,CABLE PULLING | POLYMERGLYCOL BASED WATER LUBRICANT; GREEN;IN 10 LITRE RE-SEALABLE PLASTIC BUCKET;HAND APPLIABLE GEL,SAFE FOR USE ON ALL CABLE SHEATHS,USE AT A RATE OF 1 | CNWPL | CNW PL - SLACKS CREEK | HYDROLUBEC10 | CURRENT
000015792 | FUSE LINK,ENCLOSED ELEMENT | 160 AMP;500 V AC;BLADE TYPE CONTACTS,DIN SIZE 1;AS2005,PART 1;PACK OF 3,PACK WEIGHT 0.70 KG;FOR USE WITH FUSE-SWITCH COMBINATION (STOCK CODES 15194 & 16861), | FUSECO | FUSECO PTY LTD | NH1F-160 | CURRENT
000015792 | FUSE LINK,ENCLOSED ELEMENT | 160 AMP;500 V AC;BLADE TYPE CONTACTS,DIN SIZE 1;AS2005,PART 1;PACK OF 3,PACK WEIGHT 0.70 KG;FOR USE WITH FUSE-SWITCH COMBINATION (STOCK CODES 15194 & 16861), | FLOWLINE | FLOWLINE INDUSTRIES PTY LTD | EM371696 | CURRENT
000015793 | FUSE LINK,ENCLOSED ELEMENT | 100 AMP;500 V AC;BLADE TYPE CONTACTS, DIN SIZE 1;AS2005,PART 1;PACK OF 3, PACK WEIGHT 0.70 KG;FOR USE WITH FUSE- SWITCH COMBINATION (STOCK CODES 15194 & | FUSECO | FUSECO PTY LTD | NH1F-100 | CURRENT
000015793 | FUSE LINK,ENCLOSED ELEMENT | 100 AMP;500 V AC;BLADE TYPE CONTACTS, DIN SIZE 1;AS2005,PART 1;PACK OF 3, PACK WEIGHT 0.70 KG;FOR USE WITH FUSE- SWITCH COMBINATION (STOCK CODES 15194 & | FLOWLINE | FLOWLINE INDUSTRIES PTY LTD | EM371690 | CURRENT
000015814 | SLEEVE,COMPRESSION | FULL TENSION COMPRESSION;COPPER TUBE; COPPER COND;38 SQ MM;7/.104;TO BE MARKED AS PER AS1154-1;USED WITH HEX COMPRESSION DIES 38-104 CU,STOCK CODE | UTILUX |  | TGCS2 | PHASING
000015815 | SLEEVE,COMPRESSION | FULL TENSION COMPRESSION;COPPER TUBE; COPPER COND;23 SQ MM;7/.080;TO BE MARKED AS PER AS1154-1;USED WITH HEX COMPRESSION DIES 38-77 CU,STOCK CODE | TYCO | TYCO | TFCS1/1 | CURRENT
000015815 | SLEEVE,COMPRESSION | FULL TENSION COMPRESSION;COPPER TUBE; COPPER COND;23 SQ MM;7/.080;TO BE MARKED AS PER AS1154-1;USED WITH HEX COMPRESSION DIES 38-77 CU,STOCK CODE | UTILUX |  | TFCS1/1 | CURRENT
000015816 | SLEEVE,ELECTRICAL CONNECTOR | Compression, FT, 19/0.101" HDBC (Imp) & 19/2.56mm HDBC, Cu (scm) | TYCO | TYCO | TJCS1/1 | CURRENT
000015816 | SLEEVE,ELECTRICAL CONNECTOR | Compression, FT, 19/0.101" HDBC (Imp) & 19/2.56mm HDBC, Cu (scm) | LEGEND | LEGEND POWER SYSTEMS | PT95 | CURRENT
000015816 | SLEEVE,ELECTRICAL CONNECTOR | Compression, FT, 19/0.101" HDBC (Imp) & 19/2.56mm HDBC, Cu (scm) | UTILUX |  | TJCS1/1 | CURRENT
000015817 | DIE,CRIMPING TOOL | STEEL;HEX;19.3 MM AF;FOR COPPER COMPRESSION SLEEVES ONTO 19/.101 CONDUCTOR;U/W UTILUX COMPRESSION TOOL NO.38A OR EQUIV;PACK OF 1;PACK | TEN | THE ENERGY NETWORK | K12-19.3-CU | CURRENT
000015817 | DIE,CRIMPING TOOL | STEEL;HEX;19.3 MM AF;FOR COPPER COMPRESSION SLEEVES ONTO 19/.101 CONDUCTOR;U/W UTILUX COMPRESSION TOOL NO.38A OR EQUIV;PACK OF 1;PACK | SPECFORC | SPECIALISED FORCE | 12T-19.3AFCU | CURRENT
000015817 | DIE,CRIMPING TOOL | STEEL;HEX;19.3 MM AF;FOR COPPER COMPRESSION SLEEVES ONTO 19/.101 CONDUCTOR;U/W UTILUX COMPRESSION TOOL NO.38A OR EQUIV;PACK OF 1;PACK | CABLACES | CABLACES | HT-19.3CU | CURRENT
000015819 | MARKER,IDENTIFICATION | VINYL;25 MM HIGH NUMBERING,40 MM SQ BACKGROUND;BLACK PRINT ON WHITE RETROREFLECTIVE BACKGROUND;NUMBER 0; PRESSURE SENSITIVE;AS1744 SERIES C;PACK | CUTLER | CUTLER BRANDS PTY LTD | ENERGE-15819 | CURRENT
000015819 | MARKER,IDENTIFICATION | VINYL;25 MM HIGH NUMBERING,40 MM SQ BACKGROUND;BLACK PRINT ON WHITE RETROREFLECTIVE BACKGROUND;NUMBER 0; PRESSURE SENSITIVE;AS1744 SERIES C;PACK | ARTCRAFT | ARTCRAFT PTY LTD | NUMBER 0 | CURRENT
000015820 | MARKER,IDENTIFICATION | VINYL;25 MM HIGH NUMBERING,40 MM SQ BACKGROUND;BLACK PRINT ON WHITE RETROREFLECTIVE BACKGROUND;NUMBER 1; PRESSURE SENSITIVE;AS1744 SERIES C;PACK | CUTLER | CUTLER BRANDS PTY LTD | ENERGE-15820 | CURRENT
000015820 | MARKER,IDENTIFICATION | VINYL;25 MM HIGH NUMBERING,40 MM SQ BACKGROUND;BLACK PRINT ON WHITE RETROREFLECTIVE BACKGROUND;NUMBER 1; PRESSURE SENSITIVE;AS1744 SERIES C;PACK | ARTCRAFT | ARTCRAFT PTY LTD | NUMBER 1 | CURRENT
000015821 | MARKER,IDENTIFICATION | VINYL;25 MM HIGH NUMBERING,40 MM SQ BACKGROUND;BLACK PRINT ON WHITE RETROREFLECTIVE BACKGROUND;NUMBER 2; PRESSURE SENSITIVE;AS1744 SERIES C;PACK | CUTLER | CUTLER BRANDS PTY LTD | ENERGE-15821 | CURRENT
000015821 | MARKER,IDENTIFICATION | VINYL;25 MM HIGH NUMBERING,40 MM SQ BACKGROUND;BLACK PRINT ON WHITE RETROREFLECTIVE BACKGROUND;NUMBER 2; PRESSURE SENSITIVE;AS1744 SERIES C;PACK | ARTCRAFT | ARTCRAFT PTY LTD | NUMBER 2 | CURRENT
000015822 | MARKER,IDENTIFICATION | VINYL;25 MM HIGH NUMBERING,40 MM SQ BACKGROUND;BLACK PRINT ON WHITE RETROREFLECTIVE BACKGROUND;NUMBER 3; PRESSURE SENSITIVE;AS1744 SERIES C;PACK | CUTLER | CUTLER BRANDS PTY LTD | ENERGE-15822 | CURRENT
000015822 | MARKER,IDENTIFICATION | VINYL;25 MM HIGH NUMBERING,40 MM SQ BACKGROUND;BLACK PRINT ON WHITE RETROREFLECTIVE BACKGROUND;NUMBER 3; PRESSURE SENSITIVE;AS1744 SERIES C;PACK | ARTCRAFT | ARTCRAFT PTY LTD | NUMBER 3 | CURRENT
000015823 | MARKER,IDENTIFICATION | VINYL;25 MM HIGH NUMBERING,40 MM SQ BACKGROUND;BLACK PRINT ON WHITE RETROREFLECTIVE BACKGROUND;NUMBER 4; PRESSURE SENSITIVE;AS1744 SERIES C;PACK | CUTLER | CUTLER BRANDS PTY LTD | ENERGE-15823 | CURRENT
000015823 | MARKER,IDENTIFICATION | VINYL;25 MM HIGH NUMBERING,40 MM SQ BACKGROUND;BLACK PRINT ON WHITE RETROREFLECTIVE BACKGROUND;NUMBER 4; PRESSURE SENSITIVE;AS1744 SERIES C;PACK | BURNELL | RON BURNELL & CO | NUMBER 4 | CURRENT
000015824 | MARKER,IDENTIFICATION | VINYL;25 MM HIGH NUMBERING,40 SQ MM BACKGROUND;BLACK PRINT ON WHITE RETROREFLECTIVE BACKGROUND;NUMBER 5; PRESSURE SENSITIVE;AS1744 SERIES C;PACK | CUTLER | CUTLER BRANDS PTY LTD | ENERGE-15824 | CURRENT
000015824 | MARKER,IDENTIFICATION | VINYL;25 MM HIGH NUMBERING,40 SQ MM BACKGROUND;BLACK PRINT ON WHITE RETROREFLECTIVE BACKGROUND;NUMBER 5; PRESSURE SENSITIVE;AS1744 SERIES C;PACK | ARTCRAFT | ARTCRAFT PTY LTD | NUMBER 5 | CURRENT
000015825 | MARKER,IDENTIFICATION | VINYL;25 MM HIGH NUMBERING,40 MM SQ BACKGROUND;BLACK PRINT ON WHITE RETROREFLECTIVE BACKGROUND;NUMBER 6 OR 9;PRESSURE SENSITIVE;AS1744 SERIES C; | CUTLER | CUTLER BRANDS PTY LTD | ENERGE-15825 | CURRENT
000015826 | MARKER,IDENTIFICATION | VINYL;25 MM HIGH NUMBERING,40 MM SQ BACKGROUND;BLACK PRINT ON WHITE RETROREFLECTIVE BACKGROUND;NUMBER 7; PRESSURE SENSITIVE;AS1744 SERIES C;PACK | CUTLER | CUTLER BRANDS PTY LTD | ENERGE-15826 | CURRENT
000015826 | MARKER,IDENTIFICATION | VINYL;25 MM HIGH NUMBERING,40 MM SQ BACKGROUND;BLACK PRINT ON WHITE RETROREFLECTIVE BACKGROUND;NUMBER 7; PRESSURE SENSITIVE;AS1744 SERIES C;PACK | ARTCRAFT | ARTCRAFT PTY LTD | NUMBER 7 | CURRENT
000015827 | MARKER,IDENTIFICATION | VINYL;25 MM HIGH NUMBERING,40 MM SQ BACKGROUND;BLACK PRINT ON WHITE RETROREFLECTIVE BACKGROUND;NUMBER 8; PRESSURE SENSITIVE;AS1744 SERIES C;PACK | CUTLER | CUTLER BRANDS PTY LTD | ENERGE-15827 | CURRENT
000015827 | MARKER,IDENTIFICATION | VINYL;25 MM HIGH NUMBERING,40 MM SQ BACKGROUND;BLACK PRINT ON WHITE RETROREFLECTIVE BACKGROUND;NUMBER 8; PRESSURE SENSITIVE;AS1744 SERIES C;PACK | ARTCRAFT | ARTCRAFT PTY LTD | NUMBER 8 | CURRENT
000015829 | MARKER,IDENTIFICATION | VINYL;25 MM HIGH LETTERING,40 MM SQ BACKGROUND;BLACK PRINT ON WHITE RETROREFLECTIVE BACKGROUND;LETTER P; PRESSURE SENSITIVE;AS1744 SERIES C;PACK | CUTLER | CUTLER BRANDS PTY LTD | ENERGE-15829 | CURRENT
000015829 | MARKER,IDENTIFICATION | VINYL;25 MM HIGH LETTERING,40 MM SQ BACKGROUND;BLACK PRINT ON WHITE RETROREFLECTIVE BACKGROUND;LETTER P; PRESSURE SENSITIVE;AS1744 SERIES C;PACK | ARTCRAFT | ARTCRAFT PTY LTD | LETTER P | CURRENT
000015830 | MARKER,IDENTIFICATION | VINYL;25 MM HIGH LETTERING,40 MM SQ BACKGROUND;BLACK PRINT ON WHITE RETROREFLECTIVE BACKGROUND;LETTER L; PRESSURE SENSITIVE;AS1744 SERIES C;PACK | CUTLER | CUTLER BRANDS PTY LTD | ENERGE-15830 | PURCHASE AS REQUIRED
000015830 | MARKER,IDENTIFICATION | VINYL;25 MM HIGH LETTERING,40 MM SQ BACKGROUND;BLACK PRINT ON WHITE RETROREFLECTIVE BACKGROUND;LETTER L; PRESSURE SENSITIVE;AS1744 SERIES C;PACK | ARTCRAFT | ARTCRAFT PTY LTD | LETTER L | PURCHASE AS REQUIRED
000015831 | MARKER,IDENTIFICATION | VINYL;25 MM HIGH LETTERING,40 MM SQ BACKGROUND;BLACK PRINT ON WHITE RETROREFLECTIVE BACKGROUND;LETTER W; PRESSURE SENSITIVE;AS1744 SERIES C;PACK | CUTLER | CUTLER BRANDS PTY LTD | ENERGE-15831 | CURRENT
000015831 | MARKER,IDENTIFICATION | VINYL;25 MM HIGH LETTERING,40 MM SQ BACKGROUND;BLACK PRINT ON WHITE RETROREFLECTIVE BACKGROUND;LETTER W; PRESSURE SENSITIVE;AS1744 SERIES C;PACK | ARTCRAFT | ARTCRAFT PTY LTD | LETTER W | CURRENT
000015832 | PANEL,POWER DISTRIBUTION | 415 V;400 AMP CFS UNIT;MOUNTED ON 440 MM H,490 MM W,10 MM THK PANEL;TYPE ' X ' AS1795;C/W ELECTRO-TINNED NEUTRAL LINK & 4 MTG HOLES;PACK OF 1,PACK WEIGHT 3 KG; | FLOWLINE | FLOWLINE INDUSTRIES PTY LTD | ESQ082 | CURRENT
000015833 | MARKER,TAPE | Low density polyethelene; Yellow; 65um x 75mm wide x 250 m roll; To be used in conjunction with SC15834 for delineation of poles delivered to peg point; | IDENMARK | IDENTIMARK SOLUTIONS - 310679 | 15833 | CURRENT
000015833 | MARKER,TAPE | Low density polyethelene; Yellow; 65um x 75mm wide x 250 m roll; To be used in conjunction with SC15834 for delineation of poles delivered to peg point; | RMS | RELAY MONITORING SYSTEMS PL | 15833 | CURRENT
000015834 | NAIL PLATE | MILD STEEL;GALV;SUITABLE FOR HARDWOOD; 21 MM NOM SQ; BUILDING FOILS TYPE; 50 STRIPS OF 10 PER PACK;TO BE USED IN CONJUNCTION WITH STOCK CODE 15833 | SUMMIT | SUMMIT GROUP | 11NPG | CURRENT
000015834 | NAIL PLATE | MILD STEEL;GALV;SUITABLE FOR HARDWOOD; 21 MM NOM SQ; BUILDING FOILS TYPE; 50 STRIPS OF 10 PER PACK;TO BE USED IN CONJUNCTION WITH STOCK CODE 15833 | STATEWD | STATEWIDE FSTNERS & ENG SPLS PL | PSFF5 | CURRENT
000015836 | END CAP | HEAT SHRINKABLE;160 MM LG,65 TO 95 MM OD CABLE RANGE;PACK OF 100; | TECONN | TE CONNECTIVITY LTD | 102L055/S(S10) | CURRENT
000015839 | CROSSARM,WOOD | HARDWOOD;2700 MM LG;150 MM X 100 MM;ELEC POWER DISTRIBUTION;SPAR UNDRILLED; BUNDLE OF 12,150 MM SURFACE TO BE PAINTED AND GRADED;FOR THE MAUNFACTURE | DALEMYER | DALE MEYERS PTY LTD | HXB3150100FS270 | CURRENT
000015839 | CROSSARM,WOOD | HARDWOOD;2700 MM LG;150 MM X 100 MM;ELEC POWER DISTRIBUTION;SPAR UNDRILLED; BUNDLE OF 12,150 MM SURFACE TO BE PAINTED AND GRADED;FOR THE MAUNFACTURE | COFFSHAR | COFFS HARBOUR TRADING | 2700 MM LG;150 MM X 100 MM; | CURRENT
000015839 | CROSSARM,WOOD | HARDWOOD;2700 MM LG;150 MM X 100 MM;ELEC POWER DISTRIBUTION;SPAR UNDRILLED; BUNDLE OF 12,150 MM SURFACE TO BE PAINTED AND GRADED;FOR THE MAUNFACTURE | BORAL | BORAL | 2700 MM LG | CURRENT
000015848 | TERMINATION,ELECTRICAL POWER CABLE | 11 KV;FILLED JOINT;SHIM KIT FOR 25-95 SQ MM;PLY CABLE;U/W STOCK CODE 17575 & 17581; | RAYCHEM | RAYCHEM (AUSTRALIA) PTY LTD | AUST SQB-SP1 | PHASING
000015849 | LINK,ELECTRICAL DISCONNECT | 415 V;400 AMP;BLADE TYPE FITTED WITH DIN SIZE 2 CORROSION RESISTANT ADAPTING FEET;PHASE ISOLATING BLADE FOR STOCK CODES 15779 & 15780;PACK OF 50,PACK | SICAME | SICAME AUSTRALIA PTY LTD | APRHSIC400 | CURRENT
000015849 | LINK,ELECTRICAL DISCONNECT | 415 V;400 AMP;BLADE TYPE FITTED WITH DIN SIZE 2 CORROSION RESISTANT ADAPTING FEET;PHASE ISOLATING BLADE FOR STOCK CODES 15779 & 15780;PACK OF 50,PACK | NGK | NGK STANGER PTY LTD | M588900 | CURRENT
000015850 | BKT,ELECTRICAL POWER CABLE TERMINATION | POLE MTG;STEEL,GALV;PACK OF 1,PACK WEIGHT 10 KG,PALLET OF 20;FOR HEATSHRINK TERMINATIONS TO POLYMER SURGE ARRESTORS (STOCK CODE 15762),REFER UJ MAN 2/305; | HAYMAN | HAYMANS INDUSTRIES PTY LTD | 15850 | CURRENT
000015850 | BKT,ELECTRICAL POWER CABLE TERMINATION | POLE MTG;STEEL,GALV;PACK OF 1,PACK WEIGHT 10 KG,PALLET OF 20;FOR HEATSHRINK TERMINATIONS TO POLYMER SURGE ARRESTORS (STOCK CODE 15762),REFER UJ MAN 2/305; | LIVINGST | LIVINGSTONE ENGINEERING | 15850 | CURRENT
000015851 | TERMINATION,ELECTRICAL POWER CABLE | 11 KV;FILLED JOINT;SHIM KIT FOR 120-240 SQ MM;PLY CABLE;U/W STOCK CODES 17578 & 17596; | RAYCHEM | RAYCHEM (AUSTRALIA) PTY LTD | AUST SQB-SP5 | STRATEGIC SPARE
000015857 | MESH,BARRICADE | ORANGE;U.V. STABILISED HIGH DENSITY POLYETHELENE;1000 MM HIGH,25 M LG;TO BE USED IN CONJUNCTION WITH STOCK CODE 15630,REFER UCM 1/1;20 ROLLS PER PALLET, | IDENMARK | IDENTIMARK SOLUTIONS - 310679 | 15857 | CURRENT
000015857 | MESH,BARRICADE | ORANGE;U.V. STABILISED HIGH DENSITY POLYETHELENE;1000 MM HIGH,25 M LG;TO BE USED IN CONJUNCTION WITH STOCK CODE 15630,REFER UCM 1/1;20 ROLLS PER PALLET, | ARTCRAFT | ARTCRAFT PTY LTD | BM-14KG | CURRENT
000015857 | MESH,BARRICADE | ORANGE;U.V. STABILISED HIGH DENSITY POLYETHELENE;1000 MM HIGH,25 M LG;TO BE USED IN CONJUNCTION WITH STOCK CODE 15630,REFER UCM 1/1;20 ROLLS PER PALLET, | CUTLER | CUTLER BRANDS PTY LTD | ENERGE-15857 | CURRENT
000015858 | CLAMP,SHEATH POWER CABLE: | 11 KV;FILLED JOINT;3 PHASE;SOLDERLESS EARTH MODULE FOR 25 TO 70 SQ MM UNARMOURED PLY CABLES;REFER UJ MAN 2/600; | RAYCHEM | RAYCHEM (AUSTRALIA) PTY LTD | AUST-SQB-L2 | CURRENT
000015859 | CLAMP,SHEATH POWER CABLE: | 11 KV;FILLED JOINT;3 PHASE;SOLDERLESS EARTH MODULE FOR 95 TO 300 SQ MM UNARMOURED PLY CABLES;REFER UJ MAN 2/600; | RAYCHEM | RAYCHEM (AUSTRALIA) PTY LTD | AUST-SQB-L3 | CURRENT
000015860 | FERRULE,ELECTRICAL CONDUCTOR | CRIMP TYPE;COPPER;0.25 SQ IN TO 0.25 SQ IN;C/W CENTRE DIMPLE; | UTILUX |  | H1464/25 | MAINTENANCE STOCK
000015860 | FERRULE,ELECTRICAL CONDUCTOR | CRIMP TYPE;COPPER;0.25 SQ IN TO 0.25 SQ IN;C/W CENTRE DIMPLE; | CABLACES | CABLACES | CASB162 | MAINTENANCE STOCK
000015861 | TERMINAL,LUG | TUBULAR ALUMINIUM,SECTOR SHAPED,CRIMPED TYPE;FOR 120 SQ MM SOLID SECTOR 4 CORE CONDUCTOR;M12 PALM HOLE SIZE;PRE-FILLED W/JOINTING COMPOUND;REFER UJ MAN 1/110; | TYCO | TYCO | AGS4I120M12/1 (H8889X03/1 | CURRENT
000015861 | TERMINAL,LUG | TUBULAR ALUMINIUM,SECTOR SHAPED,CRIMPED TYPE;FOR 120 SQ MM SOLID SECTOR 4 CORE CONDUCTOR;M12 PALM HOLE SIZE;PRE-FILLED W/JOINTING COMPOUND;REFER UJ MAN 1/110; | UTILUX |  | H889X03/1 | CURRENT
000015864 | BRACKET,POLE | REGULATOR TYPE;STEEL STRUCTURE;GALV;TO SUPPORT REGULATOR CONTROL BOXES;PACK OF 2, PACK WEIGHT 6 KG,PALLET OF 50;REFER DWG 4850-A4 REV G; | HAYMAN | HAYMANS INDUSTRIES PTY LTD | 15864 | CURRENT
000015864 | BRACKET,POLE | REGULATOR TYPE;STEEL STRUCTURE;GALV;TO SUPPORT REGULATOR CONTROL BOXES;PACK OF 2, PACK WEIGHT 6 KG,PALLET OF 50;REFER DWG 4850-A4 REV G; | MEFCO | MEFCO AUSTRALIA PTY LTD SUNSHINE VIC | 15864 | CURRENT
000015865 | BASE,DISTRIBUTION PILLAR | LIGHTWEIGHT,DEEP;556 MM LG,524 MM W,355 MM H;POLYPROPYLENE NATURE GREEN;SUPPLIED WITH 4 D HD FIXING BOLTS;PALLET OF 80, PACK WEIGHT262 KG;SUITS COVERS STOCK | WEBER | WEBER SOUTH PACIFIC PTY LTD | ES1006 | CURRENT
000015865 | BASE,DISTRIBUTION PILLAR | LIGHTWEIGHT,DEEP;556 MM LG,524 MM W,355 MM H;POLYPROPYLENE NATURE GREEN;SUPPLIED WITH 4 D HD FIXING BOLTS;PALLET OF 80, PACK WEIGHT262 KG;SUITS COVERS STOCK | FULTON | FULTON INDUSTRIES PL | PB2G | CURRENT
000015865 | BASE,DISTRIBUTION PILLAR | LIGHTWEIGHT,DEEP;556 MM LG,524 MM W,355 MM H;POLYPROPYLENE NATURE GREEN;SUPPLIED WITH 4 D HD FIXING BOLTS;PALLET OF 80, PACK WEIGHT262 KG;SUITS COVERS STOCK | LEGEND | LEGEND POWER SYSTEMS | PBB-G-IM-CWK | CURRENT
000015865 | BASE,DISTRIBUTION PILLAR | LIGHTWEIGHT,DEEP;556 MM LG,524 MM W,355 MM H;POLYPROPYLENE NATURE GREEN;SUPPLIED WITH 4 D HD FIXING BOLTS;PALLET OF 80, PACK WEIGHT262 KG;SUITS COVERS STOCK | PLP AUST | PREFORMED LINE PRODUCTS (AUST) | D-UEC11MGE | CURRENT
000015865 | BASE,DISTRIBUTION PILLAR | LIGHTWEIGHT,DEEP;556 MM LG,524 MM W,355 MM H;POLYPROPYLENE NATURE GREEN;SUPPLIED WITH 4 D HD FIXING BOLTS;PALLET OF 80, PACK WEIGHT262 KG;SUITS COVERS STOCK | FLOWLINE | FLOWLINE INDUSTRIES PTY LTD | ES1006 | CURRENT
000015866 | CLOTH,CLEANING | NYLON REINFORCED PAPER;BLUE; 245 MM W,70 M LG;WALL MTD;CARTON OF 4, 288 PER PALLET;INDUSTRIAL USE ONLY; 4 PLY THK,REFER STOCK CODE 15526 FOR | ATOMSUPP | ATOM SUPPLY | 90618015 | CURRENT
000015866 | CLOTH,CLEANING | NYLON REINFORCED PAPER;BLUE; 245 MM W,70 M LG;WALL MTD;CARTON OF 4, 288 PER PALLET;INDUSTRIAL USE ONLY; 4 PLY THK,REFER STOCK CODE 15526 FOR | BLKWOODS | J BLACKWOOD & SON LTD | 01455007/4194 | CURRENT
000015866 | CLOTH,CLEANING | NYLON REINFORCED PAPER;BLUE; 245 MM W,70 M LG;WALL MTD;CARTON OF 4, 288 PER PALLET;INDUSTRIAL USE ONLY; 4 PLY THK,REFER STOCK CODE 15526 FOR | KIMCLARK |  | 4194 RAG-ON-A-ROLL | CURRENT
000015868 | CAPACITOR UNIT. | 5 KV,23.55 KVAR;SINGLE PHASE;3 UF;4.71 AMP @ 50 HZ;50 HZ;NON PCB IMPREGNANT; POLYPROPYLENE FILM DIELECTRIC;EXTERNALLY FUSED;2 BUSHING PER UNIT;SS CONTAINER; | ABB | ABB FAN PTY LTD | CHDX-S190 | CURRENT
000015869 | BOX,ELECTRICAL,MULTIAPPLICATION. | 600 MM W X 400 MM H X 300 MM D AL; WEATHERPROOF TO IP55;SLIDING DOOR, REMOVABLE EQUIP PLATE;FOR USE IN SUBSTATION SWITCH YARDS;PACK OF | ENI | ENI INDUSTRIES PL | 84187 | CURRENT
000015869 | BOX,ELECTRICAL,MULTIAPPLICATION. | 600 MM W X 400 MM H X 300 MM D AL; WEATHERPROOF TO IP55;SLIDING DOOR, REMOVABLE EQUIP PLATE;FOR USE IN SUBSTATION SWITCH YARDS;PACK OF | GLOBAL | GLOBAL MANUFACTURING GROUP | ENERGEX-11688-A1 | CURRENT
000015870 | BOX,ELECTRICAL,MULTIAPPLICATION. | ALUMINIUM;800 MM X 600 MM X 400 MM; WEATHERPROOF TO IP55;HINGED DOOR, REMOVABLE EQUIP PLATE,HINGED ADJUSTABLE REMOVABLE EQUIP PLATE;FOR USE IN | GLOBAL | GLOBAL MANUFACTURING GROUP | ENERGEX-11689-A1 | CURRENT
000015870 | BOX,ELECTRICAL,MULTIAPPLICATION. | ALUMINIUM;800 MM X 600 MM X 400 MM; WEATHERPROOF TO IP55;HINGED DOOR, REMOVABLE EQUIP PLATE,HINGED ADJUSTABLE REMOVABLE EQUIP PLATE;FOR USE IN | ENERGEX | ENERGEX |  | CURRENT
000015871 | BOX,ELECTRICAL,MULTIAPPLICATION. | ALUMINIUM;800 MM X 600 MM X 400 MM; WEATHERPROOF TO IP55;HINGED DOOR, REMOVABLE EQUIP PLATE;FOR USE IN SUBSTATION SWITCH YARDS;PACK OF | ENI | ENI INDUSTRIES PL | 84181 | CURRENT
000015871 | BOX,ELECTRICAL,MULTIAPPLICATION. | ALUMINIUM;800 MM X 600 MM X 400 MM; WEATHERPROOF TO IP55;HINGED DOOR, REMOVABLE EQUIP PLATE;FOR USE IN SUBSTATION SWITCH YARDS;PACK OF | GLOBAL | GLOBAL MANUFACTURING GROUP | ENERGEX-11690-A1 | CURRENT
000015871 | BOX,ELECTRICAL,MULTIAPPLICATION. | ALUMINIUM;800 MM X 600 MM X 400 MM; WEATHERPROOF TO IP55;HINGED DOOR, REMOVABLE EQUIP PLATE;FOR USE IN SUBSTATION SWITCH YARDS;PACK OF | ENERGEX | ENERGEX |  | CURRENT
000015872 | ARC SUPPRESSOR - INTERRUPTER. | 12 KV;3 PHASE;600 AMP;SUITABLE FOR FITTING TO MORLYNN SIDE BREAK ISOLATOR SWITCH STOCK CODE 02629;C/W MTG BRACKETS ;ORDER IN MULTIPLES OF 3 FROM SUPPLIER; | NGK | NGK STANGER PTY LTD | 70400-3 | CURRENT
000015873 | SWITCH FUSE GEAR | 12 KV;3 PHASE;2 SW;400 AMP;1 FUSE SW; 100 AMP;21 GKA BKG CURR;55 KA MKG CURR; 3 PHASE TRIP;OIL INSUL;TO SUIT IMPT;SDAF 3,SERIES 2; | ABB | ABB FAN PTY LTD | SDAF3 SERIES 2* | PHASING
000015882 | INSULATION SLEEVING,ELEC,SPECIAL PURPOSE | STRAIGHT,STEPPED;HV,NON HEAT SHRINK;FOR 95 SQ MM ALUM OR COPPER TERMINATIONS TO ANDELEC RMU'S;KIT OF 3;REFER UJ MAN 2/902; | TECONN | TE CONNECTIVITY LTD | AUST-SQB6 | CURRENT
000015884 | INSULATION SLEEVING,ELEC,SPECIAL PURPOSE | STRAIGHT,STEPPED;HV,NON HEAT SHRINK;FOR 240 SQ MM ALUM TERMINATIONS TO ANDELEC RMU'S;1 PACK = KIT OF 3;REFER UJ MAN 2/902; | TECONN | TE CONNECTIVITY LTD | AUST-SQB8 | CURRENT
000015885 | CIRCUIT BREAKER | MINIATURE SP;250 V AC;16 AMP;6 KA BKG CAP;FOR USE IN MAJOR ROAD S/L PANEL STOCK CODE 10412;PACK OF 1; | REXEL | REXEL PTY LTD | TERDTCB6116C | CURRENT
000015885 | CIRCUIT BREAKER | MINIATURE SP;250 V AC;16 AMP;6 KA BKG CAP;FOR USE IN MAJOR ROAD S/L PANEL STOCK CODE 10412;PACK OF 1; | NHP | NHP ELECTRICAL ENGINEERING | TERDTCB6116C | CURRENT
000015894 | FERRULE,ELECTRICAL CONDUCTOR | REDUCING,CRIMP TYPE;COPPER;95 TO 70 SQ MM;C/W CENTRE BARRIER,125 MM MAX O/A LG; REFER TO UJ MAN 2/600; | CABLACES | CABLACES | CASR95/70 | STRATEGIC SPARE
000015894 | FERRULE,ELECTRICAL CONDUCTOR | REDUCING,CRIMP TYPE;COPPER;95 TO 70 SQ MM;C/W CENTRE BARRIER,125 MM MAX O/A LG; REFER TO UJ MAN 2/600; | BURNDY | BURNDY CABLE SUPPORT SYSTEMS | BS9570B | STRATEGIC SPARE
000015904 | SWITCH FUSE GEAR | 12 KV;3 PHASE;1 FUSE SW;200 AMP NORM CURR;21.9 KA MKG CURR;3 PHASE TRIP;OIL INSUL;AS2067-1977;ABB SDAF SERIES 2; | ABB | ABB FAN PTY LTD | SDAF SER 2* | STRATEGIC SPARE
000015911 | TRANSFORMER,DISTRIBUTION | 11 KV;100 KVA;1 PHASE;CROSSARM MTG;BSH HV 180-90 LV BSH;MINERAL OIL INSULATED; ONAN;SWER;11000/12700/500-250 V, 9.09/7.87/20-40 AMP CAN BE SOURCED FROM | CROMPARK | CROMPARK | 11 KV 100 KVA | STRATEGIC SPARE
000015912 | TRANSFORMER,DISTRIBUTION | 11 KV;60 KVA;1 PHASE;CROSSARM MTG;BSH HV 180 LV BSH;MINERAL OIL INSULATED;ONAN; SWER;11000/12700/500-250 V,5.45/3.94/20- 40 AMP; | STANWAYG |  | 11 KV 60 KVA | PHASING
000015914 | TRANSFORMER,CURRENT | PROTECTION,POST TYPE;O/D;CAPACITOR BANK PROTECTION;36 KV;3 CORES,CORES 1 & 2,100 0/1 AMP,CORE 3,400/5 AMP;CORES 1 & 2,0. 05 PL350 R4.5,CORE 3,2.5 P100; | ABB | ABB FAN PTY LTD | TYPE 06/36 | STRATEGIC SPARE
000015917 | PRINTED CIRCUIT BOARD | DOUBLE-SIDED THROUGH-HOLE-PLATED (THP); ANALOG BOARD;ENERGEX REF 5000-0403;PC SACS; | DIGILIN |  | REF 3914 | STRATEGIC SPARE
000015918 | CLAMP,ELECTRICAL | Parallel Groove, 95-240mm2 Cu Main & Tap, U-Bolt, NT, Transverse Grooved, (scm) | THEWMCAN | TMAC THEW & MCCANN GROUP | TM12231 | CURRENT
000015919 | TERMINAL,LUG | DRILLED PALM,TINNED COPPER CRIMP TYPE; FOR 70 SQ MM,19/2.14 MM COPPER COND; M12 PALM HOLE;HEAVY DUTY LUG FOR USE ON VERTICAL OPERATION AIR BREAK SW; | TECONN | TE CONNECTIVITY LTD | SEG70M12/1 | CURRENT
000015919 | TERMINAL,LUG | DRILLED PALM,TINNED COPPER CRIMP TYPE; FOR 70 SQ MM,19/2.14 MM COPPER COND; M12 PALM HOLE;HEAVY DUTY LUG FOR USE ON VERTICAL OPERATION AIR BREAK SW; | LEGEND | LEGEND POWER SYSTEMS | CAL70-12 | CURRENT
000015919 | TERMINAL,LUG | DRILLED PALM,TINNED COPPER CRIMP TYPE; FOR 70 SQ MM,19/2.14 MM COPPER COND; M12 PALM HOLE;HEAVY DUTY LUG FOR USE ON VERTICAL OPERATION AIR BREAK SW; | CABLACES | CABLACES | CAL70-12 | CURRENT
000015922 | BATTERY,STORAGE | SEALED LEAD ACID;24 V;AMP/HR;CONSISTING OF 2 X 3 CYLINDRICAL MONOBLOC 12 V,8.0 A/HR BATTERIES;C CASE LOW MAINT,PROVIDED WITH PUSH ON SPADE CONNECTORS TO SUIT | GATESENG |  | 42H08590020F (6 CYL = 1 SET) | MAINTENANCE STOCK
000015928 | CABLE,CONTROL,ELECTRICAL | 0.6/1 KV;SUBSTATION CONTROL;4 CORES;4 SQ MM-7/0.85 MM;PVC/PVC,BLACK SHEATH;CORES NUMBERED,WHITE CHARACTERS ON BLACK, CABLE LG MARKED AT ONE M;WHEN STOCKS | OLEX | OLEX AUSTRALIA PTY LTD | GAHP09RP04CXWW 4 SQ MM | PURCHASE AS REQUIRED
000015930 | BOX,INTERMEDIATE PACKAGING | CARDBOARD,CORRUGATED NO 3 C FLUTE; REGULAR SCORED & SLOTTED;GLUED;305 MM LG ;155 MM W;142 MM H KNOCK-DOWN FORM;10 PALLET OF 1700;PALLET WEIGHT 200 KG; | SIGNET | SIGNET PTY LTD | 9322 | CURRENT
000015936 | REEL,CABLE | STEEL TOROIDAL;HOT DIPPED GALVANISED; BARE OVERHEAD CONDUCTORS;FLANGE (1000) X BARREL (500) X INTERNAL WIDTH (500); PLAIN TYPE;AS3983;EMPTY DRUM WEIGHT = 80 | RHEEM |  |  | PURCHASE AS REQUIRED
000015938 | ARRESTER,ELECTRICAL SURGE | GAPLESS,TYPE,ZNO;36 KV;10 KA;1MA@ 12 KV; DIRECT M12 S/S MTG;POLYMER HOUSING; LINE M12 S/S STUD;SUBSTATION & CABLE TERMINATION APPLICATION,FOR 33 KV NOM V | ABB | ABB FAN PTY LTD | 784122 | CURRENT
000015938 | ARRESTER,ELECTRICAL SURGE | GAPLESS,TYPE,ZNO;36 KV;10 KA;1MA@ 12 KV; DIRECT M12 S/S MTG;POLYMER HOUSING; LINE M12 S/S STUD;SUBSTATION & CABLE TERMINATION APPLICATION,FOR 33 KV NOM V | BRITECH | BRI-TECH PTY LTD | OB36-100STH | CURRENT
000015938 | ARRESTER,ELECTRICAL SURGE | GAPLESS,TYPE,ZNO;36 KV;10 KA;1MA@ 12 KV; DIRECT M12 S/S MTG;POLYMER HOUSING; LINE M12 S/S STUD;SUBSTATION & CABLE TERMINATION APPLICATION,FOR 33 KV NOM V | MVTECH | MV TECHNOLOGY SOLUTIONS P/L | S3EK4 360-1CR4-Z Q97 R59 | CURRENT
000015938 | ARRESTER,ELECTRICAL SURGE | GAPLESS,TYPE,ZNO;36 KV;10 KA;1MA@ 12 KV; DIRECT M12 S/S MTG;POLYMER HOUSING; LINE M12 S/S STUD;SUBSTATION & CABLE TERMINATION APPLICATION,FOR 33 KV NOM V | ACCULEC | ACCULEC PTY LTD - E18524 | OB36A-100STEQ | CURRENT
000015939 | SWITCH,LOAD BREAK | 15 KV;3 PHASE;200 AMP CONT CURRENT; 200 AMP CAP BANK BKG CAP;6.3 KVA FOR 1 SEC;9 KA MKG CAP;VACUUM INTERRUPT MED;HV OUTDOOR PORCELAIN BUSHINGS; | JOSLYN |  | VSV | PHASING
000015939 | SWITCH,LOAD BREAK | 15 KV;3 PHASE;200 AMP CONT CURRENT; 200 AMP CAP BANK BKG CAP;6.3 KVA FOR 1 SEC;9 KA MKG CAP;VACUUM INTERRUPT MED;HV OUTDOOR PORCELAIN BUSHINGS; | RAMSAY & |  | SWITCH,LOAD TRANSFER | PHASING
000015940 | SWITCH FUSE GEAR | PADMOUNTED 12 KV;3 PHASE;2 SW;630 AMP NORM CURR;20 KA BKG CAP ON TEE-OFF;20 KA SHT CCT W/STAND CURR;2 CIRCUIT BKR TEE-OFF;200 AMP NORM CURR;SF6 INSUL;O/D; | MERLGERN |  | RM6 | PHASING
000015945 | FERRULE,ELECTRICAL CONDUCTOR | REDUCING,CRIMP TYPE;BI-METAL;35 SQ MM ALUM TO 25 SQ MM COPPER;C/W CENTRE BARRIER,70 MM MAX O/A LG;REFER UJ MAN 2/600; | UTILUX |  | H15408/1 | CURRENT
000015948 | FERRULE,ELECTRICAL CONDUCTOR | REDUCING,CRIMP TYPE;BI-METAL;240 SQ MM ALUM TO 185 SQ MM COPPER;C/W CENTRE BARRIER,150 MM MAX O/A LG;REFER UJ MAN 2/600;PACK OF 1,PACK WEIGHT 0.3 KG; | TYCO | TYCO | BK240-185/1 | CURRENT
000015948 | FERRULE,ELECTRICAL CONDUCTOR | REDUCING,CRIMP TYPE;BI-METAL;240 SQ MM ALUM TO 185 SQ MM COPPER;C/W CENTRE BARRIER,150 MM MAX O/A LG;REFER UJ MAN 2/600;PACK OF 1,PACK WEIGHT 0.3 KG; | LEGEND | LEGEND POWER SYSTEMS | BLK240/185 | CURRENT
000015948 | FERRULE,ELECTRICAL CONDUCTOR | REDUCING,CRIMP TYPE;BI-METAL;240 SQ MM ALUM TO 185 SQ MM COPPER;C/W CENTRE BARRIER,150 MM MAX O/A LG;REFER UJ MAN 2/600;PACK OF 1,PACK WEIGHT 0.3 KG; | UTILUX |  | BK240-185/1 | CURRENT
000015950 | FERRULE,ELECTRICAL CONDUCTOR | CRIMP TYPE;ALUM;240 SQ MM TO 240 SQ MM; C/W CENTRE DIMPLE;REFER UJ MAN 2/600; PACK OF 1,PACK WEIGHT 0.24 KG;REFER SC02143 FOR DIE; | LEGEND | LEGEND POWER SYSTEMS | ALK240 | CURRENT
000015950 | FERRULE,ELECTRICAL CONDUCTOR | CRIMP TYPE;ALUM;240 SQ MM TO 240 SQ MM; C/W CENTRE DIMPLE;REFER UJ MAN 2/600; PACK OF 1,PACK WEIGHT 0.24 KG;REFER SC02143 FOR DIE; | CABLACES | CABLACES | ALK240 | CURRENT
000015951 | FERRULE,ELECTRICAL CONDUCTOR | CRIMP TYPE;BI-METAL;240 SQ MM ALUM TO 240 SQ MM COPPER;C/W CENTRE BARRIER, 150 MM MAX O/A LG;REFER UJ MAN 2/600; | CABLACES | CABLACES | BLK240/240 | CURRENT
000015951 | FERRULE,ELECTRICAL CONDUCTOR | CRIMP TYPE;BI-METAL;240 SQ MM ALUM TO 240 SQ MM COPPER;C/W CENTRE BARRIER, 150 MM MAX O/A LG;REFER UJ MAN 2/600; | BURNDY | BURNDY CABLE SUPPORT SYSTEMS | BABS240240 | CURRENT
000015952 | WRAPPING,STRETCH | POLYPHENYLENE;500 MM W;1310 M LG;25 UM THK;STRETCH TO AT LEAST 200% (CAST FILM);25 ROLLS PER PALLET;FOR PROTECTION & PACKAGING OF STORES STOCK ITEMS,ORDER | FROMM | FROMM PACKAGING AUSTRALIA PL | 3205.HD | CURRENT
000015952 | WRAPPING,STRETCH | POLYPHENYLENE;500 MM W;1310 M LG;25 UM THK;STRETCH TO AT LEAST 200% (CAST FILM);25 ROLLS PER PALLET;FOR PROTECTION & PACKAGING OF STORES STOCK ITEMS,ORDER | PROMARK | PROMARK PACKAGING PTY LTD GEEBUNG | CAST FILM SG2006 | CURRENT
000015959 | CHARGER,BATTERY | AUTOMATIC CONSTANT POTENTIAL;240 V AC INPUT;12 V 10 AMP DC OUTPUT;BATTERY MANAGEMENT,ADJUSTABLE;C/W MAINS LEAD; DSA EQUIPMENT,MODIFIED,FLYING LEADS; | DIGILIN |  | PD2901-12 | PHASING
000015961 | CONTROL MODULE. | MODULAR INTERFACE FOR CIRCUIT BREAKER CONTROL;32 V OR 110 V DC;RAIL MTG G32 OR TH35 RAIL;FOR USE WITH MINISACS - 24 V DC I/O RATING;MODEL MICC1; | CIRCSOL | CIRCUIT SOLUTIONS PL | MICC | CURRENT
000015969 | TRANSFORMER,DISTRIBUTION | 11 KV;750 KVA;3 PHASE;PADMOUNT;HAZ HV 180 LV BSH;MINERAL OIL INSULATED;ONAN; DYN 11;C/W EB LV SWITCHGEAR;QUALITY SYSTEM AS3901;(NO HV SWITCHGEAR); | QEC |  |  | PURCHASE AS REQUIRED
000015969 | TRANSFORMER,DISTRIBUTION | 11 KV;750 KVA;3 PHASE;PADMOUNT;HAZ HV 180 LV BSH;MINERAL OIL INSULATED;ONAN; DYN 11;C/W EB LV SWITCHGEAR;QUALITY SYSTEM AS3901;(NO HV SWITCHGEAR); | ABB | ABB FAN PTY LTD |  | PURCHASE AS REQUIRED
000015973 | BRACKET,MOUNTING | FOR USE WITH OUTDOOR METERING UNIT; GALV;STEEL;400 MM MOUNTING SLOT CENTRES; PACK OF 6;PACK WEIGHT 53 KG; | GLOBAL | GLOBAL MANUFACTURING GROUP | ENERGEX-7638-A3 | PURCHASE AS REQUIRED
000015978 | MARKER,IDENTIFICATION | Pressure Sensitive Vinyl, 190 x 40mm, Legend "METERED" 20mm H, Black Text on White Retroreflective B/Ground, AS1744 | UES | UTILITY ENGRAVING & SIGNS | 15978 | CURRENT
000015980 | LABEL | GRAVOPLY OR EQUIV,RED BACKGROUND/WHITE LETTERING;PRESSURE SENSITIVE ADHESIVE DOUBLE COATED TAPE;30 MM W,80 MM LG; PHASE CONNECTION LABEL FOR ATTACHING TO | ES | QUALITY ENGRAVING SERVICES PTY LTD | 15980 | CURRENT
000015980 | LABEL | GRAVOPLY OR EQUIV,RED BACKGROUND/WHITE LETTERING;PRESSURE SENSITIVE ADHESIVE DOUBLE COATED TAPE;30 MM W,80 MM LG; PHASE CONNECTION LABEL FOR ATTACHING TO | CUTLER | CUTLER BRANDS PTY LTD | ENERGE-15980 | CURRENT
000015981 | LABEL | GRAVOPLY OR EQUIV,RED BACKGROUND/WHITE LETTERING;PRESSURE SENSITIVE ADHESIVE DOUBLE COATED TAPE;30 MM W,80 MM LG; PHASE CONNECTION LABEL FOR ATTACHING TO | ES | QUALITY ENGRAVING SERVICES PTY LTD | 15981 | CURRENT
000015981 | LABEL | GRAVOPLY OR EQUIV,RED BACKGROUND/WHITE LETTERING;PRESSURE SENSITIVE ADHESIVE DOUBLE COATED TAPE;30 MM W,80 MM LG; PHASE CONNECTION LABEL FOR ATTACHING TO | CUTLER | CUTLER BRANDS PTY LTD | ENERGE-15981 | CURRENT
000015982 | LABEL | GRAVOPLY OR EQUIV,RED BACKGROUND/WHITE LETTERING;PRESSURE SENSITIVE ADHESIVE DOUBLE COATED TAPE;30 MM W,80 MM LG; PHASE CONNECTION LABEL FOR ATTACHING TO | CUTLER | CUTLER BRANDS PTY LTD | ENERGE-15982 | CURRENT
000015982 | LABEL | GRAVOPLY OR EQUIV,RED BACKGROUND/WHITE LETTERING;PRESSURE SENSITIVE ADHESIVE DOUBLE COATED TAPE;30 MM W,80 MM LG; PHASE CONNECTION LABEL FOR ATTACHING TO | ES | QUALITY ENGRAVING SERVICES PTY LTD | 15982 | CURRENT
000015983 | LABEL | GRAVOPLY OR EQUIV;RED BACKGROUND/WHITE LETTERING;74 MM W,114 MM LG;WARNING SIGN ;FOR SEPARATE HV & LV EARTHING,AS PER DWG;FOR U/W STOCK CODE 17954;PACK OF | CUTLER | CUTLER BRANDS PTY LTD | ENERGE-15983 | CURRENT
000015983 | LABEL | GRAVOPLY OR EQUIV;RED BACKGROUND/WHITE LETTERING;74 MM W,114 MM LG;WARNING SIGN ;FOR SEPARATE HV & LV EARTHING,AS PER DWG;FOR U/W STOCK CODE 17954;PACK OF | ES | QUALITY ENGRAVING SERVICES PTY LTD | 15983 | CURRENT
000015991 | REEL,CABLE | STEEL,TOROIDAL;PAINTED;LV ABC (STOCK CODE 11927);FLANGE (1600) X BARREL (800) X INT WIDTH (750);3000 KG;PLAIN TYPE,DRUMS ARE OWNED BY OLEX CABLES; | OLEX | OLEX AUSTRALIA PTY LTD |  | PURCHASE AS REQUIRED
000015995 | TERMINAL,LUG | STALK,BI-METAL,CRIMP TYPE;FOR 35 SQ MM ALUM XLPE CONDUCTOR;12 MM DIA,30 MM LG COPPER STALK,C/W SEMI-CIRCULAR SLOT;USED IN CONJUNCTION WITH 11 KV HAZELMEYER | LEGEND | LEGEND POWER SYSTEMS | BS35/12S | CURRENT
000015995 | TERMINAL,LUG | STALK,BI-METAL,CRIMP TYPE;FOR 35 SQ MM ALUM XLPE CONDUCTOR;12 MM DIA,30 MM LG COPPER STALK,C/W SEMI-CIRCULAR SLOT;USED IN CONJUNCTION WITH 11 KV HAZELMEYER | CABLACES | CABLACES | BSC35/12S | CURRENT
000015995 | TERMINAL,LUG | STALK,BI-METAL,CRIMP TYPE;FOR 35 SQ MM ALUM XLPE CONDUCTOR;12 MM DIA,30 MM LG COPPER STALK,C/W SEMI-CIRCULAR SLOT;USED IN CONJUNCTION WITH 11 KV HAZELMEYER | TECONN | TE CONNECTIVITY LTD | BS35-12/1 | CURRENT
000016001 | TRANSFORMER,VOLTAGE | INSTRUMENT,METERING;O/D,POLE MTG; 11 KV/110 V;100 VA;3 PHASE;50 HZ; MINERAL OIL INSULATED;CLASS 0.5 M, CATA;FV 1.1; | MODERNPR |  |  | PURCHASE AS REQUIRED
000016007 | TERMINATION,ELECTRICAL POWER CABLE | 11 KV;OUTDOOR KIT;3 PHASE;FOR 240 SQ MM ALUM XLPE CONDUCTOR;HEAT SHRINK;800 MM TAIL LGTH;REFER UJ MAN 2/305; | RAYCHEM | RAYCHEM (AUSTRALIA) PTY LTD | AUST-SQB-32 | PHASING
000016011 | CABLE,POWER,ELECTRICAL | 11 KV;180 SQ MM;AAAC/1120;SINGLE CORE; XLPE INSULATED,BLACK POLYETHYLENE SHEATHED;COVERED CONDUCTOR;AS1531; 500 M DRUM; | OLEX | OLEX AUSTRALIA PTY LTD | UJAJ73AA001AAGX | PURCHASE AS REQUIRED
000016023 | CONDUIT,NONMETALLIC,FLEXIBLE | PVC, 25mm, Med Duty, Grey, Corrugated, 50m Roll, AS/NZS 2053.4 | TRI UGRD | TRI UNDERGROUND AUSTRALIA PTY LTD | CONCMD2550 | CURRENT
000016023 | CONDUIT,NONMETALLIC,FLEXIBLE | PVC, 25mm, Med Duty, Grey, Corrugated, 50m Roll, AS/NZS 2053.4 | CLIPSAL | GERARD INDUSTRIES QLD DIVSN P/L | CLI9025TCMGY | CURRENT
000016023 | CONDUIT,NONMETALLIC,FLEXIBLE | PVC, 25mm, Med Duty, Grey, Corrugated, 50m Roll, AS/NZS 2053.4 | CNWPL | CNW PL - SLACKS CREEK | CLI9025TCMGY | CURRENT
000016023 | CONDUIT,NONMETALLIC,FLEXIBLE | PVC, 25mm, Med Duty, Grey, Corrugated, 50m Roll, AS/NZS 2053.4 | HAYMANS | HAYMANS ELECTRICAL | CLI9025TCMGY | CURRENT
000016028 | CABLE GLAND | CORROGATED GLAND,FOR ERICSSON TELEPHONE ISOLATION SYSTEM;PVC;WHITE/GREY;25 MM DIA;USED TO CONNECT CORROGATED CONDUIT TO COMBIESTER ENCLOSURE;PACK OF 20; | REXEL | REXEL PTY LTD | 279C25GY | CURRENT
000016028 | CABLE GLAND | CORROGATED GLAND,FOR ERICSSON TELEPHONE ISOLATION SYSTEM;PVC;WHITE/GREY;25 MM DIA;USED TO CONNECT CORROGATED CONDUIT TO COMBIESTER ENCLOSURE;PACK OF 20; | BLKWOODS | J BLACKWOOD & SON LTD | 01925954/279C25-GY | CURRENT
000016028 | CABLE GLAND | CORROGATED GLAND,FOR ERICSSON TELEPHONE ISOLATION SYSTEM;PVC;WHITE/GREY;25 MM DIA;USED TO CONNECT CORROGATED CONDUIT TO COMBIESTER ENCLOSURE;PACK OF 20; | CLIPSAL | GERARD INDUSTRIES QLD DIVSN P/L | CLI279C25 | CURRENT
000016033 | CONNECTOR BAR,ELECTRICAL | HIGH VOLTAGE ISOLATION LINK;15 KV TEST; 4 WAY WITH LINKS & COVERS;AUSTEL APPROVED; | EUGAQUIP |  | HVB 15-4 | CURRENT
000016035 | CONNECTOR-SWITCH | TELEPHONE FACE PLATE;PLASTICS,WHITE; STANDARD 600 SERIES TELEPHONE SOCKET; FOR ERICSSON TELEPHONE ISOLATION SYSTEM; PACK OF 10; | REXEL | REXEL PTY LTD | CLI31VTOWE | CURRENT
000016035 | CONNECTOR-SWITCH | TELEPHONE FACE PLATE;PLASTICS,WHITE; STANDARD 600 SERIES TELEPHONE SOCKET; FOR ERICSSON TELEPHONE ISOLATION SYSTEM; PACK OF 10; | CLIPSAL | GERARD INDUSTRIES QLD DIVSN P/L | CLI2031VTO | CURRENT
000016046 | BRACKET,MOUNTING | F.M.S.GALVANISED STEEL;FROM 40 MM X 5 MM ,WITH 121 MM HOLE CENTRE MTG;ADAPTOR BRACKET,TEE SHAPED;PACK OF 20,WEIGHT 10.20 KG;TO BE USED FOR OMEGA MTG | SEWELFRG | GREG SEWELL FORGINGS PTY LTD | 6160 | CURRENT
000016058 | FIXTURE,LIGHTING | SODIUM VAPOUR,HP;70 W;STREET LIGHT, POST TOP;450 MM ACRYLIC OPAL SPHERE;METALWORK FINISHED BOTTLE GREEN TO AS2700;76 MM SPIGOT, | SYLVANIA | SYLVANIA SCHREDER |  | PHASING
000016065 | RECLOSER | 12 KV;3 PHASE;50 HZ;560 AMP;10 KA BKG CAP;4 SHOTS TO L/O;O/C,E/F & SEP PROT, MICROTRIP 2 RELAY;CONCRETE OR WOOD POLE MTG;CT RATIO 200/1 AMP,SF6 INSULATED,5 M | BRUSH | BRUSH SWITCHGEAR AUSTRALIA |  | PURCHASE AS REQUIRED
000016079 | FERRULE,ELECTRICAL CONDUCTOR | CRIMP TYPE;COPPER;120 SQ MM TO 120 SQ MM ;CENTRE DIMPLE;REFER UJ MAN 2/600; PACK OF 1;PACK WEIGHT 0.08KG; | LEGEND | LEGEND POWER SYSTEMS | CAS120 | CURRENT
000016079 | FERRULE,ELECTRICAL CONDUCTOR | CRIMP TYPE;COPPER;120 SQ MM TO 120 SQ MM ;CENTRE DIMPLE;REFER UJ MAN 2/600; PACK OF 1;PACK WEIGHT 0.08KG; | TECONN | TE CONNECTIVITY LTD | CK120/20 | CURRENT
000016079 | FERRULE,ELECTRICAL CONDUCTOR | CRIMP TYPE;COPPER;120 SQ MM TO 120 SQ MM ;CENTRE DIMPLE;REFER UJ MAN 2/600; PACK OF 1;PACK WEIGHT 0.08KG; | PLP AUST | PREFORMED LINE PRODUCTS (AUST) | EPCJ-120-16.5AF | CURRENT
000016083 | VARNISH | ELECTRICAL INSULATING VARNISH; ELMOTHERM VA42 RED; GLYPTAL; INSULATING PAINT; | HAYMANS | HAYMANS ELECTRICAL | AIM818-S015-0042-005 | CURRENT
000016083 | VARNISH | ELECTRICAL INSULATING VARNISH; ELMOTHERM VA42 RED; GLYPTAL; INSULATING PAINT; | HAYMANS | HAYMANS ELECTRICAL | ISO818-V300004RD | CURRENT
000016088 | RELAY,FEEDER DIFFERENTIAL. | FD;1 AMP;2 NO SR CONT;1 HR FLAG;SCREW TERM;R6 REYMOS CASE;FLUSH MTG;BS142; | SIEMENS | SIEMENS LTD | 7PG2111-1DA30-0DB0 | CURRENT
000016089 | TERMINAL,LUG | STALK,BI-METAL,CRIMP TYPE; 17.3 MM AF; FOR 95 SQ MM ALUM XLPE CONDUCTOR; 22 MM DIA,40 MM LG COPPER STALK,C/W SEMI-CIRCULAR SLOT & RING CONNECTOR; | TYCO | TYCO | BAH-022100040 | CURRENT
000016089 | TERMINAL,LUG | STALK,BI-METAL,CRIMP TYPE; 17.3 MM AF; FOR 95 SQ MM ALUM XLPE CONDUCTOR; 22 MM DIA,40 MM LG COPPER STALK,C/W SEMI-CIRCULAR SLOT & RING CONNECTOR; | CABLACES | CABLACES | BSC95/12K | CURRENT
000016090 | TERMINAL,LUG | STALK,COPPER CRIMP TYPE;FOR 240 SQ MM MM XLPE AL CONDUCTOR;40 MM LG COPPER STAL C/W SEMI-CIRCULAR SLOT & RING CONNECT USED IN CONJUNCTION WITH 11 KV | TYCO | TYCO | BLMC-95/240-MFX | CURRENT
000016090 | TERMINAL,LUG | STALK,COPPER CRIMP TYPE;FOR 240 SQ MM MM XLPE AL CONDUCTOR;40 MM LG COPPER STAL C/W SEMI-CIRCULAR SLOT & RING CONNECT USED IN CONJUNCTION WITH 11 KV | CABLACES | CABLACES | BSC240/12K | CURRENT
000016092 | REACTOR | AF BLOCKING;1.0 MH;50/1045 HZ;12KV; 3 PHASE;16 KA FOR 3 SEC;PLATFORM MTG; OIL INSULATED;OUTDOOR;AS1028-1992; MAGNETIC /AIR CORE; | ABB | ABB FAN PTY LTD | 138183 | STRATEGIC SPARE
000016104 | PEN,RECORDER | DISPOSABLE INK CARTRIDGE;C/W NIB;BLUE; LOWER CHANNEL;PACK OF 5;SHELF LIFE 1 YEAR,FOR LINEAR CHANNEL RECORDER MODEL 4020; | LINEAR | L | 0100-0105 | PURCHASE AS REQUIRED
000016105 | TRANSFORMER,DISTRIBUTION | 11 KV;100 KVA;3 PHASE;PADMOUNT;HAZ HV 180 LV BSH;MINERAL OIL INSULATED;ONAN; DYN 11;3 CR12 CUBICLES;C/W ABB SDAF HV AUTO FUSE SWITCH UNIT,EXT LHS & EB LV | ABB | ABB FAN PTY LTD |  | CURRENT
000016106 | FUSE ELEMENT,ELEC | 65 AMP;36 KV;DROPOUT ELEMENT TYPE, CLASS'E' (VERY SLOW ACTING);TYPE SMD-20, S & C CAT NO.604065;FOR USE WITH SMD-20 DROPOUT UNIT; | S & C |  | 604065 | PHASING
000016106 | FUSE ELEMENT,ELEC | 65 AMP;36 KV;DROPOUT ELEMENT TYPE, CLASS'E' (VERY SLOW ACTING);TYPE SMD-20, S & C CAT NO.604065;FOR USE WITH SMD-20 DROPOUT UNIT; | BOWTHORP | BOWTHORP | 604065 | PHASING
000016107 | FUSE ELEMENT,ELEC | 80 AMP;36 KV;DROPOUT ELEMENT TYPE,CLASS 'E'(VERY SLOW ACTING);TYPE SMD-20,S & C CAT NO.604080;FOR USE WITH SMD-20 DROPOUT UNIT;PACK OF 10; | S & C |  | 604080 | MAINTENANCE STOCK
000016111 | KEY,SOCKET HEAD SCREW | HEX;1/4 IN X 5/32 IN;FOR PIN HEAD,BUTTON HEAD SCREW;FOR USE ON STREET LIGHTING COLUMN DOOR RETAINING SCREW (STOCK CODE 15747);PACK OF 10; | CNWPL | CNW PL - SLACKS CREEK | BORABW4165 | CURRENT
000016111 | KEY,SOCKET HEAD SCREW | HEX;1/4 IN X 5/32 IN;FOR PIN HEAD,BUTTON HEAD SCREW;FOR USE ON STREET LIGHTING COLUMN DOOR RETAINING SCREW (STOCK CODE 15747);PACK OF 10; | STATEWD | STATEWIDE FSTNERS & ENG SPLS PL | ABW41625 | CURRENT
000016111 | KEY,SOCKET HEAD SCREW | HEX;1/4 IN X 5/32 IN;FOR PIN HEAD,BUTTON HEAD SCREW;FOR USE ON STREET LIGHTING COLUMN DOOR RETAINING SCREW (STOCK CODE 15747);PACK OF 10; | C&LTOOL | CALTCO T/A C&L TOOL CENTRE | 5300-IH5/32X25 | CURRENT
000016112 | CROSSARM,METAL | STEEL;GALV;2 X 4830 MM LG (ASSEMBLY); 180 MM X 75 MM CHANNEL;ELEC POWER TRANSMISSION; 'J' STRUCTURE CROSSARM REPLACEMENT; | ENERGEX | ENERGEX | 4830 MM LG | PURCHASE AS REQUIRED
000016114 | INSULATOR,SUSPENSION | DISC,NORMAL PROFILE;GLASS;16 MM IEC BALL & SOCKET,WITH ZINC COLLAR; 254 MM DIA,146 MM PITCH;70 KN MIN FAILING LOAD; | NGK | NGK STANGER PTY LTD | CA-515MZ OR CA-501MZ | PHASING
000016114 | INSULATOR,SUSPENSION | DISC,NORMAL PROFILE;GLASS;16 MM IEC BALL & SOCKET,WITH ZINC COLLAR; 254 MM DIA,146 MM PITCH;70 KN MIN FAILING LOAD; | SEDIVER |  | B8/146DC | PHASING
000016115 | CLEVIS BALL ASSEMBLY | FORGED STEEL;GALV;70 KN MIN FAILING LOAD ;FOR USE WITH BALL & SOCKET INSULATORS; | DULHUNTY | DULHUNTY INDUSTRIES PTY LTD | BC-70 | CURRENT
000016117 | SOCKET TONGUE. | FORGED STEEL;GALV;70 KN MIN FAILING LOAD ;FOR USE WITH BALL & SOCKET INSULATORS; PACK OF 20,PACK WEIGHT 16 KG; | DULHUNTY | DULHUNTY INDUSTRIES PTY LTD | ST-70 | CURRENT
000016117 | SOCKET TONGUE. | FORGED STEEL;GALV;70 KN MIN FAILING LOAD ;FOR USE WITH BALL & SOCKET INSULATORS; PACK OF 20,PACK WEIGHT 16 KG; | THEWMCAN | TMAC THEW & MCCANN GROUP | 70/ST | CURRENT
000016117 | SOCKET TONGUE. | FORGED STEEL;GALV;70 KN MIN FAILING LOAD ;FOR USE WITH BALL & SOCKET INSULATORS; PACK OF 20,PACK WEIGHT 16 KG; | APP |  | ST 70 | CURRENT
000016129 | CIRCUIT BREAKER | OUTDOOR;SF6;MAGRINI GALILEO; 36 KV;3 PHASE;2000 AMP;25 KA BKG CAP; 110 V DC MOTOR CHRG SPRING;110 V DC TRIPPING;SC 14856 CAN BE USE AS A | MGRNIGAL |  | GIE25 | CURRENT
000016130 | SCREW,TAPPING,THREAD CUTTING | SELF DRILLING POINT;STEEL;PAN HD, PHILLIPS DRIVE;NO 7;20 MM LG;PACK OF 200 ,CARTON OF 5000;FOR USE AS METER TOP MTG SCREW; | CNWPL | CNW PL - SLACKS CREEK | MAT PHN-G7M20 | CURRENT
000016130 | SCREW,TAPPING,THREAD CUTTING | SELF DRILLING POINT;STEEL;PAN HD, PHILLIPS DRIVE;NO 7;20 MM LG;PACK OF 200 ,CARTON OF 5000;FOR USE AS METER TOP MTG SCREW; | CNWPL | CNW PL - SLACKS CREEK | CLI357PH20 | CURRENT
000016130 | SCREW,TAPPING,THREAD CUTTING | SELF DRILLING POINT;STEEL;PAN HD, PHILLIPS DRIVE;NO 7;20 MM LG;PACK OF 200 ,CARTON OF 5000;FOR USE AS METER TOP MTG SCREW; | CLIPSAL | GERARD INDUSTRIES QLD DIVSN P/L | CLI357PH20 | CURRENT
000016131 | SCREW,TAPPING,THREAD CUTTING | SELF DRILLING POINT;STEEL;PAN HD, PHILLIPS DRIVE;NO 7;40 MM LG;PACK OF 100 ;FOR USE AS METER TOP MTG SCREW; | CNWPL | CNW PL - SLACKS CREEK | MAT PHN-G7M40 | CURRENT
000016131 | SCREW,TAPPING,THREAD CUTTING | SELF DRILLING POINT;STEEL;PAN HD, PHILLIPS DRIVE;NO 7;40 MM LG;PACK OF 100 ;FOR USE AS METER TOP MTG SCREW; | CNWPL | CNW PL - SLACKS CREEK | CLI357PH40 | CURRENT
000016131 | SCREW,TAPPING,THREAD CUTTING | SELF DRILLING POINT;STEEL;PAN HD, PHILLIPS DRIVE;NO 7;40 MM LG;PACK OF 100 ;FOR USE AS METER TOP MTG SCREW; | CLIPSAL | GERARD INDUSTRIES QLD DIVSN P/L | CLI357PH40 | CURRENT
000016138 | SKIN PROTECTIVE COMPOUND | EMULSION;SKIN DEFENSE;WATER SOLUBLE; FOR PROTECTION AGAINST DIRT, GREASE & OILS; PREVENTS PERSPERATION/SKIN SOFTENING WHEN WEARING GLOVES;1000 ML BOTTLE | ATOMSUPP | ATOM SUPPLY | 31020052 | CURRENT
000016138 | SKIN PROTECTIVE COMPOUND | EMULSION;SKIN DEFENSE;WATER SOLUBLE; FOR PROTECTION AGAINST DIRT, GREASE & OILS; PREVENTS PERSPERATION/SKIN SOFTENING WHEN WEARING GLOVES;1000 ML BOTTLE | HANLEY | HANLEY INDUSTRIAL ENTERPRISES 459057 | PA31157 | CURRENT
000016139 | SKIN PROTECTIVE COMPOUND | LOTION;SKIN CARE;WATER SOLUBLE;FOR PROTECTION OF HANDS/FACE AFTER WASHING BATHING OR SHOWERING;1000 ML BOTTLE, STOKO LOTION,AFTER WORK CARE; | BLKWOODS | J BLACKWOOD & SON LTD | 03364834/33886 | PHASING
000016139 | SKIN PROTECTIVE COMPOUND | LOTION;SKIN CARE;WATER SOLUBLE;FOR PROTECTION OF HANDS/FACE AFTER WASHING BATHING OR SHOWERING;1000 ML BOTTLE, STOKO LOTION,AFTER WORK CARE; | HANLEY | HANLEY INDUSTRIAL ENTERPRISES 459057 | PA33891 | PHASING
000016139 | SKIN PROTECTIVE COMPOUND | LOTION;SKIN CARE;WATER SOLUBLE;FOR PROTECTION OF HANDS/FACE AFTER WASHING BATHING OR SHOWERING;1000 ML BOTTLE, STOKO LOTION,AFTER WORK CARE; | ATOMSUPP | ATOM SUPPLY | 304860 | PHASING
000016140 | HAND CLEANER | LIQUID PASTE;WATER SOLUBLE; NON-AGGRESSIVE WALNUT SCRUBBER WITH SKIN PROTECTIVE AGENT;2000 ML BOTTLE,6 PER CARTON,TOTAL PACK WEIGHT 14 KG;SOLOPOL L | ATOMSUPP | ATOM SUPPLY | 40000827 | CURRENT
000016140 | HAND CLEANER | LIQUID PASTE;WATER SOLUBLE; NON-AGGRESSIVE WALNUT SCRUBBER WITH SKIN PROTECTIVE AGENT;2000 ML BOTTLE,6 PER CARTON,TOTAL PACK WEIGHT 14 KG;SOLOPOL L | HANLEY | HANLEY INDUSTRIAL ENTERPRISES 459057 | DASOL2LTPK | CURRENT
000016140 | HAND CLEANER | LIQUID PASTE;WATER SOLUBLE; NON-AGGRESSIVE WALNUT SCRUBBER WITH SKIN PROTECTIVE AGENT;2000 ML BOTTLE,6 PER CARTON,TOTAL PACK WEIGHT 14 KG;SOLOPOL L | BLKWOODS | J BLACKWOOD & SON LTD | 00864433/98318706 | CURRENT
000016141 | HAND CLEANER | LIQUID PASTE;WATER SOLUBLE; NON-AGGRESIVE WALNUT SCRUBBER WITH SKIN PROTECTIVE AGENT;250 ML TUBE,12 PER CARTON,PACK WEIGHT 3 KG;SOLOPOL L; | ATOMSUPP | ATOM SUPPLY | 90120068 | CURRENT
000016141 | HAND CLEANER | LIQUID PASTE;WATER SOLUBLE; NON-AGGRESIVE WALNUT SCRUBBER WITH SKIN PROTECTIVE AGENT;250 ML TUBE,12 PER CARTON,PACK WEIGHT 3 KG;SOLOPOL L; | BLKWOODS | J BLACKWOOD & SON LTD | 05178326/34981 | CURRENT
000016141 | HAND CLEANER | LIQUID PASTE;WATER SOLUBLE; NON-AGGRESIVE WALNUT SCRUBBER WITH SKIN PROTECTIVE AGENT;250 ML TUBE,12 PER CARTON,PACK WEIGHT 3 KG;SOLOPOL L; | ATOMSUPP | ATOM SUPPLY | 30009743 GREVEN | CURRENT
000016141 | HAND CLEANER | LIQUID PASTE;WATER SOLUBLE; NON-AGGRESIVE WALNUT SCRUBBER WITH SKIN PROTECTIVE AGENT;250 ML TUBE,12 PER CARTON,PACK WEIGHT 3 KG;SOLOPOL L; | ALPHA | ALPHA FIRST AID SUPPLIES QLD | 500015 | CURRENT
000016153 | CABLE,POWER,ELECTRICAL | 0.6/1 KV;25 SQ MM(7 STRAND);COMPACTED ALUM;2 CORE;BLACK XLPE;AERIAL BUNDLE CABLE;AS3560 320 M DRUM SIZE, DRUM WEIGHT 90 KG,PALLETS OF 6 DRUMS; | MIDLANDS | MIDLAND METALS | MMO-LVABC 2 X25 AL X | CURRENT
000016153 | CABLE,POWER,ELECTRICAL | 0.6/1 KV;25 SQ MM(7 STRAND);COMPACTED ALUM;2 CORE;BLACK XLPE;AERIAL BUNDLE CABLE;AS3560 320 M DRUM SIZE, DRUM WEIGHT 90 KG,PALLETS OF 6 DRUMS; | PRYSMIAN | PRYSMIAN POWER CABLES & SYSTEMS AUST | 2012576 252CLOBAC | CURRENT
000016153 | CABLE,POWER,ELECTRICAL | 0.6/1 KV;25 SQ MM(7 STRAND);COMPACTED ALUM;2 CORE;BLACK XLPE;AERIAL BUNDLE CABLE;AS3560 320 M DRUM SIZE, DRUM WEIGHT 90 KG,PALLETS OF 6 DRUMS; | OLEX | OLEX AUSTRALIA PTY LTD | XDAB17AA002 | CURRENT
000016155 | CABLE,POWER,ELECTRICAL | 0.6/1 KV;35 SQ MM (7 STRAND);COMPACTED ALUM;4 CORE;BLACK XLPE;AERIAL BUNDLED CABLE;AS3560;150 M DRUM SIZE, DRUM WEIGHT 96 KG,PALLETS OF 8; | MIDLANDS | MIDLAND METALS | MMO-LVABC 4 X 35 AL X | CURRENT
000016155 | CABLE,POWER,ELECTRICAL | 0.6/1 KV;35 SQ MM (7 STRAND);COMPACTED ALUM;4 CORE;BLACK XLPE;AERIAL BUNDLED CABLE;AS3560;150 M DRUM SIZE, DRUM WEIGHT 96 KG,PALLETS OF 8; | OLEX | OLEX AUSTRALIA PTY LTD | XDAB18AA004 | CURRENT
000016156 | REACTOR | INRUSH LIMITING;500 AMP;50 HZ;36 KV; 1 PHASE;16.5 KA FOR 3 SEC;PEDESTAL POST INSULATOR MTG;AIR INSULATED;OUTDOOR; AS1028;202 KG; | TRENCH |  | 1-31202 | MAINTENANCE STOCK
000016156 | REACTOR | INRUSH LIMITING;500 AMP;50 HZ;36 KV; 1 PHASE;16.5 KA FOR 3 SEC;PEDESTAL POST INSULATOR MTG;AIR INSULATED;OUTDOOR; AS1028;202 KG; | DRAWING | DRAWING NO | 1-29236 (TRENCH DWG) | MAINTENANCE STOCK
000016156 | REACTOR | INRUSH LIMITING;500 AMP;50 HZ;36 KV; 1 PHASE;16.5 KA FOR 3 SEC;PEDESTAL POST INSULATOR MTG;AIR INSULATED;OUTDOOR; AS1028;202 KG; | TRENCH |  | 1-29236 | MAINTENANCE STOCK
000016157 | SWITCH FUSE GEAR | 12 KV;3 PHASE;1 SW;400 AMP NORM CURR; 400 AMP BKG CAP;50 KA MKG CAP;20 KA SHT CCT WITH STAND FOR 3 SEC;OIL INSUL; | ABB | ABB FAN PTY LTD |  | PHASING
000016158 | BASE,DISTRIBUTION PILLAR | LIGHTWEIGHT,SPLIT;POLYPROPYLENE;GREEN; SUPPLIED WITH SECURING STUDS,JOINTING COMPOUND & ASSEMBLY INSTRUCTIONS; PACK OF 1,PACK WEIGHT 3.5 KG; | WEBER | WEBER SOUTH PACIFIC PTY LTD | SBK-G-IM-SDK | CURRENT
000016158 | BASE,DISTRIBUTION PILLAR | LIGHTWEIGHT,SPLIT;POLYPROPYLENE;GREEN; SUPPLIED WITH SECURING STUDS,JOINTING COMPOUND & ASSEMBLY INSTRUCTIONS; PACK OF 1,PACK WEIGHT 3.5 KG; | FULTON | FULTON INDUSTRIES PL | PB2G-SP | CURRENT
000016158 | BASE,DISTRIBUTION PILLAR | LIGHTWEIGHT,SPLIT;POLYPROPYLENE;GREEN; SUPPLIED WITH SECURING STUDS,JOINTING COMPOUND & ASSEMBLY INSTRUCTIONS; PACK OF 1,PACK WEIGHT 3.5 KG; | LEGEND | LEGEND POWER SYSTEMS | SBK-G-IM-SDK | CURRENT
000016158 | BASE,DISTRIBUTION PILLAR | LIGHTWEIGHT,SPLIT;POLYPROPYLENE;GREEN; SUPPLIED WITH SECURING STUDS,JOINTING COMPOUND & ASSEMBLY INSTRUCTIONS; PACK OF 1,PACK WEIGHT 3.5 KG; | PLP AUST | PREFORMED LINE PRODUCTS (AUST) | D-UEC11MGES | CURRENT
000016158 | BASE,DISTRIBUTION PILLAR | LIGHTWEIGHT,SPLIT;POLYPROPYLENE;GREEN; SUPPLIED WITH SECURING STUDS,JOINTING COMPOUND & ASSEMBLY INSTRUCTIONS; PACK OF 1,PACK WEIGHT 3.5 KG; | FLOWLINE | FLOWLINE INDUSTRIES PTY LTD | ES1006/1 | CURRENT
000016170 | SPLICE,CONDUCTOR | SUPERLOCK,HELICAL;STEEL GALV;GALV STEEL STRAND;7/2.75 MM;BOX OF 50; BOXWEIGHT 9 KG; | TYCO | TYCO | FGG0790-0830 | CURRENT
000016170 | SPLICE,CONDUCTOR | SUPERLOCK,HELICAL;STEEL GALV;GALV STEEL STRAND;7/2.75 MM;BOX OF 50; BOXWEIGHT 9 KG; | TECONN | TE CONNECTIVITY LTD | FGG0790-0830 | CURRENT
000016170 | SPLICE,CONDUCTOR | SUPERLOCK,HELICAL;STEEL GALV;GALV STEEL STRAND;7/2.75 MM;BOX OF 50; BOXWEIGHT 9 KG; | PLP AUST | PREFORMED LINE PRODUCTS (AUST) | GSC-083 | CURRENT
000016171 | SPLICE,CONDUCTOR | STEEL LINE SPLICE;GALV;STEEL;TO SUIT GALV STAY WIRE 19/2.00 MM;BOX OF 12, PACK WEIGHT 10 KG: | PLP AUST | PREFORMED LINE PRODUCTS (AUST) | GFS-100 | CURRENT
000016171 | SPLICE,CONDUCTOR | STEEL LINE SPLICE;GALV;STEEL;TO SUIT GALV STAY WIRE 19/2.00 MM;BOX OF 12, PACK WEIGHT 10 KG: | MACLEAN | MACLEAN POWER PL - E15128 | GL-S0975 | CURRENT
000016171 | SPLICE,CONDUCTOR | STEEL LINE SPLICE;GALV;STEEL;TO SUIT GALV STAY WIRE 19/2.00 MM;BOX OF 12, PACK WEIGHT 10 KG: | TECONN | TE CONNECTIVITY LTD | FGG0970-1020 | CURRENT
000016172 | SPLICE,CONDUCTOR | SUPERLOCK,HELICAL;STEEL GALV;GALV STEEL STRAND;19/2.75 MM;BOX OF 10,PACK WEIGHT 16.5 KG; | MACLEAN | MACLEAN POWER PL - E15128 | GL-S1375 | CURRENT
000016172 | SPLICE,CONDUCTOR | SUPERLOCK,HELICAL;STEEL GALV;GALV STEEL STRAND;19/2.75 MM;BOX OF 10,PACK WEIGHT 16.5 KG; | PLP AUST | PREFORMED LINE PRODUCTS (AUST) | GSC-138 | CURRENT
000016175 | CIRCUIT BREAKER | OUTDOOR/STEEL STRUCTURE MTG;MIN OIL; OERLIKON;150 KV;3 PHASE,TP;1250 AMP; 19.3 BKG CAP;415 V AC HYDRAULIC;110 V DC TRIPPING;OP6 HYDRAULIC MECHANISM; | OERLIKON |  | TOFQ 150.12 | STRATEGIC SPARE
000016193 | DISCONNECTOR,HIGH VOLTAGE | 123 KV;600 AMP;31.5 KA FOR 1 SEC STC; HORIZONTAL DOUBLE BREAK;PIPE OR STEEL STRUCTURE MTG;MANUAL OPERATED; W/O INSULATORS;C/W AUX CONTACTS; | NGK | NGK STANGER PTY LTD | DRI | PURCHASE AS REQUIRED
000016201 | COVER,PROTECTIVE,NECK AND EARS. | Sun Protection Cover, Blue Cotton, Comes With 4 Holes For attachment to Safety Helmets SC14294 & SC1991 | REDCROSS |  | BLUE COTTON | CURRENT
000016202 | CHART,RECORDING INSTRUMENT. | FOR U/W ESTERLINE ANGUS RECORDER MODEL MS 401E (MK 2 & 3 SERIES RECORDER);FOLD CHART;30 DAYS DURATION;SCALED; | SCIGRAPH |  | GC23582-T30 | PHASING
000016203 | CAPACITOR UNIT. | 10.47 KV,222 KVAR;SINGLE PHASE;6.7 UF PER PHASE;21.2 AMP CONT @ 50 HZ;50 HZ; NON PCB IMPREGNANT;EXTERNALLY FUSED; 1 BUSHING PER UNIT;U/W CAPACITOR BANKS | GE | GENERAL ELECTRIC COMPANY | 58L307KC1 | PURCHASE AS REQUIRED
000016207 | CAPACITOR UNIT. | 6.93 KV,490 KVAR;SINGLE PHASE;32.5 UF PER PHASE;71 AMP CONT @ 50 HZ;50 HZ;NON PCB IMPREGNANT;POLYPROPYLENE FILM DIELECTRIC;INTERNALLY FUSED;2 BUSHINGS | NOKIAN | NOKIAN CAPACITORS PTY LTD | TILP490 | STRATEGIC SPARE
000016208 | CAPACITOR UNIT. | 3.2 KV,75 KVAR;SINGLE PHASE;23.3 UF PER PHASE;23 AMP CONT @ 50H Z;50 HZ;NON PCB IMPREGNANT;(TOLERANCE + 5% TO - 0%); POLYPROPYLENE FILM DIELECTRIC;INTERNALLY | NOKIAN | NOKIAN CAPACITORS PTY LTD | PILP75 | MAINTENANCE STOCK
000016208 | CAPACITOR UNIT. | 3.2 KV,75 KVAR;SINGLE PHASE;23.3 UF PER PHASE;23 AMP CONT @ 50H Z;50 HZ;NON PCB IMPREGNANT;(TOLERANCE + 5% TO - 0%); POLYPROPYLENE FILM DIELECTRIC;INTERNALLY | ABB | ABB FAN PTY LTD | CAPACITOR UNIT. | MAINTENANCE STOCK
000016213 | LAMP,SODIUM VAPOUR. | EXTERNAL IGNITOR TYPE;HP;100 W;250 V; GES (E40/45) CAP;CLEAR BULB;TWIN ARC TUBE;CARTON OF 12,PACK WEIGHT 2.28 KG; | GERARD | GERARD PROFESSIONAL SOLUTIONS PL | 673149 | CURRENT
000016214 | LAMP,SODIUM VAPOUR. | HP;150 W;250 V;GES (E40/45) CAP;CLEAR BULB;TWIN ARC TUBE;CARTON OF 12; | GERARD | GERARD PROFESSIONAL SOLUTIONS PL | 673135 | CURRENT
000016215 | LAMP,SODIUM VAPOUR. | HP;250 W;250 V;GES (E40/45) CAP;CLEAR BULB;TWIN ARC TUBE;CARTON OF 12; | GERARD | GERARD PROFESSIONAL SOLUTIONS PL | 673138 | CURRENT
000016219 | LAMP,SODIUM VAPOUR. | EXTERNAL IGNITOR TYPE;HP;70 W;250 V; ES (E27) CAP;DIFFUSE BULB;TWIN ARC TUBE; CARTON OF 12,PACK WEIGHT 1.08 KG; | PHILIPS | PHILIPS AUSTRALIA PTY LTD | 928486700091 | CURRENT
000016219 | LAMP,SODIUM VAPOUR. | EXTERNAL IGNITOR TYPE;HP;70 W;250 V; ES (E27) CAP;DIFFUSE BULB;TWIN ARC TUBE; CARTON OF 12,PACK WEIGHT 1.08 KG; | GERARD | GERARD PROFESSIONAL SOLUTIONS PL | 207190 | CURRENT
000016233 | CAPACITOR UNIT. | 6.93 KV;333.3 KVAR;SINGLE PHASE;22.1 UF PER PHASE;48.1 AMP CONT @ 50 HZ;;;NON PC B IMPREGNANT;POLYPROPYLENE FILM DIELECTR IC;INTERNALLY FUSED;2 BUSHINGS PER UNIT; | ABB | ABB FAN PTY LTD | CHE 733B | CURRENT
000016236 | MICROPROCESSOR CONTROLLER,PMR | MICROTRIP 2;WITH MTG PLATE;15 V & 24 V LITHIUM BATTERY INCLUDED;TERMINALS & ASSOCIATED WIRING ON MTG PLATE,READY TO INSTALL INTO MK 2A & MK 2B PMR CONTROL | BRUSH | BRUSH SWITCHGEAR AUSTRALIA | MICROTRIP 2 | PURCHASE AS REQUIRED
000016256 | GREASE,GENERAL PURPOSE | Lithium Base, 225g Squeeze Tube, for Electrical Joints, Conductive, suit Al to Al, Cu to Cu, Bimetal to Al | DULMISON | DULMISON (AUST) PTY LTD | ALV 300 | CURRENT
000016258 | GLOVES,CLOTH | COTTON,100%;GAUNTLET CUFFS;SIZE 9 STRETCH FIT (35 CM LG);WORN AS A LINER GLOVE IN RUBBER INSULATING GLOVES; ,CLASS 0 & 00 GLOVES; | LEGEND | LEGEND POWER SYSTEMS | 0023-09 | CURRENT
000016258 | GLOVES,CLOTH | COTTON,100%;GAUNTLET CUFFS;SIZE 9 STRETCH FIT (35 CM LG);WORN AS A LINER GLOVE IN RUBBER INSULATING GLOVES; ,CLASS 0 & 00 GLOVES; | CNWPL | CNW PL - SLACKS CREEK | CAB0023-09 | CURRENT
000016258 | GLOVES,CLOTH | COTTON,100%;GAUNTLET CUFFS;SIZE 9 STRETCH FIT (35 CM LG);WORN AS A LINER GLOVE IN RUBBER INSULATING GLOVES; ,CLASS 0 & 00 GLOVES; | SILGLEN | SILGLEN SERVICES PTY LTD | 0023/KCL/09 (SIZE 9) | CURRENT
000016260 | GLOVES,CLOTH | COTTON,100%;GAUNTLET CUFFS;SIZE 10; STRETCH FIT;(35 CM LG);WORN AS A LINER GLOVE IN RUBBER INSULATING GLOVES, CLASS 0 & 00 GLOVES; | ATOMSUPP | ATOM SUPPLY | 236508 | CURRENT
000016260 | GLOVES,CLOTH | COTTON,100%;GAUNTLET CUFFS;SIZE 10; STRETCH FIT;(35 CM LG);WORN AS A LINER GLOVE IN RUBBER INSULATING GLOVES, CLASS 0 & 00 GLOVES; | CNWPL | CNW PL - SLACKS CREEK | CAB0023-10 | CURRENT
000016260 | GLOVES,CLOTH | COTTON,100%;GAUNTLET CUFFS;SIZE 10; STRETCH FIT;(35 CM LG);WORN AS A LINER GLOVE IN RUBBER INSULATING GLOVES, CLASS 0 & 00 GLOVES; | SILGLEN | SILGLEN SERVICES PTY LTD | 0023/KCL/10 (LARGE) | CURRENT
000016264 | CUTTER,CABLE,HAND OPERATED | Parrot Beak Type, suit 70mm2 Cu & Al Conductor c/w Red Insulated Handles, for Installation Inspector Tool Kit & Pole Top Rescue Kit | C&LTOOL | CALTCO T/A C&L TOOL CENTRE | K40 | PHASING
000016264 | CUTTER,CABLE,HAND OPERATED | Parrot Beak Type, suit 70mm2 Cu & Al Conductor c/w Red Insulated Handles, for Installation Inspector Tool Kit & Pole Top Rescue Kit | SPECFORC | SPECIALISED FORCE | K40 | PHASING
000016264 | CUTTER,CABLE,HAND OPERATED | Parrot Beak Type, suit 70mm2 Cu & Al Conductor c/w Red Insulated Handles, for Installation Inspector Tool Kit & Pole Top Rescue Kit | CABLACES | CABLACES | K40 | PHASING
000016264 | CUTTER,CABLE,HAND OPERATED | Parrot Beak Type, suit 70mm2 Cu & Al Conductor c/w Red Insulated Handles, for Installation Inspector Tool Kit & Pole Top Rescue Kit | TECONN | TE CONNECTIVITY LTD | 110/1 | PHASING
000016274 | CONTACTOR | CONTACTOR & OVERLOAD RELAY; SPRECHER & SCHUH;CA7-9-10 240V 50/277V 60; CEP7-ED1CB; 1-5 AMP;1 PK OF A,1 PK OF B; | REXEL | REXEL PTY LTD | SPRCEP7ED1CB+CA7-9-10-240VAC | CURRENT
000016274 | CONTACTOR | CONTACTOR & OVERLOAD RELAY; SPRECHER & SCHUH;CA7-9-10 240V 50/277V 60; CEP7-ED1CB; 1-5 AMP;1 PK OF A,1 PK OF B; | HAYMANS | HAYMANS ELECTRICAL | CEP7ED1CB CA7910 240V50/277V60 | CURRENT
000016276 | GUARD,LAMP | STEEL;GALV;SPIRAL WIRE TYPE;FOR USE WITH WATCHMAN FLOODLIGHT STOCK CODE 13967; | SPECTRA |  | C20630 | PURCHASE AS REQUIRED
000016276 | GUARD,LAMP | STEEL;GALV;SPIRAL WIRE TYPE;FOR USE WITH WATCHMAN FLOODLIGHT STOCK CODE 13967; | EYE |  | 10580 HS-O GUARD | PURCHASE AS REQUIRED
000016278 | LAMP,INCANDESCENT | REPLACEMENT BULB TO SUIT STOCK CODE 16525 (FLASHLIGHT);LASER SHARP HI-INTENSITY BEAM,FOR USE WITH PELICAN SUPER MITYLITE ONLY;PACK OF 10; | HAYMANS | HAYMANS ELECTRICAL | PEL1904 | CURRENT
000016278 | LAMP,INCANDESCENT | REPLACEMENT BULB TO SUIT STOCK CODE 16525 (FLASHLIGHT);LASER SHARP HI-INTENSITY BEAM,FOR USE WITH PELICAN SUPER MITYLITE ONLY;PACK OF 10; | PELICAN |  | PEL1904 | CURRENT
000016284 | FUSE LINK,ENCLOSED ELEMENT | 125 AMP;500 V AC;BLADE TYPE CONTACTS;DIN SIZE 2;AS2005,PART 1;PACK OF 3,PACK WEIGHT 1.20 KG;FOR USE IN 100 KVA PADMOUNTS; | FLOWLINE | FLOWLINE INDUSTRIES PTY LTD | EM372612 | CURRENT
000016284 | FUSE LINK,ENCLOSED ELEMENT | 125 AMP;500 V AC;BLADE TYPE CONTACTS;DIN SIZE 2;AS2005,PART 1;PACK OF 3,PACK WEIGHT 1.20 KG;FOR USE IN 100 KVA PADMOUNTS; | COOPELEC | COOPER ELECTRICAL AUSTRALIA PTY LTD | 125NH2B | CURRENT
000016284 | FUSE LINK,ENCLOSED ELEMENT | 125 AMP;500 V AC;BLADE TYPE CONTACTS;DIN SIZE 2;AS2005,PART 1;PACK OF 3,PACK WEIGHT 1.20 KG;FOR USE IN 100 KVA PADMOUNTS; | FUSECO | FUSECO PTY LTD | NH2F-125 | CURRENT
000016285 | FUSE LINK,RING MAIN UNIT. | 12 KV;16 AMP HRC FUSE;FOR OIL INSULATED SWITCHGEAR;100 KVA TRANSFORMER; PACK OF 3,PACK WEIGHT 6.0 KG; | COOPELEC | COOPER ELECTRICAL AUSTRALIA PTY LTD | 12OEFMA10 | CURRENT
000016288 | PADLOCK | SOLID BRASS CASE,BRASS SHACKLE;45 MM W CASE,W/90 MM SHACKLE CLEARANCE;MK METERING SERIES;FOR METER BOX PRIVATE RESIDENTIAL USE; | LOCKWOOD | LOCKWOOD/ASSA ABOLY AUSTRALIA PTY LTD | 234X/B LOCKWOOD | PHASING
000016334 | LINK,ELECTRICAL BRIDGING. | BI-POLE;TO SUIT KLIPPON SAKCIO TERMINAL BLOCK,FOR INTER-BLOCK BRIDGING | KLIPPON |  | KLI0135500000 | CURRENT
000016337 | BASE,RELAY | HAT RAIL MTG;14 FEMALE CONT;PLUG IN TERMINAL;PLASTIC BODY;TO BE USED IN CONJUNCTION WITH RELECO RELAY TYPE C4A40 X 110 V AC;PACK OF 1; | CNWPL | CNW PL - SLACKS CREEK | (ARLIN) ARLS4-J | PURCHASE AS REQUIRED
000016337 | BASE,RELAY | HAT RAIL MTG;14 FEMALE CONT;PLUG IN TERMINAL;PLASTIC BODY;TO BE USED IN CONJUNCTION WITH RELECO RELAY TYPE C4A40 X 110 V AC;PACK OF 1; | CNWPL | CNW PL - SLACKS CREEK | ARLS4-J | PURCHASE AS REQUIRED
000016337 | BASE,RELAY | HAT RAIL MTG;14 FEMALE CONT;PLUG IN TERMINAL;PLASTIC BODY;TO BE USED IN CONJUNCTION WITH RELECO RELAY TYPE C4A40 X 110 V AC;PACK OF 1; | RELECO |  | RELRE220102 | PURCHASE AS REQUIRED
000016338 | RELAY,ELECTROMAGNETIC | POWER MIDGET TYPE;4P;110 V AC COIL;380 V AC CONT;10 AMP NOM;4 CO CONT;NON LATCHING;PLUG INTO RAIL MOUNTED SOCKET TYPE S4-B(RELE);MECHANICAL FLAG & LAMP | CNWPL | CNW PL - SLACKS CREEK | (ARLIN) ARLC4-A40X/AC115V | PURCHASE AS REQUIRED
000016338 | RELAY,ELECTROMAGNETIC | POWER MIDGET TYPE;4P;110 V AC COIL;380 V AC CONT;10 AMP NOM;4 CO CONT;NON LATCHING;PLUG INTO RAIL MOUNTED SOCKET TYPE S4-B(RELE);MECHANICAL FLAG & LAMP | CNWPL | CNW PL - SLACKS CREEK | ARLC4-A40X/AC115V | PURCHASE AS REQUIRED
000016338 | RELAY,ELECTROMAGNETIC | POWER MIDGET TYPE;4P;110 V AC COIL;380 V AC CONT;10 AMP NOM;4 CO CONT;NON LATCHING;PLUG INTO RAIL MOUNTED SOCKET TYPE S4-B(RELE);MECHANICAL FLAG & LAMP | RELECO |  | RELRE140210 | PURCHASE AS REQUIRED
000016339 | THERMOMETER,INDICATING,CAPILLARY TUBE | Outdoor, Winding Temp, 0-150 Deg C Measuring & Switching Range, 4 Switches, 10m Capillary Tube with Bulb for 1 In BSP, c/w Built In Thermal Image | INSULECT | INSULECT AUSTRALIA PL | AKM345-00407-786 | CURRENT
000016339 | THERMOMETER,INDICATING,CAPILLARY TUBE | Outdoor, Winding Temp, 0-150 Deg C Measuring & Switching Range, 4 Switches, 10m Capillary Tube with Bulb for 1 In BSP, c/w Built In Thermal Image | KIHLSTRM |  | 3540119X9 WITH PT 100 RTD | CURRENT
000016340 | THERMOMETER,INDICATING,CAPILLARY TUBE | Outdoor, Oil Temperature, 0-150 Deg C Measuring & Switching Range, 4 Switches, 10m Capillary Tube with Bulb for 1 In BSP, c/w Resistance PT 100 OHM @ 0 Deg c | INSULECT | INSULECT AUSTRALIA PL | AKM345-00407-785 | CURRENT
000016340 | THERMOMETER,INDICATING,CAPILLARY TUBE | Outdoor, Oil Temperature, 0-150 Deg C Measuring & Switching Range, 4 Switches, 10m Capillary Tube with Bulb for 1 In BSP, c/w Resistance PT 100 OHM @ 0 Deg c | KIHLSTRM |  | 34401199 WITH PT 100 RTD | CURRENT
000016346 | ARRESTER,ELECTRICAL SURGE | GAPLESS,METAL OXIDE,NON-VENTED TYPE; 500 V;5 KA;C/W 2 ASSEMBLY KITS AN5685. 3086;M10 S/S STUD MTG;POLYMER HOUSING;FOR TRANSFORMER LV BUSHINGS; | BRITECH | BRI-TECH PTY LTD | LVSD415V | CURRENT
000016346 | ARRESTER,ELECTRICAL SURGE | GAPLESS,METAL OXIDE,NON-VENTED TYPE; 500 V;5 KA;C/W 2 ASSEMBLY KITS AN5685. 3086;M10 S/S STUD MTG;POLYMER HOUSING;FOR TRANSFORMER LV BUSHINGS; | ACCULEC | ACCULEC PTY LTD - E18524 | LVSD415V | CURRENT
000016347 | ARRESTER,ELECTRICAL SURGE | GAPLESS,METAL OXIDE;12 KV;10 KA; DIRECT M12 S/S MTG;POLYMER HOUSING;W/LINE LEAD & INSULATING CAP;PALLET OF 147; TRANSFORMER BUSHING APPLICATION; | AKPOWER | AK POWER SOLUTIONS PTY LTD | 30543 | PHASING
000016351 | CHART,RECORDING INSTRUMENT. | FOR U/W LINEAR SCIENTIFIC RECORDER,MODEL 4020 (MK 4 SERIES RECORDER);FOLD CHART; 30 DAY DURATION;SCALED;1 PER PACK; | SCIGRAPH |  | MGC 168-T2CM | PHASING
000016351 | CHART,RECORDING INSTRUMENT. | FOR U/W LINEAR SCIENTIFIC RECORDER,MODEL 4020 (MK 4 SERIES RECORDER);FOLD CHART; 30 DAY DURATION;SCALED;1 PER PACK; | BEP |  | MGC 168 | PHASING
000016353 | SCREW,PANEL FASTENER | CONSISTING OF 20 SETS PER PACK;EACH SET COMPRISING OF 1 X M5 X 25 MM LG BRASS RD HD SCREW WITH 1.5 MM DIA HOLE;1 X M5 STAINLESS STEEL SPRING WASHER;2 X M5 | SUMMIT | SUMMIT GROUP | 6BKEM5025 | CURRENT
000016353 | SCREW,PANEL FASTENER | CONSISTING OF 20 SETS PER PACK;EACH SET COMPRISING OF 1 X M5 X 25 MM LG BRASS RD HD SCREW WITH 1.5 MM DIA HOLE;1 X M5 STAINLESS STEEL SPRING WASHER;2 X M5 | STATEWD | STATEWIDE FSTNERS & ENG SPLS PL | SCREW,PANEL FASTENER | CURRENT
000016354 | CONVERTER,FREQUENCY,STATIC | AUDIO FREQ LOAD CONTROL;1050 HZ;25 KVA OUTPUT WITH RETURN I,30 KVA W/O RETURN 1;415 V,3 PH,50 HZ INPUT;FOR INDOOR TYPE E CABINET;ALTERNATIVE TO TYPES F,G & H | ZELLWEGR |  | SFU-I/103 | PHASING
000016365 | BUSBAR | COPPER;220 MM LG,100 MM W,6 MM THK;C/W 7 ,14 MM HOLES;FOR EARTHING MEN,TANK EARTH & EARTH RING FOR GROUND TRANSFORMERS IN DISTRIBUTION SUBSTATIONS,(ADDITIONAL | GLOBAL | GLOBAL MANUFACTURING GROUP | ENERGEX-11040-A4 | CURRENT
000016366 | OUTREACH ARM,PUBLIC LIGHTING | SPECIAL OUTREACH ARM;STEEL;GALV;34 MM DIA LANTERN MTG SPIGOT;50 MM ID,300 MM LG BASE;NON STD MINOR ROAD STREETLIGHT COLUMN;REFER RELEVANT WORKS ORDER; | POLO |  |  | PURCHASE AS REQUIRED
000016366 | OUTREACH ARM,PUBLIC LIGHTING | SPECIAL OUTREACH ARM;STEEL;GALV;34 MM DIA LANTERN MTG SPIGOT;50 MM ID,300 MM LG BASE;NON STD MINOR ROAD STREETLIGHT COLUMN;REFER RELEVANT WORKS ORDER; | POLETECH |  |  | PURCHASE AS REQUIRED
000016368 | RELAY,OVERCURR & EARTH FAULT,DIRECTIONAL | 3 DOC,DEF;IDMLT(4 CURVES),DEF TIME & INST;24 V TO 125 V AUX;5 AMP;OC 8%-320%, INST 8%-3200%;EF 2%-80%,INST 2%-800%;DEF TIME,0-10 SEC,95 DEG LAG-95 DEG LEAD;8 | ALSTOM | ALSTOM GRID AUSTRALIA LIMITED | KCEG14201F21EE | CURRENT
000016370 | RELAY,OVERCURRENT | EF;5 AMP;2.5-10 AMP SETTING;2 NO SR CONT ;HR FLAG MULTITRIP;110 V DC,10 NO HR CONTACT;HR FLAG;MODULAR CASE;FLUSH MTG; IEC255;BUSFRAME LEAKAGE SCHEME,ORDER ON | GEC | GENERAL ELECTRIC COMPANY | MCAG12/MVAJ13 | PHASING
000016371 | RELAY,FEEDER DIFFERENTIAL. | TRANSLAY - S;110 V AUX;1 AMP; W/OVERCURRENT CHECK,PILOT WIRE SUPV & PILOT DESTABILISING/INTERTRIPPING; MODULAR CASE;483 MM RACK MTG;15 KV | ALSTOM | ALSTOM GRID AUSTRALIA LIMITED | MBCI-HS/MBCI-HR | PHASING
000016372 | RELAY,CIRCUIT BREAKER FAILURE | 3 OC,TIMER;INST;110 V AUX;5 AMP; 1.0-8.0 AMP,TIME 0.01-9.99 SEC;2 NO SR OC & 2 NO SR TIMER;1 HR TIMER FLAG;SCREW TERM MODULAR CASE;FLUSH MTG;IEC255;ORDER | ALSTOM | ALSTOM GRID AUSTRALIA LIMITED | MCTI39/MVTT14 | PHASING
000016373 | RELAY,VOLTAGE | OVERVOLTAGE;SINGLE PHASE INPUT, 110/63.5 V AC;125 V AUX SUPPLY;100%-150% PICK UP,0.6-6 SEC TIME DELAY,2 NO SR CONT,1 HR FLAG,MODULAR CASE,FLUSH MTG; | AMPCONT | AMPCONTROL CSM PTY LTD | TTG7111 | PHASING
000016375 | STUD,NUT | SERRATED GROOVES;M10 BOLT SIZE;22 MM LG; C/W LONG SPRING;FOR USE SURFACE O/D DISTRIBUTION SUBSTNS;PACK OF 100, PACK WEIGHT 5.90 KG; | EZYSTRUT | EZYSTRUT CABLE & PIPE SUPPORTS | E1008H | CURRENT
000016381 | BUS BAR ASSEMBLY | COMPLETE WITH RAYCHEM HEAT SHRINK TERMINATING MATERIAL;FOR STOCK CODES 15243,15469 & 15471; | ABB | ABB FAN PTY LTD | NVL095/5810284 | MAINTENANCE STOCK
000016383 | BRACKET,MOUNTING | ALUMINIUM;PRE-DRILLED;TO ACCEPT MCB BOX STOCK CODE 16433 FUSEHOLDER STOCK CODE 12125;THIS ITEM FOR USE ON EXISTING UNDRILLED STREETLIGHTING BRACKETS & ON | ENI | ENI INDUSTRIES PL | 84168 | CURRENT
000016383 | BRACKET,MOUNTING | ALUMINIUM;PRE-DRILLED;TO ACCEPT MCB BOX STOCK CODE 16433 FUSEHOLDER STOCK CODE 12125;THIS ITEM FOR USE ON EXISTING UNDRILLED STREETLIGHTING BRACKETS & ON | STEELWAY |  | E16383 | CURRENT
000016384 | INSULATOR,STANDOFF | LINE POST;PORCELAIN ,TRUNNION TOP; 11 KV NOM V;12 KN MIN-CANTILEVER;SOLID CORE;325 MM H NOM;VERTICAL;C/W M20 X 85 MM STUD,SPRING WASHER;ROUND WASHER & NUT | BRITECH | BRI-TECH PTY LTD | PPI11-450VCT-EX | CURRENT
000016384 | INSULATOR,STANDOFF | LINE POST;PORCELAIN ,TRUNNION TOP; 11 KV NOM V;12 KN MIN-CANTILEVER;SOLID CORE;325 MM H NOM;VERTICAL;C/W M20 X 85 MM STUD,SPRING WASHER;ROUND WASHER & NUT | DULHUNTY | DULHUNTY INDUSTRIES PTY LTD | R12EC145N-325 | CURRENT
000016385 | CLAMP,ELEC PWR CABLE,SUPPORT | TRUNNION TYPE;HOT DIPPED GALV MALLEABLE IRON;FOR 8.9-21.3 MM DIA COPPER CONDUCTORS;TO BE USED ON TRIDENT ANGLE CONSTRUCTION COPPER CONDUCTORS, | RMS | RELAY MONITORING SYSTEMS PL | DTSC89213 | CURRENT
000016386 | CLAMP,LIVE LINE | Ring Type, Plated Al Body, Bi-Metallic, 4.1-18.9mm Main Conductor, 4.1-13.9mm Tap, u/w Slotted HD Type Operating Stick on Al/Cu Mains With Al/Cu Tap HDBC, | THEWMCAN | TMAC THEW & MCCANN GROUP | TM11597 | CURRENT
000016386 | CLAMP,LIVE LINE | Ring Type, Plated Al Body, Bi-Metallic, 4.1-18.9mm Main Conductor, 4.1-13.9mm Tap, u/w Slotted HD Type Operating Stick on Al/Cu Mains With Al/Cu Tap HDBC, | ACCULEC | ACCULEC PTY LTD - E18524 | S1530AGP | CURRENT
000016387 | NET,MULTIPURPOSE. | WHITE NYLON ROD;12 MM DIA;C/W NYLON FISH NETTING;BRASS CHUCK BLANK (SUNRISE HD); ANIMAL RESCUE NET FOR USE ON CONDUCTORS UP TO & INCLUDING 33 KV;REFER STOCK CODE | ENERGEX | ENERGEX |  | PURCHASE AS REQUIRED
000016390 | ANTISEIZE COMPOUND | Al Complex Soap w/-Cu Graphite, Antiwear Extreme Pressure, 500g Can, for all S/Steel Bolts & Nuts, Pack of 6 | STATEWD | STATEWIDE FSTNERS & ENG SPLS PL | JLKK500 | CURRENT
000016390 | ANTISEIZE COMPOUND | Al Complex Soap w/-Cu Graphite, Antiwear Extreme Pressure, 500g Can, for all S/Steel Bolts & Nuts, Pack of 6 | BLKWOODS | J BLACKWOOD & SON LTD | 05893416 | CURRENT
000016390 | ANTISEIZE COMPOUND | Al Complex Soap w/-Cu Graphite, Antiwear Extreme Pressure, 500g Can, for all S/Steel Bolts & Nuts, Pack of 6 | CALTEX | CALTEX | ANTI SEIZE GREASE | CURRENT
000016400 | RELAY,FEEDER DIFFERENTIAL. | REYROLLE SOLKOR RF;5 AMP;PILOT WIRE; MTG FLUSH & RACK; | RMS | RELAY MONITORING SYSTEMS PL | 7PG2111-1DA30-0DD0 | CURRENT
000016401 | RELAY,SENSITIVE EARTH FAULT | SEFCK;DEFINITE TIME;32 V AUX;5 AMP; 0.025-0.76 AMP,TIME 0.1-9.9 SEC;2 CO SR CONT;1 HR FLAG;SCREW TERM;MODULAR CASE; FLUSH MTG;IEC 255;ORDER ON PROT DEPT | GEC | GENERAL ELECTRIC COMPANY | MCSU01 | PHASING
000016404 | CYLINDER,LOCK | PADLOCKING BRACKET;FOR HIMEL PLM86 ENCLOSURE;1.5 MM THK;STAINLESS STEEL;PACK OF 1; | AUSLEC | AUSLEC | HIMDBP | PHASING
000016405 | ENCLOSURE,ELECTRICAL BOX | WALL MTG;POLYESTOR;HOT PRESSED, GLASS FIBRE REINFORCED POLYESTOR CABINET;1 PIECE MONOBLOCK BODY,IP-66 (IEC-259);GREY COLOUR;RAL7032;STABLE TO | B&R | B&R ENCLOSURES | PD806030 | CURRENT
000016406 | ENCLOSURE,ELECTRICAL BOX | 160 MM X 250 MM X 90 MM THK;FOR 24 V DC BATTERY & POWER SUPPLY;FOR EXTERNAL TELEPHONE LINE ISOLATION SYSTEM;PACK OF 1; | CNWPL | CNW PL - SLACKS CREEK | 1034186 CT-842 | CURRENT
000016406 | ENCLOSURE,ELECTRICAL BOX | 160 MM X 250 MM X 90 MM THK;FOR 24 V DC BATTERY & POWER SUPPLY;FOR EXTERNAL TELEPHONE LINE ISOLATION SYSTEM;PACK OF 1; | CNWPL | CNW PL - SLACKS CREEK | FAR1016347 | CURRENT
000016406 | ENCLOSURE,ELECTRICAL BOX | 160 MM X 250 MM X 90 MM THK;FOR 24 V DC BATTERY & POWER SUPPLY;FOR EXTERNAL TELEPHONE LINE ISOLATION SYSTEM;PACK OF 1; | FARNELL | FARNELL DISTRIBUTORS - ELEMENT 14 | FAR101-6-347 | CURRENT
000016409 | SIGN | LETTERING & COLOUR AS PER DWG,KIT OF 6 SIGNS,WHITE ABS PLASTIC;FOR EXTERNAL TELEPHONE LINE ISOLATION SYSTEM;PACK OF 1,PACK WEIGHT 1.50 KG; | CUTLER | CUTLER BRANDS PTY LTD | ENERGE-16409 | CURRENT
000016409 | SIGN | LETTERING & COLOUR AS PER DWG,KIT OF 6 SIGNS,WHITE ABS PLASTIC;FOR EXTERNAL TELEPHONE LINE ISOLATION SYSTEM;PACK OF 1,PACK WEIGHT 1.50 KG; | ES | QUALITY ENGRAVING SERVICES PTY LTD | 16409 | CURRENT
000016410 | RESISTOR | 25 W,100 OHM;FOR EXTERNAL TELEPHONE LINE ISOLATION SYSTEM; | FARNELL | FARNELL DISTRIBUTORS - ELEMENT 14 | 345192 | CURRENT
000016412 | CONDUIT,NONMETALLIC,FLEXIBLE | 16 MM MEDIUM DUTY CORROGATED;PVC;GREY; 50 M ROLL;FOR EXTERNAL TELEPHONE LINE ISOLATION SYSTEM; | HAYMANS | HAYMANS ELECTRICAL | CLI9016TCMGY | PURCHASE AS REQUIRED
000016412 | CONDUIT,NONMETALLIC,FLEXIBLE | 16 MM MEDIUM DUTY CORROGATED;PVC;GREY; 50 M ROLL;FOR EXTERNAL TELEPHONE LINE ISOLATION SYSTEM; | CNWPL | CNW PL - SLACKS CREEK | CLI9016TCMGY | PURCHASE AS REQUIRED
000016412 | CONDUIT,NONMETALLIC,FLEXIBLE | 16 MM MEDIUM DUTY CORROGATED;PVC;GREY; 50 M ROLL;FOR EXTERNAL TELEPHONE LINE ISOLATION SYSTEM; | TRI UGRD | TRI UNDERGROUND AUSTRALIA PTY LTD | HPPCM16/50 | PURCHASE AS REQUIRED
000016412 | CONDUIT,NONMETALLIC,FLEXIBLE | 16 MM MEDIUM DUTY CORROGATED;PVC;GREY; 50 M ROLL;FOR EXTERNAL TELEPHONE LINE ISOLATION SYSTEM; | AUSLEC | AUSLEC | CLI9016CM | PURCHASE AS REQUIRED
000016420 | FIXTURE,LIGHTING | SODIUM VAPOUR,HP;STREET LIGHT,POST TOP; 70 W;METALWORK FINISH BOTTLE GREEN; 76 MM SPIGOT,C/W INTEGRAL CONTROL GEAR & PHOTO ELECTRIC CONTROL BASE;AS2700; | GERARD | GERARD PROFESSIONAL SOLUTIONS PL | B2001-70/PE D41BD10 | PHASING
000016421 | RELAY ASSEMBLY | GROUP INTERTRIP;32/110 V DC;15 KV RMS PILOT ISOLATION;OUTPUT CONTS 4 N/O;PILOT WIRE SUPERVISION 2 N/C, FLUSH OR PROJECTION MTG;BS142 & IEC255; | SCHNEDER | SCHNEIDER PTY LTD | GCM05XX0751A | CURRENT
000016427 | POLE,PUBLIC LIGHTING | BASE PLATE MTD;STEEL;GALV;4.5 M ABOVE GROUND;76 MM OD X 80 MM LG SPIGOT; FINISHED DULUX NAVY;50282,FOR MINOR RD, CRADLE OF 12,ESTATE,USE FOUNDATION | GM POLES | GM POLES PTY LTD | EST-04.5-NV | CURRENT
000016427 | POLE,PUBLIC LIGHTING | BASE PLATE MTD;STEEL;GALV;4.5 M ABOVE GROUND;76 MM OD X 80 MM LG SPIGOT; FINISHED DULUX NAVY;50282,FOR MINOR RD, CRADLE OF 12,ESTATE,USE FOUNDATION | INGALEPS | INGAL EPS (CONTRACTOR) | BASE PLATE 4.5 M | CURRENT
000016429 | TRANSFORMER,CURRENT | MEASUREMENT, WINDOW TYPE; TOROIDAL; INDOOR; FOR METER; 660 V;1500/5 AMP LONG RANGE TYPE W; CLASS 0.5S; EXT 200%; RATED OUTPUT 15 VA; TO AS60044.1; | TWS | TWS ENERGY CONTROLS | 240W112CL05S/EN | CURRENT
000016429 | TRANSFORMER,CURRENT | MEASUREMENT, WINDOW TYPE; TOROIDAL; INDOOR; FOR METER; 660 V;1500/5 AMP LONG RANGE TYPE W; CLASS 0.5S; EXT 200%; RATED OUTPUT 15 VA; TO AS60044.1; | WFENERGY | WF ENERGY CONTROLS | 24W112CL05S/EN | CURRENT
000016430 | BOX,SMALL PARTS | ABS PLASTIC;ROLA CASE RC002;37 CM LG, 37 CM W,9 CM H,APPROX;W/CARRY HANDLE, WITHOUT DIVIDERS;COLOUR BLUE;EMPTY BOX USED BY ENERGEX FOR FIRST AID KIT | MOLONEYT |  | RC002 | PHASING
000016431 | CORROSION PREVENTIVE COMPOUND | PREVENTS CORROSION & RUST ON METAL SURFACE;COLD GALVANIZING SPRAY;USED AS A FINAL COATING OR AS A PRIMER;350 G CAN; FOR USE ON EITHER HOT OR COLD SURFACES; | CRC | CRC INDUSTRIES AUSTRALIA PTY LTD | CRC 2085 | CURRENT
000016431 | CORROSION PREVENTIVE COMPOUND | PREVENTS CORROSION & RUST ON METAL SURFACE;COLD GALVANIZING SPRAY;USED AS A FINAL COATING OR AS A PRIMER;350 G CAN; FOR USE ON EITHER HOT OR COLD SURFACES; | BLKWOODS | J BLACKWOOD & SON LTD | 04461001 | CURRENT
000016431 | CORROSION PREVENTIVE COMPOUND | PREVENTS CORROSION & RUST ON METAL SURFACE;COLD GALVANIZING SPRAY;USED AS A FINAL COATING OR AS A PRIMER;350 G CAN; FOR USE ON EITHER HOT OR COLD SURFACES; | ATOMSUPP | ATOM SUPPLY | 1135011 | CURRENT
000016431 | CORROSION PREVENTIVE COMPOUND | PREVENTS CORROSION & RUST ON METAL SURFACE;COLD GALVANIZING SPRAY;USED AS A FINAL COATING OR AS A PRIMER;350 G CAN; FOR USE ON EITHER HOT OR COLD SURFACES; | CHEMSRCH | CHEMSEARCH | HY ZINC 5028 | CURRENT
000016432 | BOX,STREET LIGHT,JOINT USE | CAST ALUMINIUM;WIRED COMPLETE WITH 15/16 AMP 6 KA 240 V SP MCB AND TERMINAL BLOCK;FOR USE WITH STREET LIGHT POLES; PACK OF 1; | PJMARTIN | PETER J MARTIN SALES PTY LTD | SLD430 | CURRENT
000016433 | ENCLOSURE,ELECTRICAL BOX | STREET LIGHT C/W APPROVED CIRCUIT BREAKER & TERMINAL BLOCK;2 GROMMETTED BOTTOM & 1 UNGROMMETTED REAR ENTRY; BOX OF 20,PACK WEIGHT 10 KG;REPLACES | FLOWLINE | FLOWLINE INDUSTRIES PTY LTD | ESQ16433 | CURRENT
000016435 | PLASTIC SHEET | POLYETHYLENE;WHITE OPAQUE;50 UM THICK + OR - 10 UM;1800 MM W;2000 MM LG; PERFORATED SHEET ON ROLL;30 ROLLS PER PALLET,PALLET WEIGHT 530 KG;TOP COVER | FROMM | FROMM PACKAGING AUSTRALIA PL | LDPE SINGLE WOUND SHEET | CURRENT
000016435 | PLASTIC SHEET | POLYETHYLENE;WHITE OPAQUE;50 UM THICK + OR - 10 UM;1800 MM W;2000 MM LG; PERFORATED SHEET ON ROLL;30 ROLLS PER PALLET,PALLET WEIGHT 530 KG;TOP COVER | BECKWITH | BECKWITH TRADING (QLD) PTY LTD | 2000 MM W; | CURRENT
000016436 | REACTOR | AF BLOCKING;12.8 MH;120 AMP;50 HZ;12 KV; 3 PHASE;1.5 KA FOR 1 SEC;HANGER BRACKET MTG;OIL FILLED;AS1028;2 AMP @ 1045 HZ, 1000 D,1100 H,1740 W;950 KG; | ABB | ABB FAN PTY LTD | 113059 | PURCHASE AS REQUIRED
000016439 | SIGN | DANGER-CAPACITOR CAN METAL WORK SHALL BE CONSIDERED LIVE UNTIL SAFETY EARTHS APPLIED;ALUMINIUM;SCREEN PRINTED; 180 MM LG,170 MM W,2 MM THK; | ENERGEX | ENERGEX |  | PURCHASE AS REQUIRED
000016441 | ADHESIVE | SPRAY;CONTACT ADHESIVE FOR SURFACE PREPARATION OF CONCRETE POLES,FOR SAFETY MARKING;QUICK DRYING EASY TO USE ADHESIVE;471 G CAN,CARTON OF 12;REFER | STATEWD | STATEWIDE FSTNERS & ENG SPLS PL | EAL790 | CURRENT
000016441 | ADHESIVE | SPRAY;CONTACT ADHESIVE FOR SURFACE PREPARATION OF CONCRETE POLES,FOR SAFETY MARKING;QUICK DRYING EASY TO USE ADHESIVE;471 G CAN,CARTON OF 12;REFER | BLKWOOD | J BLACKWOOD & SON LTD | 04929815 | CURRENT
000016441 | ADHESIVE | SPRAY;CONTACT ADHESIVE FOR SURFACE PREPARATION OF CONCRETE POLES,FOR SAFETY MARKING;QUICK DRYING EASY TO USE ADHESIVE;471 G CAN,CARTON OF 12;REFER | STATEWD | STATEWIDE FSTNERS & ENG SPLS PL | MS90PP | CURRENT
000016441 | ADHESIVE | SPRAY;CONTACT ADHESIVE FOR SURFACE PREPARATION OF CONCRETE POLES,FOR SAFETY MARKING;QUICK DRYING EASY TO USE ADHESIVE;471 G CAN,CARTON OF 12;REFER | 3M | 3M AUSTRALIA PTY LTD | SCOTCH 90 SPRAY CONTACT | CURRENT
000016442 | TAPE,PRESSURE SENSITIVE ADHESIVE | SAFETY MARKING TAPE 36 MM W;DIAGONAL BLACK/YELLOW STRIPES APPROX 70 MM W; CARTON OF 3;FOR USE WITH SPRAY ADHESIVE FOR MARKING OF CONCRETE POLES,REFER | PROMARK | PROMARK PACKAGING PTY LTD GEEBUNG | TB7001 | CURRENT
000016442 | TAPE,PRESSURE SENSITIVE ADHESIVE | SAFETY MARKING TAPE 36 MM W;DIAGONAL BLACK/YELLOW STRIPES APPROX 70 MM W; CARTON OF 3;FOR USE WITH SPRAY ADHESIVE FOR MARKING OF CONCRETE POLES,REFER | PROMARK | PROMARK PACKAGING PTY LTD GEEBUNG | 11492 | CURRENT
000016443 | ENCLOSURE,ELECTRICAL BOX | TELEPHONE FDP,FOR TELEPHONE LINE ISOLATION SYSTEM;BOX OF 1; | CNWPL | CNW PL - SLACKS CREEK | KRO6455 1 022-00 | PHASING
000016443 | ENCLOSURE,ELECTRICAL BOX | TELEPHONE FDP,FOR TELEPHONE LINE ISOLATION SYSTEM;BOX OF 1; | KRONE | ADC COMMUNICATIONS (AUSTRALIA) LTD | 6455 1 022-00 | PHASING
000016444 | RINGER,TELEPHONE | TELEPHONE EXTENSION RINGER,FOR TELEPHONE LINE ISOLATION SYSTEM; | EXICOM |  | 1078534 (GPTR) | CURRENT
000016444 | RINGER,TELEPHONE | TELEPHONE EXTENSION RINGER,FOR TELEPHONE LINE ISOLATION SYSTEM; | EXICOM |  | 86040-001 | CURRENT
000016445 | SWITCH,TELEPHONE,SELECTOR | TELEPHONE LINE SWITCH,FOR TELEPHONE LINE ISOLATION SYSTEM; | EXICOM |  | 92513 | PHASING
000016446 | BASE,SWITCH | STANDARD PATTERN,WHITE;WITH 25 MM ACCESS HOLE;PACK OF 5; | REXEL | REXEL PTY LTD | CLI238/25WE | CURRENT
000016446 | BASE,SWITCH | STANDARD PATTERN,WHITE;WITH 25 MM ACCESS HOLE;PACK OF 5; | CNWPL | CNW PL - SLACKS CREEK | CLI238/25WE | CURRENT
000016446 | BASE,SWITCH | STANDARD PATTERN,WHITE;WITH 25 MM ACCESS HOLE;PACK OF 5; | CLIPSAL | GERARD INDUSTRIES QLD DIVSN P/L | CLI238/25WE | CURRENT
000016448 | BLADE SET, ELECTRICAL SWITCH. | 415 V;400 AMP;WEDGE TYPE TO SUIT LINK PALMS 82.5 MM CENTRES;ISOLATING BLADES FOR STOCK CODES 06844 & 06845,REFER UG MANUAL 1-106;PACK OF 20,PACK WEIGHT | DULMISON | DULMISON (AUST) PTY LTD | WL400 | CURRENT
000016449 | TRANSFORMER,CURRENT | PROTECTION,POST TYPE;O/D;CAPACITOR BANK PROTECTION;36 KV;3 CORES,800-600-200/5 AMP;CORE1,2.5 P150 F20 ON 800/5 AMP,CORE S 2 & 3,0.15 PL180 R0.4ON 800/5 AMP; | ABB | ABB FAN PTY LTD | 03/36/194 | MAINTENANCE STOCK
000016451 | CORROSION PREVENTIVE COMPOUND | LOOSENS & PREVENTS RUST ON METAL SURFACES;350 G PRESSURE PACK,PACK OF 12; | ATOMSUPP | ATOM SUPPLY | 90446000 | CURRENT
000016451 | CORROSION PREVENTIVE COMPOUND | LOOSENS & PREVENTS RUST ON METAL SURFACES;350 G PRESSURE PACK,PACK OF 12; | STATEWD | STATEWIDE FSTNERS & ENG SPLS PL | CS723350 | CURRENT
000016456 | JOINT,ELECTRICAL POWER CABLE | LV;TO SUIT 3.5 CORE PLY CABLE, 70 TO 185 SQ MM CONDUCTOR;HEATSHRINK STRAIGHT JOINT,1250 MM LG;REINFORCED WRAP AROUND SLEEVE;U/W STOCK CODE | TECONN | TE CONNECTIVITY LTD | AUST-SQB13 | CURRENT
000016457 | JOINT,ELECTRICAL POWER CABLE | LV;TO SUIT 150 TO 300 PLY CABLE TO 4 CORE 120 TO 240 SQ MM ALUM XLPE CABLE; HEATSHRINK TRANSITION JOINT,1250 MM LG; REINFORCED WRAP AROUND SLEEVE;PACK | TECONN | TE CONNECTIVITY LTD | AUST-SQB14 | CURRENT
000016458 | BOX,INTERMEDIATE PACKAGING | CARDBOARD,CORROGATED NO 3 'C' FLUTE; REGULAR SCORED & SLOTTED;GLUED;426 MM LG ;284 MM W;300 MM H;KNOCK-DOWN FORM; PALLET OF 700,PALLET WEIGHT 495 KG;USED | SIGNET | SIGNET PTY LTD | 9323 | CURRENT
000016461 | BRACKET,POLE | TRANSFORMER TYPE;STEEL;GALV;TRANSFORMER SUPPORT;PACK OF 1, PACK WEIGHT 10.8 KG; TO SUIT 100,200,315 & 500 KVA POLE TRANSFORMERS; | SEWELFRG | GREG SEWELL FORGINGS PTY LTD | 6163 | CURRENT
000016465 | INSECT REPELLENT,PERSONAL | MEDICATED SPRAY;RID TROPICAL STRENGTH ANTISEPTIC;PERSONAL APPLICATION;100 ML PUMP SPRAY; REPELS FLIES,SANDFLIES, MOSQUITOS & TICKS; | ATOMSUPP | ATOM SUPPLY | 293665 | CURRENT
000016465 | INSECT REPELLENT,PERSONAL | MEDICATED SPRAY;RID TROPICAL STRENGTH ANTISEPTIC;PERSONAL APPLICATION;100 ML PUMP SPRAY; REPELS FLIES,SANDFLIES, MOSQUITOS & TICKS; | ATOMSUPP | ATOM SUPPLY | 1329013 | CURRENT
000016465 | INSECT REPELLENT,PERSONAL | MEDICATED SPRAY;RID TROPICAL STRENGTH ANTISEPTIC;PERSONAL APPLICATION;100 ML PUMP SPRAY; REPELS FLIES,SANDFLIES, MOSQUITOS & TICKS; | BLKWOODS | J BLACKWOOD & SON LTD | 04843171 | CURRENT
000016465 | INSECT REPELLENT,PERSONAL | MEDICATED SPRAY;RID TROPICAL STRENGTH ANTISEPTIC;PERSONAL APPLICATION;100 ML PUMP SPRAY; REPELS FLIES,SANDFLIES, MOSQUITOS & TICKS; | ALLENS | ALLENS INDUSTRIAL PRODUCTS PTY LTD | RID203125 | CURRENT
000016474 | TERMINAL STRIP | Brass, 6 Way Neutral, Front Wiring c/w Cable Lug Set Screw & Washers, for use on Fuse Panels (replacements only) | FLOWLINE | FLOWLINE INDUSTRIES PTY LTD | ESA0048 | CURRENT
000016478 | INSULATING COMPOUND KIT,ELECTRICAL | 3 Part Polyurethane Resin Compound, Resin Base, Hardener & Filler, Operating Temperature 90°C, 7.5L Kit | SICAME | SICAME AUSTRALIA PTY LTD | RES-16478 | CURRENT
000016478 | INSULATING COMPOUND KIT,ELECTRICAL | 3 Part Polyurethane Resin Compound, Resin Base, Hardener & Filler, Operating Temperature 90°C, 7.5L Kit | SICAME | SICAME AUSTRALIA PTY LTD | HRK3-75 | CURRENT
000016478 | INSULATING COMPOUND KIT,ELECTRICAL | 3 Part Polyurethane Resin Compound, Resin Base, Hardener & Filler, Operating Temperature 90°C, 7.5L Kit | ALSTOM | ALSTOM GRID AUSTRALIA LIMITED | 53536-75 | CURRENT
000016480 | YOKE,ELECTRICAL CLAMP | MECHANICAL FERRULE TYPE;ALUMINIUM; PARALLEL BRANCH,FOR 240 & 95 ALUM PLUS 185 & 95 COPPER STRANDED CONDUCTORS; CONTAINS 3 X HVBRM18SP USED WITH SHEAR | DULMISON | DULMISON (AUST) PTY LTD | HVBRM18SPUTC | PHASING
000016481 | SCREW,SHEAR | ELECTRICAL CLAMP(BRASS);FOR U/W MECHANIC AL FERRULE YOKES;HEX HD;UTB-M18,FOR 240 SQ MM AL STRANDED CONDUCTOR ;PACK OF 2; USED WITH GEC 11 KV PARALLEL BRANCH | GILBLODG | GILBERT LODGE AUSTRALIA | B&HUTBM18 | CURRENT
000016484 | SCREW,SHEAR | ELECTRICAL CLAMP(BRASS);FOR U/W MECHANICAL FERRULE YOKES;HEX HD;EXTRA LONG NO.BG3;FOR 0 - 35 SQ MM AL STRANDED CONDUCTOR;USED WITH GEC 11 KV PARALLEL | B&H CONN |  | BG3-M1 | PHASING
000016485 | LADDER,EXTENSION | Fibreglass, 5.5m Fully Extended (18ft), ETS RSE02 | LADAMAX | LADAMAX ALUMINIUM PRODUCTS PL | FXT-EQ17 | PURCHASE AS REQUIRED
000016489 | FERRULE,ELECTRICAL CONDUCTOR | REDUCING CRIMP TYPE;ALUMINIUM;50 TO 35 SQ MM;C/W CENTRE BARRIER,125 MM MAX O/A LG;REFER UJ MANUAL DWG 2/600; | CABLACES | CABLACES | ALKR 50/35 | PHASING
000016491 | CLEANING COMPOUND,OPTICAL LENS | LENS CLEANING SOLUTION;PUMP SPRAY,FOR ALL POLYCARBONATE (PLASTIC) EYEWEAR & FACE SHIELDS;500 ML BOTTLE;U/W PAPER KIM-WIPES STOCK CODE 04070; | BLKWOOD | J BLACKWOOD & SON LTD | 00526983 | CURRENT
000016491 | CLEANING COMPOUND,OPTICAL LENS | LENS CLEANING SOLUTION;PUMP SPRAY,FOR ALL POLYCARBONATE (PLASTIC) EYEWEAR & FACE SHIELDS;500 ML BOTTLE;U/W PAPER KIM-WIPES STOCK CODE 04070; | BLKWOODS | J BLACKWOOD & SON LTD | 00526983/1009 | CURRENT
000016491 | CLEANING COMPOUND,OPTICAL LENS | LENS CLEANING SOLUTION;PUMP SPRAY,FOR ALL POLYCARBONATE (PLASTIC) EYEWEAR & FACE SHIELDS;500 ML BOTTLE;U/W PAPER KIM-WIPES STOCK CODE 04070; | UVEX | UVEX SAFETY GROUP | P/N 1009 | CURRENT
000016494 | CABLE SUPPORT STAND,LV | BOTTOM ENTRY;LOW VOLTAGE CABLE SUPPORT FRAME,FOR USE OVER 750 KVA TFMR; MANUFACTURER OF E16494K GALVANISED EZYSTRUT INTO KIT FORM;TO BE ASSEMBLED | EZYSTRUT | EZYSTRUT CABLE & PIPE SUPPORTS | E16494K | CURRENT
000016496 | CLAMP,ELEC PWR CABLE,SUPPORT | NEUTRAL CABLE CLEAT FOR OVER 750 KVA TRANSFORMER SUPPORT FRAMES;HARDWOOD;TO SUIT CABLES 28 MM DIA;2 PARTS;REFER SUBSTATION DESIGN STANDARD VOL 10 SECT 2 | ENERGEX | ENERGEX |  | CURRENT
000016497 | CLAMP,ELEC PWR CABLE,SUPPORT | PHASE CABLE CLEAT FOR OVER 750 KVA TRANSFORMER SUPPORT FRAMES;HARDWOOD; TO SUIT CABLES 28 MM DIA;3 PARTS;REFER SUBSTATIONS DESIGN STANDARD MANUAL C&I | ENERGEX | ENERGEX |  | CURRENT
000016500 | TRANSFORMER,VOLTAGE | METERING PROTECTN;O/D,STN TYPE; 33 KV/110 V/110 V;100 VA OUTPUT,24 MS PER PHASE BURDEN;3 PHASE;50 HZ;OIL INSULATED;CLASS 0.5 M 1P3R CAT B;1.5/30 | ABB | ABB FAN PTY LTD |  | PURCHASE AS REQUIRED
000016501 | TRANSFORMER,VOLTAGE | METERING PROTECTN;O/D,STN TYPE;33 KV /110 V;100 VA OUTPUT,24 MS PER PHASE BURDEN;3 PHASE;50 HZ;OIL INSULATED;CLASS 0.5 M 1P3R CAT B;1.5/30 SEC V FACTOR; | ABB | ABB FAN PTY LTD | 33 KV | PURCHASE AS REQUIRED
000016502 | TRANSFORMER,CURRENT | PROTECTION,POST TYPE;O/D;CAPACITOR PROTECTION;36 KV;4 CORES,CORE 1,1600/ 1200/400/5 AMP 2.5 P300 ON 1600/5;CORES 2 & 3 1000/1 10 P300;CORE 4 600/5 AMP; | ABB | ABB FAN PTY LTD |  | PURCHASE AS REQUIRED
000016503 | CHANNEL,STRUCTURAL | STEEL;GALV HOT DIPPED;41.3 W;22.2 H; 2.5 MM THK;750 MM LG;PACK OF 1,PACK WEIGHT 1.50 KG; | EZYSTRUT | EZYSTRUT CABLE & PIPE SUPPORTS | E3300750H | CURRENT
000016525 | FLASHLIGHT | 2 AAA CELLS;PENCIL;W/POCKET CLIP;C/W BATTERIES;WATERPROOF;C/W LITEBENDER; REFER STOCK CODE 16564 FOR AAA BATTERY; PACK OF 10; | ATOMSUPP | ATOM SUPPLY | 7220007 | PHASING
000016525 | FLASHLIGHT | 2 AAA CELLS;PENCIL;W/POCKET CLIP;C/W BATTERIES;WATERPROOF;C/W LITEBENDER; REFER STOCK CODE 16564 FOR AAA BATTERY; PACK OF 10; | HAYMANS | HAYMANS ELECTRICAL | PEL1900C | PHASING
000016525 | FLASHLIGHT | 2 AAA CELLS;PENCIL;W/POCKET CLIP;C/W BATTERIES;WATERPROOF;C/W LITEBENDER; REFER STOCK CODE 16564 FOR AAA BATTERY; PACK OF 10; | PELICAN |  | PEL1900C | PHASING
000016527 | CUBICLE,ELECTRICAL EQUIPMENT. | OUTDOOR TYPE,FOR LV DISTRIBUTION BOARDS; U/W GROUND TRANSFORMERS;STEEL PAINTED, 1360 MM W,990 MM D,1990 M H;C/W ROOF LIFTING EYE & DOUBLE DOORS FRONT & REAR; | ENERGEX | ENERGEX | CUBICLE,ELECTRICAL EQUIPMENT. | PURCHASE AS REQUIRED
000016529 | SWITCHBOARD,LV | ABB TYPE;1250 AMP;INCLUDES 1250 AMP ISOLATOR & 3 FUSE BASES;ENERGEX MANUFACTURE FOR USE IN LV OUTDOOR CUBICLES (TYPE 1)STOCK CODE 04683; | WEBER | WEBER SOUTH PACIFIC PTY LTD | VC005120-GINT | PURCHASE AS REQUIRED
000016529 | SWITCHBOARD,LV | ABB TYPE;1250 AMP;INCLUDES 1250 AMP ISOLATOR & 3 FUSE BASES;ENERGEX MANUFACTURE FOR USE IN LV OUTDOOR CUBICLES (TYPE 1)STOCK CODE 04683; | ENERGEX | ENERGEX |  | PURCHASE AS REQUIRED
000016534 | TERMINAL,LUG | LONG BARREL,DRILLED PALM,BI-METAL,CRIMP TYPE;FOR 0.4 IN ALUMINIUM CONDUCTOR;USE 240 SQ MM TOOLING 38-284AL; | UTILUX |  | BG258M-12 | CURRENT
000016534 | TERMINAL,LUG | LONG BARREL,DRILLED PALM,BI-METAL,CRIMP TYPE;FOR 0.4 IN ALUMINIUM CONDUCTOR;USE 240 SQ MM TOOLING 38-284AL; | TECONN | TE CONNECTIVITY LTD | BG258M12/1 | CURRENT
000016534 | TERMINAL,LUG | LONG BARREL,DRILLED PALM,BI-METAL,CRIMP TYPE;FOR 0.4 IN ALUMINIUM CONDUCTOR;USE 240 SQ MM TOOLING 38-284AL; | LEGEND | LEGEND POWER SYSTEMS | BL240-12 | CURRENT
000016535 | CLEANING COMPOUND,ELECTRICAL CONTACT | FOR CLEANING LIVE LINE INSULATING BARRIERS;5 GALLON DRUM; | DULMISON | DULMISON (AUST) PTY LTD | 10-195 | CURRENT
000016537 | SHADE,LAMP | SHADE RING LUMINAIRE;TO SUIT SYLVANIA NOSTALGIA B2223 LAMPS;BLACK;ALUMINIUM; CARTON OF 10;FOR STOCK CODES 15084, 15085,16059 & 16062; | SYLVANIA | SYLVANIA SCHREDER | Z 65215 | PHASING
000016543 | YOKE,ELECTRICAL CLAMP | MECHANICAL FERRULE TYPE;ALUMINIUM; STRAIGHT VEE SECTION SEPARABLE CONNECTOR FOR ALL STRANDED CONDUCTORS TO 185 SQ MM MAX;USED IN LV HEATSHRINK | TYCO | TYCO | SVA21UTB BAH-022080012 | CURRENT
000016546 | INSULATION SLEEVING,ELECTRICAL | POLYOLEFIN,REINFORCED HEAT SHRINKABLE; 125 MM TO 40 MM;1250 MM LG;GREEN/BLACK; MELTABLE INNER LINING WRAP AROUND TYPE, C/W MASTIC STRIPS;FOR MECHANICAL | LEGEND | LEGEND POWER SYSTEMS | ZJ125/30-1250 | CURRENT
000016546 | INSULATION SLEEVING,ELECTRICAL | POLYOLEFIN,REINFORCED HEAT SHRINKABLE; 125 MM TO 40 MM;1250 MM LG;GREEN/BLACK; MELTABLE INNER LINING WRAP AROUND TYPE, C/W MASTIC STRIPS;FOR MECHANICAL | TECONN | TE CONNECTIVITY LTD | AUST-SQB25 | CURRENT
000016547 | INSULATION SLEEVING,ELECTRICAL | POLYOLEFIN,REINFORCED HEAT SHRINKABLE; 165 MM TO 55 MM;1250 MM LG;GREEN/BLACK; MELTABLE INNER LINING WRAP AROUND TYPE, C/W MASTIC STRIPS;FOR MECHANICAL | LEGEND | LEGEND POWER SYSTEMS | ZJ160/42-1250-ES | CURRENT
000016547 | INSULATION SLEEVING,ELECTRICAL | POLYOLEFIN,REINFORCED HEAT SHRINKABLE; 165 MM TO 55 MM;1250 MM LG;GREEN/BLACK; MELTABLE INNER LINING WRAP AROUND TYPE, C/W MASTIC STRIPS;FOR MECHANICAL | TECONN | TE CONNECTIVITY LTD | AUST-SQB14 | CURRENT
000016548 | INSULATOR,ELEC POWER CABLE SUPPORT BKT | CABLE SPACER;100 X 65 X 50 MM;CAST ALL FILLED NYLON;FOR SEALING CRUTCH OF 11 KV PARALLEL BRANCH JOINT,REFER UJ MAN. 2-702 & 2-751; | DOTMAR | DOTMAR EPP PTY LTD | 1029580 | CURRENT
000016549 | PLUG,PROTECTIVE,DUST & MOISTURE | MALE FITTING;90 MM DIA X 50 MM;LEAD CASTING;FOR USE IN BLOCKING END OF SLEEVE FOR MECHNICAL SUPPORT, UJ MAN.2-604 & 2-751;PACK OF 1, PALLET | ENI | ENI INDUSTRIES PL | 84172 | CURRENT
000016549 | PLUG,PROTECTIVE,DUST & MOISTURE | MALE FITTING;90 MM DIA X 50 MM;LEAD CASTING;FOR USE IN BLOCKING END OF SLEEVE FOR MECHNICAL SUPPORT, UJ MAN.2-604 & 2-751;PACK OF 1, PALLET | GLOBAL | GLOBAL MANUFACTURING GROUP | ENERGEX-5212-A4 | CURRENT
000016553 | INSULATION SLEEVING,ELECTRICAL | POLYOLEFIN,REINFORCED HEAT SHRINKABLE; 205 MM TO 65 MM;1250 MM LG;GREEN/BLACK; MELTABLE INNER LINING WRAP AROUND TYPE, C/W MASTIC STRIPS;FOR MECHANICAL | LEGEND | LEGEND POWER SYSTEMS | ZJ200/65-1250-EX | CURRENT
000016553 | INSULATION SLEEVING,ELECTRICAL | POLYOLEFIN,REINFORCED HEAT SHRINKABLE; 205 MM TO 65 MM;1250 MM LG;GREEN/BLACK; MELTABLE INNER LINING WRAP AROUND TYPE, C/W MASTIC STRIPS;FOR MECHANICAL | TECONN | TE CONNECTIVITY LTD | AUST-SQB37 | CURRENT
000016564 | BATTERY,NONRECHARGEABLE | ALKALINE;1.5 V;FLAT CONTACTS;10 MM DIA, 45 MM H;SIZE AAA;BOX OF 24,CARTON OF 144 ,PACK WEIGHT 5.0 KG;FOR USE WITH FLASHLIGHT STOCK CODE 16525; | ATOMSUPP | ATOM SUPPLY | 3425001 | CURRENT
000016564 | BATTERY,NONRECHARGEABLE | ALKALINE;1.5 V;FLAT CONTACTS;10 MM DIA, 45 MM H;SIZE AAA;BOX OF 24,CARTON OF 144 ,PACK WEIGHT 5.0 KG;FOR USE WITH FLASHLIGHT STOCK CODE 16525; | HAYMANS | HAYMANS ELECTRICAL | EVREN92 | CURRENT
000016564 | BATTERY,NONRECHARGEABLE | ALKALINE;1.5 V;FLAT CONTACTS;10 MM DIA, 45 MM H;SIZE AAA;BOX OF 24,CARTON OF 144 ,PACK WEIGHT 5.0 KG;FOR USE WITH FLASHLIGHT STOCK CODE 16525; | EVEREADY |  | EVREN92 | CURRENT
000016566 | CLAMP,ELEC CONDUCTOR,STRAIN | ABC CABLE;FULLY SUPPORTED;6-35 SQ MM; 2/3/4 COND;PACK OF 100,PACK WEIGHT 14 KG;U/W LVABC SERVICES; | SICAME | SICAME AUSTRALIA PTY LTD | PC63F27A | CURRENT
000016567 | CLAMP,PARALLEL,ELECTRICAL CONNECTOR. | INSULATION PIERCING;MAIN BARE ALUMINIUM (LIBRA TO PLUTO);TAP 10-35 SQ MM AL XLPE /HARD DRAWN CU PVC;MAIN 1 BOLT;TAP 1 BOLT;PACK OF 12,PACK WEIGHT 1.3 KG; | SICAME | SICAME AUSTRALIA PTY LTD | CAW35E | CURRENT
000016568 | CLAMP,PARALLEL,ELECTRICAL CONNECTOR. | INSULATION PIERCING;MAIN 16-113 SQ MM BARE COPPER;TAP 6-35 SQ MM AL XLPE/HARD DRAWN CU PVC;MAIN 1 BOLT;TAP 1 BOLT;PACK OF 12,PACK WEIGHT 2.95 KG; | TECONN | TE CONNECTIVITY LTD | P2B100UMK2I | CURRENT
000016568 | CLAMP,PARALLEL,ELECTRICAL CONNECTOR. | INSULATION PIERCING;MAIN 16-113 SQ MM BARE COPPER;TAP 6-35 SQ MM AL XLPE/HARD DRAWN CU PVC;MAIN 1 BOLT;TAP 1 BOLT;PACK OF 12,PACK WEIGHT 2.95 KG; | SICAME | SICAME AUSTRALIA PTY LTD | CCW35E | CURRENT
000016569 | CLAMP,TERMINAL,ELECTRICAL CONNECTOR | IN-LINE HOUSE SERVICE CONNECTOR;BI-METAL IPC ON SERVICE SIDE TO SUIT 6-35 SQ MM LV INSULATED CABLE;NON IPC ON HOUSE SIDE TO SUIT 4-35 SQ MM CU CABLE;PACK OF 10, | SICAME | SICAME AUSTRALIA PTY LTD | HSC435AE | CURRENT
000016570 | CLAMP,CABLE | IPC LVABC Connector, 6-35mm2 Bi-Metal Main, 4-35mm2 Non-IPC Tap, Neutral Bond, c/w Integrated 16mm2 Cu Insulted Ribbed, 800mm Lg Lead, M10 Lug, Pack of 10 | PLP AUST | PREFORMED LINE PRODUCTS (AUST) | D-K433-NBK | CURRENT
000016570 | CLAMP,CABLE | IPC LVABC Connector, 6-35mm2 Bi-Metal Main, 4-35mm2 Non-IPC Tap, Neutral Bond, c/w Integrated 16mm2 Cu Insulted Ribbed, 800mm Lg Lead, M10 Lug, Pack of 10 | SICAME | SICAME AUSTRALIA PTY LTD | TTD101NBKXRE | CURRENT
000016570 | CLAMP,CABLE | IPC LVABC Connector, 6-35mm2 Bi-Metal Main, 4-35mm2 Non-IPC Tap, Neutral Bond, c/w Integrated 16mm2 Cu Insulted Ribbed, 800mm Lg Lead, M10 Lug, Pack of 10 | TECONN | TE CONNECTIVITY LTD | ERG-P2X95USI 13/17 MK2 W TAIL | CURRENT
000016571 | TERMINAL BOX. | SINGLE PHASE MAINS CONNECTION BOX; WITH 2 BI-METAL CONNECTORS;IPC 6-35 SQ MM SERVICE SIDE;NON IPC 4-35 SQ MM CU HOUSE SIDE;PACK OF 1,PACK WEIGHT 6.0 KG; | SICAME | SICAME AUSTRALIA PTY LTD | MCB1/2HAE | CURRENT
000016572 | TERMINAL BOX. | 3 PHASE MAINS CONNECTION BOX; 100 AMP;WITH 4 BI-METAL CONNECTORS; IPC 6-35 SQ MM SERVICE SIDE;NON IPC 4-35 SQ MM CU HOUSE SIDE;PACK OF 1,PACK | SICAME | SICAME AUSTRALIA PTY LTD | MCB3/4HAE | CURRENT
000016573 | TERMINAL BOX. | NEUTRAL TYPE;250 V;6 WAY;TAP 6 X 10-35 SQ MM INSULATED AL/CU;INSULATED AL/CU; PACK OF 10; | SICAME | SICAME AUSTRALIA PTY LTD | NB435/6 | PHASING
000016575 | BRACKET,MOUNTING | FUSE MTG BRACKET;C/W SUPPORT HOOK,1 FUSE SUPPORT;CARTON OF 20,PACK WEIGHT 9.0 KG; PACK OF 20,PACK WEIGHT 120 KG; | HAYMAN | HAYMANS INDUSTRIES PTY LTD | 16575 | CURRENT
000016575 | BRACKET,MOUNTING | FUSE MTG BRACKET;C/W SUPPORT HOOK,1 FUSE SUPPORT;CARTON OF 20,PACK WEIGHT 9.0 KG; PACK OF 20,PACK WEIGHT 120 KG; | SEWELFRG | GREG SEWELL FORGINGS PTY LTD | BRACKET,MOUNTING | CURRENT
000016575 | BRACKET,MOUNTING | FUSE MTG BRACKET;C/W SUPPORT HOOK,1 FUSE SUPPORT;CARTON OF 20,PACK WEIGHT 9.0 KG; PACK OF 20,PACK WEIGHT 120 KG; | SICAME | SICAME AUSTRALIA PTY LTD | PFBKT1 | CURRENT
000016576 | BRACKET,MOUNTING | FUSE MTG BRACKET;C/W DOUBLE SUPPORT HOOK,3 FUSE SUPPORT;PACK OF 10;PACK WEIGHT 10 KG; PALLET OF 600; | SEWELFRG | GREG SEWELL FORGINGS PTY LTD | 6148 | CURRENT
000016580 | BRACKET,STREET LIGHTING. | STAY;STEEL GALV,TYPE A,2500 MM LG,25 MM NOM BORE PIPE;PACK OF 20,PACK WEIGHT 130 KG;FOR U/W STOCK CODE 05346; | GM POLES | GM POLES PTY LTD | SL-WPB-T5A-25 | CURRENT
000016580 | BRACKET,STREET LIGHTING. | STAY;STEEL GALV,TYPE A,2500 MM LG,25 MM NOM BORE PIPE;PACK OF 20,PACK WEIGHT 130 KG;FOR U/W STOCK CODE 05346; | GM POLES | GM POLES PTY LTD | SL-WB-T5A-25 | CURRENT
000016581 | BRACKET,STREET LIGHTING. | STAY;STEEL GALV,TYPE B,3100 MM LG,25 MM NOM BORE PIPE;PACK OF 10,PACK WEIGHT 90 KG;FOR U/W STOCK CODE 05346; | GM POLES | GM POLES PTY LTD | SL-WB-T5B-31 | PURCHASE AS REQUIRED
000016582 | BRACKET,STREET LIGHTING. | STAY;STEEL GALV,TYPE C,3400 MM LG,25 MM NOM BORE PIPE;PACK OF 10,PACK WEIGHT 100 KG;FOR U/W STOCK CODE 05346; | GM POLES | GM POLES PTY LTD | SL-WPB-T5C-34 | CURRENT
000016582 | BRACKET,STREET LIGHTING. | STAY;STEEL GALV,TYPE C,3400 MM LG,25 MM NOM BORE PIPE;PACK OF 10,PACK WEIGHT 100 KG;FOR U/W STOCK CODE 05346; | GM POLES | GM POLES PTY LTD | SL-WB-T5C-34 | CURRENT
000016584 | COVER,ELECTRICAL EQUIPMENT | POLYCARBONATE;CLEAR;FOR METER TEST BLOCKS;WITH MOULDED ENERGEX LOGO; | EUGAQUIP |  | COVER,ELECTRICAL EQUIPMENT | PURCHASE AS REQUIRED
000016587 | OUTREACH ARM,PUBLIC LIGHTING | COMBINED SPECIAL OUTREACH ARMS;DUAL,3 M OUTREACH ARM;130 MM LG,42 MM DIA SPIGOT; W/EXTRA DUAL OUTREACH ARMS FOR PEDESTRIAN CROSSING FLOODLIGHT | POLO |  |  | PURCHASE AS REQUIRED
000016587 | OUTREACH ARM,PUBLIC LIGHTING | COMBINED SPECIAL OUTREACH ARMS;DUAL,3 M OUTREACH ARM;130 MM LG,42 MM DIA SPIGOT; W/EXTRA DUAL OUTREACH ARMS FOR PEDESTRIAN CROSSING FLOODLIGHT | POLETECH |  |  | PURCHASE AS REQUIRED
000016590 | LOCK,CALIPER | GALVABOND;USED FOR LOCKING BUS SHUTTERS ON INDOOR SWITCHGEAR;SHELF LIFE 5 YEARS IF STORED IN THEIR INDIVIDUAL PLASTIC PACKAGING AND NOT EXPOSED TO MOISTURE; | HAYMAN | HAYMANS INDUSTRIES PTY LTD | 16590 | CURRENT
000016590 | LOCK,CALIPER | GALVABOND;USED FOR LOCKING BUS SHUTTERS ON INDOOR SWITCHGEAR;SHELF LIFE 5 YEARS IF STORED IN THEIR INDIVIDUAL PLASTIC PACKAGING AND NOT EXPOSED TO MOISTURE; | STEELWAY |  | E16590 | CURRENT
000016591 | MOUNTING,LUG | ALUMINIUM/STAINLESS STEEL;ANGLE TYPE; 1 X 10 MM DIA HOLE,1 X M6 TAPPED HOLE; U/W OLD TYPE CONCRETE/TOMBSTONE PILLARS WITH NEW PLASTIC DOOR STOCK CODE | ERGON | ERGON ENERGY | 16591 | CURRENT
000016592 | RELAY,ELECTROMAGNETIC | 24 V DC COIL;30 V DC/110 V AC CONT;10 AMP NOM;2 C/O CONT;BI-STABLE LATCHING OPERATION;PLUG-IN TO RAIL MOUNT SOCKET STOCK CODE 16593;PACK OF 1; | CNWPL | CNW PL - SLACKS CREEK | IDERR2KP-UDC24 | CURRENT
000016592 | RELAY,ELECTROMAGNETIC | 24 V DC COIL;30 V DC/110 V AC CONT;10 AMP NOM;2 C/O CONT;BI-STABLE LATCHING OPERATION;PLUG-IN TO RAIL MOUNT SOCKET STOCK CODE 16593;PACK OF 1; | IZUMIDEN |  | IDCRR2KP-UDC24 | CURRENT
000016593 | BASE,RELAY | RAIL MTG;11 PIN FEMALE;PLUG-IN CONNECTIONS;PLASTIC BODY;REQUIRES SEPARATE RETAINING CLIP;CLIP SUPPLIED U/W RELAY STOCK CODE 16592;PACK OF 1; | HAYMANS | HAYMANS ELECTRICAL | IDCSR3P05C | CURRENT
000016593 | BASE,RELAY | RAIL MTG;11 PIN FEMALE;PLUG-IN CONNECTIONS;PLASTIC BODY;REQUIRES SEPARATE RETAINING CLIP;CLIP SUPPLIED U/W RELAY STOCK CODE 16592;PACK OF 1; | IZUMIDEN |  | IDCSR3P-05C | CURRENT
000016593 | BASE,RELAY | RAIL MTG;11 PIN FEMALE;PLUG-IN CONNECTIONS;PLASTIC BODY;REQUIRES SEPARATE RETAINING CLIP;CLIP SUPPLIED U/W RELAY STOCK CODE 16592;PACK OF 1; | CNWPL | CNW PL - SLACKS CREEK | SR3P-05C | CURRENT
000016595 | RELAY,ELECTROMAGNETIC | POWER MIDGET TYPE;2P;120 V AC COIL;30 V DC/110 V AC CONT;10 AMP NOM;2 C/O CONT; NON-LATCHING AUX;PLUG-IN TO RAIL MOUNT SOCKET;REFER STOCK CODE 07336 FOR BASE; | CNWPL | CNW PL - SLACKS CREEK | IDERH2B-UAC110 | CURRENT
000016595 | RELAY,ELECTROMAGNETIC | POWER MIDGET TYPE;2P;120 V AC COIL;30 V DC/110 V AC CONT;10 AMP NOM;2 C/O CONT; NON-LATCHING AUX;PLUG-IN TO RAIL MOUNT SOCKET;REFER STOCK CODE 07336 FOR BASE; | CNWPL | CNW PL - SLACKS CREEK | RH2B-UAC110-120 | CURRENT
000016595 | RELAY,ELECTROMAGNETIC | POWER MIDGET TYPE;2P;120 V AC COIL;30 V DC/110 V AC CONT;10 AMP NOM;2 C/O CONT; NON-LATCHING AUX;PLUG-IN TO RAIL MOUNT SOCKET;REFER STOCK CODE 07336 FOR BASE; | IZUMIDEN |  | IZURH2B-U-AC110 | CURRENT
000016596 | RELAY,ELECTROMAGNETIC | POWER MIDGET TYPE;4P;110 V AC COIL;30 V DC/110 V AC CONT;10 AMP NOM;4 C/O CONT; NON-LATCHING AUX;PLUG-IN TO RAIL MOUNT SOCKET;REFER STOCK CODE 07338 FOR BASE; | CNWPL | CNW PL - SLACKS CREEK | IDERH4B-UAC110 | CURRENT
000016597 | RELAY,PHASE FAILURE | 110 V AC,50 HZ,SENSITIVITY 5-15% ADJ PHASE DIFFERENCE;OUTPUT CONTACTS 2 C/O ,240 V AC,8 AMP (RES) RATING;PLUG -IN TYPE ZA12 CASE INCL BASE FOR PANEL | RMS | RELAY MONITORING SYSTEMS PL | 2P740-ABA 110V | CURRENT
000016600 | TRANSDUCER,RESISTANCE | SIGNAL ISOLATOR;240 V AC,AUX SUPPLY; INPUT PT 100,0-150 DEG C;OUTPUT 0-10 MA; OPTIONS,RTD INPUT;COMPATIBLE REPLACEMENT FOR SI130-1098102; | APCS | INACO AUTOMATION CONTROLS | RTDT125-115410 | CURRENT
000016602 | INSULATION SLEEVING,ELECTRICAL | Heat Shrink, Wrap Around, 107/29mm ID, 1500mm Lg, Min 2mm Thk, Black, Polyolefin, Meltable Inner Lining, suit Cable 34 to 65mm Dia | TECONN | TE CONNECTIVITY LTD | CRSM-107/29-1500/S(S1) | CURRENT
000016602 | INSULATION SLEEVING,ELECTRICAL | Heat Shrink, Wrap Around, 107/29mm ID, 1500mm Lg, Min 2mm Thk, Black, Polyolefin, Meltable Inner Lining, suit Cable 34 to 65mm Dia | LEGEND | LEGEND POWER SYSTEMS | ZT108/27-1500 | CURRENT
000016602 | INSULATION SLEEVING,ELECTRICAL | Heat Shrink, Wrap Around, 107/29mm ID, 1500mm Lg, Min 2mm Thk, Black, Polyolefin, Meltable Inner Lining, suit Cable 34 to 65mm Dia | TECONN | TE CONNECTIVITY LTD | CRSM-107/29-1500/239(S1) | CURRENT
000016603 | PLATE,IDENTIFICATION | ALUMINIUM;CONSUMER METERING CURRENT TRANSFORMER RATIO IDENTIFICATION PLATE; LEGEND - ENERGEX CT RATIO,(REFER TO BLANK PLATE STOCK CODE 11133),TO BE | CUTLER | CUTLER BRANDS PTY LTD | ENERGE-16603 | CURRENT
000016603 | PLATE,IDENTIFICATION | ALUMINIUM;CONSUMER METERING CURRENT TRANSFORMER RATIO IDENTIFICATION PLATE; LEGEND - ENERGEX CT RATIO,(REFER TO BLANK PLATE STOCK CODE 11133),TO BE | ES | QUALITY ENGRAVING SERVICES PTY LTD | 16603 | CURRENT
000016604 | SETSCREW | STAINLESS STEEL,GDE 304;HEX HD;FLAT POINT;M10;ISO M;20 MM LG;AS2837/AS1449; (MATERIAL,AS1111 DIMENSIONS);BOX OF 100; | HOBSON | HOBSON ENGINEERING CO PTY LTD 393904 | XEKBS16XCM100020 | CURRENT
000016604 | SETSCREW | STAINLESS STEEL,GDE 304;HEX HD;FLAT POINT;M10;ISO M;20 MM LG;AS2837/AS1449; (MATERIAL,AS1111 DIMENSIONS);BOX OF 100; | STATEWD | STATEWIDE FSTNERS & ENG SPLS PL | HSNS4M1020 | CURRENT
000016604 | SETSCREW | STAINLESS STEEL,GDE 304;HEX HD;FLAT POINT;M10;ISO M;20 MM LG;AS2837/AS1449; (MATERIAL,AS1111 DIMENSIONS);BOX OF 100; | STATEWD | STATEWIDE FSTNERS & ENG SPLS PL | HSNES4M1040 | CURRENT
000016605 | BRACKET,POLE | ADAPTOR;STEEL;GALV;808 MM H X 610 MM W; ADAPTOR FOR BOLT MTG TRANSFORMER TO HANGER BRACKET;ASSEMBLED WITH HIGH TENSILE (GRADE 8.8) BOLTS;AS3679 & | HAYMAN | HAYMANS INDUSTRIES PTY LTD | 16605 | CURRENT
000016605 | BRACKET,POLE | ADAPTOR;STEEL;GALV;808 MM H X 610 MM W; ADAPTOR FOR BOLT MTG TRANSFORMER TO HANGER BRACKET;ASSEMBLED WITH HIGH TENSILE (GRADE 8.8) BOLTS;AS3679 & | GREATWST |  | 16605 | CURRENT
000016607 | CELL,COUPLING | AUDIO FREQ LOAD CONTROL;1050 HZ;12 KV SYSTEM;C/W 1 ISOLATING TRANSFMR 60 KVA, 8 TAPS;3 TUNING COILS 5.6 MH NOM 25 STEPS;3 COUPLING CAP;4.0 MICROF;PACK OF | LANDGYR |  | TYPE E | PHASING
000016608 | CUBICLE,ELECTRICAL EQUIPMENT. | OUTDOOR;FOR HOUSING AUDIO FREQ INJECTION EQUIPMENT;3CR12 (OR 304 SS) STEEL,SHEET; ACCESS DOOR ON ONE END & ON ONE SIDE;C/W SAFETY ACCESS SCREENS,IN ACCORDANCE WITH | ERGON | ERGON ENERGY | TYPE E | PURCHASE AS REQUIRED
000016609 | CUBICLE,ELECTRICAL EQUIPMENT. | OUTDOOR;FOR HOUSING AUDIO FREQ STATIC SIGNAL GENERATOR;3CR12 (OR 304 SS) STEEL ,SHEET;ACCESS DOORS ON EACH SIDE & ONE SIDE;GENERALLY IN ACCORDANCE WITH DWG | EMERMET |  |  | PHASING
000016610 | SEALER,STEEL STRAPPING HAND | Crimping Tool C001, for Crimping 9.5mm S/Steel Strapping 304SS | CABLACES | CABLACES | C001 | CURRENT
000016610 | SEALER,STEEL STRAPPING HAND | Crimping Tool C001, for Crimping 9.5mm S/Steel Strapping 304SS | STATEWD | STATEWIDE FSTNERS & ENG SPLS PL | C001-C00169 | CURRENT
000016610 | SEALER,STEEL STRAPPING HAND | Crimping Tool C001, for Crimping 9.5mm S/Steel Strapping 304SS | ENERGYNW | THE ENERGY NETWORK | STAINLESS STEEL 9.5 | CURRENT
000016615 | INSULATOR,STANDOFF | LINE POST;PORCELAIN,CLAMP TOP;560 MM H, 33 KV NOM V;8 KN MIN FAILING LOAD;SOLID CORE;785 MM MIN CREEPAGR;HORIZONTAL;C/W M20 X 85 MM STUD,SPRING WASHER;ROUND | TYCO | TYCO | H11529 | CURRENT
000016615 | INSULATOR,STANDOFF | LINE POST;PORCELAIN,CLAMP TOP;560 MM H, 33 KV NOM V;8 KN MIN FAILING LOAD;SOLID CORE;785 MM MIN CREEPAGR;HORIZONTAL;C/W M20 X 85 MM STUD,SPRING WASHER;ROUND | BRITECH | BRI-TECH PTY LTD | H11529 | CURRENT
000016615 | INSULATOR,STANDOFF | LINE POST;PORCELAIN,CLAMP TOP;560 MM H, 33 KV NOM V;8 KN MIN FAILING LOAD;SOLID CORE;785 MM MIN CREEPAGR;HORIZONTAL;C/W M20 X 85 MM STUD,SPRING WASHER;ROUND | THEWMCAN | TMAC THEW & MCCANN GROUP | TM00724 | CURRENT
000016615 | INSULATOR,STANDOFF | LINE POST;PORCELAIN,CLAMP TOP;560 MM H, 33 KV NOM V;8 KN MIN FAILING LOAD;SOLID CORE;785 MM MIN CREEPAGR;HORIZONTAL;C/W M20 X 85 MM STUD,SPRING WASHER;ROUND | GRAPHSOL | GRAPH SOLUTIONS PTY LTD | R9EH200N/28604A | CURRENT
000016616 | BEND,NONMETALLIC RIGID CONDUIT | UPVC;ORANGE;125 MM NOM DIA;LIGHT DUTY;45 DEG;1.83 M RAD;SOCKET MOULDED BOTH ENDS; MARKED 'ELECTRICITY SUPPLY CABLES'; AS2053; | VINIDEX |  | 31037 | PURCHASE AS REQUIRED
000016616 | BEND,NONMETALLIC RIGID CONDUIT | UPVC;ORANGE;125 MM NOM DIA;LIGHT DUTY;45 DEG;1.83 M RAD;SOCKET MOULDED BOTH ENDS; MARKED 'ELECTRICITY SUPPLY CABLES'; AS2053; | HUMES | HUMES |  | PURCHASE AS REQUIRED
000016617 | BEND,NONMETALLIC RIGID CONDUIT | UPVC;ORANGE;125 MM NOM DIA;LIGHT DUTY;30 DEG;1.83 M RAD;SOCKET MOULDED BOTH ENDS; MARKED 'ELECTRICITY SUPPLY CABLES'; AS2053; | TRI UGRD | TRI UNDERGROUND AUSTRALIA PTY LTD | LDE125301830FFS | CURRENT
000016617 | BEND,NONMETALLIC RIGID CONDUIT | UPVC;ORANGE;125 MM NOM DIA;LIGHT DUTY;30 DEG;1.83 M RAD;SOCKET MOULDED BOTH ENDS; MARKED 'ELECTRICITY SUPPLY CABLES'; AS2053; | HAYMANS | HAYMANS ELECTRICAL | CONX125LD1830R30 | CURRENT
000016617 | BEND,NONMETALLIC RIGID CONDUIT | UPVC;ORANGE;125 MM NOM DIA;LIGHT DUTY;30 DEG;1.83 M RAD;SOCKET MOULDED BOTH ENDS; MARKED 'ELECTRICITY SUPPLY CABLES'; AS2053; | VINIDEX |  | 31828 | CURRENT
000016618 | BEND,NONMETALLIC RIGID CONDUIT | UPVC;ORANGE;125 MM NOM DIA;LIGHT DUTY; 15 DEG;1.83 M RAD;SOCKET MOULDED BOTH ENDS;MARKED 'ELECTRICITY SUPPLY CABLES'; AS2053;PACK OF 1,PACK WEIGHT 2.12 KG; | TRI UGRD | TRI UNDERGROUND AUSTRALIA PTY LTD | LDE125151830FFS | CURRENT
000016618 | BEND,NONMETALLIC RIGID CONDUIT | UPVC;ORANGE;125 MM NOM DIA;LIGHT DUTY; 15 DEG;1.83 M RAD;SOCKET MOULDED BOTH ENDS;MARKED 'ELECTRICITY SUPPLY CABLES'; AS2053;PACK OF 1,PACK WEIGHT 2.12 KG; | HAYMANS | HAYMANS ELECTRICAL | CONX125LD1830R15 | CURRENT
000016618 | BEND,NONMETALLIC RIGID CONDUIT | UPVC;ORANGE;125 MM NOM DIA;LIGHT DUTY; 15 DEG;1.83 M RAD;SOCKET MOULDED BOTH ENDS;MARKED 'ELECTRICITY SUPPLY CABLES'; AS2053;PACK OF 1,PACK WEIGHT 2.12 KG; | VINIDEX |  | 31808 | CURRENT
000016620 | BEND,NONMETALLIC RIGID CONDUIT | UPVC;ORANGE;125 MM NOM DIA;LIGHT DUTY;45 DEG;1.2 M RAD;SOCKET MOULDED ONE END; MARKED 'ELEC PMT FNDN ONLY';AS2053; PACK OF 1,PACK WEIGHT 3.46 KG; | TRI UGRD | TRI UNDERGROUND AUSTRALIA PTY LTD | LDE125451200MFS | CURRENT
000016620 | BEND,NONMETALLIC RIGID CONDUIT | UPVC;ORANGE;125 MM NOM DIA;LIGHT DUTY;45 DEG;1.2 M RAD;SOCKET MOULDED ONE END; MARKED 'ELEC PMT FNDN ONLY';AS2053; PACK OF 1,PACK WEIGHT 3.46 KG; | HAYMANS | HAYMANS ELECTRICAL | CONX125LD1200R45MF | CURRENT
000016620 | BEND,NONMETALLIC RIGID CONDUIT | UPVC;ORANGE;125 MM NOM DIA;LIGHT DUTY;45 DEG;1.2 M RAD;SOCKET MOULDED ONE END; MARKED 'ELEC PMT FNDN ONLY';AS2053; PACK OF 1,PACK WEIGHT 3.46 KG; | VINIDEX |  | 31043 | CURRENT
000016621 | BEND,NONMETALLIC RIGID CONDUIT | UPVC;ORANGE;100 MM NOM DIA;LIGHT DUTY;45 DEG;1.2 M RAD;SOCKET MOULDED ONE END; MARKED 'ELEC PMT FNDN ONLY';AS2053; PACK OF 1,PACK WEIGHT 2.18 KG; | TRI UGRD | TRI UNDERGROUND AUSTRALIA PTY LTD | LDE100451200MFS | CURRENT
000016621 | BEND,NONMETALLIC RIGID CONDUIT | UPVC;ORANGE;100 MM NOM DIA;LIGHT DUTY;45 DEG;1.2 M RAD;SOCKET MOULDED ONE END; MARKED 'ELEC PMT FNDN ONLY';AS2053; PACK OF 1,PACK WEIGHT 2.18 KG; | HAYMANS | HAYMANS ELECTRICAL | CONX100LD1200R45MF | CURRENT
000016621 | BEND,NONMETALLIC RIGID CONDUIT | UPVC;ORANGE;100 MM NOM DIA;LIGHT DUTY;45 DEG;1.2 M RAD;SOCKET MOULDED ONE END; MARKED 'ELEC PMT FNDN ONLY';AS2053; PACK OF 1,PACK WEIGHT 2.18 KG; | VINIDEX |  | 32008 | CURRENT
000016624 | COUPLING,NONMETALLIC RIGID CONDUIT | UPVC;ORANGE;125 MM NOM DIA;LIGHT DUTY; SOCKETLESS PARALLEL SLIP ACTION;AS2053; PACK OF 22,PACK WEIGHT 0.87 KG; | TRI UGRD | TRI UNDERGROUND AUSTRALIA PTY LTD | LDE125SLIPCOUP | CURRENT
000016624 | COUPLING,NONMETALLIC RIGID CONDUIT | UPVC;ORANGE;125 MM NOM DIA;LIGHT DUTY; SOCKETLESS PARALLEL SLIP ACTION;AS2053; PACK OF 22,PACK WEIGHT 0.87 KG; | HAYMANS | HAYMANS ELECTRICAL | FABH242125S | CURRENT
000016624 | COUPLING,NONMETALLIC RIGID CONDUIT | UPVC;ORANGE;125 MM NOM DIA;LIGHT DUTY; SOCKETLESS PARALLEL SLIP ACTION;AS2053; PACK OF 22,PACK WEIGHT 0.87 KG; | VINIDEX |  | 32173 | CURRENT
000016626 | COUPLING,ADAPTOR,NONMETALLIC CONDUIT | RIGID UPVC;ORANGE;125 MM NOM DIA LIGHT DUTY UPVC CONDUIT;TO 100 MM NOM DIA CLASS 6 UPVC CONDUIT;DOUBLE ENDED SOCKET ;AS2053;PACK OF 18,PACK WEIGHT 0.56 KG; | TRI UGRD | TRI UNDERGROUND AUSTRALIA PTY LTD | LDE125100COUPFF | CURRENT
000016626 | COUPLING,ADAPTOR,NONMETALLIC CONDUIT | RIGID UPVC;ORANGE;125 MM NOM DIA LIGHT DUTY UPVC CONDUIT;TO 100 MM NOM DIA CLASS 6 UPVC CONDUIT;DOUBLE ENDED SOCKET ;AS2053;PACK OF 18,PACK WEIGHT 0.56 KG; | HAYMANS | HAYMANS ELECTRICAL | FABL12500 | CURRENT
000016626 | COUPLING,ADAPTOR,NONMETALLIC CONDUIT | RIGID UPVC;ORANGE;125 MM NOM DIA LIGHT DUTY UPVC CONDUIT;TO 100 MM NOM DIA CLASS 6 UPVC CONDUIT;DOUBLE ENDED SOCKET ;AS2053;PACK OF 18,PACK WEIGHT 0.56 KG; | VINIDEX |  | 32132 | CURRENT
000016627 | COUPLING,ADAPTOR,NONMETALLIC CONDUIT | RIGID UPVC;ORANGE;40 MM NOM DIA HEAVY DUTY;TO 32 MM HVY DUTY CONDUIT;DOUBLE ENDED SOCKET;AS2053;PACK OF 15,PACK WEIGHT 0.15 KG; | TRI UGRD | TRI UNDERGROUND AUSTRALIA PTY LTD | HDE4032COUPFF | CURRENT
000016627 | COUPLING,ADAPTOR,NONMETALLIC CONDUIT | RIGID UPVC;ORANGE;40 MM NOM DIA HEAVY DUTY;TO 32 MM HVY DUTY CONDUIT;DOUBLE ENDED SOCKET;AS2053;PACK OF 15,PACK WEIGHT 0.15 KG; | VINIDEX |  | Q1412 | CURRENT
000016627 | COUPLING,ADAPTOR,NONMETALLIC CONDUIT | RIGID UPVC;ORANGE;40 MM NOM DIA HEAVY DUTY;TO 32 MM HVY DUTY CONDUIT;DOUBLE ENDED SOCKET;AS2053;PACK OF 15,PACK WEIGHT 0.15 KG; | HUMES | HUMES | COUPLING,ADAPTOR | CURRENT
000016629 | CABINET,ELEC EQUIP | INDOOR,FLOOR MTG;LAMIWOOD,18 MM THICK; JADE-TEXTURE FINISH;600 MM W,700 MM D, 2300 MM H;FOR USE AS CABINET FOR VDU IN SUBSTATION CONTROL ROOM; | ENERGEX | ENERGEX | CABINET,ELECTRICAL EQUIPMENT | PHASING
000016630 | BRACKET,INSULATOR | STANDOFF TYPE;STEEL;GALV;HORIZONTAL SUPPORT STYLE;LINE POST INSULATOR; 360 MM LG,130 MM W,10 MM THK;2 X 22 X 40 SLOTS + 1 X 22 MM DIA HOLE;FOR WOOD POLE | SEWELFRG | GREG SEWELL FORGINGS PTY LTD | 6154 | CURRENT
000016631 | BRACKET,EXTENSION | EARTHWIRE RISER;CHS 76.1 X 4.5 MM GRADE 350;GALV;1300 MM LG;MWL=1.5 KN HORZINTAL 1 KN VERTICAL;C/W SPACER FOR LV PIN INSULATOR;PACK OF 1; | HAYMAN | HAYMANS INDUSTRIES PTY LTD | 16631 | CURRENT
000016631 | BRACKET,EXTENSION | EARTHWIRE RISER;CHS 76.1 X 4.5 MM GRADE 350;GALV;1300 MM LG;MWL=1.5 KN HORZINTAL 1 KN VERTICAL;C/W SPACER FOR LV PIN INSULATOR;PACK OF 1; | LIVINGST | LIVINGSTONE ENGINEERING | 16631 | CURRENT
000016632 | CROSSARM,METAL | STEEL;GALV;2000 MM LG;SHS 125 MM X 125 MM X 4 MM;FOR DELTA CONSTRUCTION;8 KN PER PHASE;AS1163-C350;PACK OF 1,PACK WEIGHT 37 KG; | LIVINGST | LIVINGSTONE ENGINEERING | CROSSARM | PHASING
000016632 | CROSSARM,METAL | STEEL;GALV;2000 MM LG;SHS 125 MM X 125 MM X 4 MM;FOR DELTA CONSTRUCTION;8 KN PER PHASE;AS1163-C350;PACK OF 1,PACK WEIGHT 37 KG; | STEELWAY |  | 2000 MM LG | PHASING
000016632 | CROSSARM,METAL | STEEL;GALV;2000 MM LG;SHS 125 MM X 125 MM X 4 MM;FOR DELTA CONSTRUCTION;8 KN PER PHASE;AS1163-C350;PACK OF 1,PACK WEIGHT 37 KG; | ENERGEX | ENERGEX | 2000 MM LG | PHASING
000016636 | CIRCUIT BREAKER | OUTDOOR;SF6;MAGRINI GALILEO;36 KV; 3 PHASE;1600 AMP;25 BKG CAP;240 V AC MOTOR CHRG SPRING;32 V DC TRIPPING; | MGRNIGAL |  | 36GIE25 | PURCHASE AS REQUIRED
000016641 | INSULATION SLEEVING,ELECTRICAL | POLYOLEFIN,REINFORCED HEAT SHRINKABLE; 205 MM TO 65 MM;1500 MM EXTRA LG;GREEN/ BLACK;MELTABLE INNER LINING,WRAP AROUND TYPE,C/W MASTIC STRIPS;FOR MECHANICAL | TECONN | TE CONNECTIVITY LTD | KL-RFSM-205/65-150/123 | CURRENT
000016641 | INSULATION SLEEVING,ELECTRICAL | POLYOLEFIN,REINFORCED HEAT SHRINKABLE; 205 MM TO 65 MM;1500 MM EXTRA LG;GREEN/ BLACK;MELTABLE INNER LINING,WRAP AROUND TYPE,C/W MASTIC STRIPS;FOR MECHANICAL | TECONN | TE CONNECTIVITY LTD | CNSM-205/50-1500/S | CURRENT
000016641 | INSULATION SLEEVING,ELECTRICAL | POLYOLEFIN,REINFORCED HEAT SHRINKABLE; 205 MM TO 65 MM;1500 MM EXTRA LG;GREEN/ BLACK;MELTABLE INNER LINING,WRAP AROUND TYPE,C/W MASTIC STRIPS;FOR MECHANICAL | LEGEND | LEGEND POWER SYSTEMS | ZJ200/65-1500 | CURRENT
000016642 | HAND CLEANER | LIQUID PASTE;WATER SOLUABLE;KRESTO/STOKO NON-AGGRESSIVE WALNUT SCRUBBER;250 ML TUBE,12 PER CARTON,PACK WEIGHT 8 KG; SPECIAL CLEANER,REMOVES PAINTS,LACQUERS, | ATOMSUPP | ATOM SUPPLY | 236724 | CURRENT
000016642 | HAND CLEANER | LIQUID PASTE;WATER SOLUABLE;KRESTO/STOKO NON-AGGRESSIVE WALNUT SCRUBBER;250 ML TUBE,12 PER CARTON,PACK WEIGHT 8 KG; SPECIAL CLEANER,REMOVES PAINTS,LACQUERS, | BLKWOODS | J BLACKWOOD & SON LTD | 00871539/28187112 | CURRENT
000016642 | HAND CLEANER | LIQUID PASTE;WATER SOLUABLE;KRESTO/STOKO NON-AGGRESSIVE WALNUT SCRUBBER;250 ML TUBE,12 PER CARTON,PACK WEIGHT 8 KG; SPECIAL CLEANER,REMOVES PAINTS,LACQUERS, | HANLEY | HANLEY INDUSTRIAL ENTERPRISES 459057 | PA28187112 | CURRENT
000016643 | SWITCH FUSE GEAR | 12 KV;3 PHASE;3 SWITCH;400 AMP BKG CAP; 50 KVA MKG CAP;20 KA,3 SEC SHORT TIME W/STAND CURR;OIL INSULATED;EXT FROM RHS UNLESS OTHERWISE SPECIFIED;EXTENSIBLE, | ABB | ABB FAN PTY LTD | TYPE SD3 SERIES 2 | PHASING
000016644 | TRANSFORMER,METERING | INDOOR TYPE;FREE STANDING;11/12 KV;OIL FILLED TANK;HV FUSES INSIDE TANK;2 CT'S, CLASS 0.5,15 VA,RATIO 200/100/5 AMP,1 VT, CLASS 0.5 M OUTPUT 100/200 VA PHASE; | T/FMRPRD |  | 11/12 KV | PURCHASE AS REQUIRED
000016644 | TRANSFORMER,METERING | INDOOR TYPE;FREE STANDING;11/12 KV;OIL FILLED TANK;HV FUSES INSIDE TANK;2 CT'S, CLASS 0.5,15 VA,RATIO 200/100/5 AMP,1 VT, CLASS 0.5 M OUTPUT 100/200 VA PHASE; | ENERGEX | ENERGEX | 11/12 KV | PURCHASE AS REQUIRED
000016645 | RELAY,CIRCUIT BREAKER FAILURE | 3 OC,TIMER;INST;110 V AUX;1 AMP;0.2-1.6 AMP,TIME 0.01-9.99 SEC;2 NO SR OC & 2 NO SR TIMER;1 HR TIMER FLAG;SCREW TERM; MODULAR CASE;FLUSH MTG;IEC255;ORDER ON | ALSTOM | ALSTOM GRID AUSTRALIA LIMITED | MCTI39/MVTT14 1A 110 V DC | PURCHASE AS REQUIRED
000016650 | BRACKET,CROSSARM | ANGLE ADAPTOR;STEEL;GALV;550 MM LG X 150 MM W;COUPLES WITH STEEL CROSSARM (STOCK CODE 16632) FOR 60 DEG-90 DEG DEVIATION ANGLES FOR SINGLE OR DOUBLE CIRCUIT | ENERGEX | ENERGEX |  | CURRENT
000016654 | STRAPPING | STAINLESS STEEL;7.9 MM WIDE;30.5 M ROLL;U/W SC16655 SEAL STRAPPING & SC16656 SEALER STRAPPING HAND; | REXEL | REXEL PTY LTD | PANDUIT MBH-TLR | CURRENT
000016655 | SEAL,STRAPPING | CONTINUOUS BANDING HEAD;STAINLESS STEEL; 7.9 MM W;PACK OF 100;U/W SC16654 STRAPPING & SC16656 SEALER STRAPPING HAND; | PANDUIT |  | MTHH-C | CURRENT
000016656 | SEALER,STEEL STRAPPING HAND | FOR USE WITH STAINLESS STEEL STRAPPING STOCK CODE 16654 & BANDING HEAD STOCK CODE 16655; | BLKWOODS | J BLACKWOOD & SON LTD | 2413856 | CURRENT
000016656 | SEALER,STEEL STRAPPING HAND | FOR USE WITH STAINLESS STEEL STRAPPING STOCK CODE 16654 & BANDING HEAD STOCK CODE 16655; | PANDUIT |  | ST2MT | CURRENT
000016668 | SWITCH FUSE GEAR | 12 KV PADMOUNTED;3 PHASE;630 AMP;RMU WITH TWO 630 AMP SW,TWO 200 AMP TEE-OFF CB;SF6 INSUL;METALCLAD,O/D,NON-EXT, SCHNEIDER,C/W CUBICLE & CONCRETE PLINTH | SCHNEDER | SCHNEIDER PTY LTD | RM6 | PHASING
000016669 | SWITCH FUSE GEAR | 12 KV PADMOUNTED;3 PHASE;630 AMP;RMU WITH THREE 630 AMP SW,ONE 200 AMP TEE-OFF CB;SF6 INSUL;METALCLAD,O/D, NON-EXT,SCHNEIDER,C/W CUBICLE & CONCRETE | SCHNEDER | SCHNEIDER PTY LTD | RM6 | PHASING
000016673 | SWITCH FUSE GEAR | 12 KV;3 PHASE;2 SW;630 AMP NORMAL CURRENT;1 FUSE SW;200 AMP NORMAL CURRENT ;3 PHASE TRIP;OIL INSULATED;NON EXTENSIBLE;C/W OIL STOCK CODE 03882 & | LUCY |  |  | PHASING
000016674 | BEND,NONMETALLIC RIGID CONDUIT | UPVC;ORANGE;80 MM NOM SIZE;LIGHT DUTY; 45 DEG;1.20 M RAD;SOCKET MOULDED ONE END ;MARKED "ELECTRICITY SUPPLY CABLES" AS2053;PACK OF 1,PACK WEIGHT 1.27 KG; | TRI UGRD | TRI UNDERGROUND AUSTRALIA PTY LTD | LDE80451200MFS | CURRENT
000016674 | BEND,NONMETALLIC RIGID CONDUIT | UPVC;ORANGE;80 MM NOM SIZE;LIGHT DUTY; 45 DEG;1.20 M RAD;SOCKET MOULDED ONE END ;MARKED "ELECTRICITY SUPPLY CABLES" AS2053;PACK OF 1,PACK WEIGHT 1.27 KG; | HAYMANS | HAYMANS ELECTRICAL | CONX80LD1200R45MF | CURRENT
000016674 | BEND,NONMETALLIC RIGID CONDUIT | UPVC;ORANGE;80 MM NOM SIZE;LIGHT DUTY; 45 DEG;1.20 M RAD;SOCKET MOULDED ONE END ;MARKED "ELECTRICITY SUPPLY CABLES" AS2053;PACK OF 1,PACK WEIGHT 1.27 KG; | VINIDEX |  | 31995 | CURRENT
000016685 | BRACKET. | MOUNTING BRACKET FOR BOX,ELECTRICAL, ENCLOSURE STOCK CODE 16683;BAG OF 4; | RITTAL | RITTAL AUSTRALIA PTY LTD | KL1590 | PHASING
000016686 | BRACKET. | MODEM MTG BRACKET AS PER DWG; | ENERGEX | ENERGEX |  | PHASING
000016687 | BRACKET. | BATTERY MOUNTING BRACKET AS PER DRAWING; | ENERGEX | ENERGEX |  | PHASING
000016688 | BRACKET. | TRANSCEIVER MOUNTING BRACKET AS PER DWG; | ENERGEX | ENERGEX |  | PHASING
000016692 | SWITCH,TOGGLE | 24 V DC;10 AMP;SPST; | FARNELL | FARNELL DISTRIBUTORS - ELEMENT 14 | 140-601 | PHASING
000016693 | MODEM,COMMUNICATIONS | V 32 BIS,DC POWERED;HAYES COMMANDS; | NETCOMM |  | POCKET MODEM,E7F,PM17100 | PHASING
000016700 | SIGN | KIT OF SIGNS FOR METERING COMMUNICATIONS UNIT,AS PER DWG; | ENERGEX | ENERGEX |  | PHASING
000016703 | ANTENNA | 3G/4G Log Periodic Antenna, 10dB c/w 10m Cable (Part A), 100cm Hockey Stick Mount (Part B), FME Connector & Red Heatshrink | RFIND | RF INDUSTRIES | LPDA7030-11-10FME+HS48 | CURRENT
000016706 | END CLAMP,TERMINAL BLOCK | END BRACKET,EWK,FOR DIN RAIL MTG TERMINALS | KLIPPON |  | 049516 EWK TS32 | PHASING
000016707 | END PLATE,TERMINAL BLOCK | END PLATE FOR SAK4 DIN RAIL MTG TERMINALS; | KLIPPON |  | 011796 | PHASING
000016708 | END PLATE,TERMINAL BLOCK | END PLATE FOR ASK1 DIN RAIL MTG TERMINALS; | KLIPPON |  | 038036 | PHASING
000016709 | MOUNTING BASE,TERMINAL BLOCK | STEEL;2 M LG;'G' SECTION RAIL (DIN RAIL) CUT TO SIZE & DRILLED BY ENERGEX MECHANICAL WORKSHOPS AS PER DWG; | KLIPPON |  | 012280 | PHASING
000016710 | TERMINAL BLOCK | 250 V;6.3 AMP;DIN RAIL MTG FUSEHOLDER, ASK1; | KLIPPON |  | 037676 | PHASING
000016714 | SCREW,SHEAR | DB JACK SCREW;TO HOLD MALE INSULATION DISPLACEMENT CONNECTOR;REFER STOCK CODE 16697; | FARNELL | FARNELL DISTRIBUTORS - ELEMENT 14 | 147-737 | PHASING
000016715 | SCREW,SHEAR | DB JACK;TO HOLD FEMALE INSULATION DISPLACEMENT CONNECTOR;REFER STOCK CODE 16690; | FARNELL | FARNELL DISTRIBUTORS - ELEMENT 14 | 147-740 | PHASING
000016719 | CIRCUIT BREAKER | INDOOR/VERT RACKING;SF 6;36 KV;3 PHASE; 1250 AMP;25 KA BKG CAP;110 V DC TRIPPING /CLOSING; | SCHNEDER | SCHNEIDER PTY LTD | 36KV CB | CURRENT
000016726 | TRANSFORMER,CURRENT | PROTECTION,POST TYPE;OUTDOOR,SINGLE BUSHING;33 KV CAPACITOR BANK PROTECTION; 36 KV;10/5 AMP;7.5 VA,0.3 OHM BURDEN; CLASS 2.0 M;SINGLE PHASE;50 HZ; | ABB | ABB FAN PTY LTD | 36 KV R-CAST | STRATEGIC SPARE
000016727 | CYLINDER,LOCK | C/W X CAMS,NO KEYS,CYLINDER ONLY BRASS; KEYED ALIKE TO S2 SYSTEM;FOR USE IN SUBSTATIONS;BOX OF 20,WEIGHT 2.6 KG; | JLARSEN | J LARSEN PTY LTD (LOCKSMITH) | OZ1/570/CYL/S2 | CURRENT
000016729 | PADLOCK | SOLID BRASS CASE,BRASS SHACKLE;45 MM W CASE,W/38 MM SHACKLE CLEARANCE;NO KEYS, KEYED ALIKE TO S2 SYSTEM;FOR USE IN SUBSTATIONS;(OZ LOCK);BOX OF 20,WEIGHT | JLARSEN | J LARSEN PTY LTD (LOCKSMITH) | OZ1/234/AB0/S2 | CURRENT
000016730 | PADLOCK | SOLID BRASS CASE,BRASS SHACKLE;45 MM W CASE,W/19 MM SHACKLE CLEARANCE;NO KEYS, KEYED ALIKE TO S2 SYSTEM;FOR USE IN SUBSTATIONS;(OZ LOCK);BOX OF 20,WEIGHT | JLARSEN | J LARSEN PTY LTD (LOCKSMITH) | OZ1/234/B00/S2 | STRATEGIC SPARE
000016741 | SCREW,SHEAR | ELECTRICAL CLAMP (ALUM);FOR U/W LGE MECHANICAL YOKE;MEDIUM LG UTC-M22,FOR 240-300 SQ MM ALUMINIUM STRANDED CONDUCTOR;U/W RAYCHEM LV STRAIGHT | GILBLODG | GILBERT LODGE AUSTRALIA | B&HUTCM22 | PHASING
000016745 | YOKE,ELECTRICAL CLAMP | MECHANICAL FERRULE TYPE;ALUMINIUM;(33 KV );STRAIGHT VEE SECTION SEPERABLE CONNECTOR,FOR LGE STRANDED CONDUCTOR TO 300 SQ MM MAX;USED IN LV HEATSHRINK | TYCO | TYCO | SVA27UTB BAH-022080018 | CURRENT
000016748 | SCREW,SHEAR | ELECTRICAL CLAMP (ALUM);FOR U/W MECHANICAL YOKE STOCK CODE 16543;SHORT, M18,NO.AG1;FOR 120-185 SQ MM ALUMINIUM STRANDED CONDUCTOR;U/W RAYCHEM LV | GILBLODG | GILBERT LODGE AUSTRALIA | B&HUTBM18 | CURRENT
000016764 | LEGGINGS,PROTECTIVE INDUSTRIAL | ENGTEX,(INDUSTRIAL STRENGTH PLASTIC); REGULAR SIZE;CHAPS,FOR USE WITH OPERATION OF CHAINSAWS; | STHIL |  | 7004 885 2107 | CURRENT
000016773 | VALVE,REGULATING,FLUID PRESSURE | BRASS;LP GAS EQUIPMENT;640 KPA;0.29 KPA TO 400 KPA;BSP LH INLET,22 MM X 1.5 MM LH OUTLET;ANTI-LEAKAGE SAFETY DEVICE;BOX OF 1;USED IN CONJUNCTION WITH GAS HOSES | TESUCO |  | SOGS38 | PHASING
000016774 | HOSE,NONMETALLIC | DURABLE RUBBER;LP GAS EQUIPMENT;6 MM NOM ID;18.5 MM NOM OD;ORANGE;2 M LG,FITTED WITH 2 BRASS 22 MM X 1.5 MM LH CONNECTING NUTS;AGA;BAG OF 1;USED WITH | TESUCO |  | SOMGSH2 | PHASING
000016777 | HANDLE,WELDING TORCH | LP GAS EQUIPMENT,USED FOR HEATING, STANDARD SINGLE CONTROL FEATURES,USE STANDARD 22 MM X 1.5 MM LH INLET & 14 MM X 1 MM RH OUTLET;BAG OF 1;USED IN | TESUCO |  | SHP01-OM | PHASING
000016780 | BURNER,GAS,HEATING | LP GAS EQUIPMENT;0.26 KG/HR @ 200 KPA CONSUMPTION;BRASS,BURNER THREAD 20 MM DIA,1 MM PITCH,WIND PROOF FLAME FOR OUTDOOR USE;BAG OF 1;USED IN CONJUNCTION | TESUCO |  | SSB30 | CURRENT
000016781 | BURNER,GAS,HEATING | LP GAS EQUIPMENT;0.58 KG/HR @ 200 KPA CONSUMPTION;BRASS,BURNER THREAD 20 MM DIA,1 MM PITCH,WIND PROOF FLAME FOR OUTDOOR USE;BAG OF 1;USED IN CONJUNCTION | TESUCO |  | SSB40 | CURRENT
000016784 | TEE,PIPE TO HOSE | LP GAS EQUIPMENT;USED FOR CONNECTING HOSES;BRASS,22 MM X 1.5 MM FM INLET & TWO 22 MM X 1.5 MM MALE OUTLETS;BAG OF 1 ;USED IN CONJUNCTION WITH GAS HOSES | TESUCO |  | SOGSTP | PHASING
000016785 | ADAPTER,COMPRESSED GAS CYLINDER | VALVE CONNECTION LP GAS EQUIPMENT;USED FOR CONNECTING GAS HOSES TO BURNER SUPPORT;BRASS,14 MM X 1 MM FM INLET & 22 MM X 1.5 MM MALE OUTLET;BAG OF 1; | TESUCO |  | SAD14RH | CURRENT
000016787 | CAPACITOR UNIT. | 12.8 KV;406 KVAR;SINGLE PHASE;7.94 UF (+10% - 0%);31.95 AMP CONT @ 50 HZ;50 HZ ;NON-PCB IMPREGNANT;ALL-FILM DIELECTRIC; EXT FUSED;2 BUSHING PER UNIT;CONTAINER | ABB | ABB FAN PTY LTD | CAPACITOR UNIT | MAINTENANCE STOCK
000016788 | FUSE LINK,ENCLOSED ELEMENT | 400 AMP;500 V AC;BLADE TYPE CONTACTS;DIN SIZE 2;AS2005,PART 1;PACK OF 3;REPLACES STOCK CODE 09882,400 AMP SPECIAL CURVE; FOR U/W 500 KVA TRANSFORMERS & ABOVE | FUSECO | FUSECO PTY LTD | NH2F-400 | CURRENT
000016788 | FUSE LINK,ENCLOSED ELEMENT | 400 AMP;500 V AC;BLADE TYPE CONTACTS;DIN SIZE 2;AS2005,PART 1;PACK OF 3;REPLACES STOCK CODE 09882,400 AMP SPECIAL CURVE; FOR U/W 500 KVA TRANSFORMERS & ABOVE | FLOWLINE | FLOWLINE INDUSTRIES PTY LTD | EM372240 | CURRENT
000016789 | MODEM,COMMUNICATIONS | MODEM TELEPHONE;DATAGATE 2400 BAUD; WITHOUT ENCRYPTION,6 PORTS,MODEL 533/59, C/W DATAGATE POWER PACK 240 V,50 HZ TO 50 V DC,MODEL 533/200 & PHONE LEAD;REFER | DATAGATE |  | 1200 BAUD/2400 BAUD | PHASING
000016790 | BURNER,GAS,HEATING | LP GAS EQUIPMENT;0.12 KG/HR @ 200 KPA CONSUMPTION;BRASS,BURNER THREAD 20 MM DIA,1 MM PITCH,STORM PROOF FLAME FOR OUTDOOR USE;BAG OF 1;USED IN CONJUNCTION | TESUCO |  | SSB22 | PURCHASE AS REQUIRED
000016791 | CUBICLE,ELECTRICAL EQUIPMENT. | OUTDOOR;C/W HOUSING 630 AMP LV SWITCHBOARD;CONSISTING OF 630 AMP, ISOLATOR,2 X400 AMP & 1 X 630 AMP ABB FUSE SWITCH BASES;1 X STOCK CODE 04683 & | WEBER | WEBER SOUTH PACIFIC PTY LTD | VC 005120-GTS2 | PURCHASE AS REQUIRED
000016791 | CUBICLE,ELECTRICAL EQUIPMENT. | OUTDOOR;C/W HOUSING 630 AMP LV SWITCHBOARD;CONSISTING OF 630 AMP, ISOLATOR,2 X400 AMP & 1 X 630 AMP ABB FUSE SWITCH BASES;1 X STOCK CODE 04683 & | ENERGEX | ENERGEX | CUBICLE | PURCHASE AS REQUIRED
000016792 | CUBICLE,ELECTRICAL EQUIPMENT. | OUTDOOR;FOR HOUSING 1250 AMP LV SWITCHBOARD;CONSISTING OF 1250 AMP, ISOLATOR,2 X 400 AMP & 1 X 630 AMP ABB FUSE SWITCH BASES;1 X STOCK CODE 04683 & | WEBER | WEBER SOUTH PACIFIC PTY LTD | VC0051200GTS1 | MAINTENANCE STOCK
000016792 | CUBICLE,ELECTRICAL EQUIPMENT. | OUTDOOR;FOR HOUSING 1250 AMP LV SWITCHBOARD;CONSISTING OF 1250 AMP, ISOLATOR,2 X 400 AMP & 1 X 630 AMP ABB FUSE SWITCH BASES;1 X STOCK CODE 04683 & | ENERGEX | ENERGEX | 4200-A4 | MAINTENANCE STOCK
000016793 | CUBICLE,ELECTRICAL EQUIPMENT. | OUTDOOR;FOR HOUSING 2500 AMP LV SWITCHBOARD;CONSISTING OF 2500 AMP, STROMBERG ISOLATOR,2 X 400 AMP & 1 X 630 AMP STROMBERG OR (WEBBER) FUSE | WEBER | WEBER SOUTH PACIFIC PTY LTD | VC135250-S2E3 | PURCHASE AS REQUIRED
000016793 | CUBICLE,ELECTRICAL EQUIPMENT. | OUTDOOR;FOR HOUSING 2500 AMP LV SWITCHBOARD;CONSISTING OF 2500 AMP, STROMBERG ISOLATOR,2 X 400 AMP & 1 X 630 AMP STROMBERG OR (WEBBER) FUSE | ENERGEX | ENERGEX | CUBICLE,ELECTRICAL EQUIPMENT | PURCHASE AS REQUIRED
000016794 | MODEM,COMMUNICATIONS | DATAGATE 2400 BAUD;WITHOUT ENCRYPTION, MODEL 533/59 FITTED WITH 14 PORT EXPANSION KIT,MODEL 533/51,C/W DATAGATE POWER PACK 240 V,50 HZ TO 50 V DC,MODEL | DATAGATE |  | 14 PORT 2400 BAUD | PHASING
000016797 | REACTOR | NEUTRAL EARTHING;19.1 MH;40 AMP;50 HZ; 12 KV;1 PHASE;1 KA FOR 3 SEC;PEDESTAL POST INSULATOR MTG;AIR INSULATED; OUTDOOR;TAPPED AT 6 OHM & 3 OHM;AS1028; | TRANSFMR |  |  | CURRENT
000016801 | INTERFACE MODULE | QUAD DC OUTPUT;SOLID STATE 60 V DC MAX; 315 AMP MAX LOAD CURRENT;PLUGS INTO RACK ;RED COLOUR MODULE; | ANALOGDV |  | OD60Q | PURCHASE AS REQUIRED
000016803 | INSULATION SLEEVING,ELECTRICAL | POLYOLEFIN,HEATSHRINKABLE;25.0 MM MIN ID EXP,8 MM MAX ID RECOVERED;2.0 MM MIN THK RECOVERED;300 MM LG;BLACK;MELTABLE INNER LINING;FOR LV 70 SQ MM PLY CABLE CORES; | LEGEND | LEGEND POWER SYSTEMS | SMDW34/9TK-300-EX | CURRENT
000016803 | INSULATION SLEEVING,ELECTRICAL | POLYOLEFIN,HEATSHRINKABLE;25.0 MM MIN ID EXP,8 MM MAX ID RECOVERED;2.0 MM MIN THK RECOVERED;300 MM LG;BLACK;MELTABLE INNER LINING;FOR LV 70 SQ MM PLY CABLE CORES; | TECONN | TE CONNECTIVITY LTD | MWTM-25/8-300/S(S50) | CURRENT
000016804 | SIGN | THIS SUBSTATION FENCE IS SEPARATELY EARTHED AND ISOLATED FROM THE MAIN SUBSTATION EARTHING SYSTEM;ALUMINIUM; RETROREFLECTIVE,SCREEN PRINTED;360 MM | ARTCRAFT | ARTCRAFT PTY LTD | SE09002-Q | PURCHASE AS REQUIRED
000016805 | SIGN | WARNING THIS IS A FREE STANDING SUBSTATION FENCE ISOLATION PANEL AND IS NOT EARTHED, Al, 360 x 200 x 2mm, Yellow Retro Reflective Class 2 B/Ground, Text | ARTCRAFT | ARTCRAFT PTY LTD | SE09102-Q | CURRENT
000016806 | SIGN | THIS SUBSTATION FENCE IS CONNECTED TO THE MAIN SUBSTATION EARTHING SYSTEM;ALUMINIUM;RETROREFLECTIVE, BLACK LETTERING;360 x 20MM | ARTCRAFT | ARTCRAFT PTY LTD | SE017-Q | CURRENT
000016807 | TRANSFORMER,CURRENT | PROTECTION,POST TYPE;O/D; FEEDER PROTECTION;36 KV;2 CORES, CORE 1,800/400/300/200/5 AMP; CORE 2,800/400/300/200/5 AMP; | ABB | ABB FAN PTY LTD |  | STRATEGIC SPARE
000016808 | DAMPER,VIBRATION,TRANSMISSION LINE | SPIRAL;PVC;4.40 - 6.34 MM;ORANGE;BOX OF 50;USED AS BIRD DETERRENT; WEIGHT OF BOX 5 KG; | PLP AUST | PREFORMED LINE PRODUCTS (AUST) | SBFD445634-W | CURRENT
000016809 | DAMPER,VIBRATION,TRANSMISSION LINE | SPIRAL;PVC;6.4 - 8.3 MM;ORANGE;BOX OF 50 ;USED AS BIRD DETERRENT; | PLP AUST | PREFORMED LINE PRODUCTS (AUST) | SBFD635829-W-6.4-8.3MM | CURRENT
000016809 | DAMPER,VIBRATION,TRANSMISSION LINE | SPIRAL;PVC;6.4 - 8.3 MM;ORANGE;BOX OF 50 ;USED AS BIRD DETERRENT; | DULMISON | DULMISON (AUST) PTY LTD | BD0635 | CURRENT
000016810 | DAMPER,VIBRATION,TRANSMISSION LINE | SPIRAL;PVC;8.30 - 11.74 MM;ORANGE;BOX OF 50;USED AS BIRD DETERRENT; | PLP AUST | PREFORMED LINE PRODUCTS (AUST) | SBFD830117-W-8.30-11.74MM | CURRENT
000016811 | DAMPER,VIBRATION,TRANSMISSION LINE | SPIRAL;PVC;11.75 - 14.30 MM;BOX OF 50; USED AS BIRD DETERRENT,ORDER AS REQUIRED; | PLP AUST | PREFORMED LINE PRODUCTS (AUST) | SBFD830117-W | CURRENT
000016812 | DAMPER,VIBRATION,TRANSMISSION LINE | SPIRAL;PVC;14.32 - 19.30 MM;ORANGE;BOX OF 50;USED AS BIRD DETERRENT,ORDER AS REQUIRED; | PLP AUST | PREFORMED LINE PRODUCTS (AUST) | SBFD118143-W | CURRENT
000016813 | BIRD REPELLENT | Afterglow UV Stabilised Warning Marker, White, Disk 250mm Lg, 10-70mm Clamp, used to Divert Birds from Power Lines | POWERENG |  | AFTERGLOW 9.2-PE1100 | CURRENT
000016814 | CABLE,POWER,ELECTRICAL | 0.6/1.0 KV;25 SQ MM;STRANDED ANNEALED; COPPER CONDUCTOR;4 CORE XLPE INSULATED, BLACK HDPE SHEATH;SQUARE SECTION LV SERVICE CABLE;AS4026;SPINDLE SIZE 108 MM | OLEX | OLEX AUSTRALIA PTY LTD |  | PURCHASE AS REQUIRED
000016815 | CABLE,POWER,ELECTRICAL | 0.6/1.0 KV;70 SQ MM;STRANDED ANNEALED; COPPER CONDUCTOR;4 CORE XLPE INSULATED, BLACK PVC SHEATH;CIRCULAR SECTION LV SERVICE CABLE; AS5000.1; | CABLGRID | CABLE GRID AUSTRALIA PL | CGA411 | CURRENT
000016815 | CABLE,POWER,ELECTRICAL | 0.6/1.0 KV;70 SQ MM;STRANDED ANNEALED; COPPER CONDUCTOR;4 CORE XLPE INSULATED, BLACK PVC SHEATH;CIRCULAR SECTION LV SERVICE CABLE; AS5000.1; | KEI CABL | KEI CABLES | 0.6/1KV 4CX70 | CURRENT
000016815 | CABLE,POWER,ELECTRICAL | 0.6/1.0 KV;70 SQ MM;STRANDED ANNEALED; COPPER CONDUCTOR;4 CORE XLPE INSULATED, BLACK PVC SHEATH;CIRCULAR SECTION LV SERVICE CABLE; AS5000.1; | PRYSMIAN | PRYSMIAN POWER CABLES & SYSTEMS AUST | 5209587 | CURRENT
000016815 | CABLE,POWER,ELECTRICAL | 0.6/1.0 KV;70 SQ MM;STRANDED ANNEALED; COPPER CONDUCTOR;4 CORE XLPE INSULATED, BLACK PVC SHEATH;CIRCULAR SECTION LV SERVICE CABLE; AS5000.1; | MIDLANDS | MIDLAND METALS | MMO-1KV 4X70CXP | CURRENT
000016815 | CABLE,POWER,ELECTRICAL | 0.6/1.0 KV;70 SQ MM;STRANDED ANNEALED; COPPER CONDUCTOR;4 CORE XLPE INSULATED, BLACK PVC SHEATH;CIRCULAR SECTION LV SERVICE CABLE; AS5000.1; | NANELECT | NAN ELECTRICAL CABLE AUSTRALIA PL | 4CX070CLVXBEX | CURRENT
000016815 | CABLE,POWER,ELECTRICAL | 0.6/1.0 KV;70 SQ MM;STRANDED ANNEALED; COPPER CONDUCTOR;4 CORE XLPE INSULATED, BLACK PVC SHEATH;CIRCULAR SECTION LV SERVICE CABLE; AS5000.1; | OLEX | OLEX AUSTRALIA PTY LTD | LDYC20RP004CXEM | CURRENT
000016816 | CONNECTOR,BUSBAR | 38.1 MM OD TUBE TO 38.1 MM OD TUBE STRAIGHT CONNECTOR; | DULMISON | DULMISON (AUST) PTY LTD | D-ST50 | CURRENT
000016817 | CONNECTOR,BUSBAR | 25.4 MM OD TUBE TO 25.4 MM OD TUBE STRAIGHT CONNECTOR;PACK OF 1; 4 BOLT CONNECTOR; | DULMISON | DULMISON (AUST) PTY LTD | ST 20 | CURRENT
000016818 | INSULATED LIFTING HANDLE | USED ON UNDERGROUND LV LINK PILLARS; STEEL;CELLULOSE ACETATE;1/4 IN WHITWORTH ;TO SUIT GEC HENLEY LV LINKS;FOR STOCK CODES 06844 & 15937; | ALSTOM | ALSTOM GRID AUSTRALIA LIMITED | 53485-15 | CURRENT
000016819 | SIGN | NON COMMISSIONED,ETC CLAUSES BOTH SIDES AS PER DRG;ALLUMINIUM;RETROFLECTIVE SHEETING;2 MM THK,90 MM LG,42 MM W;MUST BE USED WITH 'DANGER DO NOT OPERATE' | ARTCRAFT | ARTCRAFT PTY LTD | 16819 | PHASING
000016820 | YOKE,ELECTRICAL CLAMP | ALUMINIUM ALLOY BODY;TO SUIT LV PLY INSULATED MAINS,3.5 CORE X 185 SQ MM SECTOR STRANDED COPPER,TAP ALLOWS 4.6-70 SQ MM CIRCULARISED STRANDED ALUM | TYCO | TYCO | HEL6879.3 | PURCHASE AS REQUIRED
000016822 | BOLT ASSEMBLY,FOUNDATION | STEEL;GALV,HOT DIP;N28;(M24);ISO M; 2325 MM LG;4 THD LEGS;500 PCD;W/2 NUTS & 2 WASHERS PER THD,SECT OF LEGS;FOR MAJOR ROAD S/L POLE (13 M - STOCK CODES | LIVINGST | LIVINGSTONE ENGINEERING | L16822 | CURRENT
000016823 | OUTREACH HEADFRAME | Major Road, High Mast, 1 Way, Galv Steel, EQTS 05-02-01, Dwg 05-02-06 (scm) | INGALEPS | INGAL EPS (CONTRACTOR) | GEX16823-86 | CURRENT
000016823 | OUTREACH HEADFRAME | Major Road, High Mast, 1 Way, Galv Steel, EQTS 05-02-01, Dwg 05-02-06 (scm) | GM POLES | GM POLES PTY LTD | SL HM 1W | CURRENT
000016824 | OUTREACH ARM | Extension Major Road, 1.5m, Galv Steel, MA7 c/w 2 x M6x60mm S/Steel Bolt, 2 x M6 Nylok Nuts & 2 x M6 Washers, EQTS 05-02-01, Dwg 05-02-07 (scm) | INGALEPS | INGAL EPS (CONTRACTOR) | GEX16824 | CURRENT
000016824 | OUTREACH ARM | Extension Major Road, 1.5m, Galv Steel, MA7 c/w 2 x M6x60mm S/Steel Bolt, 2 x M6 Nylok Nuts & 2 x M6 Washers, EQTS 05-02-01, Dwg 05-02-07 (scm) | IUPOLE | INTERNATIONAL UTILITY POLES PTY LTD | EX-16824 | CURRENT
000016824 | OUTREACH ARM | Extension Major Road, 1.5m, Galv Steel, MA7 c/w 2 x M6x60mm S/Steel Bolt, 2 x M6 Nylok Nuts & 2 x M6 Washers, EQTS 05-02-01, Dwg 05-02-07 (scm) | GM POLES | GM POLES PTY LTD | SL O/R EXTN 1.5 | CURRENT
000016826 | BASE,POLE ASSEMBLY | Slip Base Adaptor, for upto 13.0m Poles, 500 PCD c/w 3 x M36x130mm Bolts, 6 x M36 Washers, 3 x M36 Nuts & Shear Washer, EQTS 05-02-01, Dwg 05-02-04(scm) | IUPOLE | INTERNATIONAL UTILITY POLES PTY LTD | EX-16826 | CURRENT
000016826 | BASE,POLE ASSEMBLY | Slip Base Adaptor, for upto 13.0m Poles, 500 PCD c/w 3 x M36x130mm Bolts, 6 x M36 Washers, 3 x M36 Nuts & Shear Washer, EQTS 05-02-01, Dwg 05-02-04(scm) | INGALEPS | INGAL EPS (CONTRACTOR) | GEX16826 | CURRENT
000016826 | BASE,POLE ASSEMBLY | Slip Base Adaptor, for upto 13.0m Poles, 500 PCD c/w 3 x M36x130mm Bolts, 6 x M36 Washers, 3 x M36 Nuts & Shear Washer, EQTS 05-02-01, Dwg 05-02-04(scm) | GM POLES | GM POLES PTY LTD | SBA 500 | CURRENT
000016830 | BRACKET,MOUNTING | TO ACCEPT MCB BOX STOCK CODE 16433; ALUMINIUM PRE-DRILLED & OFF-SET;FOR USE ON STEEL/CONCRETE S/L POLES;PACK OF 12, PACK WEIGHT 1 KG; | ENI | ENI INDUSTRIES PL | 84108 | CURRENT
000016831 | JOINT,ELECTRICAL POWER CABLE | LV,HEATSHRINK,TRANSITION STRAIGHT JOINT; REINFORCED WRAPAROUND SLEEVE;TO SUIT 70 SQ MM PLY CABLE OR 120 SQ MM CONSAC CABLE TO 120 SQ MM ALUMINIUM XLPE CABLE; | RAYCHEM | RAYCHEM (AUSTRALIA) PTY LTD | AUST-SQB-52 | CURRENT
000016833 | TERMINAL,LUG | DRILLED PALM,BI-METAL CRIMP TYPE;FOR 25 SQ MM ALUMINIUM CONDUCTORS;12 MM PALM HOLE;PRE-FILLED W/JOINTING COMPOUND;FOR U/W 25 SQ MM ABC (REFER STOCK CODE 13936 | LEGEND | LEGEND POWER SYSTEMS | BL25-12 | CURRENT
000016833 | TERMINAL,LUG | DRILLED PALM,BI-METAL CRIMP TYPE;FOR 25 SQ MM ALUMINIUM CONDUCTORS;12 MM PALM HOLE;PRE-FILLED W/JOINTING COMPOUND;FOR U/W 25 SQ MM ABC (REFER STOCK CODE 13936 | TECONN | TE CONNECTIVITY LTD | BG25M12/1 | CURRENT
000016833 | TERMINAL,LUG | DRILLED PALM,BI-METAL CRIMP TYPE;FOR 25 SQ MM ALUMINIUM CONDUCTORS;12 MM PALM HOLE;PRE-FILLED W/JOINTING COMPOUND;FOR U/W 25 SQ MM ABC (REFER STOCK CODE 13936 | CABLACES | CABLACES | BL25/12 | CURRENT
000016838 | CUTTER,HYDRAULIC | Hydraulic Fluid Power Operated, suit up to 240mm2 Cable & up to 100mm Steel Wire Armour Cable, Fitted with CEJN Male Coupler Half | SPECFORC | SPECIALISED FORCE | CR100EGX | PURCHASE AS REQUIRED
000016838 | CUTTER,HYDRAULIC | Hydraulic Fluid Power Operated, suit up to 240mm2 Cable & up to 100mm Steel Wire Armour Cable, Fitted with CEJN Male Coupler Half | CNWPL | CNW PL - SLACKS CREEK | CR100-EGX | PURCHASE AS REQUIRED
000016838 | CUTTER,HYDRAULIC | Hydraulic Fluid Power Operated, suit up to 240mm2 Cable & up to 100mm Steel Wire Armour Cable, Fitted with CEJN Male Coupler Half | LEGEND | LEGEND POWER SYSTEMS | MSS-S100-RH | PURCHASE AS REQUIRED
000016842 | TAPE,INSULATION,ELECTRICAL | NON-ADHESIVE;PVC STOPOFF TAPE,BLACK; 25 MM W;25 M LG;FOR USE IN FILLED HEATSHRINK JOINTS;PACK OF 1; | HAYMANS | HAYMANS ELECTRICAL | AIM813-SOT025-BK | CURRENT
000016842 | TAPE,INSULATION,ELECTRICAL | NON-ADHESIVE;PVC STOPOFF TAPE,BLACK; 25 MM W;25 M LG;FOR USE IN FILLED HEATSHRINK JOINTS;PACK OF 1; | AIM |  | 813-SOT025-BK | CURRENT
000016843 | MICROCONTROLLER | MICROPROCESSOR;12 V NOM;10 EXT INPUTS,1 AC MEASUREMENT INPUT(5 AMP),1 TRANSDUCER MEASUREMENT INPUT (1-10M AMP);6 OUTPUTS; RADIO INTERFACE;FOR USE ON DSA EQUIPMENT | DARTECH |  |  | CURRENT
000016844 | TERMINAL,LUG | STALK,TINNED COPPER CRIMP TYPE;FOR 16 SQ MM COPPER CONDUCTOR;10.0 MM (MAX) DIA X 25 MM D-SECTION STALK;PACK OF 1,PACK WEIGHT 0.1 KG;U/W LV HEATSHRINK SERVICE | TYCO | TYCO | CS16-10D/1 | CURRENT
000016844 | TERMINAL,LUG | STALK,TINNED COPPER CRIMP TYPE;FOR 16 SQ MM COPPER CONDUCTOR;10.0 MM (MAX) DIA X 25 MM D-SECTION STALK;PACK OF 1,PACK WEIGHT 0.1 KG;U/W LV HEATSHRINK SERVICE | UTILUX |  | CS16/10D | CURRENT
000016845 | TERMINAL,LUG | STALK,TINNED COPPER CRIMP TYPE;FOR 25 SQ MM COPPER CONDUCTOR;10.0 MM (MAX) DIA X 25 MM D-SECTION STALK;PACK OF 1;U/W LV HEATSHRINK SERVICE TERMINATIONS; | TYCO | TYCO | CS25-10D/1 | CURRENT
000016845 | TERMINAL,LUG | STALK,TINNED COPPER CRIMP TYPE;FOR 25 SQ MM COPPER CONDUCTOR;10.0 MM (MAX) DIA X 25 MM D-SECTION STALK;PACK OF 1;U/W LV HEATSHRINK SERVICE TERMINATIONS; | UTILUX |  | CS25/10D | CURRENT
000016846 | TERMINAL,LUG | STALK,TINNED COPPER CRIMP TYPE;FOR 70 SQ MM COPPER CONDUCTOR;10.0 MM (MAX) DIA X 25 MM D-SECTION STALK;BAG OF 1,PACK WEIGHT 0.01 KG;U/W LV;HEATSHRINK SERVICE | TYCO | TYCO | CS70-10D/1 | CURRENT
000016846 | TERMINAL,LUG | STALK,TINNED COPPER CRIMP TYPE;FOR 70 SQ MM COPPER CONDUCTOR;10.0 MM (MAX) DIA X 25 MM D-SECTION STALK;BAG OF 1,PACK WEIGHT 0.01 KG;U/W LV;HEATSHRINK SERVICE | UTILUX |  | CS70/10D | CURRENT
000016849 | POLE,LINE CONSTRUCTION,WOOD | Hardwood, 8m, 20kN, CCA Treated, P8/20 | KOPPERS | KOPPERS TIMBER PRESERVATION PTY LTD | 8 M LG;20 KN; | CURRENT
000016850 | CLEANING COMPOUND,ELECTRICAL CONTACT | ELECTRICAL EQUIPMENT;NON-FLAMMABLE (NF) PRECISION ELECTRONIC CLEANING SOLUTION & PLASTIC FRIENDLY CONTACT CLEANER 2000; 400 G PRESSURE PACK,PACK OF 6;REPLACES | BLKWOODS | J BLACKWOOD & SON LTD | 00335206/2017 | CURRENT
000016850 | CLEANING COMPOUND,ELECTRICAL CONTACT | ELECTRICAL EQUIPMENT;NON-FLAMMABLE (NF) PRECISION ELECTRONIC CLEANING SOLUTION & PLASTIC FRIENDLY CONTACT CLEANER 2000; 400 G PRESSURE PACK,PACK OF 6;REPLACES | CNWPL | CNW PL - SLACKS CREEK | 2017 | CURRENT
000016850 | CLEANING COMPOUND,ELECTRICAL CONTACT | ELECTRICAL EQUIPMENT;NON-FLAMMABLE (NF) PRECISION ELECTRONIC CLEANING SOLUTION & PLASTIC FRIENDLY CONTACT CLEANER 2000; 400 G PRESSURE PACK,PACK OF 6;REPLACES | CRC | CRC INDUSTRIES AUSTRALIA PTY LTD | 2012 CONTACT CLEANER | CURRENT
000016851 | CLEANING COMPOUND. | FOR CLEANING BATTERY TERMINALS & CONNECTIONS;PENETRATES,LOOSENS & NEUTRALISES ALL ACID CORROSION DEPOSITS; 300 GRAM PRESSURE PACK CAN;PACK OF 6; | BLKWOODS | J BLACKWOOD & SON LTD | 00480303/5097 | CURRENT
000016851 | CLEANING COMPOUND. | FOR CLEANING BATTERY TERMINALS & CONNECTIONS;PENETRATES,LOOSENS & NEUTRALISES ALL ACID CORROSION DEPOSITS; 300 GRAM PRESSURE PACK CAN;PACK OF 6; | CNWPL | CNW PL - SLACKS CREEK | 5097 | CURRENT
000016851 | CLEANING COMPOUND. | FOR CLEANING BATTERY TERMINALS & CONNECTIONS;PENETRATES,LOOSENS & NEUTRALISES ALL ACID CORROSION DEPOSITS; 300 GRAM PRESSURE PACK CAN;PACK OF 6; | CRC | CRC INDUSTRIES AUSTRALIA PTY LTD | 5097 | CURRENT
000016857 | REGULATOR,STEP VOLTAGE | 11 KV;SINGLE PHASE;50 HZ;200 AMP;ONAN;+ OR - 10%;32 STEPS OF 0.625%;POLE MTG;HV BUSHINGS;TPI WITH ADD-AMP;CL-6 AMP MICROPROCESSOR WITH REVERSE POWER | COOPOWR |  | WAD22B | PHASING
000016858 | SIGN | Warning, "DANGER ELECTRICAL APPARATUS NOW ALIVE", Colour Photocopy, Laminated, 286 x 195mm, Red, White & Black (P20) | CUTLER | CUTLER BRANDS PTY LTD | ENERGE-16858 | CURRENT
000016860 | FRAME,MOUNTING | ELECTRICAL SUPPLY PILLAR;STEEL;GALV;TO SUIT BASE,STOCK CODE 06511,COVER, STOCK CODE 06932,SUPPORT CFS UNIT,STOCK CODE 16861;PACK OF 2,PACK WEIGHT 5.7 KG; | FLOWLINE | FLOWLINE INDUSTRIES PTY LTD | ESQ070 | CURRENT
000016861 | PANEL,LINKING | ELECTRICITY SUPPLY PILLAR;440 V,3 PHASE, 250 AMP CORROSION RESISTANT CFS UNIT;MOUNTED ON PANEL;C/W INSULATING BARRIERS;SUITS FRAME,SC16860 & LINKS, | STEMAR |  | SIT16861 | CURRENT
000016861 | PANEL,LINKING | ELECTRICITY SUPPLY PILLAR;440 V,3 PHASE, 250 AMP CORROSION RESISTANT CFS UNIT;MOUNTED ON PANEL;C/W INSULATING BARRIERS;SUITS FRAME,SC16860 & LINKS, | HYLEC | HYLEC PTY LTD | T1999001+JMT1999001RAK | CURRENT
000016861 | PANEL,LINKING | ELECTRICITY SUPPLY PILLAR;440 V,3 PHASE, 250 AMP CORROSION RESISTANT CFS UNIT;MOUNTED ON PANEL;C/W INSULATING BARRIERS;SUITS FRAME,SC16860 & LINKS, | FLOWLINE | FLOWLINE INDUSTRIES PTY LTD | ESQ084 | CURRENT
000016861 | PANEL,LINKING | ELECTRICITY SUPPLY PILLAR;440 V,3 PHASE, 250 AMP CORROSION RESISTANT CFS UNIT;MOUNTED ON PANEL;C/W INSULATING BARRIERS;SUITS FRAME,SC16860 & LINKS, | WEBER | WEBER SOUTH PACIFIC PTY LTD | ST-1S-AR02 | CURRENT
000016864 | HORN,LOUD SPEAKER | 150 MM ROUND HORN;4 OHM,10 W;ALUMINIUM; | RFIND | RF INDUSTRIES | 782-4 | CURRENT
000016864 | HORN,LOUD SPEAKER | 150 MM ROUND HORN;4 OHM,10 W;ALUMINIUM; | RFIND | RF INDUSTRIES | 781-8 | CURRENT
000016865 | LINK,ELECTRICAL DISCONNECT | 415 V;250 AMP;BLADE TYPE FITTED WITH DIN SIZE 1 CORROSION RESISTANT ADAPTING FEET;ISOLATING BLADES FOR STOCK CODE 16861; | TYCO | TYCO | 6469031266 | CURRENT
000016865 | LINK,ELECTRICAL DISCONNECT | 415 V;250 AMP;BLADE TYPE FITTED WITH DIN SIZE 1 CORROSION RESISTANT ADAPTING FEET;ISOLATING BLADES FOR STOCK CODE 16861; | KRONE | ADC COMMUNICATIONS (AUSTRALIA) LTD | 6469 0 312-66 | CURRENT
000016868 | PLATE,MOUNTING | Flat Plate Fitting, 1 Hole, M10 Bolt Size, 40mm2, 6mm Thk, Galv Steel, Pack of 50 | EZYSTRUT | EZYSTRUT CABLE & PIPE SUPPORTS | E1063H | CURRENT
000016869 | RELAY,SENSITIVE EARTH FAULT | AND CHECK;SEF,SE,FCK;DEFINITE TIME;32 V AUX;5 AMP;FLUSH MTG;ORDER ON SUBSTATION APPROVAL ONLY,RELAY DOES BOTH FUNCTIONS, RELAY & CHECK,SEE STOCK CODES 16870 & | RELMONSY | RELAY MONITORING SYSTEMS PTY LTD | 2C135 | PHASING
000016871 | DIE,CRIMPING TOOL | STEEL;HEX;21.5 MM AF;FOR ALUMINIUM BASED COMPRESSION FITTINGS;U/W UTILUX COMPRESSION TOOL NO.38A OR EQUIV; PACK OF 1,PACK WEIGHT 0.017 KG; | TEN | THE ENERGY NETWORK | K12-21.5-AL | CURRENT
000016871 | DIE,CRIMPING TOOL | STEEL;HEX;21.5 MM AF;FOR ALUMINIUM BASED COMPRESSION FITTINGS;U/W UTILUX COMPRESSION TOOL NO.38A OR EQUIV; PACK OF 1,PACK WEIGHT 0.017 KG; | SPECFORC | SPECIALISED FORCE | 12T-21.5AFAL | CURRENT
000016871 | DIE,CRIMPING TOOL | STEEL;HEX;21.5 MM AF;FOR ALUMINIUM BASED COMPRESSION FITTINGS;U/W UTILUX COMPRESSION TOOL NO.38A OR EQUIV; PACK OF 1,PACK WEIGHT 0.017 KG; | PLP AUST | PREFORMED LINE PRODUCTS (AUST) | EPCDA215AF | CURRENT
000016873 | SWITCH,ROTARY | 500 V AC;10 AMP NOM;1 POLE DT,2 POSN; PANEL MTG,SINGLE HOLE FS2;SQ ESCUTHEON PLATE,"OUT","IN",BASED ON STD SWITCH K & N CG4-A720-FS2;REFER K & N CAT FOR | KRAUSNMR | KRAUS & NAIMER (MANUFACTURER) | CG4 AU284N | PHASING
000016874 | SWITCH,ROTARY | 500 V AC;10 AMP NOM;1 POLE MULTISTEP (4) WITH OFF;PANEL MTG,SINGLE HOLE FS2;SQ ESCYTHEON PLATE "0-1-2-3-4",BASED ON STD SWITCH K & N CG4-A242-FS2 WITHOUT | KRAUSNMR | KRAUS & NAIMER (MANUFACTURER) | CG4.AU285N.FS2.AUS0002 | CURRENT
000016883 | HOLDER,BIT EXTENSION | 7/16 INCH HEX X 1/2 INCH SQUARE ADAPTOR; STEEL;70 MM LG;BLUE BULLY,TO FIT TO HYDRAULIC DRILLS USED ON EPV'S; RECOMMENDED TORQUE RATING OF 540 NM | C&LTOOL | CALTCO T/A C&L TOOL CENTRE | MILWA48325100 | CURRENT
000016883 | HOLDER,BIT EXTENSION | 7/16 INCH HEX X 1/2 INCH SQUARE ADAPTOR; STEEL;70 MM LG;BLUE BULLY,TO FIT TO HYDRAULIC DRILLS USED ON EPV'S; RECOMMENDED TORQUE RATING OF 540 NM | SPECFORC | SPECIALISED FORCE | 2801 BLUE BULLY | CURRENT
000016883 | HOLDER,BIT EXTENSION | 7/16 INCH HEX X 1/2 INCH SQUARE ADAPTOR; STEEL;70 MM LG;BLUE BULLY,TO FIT TO HYDRAULIC DRILLS USED ON EPV'S; RECOMMENDED TORQUE RATING OF 540 NM | MAKITA | MAKITA INDUSTRIAL POWER TOOLS | B-59841 | CURRENT
000016889 | POLE,PUBLIC LIGHTING,METAL | Major Road Mid Hinged, 10.0m, Base Plate Mounted, 350 PCD Bolt Spacing, Galv, EQTS 05-02-01 (scm) | INGALEPS | INGAL EPS (CONTRACTOR) | GEX16889 | CURRENT
000016889 | POLE,PUBLIC LIGHTING,METAL | Major Road Mid Hinged, 10.0m, Base Plate Mounted, 350 PCD Bolt Spacing, Galv, EQTS 05-02-01 (scm) | IUPOLE | INTERNATIONAL UTILITY POLES PTY LTD | EX-16889 | CURRENT
000016889 | POLE,PUBLIC LIGHTING,METAL | Major Road Mid Hinged, 10.0m, Base Plate Mounted, 350 PCD Bolt Spacing, Galv, EQTS 05-02-01 (scm) | GM POLES | GM POLES PTY LTD | MH S10 | CURRENT
000016890 | POLE,PUBLIC LIGHTING,METAL | Major Road Mid Hinged, 13.0m, Base Plate Mounted, 500 PCD Bolt Spacing, Galv, EQTS 05-02-01 (scm) | INGALEPS | INGAL EPS (CONTRACTOR) | GEX16890 | CURRENT
000016890 | POLE,PUBLIC LIGHTING,METAL | Major Road Mid Hinged, 13.0m, Base Plate Mounted, 500 PCD Bolt Spacing, Galv, EQTS 05-02-01 (scm) | IUPOLE | INTERNATIONAL UTILITY POLES PTY LTD | EX-16890 | CURRENT
000016890 | POLE,PUBLIC LIGHTING,METAL | Major Road Mid Hinged, 13.0m, Base Plate Mounted, 500 PCD Bolt Spacing, Galv, EQTS 05-02-01 (scm) | GM POLES | GM POLES PTY LTD | MH S13 | CURRENT
000016891 | OUTREACH ARM | Minor Road, 0.5m Single, 0 Deg Upcast, Galv Steel, EQTS 05-02-01, Dwg 7668 (scm) | INGALEPS | INGAL EPS (CONTRACTOR) | GEX16891 | CURRENT
000016891 | OUTREACH ARM | Minor Road, 0.5m Single, 0 Deg Upcast, Galv Steel, EQTS 05-02-01, Dwg 7668 (scm) | IUPOLE | INTERNATIONAL UTILITY POLES PTY LTD | EX-16891 | CURRENT
000016891 | OUTREACH ARM | Minor Road, 0.5m Single, 0 Deg Upcast, Galv Steel, EQTS 05-02-01, Dwg 7668 (scm) | GM POLES | GM POLES PTY LTD | OA A05S-EX | CURRENT
000016892 | CROSSARM,METAL | STEEL;GALV;1600 MM LG;SQUARE HOLLOW SECTION,100 MM X 100 MM;BUNDLE OF 25, PACK WEIGHT 637.5 KG;FOR U/W 11TDTL TRIDENT CONSTRUCTION & 11TDSL; | GREATWST |  | 16892 | PURCHASE AS REQUIRED
000016892 | CROSSARM,METAL | STEEL;GALV;1600 MM LG;SQUARE HOLLOW SECTION,100 MM X 100 MM;BUNDLE OF 25, PACK WEIGHT 637.5 KG;FOR U/W 11TDTL TRIDENT CONSTRUCTION & 11TDSL; | ENERGEX | ENERGEX | CROSSARM STEEL 1600 MM LG | PURCHASE AS REQUIRED
000016892 | CROSSARM,METAL | STEEL;GALV;1600 MM LG;SQUARE HOLLOW SECTION,100 MM X 100 MM;BUNDLE OF 25, PACK WEIGHT 637.5 KG;FOR U/W 11TDTL TRIDENT CONSTRUCTION & 11TDSL; | LIVINGST | LIVINGSTONE ENGINEERING | 16892 | PURCHASE AS REQUIRED
000016893 | HOT LINE STICK | FIBREGLASS;3 PIECE W/PROVISIONS FOR FITTING TOOL HEADS;FOR O/H MAINS USE, 33 KV;ORDER ON TEST DEPT APPROVAL; | AUSTACKL |  |  | PHASING
000016897 | CONTACTOR | CV3 LATCH CONTACTOR;AUX CONTACT FOR SHORT CIRCUIT;SFU-G3; | ENERMET | ENERMET | 149057-10230 | STRATEGIC SPARE
000016900 | PRINTED CIRCUIT BOARD | GATE DRIVER WITH FIBRE OPTIC RECEIVER; SFU-G3,30 KVA ONLY; | ENERMET | ENERMET | 164'456-00000 | PHASING
000016901 | CIRCUIT BREAKER | MINIATURE SP;250 V AC;32 AMP;6 KA BKG CAP;FOR U/W BCC BOULEVARD LIGHTING & TELSTRA MOBILE PHONE ANTENNA PROJECTS; PACK OF 1; | SIEMENS | SIEMENS LTD | SIE5SX2132-7 | PHASING
000016901 | CIRCUIT BREAKER | MINIATURE SP;250 V AC;32 AMP;6 KA BKG CAP;FOR U/W BCC BOULEVARD LIGHTING & TELSTRA MOBILE PHONE ANTENNA PROJECTS; PACK OF 1; | ABB | ABB FAN PTY LTD | C251-C32 | PHASING
000016909 | CIRCUIT BREAKER | INDOOR/WITHDRAWABLE;SF6;HAWKER SIDDERLY; 12 KV;3 PHASE;630 AMP;20 KA BKG CAP; MANCHRG SPRING;32 V DC TRIPPING; | HAWKSIDD | HAWKER SIDDELEY SWITCHGEAR LTD | HG12 | MAINTENANCE STOCK
000016912 | CONDUIT,NONMETALLIC,RIGID | 40 MM,NOM SIZE;UPVC;GREY;MED DUTY;SOCKET MOULDED ONE END;4 M LG;AS2053;PACK OF 330,PACK WEIGHT 585 KG; | TRI UGRD | TRI UNDERGROUND AUSTRALIA PTY LTD | CONMD40P | CURRENT
000016912 | CONDUIT,NONMETALLIC,RIGID | 40 MM,NOM SIZE;UPVC;GREY;MED DUTY;SOCKET MOULDED ONE END;4 M LG;AS2053;PACK OF 330,PACK WEIGHT 585 KG; | IPLEX | IPLEX PIPELINES AUSTRALIA PTY LTD | A08 | CURRENT
000016912 | CONDUIT,NONMETALLIC,RIGID | 40 MM,NOM SIZE;UPVC;GREY;MED DUTY;SOCKET MOULDED ONE END;4 M LG;AS2053;PACK OF 330,PACK WEIGHT 585 KG; | HAYMANS | HAYMANS ELECTRICAL | PIP40MD | CURRENT
000016912 | CONDUIT,NONMETALLIC,RIGID | 40 MM,NOM SIZE;UPVC;GREY;MED DUTY;SOCKET MOULDED ONE END;4 M LG;AS2053;PACK OF 330,PACK WEIGHT 585 KG; | VINIDEX |  | 10080 | CURRENT
000016913 | CAPACITOR UNIT. | 7.4 KV,383 KVAR;SINGLE PHASE;22.3 UF; 52 AMP CONT @ 50 HZ;50 HZ;NON PCB IMPREGNANT;POLYPROPYLENE FILM DIELECTRIC ;INTERNALLY FUSED;2 BUSHINGS PER UNIT; | ABB | ABB FAN PTY LTD | HVC9021 | CURRENT
000016914 | CONDUIT,NONMETALLIC,RIGID | 80 MM NOM SIZE;UPVC;WHITE;CLASS 12; SOCKET NOT NECESSARY;3.0 M SPECIAL LG; SPLIT LENGTH;AS1477;USED FOR PROTECTION OF CABLE;PACK OF 10,PACK WEIGHT 56 KG; | VINIDEX |  | 60592 | CURRENT
000016916 | DETECTOR,SYSTEM VOLTAGE | MK 2,BUSBAR/CABLE ALIVE INDICATOR;0.1 - 4.0 MA,AC INPUT;INDICATES 3 PHASE SUPPLY ;AUX POWER SUPPLY RANGES,20 V - 60 V & 90 V - 140 V DC;PROVIDE C/O CONTACT | DIGILIN |  | DI DETECTOR | CURRENT
000016917 | ENCLOSURE,ELECTRICAL BOX | STREET LIGHT; CIRCUIT BREAKER, 2 TERMINAL BLOCKS;PLUS EARTH TERMINAL BLOCK W/- NEUTRAL LINK;STEEL POLE USE ONLY;2 GROMMETED BOTTOM & 1 GROMMETED | FLOWLINE | FLOWLINE INDUSTRIES PTY LTD | ESQ16917 | CURRENT
000016918 | BEAM,HOISTING. | FOR LIFTING SCHNEIDER RMU;STEEL;GALV; 400 KG,SAFE WORKING LOAD LIMIT (WLL); UP TO 2000 MM LG;C/W LIFTING CHAINS; | ENERGEX | ENERGEX |  | STRATEGIC SPARE
000016922 | SEMICONDUCTOR DEVICE SET. | RECTIFIER MODULE INCLUDING DRIVER 7415; 1GBT MODULE INCLUDING DRIVER BOARD, SFU-I/203; | ENERMET | ENERMET | 170'031-20003 TYPE 203 | MAINTENANCE STOCK
000016927 | SCREW,PANEL FASTENER | CONSISTING OF 20 SETS PER PACK;EACH SET COMPRISING OF 1 X M5 X 40 MM LG BRASS RD HD SCREW WITH 1.5 MM DIA HOLE;1 X M5 STAINLESS STEEL SPRING WASHER;2 X M5 | SUMMIT | SUMMIT GROUP | 6BKEM05040 | CURRENT
000016927 | SCREW,PANEL FASTENER | CONSISTING OF 20 SETS PER PACK;EACH SET COMPRISING OF 1 X M5 X 40 MM LG BRASS RD HD SCREW WITH 1.5 MM DIA HOLE;1 X M5 STAINLESS STEEL SPRING WASHER;2 X M5 | STATEWD | STATEWIDE FSTNERS & ENG SPLS PL | SCREW,PANEL FASTENER | CURRENT
000016931 | FUSE-SWITCH COMBINATION. | 660 V;630 AMP;3 PHASE;50 KA MKG CAP;FUSE LINK DIN BLADE TYPE SIZE 1,2 OR 3;BOTTOM ENTRY CABLE TERMINATIONS;WEBER TYPE VER3-L-PO7;PACK OF 1; | WEBER | WEBER SOUTH PACIFIC PTY LTD | VER3-L-P07 | PHASING
000016931 | FUSE-SWITCH COMBINATION. | 660 V;630 AMP;3 PHASE;50 KA MKG CAP;FUSE LINK DIN BLADE TYPE SIZE 1,2 OR 3;BOTTOM ENTRY CABLE TERMINATIONS;WEBER TYPE VER3-L-PO7;PACK OF 1; | BELL-MEM |  | MV3B301K000 | PHASING
000016932 | FUSE-SWITCH COMBINATION. | 660 V;2 PARALLELED 400 AMP;3 PHASE;50 KA MKG CAP;FUSE LINK DIN BLADE SIZE 1 OR 2; BOTTOM ENTRY CABLE TERMINATIONS;WEBER TYPE VERD2-AU-PO1;PACK OF 1;PACK WEIGHT | WEBER | WEBER SOUTH PACIFIC PTY LTD | VERD2-AU-PO1 | STRATEGIC SPARE
000016932 | FUSE-SWITCH COMBINATION. | 660 V;2 PARALLELED 400 AMP;3 PHASE;50 KA MKG CAP;FUSE LINK DIN BLADE SIZE 1 OR 2; BOTTOM ENTRY CABLE TERMINATIONS;WEBER TYPE VERD2-AU-PO1;PACK OF 1;PACK WEIGHT | BELL-MEM |  | M9B1 | STRATEGIC SPARE
000016935 | CANTEEN,WATER | 750ml Bottle, Plastic c/w Push/Pull Cap (Carton of 6) | ATOMSUPP | ATOM SUPPLY | 32900006 | CURRENT
000016935 | CANTEEN,WATER | 750ml Bottle, Plastic c/w Push/Pull Cap (Carton of 6) | STATEWD | STATEWIDE FSTNERS & ENG SPLS PL | PRESTIGE 1407600 | CURRENT
000016936 | COLD,COMPRESS | INSTANT;COMPRESS PROVIDES IMMEDIATE COLD THERAPY;DISPOSE OF AFTER USE,DO NOT RE-FREEZE;***COLD THERAPY SHOULD NOT BE USED BY INDIVIDUALS WITH KNOWN OR | TOOWFAID | TOOWOOMBA FIRST AID SUPPLIES | ICE-00986 | PHASING
000016936 | COLD,COMPRESS | INSTANT;COMPRESS PROVIDES IMMEDIATE COLD THERAPY;DISPOSE OF AFTER USE,DO NOT RE-FREEZE;***COLD THERAPY SHOULD NOT BE USED BY INDIVIDUALS WITH KNOWN OR | ALPHA | ALPHA FIRST AID SUPPLIES QLD | 1719 | PHASING
000016938 | POST,DELINEATOR,TRAFFIC | REFLECTIVE; PROVISION FOR MTG FLASHING LAMPS OR DIRECTIONAL ARROWS; SUPPLIED WITH 6KG BASES | ARTCRAFT | ARTCRAFT PTY LTD | POST 4200722 / BASE 4260511 | CURRENT
000016943 | MODULE,TRIP CIRCUIT SUPERVISION: | ENERGEX RAIL-MOUNT,PC BOARD ASSEMBLY; 20 TO 140 V DC; | CIRCSOL | CIRCUIT SOLUTIONS PL | MODULE,TRIP 20 TO 140 V DC; | CURRENT
000016944 | RESPIRATOR,AIR FILTERING | Sundstrom SR100 Half Face, Sml/Med c/w Mask Body, Filter Attachment, Head Harness, Membrane Seat, Inhalation & Exhalation Membrane, Protective Cap | BLKWOODS | J BLACKWOOD & SON LTD | 01359327/03218 | CURRENT
000016944 | RESPIRATOR,AIR FILTERING | Sundstrom SR100 Half Face, Sml/Med c/w Mask Body, Filter Attachment, Head Harness, Membrane Seat, Inhalation & Exhalation Membrane, Protective Cap | BLKWOOD | J BLACKWOOD & SON LTD | 01359327 | CURRENT
000016944 | RESPIRATOR,AIR FILTERING | Sundstrom SR100 Half Face, Sml/Med c/w Mask Body, Filter Attachment, Head Harness, Membrane Seat, Inhalation & Exhalation Membrane, Protective Cap | SUNDSTRM | SUNDSTROM P/L | SR100(BLUE)SMALL/MEDIUM | CURRENT
000016945 | RESPIRATOR,AIR FILTERING | Sundstrom SR100 Half Face, Med/Lge c/w Mask Body, Filter Attachment, Head Harness, Membrane Seat, Inhalation & Exhalation Membrane, Protective Cap | BLKWOODS | J BLACKWOOD & SON LTD | 01359378/03217 | CURRENT
000016945 | RESPIRATOR,AIR FILTERING | Sundstrom SR100 Half Face, Med/Lge c/w Mask Body, Filter Attachment, Head Harness, Membrane Seat, Inhalation & Exhalation Membrane, Protective Cap | BLKWOOD | J BLACKWOOD & SON LTD | 01359378 | CURRENT
000016945 | RESPIRATOR,AIR FILTERING | Sundstrom SR100 Half Face, Med/Lge c/w Mask Body, Filter Attachment, Head Harness, Membrane Seat, Inhalation & Exhalation Membrane, Protective Cap | SUNDSTRM | SUNDSTROM P/L | SR100(BLUE)MEDIUM/LARGE | CURRENT
000016946 | CARTRIDGE,RESPIRATOR,AIR FILTERING | Sundstrom SR217 Gas Filter, Protection against Organic Gases & Vapours (eg Solvents), Pack of 5 | BLKWOOD | J BLACKWOOD & SON LTD | 00866337 | CURRENT
000016946 | CARTRIDGE,RESPIRATOR,AIR FILTERING | Sundstrom SR217 Gas Filter, Protection against Organic Gases & Vapours (eg Solvents), Pack of 5 | BLKWOODS | J BLACKWOOD & SON LTD | 00866337/01359 | CURRENT
000016946 | CARTRIDGE,RESPIRATOR,AIR FILTERING | Sundstrom SR217 Gas Filter, Protection against Organic Gases & Vapours (eg Solvents), Pack of 5 | SUNDSTRM | SUNDSTROM P/L | FILTER 217 | CURRENT
000016947 | CARTRIDGE,RESPIRATOR,AIR FILTERING | Sundstrom SR510 P3 Particle Filter, Protection against all Types of Solid or Liquid Particles larger than 0.3 Microns (0.0003mm), Dust, Oil, Mist, Bacterial, | BLKWOOD | J BLACKWOOD & SON LTD | 00785655 | CURRENT
000016947 | CARTRIDGE,RESPIRATOR,AIR FILTERING | Sundstrom SR510 P3 Particle Filter, Protection against all Types of Solid or Liquid Particles larger than 0.3 Microns (0.0003mm), Dust, Oil, Mist, Bacterial, | SUNDSTRM | SUNDSTROM P/L | SR510 | CURRENT
000016948 | FILTER,RESPIRATOR | Sundstrom SR221 Pre-Filter, Prevents Premature Clogging of Main Filter, Low Efficiency, DO NOT use as a Substitute for a Particle Filter, Pack of 80 | BLKWOOD | J BLACKWOOD & SON LTD | 00785672 | CURRENT
000016948 | FILTER,RESPIRATOR | Sundstrom SR221 Pre-Filter, Prevents Premature Clogging of Main Filter, Low Efficiency, DO NOT use as a Substitute for a Particle Filter, Pack of 80 | SUNDSTRM | SUNDSTROM P/L | PRE-FILTER 221 | CURRENT
000016949 | RETAINER,FILTER,RESPIRATOR | Sundstrom SR5153 Pre-Filter Holder, Plastic End Cover | BOC | BOC GASES | RO1-0604-SR 5153 | CURRENT
000016949 | RETAINER,FILTER,RESPIRATOR | Sundstrom SR5153 Pre-Filter Holder, Plastic End Cover | ATOMSUPP | ATOM SUPPLY | 283335 | CURRENT
000016949 | RETAINER,FILTER,RESPIRATOR | Sundstrom SR5153 Pre-Filter Holder, Plastic End Cover | SUNDSTRM | SUNDSTROM P/L | 5153 | CURRENT
000016950 | MASK,AIR FILTERING | Type P2, Disposable Respirator, Valved, White, protects against Dust, Mist & Fumes | ATOMSUPP | ATOM SUPPLY | 40022584 | CURRENT
000016950 | MASK,AIR FILTERING | Type P2, Disposable Respirator, Valved, White, protects against Dust, Mist & Fumes | BLKWOOD | J BLACKWOOD & SON LTD | 03576621 | CURRENT
000016950 | MASK,AIR FILTERING | Type P2, Disposable Respirator, Valved, White, protects against Dust, Mist & Fumes | 3M | 3M AUSTRALIA PTY LTD | 9322A+P2 | CURRENT
000016950 | MASK,AIR FILTERING | Type P2, Disposable Respirator, Valved, White, protects against Dust, Mist & Fumes | ATOMSUPP | ATOM SUPPLY | 55055062 | CURRENT
000016950 | MASK,AIR FILTERING | Type P2, Disposable Respirator, Valved, White, protects against Dust, Mist & Fumes | SAFEMAN | SAFEMAN | 4SAD260 | CURRENT
000016950 | MASK,AIR FILTERING | Type P2, Disposable Respirator, Valved, White, protects against Dust, Mist & Fumes | SCANSAFE |  | CNP2V | CURRENT
000016951 | MASK,AIR FILTERING | DISPOSABLE BLACK CNP2CV;CARBON CONTENT PROTECTS AGAINST UNPLEASANT DIESEL SMOKE & SEWERAGE ODOURS;PACK SIZE = 15; REFER MSDS FOR CORRECT PROTECTION FROM | ATOMSUPP | ATOM SUPPLY | 31050009 | CURRENT
000016951 | MASK,AIR FILTERING | DISPOSABLE BLACK CNP2CV;CARBON CONTENT PROTECTS AGAINST UNPLEASANT DIESEL SMOKE & SEWERAGE ODOURS;PACK SIZE = 15; REFER MSDS FOR CORRECT PROTECTION FROM | QLDSAFTY |  | CNP2CV | CURRENT
000016952 | SWITCH,TIME | SOLID STATE,CAPACITOR RESERVE, PROGRAMMABLE,LIQUID CRYSTAL DISPLAY; 240 V,50 HZ SUPPLY,50 AMP,240 V,50 HZ CONTACTS;1 MAKE/BREAK POWER SWITCH; | WFENERGY | WF ENERGY CONTROLS | MODEL EC14(FORM E6) | CURRENT
000016953 | FUSECARRIER | 100 AMP;250 V;FOR USE WITH CARTRIDGE TYPE FUSE LINKS,(32,50,80 & 100 AMPS); SUITS KRONE FUSE HOLDER IN SERVICE ONLY;PACK OF 1; | KRONE | ADC COMMUNICATIONS (AUSTRALIA) LTD | 6459 2 055-00 | PHASING
000016957 | GLOVES,CHEMICAL,PROTECTIVE | NITRILE;LARGE SIZE;BLUE;DISPOSABLE,LIGHT WEIGHT,POWDER FREE;BOX OF 100; AMBIDEXTROUS GLOVES;USED BY SUBSTATIONS WHEN WORKING WITH TRANSFORMER OIL***NOTE | BEST |  | 6005PFL | PURCHASE AS REQUIRED
000016959 | TRANSFORMER,VOLTAGE | METERING PROTECTN;O/D,STN TYPE;FOR USE WITH PLC COUPLING DEVICE;132 KV/SQRT3, 110 V/SQRT3,110 V/SQRT3;0.2M1P 24MS, SINGLE PHASE;50 HZ; CAPACITOR VT;AS1243; | TRENCH |  | TEMP 138C | STRATEGIC SPARE
000016961 | SLING,ENDLESS | SYNTHETIC ENDLESS ROUND SLING;POLYESTER WEBBING & POLYURETHANE COATING; 1 M LG; C/W PROTECTIVE SLEEVE OVER WLL TAG 2 TONNE;GREEN COLOUR TO IDENTIFY WORKING | BULIVANT | BULLIVANTS LIFTING & SAFETY SPECIALISTS | WRS-020-010-E | CURRENT
000016961 | SLING,ENDLESS | SYNTHETIC ENDLESS ROUND SLING;POLYESTER WEBBING & POLYURETHANE COATING; 1 M LG; C/W PROTECTIVE SLEEVE OVER WLL TAG 2 TONNE;GREEN COLOUR TO IDENTIFY WORKING | AMPLITUD | AMPLITUDE PTY LTD - 396777 | 900210 | CURRENT
000016962 | SLING,ENDLESS | SYNTHETIC ENDLESS ROUND SLING;POLYESTER WEBBING & POLYURETHANE COATING;1.5 M LG; C/W PROTECTIVE SLEEVE OVER WLL TAG 2 TONNE;GREEN COLOUR TO IDENTIFY WORKING | AMPLITUD | AMPLITUDE PTY LTD - 396777 | 900215 | CURRENT
000016962 | SLING,ENDLESS | SYNTHETIC ENDLESS ROUND SLING;POLYESTER WEBBING & POLYURETHANE COATING;1.5 M LG; C/W PROTECTIVE SLEEVE OVER WLL TAG 2 TONNE;GREEN COLOUR TO IDENTIFY WORKING | BULIVANT | BULLIVANTS LIFTING & SAFETY SPECIALISTS | 131273 | CURRENT
000016964 | SECTIONALISER | 12 KV;3 PHASE;50 HZ;630 AMP;12.5 KA BKG CAP;REMOTE CONTROLLED,WITH LEVEL 2 INTERFACE,LOAD TRANSFER SWITCH OPTION; CT RATIO 400/0.2 AMP,SINGLE BREAK | NU-LEC | NU-LEC | RL27 | PURCHASE AS REQUIRED
000016971 | LINK,ELECTRICAL BRIDGING. | COPPER BUSBAR PARALLELING LINK;FOR USE ON LV SWITCHBOARDS MANUFACTURED BY ENERGEX USING ABB BRAND SWITCH FUSE UNITS;MOUNTED AT 95 MM CENTRES,IN C & I | ENERGEX | ENERGEX | BUSBAR COPPER | PHASING
000016972 | LINK,ELECTRICAL BRIDGING. | COPPER BUSBAR PARALLELING LINK;FOR USE ON LV SWITCHBOARDS SUPPLIED WITH PMT USING ABB BRAND SWITCH FUSE UNITS; MOUNTED AT 90 MM CENTRES,IN PADMOUNTED | ENERGEX | ENERGEX |  | PHASING
000016976 | SIGN | DANGER - DO NOT REMOVE BARRIER OR ENTER UNTIL EQUIPMENT IS TESTED AND EARTHED; ALUMINIUM;RETROREFLECTIVE,SCREEN PRINTED ;360 MM W,170 MM H,2 MM THK;PACK OF 1; | ARTCRAFT | ARTCRAFT PTY LTD | SE09802-Q | CURRENT
000016976 | SIGN | DANGER - DO NOT REMOVE BARRIER OR ENTER UNTIL EQUIPMENT IS TESTED AND EARTHED; ALUMINIUM;RETROREFLECTIVE,SCREEN PRINTED ;360 MM W,170 MM H,2 MM THK;PACK OF 1; | ENERGEX | ENERGEX |  | CURRENT
000016980 | SIGN | WARNING - BEFORE ENTERING TRANSFORMER ENCLOSURE, ALL DOORS SHALL BE LATCHED OPEN; RETROREFLECTIVE, SCREEN PRINTED; 360 x 200MM, 2 MM THK; | ARTCRAFT | ARTCRAFT PTY LTD | SE10052-Q | PURCHASE AS REQUIRED
000016980 | SIGN | WARNING - BEFORE ENTERING TRANSFORMER ENCLOSURE, ALL DOORS SHALL BE LATCHED OPEN; RETROREFLECTIVE, SCREEN PRINTED; 360 x 200MM, 2 MM THK; | ARTCRAFT | ARTCRAFT PTY LTD | SE10002-Q | PURCHASE AS REQUIRED
000016982 | MODEM,COMMUNICATIONS | MODEM TELEPHONE;DATAGATE 14.4K BAUD; WITHOUT ENCRYPTION,5 PORTS,MODEL 533/490 ,C/W DATAGATE POWER PACK 240 V,50 HZ TO 50 V DC,MODEL 533/200 & PHONE LEAD; | DATAGATE |  | 533/490 533/200 | PHASING
000016982 | MODEM,COMMUNICATIONS | MODEM TELEPHONE;DATAGATE 14.4K BAUD; WITHOUT ENCRYPTION,5 PORTS,MODEL 533/490 ,C/W DATAGATE POWER PACK 240 V,50 HZ TO 50 V DC,MODEL 533/200 & PHONE LEAD; | DATAGATE |  | 1200 BAUD/14.4K BAUD | PHASING
000016987 | COUPLING,ADAPTOR,NONMETALLIC CONDUIT | RIGID UPVC;ORANGE;150 MM HVY DUTY UPVC CONDUIT;TO 125 MM CLASS 6 UPVC PRESSURE PIPE;WITH DOUBLE ENDED SOCKET; | TRI UGRD | TRI UNDERGROUND AUSTRALIA PTY LTD | HDE150125COUPFF | CURRENT
000016987 | COUPLING,ADAPTOR,NONMETALLIC CONDUIT | RIGID UPVC;ORANGE;150 MM HVY DUTY UPVC CONDUIT;TO 125 MM CLASS 6 UPVC PRESSURE PIPE;WITH DOUBLE ENDED SOCKET; | HAYMANS | HAYMANS ELECTRICAL | FABH150125 | CURRENT
000016987 | COUPLING,ADAPTOR,NONMETALLIC CONDUIT | RIGID UPVC;ORANGE;150 MM HVY DUTY UPVC CONDUIT;TO 125 MM CLASS 6 UPVC PRESSURE PIPE;WITH DOUBLE ENDED SOCKET; | VINIDEX |  | VX32134 | CURRENT
000016988 | INSULATOR,SUSPENSION | DISC,NORMAL PROFILE; GLASS;16 MM IEC BALL & SOCKET,WITH ZINC COLLAR;255 MM DIA,146 MM PITCH;70 KN MIN FAILING LOAD ;"W" CLIP PER AS2947.3;U70BL AS60305;BOX | TYCO | TYCO | DI-U70BL320-GVZW02 | CURRENT
000016988 | INSULATOR,SUSPENSION | DISC,NORMAL PROFILE; GLASS;16 MM IEC BALL & SOCKET,WITH ZINC COLLAR;255 MM DIA,146 MM PITCH;70 KN MIN FAILING LOAD ;"W" CLIP PER AS2947.3;U70BL AS60305;BOX | PLP AUST | PREFORMED LINE PRODUCTS (AUST) | 16988 | CURRENT
000016988 | INSULATOR,SUSPENSION | DISC,NORMAL PROFILE; GLASS;16 MM IEC BALL & SOCKET,WITH ZINC COLLAR;255 MM DIA,146 MM PITCH;70 KN MIN FAILING LOAD ;"W" CLIP PER AS2947.3;U70BL AS60305;BOX | MACLEAN | MACLEAN POWER PL - E15128 | 16988 | CURRENT
000016988 | INSULATOR,SUSPENSION | DISC,NORMAL PROFILE; GLASS;16 MM IEC BALL & SOCKET,WITH ZINC COLLAR;255 MM DIA,146 MM PITCH;70 KN MIN FAILING LOAD ;"W" CLIP PER AS2947.3;U70BL AS60305;BOX | TYCO | TYCO | DI-U70BL320GVZW01 | CURRENT
000016988 | INSULATOR,SUSPENSION | DISC,NORMAL PROFILE; GLASS;16 MM IEC BALL & SOCKET,WITH ZINC COLLAR;255 MM DIA,146 MM PITCH;70 KN MIN FAILING LOAD ;"W" CLIP PER AS2947.3;U70BL AS60305;BOX | GRAPHSOL | GRAPH SOLUTIONS PTY LTD | 132226 | CURRENT
000016996 | CORROSION PREVENTIVE COMPOUND | MULTI PURPOSE PRIMER;CARTON OF 9 X 1 KG BUCKETS;FOR USE ON BELLBOWRIE POLE WITH RE-INSTATEMENT KIT STOCK CODE 16995; new stock in 2.5kg bucket QTY 4 per CTN | STATEWD | STATEWIDE FSTNERS & ENG SPLS PL | DPI | CURRENT
000016996 | CORROSION PREVENTIVE COMPOUND | MULTI PURPOSE PRIMER;CARTON OF 9 X 1 KG BUCKETS;FOR USE ON BELLBOWRIE POLE WITH RE-INSTATEMENT KIT STOCK CODE 16995; new stock in 2.5kg bucket QTY 4 per CTN | ONESTEEL | ONESTEEL PO BOX 1149 EAGLE FARM QLD | FPC-DP300-1 | CURRENT
000016996 | CORROSION PREVENTIVE COMPOUND | MULTI PURPOSE PRIMER;CARTON OF 9 X 1 KG BUCKETS;FOR USE ON BELLBOWRIE POLE WITH RE-INSTATEMENT KIT STOCK CODE 16995; new stock in 2.5kg bucket QTY 4 per CTN | STATEWD | STATEWIDE FSTNERS & ENG SPLS PL | DEN-P300002.5-44 | CURRENT
000017000 | CLAMP,CABLE | IPC Connector, Insulated, Multi-Service LV ABC Main, FRP Black Body, Black Id Plate, 35 to 95mm2 Mains, 4 x 6-35mm2 Taps c/w S/Steel Fasteners, Pack of 10 | SICAME | SICAME AUSTRALIA PTY LTD | MSCI/3595XE | CURRENT
000017002 | RECLOSER | 12 KV;3 PHASE;50 HZ;630 AMP;12.5 KA BKG CAP;4 SHOTS TO L/O;O/C,E/F & SEF PROT; REMOTE CONTROLLED WITH LEVEL 2 INTERFACE;POLE MTG;240 SQ MM CABLE TAILS | NU-LEC | NU-LEC |  | PURCHASE AS REQUIRED
000017004 | SCREW,MACHINE | STAINLESS STEEL;CHEESE HD,SLOT; M5 X 70 MM;ISO M;BOX OF 100; | HOBSON | HOBSON ENGINEERING CO PTY LTD 393904 | MS16ESM050070 | CURRENT
000017004 | SCREW,MACHINE | STAINLESS STEEL;CHEESE HD,SLOT; M5 X 70 MM;ISO M;BOX OF 100; | SUMMIT | SUMMIT GROUP | 6EICS205070 | CURRENT
000017004 | SCREW,MACHINE | STAINLESS STEEL;CHEESE HD,SLOT; M5 X 70 MM;ISO M;BOX OF 100; | STATEWD | STATEWIDE FSTNERS & ENG SPLS PL | MTS4CHSM570 | CURRENT
000017005 | INSULATION SLEEVING,ELECTRICAL | POLYOLEFIN,HEAT SHRINKABLE;12.0 MM MIN ID,4.0 MM ID RECOVERED;1.5 MM THK RECOVERED;1200 MM LG;BLACK;PACKS OF 25; COMMERICAL & INDUSTRIAL SERVICES; | LEGEND | LEGEND POWER SYSTEMS | XDW13BK-EX | CURRENT
000017005 | INSULATION SLEEVING,ELECTRICAL | POLYOLEFIN,HEAT SHRINKABLE;12.0 MM MIN ID,4.0 MM ID RECOVERED;1.5 MM THK RECOVERED;1200 MM LG;BLACK;PACKS OF 25; COMMERICAL & INDUSTRIAL SERVICES; | TECONN | TE CONNECTIVITY LTD | EN-ATUM-12/4-0-1200 | CURRENT
000017006 | RELAY,CURRENT DIFFERENTIAL | 125 V DC AUX SUPPLY;1 AMP;RACK MTG; MULTIPLEXED DIGITAL (64 KBPS) COMMS PANEL;ORDER ON P & SD DEPARTMENT APPROVAL ONLY; | SIEMANS |  | 75D511 | PHASING
000017008 | RELAY,FREQUENCY | SUPERVISORY,3 STAGE;DEFINITE TIME;110 V DC AUX SUPPLY;FLUSH MTG;ORDER ON P & SD DEPT APPROVAL ONLY; | AMPCONT | AMPCONTROL CSM PTY LTD | MRF2 | PHASING
000017010 | RELAY,TRANSFORMER DIFFERENTIAL | AREVA KBCH140;5 AMP;32/48/110/125 DC AUX;48 V DC DI;MTG FLUSH & RACK;ORDER ON PROTECTION MANAGER APPROVAL ONLY; | SCHNEDER | SCHNEIDER PTY LTD | KBCH14001W12MEL | STRATEGIC SPARE
000017016 | TERMINAL,LUG | TUBULAR ALUMINIUM SECTOR SHAPED,CRIMP TYPE;FOR 125 SQ MM (0.2 SQ IN) SOLID 3 CORE ALUMINIUM CONDUCTOR;M12 PALM HOLE; PRE-FILLED WITH JOINTING COMPOUND;USED | DULMISON | DULMISON (AUST) PTY LTD |  | PHASING
000017016 | TERMINAL,LUG | TUBULAR ALUMINIUM SECTOR SHAPED,CRIMP TYPE;FOR 125 SQ MM (0.2 SQ IN) SOLID 3 CORE ALUMINIUM CONDUCTOR;M12 PALM HOLE; PRE-FILLED WITH JOINTING COMPOUND;USED | CABLACES | CABLACES |  | PHASING
000017018 | SKIN PROTECTIVE COMPOUND | EMULSION;SKIN DEFENSE;WATER SOLUBLE;FOR PROTECTION AGAINST DIRT, GREASE & OILS; PREVENTS PERSPERATION/SKIN SOFTENING WHEN WEARING GLOVES;100ML TUBE | BLKWOODS | J BLACKWOOD & SON LTD | UPW100ML | CURRENT
000017018 | SKIN PROTECTIVE COMPOUND | EMULSION;SKIN DEFENSE;WATER SOLUBLE;FOR PROTECTION AGAINST DIRT, GREASE & OILS; PREVENTS PERSPERATION/SKIN SOFTENING WHEN WEARING GLOVES;100ML TUBE | BLKWOODS | J BLACKWOOD & SON LTD | 09967362 | CURRENT
000017018 | SKIN PROTECTIVE COMPOUND | EMULSION;SKIN DEFENSE;WATER SOLUBLE;FOR PROTECTION AGAINST DIRT, GREASE & OILS; PREVENTS PERSPERATION/SKIN SOFTENING WHEN WEARING GLOVES;100ML TUBE | ATOMSUPP | ATOM SUPPLY | 36000332 | CURRENT
000017019 | MODEM,COMMUNICATIONS | DATAGATE 14.4K BAUD;WITHOUT ENCRYPTION, MODEL 533/51 FITTED WITH 13 PORT EXPANSION KIT,C/W DATAGATE POWER PACK 240 V,50 HZ TO 50 V DC,MODEL 533/200 & | DATAGATE |  | 533/51 533/200 | PHASING
000017019 | MODEM,COMMUNICATIONS | DATAGATE 14.4K BAUD;WITHOUT ENCRYPTION, MODEL 533/51 FITTED WITH 13 PORT EXPANSION KIT,C/W DATAGATE POWER PACK 240 V,50 HZ TO 50 V DC,MODEL 533/200 & | DATAGATE |  | 1200 BAUD/14.4K BAUD 13P | PHASING
000017020 | RELAY,TRANSFORMER DIFFERENTIAL | ALSTOM KBCH120;5 AMP;32/48/110/125 V DC AUX;48 V DCDI;MTG FLUSH & RACK;ORDER ON PROTECTION MANAGER APPROVAL ONLY; | ALSTOM | ALSTOM GRID AUSTRALIA LIMITED | KBCH12001W12MEL | STRATEGIC SPARE
000017021 | TERMINAL BLOCK | 4 Terminal Tunnel Type, 500V, 140A, Red, suit up to 25mm2 Cable, Pack of 10 | REXEL | REXEL PTY LTD | BPT2RD | CURRENT
000017021 | TERMINAL BLOCK | 4 Terminal Tunnel Type, 500V, 140A, Red, suit up to 25mm2 Cable, Pack of 10 | CNWPL | CNW PL - SLACKS CREEK | BPT2RD | CURRENT
000017021 | TERMINAL BLOCK | 4 Terminal Tunnel Type, 500V, 140A, Red, suit up to 25mm2 Cable, Pack of 10 | CLIPSAL | GERARD INDUSTRIES QLD DIVSN P/L | BPT2RD | CURRENT
000017023 | TRANSFORMER,DISTRIBUTION | 11 KV;750 KVA;3 PHASE;GROUND MTG;AIR HV 180 LV BSH;MINERAL OIL INSULATED;ONAN; DYN 11;LOW IMPEDANCE TYPE;7 TAP SWITCH POSITIONS; | ABB | ABB FAN PTY LTD | ABB 11 750 KVA GRD MTG | PHASING
000017024 | TRANSFORMER,DISTRIBUTION | 11 KV;1000 KVA;3 PHASE;GROUND MTG;AIR HV 180 LV BSH;MINERAL OIL INSULATED;ONAN; DYN 11;LOW IMPEDANCE TYPE;7 TAP SWITCH POSITIONS; | ABB | ABB FAN PTY LTD | ABB 11 KV 1000 KVA GRD MTG | PHASING
000017025 | TRANSFORMER,DISTRIBUTION | 11 KV;1500 KVA;3 PHASE;GROUND MTG;AIR HV 180 LV BSH;MINERAL OIL INSULATED;ONAN; DYN 11;LOW IMPEDANCE TYPE;7 TAP SWITCH POSITIONS; | ABB | ABB FAN PTY LTD | ABB 11 KV 1500 KVA | PHASING
000017026 | PROTECTION,SIGNALLING,VOICE FREQUENCY | PROTECTION EQUIPMENT; | PWRLINE |  | RFL9745 | CURRENT
000017028 | DIE,CRIMPING TOOL | STEEL;HEX;26.2 MM AF;FOR ALUMINIUM BASED SLEEVES (PLUTO);U/W UTILUX COMPRESSION TOOL NO.38A OR EQUIV;PACK OF 1,PACK WEIGHT0.017 KG; | SPECFORC | SPECIALISED FORCE | 12T-26.2AFAL | CURRENT
000017028 | DIE,CRIMPING TOOL | STEEL;HEX;26.2 MM AF;FOR ALUMINIUM BASED SLEEVES (PLUTO);U/W UTILUX COMPRESSION TOOL NO.38A OR EQUIV;PACK OF 1,PACK WEIGHT0.017 KG; | TEN | THE ENERGY NETWORK | K12-26.2-AL | CURRENT
000017028 | DIE,CRIMPING TOOL | STEEL;HEX;26.2 MM AF;FOR ALUMINIUM BASED SLEEVES (PLUTO);U/W UTILUX COMPRESSION TOOL NO.38A OR EQUIV;PACK OF 1,PACK WEIGHT0.017 KG; | PLP AUST | PREFORMED LINE PRODUCTS (AUST) | EPCDA262AF | CURRENT
000017029 | GLOVES,CLOTH | COTTON 100%;EXTENDED CUFFS;ONE SIZE MULTIFIT;WORN AS A LINER IN RUBBER INSULATING GLOVES,CLASS O & OO GLOVES; THIS GLOVE IS THICKER THAN THE OTHER | ATOMSUPP | ATOM SUPPLY | 1234003 | CURRENT
000017029 | GLOVES,CLOTH | COTTON 100%;EXTENDED CUFFS;ONE SIZE MULTIFIT;WORN AS A LINER IN RUBBER INSULATING GLOVES,CLASS O & OO GLOVES; THIS GLOVE IS THICKER THAN THE OTHER | NORSAFE |  | NORTH AS368261(MENS) | CURRENT
000017030 | BEND,NONMETALLIC RIGID CONDUIT | UPVC;ORANGE;40 MM (40 MM OD) HVY DUTY; 90 DEG;0.6 M RAD;SOCKET MOULDED BOTH ENDS;MARKED "ELECTRICITY SUPPLY CABLE"; AS/NZS2053;REPLACES STOCK CODE 12474; | TRI UGRD | TRI UNDERGROUND AUSTRALIA PTY LTD | HDE4090600FFS | CURRENT
000017030 | BEND,NONMETALLIC RIGID CONDUIT | UPVC;ORANGE;40 MM (40 MM OD) HVY DUTY; 90 DEG;0.6 M RAD;SOCKET MOULDED BOTH ENDS;MARKED "ELECTRICITY SUPPLY CABLE"; AS/NZS2053;REPLACES STOCK CODE 12474; | HAYMANS | HAYMANS ELECTRICAL | FABH609040 | CURRENT
000017030 | BEND,NONMETALLIC RIGID CONDUIT | UPVC;ORANGE;40 MM (40 MM OD) HVY DUTY; 90 DEG;0.6 M RAD;SOCKET MOULDED BOTH ENDS;MARKED "ELECTRICITY SUPPLY CABLE"; AS/NZS2053;REPLACES STOCK CODE 12474; | VINIDEX |  | 30850 | CURRENT
000017032 | CABLE BOX. | 12 KV;AIR INSULATED;TOP ENTRY;SINGLE GLAND;TO SUIT LUCY 'F' RMU;2 X RING MAIN BOXES & 1 X TEE-OFF BOX;KIT TO CONVERT TO TOP ENTRY FOR RING MAINS PURCHASED | LUCY |  |  | PURCHASE AS REQUIRED
000017032 | CABLE BOX. | 12 KV;AIR INSULATED;TOP ENTRY;SINGLE GLAND;TO SUIT LUCY 'F' RMU;2 X RING MAIN BOXES & 1 X TEE-OFF BOX;KIT TO CONVERT TO TOP ENTRY FOR RING MAINS PURCHASED | ENERGEX | ENERGEX |  | PURCHASE AS REQUIRED
000017034 | SIGN | VINYL ADHESIVE STICKER, YELLOW BACK- GROUND, BLACK TEXT;ASBESTOS FIBRES, AVOID CREATING DUST,BREATHING ASBESTOS DUST MAY CAUSE SERIOUS BODILY HARM; | UTILENGR | UTILITY ENGRAVING & SIGNS | ASBESTOS FIBRES | CURRENT
000017034 | SIGN | VINYL ADHESIVE STICKER, YELLOW BACK- GROUND, BLACK TEXT;ASBESTOS FIBRES, AVOID CREATING DUST,BREATHING ASBESTOS DUST MAY CAUSE SERIOUS BODILY HARM; | ENERGEX | ENERGEX |  | CURRENT
000017037 | SEMICONDUCTOR DEVICE ASSEMBLY. | RECTIFIER,FULL WAVE;440 V AC MAX;1 AMP; MTG,G32 RAIL MTD;U/W END PLATE STOCK CODE 17038;PACK OF 20; | HAYMANS | HAYMANS ELECTRICAL | KLIEA1DB01 | CURRENT
000017037 | SEMICONDUCTOR DEVICE ASSEMBLY. | RECTIFIER,FULL WAVE;440 V AC MAX;1 AMP; MTG,G32 RAIL MTD;U/W END PLATE STOCK CODE 17038;PACK OF 20; | KLIPPON |  | KLIEA1DB01 | CURRENT
000017038 | END,PLATE | TO SUIT KLIPPON SEMICONDUCTOR DEVICE ASSEMBLY;EA1DB01;U/W STOCK CODE 17037; PACK OF 20; | HAYMANS | HAYMANS ELECTRICAL | KLI06875.6 | PURCHASE AS REQUIRED
000017038 | END,PLATE | TO SUIT KLIPPON SEMICONDUCTOR DEVICE ASSEMBLY;EA1DB01;U/W STOCK CODE 17037; PACK OF 20; | KLIPPON |  | KLI06875.6 | PURCHASE AS REQUIRED
000017038 | END,PLATE | TO SUIT KLIPPON SEMICONDUCTOR DEVICE ASSEMBLY;EA1DB01;U/W STOCK CODE 17037; PACK OF 20; | KLOPPON |  | KLI68756 | PURCHASE AS REQUIRED
000017039 | CIRCUIT BREAKER | INDOOR/VERT RACKING;VACUUM;REYROLLE; 12 KV;3 PHASE;800 AMP;20 KA BKG CAP; 110 V DC MOTOR CHRG SPRING;110 V DC TRIP; | REYROLLE |  | LMVP | MAINTENANCE STOCK
000017042 | INDOOR SWITCHGEAR. | SINGLE FEEDER UNIT;REYROLLE;12 KV; 3 PHASE;800 AMP CCT;2000 AMP BUSBARS; 20 KA SHT TIME W/STAND;EPOXY BUS INSULATION;O/C,E/F & SEF PROT; | REYROLLE |  | LMVP | CURRENT
000017057 | TRANSFORMER,DISTRIBUTION | 11 KV;100 KVA;3 PHASE;PADMOUNT;HAZ HV 180 LV BSH;MINERAL OIL INSULATED;ONAN; DYN 11;3CR12 CUBICLE;7 TAP SWITCH POSITIONS C/W ABB SDAF3 NON-EXT HV RMU & | ABB | ABB FAN PTY LTD | ABB 11 KV 100 KVA PADMOUNT | PHASING
000017058 | TRANSFORMER,DISTRIBUTION | 11 KV;100 KVA;3 PHASE;PADMOUNT;HAZ HV 180 LV BSH;MINERAL OIL INSULATED;ONAN; DYN 11;3CR12 CUBICLE;7 TAP SWITCH POSITIONS;C/W ABB SDAF HV AUTO FUSE | BANYO | WORKSHOP REPAIRS | WORKSHOP REPAIRED | PHASING
000017059 | TRANSFORMER,DISTRIBUTION | 11 KV;200 KVA;3 PHASE;PADMOUNT;HAZ HV 180 LV BSH;MINERAL OIL INSULATED;ONAN; DYN 11;3CR12 CUBICLE;7 TAP SWITCH POSITIONS;C/W LV SWITCHGEAR(NO HV | BANYO | WORKSHOP REPAIRS | WORKSHOP REPAIRED | PHASING
000017060 | TRANSFORMER,DISTRIBUTION | 11 KV;200 KVA;3 PHASE;PADMOUNT;HAZ HV 180 LV BSH;MINERAL OIL INSULATED;ONAN; DYN 11;3CR12 CUBICLE;7 TAP SWITCH POSITIONS;C/W ABB SDAF3 NON-EXT HV RMU & | ABB | ABB FAN PTY LTD | ABB 11 KV 200 KVA 3 PHASE | PHASING
000017061 | TRANSFORMER,DISTRIBUTION | 11 KV;200 KVA;3 PHASE;PADMOUNT;HAZ HV 180 LV BSH;MINERAL OIL INSULATED;ONAN; DYN 11;3CR12 CUBICLE;7 TAP SWITCH POSITIONS;C/W ABB SDAF HV AUTO FUSE | BANYO | WORKSHOP REPAIRS | WORKSHOP REPAIRED | PHASING
000017062 | TRANSFORMER,DISTRIBUTION | 11 KV;315 KVA;3 PHASE;PADMOUNT;HAZ HV 180 LV BSH;MINERAL OIL INSULATED;ONAN; DYN 11;3CR12 CUBICLE;7 TAP SWITCH POSITIONS;C/W LV SWITCHGEAR (NO HV | BANYO | WORKSHOP REPAIRS | WORKSHOP REPAIRED | PHASING
000017064 | TRANSFORMER,DISTRIBUTION | 11 KV;315 KVA;3 PHASE;PADMOUNT;HAZ HV 180 LV BSH;MINERAL OIL INSULATED;ONAN; DYN 11;3CR12 CUBICLE;7 TAP SWITCH POSITIONS;C/W ABB SDAF3 NON-EXT HV RMU & | BANYO | WORKSHOP REPAIRS | WORKSHOP REPAIRED | PHASING
000017064 | TRANSFORMER,DISTRIBUTION | 11 KV;315 KVA;3 PHASE;PADMOUNT;HAZ HV 180 LV BSH;MINERAL OIL INSULATED;ONAN; DYN 11;3CR12 CUBICLE;7 TAP SWITCH POSITIONS;C/W ABB SDAF3 NON-EXT HV RMU & | ABB | ABB FAN PTY LTD | ABB 11 KV 315 KVA 3CR12 | PHASING
000017065 | TRANSFORMER,DISTRIBUTION | 11 KV;500 KVA;3 PHASE;PADMOUNT;HAZ HV 180 LV BSH;MINERAL OIL INSULATED;ONAN; DYN 11;3CR12 CUBICLE;7 TAP SWITCH POSITIONS;C/W LV SWITCHGEAR (NO HV | BANYO | WORKSHOP REPAIRS | WORKSHOP REPAIRED | PHASING
000017067 | TRANSFORMER,DISTRIBUTION | 11 KV;500 KVA;3 PHASE;PADMOUNT;HAZ HV 180 LV BSH;MINERAL OIL INSULATED;ONAN; DYN 11;3CR12 CUBICLE;7 TAP SWITCH POSITIONS;C/W ABB SDAF HV AUTO | BANYO | WORKSHOP REPAIRS | WORKSHOP REPAIRED | PHASING
000017067 | TRANSFORMER,DISTRIBUTION | 11 KV;500 KVA;3 PHASE;PADMOUNT;HAZ HV 180 LV BSH;MINERAL OIL INSULATED;ONAN; DYN 11;3CR12 CUBICLE;7 TAP SWITCH POSITIONS;C/W ABB SDAF HV AUTO | ABB | ABB FAN PTY LTD | ABB 11 KV 500 KVA 3CR12 | PHASING
000017068 | TRANSFORMER,DISTRIBUTION | 11 KV;750 KVA;3 PHASE;PADMOUNT;HAZ HV 180 LV BSH;MINERAL OIL INSULATED;ONAN; DYN 11;3CR12 CUBICLE;7 TAP SWITCH POSITIONS;C/W LV ISOLATOR & BUSBARS | BANYO | WORKSHOP REPAIRS | WORKSHOP REPAIRED | PHASING
000017069 | TRANSFORMER,DISTRIBUTION | 11 KV;750 KVA;PADMOUNT (RECTANGULAR); HV HAZ LV BSH;MINERAL OIL INSULATED;ONAN ;DYN 11;3CR12 CUBICLE;7 TAP POSITIONS; C/W LV SWITCHGEAR;C/W ABB SDAF3 RMU; | ABB | ABB FAN PTY LTD | RECTANGULAR PADMOUNT | PHASING
000017070 | TRANSFORMER,DISTRIBUTION | 11 KV;750 KVA;3 PHASE;PADMOUNT;HAZ HV 180 LV BSH;MINERAL OIL INSULATED;ONAN; DYN 11;3CR12 CUBICLE;7 TAP SWITCH POSITIONS;C/W ABB SDAF HV AUTO | BANYO | WORKSHOP REPAIRS | WORKSHOP REPAIRED | PHASING
000017070 | TRANSFORMER,DISTRIBUTION | 11 KV;750 KVA;3 PHASE;PADMOUNT;HAZ HV 180 LV BSH;MINERAL OIL INSULATED;ONAN; DYN 11;3CR12 CUBICLE;7 TAP SWITCH POSITIONS;C/W ABB SDAF HV AUTO | ABB | ABB FAN PTY LTD | ABB 11 KV 750 KVA 3 PHASE | PHASING
000017071 | TRANSFORMER,DISTRIBUTION | 11 KV;1000 KVA;3 PHASE;PADMOUNT;HAZ HV 180 LV BSH;MINERAL OIL INSULATED;ONAN; DYN 11;3CR12 CUBICLE;7 TAP SWITCH POSITIONS; | BANYO | WORKSHOP REPAIRS | WORKSHOP REPAIRED | PHASING
000017072 | TRANSFORMER,DISTRIBUTION | 11 KV;1000 KVA;3 PHASE;PADMOUNT;HAZ HV 180 LV BSH;MINERAL OIL INSULATED;ONAN; DYN 11;3CR12 CUBICLE;7 TAP SWITCH POSITIONS;C/W ABB SDAF3 NON-EXT HV RMU & | ABB | ABB FAN PTY LTD | ABB 11 KV 1000 KVA 3 PH | PHASING
000017073 | TRANSFORMER,DISTRIBUTION | 11 KV;1000 KVA;3 PHASE;PADMOUNT;HAZ HV 180 LV BSH;MINERAL OIL INSULATED;ONAN; DYN 11;3CR12 CUBICLE;7 TAP SWITCH POSITIONS;C/W ABB SDAF HV AUTO | BANYO | WORKSHOP REPAIRS | WORKSHOP REPAIRED | PHASING
000017073 | TRANSFORMER,DISTRIBUTION | 11 KV;1000 KVA;3 PHASE;PADMOUNT;HAZ HV 180 LV BSH;MINERAL OIL INSULATED;ONAN; DYN 11;3CR12 CUBICLE;7 TAP SWITCH POSITIONS;C/W ABB SDAF HV AUTO | ABB | ABB FAN PTY LTD | ABB 11 KV 1000 KVA 3 PHASE | PHASING
000017075 | GRIP,CABLE,JAW | PARALLEL JAWS;FOR CONDUCTOR SIZE 5.0 TO 20.0 MM MAX BARE CONDUCTOR O.D;WEIGHT 1.1 KG APPROX;1000 KG MAX SAFE LOAD;FOR ALUMINIUM CONDUCTORS ONLY,COVERS RAISIN- | NGK | NGK STANGER PTY LTD | AL GRIP | PHASING
000017075 | GRIP,CABLE,JAW | PARALLEL JAWS;FOR CONDUCTOR SIZE 5.0 TO 20.0 MM MAX BARE CONDUCTOR O.D;WEIGHT 1.1 KG APPROX;1000 KG MAX SAFE LOAD;FOR ALUMINIUM CONDUCTORS ONLY,COVERS RAISIN- | ENERGYNW | THE ENERGY NETWORK | 1685-20 | PHASING
000017076 | TRANSFORMER,CURRENT | PROTECTION POST TYPE;O/D;FEEDER PROTECTION;36 KV; | WTW |  | GIF 36-68 | PURCHASE AS REQUIRED
000017084 | GLOVES,ELECTRICAL WORKER'S | Electrical Rubber 1000V, Working Class 0, Size 8 Yellow | BALMORAL | BALMORAL ENGINEERING | RIG014YS8 | CURRENT
000017084 | GLOVES,ELECTRICAL WORKER'S | Electrical Rubber 1000V, Working Class 0, Size 8 Yellow | TEN | THE ENERGY NETWORK | E014BY-8 | CURRENT
000017084 | GLOVES,ELECTRICAL WORKER'S | Electrical Rubber 1000V, Working Class 0, Size 8 Yellow | NORTH |  | E014BY-8 | CURRENT
000017084 | GLOVES,ELECTRICAL WORKER'S | Electrical Rubber 1000V, Working Class 0, Size 8 Yellow | GILBLODG | GILBERT LODGE AUSTRALIA | RUBBER;SIZE 8 | CURRENT
000017084 | GLOVES,ELECTRICAL WORKER'S | Electrical Rubber 1000V, Working Class 0, Size 8 Yellow | WHITE |  | 14-0-RY-8 | CURRENT
000017085 | GLOVES,ELECTRICAL WORKER'S | Rubber, Insulating Class 0, Size 8.5, Max 1000V AC, Yellow, ANSI/ASTM D120 | BALMORAL | BALMORAL ENGINEERING | RIG014YS8H | CURRENT
000017085 | GLOVES,ELECTRICAL WORKER'S | Rubber, Insulating Class 0, Size 8.5, Max 1000V AC, Yellow, ANSI/ASTM D120 | TEN | THE ENERGY NETWORK | E0114BY-8H | CURRENT
000017085 | GLOVES,ELECTRICAL WORKER'S | Rubber, Insulating Class 0, Size 8.5, Max 1000V AC, Yellow, ANSI/ASTM D120 | NORTH |  | E014BY-8H | CURRENT
000017085 | GLOVES,ELECTRICAL WORKER'S | Rubber, Insulating Class 0, Size 8.5, Max 1000V AC, Yellow, ANSI/ASTM D120 | WHITE |  | 14-0-RY-8H | CURRENT
000017086 | GLOVES,ELECTRICAL WORKER'S | Electrical Rubber 1000V, Working Class 0, Size 9, Yellow | BALMORAL | BALMORAL ENGINEERING | RIG014YS9 | CURRENT
000017086 | GLOVES,ELECTRICAL WORKER'S | Electrical Rubber 1000V, Working Class 0, Size 9, Yellow | TEN | THE ENERGY NETWORK | E014BY-9 | CURRENT
000017086 | GLOVES,ELECTRICAL WORKER'S | Electrical Rubber 1000V, Working Class 0, Size 9, Yellow | NORTH |  | E014BY-9 | CURRENT
000017087 | GLOVES,ELECTRICAL WORKER'S | Rubber, Insulating Class 0, Size 9.5, Max 1000V AC, Yellow, ANSI/ASTM D120 | BALMORAL | BALMORAL ENGINEERING | RIG014YS9H | CURRENT
000017087 | GLOVES,ELECTRICAL WORKER'S | Rubber, Insulating Class 0, Size 9.5, Max 1000V AC, Yellow, ANSI/ASTM D120 | TEN | THE ENERGY NETWORK | E014BY-9H | CURRENT
000017087 | GLOVES,ELECTRICAL WORKER'S | Rubber, Insulating Class 0, Size 9.5, Max 1000V AC, Yellow, ANSI/ASTM D120 | NORTH |  | E014BY-9H | CURRENT
000017088 | GLOVES,ELECTRICAL WORKER'S | Electrical Rubber 1000V, Working Class 0, Size 10, Yellow | BALMORAL | BALMORAL ENGINEERING | RIG014YS10 | CURRENT
000017088 | GLOVES,ELECTRICAL WORKER'S | Electrical Rubber 1000V, Working Class 0, Size 10, Yellow | TEN | THE ENERGY NETWORK | E014BY-10 | CURRENT
000017088 | GLOVES,ELECTRICAL WORKER'S | Electrical Rubber 1000V, Working Class 0, Size 10, Yellow | NORTH |  | E014BY-10 | CURRENT
000017088 | GLOVES,ELECTRICAL WORKER'S | Electrical Rubber 1000V, Working Class 0, Size 10, Yellow | WHITE |  | 14-0-RY-10 | CURRENT
000017089 | GLOVES,ELECTRICAL WORKER'S | Rubber, Insulating Class 0, Size 10.5, Max 1000V AC, Yellow, ANSI/ASTM D120 | BALMORAL | BALMORAL ENGINEERING | RIG014YS10H | CURRENT
000017089 | GLOVES,ELECTRICAL WORKER'S | Rubber, Insulating Class 0, Size 10.5, Max 1000V AC, Yellow, ANSI/ASTM D120 | TEN | THE ENERGY NETWORK | E014BY-10H | CURRENT
000017089 | GLOVES,ELECTRICAL WORKER'S | Rubber, Insulating Class 0, Size 10.5, Max 1000V AC, Yellow, ANSI/ASTM D120 | NORTH |  | E014BY-10H | CURRENT
000017089 | GLOVES,ELECTRICAL WORKER'S | Rubber, Insulating Class 0, Size 10.5, Max 1000V AC, Yellow, ANSI/ASTM D120 | WHITE |  | 14-0-RY-10H | CURRENT
000017090 | GLOVES,ELECTRICAL WORKER'S | Electrical Rubber 1000V, Working Class 0, Size 11, Yellow | BALMORAL | BALMORAL ENGINEERING | RIG014YS11 | CURRENT
000017090 | GLOVES,ELECTRICAL WORKER'S | Electrical Rubber 1000V, Working Class 0, Size 11, Yellow | TEN | THE ENERGY NETWORK | E014BY-11 | CURRENT
000017090 | GLOVES,ELECTRICAL WORKER'S | Electrical Rubber 1000V, Working Class 0, Size 11, Yellow | NORTH |  | E014BY-11 | CURRENT
000017090 | GLOVES,ELECTRICAL WORKER'S | Electrical Rubber 1000V, Working Class 0, Size 11, Yellow | WHITE |  | 14-0-RY-11 | CURRENT
000017102 | FUSE ELEMENT,ELEC | 100 AMP;12/36 KV;DROPOUT FUSE LINK,ANSI CLASS "N" TYPE;660 MM LG,W/REMOVABLE BUTTON HEAD;PACK OF 100; | S & C |  | POSITROL 267100-R3 | CURRENT
000017103 | DISCONNECTOR,HIGH VOLTAGE | 36kV, 800A, 25kA/3Sec, 3Ph, Manual Operation, Outdoor Rotary Double Break Type DB36, Steel Structure c/w Insulators | PLP AUST | PREFORMED LINE PRODUCTS (AUST) | A-A8029-01 | PHASING
000017104 | DISCONNECTOR,HIGH VOLTAGE | 36kV, 1600A, 25kA/3Sec, 3Ph, Manual Operation, Outdoor Rotary Double Break Type DB36, Steel Structure c/w Insulators | PLP AUST | PREFORMED LINE PRODUCTS (AUST) | A-A8029-04 | PHASING
000017105 | UMBRELLA | 100% UV Protected,Hvy Duty Canvass, Navy Jointers Umbrella; 8 Panels, 2200 mm Dia ;c/w Pole frame coupling & Steel Spike | BLKWOODS | J BLACKWOOD & SON LTD | B-00025848 | CURRENT
000017105 | UMBRELLA | 100% UV Protected,Hvy Duty Canvass, Navy Jointers Umbrella; 8 Panels, 2200 mm Dia ;c/w Pole frame coupling & Steel Spike | BLKWOODS | J BLACKWOOD & SON LTD | 00892126 | CURRENT
000017117 | TRANSFORMER,CURRENT | PROTECTION,POST TYPE;O/D;FEEDER PROTECTION;36 KV; | WTW |  | GIF 36-68 | MAINTENANCE STOCK
000017121 | CONDUIT,NONMETALLIC,FLEXIBLE | 40 MM NB;PVC;ORANGE;15 M ROLL; PACK WEIGHT 19 KG; | REXEL | REXEL PTY LTD | OMEFC40OR15 | CURRENT
000017121 | CONDUIT,NONMETALLIC,FLEXIBLE | 40 MM NB;PVC;ORANGE;15 M ROLL; PACK WEIGHT 19 KG; | GENERAL | GENERAL TRADE SUPPLIES | 40MMOR | CURRENT
000017122 | COUPLING,ADAPTOR,NONMETALLIC CONDUIT | RIGID UPVC;ORANGE;40 MM;HEAVY DUTY; TO 40 MM FLEXIBLE ORANGE CONDUIT; PACK OF 10; | REXEL | REXEL PTY LTD | CLI242/40EO | CURRENT
000017122 | COUPLING,ADAPTOR,NONMETALLIC CONDUIT | RIGID UPVC;ORANGE;40 MM;HEAVY DUTY; TO 40 MM FLEXIBLE ORANGE CONDUIT; PACK OF 10; | CLIPSAL | GERARD INDUSTRIES QLD DIVSN P/L | CLI242/40ORG | CURRENT
000017128 | CABLE,POWER,ELECTRICAL | 63.5/110 KV;800 SQ MM;STRANDED; COPPER CONDUCTOR;SINGLE CORE;XLPE LYPVC INSULATED,LEAD SHEATHED WITH PVC/HDPE OVERSHEATH;ITEM ENTERED | OLEX | OLEX AUSTRALIA PTY LTD | 5643,027800,99,3081 | STRATEGIC SPARE
000017129 | JOINT BOX,ELECTRIC CABLE | SCREEN BREAK STRAIGHT JOINT WITH F/GLASS OUTER BOX;SINGLE PHASE;FOR ELECTRICAL POWER CABLE;63.5/110 KV;800 SQ MM COPPER COND;XLPE INSULATED;FOR F781/782;ITEM | PRYSMIAN | PRYSMIAN POWER CABLES & SYSTEMS AUST | GMS 1170 CA | MAINTENANCE STOCK
000017130 | PLATE,IDENTIFICATION | ALUMINIUM;EARTHING LOCATION MARKER 'E'; 3M WHITE RETROREFLECTIVE 3290 SCOTCHLITE SHEETING,GREEN LETTERING;50 MM W,75 MM H ,2 MM THK;PACK OF 10; | ARTCRAFT | ARTCRAFT PTY LTD | SE018-Q | CURRENT
000017131 | LABEL | 3M REFLECTIVE;LEGEND-WARNING EXPOSED METAL PARTS ARE AT EARTH POTENTIAL;BLACK PRINT ON YELLOW BACKGROUND; ELF ADHESIVE;90 MM LG, | UES | UTILITY ENGRAVING & SIGNS | WARNING LABEL | PHASING
000017132 | BATTERY,NONRECHARGEABLE | LITHIUM SULPHUR DIOXIDE;15 V,15 AH MAX; C/W 1000 MM LEADS & CRIMPED BLADE LUGS; 2 X 5 "D" CELLS IN PARRALLEL;SUITS BRUSH PMR RECLOSER WITH MICROTRIP 2 | HAWKSIDD | HAWKER SIDDELEY SWITCHGEAR LTD | LX900007 | PHASING
000017133 | SWITCH FUSE GEAR | 12 KV;3 PHASE;2 SW;630 AMP BKG CAP;50 KA MKG CAP;20 KA,1 SEC,SW SH TIME CURR;2 CIRCUIT BREAKERS;200 AMP NORM CURR;50 KA MKG CURR;SF6 INSUL;NON-EXT,C/W FAULT | MERLGERN |  | RM6 | PHASING
000017141 | LIFTER,MANHOLE COVER | For Telstra Pit Covers, Sizes 2 to 8, 670mm Nom Lg, Zinc Plated Mild Steel Welded Assembly c/w Pull Release | LEGEND | LEGEND POWER SYSTEMS | MSS-TEL116-00153 | CURRENT
000017145 | CLEANING COMPOUND. | INDUSTRIAL DEGREASER;DEGREASER,DETERGENT ,BIODEGRADABLE,HYDROCARBON RELEASE;4 L BOTTLE;USED BY SUBSTATIONS FOR WASHING DOWN TRANSFORMERS AFTER REPAIR; | BLKWOODS | J BLACKWOOD & SON LTD | 00746895/930N | CURRENT
000017145 | CLEANING COMPOUND. | INDUSTRIAL DEGREASER;DEGREASER,DETERGENT ,BIODEGRADABLE,HYDROCARBON RELEASE;4 L BOTTLE;USED BY SUBSTATIONS FOR WASHING DOWN TRANSFORMERS AFTER REPAIR; | BLKWOOD | J BLACKWOOD & SON LTD | 00746895 | CURRENT
000017145 | CLEANING COMPOUND. | INDUSTRIAL DEGREASER;DEGREASER,DETERGENT ,BIODEGRADABLE,HYDROCARBON RELEASE;4 L BOTTLE;USED BY SUBSTATIONS FOR WASHING DOWN TRANSFORMERS AFTER REPAIR; | HANLEY | HANLEY INDUSTRIAL ENTERPRISES 459057 | LTUFF5 | CURRENT
000017146 | TERMINATION,ELECTRICAL POWER CABLE | LV;HEATSHRINK LIVE END JOINT;TO SUIT 70 SQ MM TO 185 SQ MM CU PLY CABLE; PACK OF 1,PACK WEIGHT 2 KG; | TECONN | TE CONNECTIVITY LTD | AUST-SQB46 | CURRENT
000017147 | TERMINATION,ELECTRICAL POWER CABLE | LV;HEATSHRINK LIVE END JOINT TO SUIT 16 SQ MM TO 25 SQ MM CU PLY CABLE; PACK OF 1,PACK WEIGHT 2 KG; | TECONN | TE CONNECTIVITY LTD | AUST-SQB47 | CURRENT
000017148 | FUSE ELEMENT,ELEC | 85 AMP;12 KV;DROPOUT FUSE LINK, ANSI CLASS "N" TYPE;660 MM LG,WITH REMOVABLE BUTTON HEAD;FOR 1200 KVAR CAPACITOR BANK;PACK OF 18; | S&C ELEC | S&AMP;C ELECTRIC COMPANY | POSITROL 85N(267085-R3) | CURRENT
000017149 | BODY POWDER | Curash Baby Powder, 100g Bottle, for use with Insulating Gloves, Do Not use on Broken Skin | BLKWOODS | J BLACKWOOD & SON LTD | 02311599/BABP1J | CURRENT
000017149 | BODY POWDER | Curash Baby Powder, 100g Bottle, for use with Insulating Gloves, Do Not use on Broken Skin | BLKWOOD | J BLACKWOOD & SON LTD | 02311599 | CURRENT
000017149 | BODY POWDER | Curash Baby Powder, 100g Bottle, for use with Insulating Gloves, Do Not use on Broken Skin | ATOMSUPP | ATOM SUPPLY | 553206 | CURRENT
000017150 | PLUG,EAR | POLYURETHANE FOAM;DISPOSABLE,PRE-SHAPED, DB 30 RATING;BOX OF 200;WINGED END PROMOTES OPTIMIUM INSERTION DEPTH,AND EASY GRASP FOR REMOVAL; | ATOMSUPP | ATOM SUPPLY | 8105004 | CURRENT
000017150 | PLUG,EAR | POLYURETHANE FOAM;DISPOSABLE,PRE-SHAPED, DB 30 RATING;BOX OF 200;WINGED END PROMOTES OPTIMIUM INSERTION DEPTH,AND EASY GRASP FOR REMOVAL; | TEN | THE ENERGY NETWORK | LPF-1 | CURRENT
000017150 | PLUG,EAR | POLYURETHANE FOAM;DISPOSABLE,PRE-SHAPED, DB 30 RATING;BOX OF 200;WINGED END PROMOTES OPTIMIUM INSERTION DEPTH,AND EASY GRASP FOR REMOVAL; | UVEX | UVEX SAFETY GROUP | LPF-1 MAX-LITE | CURRENT
000017165 | GLOVES,ELECTRICAL WORKER'S | Ansell ActivArmr, Class 00, 500VAC, Size 8, Insulating Rubber, Red, Straight Cuff, 280mm (11") Lg, ASTM D120 | ANSELL | ANSELL LTD | RIG0011RS8 | CURRENT
000017165 | GLOVES,ELECTRICAL WORKER'S | Ansell ActivArmr, Class 00, 500VAC, Size 8, Insulating Rubber, Red, Straight Cuff, 280mm (11") Lg, ASTM D120 | BALMORAL | BALMORAL ENGINEERING | RIG0011RS8 | CURRENT
000017166 | GLOVES,ELECTRICAL WORKER'S | Ansell ActivArmr, Class 00, 500VAC, Size 9, Insulating Rubber, Red, Straight Cuff, 280mm (11") Lg, ASTM D120 | ANSELL | ANSELL LTD | RIG0011RS9 | CURRENT
000017166 | GLOVES,ELECTRICAL WORKER'S | Ansell ActivArmr, Class 00, 500VAC, Size 9, Insulating Rubber, Red, Straight Cuff, 280mm (11") Lg, ASTM D120 | BALMORAL | BALMORAL ENGINEERING | RIG0011RS9 | CURRENT
000017167 | GLOVES,ELECTRICAL WORKER'S | Ansell ActivArmr, Class 00, 500VAC, Size 9.5, Insulating Rubber, Red, Straight Cuff, 280mm (11") Lg, ASTM D120 | ANSELL | ANSELL LTD | RIG0011RS9H | CURRENT
000017167 | GLOVES,ELECTRICAL WORKER'S | Ansell ActivArmr, Class 00, 500VAC, Size 9.5, Insulating Rubber, Red, Straight Cuff, 280mm (11") Lg, ASTM D120 | BALMORAL | BALMORAL ENGINEERING | RIG0011RS9H | CURRENT
000017168 | GLOVES,ELECTRICAL WORKER'S | Ansell ActivArmr, Class 00, 500VAC, Size 10, Insulating Rubber, Red, Straight Cuff, 280mm (11") Lg, ASTM D120 | ANSELL | ANSELL LTD | RIG0011RS10 | CURRENT
000017168 | GLOVES,ELECTRICAL WORKER'S | Ansell ActivArmr, Class 00, 500VAC, Size 10, Insulating Rubber, Red, Straight Cuff, 280mm (11") Lg, ASTM D120 | BALMORAL | BALMORAL ENGINEERING | RIG0011RS10 | CURRENT
000017169 | GLOVES,ELECTRICAL WORKER'S | Ansell ActivArmr, Class 00, 500VAC, Size 10.5, Insulating Rubber, Red, Straight Cuff, 280mm (11") Lg, ASTM D120 | ANSELL | ANSELL LTD | RIG0011RS10H | CURRENT
000017169 | GLOVES,ELECTRICAL WORKER'S | Ansell ActivArmr, Class 00, 500VAC, Size 10.5, Insulating Rubber, Red, Straight Cuff, 280mm (11") Lg, ASTM D120 | BALMORAL | BALMORAL ENGINEERING | RIG0011RS10H | CURRENT
000017170 | GLOVES,ELECTRICAL WORKER'S | Ansell ActivArmr, Class 00, 500VAC, Size 11, Insulating Rubber, Red, Straight Cuff, 280mm (11") Lg, ASTM D120 | ANSELL | ANSELL LTD | RIG0011RS11 | CURRENT
000017170 | GLOVES,ELECTRICAL WORKER'S | Ansell ActivArmr, Class 00, 500VAC, Size 11, Insulating Rubber, Red, Straight Cuff, 280mm (11") Lg, ASTM D120 | BALMORAL | BALMORAL ENGINEERING | RIG0011RS11 | CURRENT
000017171 | RESISTOR,ADJUSTABLE | WIRE WOUND,STUD MTG TYPE; 250 OHMS 5W,ADJUSTABLE; | ABB | ABB FAN PTY LTD | TYPE MSB54-5245-0005-325 | CURRENT
000017172 | RELAY,ELECTROMAGNETIC | TRIPPING APPLICATION;24 V DC COIL;300 V DC/250 V AC CONT;4 AMP CONTINUOUS;6 NO CONT;NON LATCHING;PLUG-IN ONE SEAT BASE; HIGH SPEED OPERATION (3.5 MS); | ABB | ABB FAN PTY LTD | TYPE RXMS1 RK216263-AD | CURRENT
000017178 | GLOVES,LEATHER. | MEN'S;EXTENDED CUFF WITH STRAP;SIZE 10-1/2;COW HIDE;TO BE USED WITH LV INSULATING GLOVE STOCK CODE 17169 CLASS OO; | CNWPL | CNW PL - SLACKS CREEK | TENILP10A-10H | CURRENT
000017178 | GLOVES,LEATHER. | MEN'S;EXTENDED CUFF WITH STRAP;SIZE 10-1/2;COW HIDE;TO BE USED WITH LV INSULATING GLOVE STOCK CODE 17169 CLASS OO; | CNWPL | CNW PL - SLACKS CREEK | IPL10A-10H | CURRENT
000017178 | GLOVES,LEATHER. | MEN'S;EXTENDED CUFF WITH STRAP;SIZE 10-1/2;COW HIDE;TO BE USED WITH LV INSULATING GLOVE STOCK CODE 17169 CLASS OO; | SALSBURY | SALISBURY (MANUFACTURER) | IPL10A-10H | CURRENT
000017178 | GLOVES,LEATHER. | MEN'S;EXTENDED CUFF WITH STRAP;SIZE 10-1/2;COW HIDE;TO BE USED WITH LV INSULATING GLOVE STOCK CODE 17169 CLASS OO; | NORTH |  | P10A | CURRENT
000017180 | SWITCH FUSE GEAR | 12 KV;3 PHASE;2 SW;630 AMP NORM CURR; 63 KA MKG CAP;25 KA FOR 1 SEC,SH TIME W/STAND CURR;2 FUSE SW;200 AMP NORM CURR;63 KA MKG CAP;AIR INSULATED FUSES; | ALSTOM | ALSTOM GRID AUSTRALIA LIMITED | FLUOKIT M24 | PHASING
000017181 | SWITCH FUSE GEAR | 12 KV;3 PHASE;2 SW;630 AMP NORM CURR; 63 KA MKG CAP;25 KA FOR 1 SEC,SH TIME W/STAND CURR;2 X CB;400 AMP NORM CURR;63 KA MKG CAP;SF6 INSUL;I/D;EXT; | ALSTOM | ALSTOM GRID AUSTRALIA LIMITED | FLUOKIT M24 | PHASING
000017182 | SWITCH FUSE GEAR | 12 KV;3 PHASE;2 SW;630 AMP NORM CURR; 63 KA MKG CAP;25 KA FOR 1 SEC,SH TIME W/ST & CURR;1 X CB;400 AMP NORM CURR; 63 KA MKG CAP;SF6 INSUL;I/D;EXT; | ALSTOM | ALSTOM GRID AUSTRALIA LIMITED | FLUOKIT M24 | PURCHASE AS REQUIRED
000017183 | SWITCH FUSE GEAR | 12 KV;3 PHASE;3 SW;630 AMP NORM CURR; 63 KA MKG CAP;25 KA FOR 1 SEC,SH TIME W/STAND CURR;I/D;EXT; | ALSTOM | ALSTOM GRID AUSTRALIA LIMITED | FLUOKIT M24 | PURCHASE AS REQUIRED
000017184 | SWITCH FUSE GEAR | 12 KV;3 PHASE;3 SW;630 AMP NORM CURR; 63 KA MKG CAP;25 KA FOR 1 SEC,SH TIME W/STAND CURR;1 X CB;400 AMP NORM CURR;63 KA MKG CAP;SF6 INSUL;I/D;EXT; | ALSTOM | ALSTOM GRID AUSTRALIA LIMITED | FLUOKIT M24 | PURCHASE AS REQUIRED
000017187 | BAG,TEXTILE | CANVAS;38 CM LG,20 CM W;TO STORE LINEMAN'S LV INSULATING GLOVES;C/W SNAP HOOK ATTACHED TO REAR OF BAG;3 POCKETS & VELCRO FLAP;FOR U/W CLASS OO & | TEN | THE ENERGY NETWORK | TENM409 | CURRENT
000017187 | BAG,TEXTILE | CANVAS;38 CM LG,20 CM W;TO STORE LINEMAN'S LV INSULATING GLOVES;C/W SNAP HOOK ATTACHED TO REAR OF BAG;3 POCKETS & VELCRO FLAP;FOR U/W CLASS OO & | LEGEND | LEGEND POWER SYSTEMS | C505 | CURRENT
000017190 | MODEM,COMMUNICATIONS | MODEM,COMMUNICATIONS;MODEM TELEPHONE; ;C/W POWER PACK,PHONE LEAD;RS232,CABLE - DB9 TO DB25; | SWANN | SWANN COMMUNICATIONS | SW-M-SDE | PHASING
000017190 | MODEM,COMMUNICATIONS | MODEM,COMMUNICATIONS;MODEM TELEPHONE; ;C/W POWER PACK,PHONE LEAD;RS232,CABLE - DB9 TO DB25; | INTERCEL | INTERCEL PTY LTD | BANKSIA 9600 | PHASING
000017191 | ARC SUPPRESSOR - INTERRUPTER. | 12 KV;3 PHASE;630 AMP;SUITABLE FOR FITTING TO ABB UNITISED AIR BREAK SWITCH (STOCK CODE 14099 OR 16647);ORDER IN MULTIPLES OF 3, FROM SUPPLIER;PACK | ABB | ABB FAN PTY LTD | 7291200 | CURRENT
000017192 | RELAY,ELECTROMAGNETIC | POWER MIDGET TYPE;2P;240 V AC COIL;30 V DC/110 V AC CONT;10 AMP NOM;2 C/O CONT; PLUG-IN TO RAIL MTD SOCKET;NON-LATCHING AUX;REFER STOCK CODE 07336 FOR BASE; | CNWPL | CNW PL - SLACKS CREEK | IDERH2B-UAC220-240V | CURRENT
000017192 | RELAY,ELECTROMAGNETIC | POWER MIDGET TYPE;2P;240 V AC COIL;30 V DC/110 V AC CONT;10 AMP NOM;2 C/O CONT; PLUG-IN TO RAIL MTD SOCKET;NON-LATCHING AUX;REFER STOCK CODE 07336 FOR BASE; | IZUMIDEN |  | IDCRH2B-UAC240 | CURRENT
000017192 | RELAY,ELECTROMAGNETIC | POWER MIDGET TYPE;2P;240 V AC COIL;30 V DC/110 V AC CONT;10 AMP NOM;2 C/O CONT; PLUG-IN TO RAIL MTD SOCKET;NON-LATCHING AUX;REFER STOCK CODE 07336 FOR BASE; | CNWPL | CNW PL - SLACKS CREEK | RH2B-UAC220-240 | CURRENT
000017196 | POLE,PUBLIC LIGHTING,METAL | Estate Minor Road, 4.5m, Base Plate Mounted, 350 PCD Bolt Spacing, Blue/ Grey, EQTS 05-02-01, Dwg 05-02-12 (scm) | IUPOLE | INTERNATIONAL UTILITY POLES PTY LTD | EX-17196 | CURRENT
000017196 | POLE,PUBLIC LIGHTING,METAL | Estate Minor Road, 4.5m, Base Plate Mounted, 350 PCD Bolt Spacing, Blue/ Grey, EQTS 05-02-01, Dwg 05-02-12 (scm) | INGALEPS | INGAL EPS (CONTRACTOR) | GEX17196 | CURRENT
000017196 | POLE,PUBLIC LIGHTING,METAL | Estate Minor Road, 4.5m, Base Plate Mounted, 350 PCD Bolt Spacing, Blue/ Grey, EQTS 05-02-01, Dwg 05-02-12 (scm) | GM POLES | GM POLES PTY LTD | EST-04.5-BG | CURRENT
000017197 | DIE,COMPRESSION | Hex Crimp, Al, 12T, 21mm A/F, 18mm W, for Al Based Compression Fittings | SPECFORC | SPECIALISED FORCE | 12T-21.0AFAL | CURRENT
000017197 | DIE,COMPRESSION | Hex Crimp, Al, 12T, 21mm A/F, 18mm W, for Al Based Compression Fittings | TEN | THE ENERGY NETWORK | K12-21.0-AL | CURRENT
000017197 | DIE,COMPRESSION | Hex Crimp, Al, 12T, 21mm A/F, 18mm W, for Al Based Compression Fittings | PLP AUST | PREFORMED LINE PRODUCTS (AUST) | EPCDA210AF | CURRENT
000017200 | ANTENNA | Stumpy, 3G/4G, 3dB c/w 2m Lead, FME Connector & Red Heatshrink | INTERCEL | INTERCEL PTY LTD | ANTLTE2F | CURRENT
000017200 | ANTENNA | Stumpy, 3G/4G, 3dB c/w 2m Lead, FME Connector & Red Heatshrink | ZCG | ZCG SCALAR CAPALABA QLD | ZCG-EEH-L01FC | CURRENT
000017200 | ANTENNA | Stumpy, 3G/4G, 3dB c/w 2m Lead, FME Connector & Red Heatshrink | RFIND | RF INDUSTRIES | CSM700-2M-FME | CURRENT
000017201 | BRACKET,MOUNTING | Antenna Mount, Steel, for use with Stumpy Antenna SC17200 | ZCG | ZCG SCALAR CAPALABA QLD | GM6 | CURRENT
000017201 | BRACKET,MOUNTING | Antenna Mount, Steel, for use with Stumpy Antenna SC17200 | INTERCEL | INTERCEL PTY LTD | MSCANTBRA | CURRENT
000017201 | BRACKET,MOUNTING | Antenna Mount, Steel, for use with Stumpy Antenna SC17200 | RFIND | RF INDUSTRIES | TLM-3 | CURRENT
000017204 | CAPACITOR UNIT. | 12.8 KV;542 KVAR;SINGLE PHASE;10.53 NF (+10% - 0%);42.3 AMP CONT @ 50 HZ;50 HZ; NON PCB INPREGNANT;ALL FILM DIELECTRIC; EXT FUSED;2 BUSHINGS PER UNIT; | ABB | ABB FAN PTY LTD | CHD 690 B | PHASING
000017205 | JOINT,ELECTRICAL POWER CABLE | 11 KV,TRIFURCATING TRANSITION JOINT, THREE CORE;FOR 185 OR 300 SQ MM COPPER PAPER-INSULATED,SCREENED LEAD-SHEATHED CABLE;PLYPVC OR PLYHDPE TO SINGLE-CORE | RAYCHEM | RAYCHEM (AUSTRALIA) PTY LTD | AUST-SQB-59 | PURCHASE AS REQUIRED
000017206 | JOINT,ELECTRICAL POWER CABLE | 11 KV;TRIFURCATING XLPE JOINT;THREE CORE TO SINGLE CORE,XLPE-INSULATED POWER CABLES SCREENED; | RAYCHEM | RAYCHEM (AUSTRALIA) PTY LTD | EPKJ-17C-1XU-3XU | PURCHASE AS REQUIRED
000017223 | SUNSCREEN PREPARATION | MILK LOTION;HAMILTON QUADBLOCK UVA, UVB,UVC,INFRA RED ;BROAD SPECTRUM; 30+ WATER RESISTANT APPROX 4 HRS;125 ML BOTTLE;AS2604-1933;REFER SC22105 WHEN | ALPHA | ALPHA FIRST AID SUPPLIES QLD | QUADBLOCK | PHASING
000017230 | DISCONNECTOR,HIGH VOLTAGE | 36kV, 2500A, 25kA/3Sec, 3Ph, Rotary Double Break, Steel Structure c/w Insulators, No Aux Contacts, Al Term Palm No. 9, AS2395 | PLP AUST | PREFORMED LINE PRODUCTS (AUST) | A-A7324-01 | PHASING
000017231 | OUTREACH ARM | Estate Minor Road, 0.5m Double, 0 Deg Upcast, Galv Steel, Green, EQTS 05-02-01 (scm) | IUPOLE | INTERNATIONAL UTILITY POLES PTY LTD | EX-17231 | CURRENT
000017231 | OUTREACH ARM | Estate Minor Road, 0.5m Double, 0 Deg Upcast, Galv Steel, Green, EQTS 05-02-01 (scm) | INGALEPS | INGAL EPS (CONTRACTOR) | GEX17231 | CURRENT
000017231 | OUTREACH ARM | Estate Minor Road, 0.5m Double, 0 Deg Upcast, Galv Steel, Green, EQTS 05-02-01 (scm) | GM POLES | GM POLES PTY LTD | SL-AVE-D-GR | CURRENT
000017233 | METER,ENERGY | SEC REGN;CLASS 0.5;SOLID STATE PROGRAMMABLE;3 PHASE,TRANSFORMER CONNECTED;5-20 AMP,NOMINAL 5 AMP; 57-240 V;3 OR 4 WIRE;ORDERING CODE | EDMI | EDMI PTY LTD | 2000-0400 MK3 | PHASING
000017233 | METER,ENERGY | SEC REGN;CLASS 0.5;SOLID STATE PROGRAMMABLE;3 PHASE,TRANSFORMER CONNECTED;5-20 AMP,NOMINAL 5 AMP; 57-240 V;3 OR 4 WIRE;ORDERING CODE | ELEDSIGN |  | 57-240 V; | PHASING
000017240 | LABEL | VINYL,YELLOW BACKGROUND;NOTICE;THIS PILLAR IS FITTED WITH STARTER CONDUITS IN SHARED TRENCH WITH COMMUNICATION CARRIERS;BLACK PRINT;ADHESIVE BACKED; | ARTCRAFT | ARTCRAFT PTY LTD | SE02095-Q | CURRENT
000017240 | LABEL | VINYL,YELLOW BACKGROUND;NOTICE;THIS PILLAR IS FITTED WITH STARTER CONDUITS IN SHARED TRENCH WITH COMMUNICATION CARRIERS;BLACK PRINT;ADHESIVE BACKED; | CUTLER | CUTLER BRANDS PTY LTD | ENERGE-17240 | CURRENT
000017242 | STRIP,ELECTRICAL POWER CABLE PROTECTION | FLAT RECT;25 M LG,150 MM W,5 MM THK; BLACK/ORANGE POLYMERIC MATERIAL;IMPACT RESISTANT,MARKED 'DANGER ELECTRIC CABLE BELOW';25 M ROLL;AS DWG 94102; | TRI UGRD | TRI UNDERGROUND AUSTRALIA PTY LTD | TUFF150RAS | CURRENT
000017242 | STRIP,ELECTRICAL POWER CABLE PROTECTION | FLAT RECT;25 M LG,150 MM W,5 MM THK; BLACK/ORANGE POLYMERIC MATERIAL;IMPACT RESISTANT,MARKED 'DANGER ELECTRIC CABLE BELOW';25 M ROLL;AS DWG 94102; | HAYMANS | HAYMANS ELECTRICAL | CONCC15025 | CURRENT
000017242 | STRIP,ELECTRICAL POWER CABLE PROTECTION | FLAT RECT;25 M LG,150 MM W,5 MM THK; BLACK/ORANGE POLYMERIC MATERIAL;IMPACT RESISTANT,MARKED 'DANGER ELECTRIC CABLE BELOW';25 M ROLL;AS DWG 94102; | TAPEX |  | CPCE150 - 17242 | CURRENT
000017242 | STRIP,ELECTRICAL POWER CABLE PROTECTION | FLAT RECT;25 M LG,150 MM W,5 MM THK; BLACK/ORANGE POLYMERIC MATERIAL;IMPACT RESISTANT,MARKED 'DANGER ELECTRIC CABLE BELOW';25 M ROLL;AS DWG 94102; | VINIDEX |  | 98615 | CURRENT
000017243 | INSULATION SLEEVING,ELEC,SPECIAL PURPOSE | STRAIGHT,STEEPED;HV NON HEAT SHRINK; FOR 35 SQ MM CABLE;COPPER/ALUMINIUM TERMINATION TO ANDELEC RMU'S;KIT OF 3; REFER UJ MAN 2/902; | TECONN | TE CONNECTIVITY LTD | AUST-SQB7 | CURRENT
000017244 | REACTOR | AF BLOCKING;7.73 MH;80 AMP;50 HZ;12 KV; 1 PHASE;3 KA FOR 1 SEC;PEDESTAL POST INSULATOR MTG;AIR INSULATED;OUTDOOR; AS1028-1970; | TRANSMAN |  | AF BLOCKING;7.73 MH; | PURCHASE AS REQUIRED
000017245 | WOOD,PRESERVATIVE | DISODIUM OCTABORATE IMPEL RODS;8 MM X 30 MM LG NOM;FOR TIMBER PRESERVATION OF 10 MM POLE INSPECTION CORE SAMPLE DRILLED HOLES;BOX OF 1000,6 BOXES PER CARTON, | PRESCHEM |  | NR 08B | CURRENT
000017246 | INTERFACE MODULE | INPUT/OUTPUT MODULE;FOR EDMI METER;NO INPUTS;8 OUTPUTS;CODE T;U/W EDMI MK3 METERS; | ELEDSIGN |  | 2000-0400-T | PHASING
000017247 | CLAMP,TERMINAL,ELECTRICAL CONNECTOR | INSULATION PIERCING;MAIN 6-35 SQ MM INSULATED AL/CU;TAP 4-35 SQ MM BARE;10 SQ MM NOM,200 MM LG;INSULATED COPPER TAIL HOUSE SIDE WITH 15 MM EXPOSED | SICAME | SICAME AUSTRALIA PTY LTD | HSC435/TAE | CURRENT
000017247 | CLAMP,TERMINAL,ELECTRICAL CONNECTOR | INSULATION PIERCING;MAIN 6-35 SQ MM INSULATED AL/CU;TAP 4-35 SQ MM BARE;10 SQ MM NOM,200 MM LG;INSULATED COPPER TAIL HOUSE SIDE WITH 15 MM EXPOSED | SICAME | SICAME AUSTRALIA PTY LTD | HSC435/T | CURRENT
000017251 | RELAY,ELECTROMAGNETIC | 110 V AC;30 V DC/110 V AC CONT;10 AMP NOM;2 C/O CONT;BI-STABLE LATCHING OPERATION;PLUG-IN TO RAIL/PANEL MOUNT SOCKET STOCK CODE 16593;PACK OF 1; | HAYMANS | HAYMANS ELECTRICAL | IDCRR2KP-UAC110 | CURRENT
000017253 | SIGN,TRAFFIC | POWERLINE WORKS IN PROGRESS/REDUCE SPEED ;VINYL;BLACK FIGURES;BLACK/YELLOW TOP WITH WHITE/RED BOTTOM;REFLECTIVE;1200 MM LG,900 MM W;C/W 2 ALUMINIUM TUBES;ITEM | APPLETON | APPLETON TRAFFIC EQUIPMENT P/L | TC9916A | PHASING
000017254 | TERMINAL,LUG | EYE TYPE,BI-METAL,CRIMP CONNECTION; FOR 70 SQ MM HVABC CABLE;PACK OF 1, PACK WEIGHT 0.1 KG; | TYCO | TYCO | BG70M12/1 | CURRENT
000017254 | TERMINAL,LUG | EYE TYPE,BI-METAL,CRIMP CONNECTION; FOR 70 SQ MM HVABC CABLE;PACK OF 1, PACK WEIGHT 0.1 KG; | UTILUX |  | BG70M12/1 | CURRENT
000017255 | CLAMP,HOSE | WORM DRIVE TYPE;ALL STAINLESS STEEL; 68 MM TO 85 MM DIA;HEX DRIVE;SPARE CLAMP FOR KIT STOCK CODE 16995;BOX OF 10; | REXEL | REXEL PTY LTD | UTIH043X/10 | PHASING
000017255 | CLAMP,HOSE | WORM DRIVE TYPE;ALL STAINLESS STEEL; 68 MM TO 85 MM DIA;HEX DRIVE;SPARE CLAMP FOR KIT STOCK CODE 16995;BOX OF 10; | UTILUX |  | UTIH4043X/10 | PHASING
000017255 | CLAMP,HOSE | WORM DRIVE TYPE;ALL STAINLESS STEEL; 68 MM TO 85 MM DIA;HEX DRIVE;SPARE CLAMP FOR KIT STOCK CODE 16995;BOX OF 10; | UTILUX |  | H4043X/10 | PHASING
000017255 | CLAMP,HOSE | WORM DRIVE TYPE;ALL STAINLESS STEEL; 68 MM TO 85 MM DIA;HEX DRIVE;SPARE CLAMP FOR KIT STOCK CODE 16995;BOX OF 10; | TRIDON |  | TTM-350P | PHASING
000017256 | SLEEVE,COMPRESSION | FULL TENSION COMPRESSION;COPPER TUBE; COPPER COND;19/.101 TO 19/.104 OR 19/2.75;TO BE MARKED AS PER AS1154-1;U/W HEX COMPRESSION DIE 38-193 CU,STOCK CODE | CABAC | CABAC (MANUFACTURER) | PT95 | CURRENT
000017256 | SLEEVE,COMPRESSION | FULL TENSION COMPRESSION;COPPER TUBE; COPPER COND;19/.101 TO 19/.104 OR 19/2.75;TO BE MARKED AS PER AS1154-1;U/W HEX COMPRESSION DIE 38-193 CU,STOCK CODE | TYCO | TYCO | TJCS1SP/1 | CURRENT
000017256 | SLEEVE,COMPRESSION | FULL TENSION COMPRESSION;COPPER TUBE; COPPER COND;19/.101 TO 19/.104 OR 19/2.75;TO BE MARKED AS PER AS1154-1;U/W HEX COMPRESSION DIE 38-193 CU,STOCK CODE | UTILUX |  | TJCS1SP/1 | CURRENT
000017257 | SLEEVE,COMPRESSION | FULL TENSION COMPRESSION;COPPER TUBE; COPPER COND;19/.104 OR 19/2.75 TO 19/.104 OR 19/2.75;TO BE MARKED AS PER AS1154.1;U/W HEX COMPRESSION DIE 38-193 | ACCULEC | ACCULEC PTY LTD - E18524 | PT95 | CURRENT
000017257 | SLEEVE,COMPRESSION | FULL TENSION COMPRESSION;COPPER TUBE; COPPER COND;19/.104 OR 19/2.75 TO 19/.104 OR 19/2.75;TO BE MARKED AS PER AS1154.1;U/W HEX COMPRESSION DIE 38-193 | TYCO | TYCO | TJCS1SP1/1 | CURRENT
000017257 | SLEEVE,COMPRESSION | FULL TENSION COMPRESSION;COPPER TUBE; COPPER COND;19/.104 OR 19/2.75 TO 19/.104 OR 19/2.75;TO BE MARKED AS PER AS1154.1;U/W HEX COMPRESSION DIE 38-193 | UTILUX |  | TJCS1SP1/1 | CURRENT
000017258 | PANEL TERMINAL,STREET LIGHTING | FOR MAJOR ROAD SLIP BASE POLE;150 MM X 70 MM PANEL SIZE;C/W APPROVED TERMINAL BLOCK & DRIP SHIELD;PACK OF 10,PACK WEIGHT1.0 KG; | MMELEC | MM ELECTRICAL MERCHANDISING | I3SLPSB-ROK | CURRENT
000017258 | PANEL TERMINAL,STREET LIGHTING | FOR MAJOR ROAD SLIP BASE POLE;150 MM X 70 MM PANEL SIZE;C/W APPROVED TERMINAL BLOCK & DRIP SHIELD;PACK OF 10,PACK WEIGHT1.0 KG; | FLOWLINE | FLOWLINE INDUSTRIES PTY LTD | ESQ072 | CURRENT
000017262 | TAPE,INSULATION,ELECTRICAL | PRESSURE SENSITIVE,GP S43;VINYL,BLACK; 100 MM W;15 M LG;CORROSION PROTECTION; THREE PLY PLASTIC TAPE WITH BONDING WHEN OVERLAPPING;15 M ROLL,BOX OF 12, | BLKWOODS | J BLACKWOOD & SON LTD | B-00016241 | CURRENT
000017262 | TAPE,INSULATION,ELECTRICAL | PRESSURE SENSITIVE,GP S43;VINYL,BLACK; 100 MM W;15 M LG;CORROSION PROTECTION; THREE PLY PLASTIC TAPE WITH BONDING WHEN OVERLAPPING;15 M ROLL,BOX OF 12, | PETRO | PETRO COATING SYSTEMS | PK942-100V | CURRENT
000017262 | TAPE,INSULATION,ELECTRICAL | PRESSURE SENSITIVE,GP S43;VINYL,BLACK; 100 MM W;15 M LG;CORROSION PROTECTION; THREE PLY PLASTIC TAPE WITH BONDING WHEN OVERLAPPING;15 M ROLL,BOX OF 12, | BLKWOODS | J BLACKWOOD & SON LTD | B-00016245 | CURRENT
000017262 | TAPE,INSULATION,ELECTRICAL | PRESSURE SENSITIVE,GP S43;VINYL,BLACK; 100 MM W;15 M LG;CORROSION PROTECTION; THREE PLY PLASTIC TAPE WITH BONDING WHEN OVERLAPPING;15 M ROLL,BOX OF 12, | PETRO | PETRO COATING SYSTEMS | 942-30-100 | CURRENT
000017265 | COVER,ELECTRICAL EQUIPMENT | COVER BUSBAR,THREE PHASE SET;FOR REYROLLE LMVP 11 KV BUSBAR;C/W EPOXY COMPOUND; | REYROLLE |  |  | PURCHASE AS REQUIRED
000017270 | INSULATION HOOD | POLYPROPYLENE;BLUE/GREY;152 MM LG,130 MM DIA;WRAPAROUND CONSTRUCTION,C/W 4 SNAP- LOCK FIXINGS;TRACK & UV RESISTANT;PACK WILDLIFE PROTECTOR | TYCO | TYCO | BCAC-P-IC-5D/6(B6) | CURRENT
000017270 | INSULATION HOOD | POLYPROPYLENE;BLUE/GREY;152 MM LG,130 MM DIA;WRAPAROUND CONSTRUCTION,C/W 4 SNAP- LOCK FIXINGS;TRACK & UV RESISTANT;PACK WILDLIFE PROTECTOR | BRITECH | BRI-TECH PTY LTD | GS560-B | CURRENT
000017270 | INSULATION HOOD | POLYPROPYLENE;BLUE/GREY;152 MM LG,130 MM DIA;WRAPAROUND CONSTRUCTION,C/W 4 SNAP- LOCK FIXINGS;TRACK & UV RESISTANT;PACK WILDLIFE PROTECTOR | TECONN | TE CONNECTIVITY LTD | BCAC-P-IC-5D/6(B6) | CURRENT
000017271 | TAPE,INSULATION,ELECTRICAL | SEALING;EPDM PLUS BUTY RUBBER;60 MM W; 5.5 M LG;2 MM THK;UV RESISTANT; | HYLEC | HYLEC PTY LTD | RULLE 2 TAPE | CURRENT
000017272 | INSULATION SLEEVING,ELEC,SPECIAL PURPOSE | Split Sleeve, Grey EPDM, 10mm ID, 2 x 15m Coils per Box | TYCO | TYCO | MVCC-G-10/.40(S30)-001 | CURRENT
000017272 | INSULATION SLEEVING,ELEC,SPECIAL PURPOSE | Split Sleeve, Grey EPDM, 10mm ID, 2 x 15m Coils per Box | QLDRUBB |  | QR GREY 10 MM ID | CURRENT
000017273 | INSULATION SLEEVING,ELEC,SPECIAL PURPOSE | Split Sleeve, Grey EPDM, 20mm ID, 1 x 15m Coil per Box | TYCO | TYCO | CN3822-000 | CURRENT
000017273 | INSULATION SLEEVING,ELEC,SPECIAL PURPOSE | Split Sleeve, Grey EPDM, 20mm ID, 1 x 15m Coil per Box | QLDRUBB |  | ELELC15B | CURRENT
000017273 | INSULATION SLEEVING,ELEC,SPECIAL PURPOSE | Split Sleeve, Grey EPDM, 20mm ID, 1 x 15m Coil per Box | TYCO | TYCO | MVCC-G-19/.75(S15)-001 | CURRENT
000017275 | TRANSFORMER,DISTRIBUTION | 11 KV;49 KVA;3 PHASE;POLE BOLT MTG;BSH HV 90 LV BSH;R-TEMP FLUID INSULATED; ;ONAN;TTN 11;11 KV/433-250 V,PAINTED 3CR12 TANK;WEIGHT 520 KG; | WILSON | WILSON TRANSFORMER CO. PTY LTD | 49 KVA | STRATEGIC SPARE
000017279 | EARTHING EQUIPMENT | PORTABLE;OUTDOOR;SUBSTN;11 KV-33 KV; 3 PHASE;TO COMMON EARTH TAIL;C/W BAYONET STYLE PHASE CLAMP-10-85 MM RANGE;" T " BAR STYLE EARTH CLAMP;2-30 MM RANGE;CU | THEWMCAN | TMAC THEW & MCCANN GROUP | 17279 | CURRENT
000017279 | EARTHING EQUIPMENT | PORTABLE;OUTDOOR;SUBSTN;11 KV-33 KV; 3 PHASE;TO COMMON EARTH TAIL;C/W BAYONET STYLE PHASE CLAMP-10-85 MM RANGE;" T " BAR STYLE EARTH CLAMP;2-30 MM RANGE;CU | HAYMANS | HAYMANS ELECTRICAL | T&MGR0J3C6.0C02TB | CURRENT
000017279 | EARTHING EQUIPMENT | PORTABLE;OUTDOOR;SUBSTN;11 KV-33 KV; 3 PHASE;TO COMMON EARTH TAIL;C/W BAYONET STYLE PHASE CLAMP-10-85 MM RANGE;" T " BAR STYLE EARTH CLAMP;2-30 MM RANGE;CU | THEWMCAN | TMAC THEW & MCCANN GROUP | GR0J3C6.0C02TBZ. | CURRENT
000017281 | BAG,PLASTIC | DISPOSAL BAG;100 UM THK; 700 MM LG,460 MM W;PRINTED ON BAG CONTAMINATED WASTE;PACK OF 200, PACK WEIGHT 10 KG; | ABSORBEN | ABSORB ENVIROMENTAL SOLUTIONS | BAT | CURRENT
000017282 | DRAIN,COVER | YELLOW PVC MAT;107 CM W X 107 CM LG X 1 CM THK;COVERS DRAIN TO BLOCK HAZARDOUS SPILLS; ADHERES TO SURFACES AROUND DRAINS;OVERLAP TO SEAL LARGER | ALLENS | ALLENS INDUSTRIAL PRODUCTS PTY LTD | 853693 | CURRENT
000017283 | ABSORBENT MATERIAL,SPILL CLEANUP | SPILL CLEANUP ABSORB BIO-ACTIVE ORGANIC BOOM;3 M X 75 MM;FOR OIL SPILLS;PACK OF 4,PACK WEIGHT 5 KG; | ALLENS | ALLENS INDUSTRIAL PRODUCTS PTY LTD | ES-SOAU-75-3 | CURRENT
000017283 | ABSORBENT MATERIAL,SPILL CLEANUP | SPILL CLEANUP ABSORB BIO-ACTIVE ORGANIC BOOM;3 M X 75 MM;FOR OIL SPILLS;PACK OF 4,PACK WEIGHT 5 KG; | ABSORBEN | ABSORB ENVIROMENTAL SOLUTIONS | AES 300 | CURRENT
000017285 | ABSORBENT MATERIAL,SPILL CLEANUP | SPILL CLEANUP ABSORBENT PAD ORGANIC; 470 MM X 470 MM X 200 GSM;FOR OIL SPILLS TYPE;PACK OF 200,PACK WEIGHT 5 KG; | ABSORBEN | ABSORB ENVIROMENTAL SOLUTIONS | PAD 125 | CURRENT
000017286 | ABSORBENT MATERIAL,SPILL CLEANUP | SPILL CLEANUP PREMIUM ORGANIC ABSORBENT; ;FOR OIL SPILLS;10 KG BAG; | ABSORBEN | ABSORB ENVIROMENTAL SOLUTIONS | AES PFS | CURRENT
000017286 | ABSORBENT MATERIAL,SPILL CLEANUP | SPILL CLEANUP PREMIUM ORGANIC ABSORBENT; ;FOR OIL SPILLS;10 KG BAG; | ENGUARD |  | 100-060 | CURRENT
000017291 | TAPE,BARRICADE | Red & White, 76mm W x 0.05 Thk, Printed DANGER DO NOT ENTER, 100m Roll, use in Oil Spill Kits, Carton of 36 | IDENMARK | IDENTIMARK SOLUTIONS - 310679 | S2096-100 | CURRENT
000017291 | TAPE,BARRICADE | Red & White, 76mm W x 0.05 Thk, Printed DANGER DO NOT ENTER, 100m Roll, use in Oil Spill Kits, Carton of 36 | ARTCRAFT | ARTCRAFT PTY LTD | ENERGE-17291 | CURRENT
000017291 | TAPE,BARRICADE | Red & White, 76mm W x 0.05 Thk, Printed DANGER DO NOT ENTER, 100m Roll, use in Oil Spill Kits, Carton of 36 | RMS | RELAY MONITORING SYSTEMS PL | 17291 | CURRENT
000017293 | RELAY,INVERSE: | PLUG-IN SWITCH, 40 AMP | LANDISGY | LANDIS GYR (AUST) PTY LTD | 316.071.00000 17293 | CURRENT
000017293 | RELAY,INVERSE: | PLUG-IN SWITCH, 40 AMP | ENERMET | ENERMET | R316071-00000 | CURRENT
000017310 | OVERALLS,WOMEN'S | BIB & BRACE;COTTON 100%,290 GSM APPROX; NAVY;VARIOUS SIZES;STYLE & MFR TO ENERGEX SAMPLE,C/W ENERGEX LOGO; | TOPLEVEL |  | TO TOP L | PHASING
000017312 | COMPOUND CLEANING,SOLVENT | GENERAL PURPOSE CLEANER/SOLVENT FOR CLEANING SURFACES PROIR TO APPLICATION; 4 L CAN;U/W STOCK CODE 17311 (BELZONA 2221) & STOCK CODE 17313 (BELZONA 2921) | BELZONA |  | 9111 | PHASING
000017314 | SEALING COMPOUND | MULTI PURPOSE;POLYMER;SOLID STICK; REPAIR STICK USED FOR OIL SEALING LEAKS, REPAIRS METAL SURFACES;110 G,PACK OF 12; HAND-KNEADABLE,NON-RUSTING, | BLKWOOD | J BLACKWOOD & SON LTD | 00816918 | CURRENT
000017314 | SEALING COMPOUND | MULTI PURPOSE;POLYMER;SOLID STICK; REPAIR STICK USED FOR OIL SEALING LEAKS, REPAIRS METAL SURFACES;110 G,PACK OF 12; HAND-KNEADABLE,NON-RUSTING, | BLKWOODS | J BLACKWOOD & SON LTD | 00816918/9300697109491 | CURRENT
000017314 | SEALING COMPOUND | MULTI PURPOSE;POLYMER;SOLID STICK; REPAIR STICK USED FOR OIL SEALING LEAKS, REPAIRS METAL SURFACES;110 G,PACK OF 12; HAND-KNEADABLE,NON-RUSTING, | SELLEYS |  | SK1110 | CURRENT
000017315 | SEALING COMPOUND | STEEL;GREY;SOLID FORM;FOR TEMPORARY REPAIR OF FUEL OIL LEAKS,TRANSMISSIONS, OIL FILLED TRANSFORMERS ETC;STOPS LEAKS WITHOUT DRAINING;WILL SEAL AGAINST WATER | ATOMSUPP | ATOM SUPPLY | 90300014 | CURRENT
000017315 | SEALING COMPOUND | STEEL;GREY;SOLID FORM;FOR TEMPORARY REPAIR OF FUEL OIL LEAKS,TRANSMISSIONS, OIL FILLED TRANSFORMERS ETC;STOPS LEAKS WITHOUT DRAINING;WILL SEAL AGAINST WATER | STATEWD | STATEWIDE FSTNERS & ENG SPLS PL | LOS | CURRENT
000017317 | SLEEVE,COMPRESSION | FT, HDBC, 7/0.104" (Imp), Hex Die 10.4mm A/F, Cu, Utilux p/n TGCS2, for use on this cable only (P50) (scm) | TYCO | TYCO | TGCS2/1 | CURRENT
000017319 | LABEL | Link Pillar Sticker, "LP", Self Adhesive Vinyl & 3M Scotchcal, 150 x 50mm, 30mm Black Text on Yellow Reflective B/Ground, Pack of 100 | ARTCRAFT | ARTCRAFT PTY LTD | 17319 | CURRENT
000017319 | LABEL | Link Pillar Sticker, "LP", Self Adhesive Vinyl & 3M Scotchcal, 150 x 50mm, 30mm Black Text on Yellow Reflective B/Ground, Pack of 100 | CUTLER | CUTLER BRANDS PTY LTD | ENERGE-17319 | CURRENT
000017320 | SIGN | (LOGO)ENERGEX-SUBSTATION-(IDENTIFICATION BLANK); ALUMINIUM; 900x600x2 MM; BLACK BACKGROUND; WHITE LETTERS, COLOUR LOGO; FOR ZONE SUBSTATIONS;SUBSTATION | ARTCRAFT | ARTCRAFT PTY LTD | SE05502-Q | CURRENT
000017321 | ROD,GROUND | STEEL,COPPERBONDED;1800 MM LG;13 MM DIA; EXTENDABLE; BUNDLE OF 10 ONLY; PALLET 500,PALLET WGHT 950 KG; MAY BE EITHER HAND OR MACHINE DRIVEN; | FULTON | FULTON INDUSTRIES PL | 08-CPR1318 | CURRENT
000017321 | ROD,GROUND | STEEL,COPPERBONDED;1800 MM LG;13 MM DIA; EXTENDABLE; BUNDLE OF 10 ONLY; PALLET 500,PALLET WGHT 950 KG; MAY BE EITHER HAND OR MACHINE DRIVEN; | BRITECH | BRI-TECH PTY LTD | CER1318S | CURRENT
000017321 | ROD,GROUND | STEEL,COPPERBONDED;1800 MM LG;13 MM DIA; EXTENDABLE; BUNDLE OF 10 ONLY; PALLET 500,PALLET WGHT 950 KG; MAY BE EITHER HAND OR MACHINE DRIVEN; | PLP AUST | PREFORMED LINE PRODUCTS (AUST) | CBE-127-1800 | CURRENT
000017321 | ROD,GROUND | STEEL,COPPERBONDED;1800 MM LG;13 MM DIA; EXTENDABLE; BUNDLE OF 10 ONLY; PALLET 500,PALLET WGHT 950 KG; MAY BE EITHER HAND OR MACHINE DRIVEN; | ERICO | ERICO PTY LTD | 611360 | CURRENT
000017321 | ROD,GROUND | STEEL,COPPERBONDED;1800 MM LG;13 MM DIA; EXTENDABLE; BUNDLE OF 10 ONLY; PALLET 500,PALLET WGHT 950 KG; MAY BE EITHER HAND OR MACHINE DRIVEN; | DULMISON | DULMISON (AUST) PTY LTD | CCE1318 | CURRENT
000017322 | BENTONITE | CALCIUM;GRANULAR;50/50 MIXTURE WITH GYPSUM;20 KG BAG,50 BAG PER PALLET; NATURAL OCCURING CLAY,TO CREATE & SEAL A SLURRY WHEN MIXED W/WATER, | TYCO | TYCO | EARTH5050 | CURRENT
000017322 | BENTONITE | CALCIUM;GRANULAR;50/50 MIXTURE WITH GYPSUM;20 KG BAG,50 BAG PER PALLET; NATURAL OCCURING CLAY,TO CREATE & SEAL A SLURRY WHEN MIXED W/WATER, | PLP AUST | PREFORMED LINE PRODUCTS (AUST) | EARTH5050 | CURRENT
000017322 | BENTONITE | CALCIUM;GRANULAR;50/50 MIXTURE WITH GYPSUM;20 KG BAG,50 BAG PER PALLET; NATURAL OCCURING CLAY,TO CREATE & SEAL A SLURRY WHEN MIXED W/WATER, | DULMISON | DULMISON (AUST) PTY LTD | EARTH5050 | CURRENT
000017324 | LABEL | 3M SCOTCHLITE PLUS REFLECTIVE SHEETING 680 SERIES CLASS 2;PLUS APPLICATION PAPER; WHITE BACKGROUND;ENERGEX; SELF ADHESIVE;350 MM LG, 75 MM W; | CUTLER | CUTLER BRANDS PTY LTD | ENERGE-17324 | PHASING
000017327 | LABEL | 3M PRESSURE SENSITIVE CLEAR VINYL;FOR ENQUIRIES CALL 13 12 53;WHITE PRINT;SELF ADHESIVE;320 MM LG,30 MM W; PACK OF 10; | CUTLER | CUTLER BRANDS PTY LTD | ENERGE-17327 | PHASING
000017328 | LABEL | SCREEN PRINTED ON 3M PRESSURE SENSITIVE CLEAR VINYL (CONTROLTAC);LEGEND-ENERGEX LOGO & NAME;WHITE PRINT;SELF ADHESIVE; 155 MM LG 7O MM W;LOGO BLUE & GREEN | ARTCRAFT | ARTCRAFT PTY LTD | 17328 | CURRENT
000017328 | LABEL | SCREEN PRINTED ON 3M PRESSURE SENSITIVE CLEAR VINYL (CONTROLTAC);LEGEND-ENERGEX LOGO & NAME;WHITE PRINT;SELF ADHESIVE; 155 MM LG 7O MM W;LOGO BLUE & GREEN | CUTLER | CUTLER BRANDS PTY LTD | ENERGE-17328 | CURRENT
000017329 | LABEL | SCREEN PRINTED ON 3M PRESSURE SENSITIVE CLEAR VINYL (CONTROLTAC);LEGEND-ENERGEX LOGO & NAME;BLACK PRINT;SELF ADHESIVE; 155 MM LG,7O MM W;LOGO BLUE & GREEN | ARTCRAFT | ARTCRAFT PTY LTD | SE06495-Q | PHASING
000017329 | LABEL | SCREEN PRINTED ON 3M PRESSURE SENSITIVE CLEAR VINYL (CONTROLTAC);LEGEND-ENERGEX LOGO & NAME;BLACK PRINT;SELF ADHESIVE; 155 MM LG,7O MM W;LOGO BLUE & GREEN | CUTLER | CUTLER BRANDS PTY LTD | ENERGE-17329 | PHASING
000017330 | SIGN | (ENERGEX LOGO) LEGEND - AUTHORISED CONTRACTOR WORKING WITH ENERGEX; MAGNETIC RUBBER;SCREEN PRINTED, BACKGROUND DARK BLUE (PMS289),LOGO | ARTCRAFT | ARTCRAFT PTY LTD | SE-056-99 | PURCHASE AS REQUIRED
000017330 | SIGN | (ENERGEX LOGO) LEGEND - AUTHORISED CONTRACTOR WORKING WITH ENERGEX; MAGNETIC RUBBER;SCREEN PRINTED, BACKGROUND DARK BLUE (PMS289),LOGO | COLOURCR |  | 102568 | PURCHASE AS REQUIRED
000017332 | CABLE,POWER,ELECTRICAL | 33 KV;400 SQ MM;COPPER CONDUCTOR; SINGLE CORE;(XLPELYHDPE);AS1206; ITEM ENTERED AT 0 DOLLAR VALUE;$45.00 (EST) PER METRE;ITEM HELD AT BILSEN RD; | OLEX | OLEX AUSTRALIA PTY LTD | XNQP28RP001CXAA | STRATEGIC SPARE
000017333 | CABLE,POWER,ELECTRICAL | 33 KV;630 SQ MM;COPPER CONDUCTOR;SINGLE CORE;XLPELYHDPE;AS1206;DRUM SIZE SHALL NOT EXCEED 2400 DIA,1250 W OR 5.0 TONNES W/O ENERGEX ACCEPTANCE,108 MM SPINDLE | OLEX | OLEX AUSTRALIA PTY LTD | XNQP32RP001CXAA | PURCHASE AS REQUIRED
000017334 | CABLE,POWER,ELECTRICAL | 33 KV;800 SQ MM;COPPER CONDUCTOR;SINGLE CORE;XLPELYHDPE;AS1206;DRUM SIZE SHALL NOT EXCEED 2400 DIA,1250 W OR 5.0 TONNES W/O ENERGEX ACCEPTANCE,108 MM SPINDLE | OLEX | OLEX AUSTRALIA PTY LTD | XNQP33RP001CXAA | PURCHASE AS REQUIRED
000017335 | CABLE,COVER | RUBBER INSERT;FOR USE WITH HELICAL SERVCE FITTINGS;TO SUIT DOUBLE INSULATION;NS CABLE,16 SQ MM,7/1.70 MM 3 & 4 COND/7/1.70 MM 2 COND;PACK OF 10, | TYCO | TYCO | 17335 | CURRENT
000017335 | CABLE,COVER | RUBBER INSERT;FOR USE WITH HELICAL SERVCE FITTINGS;TO SUIT DOUBLE INSULATION;NS CABLE,16 SQ MM,7/1.70 MM 3 & 4 COND/7/1.70 MM 2 COND;PACK OF 10, | PLP AUST | PREFORMED LINE PRODUCTS (AUST) | NS-D14-20 | CURRENT
000017335 | CABLE,COVER | RUBBER INSERT;FOR USE WITH HELICAL SERVCE FITTINGS;TO SUIT DOUBLE INSULATION;NS CABLE,16 SQ MM,7/1.70 MM 3 & 4 COND/7/1.70 MM 2 COND;PACK OF 10, | DULMISON | DULMISON (AUST) PTY LTD | 020013 | CURRENT
000017336 | CABLE,COVER | RUBBER INSERT;FOR USE WITH HELICAL SERVICE FITTINGS;TO SUIT DOUBLE INSULATED,P.W.C.;16 SQ MM,7/1.70 MM 2 COND;PACK OF 10;U/W STOCK CODE 06459; | TYCO | TYCO | 17336 | CURRENT
000017336 | CABLE,COVER | RUBBER INSERT;FOR USE WITH HELICAL SERVICE FITTINGS;TO SUIT DOUBLE INSULATED,P.W.C.;16 SQ MM,7/1.70 MM 2 COND;PACK OF 10;U/W STOCK CODE 06459; | PLP AUST | PREFORMED LINE PRODUCTS (AUST) | NS-D14-140 | CURRENT
000017337 | LINK,BRIDGING | E-Link, Electrical Bridging, for Star Connection of Current Terminals, for Meter Test Block | EUGAQUIP |  | TB071BL | CURRENT
000017338 | CONVERTER,FREQUENCY,STATIC | SIGNAL GENERATION EQUIPMENT;30 KVA, SFU-I/103;C/W 2 OUTPUTS INCLUDING AMMETERS & ISOLATOR SWITCHES; | ENERMET | ENERMET | 170 001-10003 | PHASING
000017339 | CONVERTER,FREQUENCY,STATIC | SIGNAL GENERATION EQUIPMENT;60 KVA, SFU-I/203;C/W 2 OUTPUTS INCLUDING 6 AMMETERS & ISOLATOR SWITCHES; | ENERMET | ENERMET | 170 001-10003 | PHASING
000017349 | LABEL | Service Pillar Sticker, Blank, Self Adhesive 3M Scotchlite, 50 x 190mm, Reflective Sheeting Series 3930, Pack of 100 | ARTCRAFT | ARTCRAFT PTY LTD | 17349 | CURRENT
000017349 | LABEL | Service Pillar Sticker, Blank, Self Adhesive 3M Scotchlite, 50 x 190mm, Reflective Sheeting Series 3930, Pack of 100 | CUTLER | CUTLER BRANDS PTY LTD | ENERGE-17349 | CURRENT
000017349 | LABEL | Service Pillar Sticker, Blank, Self Adhesive 3M Scotchlite, 50 x 190mm, Reflective Sheeting Series 3930, Pack of 100 | ES | QUALITY ENGRAVING SERVICES PTY LTD | 17349 | CURRENT
000017350 | TRANSFORMER,POWER | 110 KV/33 KV/11 KV;80 MVA;3 PHASE; GROUND MTG;BSH HV 180 LV AIR;MINERAL OIL INSULATED;ODAF;YNYN OD 11; AS2374-1982; | WILSON | WILSON TRANSFORMER CO. PTY LTD |  | PHASING
000017352 | METERING COMMUNICATIONS UNIT | COMMUNICATIONS SYSTEM;FOR REMOTE READING OF VARIOUS TYPES OF ELECTRICITY METERS; C/W CELLULAR TELEPHONE TRANSCEIVER, INLINE POWER,DATA CABLE WITH DB9 | OZDATA | OZ DATA | OZAMR09 | STRATEGIC SPARE
000017352 | METERING COMMUNICATIONS UNIT | COMMUNICATIONS SYSTEM;FOR REMOTE READING OF VARIOUS TYPES OF ELECTRICITY METERS; C/W CELLULAR TELEPHONE TRANSCEIVER, INLINE POWER,DATA CABLE WITH DB9 | INTERCEL | INTERCEL PTY LTD | ASSSAM10EEGX | STRATEGIC SPARE
000017355 | TRANSFORMER,METERING | OUTDOOR TYPE;POLE MTD;11/12 KV;OIL FILLED TANK;HV FUSES INSIDE TANK;2 CT'S, CLASS 0.5 ME2;15 VA;RATIO 200/50/5 AMP;2 VT'S,"V"CONFIGURATION,CLASS 0.5M OUTPUT | NU-LEC | NU-LEC | OUTDOOR TYPE* | PHASING
000017357 | LABEL | SUPER VINYL V-90,GREY BACKGROUND,WHITE FIELD,WHITE MATT PERMANENT 160 GSM; LEGEND-ENERGEX & LOGO,GROUP PANEL WIRED TO DWG NO.;BLACK PRINT;BACK SPLIT SELF | ARTCRAFT | ARTCRAFT PTY LTD |  | PHASING
000017357 | LABEL | SUPER VINYL V-90,GREY BACKGROUND,WHITE FIELD,WHITE MATT PERMANENT 160 GSM; LEGEND-ENERGEX & LOGO,GROUP PANEL WIRED TO DWG NO.;BLACK PRINT;BACK SPLIT SELF | A&A ART |  |  | PHASING
000017362 | LABEL | SUPER VINYL V-90,GREY BACKGROUND,WHITE FIELD,WHITE MATT PERMANENT 160 GSM; LEGEND-PLANT NO.LABEL,PROPERTY OF ENERGEX & LOGO;BLACK PRINT;BACK SPLIT | ARTCRAFT | ARTCRAFT PTY LTD |  | PHASING
000017362 | LABEL | SUPER VINYL V-90,GREY BACKGROUND,WHITE FIELD,WHITE MATT PERMANENT 160 GSM; LEGEND-PLANT NO.LABEL,PROPERTY OF ENERGEX & LOGO;BLACK PRINT;BACK SPLIT | A&A ART |  |  | PHASING
000017366 | RESISTOR,ADJUSTABLE | 20 OHMS;20 W;FOR USE WITH INTERPOSING CT STOCK CODE 17365 IN THERMAL IMAGING CIRCUIT OF WTI STOCK CODE 16339; | CYNEBAR | CYNEBAR TRUSTEE FOR NYDAL TRADING TRUST | 8DGAD3 20OHMS | CURRENT
000017366 | RESISTOR,ADJUSTABLE | 20 OHMS;20 W;FOR USE WITH INTERPOSING CT STOCK CODE 17365 IN THERMAL IMAGING CIRCUIT OF WTI STOCK CODE 16339; | IRH |  |  | CURRENT
000017367 | CABLE,FIBRE OPTIC | DUPLEX;POLYMER;FOR USE WITH RS485 INTERFACE & SICAM CONTROLLERS;500 METRES PER ROLL;REFER STOCK CODE 17368 FOR DUPLEX CONNECTOR & STOCK CODE 17369 | DIGILIN |  | PGU-CD1002-22E | CURRENT
000017368 | CONNECTOR,CABLE,ELECTRICAL | FIBRE OPTIC;DUPLEX;FOR USE WITH DUPLEX POLYMER FIBRE OPTIC CABLE STOCK CODE 17367 & POLISHING KIT STOCK CODE 17369, 2 POLISHING KITS PER 25 CONNECTORS REQD; | DIGILIN |  | 4506 | CURRENT
000017369 | PLATE,POLISHING,FIBRE OPTICS | FIBRE OPTIC CABLE/CONNECTOR POLISHING; PACK C/W 1 SHEET OF EMERY PAPER,1 X PINK PLASTIC SHEET AND 1 PLASTIC LUG;2 KITS REQUIRED PER 25 CONNECTORS,FOR FIBRE | DIGILIN |  | 4593 | CURRENT
000017370 | LABEL | Vinyl Yellow Backround, Legend-Energex & Logo,THE BREAKING OF SEALS IS AN OFFENCE Black Print, Self-Adhesive, 135mm Lg, 30mm W, Supplied as individual labels, | ARTCRAFT | ARTCRAFT PTY LTD | SE06995-Q | CURRENT
000017370 | LABEL | Vinyl Yellow Backround, Legend-Energex & Logo,THE BREAKING OF SEALS IS AN OFFENCE Black Print, Self-Adhesive, 135mm Lg, 30mm W, Supplied as individual labels, | CUTLER | CUTLER BRANDS PTY LTD | ENERGE-17370 | CURRENT
000017371 | WRENCH,RATCHET | METRIC;SINGLE ENDED;REVERSIBLE RATCHET; 13 MM & 17 MM SOCKETS;PLASTIC HANDLE, 250/260 MM;6 SIDED SOCKET | SICAME | SICAME AUSTRALIA PTY LTD | RPS13/17-6H | CURRENT
000017371 | WRENCH,RATCHET | METRIC;SINGLE ENDED;REVERSIBLE RATCHET; 13 MM & 17 MM SOCKETS;PLASTIC HANDLE, 250/260 MM;6 SIDED SOCKET | DULMISON | DULMISON (AUST) PTY LTD | IBLS-6LONG | CURRENT
000017372 | SWITCH FUSE GEAR | 12 KV;3 PHASE;630 AMP RMU;WITH TWO 630 AMP SW & TWO 200 AMP TEE-OFF CB'S;SF6 INSUL;METAL CLAD INDOOR NON-EXT SCHNEIDER RM6,CABLE BOXES C/W GLAND | MERLGERN |  | RM6 | PURCHASE AS REQUIRED
000017373 | SWITCH FUSE GEAR | 12 KV;3 PHASE;630 AMP RMU;WITH THREE 630 AMP SW & ONE 200 AMP TEE-OFF CB; SF6 INSUL; | MERLGERN |  | RM6 | PURCHASE AS REQUIRED
000017374 | SWITCH FUSE GEAR | 12 KV;3 PHASE;630 AMP RMU;THREE 630 AMP SWITCHES;SF6 INSUL;METAL CLAD INDOOR NON-EXT SCHNEIDER RM6,CABLE BOXES C/W GLAND PLATES; | MERLGERN |  | RM6 | PURCHASE AS REQUIRED
000017375 | SWITCH FUSE GEAR | 12 KV;3 PHASE;630 AMP RMU;WITH TWO 630 AMP SW & ONE 200 AMP TEE-OFF CB;SF6 INSUL;METAL CLAD INDOOR NON-EXT SCHNEIDER RM6,CABLE BOXES C/W GLAND | MERLGERN |  | RM6 | PURCHASE AS REQUIRED
000017376 | BOLT,MACHINE | STAINLESS STEEL,GDE 304;PAN PHILLIPS HD; M4;ISO M;50 MM LG;C/W HEX NUT & WASHER; AS2837/AS1449 (MATERIAL),AS1111/DIN 931 (DIMENSIONS);BOX OF 100; | STATEWD | STATEWIDE FSTNERS & ENG SPLS PL | MTESS4M450 | CURRENT
000017377 | JUNCTION BOX. | PVC;BLACK;C/W 2 X 17 MM,2 X 26 MM & 1 X 52 X 31 OVAL ENTRIES;C/W KIT CONTAINING DESSICANT PACK,3 HEAT SHRINK SLEEVES, GLASSPAPER,ALCHOL WIPE,BUTYL TAPE,BRANCH | VELNAH | VELNAH PTY LIMITED EAST RYDE NSW | JEDL242501 | PHASING
000017378 | LABEL | GRAVOPLY 2;LEGEND-ENERGEX SERVICE FUSE INSIDE;BLACK PRINT 6 MM H,ON WHITE BACKGOUND;SELF ADHESIVE;50 MM LG, 25 MM W; | UES | UTILITY ENGRAVING & SIGNS | 17378 | PHASING
000017378 | LABEL | GRAVOPLY 2;LEGEND-ENERGEX SERVICE FUSE INSIDE;BLACK PRINT 6 MM H,ON WHITE BACKGOUND;SELF ADHESIVE;50 MM LG, 25 MM W; | ENERGEX | ENERGEX |  | PHASING
000017379 | TRANSFORMER,DISTRIBUTION | 11 KV;315 KVA;3 PHASE;GROUND MTG;AIR HV 180 LV BSH;MINERAL OIL INSULATED;ONAN; DYN 11;7 TAP SWITCH POSITIONS;LV CABLE BOX & HV CABLE BOX FITTED;WEIGHT 3390; | TYREE | TYREE INDUSTRIES PL MITTAGONG NSW | 315 KVA | CURRENT
000017380 | CABLE BOX. | LOW VOLTAGE;AIR INSULATED;BOTTOM ENTRY; TO SUIT ABB 315 KVA & 500 KVA GROUND TRANSFORMERS; | ABB | ABB FAN PTY LTD |  | PURCHASE AS REQUIRED
000017382 | ADAPTOR,FUSE LINK | BRACKET;FOR USE WITH THREE PHASE SERVICE BRACKETS,(STOCK CODE 16576) & SINGLE PHASE BRACKET (STOCK CODE 16575) INSTALLED BEFORE APRIL 1998 & POLE | SICAME | SICAME AUSTRALIA PTY LTD | PFVAB1 | CURRENT
000017383 | SIGN | Kerb Marker, 150 x 100mm, ENERGEX ELECTRIC CABLE, Cast Al, Raised lettering 2mm H, c/w 2 Lugs for Fixing into Concrete Base, (P100) | HTDKERB | HTD KERBMARKERS AUSTRALIA | EGX004-17383 | CURRENT
000017383 | SIGN | Kerb Marker, 150 x 100mm, ENERGEX ELECTRIC CABLE, Cast Al, Raised lettering 2mm H, c/w 2 Lugs for Fixing into Concrete Base, (P100) | RMS | RELAY MONITORING SYSTEMS PL | 17383 | CURRENT
000017383 | SIGN | Kerb Marker, 150 x 100mm, ENERGEX ELECTRIC CABLE, Cast Al, Raised lettering 2mm H, c/w 2 Lugs for Fixing into Concrete Base, (P100) | DRAWING | DRAWING NO | 10933-A3 | CURRENT
000017384 | TRANSFORMER,POWER | 33 KV/11 KV;15 MVA;3 PHASE;GROUND MTG BSH HV 90 LV AIR;MINERAL OIL INSULATED; ONAN;DYN 11;AS2374; | WILSON | WILSON TRANSFORMER CO. PTY LTD |  | PURCHASE AS REQUIRED
000017385 | TRANSFORMER,POWER | 33 KV/11 KV;25 MVA;3 PHASE;GROUND MTG; BSH HV 90 LV AIR;MINERAL OIL INSULATED; ONAF;DYN 11;AS2374; | WILSON | WILSON TRANSFORMER CO. PTY LTD |  | PHASING
000017386 | TRANSFORMER,POWER | 110 KV/33 KV/11 KV;60 MVA;3 PHASE;GROUND MTG;BSH HV 180 LV AIR;MINERAL OIL INSULATED;ODAF;YNYNOD11;AS2374; | WILSON | WILSON TRANSFORMER CO. PTY LTD |  | PHASING
000017387 | TRANSFORMER,POWER | 132 KV/33 KV/11 KV;60 MVA;3 PHASE;GROUND MTG;BSH HV 180 LV AIR;MINERAL OIL INSULATED;ODAF;YNYNOD11;AS2374; | WILSON | WILSON TRANSFORMER CO. PTY LTD |  | PHASING
000017391 | BOOTS,SAFETY | Oliver, Men's Full Ankle, Beige/Brown, Elastic Sided, Suede Leather, Steel Toe, PU Sole, EH Resistant, Sizes 4 to 13, Half Sizes 6.5 to 10.5 | OLIVER | OLIVER FOOTWEAR | WB 34-624 | CURRENT
000017391 | BOOTS,SAFETY | Oliver, Men's Full Ankle, Beige/Brown, Elastic Sided, Suede Leather, Steel Toe, PU Sole, EH Resistant, Sizes 4 to 13, Half Sizes 6.5 to 10.5 | BLKWOOD | J BLACKWOOD & SON LTD | 34-624 | CURRENT
000017392 | BOOTS,SAFETY | Oliver, Men's Full Ankle, Black, Elastic Sided, Full Grain Leather, Steel Toe, PU Sole, EH Resistant, Sizes 4 to 13, Half Sizes 6.5 to 10.5 | BLKWOOD | J BLACKWOOD & SON LTD | 34-620 | CURRENT
000017392 | BOOTS,SAFETY | Oliver, Men's Full Ankle, Black, Elastic Sided, Full Grain Leather, Steel Toe, PU Sole, EH Resistant, Sizes 4 to 13, Half Sizes 6.5 to 10.5 | OLIVER | OLIVER FOOTWEAR | WB 34-620 | CURRENT
000017393 | BOOTS,SAFETY | Oliver, Men's Full Ankle, Wheat, Lace Up, Nubuck Leather, Steel Toe, PU/TPU Sole, EH Resistant, Sizes 4 to 13, Half Sizes 6.5 to 10.5 | OLIVER | OLIVER FOOTWEAR | WB 34-632 | CURRENT
000017393 | BOOTS,SAFETY | Oliver, Men's Full Ankle, Wheat, Lace Up, Nubuck Leather, Steel Toe, PU/TPU Sole, EH Resistant, Sizes 4 to 13, Half Sizes 6.5 to 10.5 | BLKWOOD | J BLACKWOOD & SON LTD | 34-632 | CURRENT
000017394 | BOOTS,SAFETY | Oliver, 150mm Full Ankle, Brown, Lace Up, Leather, Steel Toe, PU Sole, Slip Resistant, Anti-Static, Sizes 4 to 14, Half Sizes 6.5 to 12.5 | BLKWOOD | J BLACKWOOD & SON LTD | 55-337 | CURRENT
000017394 | BOOTS,SAFETY | Oliver, 150mm Full Ankle, Brown, Lace Up, Leather, Steel Toe, PU Sole, Slip Resistant, Anti-Static, Sizes 4 to 14, Half Sizes 6.5 to 12.5 | OLIVER | OLIVER FOOTWEAR | AT 55-337 | CURRENT
000017395 | BOOTS,SAFETY | Oliver, 150mm, Wheat, Lace Up, Nubuck Leather, Composite Toe, PU/TPU Sole, EH Resistant, Sizes 4 to 14, Half Sizes 6.5 to 10.5 | BLKWOOD | J BLACKWOOD & SON LTD | 45-632 | CURRENT
000017395 | BOOTS,SAFETY | Oliver, 150mm, Wheat, Lace Up, Nubuck Leather, Composite Toe, PU/TPU Sole, EH Resistant, Sizes 4 to 14, Half Sizes 6.5 to 10.5 | OLIVER | OLIVER FOOTWEAR | AT 45-632 | CURRENT
000017396 | GUMBOOT | Bata, 400mm Utility Safety Gumboot, Black/Red, Steel Toe, PVC Waterproof, Sizes 5 to 13 | BATA | BATA AUSTRALIA | 892-65190 | CURRENT
000017396 | GUMBOOT | Bata, 400mm Utility Safety Gumboot, Black/Red, Steel Toe, PVC Waterproof, Sizes 5 to 13 | BLKWOODS | J BLACKWOOD & SON LTD | 892-65190 | CURRENT
000017398 | LABEL | Sticker, Energex & Ergon Energy Logo, "NETWORK DEVICE, METER READER DO NOT READ", Self Adhesive Super Vinyl V-90 or Equiv, 90 x 30mm, Black Text on Yellow | ARTCRAFT | ARTCRAFT PTY LTD | 17398 | CURRENT
000017398 | LABEL | Sticker, Energex & Ergon Energy Logo, "NETWORK DEVICE, METER READER DO NOT READ", Self Adhesive Super Vinyl V-90 or Equiv, 90 x 30mm, Black Text on Yellow | CUTLER | CUTLER BRANDS PTY LTD | ENERGE-17398 | CURRENT
000017399 | SWITCH FUSE GEAR | 12 KV;3 PHASE;3 X 630 AMP MOTORISED (24VDC) SWITCHES;4 X 200 AMP FUSE SWITCHES;AIR INSULATED FUSES;INDOOR, EXTENSIBLE;FLUOKIT M24; | ALSTOM | ALSTOM GRID AUSTRALIA LIMITED | FLUOKIT M24 | PURCHASE AS REQUIRED
000017400 | TRANSFORMER,CURRENT | ;OUTDOOR CT;36 KV,2000 AMP;36/70/200 KV; SINGLE PHASE; | POWERENG |  | GIF 36-68 | PURCHASE AS REQUIRED
000017401 | HELMET,SAFETY | Chainsaw Protection, Steel Mesh Multi Fit Visor, Attached Earmuffs 29.5 dB Min Rating | STIHL | STIHL GROUP | 70048880800 | CURRENT
000017401 | HELMET,SAFETY | Chainsaw Protection, Steel Mesh Multi Fit Visor, Attached Earmuffs 29.5 dB Min Rating | BOC | BOC GASES | VMKIT | CURRENT
000017401 | HELMET,SAFETY | Chainsaw Protection, Steel Mesh Multi Fit Visor, Attached Earmuffs 29.5 dB Min Rating | PROTECTR |  | UNISAFE VMKIT E19 | CURRENT
000017402 | PAINT,MARKING | Spray & Mark, Marking Ink, Matt Black, Quick Dry, 350g Aerosol, Carton of 12 | ATOMSUPP | ATOM SUPPLY | 90880006 | CURRENT
000017402 | PAINT,MARKING | Spray & Mark, Marking Ink, Matt Black, Quick Dry, 350g Aerosol, Carton of 12 | SIGNET | SIGNET PTY LTD | 13300 | CURRENT
000017403 | TRANSFORMER,POWER | 33 KV/11 KV;12.5 MVA;3 PHASE;GROUND MTG; BSH HV 180 LV BSH;MINERAL OIL INSULATED; ONAN;DYN 11; | CROMPACK | CROMPTON INSTRUMENTS (AUST) P/L | 13189 | PURCHASE AS REQUIRED
000017404 | CONNECTOR ASSEMBLY,ELECTRICAL. | Splice for ABB SLBM, Connecting of 2 x 240mm2 Cables (max), Set of 3 | HYLEC | HYLEC PTY LTD | ABBSPLICE6MMAA3_KIT | CURRENT
000017404 | CONNECTOR ASSEMBLY,ELECTRICAL. | Splice for ABB SLBM, Connecting of 2 x 240mm2 Cables (max), Set of 3 | WEBER | WEBER SOUTH PACIFIC PTY LTD | V-TSABB-REVE | CURRENT
000017404 | CONNECTOR ASSEMBLY,ELECTRICAL. | Splice for ABB SLBM, Connecting of 2 x 240mm2 Cables (max), Set of 3 | ABB | ABB FAN PTY LTD | NHPL 046210-R1 | CURRENT
000017406 | RELAY,OVERCURRENT AND EARTH FAULT | 3 OC,EF;IDMTL,DEFTIME & INST;24-125 V DC/AC;5 AMP;OC 0.08-3.2 X IN,INST 0.08- 32 X IN,DEFTIME 0-100S,EF 0.05-0.8 X IN, INST 0.05-8.0 X IN,DEFTIME 0-100S;8 NO | ALSTOM | ALSTOM GRID AUSTRALIA LIMITED | KCGG1420IT20EEC | CURRENT
000017408 | RELAY,HIGH STABILITY CIRCULATING CURRENT | FOR HIGH IMPEDANCE BUS PROTECTION;110 V AUX;5 AMP;0.5-2 AMP;TWO SR CONTACTS;INC STAB RESISTANCE & METROSILS;ORDER ON PROT DEPT APPROVAL ONLY; | ALSTOM | ALSTOM GRID AUSTRALIA LIMITED | MCAG 34 | CURRENT
000017409 | RELAY,BUSBAR SUPERVISION | BUSBAR SUPERVISION RELAY;110 V AUX;2-14 VRMS;5 N/O CONTACTS;1 HR;MODULAR CASE; FLUSH MTG;ORDER ON PROT DEPT APPROVAL ONLY;PART OF HIGH IMPEDANCE BUS | ALSTOM | ALSTOM GRID AUSTRALIA LIMITED | MUTP 31 | CURRENT
000017410 | RELAY,OVERCURRENT | ALSTOM MCT139;INST;3 OC;5 AMP;110/125 V DC AUX;MTG FLUSH & RACK;ORDER ON PROTECTION MANAGER APPROVAL ONLY; | ALSTOM | ALSTOM GRID AUSTRALIA LIMITED | MCT139L1AH0751 | PHASING
000017411 | RELAY,TIME | ALSTOM MVTT14;110/125 V DC AUX;MTG FLUSH & RACK;ORDER ON PROTECTION MANAGER APPROVAL ONLY;REPLACED BY SC21050; | ALSTOM | ALSTOM GRID AUSTRALIA LIMITED | MVTT14J1NB0751 | PHASING
000017413 | RELAY,FREQUENCY | ALSTOM KVFG122;4UF;110 V,110/125 DC AUX;MTG FLUSH & RACK;ORDER ON PROTECTION MANAGER APPROVAL ONLY; | ALSTOM | ALSTOM GRID AUSTRALIA LIMITED | KVFG12201L21AE | CURRENT
000017414 | RELAY,FEEDER DIFFERENTIAL. | FD;5 AMP;2 NO SR CONT;1 HR FLAG.SCREW TERM;REYMOS MODULAR CASE;FLUSH MTG;BS142 ;ORDER ON PROT DEPT APPROVAL ONLY;INC 15 KV ISOLATING TRANSFORMERS;SCHEMATIC DWG | REYROLLE |  | SOLKOR R/RF-15KV | STRATEGIC SPARE
000017415 | TRANSFORMER,DISTRIBUTION | 11 KV;100 KVA;3 PHASE;GROUND MTG;AIR HV 180 LV BSH;MINERAL OIL INSULATED;ONAN; DYN 11;7 TAP SWITCH POSITIONS,HV & LV CABLE BOXES FITTED;WEIGHT 1200 KG; | TYREE | TYREE INDUSTRIES PL MITTAGONG NSW | 100 KVA | PURCHASE AS REQUIRED
000017416 | TRANSFORMER,CURRENT | PROTECTION,POST TYPE;OUTDOOR;FEEDER PROTECTION;36 KV;1600 AMP,3 CORES, 1000/1 10P 300F20 (CORES 1-2),800/600/ 200/5 AMP 2.5P15 F20 ON 800/5 (CORE 3); | POWERENG |  | GIF 36-68 | PURCHASE AS REQUIRED
000017417 | CAPACITOR SHUNT INSTALLATION. | 36 KV;3 PHASE;50 HZ;24 MVAR@36 KV;FRAME, OUTDOOR;AS2897;4500 KG; | ABB | ABB FAN PTY LTD | 36 KV 3 PH | PURCHASE AS REQUIRED
000017418 | CAPACITOR UNIT. | 6.93 KV,667 KVAR;SINGLE PHASE;44.2 NF;96 .25 AMP CONT@50 HZ;50 HZ;NON PCB IMPREGNANT;POLYPROPYLENE FILM DIELECTRIC;INTERNALLY FUSED;2 | ABB | ABB FAN PTY LTD | 6.93 KV 1 PH | CURRENT
000017419 | TERMINATION ASSEMBLY | 1800 MM LG;TO SUIT CABLE DIA 15.4 MM - 16.0 MM;C/W STRUCTURAL ROD & DEAD END; USED IN THE INSTALLATION OF FIBRE OPTIC CABLE; | PLP AUST | PREFORMED LINE PRODUCTS (AUST) | OFTFG-154-SG -EN | CURRENT
000017420 | CUSHION KIT,DOWNLEAD | FOR WOOD POLES;OPGW DIA 14.4 MM - 16.6 MM;C/W COACH SCREW & SQ WASHER; | PLP AUST | PREFORMED LINE PRODUCTS (AUST) | OFDLC-8003043(FIBERLIGN) | CURRENT
000017421 | PROTECTOR,FIBRE OPTIC CABLE | CABLE ABRASION PROTECTOR;LOW DENSITY POLYETHYLENE;1.8 M LG;12.5 - 25 MM OD; PROTECTS FIBRE OPTIC CABLE JACKET FROM ABRASIONS; | PLP AUST | PREFORMED LINE PRODUCTS (AUST) | PTG 0203 (FIBERLIGN) | CURRENT
000017422 | DAMPER,VIBRATION,TRANSMISSION LINE | SPIRAL;14.31 - 19.30 MM DIA;1650 MM LG, GREEN;USED IN THE INSTALLATION OF FIBRE OPTIC CABLE;PACK OF 20; WEIGHT 20 KG; | ACCULEC | ACCULEC PTY LTD - E18524 | SVD1432A | CURRENT
000017422 | DAMPER,VIBRATION,TRANSMISSION LINE | SPIRAL;14.31 - 19.30 MM DIA;1650 MM LG, GREEN;USED IN THE INSTALLATION OF FIBRE OPTIC CABLE;PACK OF 20; WEIGHT 20 KG; | MACLEAN | MACLEAN POWER PL - E15128 | HVD-145 | CURRENT
000017422 | DAMPER,VIBRATION,TRANSMISSION LINE | SPIRAL;14.31 - 19.30 MM DIA;1650 MM LG, GREEN;USED IN THE INSTALLATION OF FIBRE OPTIC CABLE;PACK OF 20; WEIGHT 20 KG; | PLP AUST | PREFORMED LINE PRODUCTS (AUST) | OFSVD-0106-B | CURRENT
000017423 | CLEVIS,THIMBLE | Aluminium Alloy;27 mm groove; 70 KN; Includes clevis pin & humpback pin; Used in the installation of fibre optic cable; | PLP AUST | PREFORMED LINE PRODUCTS (AUST) | ACT-27-16 | CURRENT
000017424 | LINK,EXTENSION | GALV;392 MM LG X 10 MM DIA;USED IN THE INSTALLATION OF FIBRE OPTIC CABLE;PACK OF 20,PACK WEIGHT 16 KG; | PLP AUST | PREFORMED LINE PRODUCTS (AUST) | GCL-010L-392 | CURRENT
000017426 | STUD,NUT | M16; 460 MM Overall LG;c/w 2 x S/S Nuts 2 x Galv washers, Supports Susp Assy, Used in the install of Fibre Optic Cable | PLP AUST | PREFORMED LINE PRODUCTS (AUST) | SSS-16400 | CURRENT
000017427 | BOLT,HOOK | STEEL;GALV;M16;400 MM LG;R10 MIN PIGTAIL ;INCLUDES NUT & WASHER;USED IN THE INSTALLATION OF FIBRE OPTIC CABLE; | DULHUNTY | DULHUNTY INDUSTRIES PTY LTD | ABCHB16-400 | CURRENT
000017427 | BOLT,HOOK | STEEL;GALV;M16;400 MM LG;R10 MIN PIGTAIL ;INCLUDES NUT & WASHER;USED IN THE INSTALLATION OF FIBRE OPTIC CABLE; | PLP AUST | PREFORMED LINE PRODUCTS (AUST) | GSHB-16400 | CURRENT
000017429 | RELAY,SENSITIVE EARTH FAULT | RMS 2C137;SEF;5 AMP;10S RESET, 110 /125 V DC AUX; MTG FLUSH & RACK; ORDER ON PROTECTION MANAGER APPROVAL ONLY;REPLACED BY SC21041; | RELMONSY | RELAY MONITORING SYSTEMS PTY LTD | 2C137-BBBBB10 | STRATEGIC SPARE
000017430 | INSULATOR,STANDOFF | LINE POST;SYNTHETIC COMPOSITE;132 KV NOM V;1550 NOM LG;HORIZONTAL;C/W SEPARABLE RIGID GAIN BASE MTG;CLAMP TOP END FITTING;5 KN MAX DESIGN CANTILEVER | GRAPHSOL | GRAPH SOLUTIONS PTY LTD | 132500.3 | CURRENT
000017431 | TRANSFORMER,METERING | OUTDOOR TYPE;POLE MOUNTED;33 KV;OIL FILLED TANK;NO HV FUSES;2 CT'S CLASS 0.5 ME2,15 VA,RATIO 200/100/5 AMP,1 VT 33 KV/110,3 PHASE 0.5 M,100 VA/PHASE CAT A | CIRCLE-C |  |  | STRATEGIC SPARE
000017437 | SWITCH FUSE GEAR | 12 KV;3 PHASE;630 AMP NORM CURR;63 KA MKG CAP;25 KA FOR 1 SEC;I/D,EXT,FLUOKIT M24,1 MANUALLY OPERATED SWITCH; | ALSTOM | ALSTOM GRID AUSTRALIA LIMITED | FLUOKIT M24 | PURCHASE AS REQUIRED
000017446 | INSECTICIDE,BIFLEX EMULSION | LIGHT BROWN LIQUID;LOW ODOUR;WHITE ANT CONTROL,TERMITICIDE DUO 200;5 L DRUM; RETURNABLE DRUM;USED FOR THE PREVENTION CONTROL OF TERMITE | GARRARDS | GARRARDS | BIFLEX-ULTRA-5 | CURRENT
000017447 | REGULATOR,STEP VOLTAGE | 11 KV;SINGLE PHASE;50 HZ;100 AMP;+ OR - 10%;32 STEPS OF 0.625%;POLE MTG;HV BUSHINGS;TPI;MJ-X CONTROL PANEL WITH 7.6 M CONTROL CABLES; | SIEMENS | SIEMENS LTD | JFR | PHASING
000017449 | WASHER,CONTACT,ASSEMBLY | M10-16 BOLT SIZE;HIGH STRENGTH A1 ALLOY,PROFILED SURFACE;FOR HIGH CURRENT CONNECTION BETWEEN ALUMINIUM LUG & COPPER LUG OR BUSBAR;BOX OF 50; | THEWMCAN | TMAC THEW & MCCANN GROUP | 332127127 | CURRENT
000017450 | METER,ENERGY | SEC REGN;CLASS 0.5;SOLID STATE PROGRAMMABLE;3 PHASE,TRANSFORMER CONNECTED;5-20 AMP,NOMINAL 5 AMP; 57-240 V;3 OR 4 WIRE;ORDERING CODE | EDMI | EDMI PTY LTD | 2000-0400 MK3 | PHASING
000017451 | METER,WATTHOUR | PRI REGN,KWH;240 V,50 HZ,15-100 AMP; 2 SINGLE PHASE MEASURING ELEMENTS, 2 CONTROL CIRCUITS;REAL TIME CLOCK RIPPLE RECEIVER;WITH OR WITHOUT LOAD | EMAIL |  | LS1622NNNN | PHASING
000017451 | METER,WATTHOUR | PRI REGN,KWH;240 V,50 HZ,15-100 AMP; 2 SINGLE PHASE MEASURING ELEMENTS, 2 CONTROL CIRCUITS;REAL TIME CLOCK RIPPLE RECEIVER;WITH OR WITHOUT LOAD | NILSEN |  | EMS2622E-B10864 | PHASING
000017453 | TRANSFORMER,POWER | 33 KV/11 KV;12.5 MVA;3 PHASE;GROUND MTG; BSH HV 90 LV AIR;MINERAL OIL INSULATED; ONAN;DYN 11;ATTACHED RADIATORS; | WILSON | WILSON TRANSFORMER CO. PTY LTD |  | PURCHASE AS REQUIRED
000017454 | INSULATOR,SUSPENSION | GLASS DISC,FOG PROFILE;20 MM IEC BALL & SOCKET,WITH ZINC COLLAR; 280 MM DIA, 146 MM PITCH;125 KN MIN FAILING;"W" CLIP PER AS2947.3;PACK OF 6,PACK WEIGHT | MACLEAN | MACLEAN POWER PL - E15128 | 17454 | CURRENT
000017454 | INSULATOR,SUSPENSION | GLASS DISC,FOG PROFILE;20 MM IEC BALL & SOCKET,WITH ZINC COLLAR; 280 MM DIA, 146 MM PITCH;125 KN MIN FAILING;"W" CLIP PER AS2947.3;PACK OF 6,PACK WEIGHT | GRAPHSOL | GRAPH SOLUTIONS PTY LTD | 134604 | CURRENT
000017455 | CHARGER,BATTERY | SINGLE PHASE,240 V AC INPUT;110 V DC, 20 AMP OUTPUT;FREE STANDING CUBICLE; FOR USE WITH 110 V 160 A/HR SEALED LEAD ACID BATTERIES;SIZE H1000 X W500, PACK | BRODRIBB | M BRODRIBB PTY LTD (MANUFACTURER) | D5703.1-110-0020-01 | PHASING
000017456 | CHARGER,BATTERY | SINGLE PHASE,240 V AC INPUT;110 V DC, 10 AMP OUTPUT;FREE STANDING CUBICLE; FOR USE WITH 110 V 110 A/HR SEALED LEAD ACID BATTERIES STORED IN BATTERY | BRODRIBB | M BRODRIBB PTY LTD (MANUFACTURER) | D5703.1-110-0010-01 | PHASING
000017456 | CHARGER,BATTERY | SINGLE PHASE,240 V AC INPUT;110 V DC, 10 AMP OUTPUT;FREE STANDING CUBICLE; FOR USE WITH 110 V 110 A/HR SEALED LEAD ACID BATTERIES STORED IN BATTERY | RANGER |  | 110 V DC 10 AMP | PHASING
000017459 | BATTERY,STORAGE | VALVE REGULATED SEALED BATTERY BANK;30 V;110 A/HR NOMINAL (70-100 A/HR) 5 X 6 V INDIVIDUAL BATTERIES;C/W INTERCELL CONNECTIONS & FASTENERS;PACK | LEGEND | LEGEND POWER SYSTEMS | BAT-HZB6/110F-AGM | PURCHASE AS REQUIRED
000017460 | BATTERY,STORAGE | VALVE REGULATED SEALED BATTERY;12 V; 80 AMP/HR NOMINAL (70-100 A/HR); U/W STOCK CODE 15614;PACK OF 1,PACK WEIGHT 25.4 KG; | LEGEND | LEGEND POWER SYSTEMS | BAT-HZB12/80F-AGM | PURCHASE AS REQUIRED
000017461 | TOOL KIT | For 1st & 2nd Year Electrical Fitter Mechanic, As per Attached List | TDETOOLS | TRADE TOOLS DIRECT (GEEBUNG) | TOOL KIT YRS 1 & 2 (EFM) | PURCHASE AS REQUIRED
000017461 | TOOL KIT | For 1st & 2nd Year Electrical Fitter Mechanic, As per Attached List | C&LTOOL | CALTCO T/A C&L TOOL CENTRE | TOOL KIT YRS 1 & 2 (EFM) | PURCHASE AS REQUIRED
000017461 | TOOL KIT | For 1st & 2nd Year Electrical Fitter Mechanic, As per Attached List | KEYLINE | KEY-LINE DISTRIBUTORS PTY LTD | TOOL KIT YRS 1 & 2 (EFM) | PURCHASE AS REQUIRED
000017462 | TRANSFORMER,DISTRIBUTION | 11 KV;315 KVA;3 PHASE;PADMOUNT;MINERAL OIL INSULATED;ONAN;DYN 11;3CR12 STAINLESS STEEL HV/LV CUBICLE;7 TAP POSITIONS,C/W AEM HV FUSE BOARD & LV | ABB | ABB FAN PTY LTD | 11 KV 315 KVA 3 PH PAD | PURCHASE AS REQUIRED
000017463 | TRANSFORMER,DISTRIBUTION | 11 KV;315 KVA;3 PHASE;PADMOUNT;MINERAL OIL INSULATED;ONAN;DYN 11;3CR12 STAINLESS STEEL HV/LV CUBICLE;7 TAP POSITIONS,C/W ABB HV RMU & LV | ABB | ABB FAN PTY LTD | 11 KV 315 KV 7 TAPS | PURCHASE AS REQUIRED
000017464 | TRANSFORMER,DISTRIBUTION | 11 KV;500 KVA;3 PHASE;PADMOUNT;MINERAL OIL INSULATED;ONAN;DYN 11;3CR12 STAINLESS STEEL HV/LV CUBICLE;7 TAP POSITIONS,C/W ABB HV RMU & LV | ABB | ABB FAN PTY LTD | 11 KV 500 KVA 7 TAPS | PURCHASE AS REQUIRED
000017466 | DISCONNECTOR,HIGH VOLTAGE | 145kV, 1600A, 40kA/1Sec, 3Ph, Manual Operation, Outdoor Rotary Double Break Type DB145, Busbar Mtg Height 4300mm (No Insulators) | PLP AUST | PREFORMED LINE PRODUCTS (AUST) | A-A8032-01 | PHASING
000017468 | SWITCH FUSE GEAR | 12 KV;3 PHASE;3 SW;630 AMP NORM CURR; 63 KA MKG CAP;25 KA FOR 1 SEC,SH TIME W/STAND CURR;2 FUSE SW;200 AMP NORM CURR ;63 KA MKG CAP;AIR INSULATED FUSES; | ALSTOM | ALSTOM GRID AUSTRALIA LIMITED | FLUOKIT M24 | PURCHASE AS REQUIRED
000017469 | DISCONNECTOR,HIGH VOLTAGE | 145kV, 1600A, 40kA/1Sec, 3Ph, Motorised 110VDC, Outdoor Rotary Double Break Type DB145, Busbar Mtg Height 4300mm (No Insulators) | PLP AUST | PREFORMED LINE PRODUCTS (AUST) | A-A8032-02 | PHASING
000017471 | TRANSFORMER,METERING | OUTDOOR TYPE;FREE STANDING;12 KV,600 AMP ;OIL FILLED;HV FUSES INSIDE TANK;2 CT'S, CLASS 0.5 ME2,15 VA;RATIO 300/100/5 AMP; 1,3 PH VT,CLASS 0.5M OUTPUT 100 VA/PH; | CIRCLE-C |  | METERING TRANSFORMER UNIT. | PHASING
000017471 | TRANSFORMER,METERING | OUTDOOR TYPE;FREE STANDING;12 KV,600 AMP ;OIL FILLED;HV FUSES INSIDE TANK;2 CT'S, CLASS 0.5 ME2,15 VA;RATIO 300/100/5 AMP; 1,3 PH VT,CLASS 0.5M OUTPUT 100 VA/PH; | IPSOL | I POWER SOLUTIONS HEMMANT QLD 4174 | METERING TRANSFORMER UNIT* | PHASING
000017472 | TRANSFORMER,METERING | OUTDOOR TYPE;FREE STANDING;12 KV,1500 AMP;OIL FILLED;HV FUSES INSIDE TANK; 2 CT'S,CLASS 0.5 ME2,15 VA;RATIO 800/5 AMP;1,3 PH VT,CLASS 0.5M OUTPUT 100 VA/ | IPSOL | I POWER SOLUTIONS HEMMANT QLD 4174 | METERING TRANSFORMER UNIT* | STRATEGIC SPARE
000017472 | TRANSFORMER,METERING | OUTDOOR TYPE;FREE STANDING;12 KV,1500 AMP;OIL FILLED;HV FUSES INSIDE TANK; 2 CT'S,CLASS 0.5 ME2,15 VA;RATIO 800/5 AMP;1,3 PH VT,CLASS 0.5M OUTPUT 100 VA/ | CIRCLE-C |  | 12 KV 1500 AMP | STRATEGIC SPARE
000017473 | SURGE ARRESTER | GAPLESS TYPE;96 KV;10 KA;LINE DISCHARGE CLASS 2;PEDESTAL MTG;FOR 110 KV NOM V SYSTEM,POLYMERIC HOUSING 1422 MM LG; CLEARANCE 1188 MM; | TRIDELTA | TRIDELTA (GERMANY) | SBK-96/10.2-1 | PHASING
000017474 | TAPE,INSULATION,ELECTRICAL | ADHESIVED BACKED;VINYL PLASTIC,BLACK; 38 MM W;6 M LG;.63 MM THK;PACK OF 10; | GILBLODG | GILBERT LODGE AUSTRALIA | 3MVM-38 | CURRENT
000017474 | TAPE,INSULATION,ELECTRICAL | ADHESIVED BACKED;VINYL PLASTIC,BLACK; 38 MM W;6 M LG;.63 MM THK;PACK OF 10; | ATOMSUPP | ATOM SUPPLY | 90780253 | CURRENT
000017474 | TAPE,INSULATION,ELECTRICAL | ADHESIVED BACKED;VINYL PLASTIC,BLACK; 38 MM W;6 M LG;.63 MM THK;PACK OF 10; | BLKWOODS | J BLACKWOOD & SON LTD | 04929019/80050045014 | CURRENT
000017474 | TAPE,INSULATION,ELECTRICAL | ADHESIVED BACKED;VINYL PLASTIC,BLACK; 38 MM W;6 M LG;.63 MM THK;PACK OF 10; | 3M | 3M AUSTRALIA PTY LTD | MMMVM-38MM | CURRENT
000017476 | CIRCUIT BREAKER | BUS SECTION;36 KV;3 PHASE;2000 AMP;25 KA 3 SEC;INDOOR GIS SWITCHGEAR WITH CIRCUIT BREAKER,BUS SECTION,SINGLE BUS;C/W BUS ZONE (2 ZONE) CT'S,VT'S;WHEN STOCKS ARE | HITACHI | HITACHI ENERGY AUSTRALIA LTD | C-GIS | PURCHASE AS REQUIRED
000017477 | CIRCUIT BREAKER | TRANSFORMER UNIT;36 KV;3 PHASE;800 AMP; 25 KA,3 SEC;INDOOR GIS SWITCHGEAR TRANSFORMER UNIT WITH SWITCHGEAR,SINGLE BUSBAR;C/W DIFF.OC,EF & BUS ZONE CT'S; | HITACHI | HITACHI ENERGY AUSTRALIA LTD | C-GIS | PURCHASE AS REQUIRED
000017480 | LABEL | SELF ADHESIVE SUPER VINYL V-90 WHITE MATT PERMANENT 160 GSM SOLID BACK WITH SLIT BACK;LEGEND PROPERTY OF METERING DYNAMICS AS PER DWG LBS 044-A4(B);C/W | ARTCRAFT | ARTCRAFT PTY LTD | 17480 | PURCHASE AS REQUIRED
000017480 | LABEL | SELF ADHESIVE SUPER VINYL V-90 WHITE MATT PERMANENT 160 GSM SOLID BACK WITH SLIT BACK;LEGEND PROPERTY OF METERING DYNAMICS AS PER DWG LBS 044-A4(B);C/W | IDENMARK | IDENTIMARK SOLUTIONS - 310679 | 17480 | PURCHASE AS REQUIRED
000017480 | LABEL | SELF ADHESIVE SUPER VINYL V-90 WHITE MATT PERMANENT 160 GSM SOLID BACK WITH SLIT BACK;LEGEND PROPERTY OF METERING DYNAMICS AS PER DWG LBS 044-A4(B);C/W | CUTLER | CUTLER BRANDS PTY LTD | ENERGE-17480 | PURCHASE AS REQUIRED
000017481 | LABEL | Sticker, NEM Data Label, Self Adhesive Super Vinyl V90, Black Text on White B/Ground, 160gsm, Solid Back with Split Back, Meter Type Data Label for use | ARTCRAFT | ARTCRAFT PTY LTD | 17481 | CURRENT
000017481 | LABEL | Sticker, NEM Data Label, Self Adhesive Super Vinyl V90, Black Text on White B/Ground, 160gsm, Solid Back with Split Back, Meter Type Data Label for use | IDENMARK | IDENTIMARK SOLUTIONS - 310679 | 17481 | CURRENT
000017481 | LABEL | Sticker, NEM Data Label, Self Adhesive Super Vinyl V90, Black Text on White B/Ground, 160gsm, Solid Back with Split Back, Meter Type Data Label for use | CUTLER | CUTLER BRANDS PTY LTD | ENERGE-17481 | CURRENT
000017482 | TRANSFORMER,POWER | 33 KV/11 KV;15 MVA;3 PHASE;GROUND MTG; BSH HV 90 LV AIR;MINERAL OIL INSULATED; ONAN;DYN 11;SEPERATED FREE STANDING RADIATORS;AS2374;REFER PLANET FOR | WILSON | WILSON TRANSFORMER CO. PTY LTD |  | PURCHASE AS REQUIRED
000017483 | TRANSFORMER,POWER | 33 KV/11 KV;25 MVA;3 PHASE;GROUND MTG; BSH HV 90 LV AIR;MINERAL OIL INSULATED; ONAF;DYN 11;SEPERATED FREE STANDING RADIATORS;AS2374;REFER PLANET FOR | WILSON | WILSON TRANSFORMER CO. PTY LTD |  | PHASING
000017484 | LABEL | 200 GSM PLACTICISED PAPER,WHITE-PHASE 3 OR EQUIV;LEGEND-ENERGEX REVENUE METER NEUTRAL DO NOT DISCONNECT;BLACK PRINT ON WHITE BACKGROUND;65 MM LG,22 MM W,C/W | ARTCRAFT | ARTCRAFT PTY LTD | SE08995-Q | CURRENT
000017484 | LABEL | 200 GSM PLACTICISED PAPER,WHITE-PHASE 3 OR EQUIV;LEGEND-ENERGEX REVENUE METER NEUTRAL DO NOT DISCONNECT;BLACK PRINT ON WHITE BACKGROUND;65 MM LG,22 MM W,C/W | IDENMARK | IDENTIMARK SOLUTIONS - 310679 | 17484 | CURRENT
000017484 | LABEL | 200 GSM PLACTICISED PAPER,WHITE-PHASE 3 OR EQUIV;LEGEND-ENERGEX REVENUE METER NEUTRAL DO NOT DISCONNECT;BLACK PRINT ON WHITE BACKGROUND;65 MM LG,22 MM W,C/W | CUTLER | CUTLER BRANDS PTY LTD | ENERGE-17484 | CURRENT
000017485 | TRANSFORMER,ISOLATION | RMS 4T82; PILOT WIRE;15 KV ISOL TRFM;MTG FLUSH & RACK;ORDER ON PROTECTION MANAGER APPROVAL ONLY; | RELMONSY | RELAY MONITORING SYSTEMS PTY LTD | 4T82 | STRATEGIC SPARE
000017486 | METER,ENERGY | PRIM REGN;CLASS 1.0;SOLID STATE PROGRAMMABLE;3 PHASE;3 X 10-100 AMP; 3 X 240 V,50 HZ;4 WIRE;ORDERING CODE 2000-061-111-W-J-240;WITH DEMAND RESET | EDMI | EDMI PTY LTD | 2000-061-111-W-J-240 | PHASING
000017487 | METER,ENERGY | SEC REGN;CLASS 0.5;SOLID STATE PROGRAMMABLE;3 PHASE,TRANSFORMER CONNECTED;NOMINAL 5 AMP;57-240 V;3 OR 4 WIRE;ORDERING CODE 2000-0600-111-H-J- | EDMI | EDMI PTY LTD | 2000-0600-111-H-J-240 | PHASING
000017489 | DOOR,ACCESS | Temporary Replacement Door, 350 x 110mm Nom, Al, Access Steel Streetlight Pole, suit Minor Road Streetlight Poles & Estate Poles | ENERGEX | ENERGEX | MINOR RD | CURRENT
000017490 | DOOR,ACCESS | Temporary Replacement Door, 500 x 155mm Nom, Al, Access Steel Streetlight Pole, suit Major Road Streetlight Poles & Estate Poles | ENERGEX | ENERGEX | MAJOR RD | PURCHASE AS REQUIRED
000017491 | TERMINAL,LUG | STALK,COPPER CRIMP TYPE;FOR 25 SQ MM CU PLY CONDUCTOR;60 MM LG COPPER STALK, C/W SEMI-CIRCULAR SLOT & RING CONNECTOR; USED IN CONJUNCTION WITH 11 KV HAZEMEYER | TYCO | TYCO | BAH-022100040 | CURRENT
000017491 | TERMINAL,LUG | STALK,COPPER CRIMP TYPE;FOR 25 SQ MM CU PLY CONDUCTOR;60 MM LG COPPER STALK, C/W SEMI-CIRCULAR SLOT & RING CONNECTOR; USED IN CONJUNCTION WITH 11 KV HAZEMEYER | LEGEND | LEGEND POWER SYSTEMS | CSC25/12K | CURRENT
000017491 | TERMINAL,LUG | STALK,COPPER CRIMP TYPE;FOR 25 SQ MM CU PLY CONDUCTOR;60 MM LG COPPER STALK, C/W SEMI-CIRCULAR SLOT & RING CONNECTOR; USED IN CONJUNCTION WITH 11 KV HAZEMEYER | CABLACES | CABLACES | CSC25/12K | CURRENT
000017492 | TERMINAL,LUG | STALK,COPPER CRIMP TYPE;FOR 95 SQ MM CU PLY CONDUCTOR;60 MM LG COPPER STALK, C/W SEMI-CIRCULAR SLOT & RING CONNECTOR; USED IN CONJUNCTION WITH 11 KV HAZEMEYER | TYCO | TYCO | BAH-022100040 | CURRENT
000017492 | TERMINAL,LUG | STALK,COPPER CRIMP TYPE;FOR 95 SQ MM CU PLY CONDUCTOR;60 MM LG COPPER STALK, C/W SEMI-CIRCULAR SLOT & RING CONNECTOR; USED IN CONJUNCTION WITH 11 KV HAZEMEYER | LEGEND | LEGEND POWER SYSTEMS | CSC95/12K | CURRENT
000017492 | TERMINAL,LUG | STALK,COPPER CRIMP TYPE;FOR 95 SQ MM CU PLY CONDUCTOR;60 MM LG COPPER STALK, C/W SEMI-CIRCULAR SLOT & RING CONNECTOR; USED IN CONJUNCTION WITH 11 KV HAZEMEYER | CABLACES | CABLACES | CSC95/12K | CURRENT
000017493 | TERMINAL,LUG | STALK,COPPER CRIMP TYPE;FOR 185 SQ MM CU PLY CONDUCTOR;60 MM LG COPPER STALK, C/W SEMI-CIRCULAR SLOT & RING CONNECTOR; USED IN CONJUNCTION WITH 11 KV HAZEMEYER | TYCO | TYCO | BAH-022100056 | CURRENT
000017493 | TERMINAL,LUG | STALK,COPPER CRIMP TYPE;FOR 185 SQ MM CU PLY CONDUCTOR;60 MM LG COPPER STALK, C/W SEMI-CIRCULAR SLOT & RING CONNECTOR; USED IN CONJUNCTION WITH 11 KV HAZEMEYER | LEGEND | LEGEND POWER SYSTEMS | CSC185/12K | CURRENT
000017493 | TERMINAL,LUG | STALK,COPPER CRIMP TYPE;FOR 185 SQ MM CU PLY CONDUCTOR;60 MM LG COPPER STALK, C/W SEMI-CIRCULAR SLOT & RING CONNECTOR; USED IN CONJUNCTION WITH 11 KV HAZEMEYER | CABLACES | CABLACES | CSC185/12K | CURRENT
000017497 | SLEEVE,COMPRESSION | FULL TENSION COMPRESSION;COPPER TUBE; COPPER COND;7/.064 MM;TO BE MARKED AS PER AS1154-1;U/W HEX COMPRESSION DIES 38-63 CU;STOCK CODE 17499;PACK OF 1; | TYCO | TYCO | TECS2/1 | CURRENT
000017497 | SLEEVE,COMPRESSION | FULL TENSION COMPRESSION;COPPER TUBE; COPPER COND;7/.064 MM;TO BE MARKED AS PER AS1154-1;U/W HEX COMPRESSION DIES 38-63 CU;STOCK CODE 17499;PACK OF 1; | UTILUX |  | TECS2/1 | CURRENT
000017498 | DIE,CRIMPING TOOL | STEEL;HEX;4.4 MM AF;FOR COPPER BASED LUGS ONTO 7/.048 MM (6 SQ MM) COPPER CONDUCTOR;U/W UTILUX COMPRESSION TOOL NO.38 OR EQUIV;PACK OF 1,PACK WEIGHT | LEGEND | LEGEND POWER SYSTEMS | HT130-C-6 | CURRENT
000017498 | DIE,CRIMPING TOOL | STEEL;HEX;4.4 MM AF;FOR COPPER BASED LUGS ONTO 7/.048 MM (6 SQ MM) COPPER CONDUCTOR;U/W UTILUX COMPRESSION TOOL NO.38 OR EQUIV;PACK OF 1,PACK WEIGHT | TEN | THE ENERGY NETWORK | K12-4.4-CU | CURRENT
000017498 | DIE,CRIMPING TOOL | STEEL;HEX;4.4 MM AF;FOR COPPER BASED LUGS ONTO 7/.048 MM (6 SQ MM) COPPER CONDUCTOR;U/W UTILUX COMPRESSION TOOL NO.38 OR EQUIV;PACK OF 1,PACK WEIGHT | CABLACES | CABLACES | HT130-C-6 | CURRENT
000017499 | DIE,CRIMPING TOOL | STEEL;HEX;6.3 MM AF;FOR COPPER BASED LUGS ONTO 7/.064 MM COPPER CONDUCTOR; U/W UTILUX COMPRESSION TOOL NO.38 OR EQUIV;PACK OF 1,PACK WEIGHT 0.28 KG; | LEGEND | LEGEND POWER SYSTEMS | HT130-C-16 | CURRENT
000017499 | DIE,CRIMPING TOOL | STEEL;HEX;6.3 MM AF;FOR COPPER BASED LUGS ONTO 7/.064 MM COPPER CONDUCTOR; U/W UTILUX COMPRESSION TOOL NO.38 OR EQUIV;PACK OF 1,PACK WEIGHT 0.28 KG; | TECONN | TE CONNECTIVITY LTD | 38-63CU/1 | CURRENT
000017499 | DIE,CRIMPING TOOL | STEEL;HEX;6.3 MM AF;FOR COPPER BASED LUGS ONTO 7/.064 MM COPPER CONDUCTOR; U/W UTILUX COMPRESSION TOOL NO.38 OR EQUIV;PACK OF 1,PACK WEIGHT 0.28 KG; | CABLACES | CABLACES | HT130-C-16 | CURRENT
000017500 | SLEEVE,COMPRESSION | FULL TENSION COMPRESSION;COPPER TUBE; COPPER COND;7/.048 IMPERIAL 6.35 MM OD TO BE MARKED AS PER AS1154.1;U/W HEX COMPRESSION DIES 38-44 CU STOCK CODE | TYCO | TYCO | TDCS2/1 | CURRENT
000017500 | SLEEVE,COMPRESSION | FULL TENSION COMPRESSION;COPPER TUBE; COPPER COND;7/.048 IMPERIAL 6.35 MM OD TO BE MARKED AS PER AS1154.1;U/W HEX COMPRESSION DIES 38-44 CU STOCK CODE | UTILUX |  | TDCS2/1 | CURRENT
000017501 | SEAL,ANTIPILFERAGE | PLASTIC;FOR SECURITY SEALING OF METERING EQUIPMENT;TWIST TYPE,ENERGEX IDENTIFICATION,NUMBERED,BLUE AND GREEN IN COLOUR;PACK OF 100 X 10 = 1000,CARTON | INERTITE |  | C4-0413-00 | CURRENT
000017502 | BREATHER | SILICA GEL;FOR TRANSFORMERS WITH INSULATING OIL CAPACITY 5000 LITRES TO 7500 LITRES (WITHOUT OIL BATH); | NUPRO | NUPRO COMPANY | SB375KL | PURCHASE AS REQUIRED
000017503 | BREATHER | SILICA GEL;FOR TRANSFORMERS WITH INSULATING OIL CAPACITY UP TO 1800 LITRES; | NYBRO |  | SB11-8KL | PURCHASE AS REQUIRED
000017507 | SWITCH FUSE GEAR | 12 KV;3 PHASE;630 AMP NORM CURR;63 KA BKG CAP;25 KA FOR 1 SEC;I/D;EXT;FLUOKIT M24;C/W 3 ISOLATORS,1 BUSBAR CONNECTION UNIT,1 BUSBAR RISER UNIT; | ALSTOM | ALSTOM GRID AUSTRALIA LIMITED | FLUOKIT M24 | PURCHASE AS REQUIRED
000017509 | RECLOSER | 12 KV;3 PHASE;50 HZ;630 AMP;12.5 KA BKG CAP;C/W POLE MTG BRACKET;NU-LEC N12 RECLOSER;80 SQ MM CABLE TAILS,CONTROLLER CAPM2-MCP FIRMWARE & 7 M UMBILICAL CABLE | NU-LEC | NU-LEC | N12 | CURRENT
000017510 | RECLOSER | 12 KV;3 PHASE;50 HZ;630 AMP;12.5 KA BKG CAP;C/W POLE MTG BRACKET;NU-LEC N12 RECLOSER;240SQ MM CABLE TAILS,CONTROLLER WITH CAPM2-MCP FIRMWARE & 7 M UMBILICAL | NU-LEC | NU-LEC | N12 | PHASING
000017512 | SWITCH FUSE GEAR | 12 KV;3 PHASE;20 KA FOR 3 SEC;1-400 AMP SWITCH;630 AMP BUSBAR;2 BUSBAR CABLE BOXES SUITABLE FOR 3-630 AMP SINGLE CORE CABLES; | ABB | ABB FAN PTY LTD | SD | PURCHASE AS REQUIRED
000017513 | BEND,NONMETALLIC RIGID CONDUIT | UPVC;ORANGE;80 MM NOM SIZE,LIGHT DUTY; 90 DEG;750 RAD;SOCKET MOULDED ONE END; MARKED "ELECTRICITY SUPPLY CABLES"; AS2053;PACK OF 1,PACK WEIGHT 1.56 KG; | TRI UGRD | TRI UNDERGROUND AUSTRALIA PTY LTD | LDE8090750MFS | CURRENT
000017513 | BEND,NONMETALLIC RIGID CONDUIT | UPVC;ORANGE;80 MM NOM SIZE,LIGHT DUTY; 90 DEG;750 RAD;SOCKET MOULDED ONE END; MARKED "ELECTRICITY SUPPLY CABLES"; AS2053;PACK OF 1,PACK WEIGHT 1.56 KG; | HAYMANS | HAYMANS ELECTRICAL | FABL759080MF | CURRENT
000017513 | BEND,NONMETALLIC RIGID CONDUIT | UPVC;ORANGE;80 MM NOM SIZE,LIGHT DUTY; 90 DEG;750 RAD;SOCKET MOULDED ONE END; MARKED "ELECTRICITY SUPPLY CABLES"; AS2053;PACK OF 1,PACK WEIGHT 1.56 KG; | VINIDEX |  | 60593 | CURRENT
000017514 | BEND,NONMETALLIC RIGID CONDUIT | UPVC;ORANGE;100 MM NOM SIZE,LIGHT DUTY; 90 DEG;750 RAD;SOCKET MOULDED ONE END; MARKED "ELECTRICITY SUPPLY CABLES"; AS2053;PACK OF 1,PACK WEIGHT 2.7 KG; | TRI UGRD | TRI UNDERGROUND AUSTRALIA PTY LTD | LDE10090750MFS | CURRENT
000017514 | BEND,NONMETALLIC RIGID CONDUIT | UPVC;ORANGE;100 MM NOM SIZE,LIGHT DUTY; 90 DEG;750 RAD;SOCKET MOULDED ONE END; MARKED "ELECTRICITY SUPPLY CABLES"; AS2053;PACK OF 1,PACK WEIGHT 2.7 KG; | HAYMANS | HAYMANS ELECTRICAL | CONX100LD750R90MF | CURRENT
000017514 | BEND,NONMETALLIC RIGID CONDUIT | UPVC;ORANGE;100 MM NOM SIZE,LIGHT DUTY; 90 DEG;750 RAD;SOCKET MOULDED ONE END; MARKED "ELECTRICITY SUPPLY CABLES"; AS2053;PACK OF 1,PACK WEIGHT 2.7 KG; | VINIDEX |  | 60594 | CURRENT
000017515 | INTERFACE MODULE | SCADA CARD;C/W 4 PULSE INPUTS, 2 PULSE OUTPUTS FOR EDMI METERS; | EDMI | EDMI PTY LTD | 2000-0400-B | CURRENT
000017516 | TRANSFORMER,CURRENT | ;OUTDOOR CT;36 KV;3 CORES,CORE 1 TO 3, 800-600-200/5;CLASS, 2.5P150F20 ON 800/5 ;SINGLE PHASE;800 AMP,2 KA FOR 3 SEC, 36/70/200 KV;AS1675; | POWERENG |  | GIF 36-68 | PURCHASE AS REQUIRED
000017517 | TRANSFORMER,CURRENT | OUTDOOR CT;36 KV;3 CORES,1600 AMP,CORES 1 & 2,1000/1;CLASS,0.03PL500 R3.0 SEC THERMAL 1.6 AMP,CORE 3,800/1,CLASS 0.05 PL500 R3.5 SEC THERMAL 2.0 AMP; | POWERENG |  | GIF 36-68 | MAINTENANCE STOCK
000017518 | CONVERTER,FREQUENCY,STATIC | SIGNAL GENERATION EQUIPMENT;40 KVA;I/D; C/W 2 OUTPUTS INCLUDING 6 AMMETERS & ISOLATOR SWITCHES SUPPLIED IN ENERMET CUBICLE;PACK OF 1,PACK WEIGHT 285 KG; | LANDGYR |  | 170103-41939 | PHASING
000017519 | CONVERTER,FREQUENCY,STATIC | SIGNAL GENERATION EQUIPMENT;80 KVA;I/D; C/W 2 OUTPUTS INCLUDING 6 AMMETERS & ISOLATOR SWITCHES SUPPLIED IN ENERMET CUBICLE;PACK OF 1,PACK WEIGHT 335 KG; | LANDGYR |  | 170203-41919 | PHASING
000017520 | TRANSFORMER,DISTRIBUTION | 11 KV;10 KVA;1 PHASE;POLE BOLT MTG;BSH HV 90 LV BSH;MINERAL OIL INSULATED;ONAN; 7 TAP POSITIONS;11 KV/500-250 V,GALV TANK;PRE-FITTED WITH SURGE ARRESTERS & | ABB | ABB FAN PTY LTD | 11 KV 10 KVA 1 PH | PHASING
000017521 | TRANSFORMER,DISTRIBUTION | 11 KV;25 KVA;1 PHASE;POLE BOLT MTG;BSH HV 90 LV BSH;MINERAL OIL INSULATED;ONAN; 7 TAP POSITIONS;11 KV/500-250 V,GALV TANK;PRE-FITTED WITH SURGE ARRESTERS & | WILSON | WILSON TRANSFORMER CO. PTY LTD | 25 KVA | CURRENT
000017521 | TRANSFORMER,DISTRIBUTION | 11 KV;25 KVA;1 PHASE;POLE BOLT MTG;BSH HV 90 LV BSH;MINERAL OIL INSULATED;ONAN; 7 TAP POSITIONS;11 KV/500-250 V,GALV TANK;PRE-FITTED WITH SURGE ARRESTERS & | WILSON | WILSON TRANSFORMER CO. PTY LTD | 873-A371-11-AA | CURRENT
000017525 | TRANSFORMER,DISTRIBUTION | 11 KV;200 KVA;3 PHASE;POLE BOLT MTG;BSH HV 90 LV BSH;MINERAL OIL INSULATED;ONAN; DYN 11;7 TAP POSITIONS;11 KV/433-250 V, GALV TANK;PRE-FITTED WITH SURGE | WILSON | WILSON TRANSFORMER CO. PTY LTD | 11 KV;200 KVA | CURRENT
000017525 | TRANSFORMER,DISTRIBUTION | 11 KV;200 KVA;3 PHASE;POLE BOLT MTG;BSH HV 90 LV BSH;MINERAL OIL INSULATED;ONAN; DYN 11;7 TAP POSITIONS;11 KV/433-250 V, GALV TANK;PRE-FITTED WITH SURGE | ABB | ABB FAN PTY LTD | 11 KV 200 KVA 3 PH | CURRENT
000017526 | TRANSFORMER,DISTRIBUTION | 11 KV;315 KVA;3 PHASE;POLE BOLT MTG;BSH HV 90 LV BSH;MINERAL OIL INSULATED;ONAN; DYN 11;7 TAP POSITIONS;11 KV/433-250 V, GALV TANK;PRE-FITTED WITH SURGE | WILSON | WILSON TRANSFORMER CO. PTY LTD | 11 KV;315 KVA | PHASING
000017526 | TRANSFORMER,DISTRIBUTION | 11 KV;315 KVA;3 PHASE;POLE BOLT MTG;BSH HV 90 LV BSH;MINERAL OIL INSULATED;ONAN; DYN 11;7 TAP POSITIONS;11 KV/433-250 V, GALV TANK;PRE-FITTED WITH SURGE | ABB | ABB FAN PTY LTD | 11 KV 315 KVA 3 PH | PHASING
000017527 | TRANSFORMER,DISTRIBUTION | 11 KV;500 KVA;3 PHASE;POLE BOLT MTG;BSH HV 90 LV BSH;MINERAL OIL INSULATED;ONAN; DYN 11;7 TAP POSITIONS;11 KV/433-250 V, GALV TANK;PRE-FITTED WITH SURGE | WILSON | WILSON TRANSFORMER CO. PTY LTD | 11 KV;500 KVA | PHASING
000017527 | TRANSFORMER,DISTRIBUTION | 11 KV;500 KVA;3 PHASE;POLE BOLT MTG;BSH HV 90 LV BSH;MINERAL OIL INSULATED;ONAN; DYN 11;7 TAP POSITIONS;11 KV/433-250 V, GALV TANK;PRE-FITTED WITH SURGE | ABB | ABB FAN PTY LTD | 11 KV 500 KVA 3 PH | PHASING
000017528 | TRANSFORMER,DISTRIBUTION | 11 KV;100 KVA;3 PHASE;PADMOUNT;HAZ HV,LV BSH;MINERAL OIL INSULATED;ONAN;DYN 11; 3CR 12 CUBICLE;7 TAP POSITIONS;C/W LV 400 AMP SWITCH FUSE (NO HV S/GEAR); | ABB | ABB FAN PTY LTD | 11 KV 100 KVA 3 PHASE | PHASING
000017530 | TRANSFORMER,DISTRIBUTION | 11 KV;100 KVA;3 PHASE;PADMOUNT;HAZ HV,LV BSH;MINERAL OIL INSULATED;ONAN;DYN 11; 3CR 12 CUBICLE;7 TAP POSITIONS;C/W ABB SAFELINK DFD FUSE UNIT & LV SWITCHGEAR; | ABB | ABB FAN PTY LTD | 11 KV 100 KVA DYN 11 | PHASING
000017531 | TRANSFORMER,DISTRIBUTION | 11 KV;200 KVA;3 PHASE;PADMOUNT;HV HAZ LV BSH;MINERAL OIL INSULATED;;DYN 11;3CR 12 CUBICLE;7 TAP POSITIONS;C/W LV SWITCHGEAR (NO HV S/GEAR); | ABB | ABB FAN PTY LTD | 11 KV 200 KVA 3 PHASE PAD | PHASING
000017533 | TRANSFORMER,DISTRIBUTION | 11 KV;200 KVA;3 PHASE;PADMOUNT;HV HAZ LV BSH;MINERAL OIL INSULATED;ONAN;DYN 11; 3CR 12 CUBICLE;7 TAP POSITIONS;C/W ABB SAFELINK DFD FUSE UNIT & LV SWITCHGEAR; | ABB | ABB FAN PTY LTD | 11 KV 200 KVA DYN 11 | PHASING
000017534 | TRANSFORMER,DISTRIBUTION | 11 KV;315 KVA;3 PHASE;PADMOUNT;HV HAZ LV BSH;MINERAL OIL INSULATED;ONAN;DYN 11; 3CR 12 CUBICLE;7 TAP POSITIONS;C/W LV SWITCHGEAR (NO HV S/GEAR);NEW FRONT | ABB | ABB FAN PTY LTD | 11 KV 315 KVA DYN 11 | PHASING
000017536 | TRANSFORMER,DISTRIBUTION | 11 KV;315 KVA;3 PHASE;PADMOUNT;HV HAZ LV BSH;MINERAL OIL INSULATED;ONAN;DYN 11; 3CR 12 CUBICLE;7 TAP POSITIONS;C/W ABB SAFELINK DFD FUSE UNIT & LV SWITCHGEAR; | ABB | ABB FAN PTY LTD | 11 KV 315 KVA 7 TAP | PHASING
000017537 | TRANSFORMER,DISTRIBUTION | 11 KV;500 KVA;3 PHASE;PADMOUNT;HV HAZ LV BSH;MINERAL OIL INSULATED;ONAN;DYN 11; 3CR 12 CUBICLE;7 TAP POSITIONS;C/W LV SWITCHGEAR (NO HV S/GEAR);NEW FRONT | ABB | ABB FAN PTY LTD | 11 KV 500 KVA DYN 11 | PHASING
000017540 | TRANSFORMER,DISTRIBUTION | 11 KV;750 KVA;3 PHASE;PADMOUNT;HV HAZ LV BSH;MINERAL OIL INSULATED;ONAN;DYN 11; 3CR 12 CUBICLE;7 TAP POSITIONS; | ABB | ABB FAN PTY LTD | 11 KV 750 KVA PAD | PHASING
000017542 | TRANSFORMER,DISTRIBUTION | 11 KV;1000 KVA;3 PHASE;PADMOUNT;HV HAZ LV BSH;MINERAL OIL INSULATED;ONAN; DYN 11;3CR 12 CUBICLE;7 TAP POSITIONS; | ABB | ABB FAN PTY LTD | 11 KV 1000 KVA DYN 11 | PHASING
000017544 | INTERFACE,CONVERTER | DATA;MULTIDROP UP TO 32 DEVICES; U/W RS232 TO RE485; | ALFATRON | ALFATRON PTY LTD | AL-A450 | PHASING
000017545 | BRACKET,POLE | TRANSFORMER TYPE;STEEL;GALV;TRANSFORMER SUPPORT;TO SUIT METRO CONC POLE WITH STEEL PLATFORM;C/W BAG ATTACHED TO EACH BRACKET,CONTAINING 3 X LG BOLT,NUTS/ | HAYMAN | HAYMANS INDUSTRIES PTY LTD | 17545 | CURRENT
000017545 | BRACKET,POLE | TRANSFORMER TYPE;STEEL;GALV;TRANSFORMER SUPPORT;TO SUIT METRO CONC POLE WITH STEEL PLATFORM;C/W BAG ATTACHED TO EACH BRACKET,CONTAINING 3 X LG BOLT,NUTS/ | GLOBAL | GLOBAL MANUFACTURING GROUP | ENERGEX-76211-A1 | CURRENT
000017547 | INTERFACE MODULE | INPUT/OUTPUT;CARD,TYPE S 1/4 MW REED; | ELEDSIGN |  | 2000-0400-S | PURCHASE AS REQUIRED
000017549 | RELAY,FEEDER DIFFERENTIAL. | FD;1 AMP;110 V DC AUX SUPPLY;MULTIPLE SR CONT;HR INDICATORS;FLUSH MTG CASE;ORDER ON SUBSTATION PROJECTS DEPT APPROVAL ONLY; | SIEMENS | SIEMENS LTD | 7SD5111-4CAO2-OCAO | PURCHASE AS REQUIRED
000017555 | HAND TOOL,INFLATION | RAYCHEM INFLATION TOOL,RDSS-IT-16;FOR RAYFLATE SEALING DUCT SLEEVES;USE CO2 CARTRIDGE (STOCK CODE 17558) FOR INFLATING BAG TO 3.0 + OR - 0.2 BAR | RAYCHEM | RAYCHEM (AUSTRALIA) PTY LTD | RDSS-IT-16 | CURRENT
000017556 | RAYFLATE,DUCT SEALING SYSTEM | FOR POWER CABLES;C/W INFLATABLE BLADDER OF FLEXIBLE METALLIC LAMINATE,COATED BOTH SIDES WITH SEALANT STRIP;INFLATION BAG PRESSURE TO 3.0 + OR - 0.2 BAR | TECONN | TE CONNECTIVITY LTD | RDSS-100(S10) | CURRENT
000017557 | LUBRICANT | AQUEOUS LUBRICANT;POLYETHENE GLYCOL & NON-IONIC SURFACTANT;GREEN COLOUR;APPLY TO CABLE SHEATH;U/W STOCK CODE 17556 (RAYFLATE,DUCT SEALING SYSTEM); | RAYCHEM | RAYCHEM (AUSTRALIA) PTY LTD | E4540-1435 | CURRENT
000017558 | CYLINDER,GAS | 16 G CARTRIDGE;CO2 GAS;FITTED WITH VALVE ;PACK OF 10 = 1;FOR USE WITH RAYCHEM INFLATION TOOL RDSS-IT-16, STOCK CODE 17555; | RAYCHEM | RAYCHEM (AUSTRALIA) PTY LTD | E7512-0160(B60) | CURRENT
000017558 | CYLINDER,GAS | 16 G CARTRIDGE;CO2 GAS;FITTED WITH VALVE ;PACK OF 10 = 1;FOR USE WITH RAYCHEM INFLATION TOOL RDSS-IT-16, STOCK CODE 17555; | RAYCHEM | RAYCHEM (AUSTRALIA) PTY LTD | E7512-1060 | CURRENT
000017559 | SWITCHBOARD,LV | STROMBERG;630 AMP;INCLUDES 630 AMP ISOLATORS,4 SWITCH FUSES;BOTTOM ENTRY CABLING FOR CIRCUITS;FREE STANDING OR WALL MTD;RETURN FEET TO WORKSHOPS FOR | ENERGEX | ENERGEX | STROMBERG 630/4F | PURCHASE AS REQUIRED
000017560 | SWITCHBOARD,LV | STROMBERG;630 AMP;INCLUDES 630 AMP ISOLATORS,4 SWITCH FUSES;TOP ENTRY CABLING FOR CIRCUITS;FREE STANDING OR WALL MTD;RETURN FEET TO WORKSHOPS FOR | ENERGEX | ENERGEX | STROMBERG 630/4F | PURCHASE AS REQUIRED
000017561 | SWITCHBOARD,LV | STROMBERG;1250 AMP;INCLUDES 1250 AMP ISOLATORS,4 SWITCH FUSES; BOTTOM ENTRY CABLING FOR CIRCUITS;FREE STANDING OR WALL MTD;RETURN FEET TO WORKSHOPS FOR | ENERGEX | ENERGEX | STROMBERG 1250/4F | PURCHASE AS REQUIRED
000017562 | SWITCHBOARD,LV | STROMBERG;1250 AMP;INCLUDES 1250 AMP ISOLATORS,4 SWITCH FUSES (630 AMP);TOP ENTRY CABLING FOR CIRCUITS;FREE STANDING OR WALL MTD;RETURN FEET TO WORKSHOPS FOR | ENERGEX | ENERGEX | STROMBERG 1250/4F | PURCHASE AS REQUIRED
000017563 | SWITCHBOARD,LV | STROMBERG;2500 AMP;INCLUDES 2500 AMP ISOLATORS,4 SWITCH FUSES (630 AMP); BOTTOM ENTRY CABLING FOR CIRCUITS;FREE STANDING OR WALL MTD;RETURN FEET TO | ENERGEX | ENERGEX | STROMBERG 2500/4F | PURCHASE AS REQUIRED
000017564 | SWITCHBOARD,LV | STROMBERG;2500 AMP;INCLUDES 2500 AMP ISOLATORS,4 SWITCH FUSES (630 AMP);TOP ENTRY CABLING FOR CIRCUITS;FREE STANDING OR WALL MTD;RETURN FEET TO WORKSHOPS | ENERGEX | ENERGEX | STROMBERG 2500/4F | PURCHASE AS REQUIRED
000017565 | SWITCHBOARD,LV | STROMBERG;2500 AMP;INCLUDES 4 SWITCH FUSES & 2500 AMP ISOLATOR ON LH SIDE; BOTTOM ENTRY CABLING FOR CIRCUITS;FREE STANDING OR WALL MTD;RETURN FEET TO | ENERGEX | ENERGEX | STROMBERG 2500/4F | PURCHASE AS REQUIRED
000017566 | SWITCHBOARD,LV | STROMBERG;2500 AMP;INCLUDES 4 SWITCH FUSES & 2500 AMP ISOLATOR ON LH SIDE;TOP ENTRY CABLING FOR CIRCUITS;FREE STANDING OR WALL MTD;RETURN FEET TO WORKSHOPS FOR | ENERGEX | ENERGEX | STROMBERG 2500/4F | PURCHASE AS REQUIRED
000017567 | SWITCHBOARD,LV | STROMBERG;2500 AMP;INCLUDES 2500 AMP & 1250 AMP ISOLATORS,4 SWITCH FUSES;BOTTOM ENTRY CABLING FOR CIRCUITS;FREE STANDING OR WALL MTD;RETURN FEET TO WORKSHOPS FOR | ENERGEX | ENERGEX | STROMBERG 2500/4F/1250 | PURCHASE AS REQUIRED
000017568 | SWITCHBOARD,LV | STROMBERG;2500 AMP;INCLUDES 2500 AMP & 1250 AMP ISOLATORS,4 SWITCH FUSES;TOP ENTRY CABLING FOR CIRCUITS;FREE STANDING OR WALL MTD;RETURN FEET TO WORKSHOPS FOR | ENERGEX | ENERGEX | STROMBERG 2500/4F/1250 | PURCHASE AS REQUIRED
000017569 | SWITCHBOARD,LV | STROMBERG;2500 AMP;INCLUDES 2 X 2500 AMP ISOLATORS,4 SWITCH FUSES;BOTTOM ENTRY CABLING FOR CIRCUITS;FREE STANDING OR WALL MTD;RETURN FEET TO WORKSHOPS FOR | ENERGEX | ENERGEX |  | PURCHASE AS REQUIRED
000017570 | SWITCHBOARD,LV | STROMBERG;2500 AMP;INCLUDES 2 X 2500 AMP ISOLATORS,4 SWITCH FUSES;TOP ENTRY CABLING FOR CIRCUITS;FREE STANDING OR WALL MTD;RETURN FEET TO WORKSHOPS FOR | ENERGEX | ENERGEX |  | PURCHASE AS REQUIRED
000017571 | SWITCHBOARD,LV | STROMBERG;2500 AMP;INCLUDES 2500 AMP ISOLATORS,6 SWITCH FUSES;BOTTOM ENTRY CABLING FOR CIRCUITS;FREE STANDING OR WALL MTD;RETURN FEET TO WORKSHOPS FOR | ENERGEX | ENERGEX |  | PURCHASE AS REQUIRED
000017572 | SWITCHBOARD,LV | STROMBERG;2500 AMP;INCLUDES 2500 AMP ISOLATORS,6 SWITCH FUSES;TOP ENTRY FOR CABLING OF CIRCUITS;FREE STANDING OR WALL MTD;RETURN FEET TO WORKSHOPS FOR | ENERGEX | ENERGEX |  | PURCHASE AS REQUIRED
000017573 | SWITCHBOARD,LV | STROMBERG;2500 AMP;INCLUDES 2500 AMP ISOLATOR & CABLE TERMINATION;TOP OR BOTTOM ENTRY;FREE STANDING OR WALL MTD; RETURN FEET TO WORKSHOPS FOR WALL MTD | ENERGEX | ENERGEX |  | PURCHASE AS REQUIRED
000017576 | JOINT,ELECTRICAL POWER CABLE | 11 KV;FILLED HEATSHRINK JOINT;FROM 95 TO 185 SQ MM SIZE TRANSITION PLY CABLE;U/W STOCK CODES 17586,17587,17588,17589, 17590,17591,17592,17593 & 17577; | RAYCHEM | RAYCHEM (AUSTRALIA) PTY LTD | AUST-SQB-C | CURRENT
000017577 | JOINT,ELECTRICAL POWER CABLE | 11 KV;FILLED HEATSHRINK JOINT;SHIM KIT FOR 70-185 SQ MM PLY CABLE;U/W STOCK CODES 17576 & 17588; | RAYCHEM | RAYCHEM (AUSTRALIA) PTY LTD | EFSJ-SP2 | MAINTENANCE STOCK
000017579 | JOINT,ELECTRICAL POWER CABLE | 11 KV;FILLED HEATSHRINK JOINT;FOR 400 SQ MM PLY CABLE;U/W STOCK CODE 17602; | RAYCHEM | RAYCHEM (AUSTRALIA) PTY LTD | EPKJ17C3SB-3SB-W | PHASING
000017581 | FERRULE,ELECTRICAL CONDUCTOR | CRIMP TYPE;COPPER;25 SQ MM TO 95 SQ MM; C/W CENTRE BARRIER;PACK OF 3;U/W STOCK CODES 17575 & 15848;PACK OF 1; | TYCO | TYCO | AUST-SQB102 | CURRENT
000017581 | FERRULE,ELECTRICAL CONDUCTOR | CRIMP TYPE;COPPER;25 SQ MM TO 95 SQ MM; C/W CENTRE BARRIER;PACK OF 3;U/W STOCK CODES 17575 & 15848;PACK OF 1; | UTILUX |  | AUST-SQB-102 | CURRENT
000017583 | FERRULE,ELECTRICAL CONDUCTOR | CRIMP TYPE;COPPER;65 SQ MM TO 95 SQ MM; C/W CENTRE BARRIER;PACK OF 3;U/W STOCK CODE 17575; | CABLACES | CABLACES | AUST-SQB-104 | PHASING
000017584 | FERRULE,ELECTRICAL CONDUCTOR | CRIMP TYPE;COPPER;70 SQ MM TO 95 SQ MM; C/W CENTRE BARRIER;PACK OF 3;U/W STOCK CODE 17575;PACK OF 1,PACK WEIGHT 0.5 KG; | TYCO | TYCO | AUST-SQB105 | CURRENT
000017584 | FERRULE,ELECTRICAL CONDUCTOR | CRIMP TYPE;COPPER;70 SQ MM TO 95 SQ MM; C/W CENTRE BARRIER;PACK OF 3;U/W STOCK CODE 17575;PACK OF 1,PACK WEIGHT 0.5 KG; | CABLACES | CABLACES | AUST-SQB-105 | CURRENT
000017584 | FERRULE,ELECTRICAL CONDUCTOR | CRIMP TYPE;COPPER;70 SQ MM TO 95 SQ MM; C/W CENTRE BARRIER;PACK OF 3;U/W STOCK CODE 17575;PACK OF 1,PACK WEIGHT 0.5 KG; | UTILUX |  | AUST-SQB-105 | CURRENT
000017585 | FERRULE,ELECTRICAL CONDUCTOR | CRIMP TYPE;COPPER;95 SQ MM TO 95 SQ MM; C/W CENTRE DIMPLE;PACK OF 3;U/W STOCK CODE 17575; | LEGEND | LEGEND POWER SYSTEMS | CAS95EX | CURRENT
000017585 | FERRULE,ELECTRICAL CONDUCTOR | CRIMP TYPE;COPPER;95 SQ MM TO 95 SQ MM; C/W CENTRE DIMPLE;PACK OF 3;U/W STOCK CODE 17575; | TECONN | TE CONNECTIVITY LTD | AUST-SQB106 | CURRENT
000017585 | FERRULE,ELECTRICAL CONDUCTOR | CRIMP TYPE;COPPER;95 SQ MM TO 95 SQ MM; C/W CENTRE DIMPLE;PACK OF 3;U/W STOCK CODE 17575; | CABLACES | CABLACES | CAS95/EX | CURRENT
000017586 | FERRULE,ELECTRICAL CONDUCTOR | CRIMP TYPE;BI-METAL;95 SQ MM CU TO 120 SQ MM AL;C/W CENTRE BARRIER;PACK OF 3; U/W STOCK CODE 17576; | LEGEND | LEGEND POWER SYSTEMS | BLK120/95EX | CURRENT
000017586 | FERRULE,ELECTRICAL CONDUCTOR | CRIMP TYPE;BI-METAL;95 SQ MM CU TO 120 SQ MM AL;C/W CENTRE BARRIER;PACK OF 3; U/W STOCK CODE 17576; | DULMISON | DULMISON (AUST) PTY LTD | H15416/1X3 | CURRENT
000017586 | FERRULE,ELECTRICAL CONDUCTOR | CRIMP TYPE;BI-METAL;95 SQ MM CU TO 120 SQ MM AL;C/W CENTRE BARRIER;PACK OF 3; U/W STOCK CODE 17576; | CABLACES | CABLACES | AUST-SQB-107 | CURRENT
000017590 | FERRULE,ELECTRICAL CONDUCTOR | CRIMP TYPE;BI-METAL;120 SQ MM AL TO 185 SQ MM CU;C/W CENTRE BARRIER;PACK OF 1; U/W STOCK CODE 17576; | LEGEND | LEGEND POWER SYSTEMS | BLK120/185 | CURRENT
000017590 | FERRULE,ELECTRICAL CONDUCTOR | CRIMP TYPE;BI-METAL;120 SQ MM AL TO 185 SQ MM CU;C/W CENTRE BARRIER;PACK OF 1; U/W STOCK CODE 17576; | CABLACES | CABLACES | BLK120/185 | CURRENT
000017591 | FERRULE,ELECTRICAL CONDUCTOR | CRIMP TYPE;BI-METAL;150 SQ MM AL TO 185 SQ MM CU;C/W CENTRE BARRIER;PACK OF 3; U/W STOCK CODE 17576; | CABLACES | CABLACES | AUST-SQB-112 | MAINTENANCE STOCK
000017592 | FERRULE,ELECTRICAL CONDUCTOR | CRIMP TYPE;COPPER;161 (0.25 SQ IN) TO 185 SQ MM;C/W CENTRE BARRIER;PACK OF 3; U/W STOCK CODE 17576; | TYCO | TYCO | AUST-SQB113 | CURRENT
000017592 | FERRULE,ELECTRICAL CONDUCTOR | CRIMP TYPE;COPPER;161 (0.25 SQ IN) TO 185 SQ MM;C/W CENTRE BARRIER;PACK OF 3; U/W STOCK CODE 17576; | UTILUX |  | AUST-SQB-113 | CURRENT
000017593 | FERRULE,ELECTRICAL CONDUCTOR | CRIMP TYPE;COPPER;185 SQ MM TO 185 SQ MM ;C/W CENTRE DIMPLE;PACK OF 3;U/W STOCK CODE 17576; | CABLACES | CABLACES | CAS185/EX | CURRENT
000017594 | FERRULE,ELECTRICAL CONDUCTOR | CRIMP TYPE;COPPER;185 SQ MM TO 240 SQ MM ;C/W CENTRE BARRIER;PACK OF 3;U/W STOCK CODE 17578; | LEGEND | LEGEND POWER SYSTEMS | CASR240/185EX | CURRENT
000017594 | FERRULE,ELECTRICAL CONDUCTOR | CRIMP TYPE;COPPER;185 SQ MM TO 240 SQ MM ;C/W CENTRE BARRIER;PACK OF 3;U/W STOCK CODE 17578; | TECONN | TE CONNECTIVITY LTD | AUST-SQB114 | CURRENT
000017594 | FERRULE,ELECTRICAL CONDUCTOR | CRIMP TYPE;COPPER;185 SQ MM TO 240 SQ MM ;C/W CENTRE BARRIER;PACK OF 3;U/W STOCK CODE 17578; | CABLACES | CABLACES | AUST-SQB-115 | CURRENT
000017594 | FERRULE,ELECTRICAL CONDUCTOR | CRIMP TYPE;COPPER;185 SQ MM TO 240 SQ MM ;C/W CENTRE BARRIER;PACK OF 3;U/W STOCK CODE 17578; | CABLACES | CABLACES | CASR240/185-EX | CURRENT
000017595 | FERRULE,ELECTRICAL CONDUCTOR | CRIMP TYPE;BI-METAL;185 SQ MM CU TO 300 SQ MM AL;C/W CENTRE BARRIER;PACK OF 1; U/W STOCK CODE 17578; | TYCO | TYCO | BK300-185/1 | CURRENT
000017595 | FERRULE,ELECTRICAL CONDUCTOR | CRIMP TYPE;BI-METAL;185 SQ MM CU TO 300 SQ MM AL;C/W CENTRE BARRIER;PACK OF 1; U/W STOCK CODE 17578; | CABLACES | CABLACES | BLK300/185 | CURRENT
000017595 | FERRULE,ELECTRICAL CONDUCTOR | CRIMP TYPE;BI-METAL;185 SQ MM CU TO 300 SQ MM AL;C/W CENTRE BARRIER;PACK OF 1; U/W STOCK CODE 17578; | LEGEND | LEGEND POWER SYSTEMS | BLK300/185 | CURRENT
000017599 | FERRULE,ELECTRICAL CONDUCTOR | CRIMP TYPE;COPPER;240 SQ MM TO 300 SQ MM ;C/W CENTRE BARRIER;PACK OF 3;U/W STOCK CODE 17578; | TYCO | TYCO | AUST-SQB120 | CURRENT
000017599 | FERRULE,ELECTRICAL CONDUCTOR | CRIMP TYPE;COPPER;240 SQ MM TO 300 SQ MM ;C/W CENTRE BARRIER;PACK OF 3;U/W STOCK CODE 17578; | UTILUX |  | AUST-SQB-120 | CURRENT
000017600 | FERRULE,ELECTRICAL CONDUCTOR | CRIMP TYPE;COPPER;300 SQ MM TO 300 SQ MM ;C/W CENTRE BARRIER;PACK OF 3 ,PACK WEIGHT 0.88 KG;U/W SC17578; | TYCO | TYCO | AUST-SQB121 | CURRENT
000017600 | FERRULE,ELECTRICAL CONDUCTOR | CRIMP TYPE;COPPER;300 SQ MM TO 300 SQ MM ;C/W CENTRE BARRIER;PACK OF 3 ,PACK WEIGHT 0.88 KG;U/W SC17578; | PLP AUST | PREFORMED LINE PRODUCTS (AUST) | EPCJ-300-26.0AF-3 | CURRENT
000017600 | FERRULE,ELECTRICAL CONDUCTOR | CRIMP TYPE;COPPER;300 SQ MM TO 300 SQ MM ;C/W CENTRE BARRIER;PACK OF 3 ,PACK WEIGHT 0.88 KG;U/W SC17578; | LEGEND | LEGEND POWER SYSTEMS | CAS300EX | CURRENT
000017602 | FERRULE,ELECTRICAL CONDUCTOR | CRIMP TYPE;COPPER;400 SQ MM TO 400 SQ MM ;C/W CENTRE DIMPLE;PACK OF 3;U/W STOCK CODE 17579;PACK WEIGHT 0.93 KG; | LEGEND | LEGEND POWER SYSTEMS | CAS400EX | CURRENT
000017602 | FERRULE,ELECTRICAL CONDUCTOR | CRIMP TYPE;COPPER;400 SQ MM TO 400 SQ MM ;C/W CENTRE DIMPLE;PACK OF 3;U/W STOCK CODE 17579;PACK WEIGHT 0.93 KG; | PLP AUST | PREFORMED LINE PRODUCTS (AUST) | EPCJ-400-31.0AF-3 | CURRENT
000017603 | JOINT,ELECTRICAL POWER CABLE | 11 KV;FILLED HEATSHRINK TRANSITION JOINT ;FROM 16 SQ MM CU PLY CABLE TO 35 SQ MM AL XLPE CABLE;C/W CONNECTORS; | RAYCHEM | RAYCHEM (AUSTRALIA) PTY LTD | AUST-SQB-83 | PHASING
000017604 | JOINT,ELECTRICAL POWER CABLE | 11 KV;FILLED HEATSHRINK TRANSITION JOINT ;FROM 25 SQ MM CU PLY CABLE TO 35 SQ MM AL XLPE CABLE;C/W CONNECTORS; STYLE: | RAYCHEM | RAYCHEM (AUSTRALIA) PTY LTD | AUST-SQB-84 | CURRENT
000017605 | JOINT,ELECTRICAL POWER CABLE | 11 KV;FILLED HEATSHRINK TRANSITION JOINT ;FROM 25 SQ MM CU PLY CABLE TO 95 SQ MM AL XLPE CABLE;C/W CONNECTORS; | RAYCHEM | RAYCHEM (AUSTRALIA) PTY LTD | AUST-SQB-85 | PURCHASE AS REQUIRED
000017606 | JOINT,ELECTRICAL POWER CABLE | 11 KV;FILLED HEATSHRINK TRANSITION JOINT ;FROM 95 SQ MM CU PLY CABLE TO 35 SQ MM AL XLPE CABLE;C/W CONNECTORS; | RAYCHEM | RAYCHEM (AUSTRALIA) PTY LTD | AUST-SQB-86 | PURCHASE AS REQUIRED
000017608 | JOINT,ELECTRICAL POWER CABLE | 11 KV;FILLED HEATSHRINK TRANSITION JOINT ;FROM 120 SQ MM AL PLY CABLE TO 95 SQ MM AL XLPE CABLE;C/W CONNECTORS; | RAYCHEM | RAYCHEM (AUSTRALIA) PTY LTD | AUST-SQB-88 | STRATEGIC SPARE
000017610 | JOINT,ELECTRICAL POWER CABLE | 11 KV;FILLED HEATSHRINK TRANSITION JOINT ;FROM 240 SQ MM CU PLY CABLE TO 95 SQ MM AL XLPE CABLE;C/W CONNECTORS; | RAYCHEM | RAYCHEM (AUSTRALIA) PTY LTD | AUST-SQB-90 | PHASING
000017612 | JOINT,ELECTRICAL POWER CABLE | 11 KV;FILLED HEATSHRINK TRANSITION JOINT ;FROM 150 SQ MM AL PLY CABLE TO 240 SQ MM AL XLPE CABLE;C/W CONNECTORS; | RAYCHEM | RAYCHEM (AUSTRALIA) PTY LTD | AUST-SQB-92 | STRATEGIC SPARE
000017613 | JOINT,ELECTRICAL POWER CABLE | 11 KV;FILLED HEATSHRINK TRANSITION JOINT ;FROM 161 90.25) SQ MM CU PLY CABLE TO 240 SQ MM AL XLPE CABLE;C/W CONNECTORS; | RAYCHEM | RAYCHEM (AUSTRALIA) PTY LTD | AUST-SQB-93 | PHASING
000017616 | JOINT,ELECTRICAL POWER CABLE | 11 KV;FILLED HEATSHRINK TRANSITION JOINT ;FROM 258 (0.4) SQ MM CU PLY CABLE TO 240 SQ MM AL XLPE CABLE;C/W CONNECTORS; | RAYCHEM | RAYCHEM (AUSTRALIA) PTY LTD | AUST-SQB-96 | PHASING
000017624 | JOINT,ELECTRICAL POWER CABLE | 11 KV;FOR 3 CORE 25 TO 185 SQ MM MAIN PLY CABLE TO 35 TO 95 SQ MM BRANCH XLPE CABLE;PARALLEL BRANCH JOINT;CU OR ALUM PVC OUTER BOX RESIN FILLED;C/W | SICAME | SICAME AUSTRALIA PTY LTD | WTH52462-70 | CURRENT
000017624 | JOINT,ELECTRICAL POWER CABLE | 11 KV;FOR 3 CORE 25 TO 185 SQ MM MAIN PLY CABLE TO 35 TO 95 SQ MM BRANCH XLPE CABLE;PARALLEL BRANCH JOINT;CU OR ALUM PVC OUTER BOX RESIN FILLED;C/W | ALSTOM | ALSTOM GRID AUSTRALIA LIMITED | 8AE5500-010 | CURRENT
000017624 | JOINT,ELECTRICAL POWER CABLE | 11 KV;FOR 3 CORE 25 TO 185 SQ MM MAIN PLY CABLE TO 35 TO 95 SQ MM BRANCH XLPE CABLE;PARALLEL BRANCH JOINT;CU OR ALUM PVC OUTER BOX RESIN FILLED;C/W | SICAME | SICAME AUSTRALIA PTY LTD | MIRP-17624 | CURRENT
000017625 | JOINT,ELECTRICAL POWER CABLE | 11 KV;FOR 3 CORE 161 TO 185 SQ MM MAIN PLY CU CABLE TO 240 SQ MM BRANCH XLPE ALUM CABLE;PARALLEL & PARALLEL BRANCH JOINT;PVC OUTER BOX RESIN FILLED;C/W | SICAME | SICAME AUSTRALIA PTY LTD | WTH52462-73 | CURRENT
000017625 | JOINT,ELECTRICAL POWER CABLE | 11 KV;FOR 3 CORE 161 TO 185 SQ MM MAIN PLY CU CABLE TO 240 SQ MM BRANCH XLPE ALUM CABLE;PARALLEL & PARALLEL BRANCH JOINT;PVC OUTER BOX RESIN FILLED;C/W | SICAME | SICAME AUSTRALIA PTY LTD | MIRP-17625 | CURRENT
000017625 | JOINT,ELECTRICAL POWER CABLE | 11 KV;FOR 3 CORE 161 TO 185 SQ MM MAIN PLY CU CABLE TO 240 SQ MM BRANCH XLPE ALUM CABLE;PARALLEL & PARALLEL BRANCH JOINT;PVC OUTER BOX RESIN FILLED;C/W | ALSTOM | ALSTOM GRID AUSTRALIA LIMITED | 8AE5500-040 | CURRENT
000017626 | JOINT,ELECTRICAL POWER CABLE | 11 KV;FOR 3 CORE 258 (0.4 IN SQ) TO 300 SQ MM MAIN ALUM PLY CABLE TO 240 SQ MM BRANCH XLPE ALUM CABLE;PARALLEL BRANCH JOINT;PVC OUTER BOX RESIN FILLED;C/W | SICAME | SICAME AUSTRALIA PTY LTD | WTH52462-64 | CURRENT
000017626 | JOINT,ELECTRICAL POWER CABLE | 11 KV;FOR 3 CORE 258 (0.4 IN SQ) TO 300 SQ MM MAIN ALUM PLY CABLE TO 240 SQ MM BRANCH XLPE ALUM CABLE;PARALLEL BRANCH JOINT;PVC OUTER BOX RESIN FILLED;C/W | ALSTOM | ALSTOM GRID AUSTRALIA LIMITED | 8AE5500-030 | CURRENT
000017626 | JOINT,ELECTRICAL POWER CABLE | 11 KV;FOR 3 CORE 258 (0.4 IN SQ) TO 300 SQ MM MAIN ALUM PLY CABLE TO 240 SQ MM BRANCH XLPE ALUM CABLE;PARALLEL BRANCH JOINT;PVC OUTER BOX RESIN FILLED;C/W | SICAME | SICAME AUSTRALIA PTY LTD | MIRP-17626 | CURRENT
000017627 | JOINT,ELECTRICAL POWER CABLE | 11 KV;FOR 3 CORE 35 TO 185 SQ MM MAIN XLPE CABLE 35 TO 185 SQ MM,BRANCH XLPE CABLE PARALLEL & PARALLEL BRANCH JOINT; CU & ALUM PVC OUTER BOX RESIN FILLED;C/W | SICAME | SICAME AUSTRALIA PTY LTD | WTH52462-62A | CURRENT
000017627 | JOINT,ELECTRICAL POWER CABLE | 11 KV;FOR 3 CORE 35 TO 185 SQ MM MAIN XLPE CABLE 35 TO 185 SQ MM,BRANCH XLPE CABLE PARALLEL & PARALLEL BRANCH JOINT; CU & ALUM PVC OUTER BOX RESIN FILLED;C/W | SICAME | SICAME AUSTRALIA PTY LTD | MIRP-17627 | CURRENT
000017627 | JOINT,ELECTRICAL POWER CABLE | 11 KV;FOR 3 CORE 35 TO 185 SQ MM MAIN XLPE CABLE 35 TO 185 SQ MM,BRANCH XLPE CABLE PARALLEL & PARALLEL BRANCH JOINT; CU & ALUM PVC OUTER BOX RESIN FILLED;C/W | ALSTOM | ALSTOM GRID AUSTRALIA LIMITED | 8AE5500-020 | CURRENT
000017628 | JOINT,ELECTRICAL POWER CABLE | 11 KV;FOR 3 CORE 240 SQ MM XLPE MAIN CABLE TO 240 SQ MM XLPE BRANCH CABLE; PARALLEL AND PARALLEL BRANCH CU OR ALUM CABLE;PVC OUTER BOX RESIN FILLED; | SICAME | SICAME AUSTRALIA PTY LTD | WTH52462-62 | CURRENT
000017628 | JOINT,ELECTRICAL POWER CABLE | 11 KV;FOR 3 CORE 240 SQ MM XLPE MAIN CABLE TO 240 SQ MM XLPE BRANCH CABLE; PARALLEL AND PARALLEL BRANCH CU OR ALUM CABLE;PVC OUTER BOX RESIN FILLED; | SICAME | SICAME AUSTRALIA PTY LTD | MIRP-17628 | CURRENT
000017628 | JOINT,ELECTRICAL POWER CABLE | 11 KV;FOR 3 CORE 240 SQ MM XLPE MAIN CABLE TO 240 SQ MM XLPE BRANCH CABLE; PARALLEL AND PARALLEL BRANCH CU OR ALUM CABLE;PVC OUTER BOX RESIN FILLED; | ALSTOM | ALSTOM GRID AUSTRALIA LIMITED | 8AE5500-050 | CURRENT
000017631 | TERMINAL,LUG | EYE TYPE;BI-METAL CRIMP CONNECTION FOR 210 SQ MM 19/3.75 MM STRANDED (PLUTO) CONDUCTOR;M12 STUD SIZE;PACK OF 50; WEIGHT OF PACK 14.25 KG; | TYCO | TYCO | BG210M12/1 | CURRENT
000017631 | TERMINAL,LUG | EYE TYPE;BI-METAL CRIMP CONNECTION FOR 210 SQ MM 19/3.75 MM STRANDED (PLUTO) CONDUCTOR;M12 STUD SIZE;PACK OF 50; WEIGHT OF PACK 14.25 KG; | PLP AUST | PREFORMED LINE PRODUCTS (AUST) | EPTB-PLUTO-28.5AF-M12 | CURRENT
000017632 | RELAY,CURRENT DIFFERENTIAL | 110 V DC;1 AMP; | SIEMENS | SIEMENS LTD | 7SD5111-4CA02-OCAO | PURCHASE AS REQUIRED
000017633 | TRANSFORMER,DISTRIBUTION | 33 KV;315 KVA;3 PHASE;CABLE BOX GROUND MTG;BSH HV 180 LV BSH;MINERAL OIL INSULATED;ONAN;DZNO;7 TAP POSITIONS; 33 KV/433-250 V;LOCAL SUPPLY FOR | TYREE | TYREE INDUSTRIES PL MITTAGONG NSW | 315 KVA | PURCHASE AS REQUIRED
000017634 | FUSE ELEMENT,ELEC | 30 AMP;36 KV;DROPOUT ELEMENT TYPE 'E' (VERY SLOW ACTING);TYPE SMD-20,S & C CAT NO. 614030;FOR U/W SMD-20 DROPOUT UNIT; PACK OF 30; | S & C |  | 614030 | MAINTENANCE STOCK
000017635 | BIT,AUGER | Impact, 16mm Dia, 225mm OAL, Steel, Ring Twist Pattern, 11mm Hex Shank, Quick Release | LEGEND | LEGEND POWER SYSTEMS | MSS-0058S | CURRENT
000017635 | BIT,AUGER | Impact, 16mm Dia, 225mm OAL, Steel, Ring Twist Pattern, 11mm Hex Shank, Quick Release | SPECFORC | SPECIALISED FORCE | STMSF816X225 | CURRENT
000017636 | TRANSFORMER,DISTRIBUTION | 11 KV;500 KVA;3 PHASE;PADMOUNT;HV;HAZ 180 LV BSH;MINERAL OIL INSULATED;ONAN; DYN 11;3CR12 CUBICLE;7 TAP POSITIONS; C/W ABB SDAF3 NON-EXT HV RMU & WEBER LV | ABB | ABB FAN PTY LTD | 500 KVA | PURCHASE AS REQUIRED
000017639 | RELAY,CURRENT DIFFERENTIAL | 110 V DC;5 AMP; | SIEMENS | SIEMENS LTD | 7SD5115-4CA02-OCAO | PURCHASE AS REQUIRED
000017640 | CHLORHEXIDINE IN ALCOHOL | CHLORHEXIDINE 0.05%,CETRIMIDE 0.5%; AQUEOUS IRRIGATION FOR CLEANING RESUSCITATION MASKS;NO REPLACEMENT, USE DETERGENT FOR CLEANING PURPOSES; | ROGERLEY | ROGER LEY | CHLORHEXIDINE 0.05%, | PHASING
000017641 | LABEL | SUPER VINYL V-90,YELLOW BACKGROUND;WHITE MATT (PERMANENT) 160 GSM;LEGEND-METER VOLTAGE PHASE SEQUENCE CORRECTED AT METER;BLACK PRINT;70 MM LG,25 MM W;BACK | ARTCRAFT | ARTCRAFT PTY LTD | SE02595-Q | CURRENT
000017641 | LABEL | SUPER VINYL V-90,YELLOW BACKGROUND;WHITE MATT (PERMANENT) 160 GSM;LEGEND-METER VOLTAGE PHASE SEQUENCE CORRECTED AT METER;BLACK PRINT;70 MM LG,25 MM W;BACK | CUTLER | CUTLER BRANDS PTY LTD | ENERGE-17641 | CURRENT
000017642 | DIE,CRIMPING TOOL | STEEL;HEX ;24.2 MM AF;FOR ALUMINIUM BASED SLEEVES;U/W UTILUX COMPRESSION TOOL NO.38A OR EQUIV; | TEN | THE ENERGY NETWORK | K12-24.2-AL | PURCHASE AS REQUIRED
000017642 | DIE,CRIMPING TOOL | STEEL;HEX ;24.2 MM AF;FOR ALUMINIUM BASED SLEEVES;U/W UTILUX COMPRESSION TOOL NO.38A OR EQUIV; | DULMISON | DULMISON (AUST) PTY LTD | 38-242 AL/1 | PURCHASE AS REQUIRED
000017643 | DIE,CRIMPING TOOL | STEEL;INDENT 18;TO SUIT 185 SQ MM SOLID ALUMINIUM 90 DEG SECTOR CRIMP LUG; U/W UTILUX COMPRESSION TOOL NO.38A OR EQUIV;(REFER TO STOCK CODE 02151 FOR | LEGEND | LEGEND POWER SYSTEMS | HT130-A18INDENT | CURRENT
000017643 | DIE,CRIMPING TOOL | STEEL;INDENT 18;TO SUIT 185 SQ MM SOLID ALUMINIUM 90 DEG SECTOR CRIMP LUG; U/W UTILUX COMPRESSION TOOL NO.38A OR EQUIV;(REFER TO STOCK CODE 02151 FOR | UTILUX |  | 14 NEST & 18 INDENT | CURRENT
000017644 | CONNECTOR,BUSBAR | 27 MM OD TUBE FLAT;TERMINAL PALM UNDRILLED;PACK OF 1; | PLP AUST | PREFORMED LINE PRODUCTS (AUST) | D-CS27MU | PURCHASE AS REQUIRED
000017644 | CONNECTOR,BUSBAR | 27 MM OD TUBE FLAT;TERMINAL PALM UNDRILLED;PACK OF 1; | HYLEC | HYLEC PTY LTD | CCS27B | PURCHASE AS REQUIRED
000017645 | JOINT,ELECTRICAL POWER CABLE | 11 KV;FILLED HEATSHRINK TRANSITION JOINT ;FROM 300 SQ MM AL PLY CABLE TO 240 SQ MM AL XLPE CABLE;C/W CONNECTORS; | RAYCHEM | RAYCHEM (AUSTRALIA) PTY LTD | AUST-SQB-98 | PHASING
000017647 | JOINT,ELECTRICAL POWER CABLE | 11 KV;HEATSHRINK JOINT;FROM 35 SQ MM AL TO 95 SQ MM AL XLPE CABLES;C/W CONNECTORS; | RAYCHEM | RAYCHEM (AUSTRALIA) PTY LTD | AUST-SQB-66 | PHASING
000017649 | JOINT,ELECTRICAL POWER CABLE | 11 KV;HEATSHRINK JOINT;FROM 95 SQ MM AL TO 240 SQ MM AL XLPE CABLES,C/W CONNECTO CONNECTORS; | RAYCHEM | RAYCHEM (AUSTRALIA) PTY LTD | AUST-SQB-9 | PHASING
000017650 | JOINT,ELECTRICAL POWER CABLE | 11 KV;HEATSHRINK JOINT;240 SQ MM AL TO 240 SQ MM AL XLPE CABLES;C/W CONNECTORS; REFER SC16478 FOR RESIN; | RAYCHEM | RAYCHEM (AUSTRALIA) PTY LTD | AUST-SQB-18 | STRATEGIC SPARE
000017651 | CONNECTOR,BUSBAR | 48 MM OD TUBE TO FLAT;TERMINAL PALM UNDRILLED;PACK OF 1; | PLP AUST | PREFORMED LINE PRODUCTS (AUST) | D-CS48MU | PURCHASE AS REQUIRED
000017651 | CONNECTOR,BUSBAR | 48 MM OD TUBE TO FLAT;TERMINAL PALM UNDRILLED;PACK OF 1; | HYLEC | HYLEC PTY LTD | CCS48B | PURCHASE AS REQUIRED
000017652 | REACTOR | NEUTRAL EARTHING;50.93 MH,16 OHM;50 HZ 36 KV;1 PHASE;1 KA FOR 3 SEC;PEDESTAL POST INSULATOR MTG;AIR INSULATED;OUTDOOR ;SUPPLIED WITHOUT INSULATORS;REPLACED BY | TRENCH |  | 50.93 MH | PHASING
000017654 | TERMINATION,ELECTRICAL POWER CABLE | 11 KV;INDOOR;3 PHASE;FOR 35 SQ MM AL XLPE CABLE;HEATSHRINK;MIN 550 TAILS;U/W STOCK CODE 17660; | RAYCHEM | RAYCHEM (AUSTRALIA) PTY LTD | AUST-SQB-73 | CURRENT
000017655 | TERMINATION,ELECTRICAL POWER CABLE | 11 KV;INDOOR;3 PHASE;FOR 95 SQ MM AL XLPE CABLE;HEATSHRINK;MIN 600 TAILS;U/W STOCK CODE 17661; | RAYCHEM | RAYCHEM (AUSTRALIA) PTY LTD | AUST-SQB-74 | CURRENT
000017656 | TERMINATION,ELECTRICAL POWER CABLE | 11 KV;INDOOR;3 PHASE;FOR 240 SQ MM AL XLPE CABLE;HEATSHRINK;MIN 650 TAILS; U/W STOCK CODE 17631 | RAYCHEM | RAYCHEM (AUSTRALIA) PTY LTD | AUST-SQB-75 | MAINTENANCE STOCK
000017657 | TERMINATION,ELECTRICAL POWER CABLE | 11 KV;INDOOR;3 PHASE;FOR 35 SQ MM AL XLPE CABLE;HEATSHRINK;MIN 1200 TAILS;U/W STOCK CODE 17660; | RAYCHEM | RAYCHEM (AUSTRALIA) PTY LTD | AUST-SQB-58 | CURRENT
000017658 | TERMINATION,ELECTRICAL POWER CABLE | 11 KV;INDOOR;3 PHASE;FOR 95 SQ MM AL XLPE CABLE;HEATSHRINK;MIN 1200 TAILS;U/W STOCK CODE 17661; | RAYCHEM | RAYCHEM (AUSTRALIA) PTY LTD | AUST-SQB-57 | CURRENT
000017659 | TERMINATION,ELECTRICAL POWER CABLE | 11 KV;INDOOR;3 PHASE;FOR 240 SQ MM AL XLPE CABLE;HEATSHRINK;MIN 1200 TAILS;U/W STOCK CODE 17662; | RAYCHEM | RAYCHEM (AUSTRALIA) PTY LTD | AUST-SQB-72 | PHASING
000017660 | TERMINAL,LUG | LONG BARREL,DRILLED PALM,M12,BI-METAL CRIMP TYPE;FOR 35 SQ MM AL COND; MIN 32 MM LG BARREL;PACK OF 40,PACK WEIGHT 2.00 KG;U/W SC17654 & SC17657; | TYCO | TYCO | AG35M12/1 | CURRENT
000017660 | TERMINAL,LUG | LONG BARREL,DRILLED PALM,M12,BI-METAL CRIMP TYPE;FOR 35 SQ MM AL COND; MIN 32 MM LG BARREL;PACK OF 40,PACK WEIGHT 2.00 KG;U/W SC17654 & SC17657; | PLP AUST | PREFORMED LINE PRODUCTS (AUST) | EPTB-35-9.0AF-M12 (32) | CURRENT
000017661 | TERMINAL,LUG | LONG BARREL,DRILLED PALM,M12,BI-METAL CRIMP TYPE;FOR 95 SQ MM AL COND; MIN 60 MM LG BARREL;PACK OF 3,PACK WEIGHT 1.00 KG;U/W SC17655 & SC17658; | LEGEND | LEGEND POWER SYSTEMS | BL95-12EX | CURRENT
000017661 | TERMINAL,LUG | LONG BARREL,DRILLED PALM,M12,BI-METAL CRIMP TYPE;FOR 95 SQ MM AL COND; MIN 60 MM LG BARREL;PACK OF 3,PACK WEIGHT 1.00 KG;U/W SC17655 & SC17658; | PLP AUST | PREFORMED LINE PRODUCTS (AUST) | EPTB-95-17.3AF-M12 (60) | CURRENT
000017661 | TERMINAL,LUG | LONG BARREL,DRILLED PALM,M12,BI-METAL CRIMP TYPE;FOR 95 SQ MM AL COND; MIN 60 MM LG BARREL;PACK OF 3,PACK WEIGHT 1.00 KG;U/W SC17655 & SC17658; | TECONN | TE CONNECTIVITY LTD | BG95M12/1 | CURRENT
000017666 | TERMINATION,ELECTRICAL POWER CABLE | 11 KV;INDOOR KIT;3 X SINGLE PHASE;FOR 630 SQ MM COPPER COND;SCREENED XLPE CABLE;HEATSHRINK;C/W CRIMP LUGS;ITEM NO-LONGER AVAILABLE REFER TO SC20436; | RAYCHEM | RAYCHEM (AUSTRALIA) PTY LTD | EPKT-17E1XI-A-AMPC | MAINTENANCE STOCK
000017667 | TERMINATION,ELECTRICAL POWER CABLE | 11 KV;OUTDOOR KIT;3 X SINGLE PHASE;FOR 400 SQ MM COPPER COND;SCREENED PLYPVC CABLE;HEATSHRINK;C/W CRIMP LUGS; | RAYCHEM | RAYCHEM (AUSTRALIA) PTY LTD | AUST-SQB-34 | MAINTENANCE STOCK
000017668 | TERMINATION,ELECTRICAL POWER CABLE | 11 KV;OUTDOOR KIT;3 X SINGLE PHASE;FOR 630 SQ MM COPPER COND;SCREENED PLYPVC CABLE;HEATSHRINK;C/W CRIMP LUGS; | RAYCHEM | RAYCHEM (AUSTRALIA) PTY LTD | AUST-SQB-78 | PHASING
000017671 | TERMINATION,ELECTRICAL POWER CABLE | 11 KV;INDOOR KIT;3 PHASE;FOR 70 SQ MM CU COND;SCREENED PLYPVC CABLE;HEATSHRINK; U/W STOCK CODE 17701; | RAYCHEM | RAYCHEM (AUSTRALIA) PTY LTD | AUST-SQB-68 | PHASING
000017672 | TERMINATION,ELECTRICAL POWER CABLE | 11 KV;INDOOR KIT;3 PHASE;95 SQ MM TO 185 SQ MM CU & AL COND;SCREENED PLYPVC CABLE ;HEATSHRINK;U/W STOCK CODE 17702,17703, 17704 & 17705; | RAYCHEM | RAYCHEM (AUSTRALIA) PTY LTD | AUST-SQB-42 | CURRENT
000017676 | TERMINATION,ELECTRICAL POWER CABLE | 11 KV;INDOOR KIT;3 PHASE;FOR 240 SQ MM TO 300 SQ MM CU & AL COND;SCREENED PLYPVC CABLE;HEATSHRINK;U/W STOCK CODE 17707 & 17708; | RAYCHEM | RAYCHEM (AUSTRALIA) PTY LTD | AUST-SQB-44 | CURRENT
000017700 | TERMINAL,LUG | LONG BARREL,DRILLED PALM,M12,CRIMP;FOR 25 SQ MM CU COND;PACK OF 3; PACK WEIGHT 0.5 KG;U/W SC17690 & SC17670; | LEGEND | LEGEND POWER SYSTEMS | CAL25LB-12EX | CURRENT
000017700 | TERMINAL,LUG | LONG BARREL,DRILLED PALM,M12,CRIMP;FOR 25 SQ MM CU COND;PACK OF 3; PACK WEIGHT 0.5 KG;U/W SC17690 & SC17670; | CABLACES | CABLACES | CAL25LB-12/EX | CURRENT
000017701 | TERMINAL,LUG | LONG BARREL,DRILLED PALM,M12,CRIMP TYPE; FOR 70 SQ MM CU COND;PACK OF 3;U/W STOCK CODE 17671 & 17691; | LEGEND | LEGEND POWER SYSTEMS | CAL70LB-12EX | CURRENT
000017701 | TERMINAL,LUG | LONG BARREL,DRILLED PALM,M12,CRIMP TYPE; FOR 70 SQ MM CU COND;PACK OF 3;U/W STOCK CODE 17671 & 17691; | CABLACES | CABLACES | AUST-SQB-126 | CURRENT
000017702 | TERMINAL,LUG | LONG BARREL,DRILLED PALM,M12,CRIMP TYPE; FOR 95 SQ MM CU COND;MIN 53 MM LG BARREL ;PACK OF 3; PACK WEIGHT 0.21 KG;U/W SC17672 & SC17692; | LEGEND | LEGEND POWER SYSTEMS | CAL95LB-12EX | CURRENT
000017702 | TERMINAL,LUG | LONG BARREL,DRILLED PALM,M12,CRIMP TYPE; FOR 95 SQ MM CU COND;MIN 53 MM LG BARREL ;PACK OF 3; PACK WEIGHT 0.21 KG;U/W SC17672 & SC17692; | CABLACES | CABLACES | CAL95LB-12/EX | CURRENT
000017703 | TERMINAL,LUG | LONG BARREL,DRILLED PALM,M12,BI-METAL CRIMP TYPE;FOR 150 SQ MM AL COND; MIN 60 MM LG BARREL;PACK OF 1,PACK WEIGHT 0.15 KG;U/W SC17672 & SC17692; | LEGEND | LEGEND POWER SYSTEMS | BL150-12EX | CURRENT
000017703 | TERMINAL,LUG | LONG BARREL,DRILLED PALM,M12,BI-METAL CRIMP TYPE;FOR 150 SQ MM AL COND; MIN 60 MM LG BARREL;PACK OF 1,PACK WEIGHT 0.15 KG;U/W SC17672 & SC17692; | PLP AUST | PREFORMED LINE PRODUCTS (AUST) | EPTB-150-22.0AF-M12 (60) | CURRENT
000017703 | TERMINAL,LUG | LONG BARREL,DRILLED PALM,M12,BI-METAL CRIMP TYPE;FOR 150 SQ MM AL COND; MIN 60 MM LG BARREL;PACK OF 1,PACK WEIGHT 0.15 KG;U/W SC17672 & SC17692; | TECONN | TE CONNECTIVITY LTD | BG150M12/1 | CURRENT
000017705 | TERMINAL,LUG | LONG BARREL,DRILLED PALM,M12,CRIMP TYPE; FOR 185 SQ MM CU COND;MIN 64 MM LG BARREL;PACK OF 3; PACK WEIGHT 1.75 KG; U/W SC17672 & SC17692; | LEGEND | LEGEND POWER SYSTEMS | CAL185LB-12EX | CURRENT
000017705 | TERMINAL,LUG | LONG BARREL,DRILLED PALM,M12,CRIMP TYPE; FOR 185 SQ MM CU COND;MIN 64 MM LG BARREL;PACK OF 3; PACK WEIGHT 1.75 KG; U/W SC17672 & SC17692; | CABLACES | CABLACES | CAL185LB-12/EX | CURRENT
000017706 | TERMINAL,LUG | LONG BARREL,DRILLED PALM,M12,CRIMP TYPE; FOR 240 SQ MM CU COND;MIN 80 MM LG BARREL;PACK OF 3; PACK WEIGHT 1.7 KG; U/W SC17676 & SC17696; | LEGEND | LEGEND POWER SYSTEMS | CAL240LB-12EX | CURRENT
000017706 | TERMINAL,LUG | LONG BARREL,DRILLED PALM,M12,CRIMP TYPE; FOR 240 SQ MM CU COND;MIN 80 MM LG BARREL;PACK OF 3; PACK WEIGHT 1.7 KG; U/W SC17676 & SC17696; | CABLACES | CABLACES | CAL240LB-12/EX | CURRENT
000017708 | TERMINAL,LUG | LONG BARREL,DRILLED PALM,M12,CRIMP TYPE; FOR 300 SQ MM CU COND;MIN 90 MM LG BARREL;PACK OF 3;PACK WEIGHT 2.KG; SC17676 & SC17696; | LEGEND | LEGEND POWER SYSTEMS | CAL300LB-12EX | CURRENT
000017708 | TERMINAL,LUG | LONG BARREL,DRILLED PALM,M12,CRIMP TYPE; FOR 300 SQ MM CU COND;MIN 90 MM LG BARREL;PACK OF 3;PACK WEIGHT 2.KG; SC17676 & SC17696; | CABLACES | CABLACES | CAL300LB-12/EX | CURRENT
000017709 | TERMINAL,LUG | LONG BARREL,DRILLED PALM,M12,CRIMP TYPE; FOR 400 SQ MM CU COND;MIN 100 MM LG BARREL;PACK OF 3; PACK WEIGHT 0.38 KG; U/W SC17689 & SC17699; | LEGEND | LEGEND POWER SYSTEMS | CAL400LB-12EX | CURRENT
000017709 | TERMINAL,LUG | LONG BARREL,DRILLED PALM,M12,CRIMP TYPE; FOR 400 SQ MM CU COND;MIN 100 MM LG BARREL;PACK OF 3; PACK WEIGHT 0.38 KG; U/W SC17689 & SC17699; | CABLACES | CABLACES | CAL400LB-12/EX | CURRENT
000017709 | TERMINAL,LUG | LONG BARREL,DRILLED PALM,M12,CRIMP TYPE; FOR 400 SQ MM CU COND;MIN 100 MM LG BARREL;PACK OF 3; PACK WEIGHT 0.38 KG; U/W SC17689 & SC17699; | DULMISON | DULMISON (AUST) PTY LTD | AUST-SQB-134 | CURRENT
000017711 | JOINT,ELECTRICAL POWER CABLE | LV;HEATSHRINK;STRAIGHT JOINT;TO SUIT 240 SQ MM 4 CORE OR 3 CORE NS XLPE CABLE TO 240 SQ MM 4 CORE XLPE CABLE; C/W FERRULES;PACK OF 1,PACK WEIGHT | TECONN | TE CONNECTIVITY LTD | AUST-SQB82 | CURRENT
000017714 | JOINT,ELECTRICAL POWER CABLE | LV;HEATSHRINK;PARALLEL BRANCH (SERVICE) JOINT;750 MM LG;REINFORCED WRAP AROUND SLEEVE;TO SUIT 3.5 CORE PLY CABLE,70-185 SQ MM CU COND;4-70 SQ MM TEE;C/W RING | TECONN | TE CONNECTIVITY LTD | AUST-SQB24 | CURRENT
000017715 | JOINT,ELECTRICAL POWER CABLE | LV, Heatshrink, Service Tee Joint, Suit 4 Core 120-240mm2 XLPE Insulated Main Cable to 4 Core 16 - 70mm2 XLPE Insulated Service Cable | TECONN | TE CONNECTIVITY LTD | AUST-SQB135 | CURRENT
000017718 | CLEVIS,TONGUE | STEEL,FORGED;GALV,HOT DIPPED;120 KN; Y TONGUE;C/W CLEVIS PIN & HUMPBACK SPLIT PIN (HP/A);BAGS OF 10;PROJECT USAGE; | PLP |  | CTY-160-120-2 | STRATEGIC SPARE
000017727 | CIRCUIT BREAKER | OUTDOOR;ALSTOM OX 36;36 KV;3 PHASE; 2000 AMP;25 KA BKG CAP;110 V DC SPRING CHRG MOTOR & CONTROL (TRIP & CLOSE); AS2006; | ALSTOM | ALSTOM GRID AUSTRALIA LIMITED | OX 36 2000 AMP 36 KV | PURCHASE AS REQUIRED
000017728 | CIRCUIT BREAKER | OUTDOOR;ALSTOM OX36;36 KV;3 PHASE; 1250 AMP;25 KA BKG CAP;110 V DC SPRING CHRG MOTOR & CONTROL (TRIP & CLOSE); AS2006; | ALSTOM | ALSTOM GRID AUSTRALIA LIMITED | OX36 1250 AMP | STRATEGIC SPARE
000017729 | CIRCUIT BREAKER | OUTDOOR;ALSTOM OX36;36 KV;3 PHASE; 2000 AMP;25 KA BKG CAP;240 V AC SPRING CHRG MOTOR;110 V DC CONTROL (TRIP & CLOSE);AS2006; | ALSTOM | ALSTOM GRID AUSTRALIA LIMITED | OX36 2000 AMP | STRATEGIC SPARE
000017730 | RING,DISCONNECT UNIT | 12 KV;3 PHASE;1 TEE-OFF;100 AMP NORM CURR;BUSBAR ASSEMBLY;400 AMP RATED CURR; AIR INSULATED;TO SUIT NEW FRONT ENTRY PMT;ABB FUSEBOARD,NO FAULT OR LOAD MAKE/ | ABB | ABB FAN PTY LTD | 12 KV FUSEBOARD | PURCHASE AS REQUIRED
000017731 | SIGN | LEGEND-AUTHORISED CONTRACTOR WORKING WITH ENERGEX (LOGO);MAGNETIC RUBBER; RETROREFLECTIVE;325 MM LG,210 MM W;FOR SAFETREE SIGN REFER STOCK CODE 17732; | CUTLER | CUTLER BRANDS PTY LTD | ENERGE-17731 | CURRENT
000017732 | SIGN | LEGEND-SAFETREE;MAGNETIC RUBBER; RETROREFLECTIVE;210 MM LG,185 MM W; U/W STOCK CODE 17731;PACK OF 100,PACK WEIGHT 2 KG;ISSUE AS PAIR; | LMI | LANGFORD METAL INDUSTRIES PTY LTD | ENIT180 | PURCHASE AS REQUIRED
000017732 | SIGN | LEGEND-SAFETREE;MAGNETIC RUBBER; RETROREFLECTIVE;210 MM LG,185 MM W; U/W STOCK CODE 17731;PACK OF 100,PACK WEIGHT 2 KG;ISSUE AS PAIR; | ARTCRAFT | ARTCRAFT PTY LTD | SE-013-99 | PURCHASE AS REQUIRED
000017733 | CLAMP,TERMINAL,ELECTRICAL CONNECTOR | INSULATION PIERCING;COPPER;6-50 SQ MM INSULATED;2 TAP;SUBMERSIBLE MULTIPLE SERVICE;1 PC TO LVABC;2 TAPS;2 SHEARHEAD BOLTS;PACK OF 12;NOTE:-THESE ITEMS ARE | SICAME | SICAME AUSTRALIA PTY LTD | MUC 12/650 | CURRENT
000017734 | CLAMP,TERMINAL,ELECTRICAL CONNECTOR | INSULATION PIERCING;COPPER;6-50 SQ MM INSULATED;4 TAP;SUBMERSIBLE MULTIPLE SERVICE;4 TAPS;4 SHEARHEAD BOLTS;PACK OF PACK OF 6;NOTE:-THESE ITEMS ARE ONLY TO | SICAME | SICAME AUSTRALIA PTY LTD | MUCI4/650 | CURRENT
000017736 | PIT,UTILITY | BLACK PLASTIC;320 MM W,530 MM D;5 KG;FOR CONCRETE LID REFER STOCK CODE 24074; PACK OF 10; | PLP AUST | PREFORMED LINE PRODUCTS (AUST) | NS-D14-140 | CURRENT
000017737 | JOINT,ELECTRICAL POWER CABLE | LV;SERVICE TEE JOINT;4 CORE XLPE CABLE 185 SQ MM AL,UP TO 2 X 16 SQ MM CU;RING TYPE INSULATION PIERCING CONNECTION;C/W MOULD & RESIN;SHELF LIFE = 2 YEARS; | DULMISON | DULMISON (AUST) PTY LTD | UST 4185240 | STRATEGIC SPARE
000017737 | JOINT,ELECTRICAL POWER CABLE | LV;SERVICE TEE JOINT;4 CORE XLPE CABLE 185 SQ MM AL,UP TO 2 X 16 SQ MM CU;RING TYPE INSULATION PIERCING CONNECTION;C/W MOULD & RESIN;SHELF LIFE = 2 YEARS; | UTILUX |  | H54404-Q/1 | STRATEGIC SPARE
000017738 | JOINT,ELECTRICAL POWER CABLE | LV,PARALLEL BRANCH MAINS JOINT;TO SUIT 4 CORE,185 SQ MM AL SOILD XLPE CABLE;C/W CONNECTORS & 2 BUCKETS OF RESIN & 1 BOX OF FITTINGS;PACK OF 3;SHELF LIFE=2 YEARS | THEWMCAN | TMAC THEW & MCCANN GROUP | PFIFSTER | MAINTENANCE STOCK
000017738 | JOINT,ELECTRICAL POWER CABLE | LV,PARALLEL BRANCH MAINS JOINT;TO SUIT 4 CORE,185 SQ MM AL SOILD XLPE CABLE;C/W CONNECTORS & 2 BUCKETS OF RESIN & 1 BOX OF FITTINGS;PACK OF 3;SHELF LIFE=2 YEARS | UTILUX |  | H54401-PG2/1 | MAINTENANCE STOCK
000017739 | FUSEHOLDER,BASE & CARRIER | 415V, 100A, Service Fuse, Back Wired, 100 x 44 x 90mm, 35mm2 Double Clear Terminal, suit Ferrule Cartridge 22.2mm, 57mm Lg, Contactors & Blades lightly | FLOWLINE | FLOWLINE INDUSTRIES PTY LTD | E1036/C | CURRENT
000017740 | TERMINAL STRIP,INSULATED | 5 HOLE METER LINK;NEUTRAL;REAR WIRING; 500 V,110 AMP; | FLOWLINE | FLOWLINE INDUSTRIES PTY LTD | ECV1000 | CURRENT
000017741 | CABLE,POWER,ELECTRICAL | 0.6/1 KV;185 SQ MM;SOLID SECTOR; ALUMINIUM CONDUCTOR;4 CORE XLPE INSULATED;REFER STOCK CODE 17745 FOR LUG ; | OLEX | OLEX AUSTRALIA PTY LTD | XDDS25UOO4CXAA | PURCHASE AS REQUIRED
000017742 | CABLE,POWER,ELECTRICAL | 0.6/1 KV;16 SQ MM;SOLID SECTOR;COPPER CONDUCTOR;2 CORE;XLPE INSULATED;MAINLY USED FOR STREET LIGHTING; | OLEX | OLEX AUSTRALIA PTY LTD | RP002CXAA | PURCHASE AS REQUIRED
000017744 | CONNECTOR,ELEC,PARALLEL COMPRESSION | COMPRESSION TYPE "C" CONNECTOR;16 SQ MM; | CABLACES | CABLACES | CAEC16 | CURRENT
000017745 | TERMINAL,LUG | DRILLED PALM,ALUMINIUM,CRIMP TYPE;FOR 185 SQ MM SOLID CONDUCTOR;12 MM PALM HOLE;PRE-FILLED WITH JOINTING COMPOUND; REFER STOCK CODE 17741 FOR CABLE;PACK OF | TECONN | TE CONNECTIVITY LTD | AGS4H185M12/1 | CURRENT
000017745 | TERMINAL,LUG | DRILLED PALM,ALUMINIUM,CRIMP TYPE;FOR 185 SQ MM SOLID CONDUCTOR;12 MM PALM HOLE;PRE-FILLED WITH JOINTING COMPOUND; REFER STOCK CODE 17741 FOR CABLE;PACK OF | LEGEND | LEGEND POWER SYSTEMS | ALS185/4-12 | CURRENT
000017745 | TERMINAL,LUG | DRILLED PALM,ALUMINIUM,CRIMP TYPE;FOR 185 SQ MM SOLID CONDUCTOR;12 MM PALM HOLE;PRE-FILLED WITH JOINTING COMPOUND; REFER STOCK CODE 17741 FOR CABLE;PACK OF | TYCO | TYCO | AGS4H185M12/1 | CURRENT
000017745 | TERMINAL,LUG | DRILLED PALM,ALUMINIUM,CRIMP TYPE;FOR 185 SQ MM SOLID CONDUCTOR;12 MM PALM HOLE;PRE-FILLED WITH JOINTING COMPOUND; REFER STOCK CODE 17741 FOR CABLE;PACK OF | CABLACES | CABLACES | ALS185/4-12 | CURRENT
000017746 | END CAP | HEATSHRINK CAP;FOR SEALING END OF INDIVIDUAL CORES OF 16 SQ MM,4 CORE CABLE ONLY;100 PER BAG, 800 PER BOX | LEGEND | LEGEND POWER SYSTEMS | SRE1-BLK | CURRENT
000017746 | END CAP | HEATSHRINK CAP;FOR SEALING END OF INDIVIDUAL CORES OF 16 SQ MM,4 CORE CABLE ONLY;100 PER BAG, 800 PER BOX | TECONN | TE CONNECTIVITY LTD | 102L011/S(S100) | CURRENT
000017755 | ENCLOSURE,ELECTRICAL BOX | FOR STREET LIGHT,C/W APPROVED 63 AMP 4P CONTACTOR;10 AMP CIRCUIT BREAKER & END CLAMP;PACK OF 1,PACK WEIGHT 1 KG; | FLOWLINE | FLOWLINE INDUSTRIES PTY LTD | ESQ17755 | CURRENT
000017756 | MODEM,FIBRE OPTIC | SYNCHRONOUS;FIBRE OPTIC;SINGLE CORE; RS232; | OPTICAL | OPTICAL SYSTEMS DESIGN | OSD136L (SINGLE CODE) | PURCHASE AS REQUIRED
000017758 | TERMINATION,ELECTRICAL POWER CABLE | 11 KV;OUTDOOR TERMINATION;3 PHASE;FOR 95 SQ MM ALUMINIUM XLPE CONDUCTOR; COLD SHRINK;800 MM LG; | 3M | 3M AUSTRALIA PTY LTD | EGX-95-OX | CURRENT
000017759 | TERMINATION,ELECTRICAL POWER CABLE | 11 KV;OUTDOOR TERMINATION;3 PHASE;FOR 240 SQ MM ALUMINIUM XLPE CONDUCTOR; COLD SHRINK;800 MM LG; | 3M | 3M AUSTRALIA PTY LTD | EGX-240-OX | CURRENT
000017760 | TERMINATION,ELECTRICAL POWER CABLE | 11 KV;PRESSURE RESISTANT OUTDOOR TERMINATION;3 PHASE;FOR 25 SQ MM COPPER CONDUCTOR SCREENED PLYSWS;COLD SHRINK; 800 MM LG; | 3M | 3M AUSTRALIA PTY LTD | EGX-OS-3-35-11 | CURRENT
000017762 | TERMINATION,ELECTRICAL POWER CABLE | 11 KV;PRESSURE RESISTANT OUTDOOR TERMINATION;3 PHASE;FOR 240 SQ MM & 300 SQ MM COPPER & ALUMINIUM CONDUCTOR SCREENED PLYSWS;COLD SHRINK;800 MM LG; | 3M | 3M AUSTRALIA PTY LTD | EGX-OS-3240/300 11 KV | PURCHASE AS REQUIRED
000017765 | SCREW,TAPPING,THREAD CUTTING | CHIP BOARD SCREW;GALVANISED;PHILLIPS DRIVE;8 G X 32 MM LG; | STATEWD | STATEWIDE FSTNERS & ENG SPLS PL | SCZ832 | CURRENT
000017767 | RELAY,OVERCURRENT AND EARTH FAULT | SEL 351;110 V DC;PACK OF 1; | SEL | SCHWEITZER ENGINEERING LABORATORIES INC. | 035161H4563XX1 | PHASING
000017769 | FERRULE,ELECTRICAL CONDUCTOR | CRIMP TYPE;COPPER;70 SQ MM CU PLY TO 70 SQ MM CU PLY LV;C/W CENTRE DIMPLE;PACK OF 4;U/W STOCK CODE 16456;CONTAINS 3 X 70 SQ MM & 1 X 35 SQ MM FERRULES; | TYCO | TYCO | AUST-SQB138 | CURRENT
000017769 | FERRULE,ELECTRICAL CONDUCTOR | CRIMP TYPE;COPPER;70 SQ MM CU PLY TO 70 SQ MM CU PLY LV;C/W CENTRE DIMPLE;PACK OF 4;U/W STOCK CODE 16456;CONTAINS 3 X 70 SQ MM & 1 X 35 SQ MM FERRULES; | PLP AUST | PREFORMED LINE PRODUCTS (AUST) | EPCJ-70-11.5AF+EPCJ-35-9.2AF | CURRENT
000017769 | FERRULE,ELECTRICAL CONDUCTOR | CRIMP TYPE;COPPER;70 SQ MM CU PLY TO 70 SQ MM CU PLY LV;C/W CENTRE DIMPLE;PACK OF 4;U/W STOCK CODE 16456;CONTAINS 3 X 70 SQ MM & 1 X 35 SQ MM FERRULES; | LEGEND | LEGEND POWER SYSTEMS | CAS70EX | CURRENT
000017770 | FERRULE,ELECTRICAL CONDUCTOR | CRIMP TYPE;COPPER;70 SQ MM CU PLYLV TO 185 SQ MM PLYLV;C/W CENTRE BARRIER;PACK OF 4;U/W STOCK CODE 16456;CONTAINS 3 X 70/185 FERRULES & 1 X 35/95 SQ MM | CABLACES | CABLACES | AUST-SQB-139 | CURRENT
000017771 | FERRULE,ELECTRICAL CONDUCTOR | CRIMP TYPE;COPPER;.25 IN SQ CU PLYLV TO 185 SQ MM CU PLYLV;C/W CENTRE BARRIER; PACK OF 1;U/W STOCK CODE 16456;CONTAINS 1 X 95/95 FERRULES 3 X 161/185 FERRULES; | UTILUX |  | AUST-SQB-140 | PHASING
000017771 | FERRULE,ELECTRICAL CONDUCTOR | CRIMP TYPE;COPPER;.25 IN SQ CU PLYLV TO 185 SQ MM CU PLYLV;C/W CENTRE BARRIER; PACK OF 1;U/W STOCK CODE 16456;CONTAINS 1 X 95/95 FERRULES 3 X 161/185 FERRULES; | CABLACES | CABLACES | AUST-SQB-140 | PHASING
000017772 | FERRULE,ELECTRICAL CONDUCTOR | CRIMP TYPE;COPPER;185 SQ MM CU PLYLV TO 185 SQ MM CU PLYLV;C/W CENTRE DIMPLE; PACK OF 1;U/W STOCK CODE 16456;CONTAINS 3 X 185 FERRULES & 1 X 95 FERRULE; | TYCO | TYCO | AUST-SQB141 | CURRENT
000017772 | FERRULE,ELECTRICAL CONDUCTOR | CRIMP TYPE;COPPER;185 SQ MM CU PLYLV TO 185 SQ MM CU PLYLV;C/W CENTRE DIMPLE; PACK OF 1;U/W STOCK CODE 16456;CONTAINS 3 X 185 FERRULES & 1 X 95 FERRULE; | LEGEND | LEGEND POWER SYSTEMS | CAS185EX | CURRENT
000017772 | FERRULE,ELECTRICAL CONDUCTOR | CRIMP TYPE;COPPER;185 SQ MM CU PLYLV TO 185 SQ MM CU PLYLV;C/W CENTRE DIMPLE; PACK OF 1;U/W STOCK CODE 16456;CONTAINS 3 X 185 FERRULES & 1 X 95 FERRULE; | UTILUX |  | AUST-SQB-141 | CURRENT
000017774 | JOINT,ELECTRICAL POWER CABLE | LV;TO SUIT 185/300 SQ MM PLY CABLE & 4 CORE 120/240 SQ MM AL XLPE CABLE; HEATSHRINK TRANSITION JOINT,1250 MM LG; REINFORCED WRAP AROUND SLEEVE; | RAYCHEM | RAYCHEM (AUSTRALIA) PTY LTD | AUST-SQB-14 | PHASING
000017779 | BATTERY,MONITOR SYSTEM | 20-150V DC, 110mA Nom, 55A Nom @110V, 48A @48V, 50A @30V, 400ms, 2.5kV for 1 Min, 96 x 96mm, 150mm D, w/o Comms | CIRCSOL | CIRCUIT SOLUTIONS PL | 100-0004 | CURRENT
000017779 | BATTERY,MONITOR SYSTEM | 20-150V DC, 110mA Nom, 55A Nom @110V, 48A @48V, 50A @30V, 400ms, 2.5kV for 1 Min, 96 x 96mm, 150mm D, w/o Comms | SURTEK | SURTEK PTY LTD | P9702B | CURRENT
000017781 | SEAL,ANTIPILFERAGE | POLYPROPYLENE;10.5 MM WIDE,10.5 MM LONG, 3.5 MM THICK;RED IN COLOUR;BAG OF 1000; | HARCOR | HARCOR SECURITY SEALS | HA03312 | CURRENT
000017782 | TRANSFORMER,POWER | 110/33/11 KV;120 MVA;3 PHASE;GROUND MTG; BSH HV 180 LV AIR;MINERAL OIL INSULATED; ODAF;YNYN OD 11;AS2374;ATTACHED RADIATORS;REFER PLANET FOR MORE DETAILS; | WILSONTR | WILSON POWER TRANSFORMER | 110/33/11 KV | PURCHASE AS REQUIRED
000017783 | TRANSFORMER,POWER | 110/33/11 KV;120 MVA;3 PHASE;GROUND MTG; BSH HV 180 LV AIR;MINERAL OIL INSULATED; ODAF;YNYN OD 11;AS2374;FREE STANDING RADIATORS;REFER PLANET FOR MORE DETAILS; | WILSONTR | WILSON POWER TRANSFORMER | 120 MVA | PHASING
000017784 | INSULATION SLEEVING,ELECTRICAL | RAYSULATE ETHYLENE-PROPYLENE POLYMER; HEATSHRINKABLE;50 MM MIN ID EXP,20 MM MIN MAX ID RECOVERED;2.5 MM MIN THK RECOVERED;15 M ROLLPACK WEIGHT 7 KG; | LEGEND | LEGEND POWER SYSTEMS | BBTH50/20 | CURRENT
000017784 | INSULATION SLEEVING,ELECTRICAL | RAYSULATE ETHYLENE-PROPYLENE POLYMER; HEATSHRINKABLE;50 MM MIN ID EXP,20 MM MIN MAX ID RECOVERED;2.5 MM MIN THK RECOVERED;15 M ROLLPACK WEIGHT 7 KG; | TECONN | TE CONNECTIVITY LTD | BPTM-50/20-A/U-4(S30) | CURRENT
000017785 | SIGN | ATTENTION EQUIPMENT AT RISK;PLASTIC; ACCESS RESTRICTIONS APPLY AT SITE; RETROFLECTIVE,SCREEN PRINTED; PACK OF 1; | ARTCRAFT | ARTCRAFT PTY LTD | SE01752-Q | PURCHASE AS REQUIRED
000017785 | SIGN | ATTENTION EQUIPMENT AT RISK;PLASTIC; ACCESS RESTRICTIONS APPLY AT SITE; RETROFLECTIVE,SCREEN PRINTED; PACK OF 1; | ENERGEX | ENERGEX | EN | PURCHASE AS REQUIRED
000017787 | STRAINER,WASTE DRAIN | CAST ALUMINIUM;330 MM X 330 MM;TO SUIT STOCK CODE 15544; | EVERHARD |  | 84845 | CURRENT
000017788 | RELAY,OVERCURRENT AND EARTH FAULT | SEL 351;110 V DC;VERTICAL MOUNT; PACK OF 1; | SEL | SCHWEITZER ENGINEERING LABORATORIES INC. | 035111V4253XX1 | STRATEGIC SPARE
000017789 | CORD,ELECTRICAL | 300 MM LG,TERMINATED AT EACH END WITH 9 PIN & 25 PIN CONNECTOR;FOR SEL 351 RELAY TO OSD136 MODEM,AS PER SPEC; | MILSPEC | MIL-SPEC AUSTRALIA (MSA) | CA333 | CURRENT
000017791 | EARTHING EQUIPMENT | PORTABLE;OUTDOOR;TRANSMISSION TOWER; 110-132 KV;SINGLE PHASE EARTH;C/W BAYONET STYLE PHASE CLAMP;2-30 MM RANGE; CU LEAD 5 M X 50 SQ MM;RATING OUTDOOR | THEWMCAN | TMAC THEW & MCCANN GROUP | 17791 | PURCHASE AS REQUIRED
000017791 | EARTHING EQUIPMENT | PORTABLE;OUTDOOR;TRANSMISSION TOWER; 110-132 KV;SINGLE PHASE EARTH;C/W BAYONET STYLE PHASE CLAMP;2-30 MM RANGE; CU LEAD 5 M X 50 SQ MM;RATING OUTDOOR | HAYMANS | HAYMANS ELECTRICAL | T&MHR0S1C5.0***TB | PURCHASE AS REQUIRED
000017791 | EARTHING EQUIPMENT | PORTABLE;OUTDOOR;TRANSMISSION TOWER; 110-132 KV;SINGLE PHASE EARTH;C/W BAYONET STYLE PHASE CLAMP;2-30 MM RANGE; CU LEAD 5 M X 50 SQ MM;RATING OUTDOOR | THEWMCAN | TMAC THEW & MCCANN GROUP | R14J306 | PURCHASE AS REQUIRED
000017792 | RELAY,ELECTROMAGNETIC | 110 V DC COIL;10 NO SR CONT;1 HR FLAG; SIZE 2 MODULAR CASE;IEC 255; | RMS | RELAY MONITORING SYSTEMS PL | 2HSM512B2-D-10M0B-2M28-S1 | CURRENT
000017793 | CLAMP,ELEC CONDUCTOR,STRAIN | ABC CABLE;FULLY SUPPORTED;2 X 10-35 SQ MM;"SAFE LOAD UP TO 2.25 KN"; PACK OF 25,PACK WEIGHT13.5 KG; | SICAME | SICAME AUSTRALIA PTY LTD | PA2535 | PHASING
000017793 | CLAMP,ELEC CONDUCTOR,STRAIN | ABC CABLE;FULLY SUPPORTED;2 X 10-35 SQ MM;"SAFE LOAD UP TO 2.25 KN"; PACK OF 25,PACK WEIGHT13.5 KG; | DULMISON | DULMISON (AUST) PTY LTD | IBTC-21635 | PHASING
000017793 | CLAMP,ELEC CONDUCTOR,STRAIN | ABC CABLE;FULLY SUPPORTED;2 X 10-35 SQ MM;"SAFE LOAD UP TO 2.25 KN"; PACK OF 25,PACK WEIGHT13.5 KG; | FLOWLINE | FLOWLINE INDUSTRIES PTY LTD | ECV1054/CE | PHASING
000017794 | CLAMP,ELEC CONDUCTOR,STRAIN | ABC CABLE;FULLY SUPPORTED;4 X 10-35 SQ MM;"SAFE LOAD UP TO 2.25 KN"; PACK OF 25,PACK WEIGHT 13.5 KG; | PLP AUST | PREFORMED LINE PRODUCTS (AUST) | LP0122 | CURRENT
000017794 | CLAMP,ELEC CONDUCTOR,STRAIN | ABC CABLE;FULLY SUPPORTED;4 X 10-35 SQ MM;"SAFE LOAD UP TO 2.25 KN"; PACK OF 25,PACK WEIGHT 13.5 KG; | PLP AUST | PREFORMED LINE PRODUCTS (AUST) | BCST-4035-3GA | CURRENT
000017794 | CLAMP,ELEC CONDUCTOR,STRAIN | ABC CABLE;FULLY SUPPORTED;4 X 10-35 SQ MM;"SAFE LOAD UP TO 2.25 KN"; PACK OF 25,PACK WEIGHT 13.5 KG; | SICAME | SICAME AUSTRALIA PTY LTD | PA2535 | CURRENT
000017795 | CAPACITOR SHUNT INSTALLATION. | 12 KV;3 PHASE;50 HZ;5.4 MVAR@11.5 KV; CUBICLE OUTDOOR;C/W FIXED CIRCUIT BREAKER;C/W AF BLOCKING FILTER & 0.120 MILLI INRUSH LIMITING REACTORS;110 DC | DRAWING | DRAWING NO | ERGON SSP747 QUOTE 0107 | PURCHASE AS REQUIRED
000017796 | CAPACITOR SHUNT INSTALLATION. | 12 KV;3 PHASE;50 HZ;5.4 MVAR@11.5 KV; CUBICLE OUTDOOR;C/W FIXED CIRCUIT BREAKER;C/W RELAY PROTECTION;110 V DC, C/W AF BLOCKING FILTER,NO INRUSH REACTOR | ENERGEX | ENERGEX | 3 PHASE | PURCHASE AS REQUIRED
000017799 | TIE,CONDUCTOR | SPIRAL;PVC,HIGH IMPACT,UV RESISTANT; 18.3 MM TO 22.4 MM DIA,CCT CONDUCTOR; ATTACHMENT TO INTERMEDIATE STRUCTURES; SIDE TIE;PACK OF 20,PACK WEIGHT 8 KG; | PLP AUST | PREFORMED LINE PRODUCTS (AUST) | D-PST18307G | CURRENT
000017799 | TIE,CONDUCTOR | SPIRAL;PVC,HIGH IMPACT,UV RESISTANT; 18.3 MM TO 22.4 MM DIA,CCT CONDUCTOR; ATTACHMENT TO INTERMEDIATE STRUCTURES; SIDE TIE;PACK OF 20,PACK WEIGHT 8 KG; | MACLEAN | MACLEAN POWER PL - E15128 | ST-CCT80-76 | CURRENT
000017799 | TIE,CONDUCTOR | SPIRAL;PVC,HIGH IMPACT,UV RESISTANT; 18.3 MM TO 22.4 MM DIA,CCT CONDUCTOR; ATTACHMENT TO INTERMEDIATE STRUCTURES; SIDE TIE;PACK OF 20,PACK WEIGHT 8 KG; | TECONN | TE CONNECTIVITY LTD | PTST-1857/73 | CURRENT
000017800 | KIT,LIGHTNING OVERVOLTAGE | SURGE ARRESTER VARIGAP;FOR 11 KV,80-120 SQ MM CCT;CONDUCTOR STRAIN/TERMINATION STRUCTURE;CONSISTING OF SURGE ARRESTER, C/W EARTH LEAD DISCONNECT;2 X 10 SQ MM | DULMISON | DULMISON (AUST) PTY LTD | CCUHG11120T | PHASING
000017802 | GRIP,CABLE,JAW | PARALLEL JAWS;FOR CCT CONDUCTOR SIZE 20.6 TO 28.7 MM DIA;WEIGHT 5.9 KN;PACK OF 1;PACK WEIGHT 2.1 KG; | THEWMCAN | TMAC THEW & MCCANN GROUP | 12887 | PHASING
000017803 | TIE,CONDUCTOR | SPIRAL;PVC,HIGH IMPACT,UV RESISTANT; 18.3 MM TO 22.4 MM DIA,CCT CONDUCTOR; ATTACHMENT TO INTERMEDIATE STRUCTURES, TOP TIE;PACK OF 40,PACK WEIGHT 8 KG; | MACLEAN | MACLEAN POWER PL - E15128 | DT-CCT80-76 | CURRENT
000017803 | TIE,CONDUCTOR | SPIRAL;PVC,HIGH IMPACT,UV RESISTANT; 18.3 MM TO 22.4 MM DIA,CCT CONDUCTOR; ATTACHMENT TO INTERMEDIATE STRUCTURES, TOP TIE;PACK OF 40,PACK WEIGHT 8 KG; | PLP AUST | PREFORMED LINE PRODUCTS (AUST) | D-PTT18307G | CURRENT
000017803 | TIE,CONDUCTOR | SPIRAL;PVC,HIGH IMPACT,UV RESISTANT; 18.3 MM TO 22.4 MM DIA,CCT CONDUCTOR; ATTACHMENT TO INTERMEDIATE STRUCTURES, TOP TIE;PACK OF 40,PACK WEIGHT 8 KG; | TECONN | TE CONNECTIVITY LTD | PTT-1857/73 | CURRENT
000017804 | KIT,LIGHTNING OVERVOLTAGE | SURGE ARRESTER VARIGAP;FOR 11 KV,80-120 SQ MM CCT;CONDUCTOR INTERMEDIATE STRUCTURE;CONSISTING OF SURGE ARRESTER, C/W EARTH LEAD DISCONNECT,2 X 10 SQ MM | DULMISON | DULMISON (AUST) PTY LTD | CCUHG11120S | PHASING
000017814 | JOINT,ELECTRICAL POWER CABLE | 11 KV;FILLED HEATSHRINK TRANSITION JOINT ;FROM 120 SQ MM AL PLY CABLE TO 240 SQ MM AL XLPE CABLE;C/W CONNECTORS; | RAYCHEM | RAYCHEM (AUSTRALIA) PTY LTD | AUST-SQB-144 | STRATEGIC SPARE
000017815 | TUBE,METALLIC | BUSBAR;ALUMINIUM GDE 6101-T6; ROUND CROSS-SECTION SHAPE;10 M LG; 100 MM OD;4 MM WALL THK;MILL FINISH; | CAPRAL | CAPRAL ALUMINIUM CENTRE | E40579MF01 | CURRENT
000017817 | RELAY,OVERCURRENT AND EARTH FAULT | SEL 351;30 V DC;HORIZONTAL MOUNT; PACK OF 1; | SEL | SCHWEITZER ENGINEERING LABORATORIES INC. | 035161H2561XX1 | PHASING
000017818 | RELAY,OVERCURRENT AND EARTH FAULT | SEL 351;30 V DC;VERTICAL MOUNT; PACK OF 1; | SEL | SCHWEITZER ENGINEERING LABORATORIES INC. | 03516142561XX1 | STRATEGIC SPARE
000017819 | CUBICLE,ELECTRICAL EQUIPMENT. | 36/12 KV;3 PHASE;800 AMP;50 HZ;O/D CUBICLE;MODULAR SUBSTN TRANSITION KIOSK;C/W STD KIOSK CONNECTIONS;36 KV SIDE,70 KV RMS;170 KV BIL;SH TIME CURR | ENERGEX | ENERGEX | ENERKIOSK 1 | PURCHASE AS REQUIRED
000017820 | CUBICLE,ELECTRICAL EQUIPMENT. | 36/12 KV;3 PHASE;800 AMP;50 HZ;O/D CUBICLE;MODULAR SUBSTN TRANSITION KIOSK;C/W NON-STD KIOSK CONNECTION;36 KV SIDE,70 KV RMS;170 KV BIL;SH TIME CURR | ENERGEX | ENERGEX | ENERKIOSK 2 | PURCHASE AS REQUIRED
000017821 | CUBICLE,ELECTRICAL EQUIPMENT. | 36 KV;3 PHASE; 800 AMP; FUSE UNIT;50 HZ; O/D CUBICLE;MODULAR SUBSTN TRANSITION KIOSK;C/W NON-STD KIOSK CONNECTIONS; 36 KV ONLY;70 KV RMS;170 KV BIL;SH TIME | ENERGEX | ENERGEX | ENERKIOSK 3 | PURCHASE AS REQUIRED
000017825 | SEALING COMPOUND | SILICONE BASE;WHITE;PAINTABLE 3 IN 1; CARTON OF 12; | ATOMSUPP | ATOM SUPPLY | 60015119 | CURRENT
000017825 | SEALING COMPOUND | SILICONE BASE;WHITE;PAINTABLE 3 IN 1; CARTON OF 12; | SELLEYS |  | S31-480G | CURRENT
000017825 | SEALING COMPOUND | SILICONE BASE;WHITE;PAINTABLE 3 IN 1; CARTON OF 12; | SELLEYS |  | 121967 | CURRENT
000017825 | SEALING COMPOUND | SILICONE BASE;WHITE;PAINTABLE 3 IN 1; CARTON OF 12; | BLKWOODS | J BLACKWOOD & SON LTD | 04116643 | CURRENT
000017827 | CABLE,FIBRE OPTIC | 12 FIBRE SINGLE MODE SM ADSS LOOSE TUBE CABLE;OD 12.8 MM;150 M SPAN;100 KM/ HR WIND SPEED WITH SACRIFICIAL OUTER SHEATH; DRUM SIZE 6000 M,DRUM DIA | OPTIMAL | OPTIMAL CABLE SERVICES PTY LTD | EMMU1CGA012BK | PHASING
000017829 | CABLE,FIBRE OPTIC | 24 FIBRE SINGLE MODE TERMITE & RODENT PROTECTION CABLE;UNDERGROUND;DRUM SIZE 2000 M; | CORNING | DOW CORNING AUST. P/LTD | 24 FIBRE | PHASING
000017829 | CABLE,FIBRE OPTIC | 24 FIBRE SINGLE MODE TERMITE & RODENT PROTECTION CABLE;UNDERGROUND;DRUM SIZE 2000 M; | BELDEN | BELDEN CABLES PTY LTD | 24 FIBRE | PHASING
000017830 | CABLE,FIBRE OPTIC | 16 OPTICAL FIBRE (12 SM + 4 MM) TERMITE & RODENT PROTECTION CABLE;SUITABLE FOR DUCT AND DIRECT BURIED APPLICATIONS; DRUM SIZE 1300 M,DRUM WEIGHT 110 KG; | OPTIMAL | OPTIMAL CABLE SERVICES PTY LTD | EKDU06PA12/4BE | CURRENT
000017830 | CABLE,FIBRE OPTIC | 16 OPTICAL FIBRE (12 SM + 4 MM) TERMITE & RODENT PROTECTION CABLE;SUITABLE FOR DUCT AND DIRECT BURIED APPLICATIONS; DRUM SIZE 1300 M,DRUM WEIGHT 110 KG; | CORNING | DOW CORNING AUST. P/LTD | 16 OPTICAL FIBRE | CURRENT
000017830 | CABLE,FIBRE OPTIC | 16 OPTICAL FIBRE (12 SM + 4 MM) TERMITE & RODENT PROTECTION CABLE;SUITABLE FOR DUCT AND DIRECT BURIED APPLICATIONS; DRUM SIZE 1300 M,DRUM WEIGHT 110 KG; | BELDEN | BELDEN CABLES PTY LTD | 16 OPTICAL FIBRE | CURRENT
000017831 | CUSHION KIT,DOWNLEAD | FOR CONCRETE POLES;TO SUIT 14.4 - 16.6 MM;FIBRE ALIGN DOWNLOAD CUSHION KIT; | TEN | THE ENERGY NETWORK | OPGW-DL-18-CW | CURRENT
000017831 | CUSHION KIT,DOWNLEAD | FOR CONCRETE POLES;TO SUIT 14.4 - 16.6 MM;FIBRE ALIGN DOWNLOAD CUSHION KIT; | PLP AUST | PREFORMED LINE PRODUCTS (AUST) | OFDLC-800304-3A | CURRENT
000017832 | STUD,NUT | M16;360 MM LG O/A,THREAD LENGTHS 160/ 60 MM;C/W 2 X 50 SQ MM GALV WASHERS & 2 S/S HEX NUTS;S/S SUPPORT STUD;U/W DIELECTRIC SUPPORT CLAMP SC17425; BAG 20 | PLP AUST | PREFORMED LINE PRODUCTS (AUST) | SSS-16300 | CURRENT
000017833 | SUPPORT | USED AS DIELECTRIC SUPPORT FOR STRINGING FIBRE OPTIC CABLE;14.0 - 14.99 MM OD, INCLUDES SUPPORT CUSHIONS & M8 FASTENERS ; | PLP AUST | PREFORMED LINE PRODUCTS (AUST) | OFFDS2-140149 | PURCHASE AS REQUIRED
000017836 | CABLE,FIBRE OPTIC | 8 FIBRE MULTIMODE 62.5U/12S/UM;OVERHEAD ADSS LOOSE TUBE CABLE;12.8 MM OD;150 M SPAN; WITH SACRIFICIAL OUTER SHEATH; DRUM SIZE 2000 M,DRUM DIA 1200/600/740, | OPTIMAL | OPTIMAL CABLE SERVICES PTY LTD | EPM662LA008BK | PURCHASE AS REQUIRED
000017836 | CABLE,FIBRE OPTIC | 8 FIBRE MULTIMODE 62.5U/12S/UM;OVERHEAD ADSS LOOSE TUBE CABLE;12.8 MM OD;150 M SPAN; WITH SACRIFICIAL OUTER SHEATH; DRUM SIZE 2000 M,DRUM DIA 1200/600/740, | CORNING | DOW CORNING AUST. P/LTD | 8 FIBRE | PURCHASE AS REQUIRED
000017836 | CABLE,FIBRE OPTIC | 8 FIBRE MULTIMODE 62.5U/12S/UM;OVERHEAD ADSS LOOSE TUBE CABLE;12.8 MM OD;150 M SPAN; WITH SACRIFICIAL OUTER SHEATH; DRUM SIZE 2000 M,DRUM DIA 1200/600/740, | BELDEN | BELDEN CABLES PTY LTD | 8 FIBRE | PURCHASE AS REQUIRED
000017838 | CABLE,FIBRE OPTIC | 18 FIBRE SINGLE MODE ADSS LOOSE TUBE CABLE;150 M SPAN;160 KM/HR WIND SPEED WITH SACRIFICIAL OUTER SHEATH; | CORNING | DOW CORNING AUST. P/LTD | 18 FIBRE | PURCHASE AS REQUIRED
000017839 | CABLE,FIBRE OPTIC | 36 FIBRE SINGLE MODE TERMITE & RODENT PROTECTION CABLE;FOR DUCT & DIRECT BURIED APPLICATIONS;DRUM SIZE 2000 M; | CORNING | DOW CORNING AUST. P/LTD | 36 FIBRE SINGLE MODE | PHASING
000017840 | CABLE,FIBRE OPTIC | 18 FIBRE SINGLE MODE TERMITE & RODENT PROTECTION CABLE;FOR DUCT & DIRECT BURIED APPLICATIONS;DRUM SIZE 2000 M; | CORNING | DOW CORNING AUST. P/LTD | 18 FIBRE | PHASING
000017841 | CABLE,FIBRE OPTIC | 36 FIBRE SINGLE MODE ADSS LOOSE TUBE CABLE;150 M SPAN;160 KM/HR WIND SPEED WITH SACRIFICIAL SHEATH; | CORNING | DOW CORNING AUST. P/LTD | 36 FIBRE | PURCHASE AS REQUIRED
000017841 | CABLE,FIBRE OPTIC | 36 FIBRE SINGLE MODE ADSS LOOSE TUBE CABLE;150 M SPAN;160 KM/HR WIND SPEED WITH SACRIFICIAL SHEATH; | BELDEN | BELDEN CABLES PTY LTD | 36 FIBRE | PURCHASE AS REQUIRED
000017844 | CONNECTOR,BUSBAR | 25 MM OD TUBE RUN TO TAP 15-75 MM TO 20-25 MM DIA CABLE;PACK OF 1; | PLP AUST | PREFORMED LINE PRODUCTS (AUST) | D-T31C | PURCHASE AS REQUIRED
000017844 | CONNECTOR,BUSBAR | 25 MM OD TUBE RUN TO TAP 15-75 MM TO 20-25 MM DIA CABLE;PACK OF 1; | HYLEC | HYLEC PTY LTD | CX2526 | PURCHASE AS REQUIRED
000017845 | CONNECTOR,BUSBAR | 38 MM OD TUBE RUN TO TAP 15-75 MM TO 20-25 MM DIA CABLE;PACK OF 1; | PLP AUST | PREFORMED LINE PRODUCTS (AUST) | D-T60 | PURCHASE AS REQUIRED
000017845 | CONNECTOR,BUSBAR | 38 MM OD TUBE RUN TO TAP 15-75 MM TO 20-25 MM DIA CABLE;PACK OF 1; | HYLEC | HYLEC PTY LTD | CX3826 | PURCHASE AS REQUIRED
000017846 | BRUSH,WIRE,SCRATCH | Conductor Cleaning Brush, V Type, S/Steel, Shotgun Stick Connection, Replaceable Brushes | HASTINGS | HASTING DEERING PTY LTD | 10-178 | CURRENT
000017847 | BRUSH,WIRE,SCRATCH | Replacement Brushes, S/Steel, for V Type Conductor Cleaning Brushes (Box of 10 = 5 Pairs) | HASTINGS | HASTING DEERING PTY LTD | 10-179 | CURRENT
000017847 | BRUSH,WIRE,SCRATCH | Replacement Brushes, S/Steel, for V Type Conductor Cleaning Brushes (Box of 10 = 5 Pairs) | TEN | THE ENERGY NETWORK | 10-179 | CURRENT
000017847 | BRUSH,WIRE,SCRATCH | Replacement Brushes, S/Steel, for V Type Conductor Cleaning Brushes (Box of 10 = 5 Pairs) | HYLEC | HYLEC PTY LTD | VBA | CURRENT
000017847 | BRUSH,WIRE,SCRATCH | Replacement Brushes, S/Steel, for V Type Conductor Cleaning Brushes (Box of 10 = 5 Pairs) | CHANCE | CHANCE (MANUFACTURER) | M1899 | CURRENT
000017848 | BOLT,MACHINE | STAINLESS STEEL,GDE 304;HEX HD;M16;ISO M ;80 MM LG;W/HEX NUT;AS2837/AS1449 (MATERIAL) AS1111/DIN 931 (DIMENSIONS); PACK OF 25; | HOBSON | HOBSON ENGINEERING CO PTY LTD 393904 | XEKBH16XCM160080 | CURRENT
000017848 | BOLT,MACHINE | STAINLESS STEEL,GDE 304;HEX HD;M16;ISO M ;80 MM LG;W/HEX NUT;AS2837/AS1449 (MATERIAL) AS1111/DIN 931 (DIMENSIONS); PACK OF 25; | STATEWD | STATEWIDE FSTNERS & ENG SPLS PL | HBNS4M1680 | CURRENT
000017849 | BAG,TOOL | CANVAS; ZIPPERED ECHLONG BAG;BLACK COLOUR;36 IN LG;C/W EMBROIDED ENERGEX LOGO;PACK OF 10,PACK WEIGHT 20 KG; | BRISWHS | BRISBANE WHOLESALE DISPOSALS RETAIL | ECHBAG 36 | PHASING
000017850 | TOOL KIT | For Apprentice Linesmen's Tool Kit, As per Attached List | BLKWOOD | J BLACKWOOD & SON LTD | LINESMEN'S | PURCHASE AS REQUIRED
000017850 | TOOL KIT | For Apprentice Linesmen's Tool Kit, As per Attached List | ATKINS | ATKINS CARLYLE LTD | LINESMEN'S | PURCHASE AS REQUIRED
000017851 | TOOL KIT | For Apprentice Cable Jointers Tool Kit, As per Attached List | BLKWOOD | J BLACKWOOD & SON LTD | CABLE JOINTERS | PURCHASE AS REQUIRED
000017851 | TOOL KIT | For Apprentice Cable Jointers Tool Kit, As per Attached List | ATKINS | ATKINS CARLYLE LTD | CABLE JOINTERS | PURCHASE AS REQUIRED
000017852 | INSULATOR,SUSPENSION | DISC,FOG PROFILE;16 MM BALL & SOCKET, WITH ZINC COLLAR;280 MM DIA,146 MM PITCH ;70 KN MIN FAILING LOAD;"W" CLIP PER AS2947.3;U70BLP;AS60305;BOX OF 3,PACK | GRAPHSOL | GRAPH SOLUTIONS PTY LTD | F70P/146DC | CURRENT
000017852 | INSULATOR,SUSPENSION | DISC,FOG PROFILE;16 MM BALL & SOCKET, WITH ZINC COLLAR;280 MM DIA,146 MM PITCH ;70 KN MIN FAILING LOAD;"W" CLIP PER AS2947.3;U70BLP;AS60305;BOX OF 3,PACK | MACLEAN | MACLEAN POWER PL - E15128 | 132625 | CURRENT
000017852 | INSULATOR,SUSPENSION | DISC,FOG PROFILE;16 MM BALL & SOCKET, WITH ZINC COLLAR;280 MM DIA,146 MM PITCH ;70 KN MIN FAILING LOAD;"W" CLIP PER AS2947.3;U70BLP;AS60305;BOX OF 3,PACK | BRITECH | BRI-TECH PTY LTD | 132625 | CURRENT
000017852 | INSULATOR,SUSPENSION | DISC,FOG PROFILE;16 MM BALL & SOCKET, WITH ZINC COLLAR;280 MM DIA,146 MM PITCH ;70 KN MIN FAILING LOAD;"W" CLIP PER AS2947.3;U70BLP;AS60305;BOX OF 3,PACK | THEWMCAN | TMAC THEW & MCCANN GROUP | TM00715 | CURRENT
000017852 | INSULATOR,SUSPENSION | DISC,FOG PROFILE;16 MM BALL & SOCKET, WITH ZINC COLLAR;280 MM DIA,146 MM PITCH ;70 KN MIN FAILING LOAD;"W" CLIP PER AS2947.3;U70BLP;AS60305;BOX OF 3,PACK | GRAPHSOL | GRAPH SOLUTIONS PTY LTD | 132625 | CURRENT
000017853 | GLOVES,LEATHER. | MEN'S;STRAPPED CUFF;SIZE 7; MIN CLASS 3; KANGAROO LEATHER;TO BE USED WITH LV INSULATING GLOVE; | TEN | THE ENERGY NETWORK | KLP-LV-7 | CURRENT
000017853 | GLOVES,LEATHER. | MEN'S;STRAPPED CUFF;SIZE 7; MIN CLASS 3; KANGAROO LEATHER;TO BE USED WITH LV INSULATING GLOVE; | TEN | THE ENERGY NETWORK | ILPG10A-7-7.5 | CURRENT
000017854 | GLOVES,LEATHER. | MEN'S;STRAPPED CUFF;SIZE 8; MIN CLASS 3; KANGAROO LEATHER;TO BE USED WITH LV INSULATING GLOVE; | TEN | THE ENERGY NETWORK | KLP-LV-8 | CURRENT
000017854 | GLOVES,LEATHER. | MEN'S;STRAPPED CUFF;SIZE 8; MIN CLASS 3; KANGAROO LEATHER;TO BE USED WITH LV INSULATING GLOVE; | BOC | BOC GASES | PAK-17-8 | CURRENT
000017855 | GLOVES,LEATHER. | MEN'S;STRAPPED CUFF;SIZE 9; MIN CLASS 3; KANGAROO LEATHER;TO BE USED WITH LV INSULATING GLOVE; | TEN | THE ENERGY NETWORK | KLP-LV-9 | CURRENT
000017855 | GLOVES,LEATHER. | MEN'S;STRAPPED CUFF;SIZE 9; MIN CLASS 3; KANGAROO LEATHER;TO BE USED WITH LV INSULATING GLOVE; | BOC | BOC GASES | PAK-17-9 | CURRENT
000017856 | GLOVES,LEATHER. | MEN'S;STRAPPED CUFF;SIZE 9-1/2; MIN CLASS 3;KANGAROO LEATHER;TO BE USED WITH LV INSULATING GLOVE; | TEN | THE ENERGY NETWORK | KLP-LV-9H | CURRENT
000017856 | GLOVES,LEATHER. | MEN'S;STRAPPED CUFF;SIZE 9-1/2; MIN CLASS 3;KANGAROO LEATHER;TO BE USED WITH LV INSULATING GLOVE; | BOC | BOC GASES | PAK-17-9.5 | CURRENT
000017857 | GLOVES,LEATHER. | MEN'S;STRAPPED CUFF;SIZE 10;MIN CLASS 3;KANGAROO LEATHER;TO BE USED WITH LV INSULATING GLOVE; CTN QTY 150; | TEN | THE ENERGY NETWORK | KLP-LV-10 | CURRENT
000017857 | GLOVES,LEATHER. | MEN'S;STRAPPED CUFF;SIZE 10;MIN CLASS 3;KANGAROO LEATHER;TO BE USED WITH LV INSULATING GLOVE; CTN QTY 150; | BOC | BOC GASES | PAK-17-10 | CURRENT
000017858 | GLOVES,LEATHER. | MEN'S;STRAPPED CUFF;SIZE 10-1/2;MIN CLASS 3;KANGAROO LEATHER;TO BE USED WITH LV INSULATING GLOVE; CTN QTY 150; | TEN | THE ENERGY NETWORK | KLP-LV-10H | CURRENT
000017858 | GLOVES,LEATHER. | MEN'S;STRAPPED CUFF;SIZE 10-1/2;MIN CLASS 3;KANGAROO LEATHER;TO BE USED WITH LV INSULATING GLOVE; CTN QTY 150; | BOC | BOC GASES | PAK-17-10.5 | CURRENT
000017859 | GLOVES,LEATHER. | MEN'S;STRAPPED CUFF;SIZE 11; MIN CLASS 3;KANGAROO LEATHER;TO BE USED WITH LV INSULATING GLOVE; | TEN | THE ENERGY NETWORK | KLP-LV-11 | CURRENT
000017859 | GLOVES,LEATHER. | MEN'S;STRAPPED CUFF;SIZE 11; MIN CLASS 3;KANGAROO LEATHER;TO BE USED WITH LV INSULATING GLOVE; | BOC | BOC GASES | PAK-17-11 | CURRENT
000017860 | POWER SUPPLY | DC/DC CONVERTER;20-60 V DC INPUT;24 V DC OUTPUT;CURRENT OUTPUT 3 AMP;REGULATED; SIZE 105.5 X 169.3 X 54 H;SUPPLIED WITH 17861 & 17862; (MAINTENANCE); | POWERHSE | POWER HOUSE (QLD) PTY LTD | PD65-14MC | PHASING
000017861 | MICROCONTROLLER | PROGRAMMABLE LOGIC CONTROLLER;24 V DC SUPPLY;8 INPUTS,6 OUTPUTS;BUILT-IN EE PROM MEMORY;CPU BASE UNIT PROVIDES POWER; FOR RMU AC CHANGE OVER SCHEME; | IZUMI | IZUMI PRODUCTS (MANUFACTURER) | MICRO-1 FC1A-C1A4E | PHASING
000017862 | MICROCONTROLLER | PROGRAMMABLE LOGIC CONTROLLER;24 V DC SUPPLY;8 INPUTS,6 OUTPUTS,DC INPUT;RELAY OUTPUT;EXPANSION UNIT;CPU BASE UNIT SUPPLIES POWER FOR INPUTS;MUST BE USED | IZUMI | IZUMI PRODUCTS (MANUFACTURER) | MICRO-1 EXPANSION FC1A-E1A4E | PHASING
000017863 | MODEM,FIBRE OPTIC | SYNCHRONOUS;FIBRE OPTIC;RS232;2800 SEL; | SEL | SCHWEITZER ENGINEERING LABORATORIES INC. | 2800 M1 | CURRENT
000017864 | REMOTE I/O MODULE | SEL 2505,48/125 V DC AUX;110 V DC LOGIC INPUTS;SEL 2815 COMPATIBLE; | SEL | SCHWEITZER ENGINEERING LABORATORIES INC. | 2505323XX | CURRENT
000017865 | SWITCH FUSE GEAR | FALCON BETA TYPE 'TAMCO' GR1-01;C/W 630 AMP CIRCUIT BREAKER;BUS BAR AND BOTTOM ENTRY FEEDER CABLE BOXES;BUS BAR END CAP;(400/5 CT & SELF POWER | HAWKSIDD | HAWKER SIDDELEY SWITCHGEAR LTD | FALCON BETA GR1-01 | PURCHASE AS REQUIRED
000017866 | PIT,UTILITY | TYPE P7;1020 MM LG,550 MM W,1130 MM D; BLACK HDPE; C/W TEE BAR;C/W 2 X PLASTIC SPREADER SUPPORT;FOR CONCRETE LID REFER SC17867;PACK OF 4,PALLET WEIGHT 105 KG; | TRI UGRD | TRI UNDERGROUND AUSTRALIA PTY LTD | TRIP7P | CURRENT
000017866 | PIT,UTILITY | TYPE P7;1020 MM LG,550 MM W,1130 MM D; BLACK HDPE; C/W TEE BAR;C/W 2 X PLASTIC SPREADER SUPPORT;FOR CONCRETE LID REFER SC17867;PACK OF 4,PALLET WEIGHT 105 KG; | PLP AUST | PREFORMED LINE PRODUCTS (AUST) | D-PIT7CWTBAR | CURRENT
000017867 | LID,PIT | TELECOM NO.7;CONCRETE;MARKING ELECTRIC; APPLICATION STREET LIGHTING;TO SUIT BODY STOCK CODE 17866;PACK OF 1,PALLET WEIGHT 28 KG; | AQUARIUS | AQUARIUS PRECAST PL | 541QP7E-K | CURRENT
000017867 | LID,PIT | TELECOM NO.7;CONCRETE;MARKING ELECTRIC; APPLICATION STREET LIGHTING;TO SUIT BODY STOCK CODE 17866;PACK OF 1,PALLET WEIGHT 28 KG; | TRI UGRD | TRI UNDERGROUND AUSTRALIA PTY LTD | TRIP7LE | CURRENT
000017867 | LID,PIT | TELECOM NO.7;CONCRETE;MARKING ELECTRIC; APPLICATION STREET LIGHTING;TO SUIT BODY STOCK CODE 17866;PACK OF 1,PALLET WEIGHT 28 KG; | TRI UGRD | TRI UNDERGROUND AUSTRALIA PTY LTD | 10386 | CURRENT
000017870 | OUTREACH ARM | Estate Minor Road, 0.5m Double, 0 Deg Upcast, Galv Steel, Black, EQTS 05-02-01 (scm) | GM POLES | GM POLES PTY LTD | SL-AVE-D-BL | CURRENT
000017870 | OUTREACH ARM | Estate Minor Road, 0.5m Double, 0 Deg Upcast, Galv Steel, Black, EQTS 05-02-01 (scm) | IUPOLE | INTERNATIONAL UTILITY POLES PTY LTD | EX-17870 | CURRENT
000017870 | OUTREACH ARM | Estate Minor Road, 0.5m Double, 0 Deg Upcast, Galv Steel, Black, EQTS 05-02-01 (scm) | INGALEPS | INGAL EPS (CONTRACTOR) | GEX17870 | CURRENT
000017871 | OUTREACH ARM | Estate Minor Road, 0.5m Double, 0 Deg Upcast, Galv Steel, Blue/Grey, EQTS 05-02-01 (scm) | IUPOLE | INTERNATIONAL UTILITY POLES PTY LTD | EX-17871 | PURCHASE AS REQUIRED
000017871 | OUTREACH ARM | Estate Minor Road, 0.5m Double, 0 Deg Upcast, Galv Steel, Blue/Grey, EQTS 05-02-01 (scm) | INGALEPS | INGAL EPS (CONTRACTOR) | GEX17871 | PURCHASE AS REQUIRED
000017871 | OUTREACH ARM | Estate Minor Road, 0.5m Double, 0 Deg Upcast, Galv Steel, Blue/Grey, EQTS 05-02-01 (scm) | GM POLES | GM POLES PTY LTD | SL-AVE-D-BG | PURCHASE AS REQUIRED
000017880 | CONNECTOR,BUSBAR | 25 MM OD TUBE CLAMPED TO STATION POST INSULATORS,BUSBAR SUPPORT CLAMP;STYLE CZ TO DWG 1893-A4;PACK OF 1; | PLP AUST | PREFORMED LINE PRODUCTS (AUST) | D-BS35 | CURRENT
000017881 | RELAY,OVERCURRENT AND EARTH FAULT | SEL 351S (S SERIES);30 V DC;VERTICAL MOUNT; | SEL | SCHWEITZER ENGINEERING LABORATORIES INC. | 0351S61432561X1 | PHASING
000017882 | RELAY,OVERCURRENT AND EARTH FAULT | SEL 351S (S SERIES);110 V DC;VERTICAL MOUNT; | SEL | SCHWEITZER ENGINEERING LABORATORIES INC. | 0351S61434563X1 | PHASING
000017883 | RELAY,OVERCURRENT AND EARTH FAULT | SEL 351S(S SERIES);110 V DC;HORIZONTAL MOUNT; | SEL | SCHWEITZER ENGINEERING LABORATORIES INC. | 0351S61H34563X1 | CURRENT
000017884 | RELAY,OVERCURRENT AND EARTH FAULT | SEL 351S(S SERIES);30 V DC;HORIZONTAL MOUNT; | SEL | SCHWEITZER ENGINEERING LABORATORIES INC. | 0351S61H32561X1 | PHASING
000017885 | BOLT,MACHINE | STEEL;GALV;HEX HD;M20;ISO M;80 MM LG; W/HEX NUT;FULL-SHANK;BAG OF 50;PACK WEIGHT 15 KG; | HOBSON | HOBSON ENGINEERING CO PTY LTD 393904 | KBH46GCM200080 | CURRENT
000017885 | BOLT,MACHINE | STEEL;GALV;HEX HD;M20;ISO M;80 MM LG; W/HEX NUT;FULL-SHANK;BAG OF 50;PACK WEIGHT 15 KG; | STATEWD | STATEWIDE FSTNERS & ENG SPLS PL | HBNEGM2080 | CURRENT
000017886 | BRACKET,INSULATOR | POLE TOP TYPE;STEEL;GALV;VERTICAL SUPPORT STYLE;SUITABLE FOR 11 KV PIN & POST INSULATORS;HOLE SIZE 20 MM; 450 MM LG ANGLE;90 MM W,6 MM THK;BAGS | HAYMAN | HAYMANS INDUSTRIES PTY LTD | 17886 | CURRENT
000017886 | BRACKET,INSULATOR | POLE TOP TYPE;STEEL;GALV;VERTICAL SUPPORT STYLE;SUITABLE FOR 11 KV PIN & POST INSULATORS;HOLE SIZE 20 MM; 450 MM LG ANGLE;90 MM W,6 MM THK;BAGS | MEFCO | MEFCO AUSTRALIA PTY LTD SUNSHINE VIC | 17886 | CURRENT
000017887 | POLE,LINE CONSTRUCTION,CONCRETE | 9.5m Lg, 5kN, Hollow Spun, refer to Dwg 6688 A1 Rev.G | ROCLA | ROCLA PTY LTD | 9.5 M | PURCHASE AS REQUIRED
000017888 | DISPENSER | Tool for Chemset Injection System, use with Double Piston Injection Compound | CNWPL | CNW PL - SLACKS CREEK | BI11521 | CURRENT
000017888 | DISPENSER | Tool for Chemset Injection System, use with Double Piston Injection Compound | ATOMSUPP | ATOM SUPPLY | 121730 | CURRENT
000017889 | CHEMSET,INJECTION SYSTEM | TWO COMPONENT; EPOXY ANCHORING COMPOUND; CO-EXTRUDED FORM A;1 X 585 ML DOUBLE CARTRIDGE;C/W 4 SPARE NOZZLES PER PACK; U/W SC17888 FOR TOOL;PACK OF 1; | STATEWD | STATEWIDE FSTNERS & ENG SPLS PL | BIS-PE585GEN3+2 | CURRENT
000017890 | JOINT,ELECTRICAL POWER CABLE | 11 KV;TRANSITION MODULE FOR 95 & 185 SQ MM COPPER PLY CABLE;USED WITH GEC PARALLEL BRANCH JOINTS;STOCK CODES 17624 & 17625;REFER SC16478 FOR RESIN;FOR NEW | ALSTOM | ALSTOM GRID AUSTRALIA LIMITED | 52404-14 | PHASING
000017892 | TERMINAL,LUG | DRILLED PALM; CAST COPPER; BOLTED CLAMP TYPE; FOR 16 SQ MM TO 70 SQ MM COPPER CONDUCTOR; 2 X M14 PALM HOLES; C/W S/STEEL BOLTS, NUTS & SPRING WASHERS; | DULMISON | DULMISON (AUST) PTY LTD | NT1 | PURCHASE AS REQUIRED
000017893 | CAPACITOR UNIT. | 3.2 KV,75 KVAR;SINGLE PHASE;23.3 UF PER PHASE;23.31 AMP CONT @ 50 HZ;50 HZ;NON PCB IMPREGNANT;ALL FILM DIELECTRIC; INTERNALLY FUSED;2 BUSHINGS PER UNIT; | ENERMET | ENERMET | CAPACITOR UNIT 3.2 KV; | PURCHASE AS REQUIRED
000017894 | CAPACITOR UNIT. | 6.93 KV;450 KVAR;SINGLE PHASE;29.83 UF PER PHASE;65 AMP CONT @ 50 HZ;50 HZ;NON PCB IMPREGNANT;ALL FILM DIELECTRIC; INTERNAL (ELEMENT) FUSE;2 BUSHINGS PER | ENERMET | ENERMET | CAPACITOR UNIT 6.93 KV | PURCHASE AS REQUIRED
000017895 | REACTOR | INRUSH LIMITING;0.120 MILLI H;400 AMP; 50 HZ;6.9 KV;1 PHASE;16.6 KA FOR 3 SEC; PEDESTAL POST INSULATOR MTG;AIR INSUL; IN-RUSH REACTORS;SUPPLIED 3 PER CRATE; | ENERMET | ENERMET | REACTOR. | PURCHASE AS REQUIRED
000017895 | REACTOR | INRUSH LIMITING;0.120 MILLI H;400 AMP; 50 HZ;6.9 KV;1 PHASE;16.6 KA FOR 3 SEC; PEDESTAL POST INSULATOR MTG;AIR INSUL; IN-RUSH REACTORS;SUPPLIED 3 PER CRATE; | TRANSMAN |  | REACTOR | PURCHASE AS REQUIRED
000017895 | REACTOR | INRUSH LIMITING;0.120 MILLI H;400 AMP; 50 HZ;6.9 KV;1 PHASE;16.6 KA FOR 3 SEC; PEDESTAL POST INSULATOR MTG;AIR INSUL; IN-RUSH REACTORS;SUPPLIED 3 PER CRATE; | NOKIAN | NOKIAN CAPACITORS PTY LTD | MT04108 | PURCHASE AS REQUIRED
000017896 | DISCONNECTOR,HIGH VOLTAGE | 17.5 KV;630 AMP;95 KV B.I.L.;INDOOR LOAD BREAK SWITCH;TYPE LTRI;C/W ET TYPE EARTH SWITCH VT TYPE MECHANICAL INTERLOCK 2 X STA 2 HAND OP MECH,2 X 1.5 M LINK | ALSTOM | ALSTOM GRID AUSTRALIA LIMITED | LTRI 5/17.5/630/210-D | PURCHASE AS REQUIRED
000017897 | CIRCUIT BREAKER | VACUUM;12 KV;630 AMP;25 KA;FIXED NON-WITHDRAWABLE;FOR CAPACITOR BANK SWITCHING;CONTROL VOLTAGE 110 V DC,CB FOR STOCK CODES 17795 & 17796;WHEN STOCK | TOSHIBA |  | VK10J25* | PURCHASE AS REQUIRED
000017898 | TRANSFORMER,CURRENT | PROTECTION;PRIMARY BAR;INDOOR;OC & EF CAP BANK;12 KV;600/400/300/5 AMP;10 VA CLASS 1,5P20 ON 300/5 AMP;SINGLE PHASE; 50 HZ;FOR ENERGEX DESIGNED CAP BANKS;IN | TWS | TWS ENERGY CONTROLS | SBQ40 | CURRENT
000017899 | TRANSFORMER,CURRENT | PROTECTION;PRIMARY BAR;INDOOR;OUT OF BALANCE,CAP BANK;12 KV;10/1 AMP;10 VA CLASS 1.0; SINGLE PHASE;50 HZ;FOR ENERGEX DESIGNED CAP BANKS;IN | TWS | TWS ENERGY CONTROLS | SBQ41 | CURRENT
000017900 | RELAY,OVERCURRENT AND EARTH FAULT | 00B-CAPACITOR BANK ONLY;RATED INPUTS 1-5 AMP;THERMAL FOR 1 SEC,100-500 AMP; 50 HZ;OUTPUT CONTACTS RATED VOLT 250 V AC/DC;CONTINUOUS CURR FOR 3 SEC;15 AMP; | ABB | ABB FAN PTY LTD | SPAJ 160C-AA | CURRENT
000017901 | TRANSFORMER,VOLTAGE | METERING PROTECTION; O/D; CAP VOLT TYPE; 63.5 KV/63.5 V/63.5 V; 100 VA OUTPUT PER CCT; 24 MS BURDEN PER PHASE; 1 PHASE; 50 HZ; MIN.OIL INSUL. CLASS 0.2M/1P; | HAEFELY |  | TEMP 115 | PURCHASE AS REQUIRED
000017902 | INDOOR SWITCHGEAR. | SINGLE FEEDER UNIT;NU-LEC;12 KV;3 PHASE; 800 AMP;50 HZ;2000 AMP BUSBARS;FAULT LEVEL-20 KA FOR 3 SECS;AIR INSULATED BUS ;OC,EF & SEF PROT;MFR DATA RECORDED IN | NU-LEC | NU-LEC | INDOOR SWITCHGEAR | PURCHASE AS REQUIRED
000017903 | CIRCUIT BREAKER | INDOOR VACUUM;NU-LEC;12 KV;3 PHASE;50 HZ ;800 AMP;20 KA BKG CAP 3 SECS;110 V DC; DUAL TRIP COILS;MFR DATA RECORDED IN PLANT MGMT SYSTEM;REFER SC18994, | NU-LEC | NU-LEC | VK10K25 | PURCHASE AS REQUIRED
000017904 | INDOOR SWITCHGEAR. | INDOOR SWITCHGEAR;800 AMP;SINGLE FEEDER; OC,EF & SEF PROT;C/W CIRCUIT BREAKER; COMBINATION OF STOCK CODES 17902 & 17903 FOR COMPLETE ITEM; | NU-LEC | NU-LEC | INDOOR SWITCHGEAR/CB | PURCHASE AS REQUIRED
000017905 | INDOOR SWITCHGEAR. | SINGLE FEEDER UNIT;NU-LEC;12 KV;3 PHASE; 800 AMP;50 HZ;2000 AMP BUSBARS;FAULT LEVEL - 20 KA FOR 3 SECS;AIR INSULATED BUS;OC,EF & FD PROT;MFR DATA RECORDED IN | NU-LEC | NU-LEC | INDOOR SWITCHGEAR 2000 AMP | PURCHASE AS REQUIRED
000017906 | INDOOR SWITCHGEAR. | INDOOR SWITCHGEAR;800 AMP;SINGLE FEEDER; OC,EF & FD PROT;C/W CIRCUIT BREAKER; COMBINATION OF STOCK CODES 17903 & 17905 FOR COMPLETE ITEM; | NU-LEC | NU-LEC | INDOOR SWITCHGEAR 800 AMP | PURCHASE AS REQUIRED
000017907 | INDOOR SWITCHGEAR. | FEEDER CAPACITOR UNIT;NU-LEC;12 KV; 3 PHASE;800 AMP;50 HZ;2000 AMP BUSBARS; FAULT LEVEL - 20 KA FOR 3 SECS;AIR INSUL BUS;OC,EF & SEF FEEDER CAPACITOR PROT; | NU-LEC | NU-LEC | INDOOR SWITCHGEAR 800 AMP | PURCHASE AS REQUIRED
000017908 | INDOOR SWITCHGEAR. | INDOOR SWITCHGEAR;800 AMP;FEEDER/ CAPACITOR UNIT;OC,EF & SEF PROT;C/W CIRCUIT BREAKER;COMBINATION STOCK CODES 17903 & 17907 FOR COMPLETE ITEM; | NU-LEC | NU-LEC | INDOOR SWITCHGEAR/CB | PURCHASE AS REQUIRED
000017909 | INDOOR SWITCHGEAR. | FEEDER CAPACITOR UNIT;NU-LEC;12 KV; 3 PHASE;800 AMP;50 HZ;2000 AMP BUSBARS; FAULT LEVEL - 20 KA FOR 3 SECS;AIR INSUL BUS;OC,EF & FD FEEDER CAPACITOR PROT;MFR | NU-LEC | NU-LEC | INDOOR SWITCHGEAR 800 AMP | PURCHASE AS REQUIRED
000017910 | INDOOR SWITCHGEAR. | INDOOR SWITCHGEAR;800 AMP;FEEDER/ CAPACITOR UNIT;OC,EF & FD PROT;C/W CIRCUIT BREAKER;COMBINATION OF STOCK CODES 17903 & 17909 FOR COMPLETE ITEM; | NU-LEC | NU-LEC | INDOOR SWITCHGEAR/CB 800 AMP | PURCHASE AS REQUIRED
000017911 | INDOOR SWITCHGEAR. | DOUBLE FEEDER UNIT;NU-LEC;12 KV;3 PHASE; 800 AMP;50 HZ;2000 AMP BUSBARS;FAULT LEVEL - 20 KA FOR 3 SECS;AIR INSUL BUS; OC,EF & SEF DOUBLE FEEDER PROT;MFR DATA | NU-LEC | NU-LEC | INDOOR SWITCHGEAR 800 AMP | PURCHASE AS REQUIRED
000017912 | INDOOR SWITCHGEAR. | INDOOR SWITCHGEAR;800 AMP;DOUBLE FEEDER UNIT;OC,EF & SEF PROT;C/W CIRCUIT BREAKER;COMBINATION OF STOCK CODES 17903 7 17911 FOR COMPLETE ITEM;REFER | NU-LEC | NU-LEC | NDOOR SWITCHGEAR 800 AMP | PURCHASE AS REQUIRED
000017913 | INDOOR SWITCHGEAR. | DOUBLE FEEDER UNIT;NU-LEC;12 KV;3 PHASE; 800 AMP;50 HZ;2000 AMP BUSBARS;FAULT LEVEL - 20 KA FOR 3 SECS;AIR INSUL BUS; OC,EF & FD DOUBLE FEEDER PROT;MFR DATA | NU-LEC | NU-LEC | INDOOR SWITCHGEAR 800 AMP | PURCHASE AS REQUIRED
000017914 | INDOOR SWITCHGEAR. | INDOOR SWITCHGEAR;800 AMP;DOUBLE FEEDER UNIT;OC,EF & FD PROT;C/W CIRCUIT BREAKER COMBINATION OF STOCK CODES 17903 & 17913 FOR COMPLETE ITEM;REFER SC18996; | NU-LEC | NU-LEC | INDOOR SWITCHGEAR 800 AMP | PURCHASE AS REQUIRED
000017915 | INDOOR SWITCHGEAR. | DOUBLE FEEDER CAPACITOR UNIT;NU-LEC; 12 KV;3 PHASE;800 AMP;50 HZ;2000 AMP BUSBARS;FAULT LEVEL - 20 KA FOR 3 SECS; AIR INSUL BUS;OC,EF & SEF DOUBLE FEEDER | NU-LEC | NU-LEC | INDOOR SWITCHGEAR 800 AMP | PURCHASE AS REQUIRED
000017916 | INDOOR SWITCHGEAR. | INDOOR SWITCHGEAR;800 AMP;DOUBLE FEEDER CAPACITOR;OC,EF & SEF PROT;C/W CIRCUIT BREAKER;COMBINATION OF STOCK CODES 17903 & 17915 FOR COMPLETE ITEM; | NU-LEC | NU-LEC | INDOOR SWITCHGEAR 800 AMP | PURCHASE AS REQUIRED
000017917 | INDOOR SWITCHGEAR. | DOUBLE FEEDER CAPACITOR UNIT;NU-LEC; 12 KV;3 PHASE;800 AMP;50 HZ;2000 AMP BUSBARS;FAULT LEVEL - 20 KA FOR 3 SECS; AIR INSUL BUS;OC,EF & FD DOUBLE FEEDER | NU-LEC | NU-LEC | INDOOR SWITCHGEAR 800 AMP | PURCHASE AS REQUIRED
000017918 | INDOOR SWITCHGEAR. | INDOOR SWITCHGEAR;800 AMP;DOUBLE FEEDER CAPACITOR UNIT;OC,EF & FD PROT;C/W CIRCUIT BREAKER;COMBINATION OF STOCK CODES 17903 7 17917 FOR COMPLETE ITEM; | NU-LEC | NU-LEC | INDOOR SWITCHGEAR/CB 800 AMP | PURCHASE AS REQUIRED
000017919 | CIRCUIT BREAKER | INDOOR;VACUUM;NU-LEC;12 KV;3 PHASE;50 HZ ;1250 AMP;20 KA BKG CAP- 3 SECS;110 V DC ;DUAL TRIP COILS;MFR DATA RECORDED IN PLANT MGMT SYSTEM;REFER SC18998; | NU-LEC | NU-LEC | VK10M25 | PURCHASE AS REQUIRED
000017920 | INDOOR SWITCHGEAR. | BUS TIE/FEEDER UNIT;NU-LEC;12 KV; 3 PHASE;1250 AMP;50 HZ;2000 AMP AMP BUSBARS;FAULT LEVEL - 20 KA FOR 3 SECS; AIR INSUL BUS;OC,EF & SEF BUS TIE/FUTURE | NU-LEC | NU-LEC | INDOOR SWITCHGEAR 1250 AMP | PURCHASE AS REQUIRED
000017921 | INDOOR SWITCHGEAR. | INDOOR SWITCHGEAR;1250 AMP;BUS TIE/ FUTURE FEEDER/CAPACITOR UNIT;OC,EF & SEF PROT;C/W CIRCUIT BREAKER;COMBINATION OF STOCK CODES 17919 7 17920 FOR COMPLETE | NU-LEC | NU-LEC | INDOOR SWITCHGEAR/CB 1250 AMP | PURCHASE AS REQUIRED
000017922 | INDOOR SWITCHGEAR. | MOBILETIE/FEEDER UNIT;NU-LEC;12 KV; 3 PHASE;1250 AMP;50 HZ;2000 AMP BUSBARS; FAULT LEVEL - 20 KA FOR 3 SECS;AIR INSUL BUS;OC,EF & SEF MOBILE TIE/FEEDER PROT; | NU-LEC | NU-LEC | INDOOR SWITCHGEAR 1250 AMP | PURCHASE AS REQUIRED
000017923 | INDOOR SWITCHGEAR. | INDOOR SWITCHGEAR;1250 AMP;MOBILE TIE/ FEEDER UNIT;OC,EF & SEF PROT;C/W CIRCUIT BREAKER;COMBINATION OF STOCK CODES 17919 & 17922 FOR COMPLETE ITEM;REFER SC18998 | NU-LEC | NU-LEC | INDOOR SWITCHGEAR/CB 1250 AMP | PURCHASE AS REQUIRED
000017924 | CIRCUIT BREAKER | INDOOR;VACUUM;NU-LEC;12 KV;3 PHASE;50 HZ ;2000 AMP;20 KA BKG CAP- 3 SECS;110 V DC ;DUAL TRIP COILS;MFR DATA RECORDED IN PLANT MGMT SYSTEM;REFER SC19000,SC19002, | NU-LEC | NU-LEC | VK10P25 | PURCHASE AS REQUIRED
000017925 | INDOOR SWITCHGEAR. | BUS SECTION UNIT;NU-LEC;12 KV;3 PHASE; 2000 AMP;50 HZ;2000 AMP BUSBARS;FAULT LEVEL - 20 KA FOR 3 SECS;AIR INSUL BUS; BUS BLOCKING PROT FUTURE;MFR DATA | NU-LEC | NU-LEC | INDOOR SWITCHGEAR 2000 AMP | PURCHASE AS REQUIRED
000017926 | INDOOR SWITCHGEAR. | INDOOR SWITCHGEAR;2000 AMP;BUS SECTION; BUS BLOCKING/FRAME LEAKAGE PROT;C/W CIRCUIT BREAKER;COMBINATION OF STOCK CODES 17924 & 17925 FOR COMPLETE ITEM | NU-LEC | NU-LEC | INDOOR SWITCHGEAR/CB 2000 AMP | PURCHASE AS REQUIRED
000017927 | INDOOR SWITCHGEAR. | BUS SECTION UNIT;NU-LEC;12 KV;3 PHASE; 2000 AMP;50 HZ;2000 AMP BUSBARS;FAULT LEVEL - 20 KA FOR 3 SECS;AIR INSUL BUS; BUS BLOCKING PROT FUTURE;MFR DATA | NU-LEC | NU-LEC | INDOOR SWITCHGEAR 2000 AMP | PURCHASE AS REQUIRED
000017928 | INDOOR SWITCHGEAR. | INDOOR SWITCHGEAR;2000 AMP;BUS SECTION; BUS BLOCKING/FRAME LEAKAGE PROT;C/W CIRCUIT BREAKER;COMBINATION OF STOCK CODES 17924 & 17927 FOR COMPLETE ITEM; | NU-LEC | NU-LEC | INDOOR SWITCHGEAR/CB 2000 AMP | PURCHASE AS REQUIRED
000017929 | INDOOR SWITCHGEAR. | TRANSFORMER UNIT;NU-LEC;12 KV;3 PHASE; 2000 AMP;50 HZ 2000 AMP BUSBARS;FAULT LEVEL - 20 KA FOR 3 SECS;AIR INSUL BUS; TFMR DIFF;OC,EF & METERING CT'S PROT; | NU-LEC | NU-LEC | INDOOR SWITCHGEAR 2000 AMP | PURCHASE AS REQUIRED
000017930 | INDOOR SWITCHGEAR. | INDOOR SWITCHGEAR;2000 AMP;TRANSFORMER UNIT;OC,EF,TFMR DIFF & METERING CT'S;C/W CIRCUIT BREAKER;COMBINATION OF STOCK CODES 17924 & 17929 FOR COMPLETE ITEM; | NU-LEC | NU-LEC | INDOOR SWITCHGEAR/CB 2000 AMP | PURCHASE AS REQUIRED
000017931 | INDOOR SWITCHGEAR. | TRANSFORMER UNIT;NU-LEC;12 KV;3 PHASE; 2000 AMP;50 HZ;2000 AMP BUSBARS;FAULT LEVEL - 20 KA FOR 3 SECS;AIR INSUL BUS; TFMR DIFF,OC,EF & FRAME LEAKAGE PROT;& | NU-LEC | NU-LEC | INDOOR SWITCHGEAR 2000 AMP | PURCHASE AS REQUIRED
000017932 | INDOOR SWITCHGEAR. | INDOOR SWITCHGEAR;FOR MODULAR S/STNS; 2000 AMP;TRANSFORMER UNIT;OC,EF,TFMR DIFF & FRAME LEAKAGE PROT & METERING CT'S;C/W CIRCUIT BREAKER;COMBINATION OF | NU-LEC | NU-LEC | INDOOR SWITCHGEAR S/STNS | PURCHASE AS REQUIRED
000017933 | INDOOR SWITCHGEAR. | TRANSFORMER UNIT;NU-LEC;12 KV;3 PHASE; 2000 AMP;50 HZ;2000 AMP BUSBARS;FAULT LEVEL - 20 KA FOR 3 SECS;AIR INSUL BUS; TFMR DIFF,OC,EF PROT & METERING CT'S;MFR | NU-LEC | NU-LEC | INDOOR SWITCHGEAR 2000 AMP | PURCHASE AS REQUIRED
000017934 | INDOOR SWITCHGEAR. | INDOOR SWITCHGEAR;2000 AMP;TRANSFORMER UNIT;OC,EF,TFMR DIFF PROT & METERING CT'S;C/W CIRCUIT BREAKER;COMBINATION OF STOCK CODES 17924 & 17933 FOR COMPLETE | NU-LEC | NU-LEC | INDOOR SWITCHGEAR/CB 2000 AMP | PURCHASE AS REQUIRED
000017935 | ACCESSORIES,CIRCUIT BREAKER | FOR NU-LEC APPLICATIONS,CONSISTING OF 1 X BREAKER RACKING HANDLE;1 X SPRING CHARGE HANDLE;1 X EARTH SW OPERATING HANDLE; | NU-LEC | NU-LEC | ACCESSORIES KIT | PURCHASE AS REQUIRED
000017936 | SWITCH FUSE GEAR | 12 KV;LUCY;OIL INSULATED;O/D RMU; 2 X 630 AMP CABLE SWITCH DISCONNECTORS; 1 X 200 AMP TRANSFORMER SWITCH FUSE; (TYPE TRIDENT FRMU - STANDARD);BOTTOM | LUCY |  | FRMU* | CURRENT
000017939 | METER,WATTHOUR | PRI REGN,KWH;240 V,50 HZ;SINGLE PHASE; SOLID STATE;C/W PROGRAMMABLE PULSE OUTPUT; | AMPY | AUTOMATION DIGILOG LIMITED | 847174/SP | PURCHASE AS REQUIRED
000017940 | RECLOSER | 36 KV;3 PHASE;50 HZ;800 AMP;16 KA;C/W POLE MTG BRACKET;300 SQ MM CU CABLE TAILS;CAPM4 CONTROLLER;DNP3;7 M CONTROL CABLE IOEX MODULE & ADDITIONAL | NU-LEC | NU-LEC | N-36 | STRATEGIC SPARE
000017942 | SWITCH FUSE GEAR | 12 KV;3 PHASE;630 AMP;OIL FILLED O/D TYPE;METAL CLAD EXT RMU;C/W 3 X 630 AMP RING MAIN SW;LUCY RMU;SH TIME CURR; 21.9 KA FOR 3 SECS; | LUCY |  | SWITCH FUSE GEAR | PURCHASE AS REQUIRED
000017943 | SWITCH FUSE GEAR | 12 KV;LUCY;OIL INSULATED;O/D RMU; 2 X 630 AMP CABLE SWITCH DISCONNECTORS; 1 X 200 AMP TRANSFORMER SWITCH FUSE; TOP ENTRY CABLE BOXES; (TYPE TRIDENT | LUCY |  | FRUM-TE | CURRENT
000017951 | CAPACITOR SHUNT INSTALLATION. | 12 KV;3 PHASE;50 HZ;2.7 MVAR @ 11.5 KV; CUBICLE O/D;C/W FIXED CB;C/W AF BLOCKING FILTER & 0.120 MILLI INRUSH LIMITING REACTORS;C/W SHUNT & FILTER CAPS;C/W | ENERGEX | ENERGEX | ENERGEX VER3 | PURCHASE AS REQUIRED
000017952 | CAPACITOR SHUNT INSTALLATION. | 12 KV;3 PHASE;50 HZ;2.7 MVAR @ 11.5 KV; CUBICLE O/D;C/W FIXED CB;C/W AF BLOCKING FILTER;C/W SHUNT & FILTER CAPS;C/W RELAY PROT;SPAJ-110 V DC; | ENERGEX | ENERGEX | ENERGEX VER4 | PURCHASE AS REQUIRED
000017954 | LABEL | SCOTCHCAL;YELLOW BACKGROUND/BLACK LETTERING;'CAUTION SEPARATE HV & LV EARTHING IN PADMOUNTED TRANSFORMERS'; LABEL FORM 518;TO BE U/W SC 15983;PACK | CUTLER | CUTLER BRANDS PTY LTD | ENERGE-17954 | CURRENT
000017955 | BRACKET,MOUNTING | For Meter Enclosures to Wood Poles | DRAWING | DRAWING NO | 14678-A1 | CURRENT
000017957 | TRANSFORMER,POWER | 33 KV/11 KV;15 MVA;3 PHASE;GROUND MTG BSH HV 90 LV AIR;MINERAL OIL INSULATED; ONAN;DYN 11;C/W VACUUM OLTC 23 TAP POSITIONS,ATTACHED RADIATORS;AS2374; | WILSON | WILSON TRANSFORMER CO. PTY LTD | 23 TAP POSITIONS | PHASING
000017958 | TRANSFORMER,POWER | 33 KV/11 KV;15 MVA;3 PHASE;GROUND MTG BSH HV 90 LV AIR;MINERAL OIL INSULATED; ONAN;DYN 11;SEPERATED FREE STANDING RADIATORS;C/W VACUUM OLTC 23 TAP | WILSON | WILSON TRANSFORMER CO. PTY LTD | 23 TAP POSITIONS | PHASING
000017959 | SWITCH FUSE GEAR | 12 KV;3 PHASE;630 AMP;21 KA MKG CAP;SF6; NON-EXT METAL CLAD RMU;SCHNEIDER RM6 (NE-DI) WITH 1 X 630 AMP SWITCH & 1 X 200 AMP CB CABLE BOXES;C/W GLAND | SCHNEDER | SCHNEIDER PTY LTD | RM6 (NE-DI) | PURCHASE AS REQUIRED
000017961 | SWITCH FUSE GEAR | 12 KV;3 PHASE;630 AMP;SF6;I/D OIL-LESS PADMOUNTED METAL CLAD RMU;C/W 3 X 630 AMP SWITCHES;C/W 1 X 200 AMP CB; TEE-OFF & ASSOC EQUIP;SCHNEIDER RMU;SH | SCHNEDER | SCHNEIDER PTY LTD | SWITCH FUSE GEAR 630 AMP* | PHASING
000017962 | SWITCH FUSE GEAR | 12 KV;SF6 INSULATED;I/D RMU;3 X 630 AMP CABLE SWITCH DISCONNECTORS;(TYPE NE-III) ;C/W OUTDOOR CUBICLE & CONCRETE PLINTH; | SCHNEDER | SCHNEIDER PTY LTD | NE-III | PHASING
000017963 | SWITCH FUSE GEAR | 12 KV;SCHNEIDER RM6;SF6 INSULATED; I/D RMU;2 X 630 AMP CABLE SWITCH DISCONNECTORS;1 X 200 AMP TRANSFORMER CIRCUIT BREAKER;(TYPE NE-IDI);C/W | SCHNEDER | SCHNEIDER PTY LTD | NE-IDI | MAINTENANCE STOCK
000017967 | SECTIONALISER | 12 KV;3 PHASE;630 AMP;SF6;INSUL;POLE MTG ;VACUUM INTERRUPTERS;12.5 KA BKG CAP; 80 SQ MM TAILS;7 M UMBILICAL CABLE; NU-LEC LOAD BREAK SW WITH CAPM2-MCP | NU-LEC | NU-LEC | RL27* | PHASING
000017968 | SWITCH FUSE GEAR | 12 KV;SCHNEIDER RM6;SF6 INSULATED; I/D RMU;2 X 630 AMP CABLE SWITCH; DISCONNECTORS;1 X 200 AMP TRANSFORMER CIRCUIT BREAKER;(TYPE NE-IDI); | SCHNEDER | SCHNEIDER PTY LTD | NE-IDI | PURCHASE AS REQUIRED
000017969 | SWITCH FUSE GEAR | 12 KV;SCHNEIDER RM6;SF6 INSULATED; I/D RMU;2 X 630 AMP CABLE SWITCH DISCONNECTORS;2 X 200 AMP TRANSFORMER CIRCUIT BREAKERS;(TYPE NE-DIDI); | SCHNEDER | SCHNEIDER PTY LTD | NE-DIDI | PHASING
000017973 | SIGN | ' CAUTION 2 SEPARATE SOURCES OF 11 KV SUPPLY ';ALUMINIUM;3M YELLOW RETROREFLECTIVE VINYL BACKGROUND; 300 MM LG X 100 MM W X 2 MM THK;12 MM | ARTCRAFT | ARTCRAFT PTY LTD | SE-087-02 | PURCHASE AS REQUIRED
000017974 | BUCKET,LINER MAT | FOR USE ON EWP'S;POLYURETHANE;GREEN IN COLOUR;1480 MM X 700 MM X 10 MM THK; USING DIE NUMBER CMI-225; | LUDOWICI |  | 400014682 | CURRENT
000017975 | DIE,CRIMPING TOOL | STEEL;HEX;21.5 MM AF;FOR U/W PRE- INSULATED COMPRESSION SLEEVES;U/W UTILUX COMPRESSION TOOL NO.38A OR EQUIV; PACK OF 1,PACK WEIGHT 0.17 KG; | SPECFORC | SPECIALISED FORCE | 12T-21.5AFALABC | CURRENT
000017975 | DIE,CRIMPING TOOL | STEEL;HEX;21.5 MM AF;FOR U/W PRE- INSULATED COMPRESSION SLEEVES;U/W UTILUX COMPRESSION TOOL NO.38A OR EQUIV; PACK OF 1,PACK WEIGHT 0.17 KG; | TECONN | TE CONNECTIVITY LTD | 38-215AL9/1 | CURRENT
000017975 | DIE,CRIMPING TOOL | STEEL;HEX;21.5 MM AF;FOR U/W PRE- INSULATED COMPRESSION SLEEVES;U/W UTILUX COMPRESSION TOOL NO.38A OR EQUIV; PACK OF 1,PACK WEIGHT 0.17 KG; | CABLACES | CABLACES | HT-95/150ABC | CURRENT
000017977 | PIPE,METALLIC | STEEL GDE C250/350;MED;GALV;25 MM NB, 2163 MM LG;USED AS A SHORT SPACER ON TWIN X-ARM INSTRUCTIONS;ORDER IN PACKS OF 12, PACK WEIGHT 70 KG;MIN | GM POLES | GM POLES PTY LTD | SL-SPACER | CURRENT
000017979 | SWITCH FUSE GEAR | FALCON BETA TYPE 'TAMCO' GR1-21;630 AMP CB & 2 ISOLATORS;TOP ENTRY FEEDER CABLE & TRANSFORMER CABLE BOX;(100/50/5 CT & BATTERY POWERED ALSTOM KCGG142 RELAY); | HAWKSIDD | HAWKER SIDDELEY SWITCHGEAR LTD | FALCON BETA GR1-21 | PHASING
000017980 | SWITCH FUSE GEAR | FALCON BETA TYPE 'TAMCO' GR1-01;C/W 630 AMP CIRCUIT BREAKER;BUS BAR & TOP ENTRY TRANSFORMER CABLE BOX;(100/50/5 CT & BATTERY POWERED ALSTOM KCGG142 RELAY); | HAWKSIDD | HAWKER SIDDELEY SWITCHGEAR LTD | FALCON BATA GR01-01 | PHASING
000017981 | SWITCH FUSE GEAR | FALCON BETA TYPE 'TAMCO' GR1-01;C/W 630 AMP CIRCUIT BREAKER;BUS BAR & TOP ENTRY FEEDER CABLE BOX;600/400/5 AMP CT, 10P25F20 ON 400/5;BATTERY POWERED | HAWKSIDD | HAWKER SIDDELEY SWITCHGEAR LTD | FALCON BETA GR01-01 | PHASING
000017982 | JOINT BOX,SWITCH FUSE GEAR. | FOR COUPLING 2 FALCON BETA 'TAMCO' GR1-21 & GR1-01 UNITS TOGETHER;OFFSET JOINT BOX WITH COPPER BARS & INSULATING MATERIALS; | HAWKSIDD | HAWKER SIDDELEY SWITCHGEAR LTD | OFFSET BAND BOX | PURCHASE AS REQUIRED
000017983 | JOINT BOX,SWITCH FUSE GEAR. | FOR COUPLING 2 FALCON BETA 'TAMCO' GR1-01 TO GR1-01 UNITS TOGETHER;STRAIGHT JOINT BOX WITH COPPER BARS & INSULATING MATERIALS; | HAWKSIDD | HAWKER SIDDELEY SWITCHGEAR LTD | BAND BOX | PURCHASE AS REQUIRED
000017984 | DISPOSAL CONTAINER,SHARPS | HOME SHARPS COLLECTOR;PVC;1.4 L; 150 MM X 43 MM X43 MM;USED FOR DISPOSAL OF SYRINGES,PEN NEEDLES; PACK OF 20,PACK WEIGHT 3 KG; | TOOWFAID | TOOWOOMBA FIRST AID SUPPLIES | SHA-01520 | PHASING
000017984 | DISPOSAL CONTAINER,SHARPS | HOME SHARPS COLLECTOR;PVC;1.4 L; 150 MM X 43 MM X43 MM;USED FOR DISPOSAL OF SYRINGES,PEN NEEDLES; PACK OF 20,PACK WEIGHT 3 KG; | BECTOND |  | 324487 | PHASING
000017985 | BRACKET,MOUNTING | FOR MTG SHARPS CONTAINER;METAL;BLACK COLOUR;SQUARE TYPE;FOR CONTAINER REFER STOCK CODE 17984; | BECTOND |  | 305451 | PHASING
000017986 | BAND,STABILISING HARDHAT | HARDHAT ANTI-SLIP ATTACHMENT;LEATHER WITH RUBBER DIMPLES & VELCRO:ATTACHMENT TO HARDHAT HARNESS;C/W 3 STRAPS;U/W STOCK CODE 14294; | TEN | THE ENERGY NETWORK | SM2 | CURRENT
000017986 | BAND,STABILISING HARDHAT | HARDHAT ANTI-SLIP ATTACHMENT;LEATHER WITH RUBBER DIMPLES & VELCRO:ATTACHMENT TO HARDHAT HARNESS;C/W 3 STRAPS;U/W STOCK CODE 14294; | AUSTSAF | AUSTRALIAN SAFETY SUPPLIES | 1005SM | CURRENT
000018001 | TROUSERS,WOMEN'S | COTTON 100%,185 GSM APPROX;NAVY; WRINKLEFREE;VARIOUS SIZES;STYLE & MFR TO ENERGEX SAMPLE;C/W METERING DYNAMICS LOGO;REFER TO TECH SPEC TS 424; | PACBRAND | PACIFIC BRANDS WORKWEAR GROUP PL | Y09006/NAV ALL SIZES | VENDOR HELD
000018001 | TROUSERS,WOMEN'S | COTTON 100%,185 GSM APPROX;NAVY; WRINKLEFREE;VARIOUS SIZES;STYLE & MFR TO ENERGEX SAMPLE;C/W METERING DYNAMICS LOGO;REFER TO TECH SPEC TS 424; | TOPLEVEL |  | ENMLCT | VENDOR HELD
000018003 | RELAY,PROTECTION | FW R112, Distance, 110VDC Logic 6/8 I/O, 125/250VDC Pwr, 1A, 110VAC Input, 2U Horiz Rack, Std Protocols | SEL | SCHWEITZER ENGINEERING LABORATORIES INC. | 0311C00H24213X1 | PHASING
000018004 | TRANSFORMER,CURRENT | INTERPOSING;MEASUREMENT;PRIMARY WOUND; INDOOR;RATIO 5/3-2-0.5 AMPS;CLASS 2M FORM NS SERIES 28,W-3157;C/W MTG BOLT; | WFENERGY | WF ENERGY CONTROLS | W-3157 | CURRENT
000018005 | BOLT,MACHINE | STAINLESS STEEL,GDE 316;HEX HD;M12;ISO M ;130 MM LG;BOX OF 25; | STATEWD | STATEWIDE FSTNERS & ENG SPLS PL | HBS6M1230 | CURRENT
000018006 | WASHER,FLAT | STAINLESS STEEL,GDE 304 OR 316;M16 BOLT SIZE;18 MM ID;57.2 OD;6 MM THK;BAG OF 100; | HOBSON | HOBSON ENGINEERING CO PTY LTD 393904 | WX16PLM16 | CURRENT
000018006 | WASHER,FLAT | STAINLESS STEEL,GDE 304 OR 316;M16 BOLT SIZE;18 MM ID;57.2 OD;6 MM THK;BAG OF 100; | SUMMIT | SUMMIT GROUP | 6WRMS216057.206 | CURRENT
000018006 | WASHER,FLAT | STAINLESS STEEL,GDE 304 OR 316;M16 BOLT SIZE;18 MM ID;57.2 OD;6 MM THK;BAG OF 100; | STATEWD | STATEWIDE FSTNERS & ENG SPLS PL | WSS4M16 | CURRENT
000018007 | METER,WATTHOUR | PRI REGN,KWH;15-100 AMP,240 V,50 HZ;1 PH ,2 WIRE,DIRECT CONN,BOTTOM;S/RATE; 3 TERM;AS1284;FITTED WITH ERT UNIT;FOR TRIAL ONLY;RESTRICTED ISSUE; | EMAIL |  | T12215D3/A | PURCHASE AS REQUIRED
000018008 | TRANSFORMER,POWER | 33 KV/11 KV;5 MVA;3 PHASE;GROUND MTG;HV 180 LV;MINERAL OIL INSULATED;ONAN;DYN 11 ;AS2374;ATTACHED RADIATORS;PLUG-IN HV & LV CONNECTIONS;REFER PLANET FOR MORE | WILSONTR | WILSON POWER TRANSFORMER | 33/11 KV | PHASING
000018009 | TRANSFORMER,POWER | 110/33/11 KV;60 MVA;3 PHASE;GROUND MTG; BSH HV 180 LV AIR;MINERAL OIL INSULATED; ODAF;YNYNOD11;AS2374;FREE STANDING RADIATORS;REFER PLANET FOR MORE DETAILS; | WILSONTR | WILSON POWER TRANSFORMER | 110/33/11 KV | PHASING
000018011 | CHAIR, FOLDING | FOLDING CHAIR WITH ARM RESTS & CUP HOLDER; C/W CARRY BAG; WEIGHT RATED 130KG | ATA | ADVENTURE TRADING AUSTRALIA | FCC-SOVC-F SOVEREIGN | CURRENT
000018011 | CHAIR, FOLDING | FOLDING CHAIR WITH ARM RESTS & CUP HOLDER; C/W CARRY BAG; WEIGHT RATED 130KG | ANACONDA | ANACONDA | BURKE & WILLS | CURRENT
000018011 | CHAIR, FOLDING | FOLDING CHAIR WITH ARM RESTS & CUP HOLDER; C/W CARRY BAG; WEIGHT RATED 130KG | ANACONDA | ANACONDA | OZTRAIL GETAWAY DELUXE | CURRENT
000018011 | CHAIR, FOLDING | FOLDING CHAIR WITH ARM RESTS & CUP HOLDER; C/W CARRY BAG; WEIGHT RATED 130KG | ANACONDA | ANACONDA | OZTRAIL GETAWAY CHAIR | CURRENT
000018014 | SWITCH,MODEM,POWER | FOR OPERATION OF MODEM POWER SUPPLY; USED IN CONJUNCTION WITH EDMI 2000-0400 SERIES METERS; | SURTEK | SURTEK PTY LTD | P9902A | CURRENT
000018015 | SHIM | BRASS;300 MM W X 0.25 MM THK X 1 M LG; MUST SUPPLY IN 1 METRE LENGTHS | ATOMSUPP | ATOM SUPPLY | 94970077 | CURRENT
000018015 | SHIM | BRASS;300 MM W X 0.25 MM THK X 1 M LG; MUST SUPPLY IN 1 METRE LENGTHS | KEYLINE | KEY-LINE DISTRIBUTORS PTY LTD | SB30025 | CURRENT
000018016 | BOX,STORAGE | Orange Crate, Plastic Bin Type, 538 x 362 x 334mm, for Rediquip | PROMARK | PROMARK PACKAGING PTY LTD GEEBUNG | MAH006 | CURRENT
000018018 | DISPOSAL CONTAINER,SHARPS | SHARPS COLLECTOR;PVC;150 MM X 43 MM USED FOR DISPOSAL OF SYRINGES,PEN NEEDLES; | ALPHA | ALPHA FIRST AID SUPPLIES QLD | 99717 | PHASING
000018018 | DISPOSAL CONTAINER,SHARPS | SHARPS COLLECTOR;PVC;150 MM X 43 MM USED FOR DISPOSAL OF SYRINGES,PEN NEEDLES; | TOOWFAID | TOOWOOMBA FIRST AID SUPPLIES | SHA-01518 | PHASING
000018019 | LIFTER,MANHOLE COVER | FOR URD CONCRETE PIT LID (STOCK CODE 17735);750 MM LG; | DULMISON | DULMISON (AUST) PTY LTD | LIDLIFTERHK | PHASING
000018020 | DRAIN,PROTECTION,BARRIER | FILTER TUBE;POLYESTER GEOTEXTILE NEEDLED TO A WOVEN POLYPROPYLENE GEOTEXTILE; 230 MM W X 150 MM DIA X 50 M LG; | GEOFAB | GEOFABRICS AUSTRALASIA PTD LTD. | SC04 | CURRENT
000018021 | CONVERTER | SIGNAL CONVERTER:RS485/RS232;10-30 V; U/W SACS EQUIPMENT; | ADAMS | ADAMS | ADAM 4520 | CURRENT
000018022 | TIMER,MULTIFUNCTION | TIME RANGE,0.1 SEC TO 100 HRS;12 V-240 V AC/DC;1 C/O OUTPUT CONTACT ,250 V,8 AMP AC RATING;RAIL MTG;PACK OF 1; | REXEL | REXEL PTY LTD | CGVDMB51CW24 | CURRENT
000018022 | TIMER,MULTIFUNCTION | TIME RANGE,0.1 SEC TO 100 HRS;12 V-240 V AC/DC;1 C/O OUTPUT CONTACT ,250 V,8 AMP AC RATING;RAIL MTG;PACK OF 1; | CARLO | CARLO GAVAZZI | DMB-51-C-W24 | CURRENT
000018022 | TIMER,MULTIFUNCTION | TIME RANGE,0.1 SEC TO 100 HRS;12 V-240 V AC/DC;1 C/O OUTPUT CONTACT ,250 V,8 AMP AC RATING;RAIL MTG;PACK OF 1; | CNWPL | CNW PL - SLACKS CREEK | DMB51CW24 | CURRENT
000018023 | CONNECTOR,BUSBAR | ALUMINIUM;PARALLEL CLAMP;CABLE TO CABLE; PACK OF 1; | PLP AUST | PREFORMED LINE PRODUCTS (AUST) | D-AUP112 | CURRENT
000018024 | DAMPER,VIBRATION,TRANSMISSION LINE | SPIRAL;PVC;4.4-6.34 MM DIA CONDUCTOR; 3/2.75 MM STEEL,3/2.75 AAC,3/4/1.75 ACSR ;PACK OF 30;PACK WEIGHT 8.5 KG; | ACCULEC | ACCULEC PTY LTD - E18524 | SVD0441H | CURRENT
000018024 | DAMPER,VIBRATION,TRANSMISSION LINE | SPIRAL;PVC;4.4-6.34 MM DIA CONDUCTOR; 3/2.75 MM STEEL,3/2.75 AAC,3/4/1.75 ACSR ;PACK OF 30;PACK WEIGHT 8.5 KG; | MACLEAN | MACLEAN POWER PL - E15128 | HVD-044 | CURRENT
000018024 | DAMPER,VIBRATION,TRANSMISSION LINE | SPIRAL;PVC;4.4-6.34 MM DIA CONDUCTOR; 3/2.75 MM STEEL,3/2.75 AAC,3/4/1.75 ACSR ;PACK OF 30;PACK WEIGHT 8.5 KG; | PLP AUST | PREFORMED LINE PRODUCTS (AUST) | SVD-0102 | CURRENT
000018025 | CABLE,FIBRE OPTIC | 12 FIBRE MULTIMODE 62.5 UM/125 UM OVERHEAD ADSS LOOSE TUBE CABLE; 150 M SPAN;WITH BIRD & RODENT PROTECTION ; | CORNING | DOW CORNING AUST. P/LTD | 12 FIBRE MULTIMODE | PURCHASE AS REQUIRED
000018026 | BRACKET,POLE | POLE MTG BRACKET TO CLAMP FIBRE OPTIC CABLE & OPGW;HOT COATED ZINC STEEL; | PLP AUST | PREFORMED LINE PRODUCTS (AUST) | OFS CCM-01 | CURRENT
000018027 | POWER SUPPLY | 110 V DC TO 24 V DC CONVERTER; 110 V TO 24 V DC;70 W; | AMTEX | AMTEX ELECTRONICS | 8862-80/24 | CURRENT
000018028 | CONNECTOR BAR,ELECTRICAL | 7 HOLE NEUTRAL LINK;BLACK PLASTIC COVER; C/W INSULATED STANDOFF;PACK OF 1; | CNWPL | CNW PL - SLACKS CREEK | GTSNL7 | CURRENT
000018028 | CONNECTOR BAR,ELECTRICAL | 7 HOLE NEUTRAL LINK;BLACK PLASTIC COVER; C/W INSULATED STANDOFF;PACK OF 1; | GENERAL | GENERAL TRADE SUPPLIES | AL7 | CURRENT
000018028 | CONNECTOR BAR,ELECTRICAL | 7 HOLE NEUTRAL LINK;BLACK PLASTIC COVER; C/W INSULATED STANDOFF;PACK OF 1; | CNWPL | CNW PL - SLACKS CREEK | TESL7 | CURRENT
000018030 | CONDUIT,NONMETALLIC,FLEXIBLE | 20 MM DIA;PVC CORRUGATED;MEDIUM DUTY; WHITE/GREY;C/W DRAW WIRE;50 M ROLL; | CLIPSAL | GERARD INDUSTRIES QLD DIVSN P/L | CLI9020TCM | PURCHASE AS REQUIRED
000018032 | REDUCER,SCREWED,CONDUIT | RIGID PVC;32 MM TO 25 MM;SCREWED CONDUIT FITTING REDUCER;PACK OF 50; | REXEL | REXEL PTY LTD | CLI264/3SMGY | CURRENT
000018032 | REDUCER,SCREWED,CONDUIT | RIGID PVC;32 MM TO 25 MM;SCREWED CONDUIT FITTING REDUCER;PACK OF 50; | CLIPSAL | GERARD INDUSTRIES QLD DIVSN P/L | CLI264/3SMGRY | CURRENT
000018033 | REDUCER,SCREWED,CONDUIT | RIGID PVC;25 MM TO 20 MM;SCREWED CONDUIT FITTING REDUCER;PACK OF 50; | REXEL | REXEL PTY LTD | CLI264/2SMGY | CURRENT
000018033 | REDUCER,SCREWED,CONDUIT | RIGID PVC;25 MM TO 20 MM;SCREWED CONDUIT FITTING REDUCER;PACK OF 50; | CLIPSAL | GERARD INDUSTRIES QLD DIVSN P/L | CLI264/2SMGRY | CURRENT
000018034 | CABLE GLAND | CORRUGATED PVC;STRAIGHT GLAND;20 MM CONDUIT FITTING;PACK OF 20; | REXEL | REXEL PTY LTD | CLI279C20GY | CURRENT
000018034 | CABLE GLAND | CORRUGATED PVC;STRAIGHT GLAND;20 MM CONDUIT FITTING;PACK OF 20; | CLIPSAL | GERARD INDUSTRIES QLD DIVSN P/L | CLI279C20 | CURRENT
000018036 | CLAMP,SUSPENSION,ELEC CONDUCTOR | ARMOUR GRIP SUSPENSION UNIT (AGSU); SUITS DIA 11.25 MM AAC,AAAC & ACSR (MARS ,BANANA & TENNIS);ALUMINIUM ALLOY WITH NEOPRENE INSERT;SUITS 0-30 DEG DEVIATION | TECONN | TE CONNECTIVITY LTD | HSC-0990 | CURRENT
000018036 | CLAMP,SUSPENSION,ELEC CONDUCTOR | ARMOUR GRIP SUSPENSION UNIT (AGSU); SUITS DIA 11.25 MM AAC,AAAC & ACSR (MARS ,BANANA & TENNIS);ALUMINIUM ALLOY WITH NEOPRENE INSERT;SUITS 0-30 DEG DEVIATION | PLP AUST | PREFORMED LINE PRODUCTS (AUST) | AGS-8109 | CURRENT
000018037 | CLAMP,SUSPENSION,ELEC CONDUCTOR | STRAIGHT-LINE OR ANGLE;ARMOUR GRIP SUSPENSION UNIT (AGSU);AL ALLOY WITH NEOPRENE INSERT TO SUIT AL CONDUCTORS; 18.75 MM DIA UP TO 30 DEG DEVIATION WITH | MACLEAN | MACLEAN POWER PL - E15128 | HSC-1875 | CURRENT
000018037 | CLAMP,SUSPENSION,ELEC CONDUCTOR | STRAIGHT-LINE OR ANGLE;ARMOUR GRIP SUSPENSION UNIT (AGSU);AL ALLOY WITH NEOPRENE INSERT TO SUIT AL CONDUCTORS; 18.75 MM DIA UP TO 30 DEG DEVIATION WITH | PLP AUST | PREFORMED LINE PRODUCTS (AUST) | AGS-5113 | CURRENT
000018038 | LINK,TENSION | SINGLE PLATE LINK;120 KN MIN FAILING; 500 MM HOLE CENTRES;TONGUE-TONGUE; (ALSO U/W 70 KN FITTINGS);PACK OF 5; | DULHUNTY | DULHUNTY INDUSTRIES PTY LTD | LP-120-500 | CURRENT
000018039 | CONNECTOR,BUSBAR | ALUMINIUM;41.3 MM OD TUBE;CLAMPED TO STATION POST INSULATOR;PACK OF 1; | PLP AUST | PREFORMED LINE PRODUCTS (AUST) | D-ABS42 | PURCHASE AS REQUIRED
000018040 | CONNECTOR,BUSBAR | COPPER;38 MM OD BUSBAR TO FLAT;M12 S/S BOLTS;PACK OF 1; | FULTON | FULTON INDUSTRIES PL | CTF38 | CURRENT
000018040 | CONNECTOR,BUSBAR | COPPER;38 MM OD BUSBAR TO FLAT;M12 S/S BOLTS;PACK OF 1; | PLP AUST | PREFORMED LINE PRODUCTS (AUST) | D-TF55B | CURRENT
000018041 | FRAME | 900 MM X 600 MM;FOLDING FRAME;MILD STEEL ;TUBULAR CONSTRUCTION;WELDED STRUTS & HEAVY DUTY SPACERS,ZINC PASSIVATED;C/W TWO FLAG HOLDERS;COMPATIBLE WITH ROLL UP | ARTCRAFT | ARTCRAFT PTY LTD | SS9060 | CURRENT
000018042 | FRAME | TO SUIT 1200 MM X 900 MM SIGNS;FOLDING FRAME;MILD STEEL;TUBULAR CONSTRUCTION; WELDED STRUTS & HEAVY DUTY SPACERS,ZINC PASSIVATED;C/W TWO FLAG HOLDERS; | ARTCRAFT | ARTCRAFT PTY LTD | SS12090 | CURRENT
000018043 | SIGN,TRAFFIC | WORKER'S AHEAD (SYMBOLIC VINYL BLACK FIGURE);ON RETROREFLECTIVE FLUORSCENT ORANGE BGROUND;CLASS 1W;900 MM LG,600 MM 2 GALV TUBES & 2 HOOKS;U/W STAND SC18041 | ARTCRAFT | ARTCRAFT PTY LTD | SE200-Q | CURRENT
000018045 | REGULATOR,STEP VOLTAGE | 33 KV;3 PHASE;50 HZ;15 MVA;ONAN;+ 5% TO - 15%;16 STEPS OF 1.25%;GROUND MTG;HV BUSHINGS;YNAO (D);SERIES CURRENT LIMITING REACTOR INCLUDED; | WILSONTR | WILSON POWER TRANSFORMER | 33 KV | PURCHASE AS REQUIRED
000018046 | TRANSFORMER,DISTRIBUTION | 11 KV;200 KVA;3 PHASE;PADMOUNT;HAZ HV, 180 LV BSH;MINERAL OIL INSULATED;ONAN; DYN 11;5 TAP SWITCH POSITIONS;C/W ABB SDAF3 HV RMU & LV S/GEAR; | TYREE | TYREE INDUSTRIES PL MITTAGONG NSW | 200 KVA PADMOUNT | PURCHASE AS REQUIRED
000018046 | TRANSFORMER,DISTRIBUTION | 11 KV;200 KVA;3 PHASE;PADMOUNT;HAZ HV, 180 LV BSH;MINERAL OIL INSULATED;ONAN; DYN 11;5 TAP SWITCH POSITIONS;C/W ABB SDAF3 HV RMU & LV S/GEAR; | ABB | ABB FAN PTY LTD | 200 KVA PADMOUNT | PURCHASE AS REQUIRED
000018047 | TRANSFORMER,DISTRIBUTION | 11 KV;300 KVA;3 PHASE;PADMOUNT;HAZ HV, 180 LV BSH;MINERAL OIL INSULATED;ONAN; DYN 11;5 TAP SWITCH POSITIONS;C/W ABB SDAF3 HV RMU & LV S/GEAR; | TYREE | TYREE INDUSTRIES PL MITTAGONG NSW | 300 KVA PADMOUNT | PURCHASE AS REQUIRED
000018047 | TRANSFORMER,DISTRIBUTION | 11 KV;300 KVA;3 PHASE;PADMOUNT;HAZ HV, 180 LV BSH;MINERAL OIL INSULATED;ONAN; DYN 11;5 TAP SWITCH POSITIONS;C/W ABB SDAF3 HV RMU & LV S/GEAR; | ABB | ABB FAN PTY LTD | 300 KVA PADMOUNT | PURCHASE AS REQUIRED
000018048 | TRANSFORMER,DISTRIBUTION | 11 KV;500 KVA;3 PHASE;PADMOUNT;HAZ HV, 180 LV BSH;MINERAL OIL INSULATED;ONAN; DYN 11;5 TAP SWITCH POSITIONS;C/W ABB SDAF3 HV RMU & LV S/GEAR; | TYREE | TYREE INDUSTRIES PL MITTAGONG NSW | 500 KVA PADMOUNT | PURCHASE AS REQUIRED
000018048 | TRANSFORMER,DISTRIBUTION | 11 KV;500 KVA;3 PHASE;PADMOUNT;HAZ HV, 180 LV BSH;MINERAL OIL INSULATED;ONAN; DYN 11;5 TAP SWITCH POSITIONS;C/W ABB SDAF3 HV RMU & LV S/GEAR; | ABB | ABB FAN PTY LTD | 500 KVA PADMOUNT | PURCHASE AS REQUIRED
000018050 | SHIELD | Glare, Self Adhesive Split Back, White, Blockout 3635-20b, suit Gerard Lighting (Sylvania) Maxi or Urban, Minor Rd, 6 Sets of 10 per Pack | CUTLER | CUTLER BRANDS PTY LTD | ENERGE-18050 | CURRENT
000018051 | SHIELD | Glare, Self Adhesive Split Back, White, Blockout 3635-20b, suit Gerard Lighting (Sylvania) Roadster, Major Rd, 6 Sets of 10 per Pack | CUTLER | CUTLER BRANDS PTY LTD | ENERGE-18051 | CURRENT
000018053 | TOOTH,AUGER | Rock, Straight Type, Tungsten Tipped, Silver Colour, suit Rock Drilling, Goods supplied are to be under 20kg lifting capacity | DIGGA | DIGGA AUSTRALIA PTY LTD | TTD-3 SUIT D STYLE | CURRENT
000018055 | CIRCUIT BREAKER | TRANSFORMER UNIT;36 KV;2000 AMP;25 KA, 3 SEC;INDOOR;GIS SWITCHGEAR;SINGLE BUSBAR;INCL,DIFF,METERING,OC,EF & BUS ZONE CT'S & VT; | HITACHI | HITACHI ENERGY AUSTRALIA LTD | C-CIS | PURCHASE AS REQUIRED
000018056 | CIRCUIT BREAKER | BUS SECTION;36 KV;3 PHASE;2000 AMP;25 KA ,3 SEC;INDOOR;GIS SWITCHGEAR WITH CIRCUIT BREAKER;BUS SECTION,SINGLE BUSBAR;INCL,BUS ZONE (2 ZONE) & | HITACHI | HITACHI ENERGY AUSTRALIA LTD | C-GIS | PURCHASE AS REQUIRED
000018057 | CIRCUIT BREAKER | BUS SECTION;36 KV;2000 AMP;3 PHASE;25 KA ,3 SEC;INDOOR;GIS SWITCHGEAR,WITH CIRCUIT BREAKER,BUS SECTION,SINGLE BUSBAR;INCL,BUS ZONE (1 ZONE),CONTROL & | HITACHI | HITACHI ENERGY AUSTRALIA LTD | C-GIS | PURCHASE AS REQUIRED
000018058 | CIRCUIT BREAKER | TRANSFORMER UNIT;36 KV;800 AMP;25 KA, 3 SEC;INDOOR;GIS SWITCHGEAR,TRANSFORMER UNIT,SINGLE BUSBAR WITH CIRCUIT BREAKER; INCL,TRANSFORMER DIFF,METERING,CC,EF,BUS | HITACHI | HITACHI ENERGY AUSTRALIA LTD | C-GIS | PURCHASE AS REQUIRED
000018059 | CIRCUIT BREAKER | FEEDER UNIT;36 KV;3 PHASE;800 AMP;25 KA, 3 SEC,SINGLE BUSBAR WITH CIRCUIT BREAKER ,SINGLE CABLE BOX;INCL,OC,EF,BUS ZONE CT'S,CONTROL & PROTECTION CIRCUITS; | HITACHI | HITACHI ENERGY AUSTRALIA LTD | C-GIS | PURCHASE AS REQUIRED
000018060 | CIRCUIT BREAKER | FEEDER UNIT;36 KV;3 PHASE;800 AMP;25 KA, 3 SEC,SINGLE BUSBAR WITH CIRCUIT BREAKER ,DOUBLE CABLE BOX;INCL,OC,EF,BUS ZONE CT'S;CONTROL & PROTECTION CIRCUITS; | HITACHI | HITACHI ENERGY AUSTRALIA LTD | C-GIS | PURCHASE AS REQUIRED
000018061 | CIRCUIT BREAKER | FEEDER UNIT;36 KV;3 PHASE;800 AMP;25 KA, 3 SEC;INDOOR;GIS SWITCHGEAR WITH CIRCUIT BREAKER,SINGLE BUSBAR;INCL,SINGLE CABLE BOX,FEEDER DIFF,OC,EF,BUS ZONE CT'S, | HITACHI | HITACHI ENERGY AUSTRALIA LTD | C-GIS | PURCHASE AS REQUIRED
000018062 | CIRCUIT BREAKER | FEEDER UNIT;36 KV;3 PHASE;800 AMP;25 KA, 3 SEC;INDOOR;GIS SWITCHGEAR WITH CIRCUIT BREAKER,SINGLE BUSBAR;INCL,DOUBLE CABLE BOX,FEEDER DIFF,OC,EF,BUS ZONE CT'S | HITACHI | HITACHI ENERGY AUSTRALIA LTD | C-GIS | PURCHASE AS REQUIRED
000018063 | CIRCUIT BREAKER | CAPACITOR FEEDER UNIT;36 KV;3 PHASE; 800 AMP;25 KA,3 SEC;SINGLE BUSBAR WITH CIRCUIT BREAKER;INCL,OC,EF,BUS ZONE CT'S ,CONTROL & PROTECTION CIRCUITS; | HITACHI | HITACHI ENERGY AUSTRALIA LTD | C-GIS | PURCHASE AS REQUIRED
000018064 | ACCESSORIES,CIRCUIT BREAKER | HATACHI APPLICATIONS,CONSISTING OF 1 X HAND APPLIED EARTH DEVICE 800 AMP; 1 X HAND APPLIED EARTH DEVICE 2000 AMP; 1 X SPR CHRG HANDLE;1 X ES OPERATING | HITACHI | HITACHI ENERGY AUSTRALIA LTD | C-GIS ACCESSORIES KIT | PURCHASE AS REQUIRED
000018065 | SUPPORT | USED AS A DIELECTRIC SUPPORT FOR STRINGING FIBRE OPTIC CABLE;15.0 - 15.99 MM OD ADSS SUSPENSION INCONJUNCTION WITH M16 SAFETY HOCK & BOLT,(SC12783 - HOOK | PLP AUST | PREFORMED LINE PRODUCTS (AUST) | OFDSC-150155-3 | CURRENT
000018066 | EARTHING,STIRRUP | BAR FLAT;ALUMINIUM ALLOY GDE,1350-F; 25 MM X 6 MM X 14.6 MM DIA;U/W IPC (SC18459) & LIGHTNING OVERVOLTAGE KIT FOR CCT (SC17804);PACK OF 25; | DULMISON | DULMISON (AUST) PTY LTD | 25705F01 | CURRENT
000018070 | ADAPTOR,BRACKET | Major to Minor Rd, 34 OD x 130 Spigot, Galv Steel, suit 42 OD x 120 Lg Outreach /Pole Bracket c/w 2 x M10 x 25mm Lg S/Steel Hex HD Set Screws, EQTS 05-02-01 | GPA | GALVANISED POLES AUSTRALIA | GPAN/A / 18070 | CURRENT
000018070 | ADAPTOR,BRACKET | Major to Minor Rd, 34 OD x 130 Spigot, Galv Steel, suit 42 OD x 120 Lg Outreach /Pole Bracket c/w 2 x M10 x 25mm Lg S/Steel Hex HD Set Screws, EQTS 05-02-01 | IUPOLE | INTERNATIONAL UTILITY POLES PTY LTD | EX-18070 | CURRENT
000018070 | ADAPTOR,BRACKET | Major to Minor Rd, 34 OD x 130 Spigot, Galv Steel, suit 42 OD x 120 Lg Outreach /Pole Bracket c/w 2 x M10 x 25mm Lg S/Steel Hex HD Set Screws, EQTS 05-02-01 | INGALEPS | INGAL EPS (CONTRACTOR) | GEX18070 | CURRENT
000018070 | ADAPTOR,BRACKET | Major to Minor Rd, 34 OD x 130 Spigot, Galv Steel, suit 42 OD x 120 Lg Outreach /Pole Bracket c/w 2 x M10 x 25mm Lg S/Steel Hex HD Set Screws, EQTS 05-02-01 | GM POLES | GM POLES PTY LTD | SL-MAJ-MIN-AD | CURRENT
000018071 | MODEM,FIBRE OPTIC | SYNCHRONOUS;FIBRE OPTIC;RS232;2815 SEL; | SEL | SCHWEITZER ENGINEERING LABORATORIES INC. | 2815 M | CURRENT
000018072 | BEND,NONMETALLIC RIGID CONDUIT | UPVC;WHITE;50 MM NOM SIZE;LIGHTDUTY; 90 DEG;0.305 M RAD;SOCKET MOULDED BOTH ENDS;MARKED TELECOMMUNICATION CABLE; | TRI UGRD | TRI UNDERGROUND AUSTRALIA PTY LTD | COM5090300FFS | CURRENT
000018072 | BEND,NONMETALLIC RIGID CONDUIT | UPVC;WHITE;50 MM NOM SIZE;LIGHTDUTY; 90 DEG;0.305 M RAD;SOCKET MOULDED BOTH ENDS;MARKED TELECOMMUNICATION CABLE; | HAYMANS | HAYMANS ELECTRICAL | CONX50COM300R90MF | CURRENT
000018072 | BEND,NONMETALLIC RIGID CONDUIT | UPVC;WHITE;50 MM NOM SIZE;LIGHTDUTY; 90 DEG;0.305 M RAD;SOCKET MOULDED BOTH ENDS;MARKED TELECOMMUNICATION CABLE; | VINIDEX |  | 32510 | CURRENT
000018072 | BEND,NONMETALLIC RIGID CONDUIT | UPVC;WHITE;50 MM NOM SIZE;LIGHTDUTY; 90 DEG;0.305 M RAD;SOCKET MOULDED BOTH ENDS;MARKED TELECOMMUNICATION CABLE; | IPLEX | IPLEX PIPELINES AUSTRALIA PTY LTD | CT73276 | CURRENT
000018073 | BEND,NONMETALLIC RIGID CONDUIT | UPVC;WHITE;50 MM NOM SIZE;LIGHT DUTY; 90 DEG;0.8 M RAD;SOCKET MOULDED ONE END; MARKED TELECOMMUNICATION CABLE; | HAYMANS | HAYMANS ELECTRICAL | CNX50COM800R90MF | CURRENT
000018073 | BEND,NONMETALLIC RIGID CONDUIT | UPVC;WHITE;50 MM NOM SIZE;LIGHT DUTY; 90 DEG;0.8 M RAD;SOCKET MOULDED ONE END; MARKED TELECOMMUNICATION CABLE; | VINIDEX |  | 32553 | CURRENT
000018074 | BEND,NONMETALLIC RIGID CONDUIT | UPVC;WHITE;100 MM NOM SIZE;LIGHT DUTY; 90 DEG;0.50 M RAD;SOCKET MOULDED BOTH ENDS;MARKED TELECOMMUNICATION CABLE; | HAYMANS | HAYMANS ELECTRICAL | FABC4590100 | PURCHASE AS REQUIRED
000018074 | BEND,NONMETALLIC RIGID CONDUIT | UPVC;WHITE;100 MM NOM SIZE;LIGHT DUTY; 90 DEG;0.50 M RAD;SOCKET MOULDED BOTH ENDS;MARKED TELECOMMUNICATION CABLE; | VINIDEX |  | 32680 | PURCHASE AS REQUIRED
000018075 | BEND,NONMETALLIC RIGID CONDUIT | UPVC;WHITE;100 MM NOM SIZE;LIGHT DUTY; 90 DEG;0.8 M RAD;SOCKET MOULDED ONE END; MARKED TELECOMMUNICATION CABLE; | IPLEX | IPLEX PIPELINES AUSTRALIA PTY LTD | CT73109 | PHASING
000018076 | CONDUIT,NONMETALLIC,RIGID | 50 MM NOM SIZE;UPVC;WHITE;LIGHT DUTY; SOCKET MOULDED ONE END;4 5 M LG;MARKED COMMUNICATIONS CONDUIT;PACK OF 167,PACK WEIGHT 730 KG; | TRI UGRD | TRI UNDERGROUND AUSTRALIA PTY LTD | CONCOM504.5 | PHASING
000018076 | CONDUIT,NONMETALLIC,RIGID | 50 MM NOM SIZE;UPVC;WHITE;LIGHT DUTY; SOCKET MOULDED ONE END;4 5 M LG;MARKED COMMUNICATIONS CONDUIT;PACK OF 167,PACK WEIGHT 730 KG; | HAYMANS | HAYMANS ELECTRICAL | VIN11680 | PHASING
000018076 | CONDUIT,NONMETALLIC,RIGID | 50 MM NOM SIZE;UPVC;WHITE;LIGHT DUTY; SOCKET MOULDED ONE END;4 5 M LG;MARKED COMMUNICATIONS CONDUIT;PACK OF 167,PACK WEIGHT 730 KG; | VINIDEX |  | 10791 | PHASING
000018076 | CONDUIT,NONMETALLIC,RIGID | 50 MM NOM SIZE;UPVC;WHITE;LIGHT DUTY; SOCKET MOULDED ONE END;4 5 M LG;MARKED COMMUNICATIONS CONDUIT;PACK OF 167,PACK WEIGHT 730 KG; | IPLEX | IPLEX PIPELINES AUSTRALIA PTY LTD | B33 | PHASING
000018078 | CONDUIT,NONMETALLIC,FLEXIBLE | 50 MM NOM SIZE;WHITE;LIGHT DUTY; 140 M ROLL;MARKED TELECOMMUNICATION CABLE; | CNWPL | CNW PL - SLACKS CREEK | IPLTTCX963140 | PURCHASE AS REQUIRED
000018078 | CONDUIT,NONMETALLIC,FLEXIBLE | 50 MM NOM SIZE;WHITE;LIGHT DUTY; 140 M ROLL;MARKED TELECOMMUNICATION CABLE; | IPLEX | IPLEX PIPELINES AUSTRALIA PTY LTD | IPLTTCX963140 | PURCHASE AS REQUIRED
000018078 | CONDUIT,NONMETALLIC,FLEXIBLE | 50 MM NOM SIZE;WHITE;LIGHT DUTY; 140 M ROLL;MARKED TELECOMMUNICATION CABLE; | IPLEX | IPLEX PIPELINES AUSTRALIA PTY LTD | TTCH63100 | PURCHASE AS REQUIRED
000018079 | PIT,UTILITY | TYPE P6;1365 MM LG,550 MM W,670 MM D; UNDERGROUND PIT;PLASTIC BODY;FOR T-BAR SUPPORT FRAME REFER SC18080; PACK OF 6,PALLET WEIGHT 145 KG; | TRI UGRD | TRI UNDERGROUND AUSTRALIA PTY LTD | TRIP6P | CURRENT
000018079 | PIT,UTILITY | TYPE P6;1365 MM LG,550 MM W,670 MM D; UNDERGROUND PIT;PLASTIC BODY;FOR T-BAR SUPPORT FRAME REFER SC18080; PACK OF 6,PALLET WEIGHT 145 KG; | PLP AUST | PREFORMED LINE PRODUCTS (AUST) | D-PIT6CWTBAR | CURRENT
000018080 | SUPPORT | CAST IRON T-BAR SUPPORT FRAME;U/W P6 UNDERGROUND PIT,REFER STOCK CODE 18079; PACK OF 1PACK WEIGHT 2.8 KG; | DULMISON | DULMISON (AUST) PTY LTD | PIT-T BAR | CURRENT
000018082 | BASE,RELAY | DIN RAIL MOUNT;14 FEMALE CONTACTS; PLUG-IN CONN TERMINALS;FOR SMITT RELAY TYPE D-R;PACK OF 10; | REXEL | REXEL PTY LTD | RMSV23 | CURRENT
000018082 | BASE,RELAY | DIN RAIL MOUNT;14 FEMALE CONTACTS; PLUG-IN CONN TERMINALS;FOR SMITT RELAY TYPE D-R;PACK OF 10; | HAYMANS | HAYMANS ELECTRICAL | RMSSMIV23 | CURRENT
000018082 | BASE,RELAY | DIN RAIL MOUNT;14 FEMALE CONTACTS; PLUG-IN CONN TERMINALS;FOR SMITT RELAY TYPE D-R;PACK OF 10; | SMITT | SMITT | SMIV23 | CURRENT
000018082 | BASE,RELAY | DIN RAIL MOUNT;14 FEMALE CONTACTS; PLUG-IN CONN TERMINALS;FOR SMITT RELAY TYPE D-R;PACK OF 10; | CNWPL | CNW PL - SLACKS CREEK | V23 | CURRENT
000018083 | BASE,RELAY | Screw Terminal, 28 Female Contacts, Plug-In Conn Terminals, DIN Rail Mount, for Smitt Relay Type D8-R, Pack of 4 | RMS | RELAY MONITORING SYSTEMS PL | V93 | CURRENT
000018083 | BASE,RELAY | Screw Terminal, 28 Female Contacts, Plug-In Conn Terminals, DIN Rail Mount, for Smitt Relay Type D8-R, Pack of 4 | HAYMANS | HAYMANS ELECTRICAL | RMSSMIV93 | CURRENT
000018083 | BASE,RELAY | Screw Terminal, 28 Female Contacts, Plug-In Conn Terminals, DIN Rail Mount, for Smitt Relay Type D8-R, Pack of 4 | SMITT | SMITT | SMIV93 | CURRENT
000018083 | BASE,RELAY | Screw Terminal, 28 Female Contacts, Plug-In Conn Terminals, DIN Rail Mount, for Smitt Relay Type D8-R, Pack of 4 | CNWPL | CNW PL - SLACKS CREEK | V93 | CURRENT
000018084 | RELAY,ELECTROMAGNETIC | HIGH SPEED TRIPPING RELAY;125 V DC COIL; 3 C/O CONTACTS;PLUG-IN;U/W SMITT V23 DIN RAIL BASE,STOCK CODE 18082; | RMSPROD | RMS PRODUCTS | DR-D125 | CURRENT
000018084 | RELAY,ELECTROMAGNETIC | HIGH SPEED TRIPPING RELAY;125 V DC COIL; 3 C/O CONTACTS;PLUG-IN;U/W SMITT V23 DIN RAIL BASE,STOCK CODE 18082; | SMITT | SMITT | 5NDROD125Y | CURRENT
000018085 | RELAY,ELECTROMAGNETIC | High Speed Tripping Relay, 48V DC Coil, 3 C/O Contacts, Plug-In, u/w V23 DIN Rail Relay Base | RMS | RELAY MONITORING SYSTEMS PL | DR-D048 | CURRENT
000018086 | RELAY,ELECTROMAGNETIC | HIGH SPEED TRIPPING RELAY;32 V DC COIL; 3 C/O CONTACTS;PLUG-IN;U/W SMITT V23 DIN RAIL BASE,STOCK CODE 18082; | RMS | RELAY MONITORING SYSTEMS PL | DR-D032 | CURRENT
000018087 | RELAY,ELECTROMAGNETIC | HIGH SPEED TRIPPING RELAY;125 V DC COIL; 7 C/O CONTACTS;PLUG-IN;U/W V93 DIN RAIL BASE,STOCK CODE 18083; | RMS | RELAY MONITORING SYSTEMS PL | D8-R-D125 | CURRENT
000018088 | RELAY,ELECTROMAGNETIC | High Speed Tripping Relay, 48V DC Coil, 7 C/O Contacts, Plug-In, u/w V93 DIN Rail Relay Base | RMS | RELAY MONITORING SYSTEMS PL | 5ND8RD048Y | CURRENT
000018089 | RELAY,ELECTROMAGNETIC | HIGH SPEED TRIPPING RELAY;32 V DC COIL; 7 C/O CONTACTS;PLUG-IN;U/W V93 DIN RAIL BASE,STOCK CODE 18083; | SMITT | SMITT | 5ND8RD032Y | MAINTENANCE STOCK
000018090 | SWITCH FUSE GEAR | 12 KV;3 PHASE;50 HZ;630 AMP;21 KA MKG CAP;SF6;NON-EXT METAL CLAD RMU;C/W 4 X 630 AMP SWITCHES (RM6 4I) CABLE BOXES;C/W GLAND PLATES,WITH OUTDOOR | SCHNEDER | SCHNEIDER PTY LTD | RM6 4I | PURCHASE AS REQUIRED
000018092 | LABEL | GRAVOPLY 2;LEGEND-UNMETERED SUPPLY; HANGING TAG;6 MM H LETTERING;50 MM LG, 20 MM W,1.5 MM THK;PACK OF 10; | ARTCRAFT | ARTCRAFT PTY LTD | 18092 | CURRENT
000018092 | LABEL | GRAVOPLY 2;LEGEND-UNMETERED SUPPLY; HANGING TAG;6 MM H LETTERING;50 MM LG, 20 MM W,1.5 MM THK;PACK OF 10; | CUTLER | CUTLER BRANDS PTY LTD | ENERGE-18092 | CURRENT
000018092 | LABEL | GRAVOPLY 2;LEGEND-UNMETERED SUPPLY; HANGING TAG;6 MM H LETTERING;50 MM LG, 20 MM W,1.5 MM THK;PACK OF 10; | ES | QUALITY ENGRAVING SERVICES PTY LTD | 18092 | CURRENT
000018093 | BOOK | FIRST AID RECORD BOOK *ORDER VIA COPY SERVICES - FORM 0035* | ALPHA | ALPHA FIRST AID SUPPLIES QLD | 199 | PHASING
000018096 | CONNECTOR,CABLE,ELECTRICAL | 11 KV;DEADBREAK ELBOW;TO SUIT 33 KV 95 SQ MM SINGLE CORE CU XLPE; | AUSTMOLD | AUSTRALMOLD PTY LTD | 430TB/G-25-95KM-11-2 | PURCHASE AS REQUIRED
000018097 | CONNECTOR,CABLE,ELECTRICAL | 33 KV;DEADBREAK ELBOW;TO SUIT 33 KV 95 SQ MM SINGLE CORE CU XLPE; | AUSTMOLD | AUSTRALMOLD PTY LTD | M400TB/G-25-95KM-11-2 | PURCHASE AS REQUIRED
000018099 | FUSE ELEMENT,ELEC | 40 AMP;12 KV;DROP OUT FUSE LINK; ANSI CLASS 'N' TYPE;660 MM LG; C/W REMOVABLE BUTTON HEAD;FOR 600 KVAR CAPACITOR BANK;PACK OF 10; | S & C |  | 267040R3 | PHASING
000018100 | ANCHOR,ROCKFACE | STEEL;GALV;18 MM HOLE DIA;M16;190 MM LG; TO BE USED IN CONJUNCTION WITH STOCK CODE 17889;PACK OF 10; | HOBSON | HOBSON ENGINEERING CO PTY LTD 393904 | MCA58GCM160190H | CURRENT
000018100 | ANCHOR,ROCKFACE | STEEL;GALV;18 MM HOLE DIA;M16;190 MM LG; TO BE USED IN CONJUNCTION WITH STOCK CODE 17889;PACK OF 10; | STATEWD | STATEWIDE FSTNERS & ENG SPLS PL | RM16190G | CURRENT
000018100 | ANCHOR,ROCKFACE | STEEL;GALV;18 MM HOLE DIA;M16;190 MM LG; TO BE USED IN CONJUNCTION WITH STOCK CODE 17889;PACK OF 10; | COVENTRY | COVENTRY FASTENERS QLD | CS16190GH | CURRENT
000018101 | RESISTOR,ADJUSTABLE | WIRE WOUND;50 OHMS;200 W;C/W PUSH IN MTG BRACKETS;FOR USE AS A STABILISING RESISTOR WITH BUS BAR PROTECTION SCHEME; WHEN ORDERING REFER (REF NO. TR15023); | CYNEBAR | CYNEBAR TRUSTEE FOR NYDAL TRADING TRUST | 8HOAD4 | CURRENT
000018101 | RESISTOR,ADJUSTABLE | WIRE WOUND;50 OHMS;200 W;C/W PUSH IN MTG BRACKETS;FOR USE AS A STABILISING RESISTOR WITH BUS BAR PROTECTION SCHEME; WHEN ORDERING REFER (REF NO. TR15023); | SCHNEDER | SCHNEIDER PTY LTD | FL9933-002 | CURRENT
000018101 | RESISTOR,ADJUSTABLE | WIRE WOUND;50 OHMS;200 W;C/W PUSH IN MTG BRACKETS;FOR USE AS A STABILISING RESISTOR WITH BUS BAR PROTECTION SCHEME; WHEN ORDERING REFER (REF NO. TR15023); | ALSTOM | ALSTOM GRID AUSTRALIA LIMITED | FL9933-002 | CURRENT
000018102 | RESISTOR | NON-LINEAR METROSIL;TRIPLE POLE;600 AMP/ S3/1/S1195;U/W HIGH IMPEDENCE BUS ZONE SCHEME;WHEN ORDERING REFER (REF NO. TR25023); | SCHNEDER | SCHNEIDER PTY LTD | 600/A/S3/1 | CURRENT
000018103 | RELAY,ELECTROMAGNETIC | GENERAL PURPOSE;110 V DC COIL;9 AMP; CONTINUEOUS;4 NO CONTACTS;REFER STOCK CODE 18104 FOR INTERLOCK,MECHANICAL; PACK OF 1; | CNWPL | CNW PL - SLACKS CREEK | CA79EM40110E | CURRENT
000018103 | RELAY,ELECTROMAGNETIC | GENERAL PURPOSE;110 V DC COIL;9 AMP; CONTINUEOUS;4 NO CONTACTS;REFER STOCK CODE 18104 FOR INTERLOCK,MECHANICAL; PACK OF 1; | SPRECHER | SPRECHER + SCHUH | S&SCA7-9C-M40/110VDC | CURRENT
000018103 | RELAY,ELECTROMAGNETIC | GENERAL PURPOSE;110 V DC COIL;9 AMP; CONTINUEOUS;4 NO CONTACTS;REFER STOCK CODE 18104 FOR INTERLOCK,MECHANICAL; PACK OF 1; | REXEL | REXEL PTY LTD | SPRCA79EM40110E | CURRENT
000018104 | INTERLOCK,MECHANICAL | TO SUIT S & S RELAY CA7;REFER STOCK CODE 18103 FOR RELAY,ELECTROMAGNETIC; | SPRECHER | SPRECHER + SCHUH | CM7 | PURCHASE AS REQUIRED
000018105 | RECLOSER | 12 KV;3 PHASE;50 HZ;630 AMP;SF6;12.5 KA BKG CAP;INSULATED;POLE MTG;VACUUM INTERUPTERS;240 SQ MM ALUMINIUM CABLE TAILS;CONTROLLER WITH CAPM4-DNP3 | NU-LEC | NU-LEC | N12-12S | PURCHASE AS REQUIRED
000018106 | TRANSFORMER,POWER | 110/11 KV;30 MVA;3 PHASE;GROUND MTG; BSH HV 180 LV AIR;MINERAL OIL INSULATED; ODAF;YND 11;AS2374;FREE-STANDING RADIATORS;REFER PLANET FOR MORE DETAILS; | WILSON | WILSON TRANSFORMER CO. PTY LTD | 30 MVA | PHASING
000018107 | SUPPORT | USED AS DIELECTRIC SUPPORT FOR STRINGING FIBRE OPTIC CABLE;14.0 - 14.9 MM OD ADSS ;USED WITH STOCK CODE 17427; | PLP AUST | PREFORMED LINE PRODUCTS (AUST) | OFDSC-140145-3 | PURCHASE AS REQUIRED
000018108 | FERRULE,ELECTRICAL CONDUCTOR | REDUCING,CRIMP TYPE;BI-METAL;150 SQ MM 3 CORE SECTOR ALUMINIUMTO 120 SQ MM COPPER;PRE-FILLED WITH JOINTING COMPOUND ;PACK OF 1,PACK WEIGHT 0.25 KG; | TYCO | TYCO | BKS3I150-120/1 | CURRENT
000018108 | FERRULE,ELECTRICAL CONDUCTOR | REDUCING,CRIMP TYPE;BI-METAL;150 SQ MM 3 CORE SECTOR ALUMINIUMTO 120 SQ MM COPPER;PRE-FILLED WITH JOINTING COMPOUND ;PACK OF 1,PACK WEIGHT 0.25 KG; | UTILUX |  | BK3S150-120 | CURRENT
000018108 | FERRULE,ELECTRICAL CONDUCTOR | REDUCING,CRIMP TYPE;BI-METAL;150 SQ MM 3 CORE SECTOR ALUMINIUMTO 120 SQ MM COPPER;PRE-FILLED WITH JOINTING COMPOUND ;PACK OF 1,PACK WEIGHT 0.25 KG; | UTILUX |  | H15712X01/1 | CURRENT
000018108 | FERRULE,ELECTRICAL CONDUCTOR | REDUCING,CRIMP TYPE;BI-METAL;150 SQ MM 3 CORE SECTOR ALUMINIUMTO 120 SQ MM COPPER;PRE-FILLED WITH JOINTING COMPOUND ;PACK OF 1,PACK WEIGHT 0.25 KG; | CABLACES | CABLACES | BLKS150/3/120 | CURRENT
000018109 | SLEEVE,ELECTRICAL CONNECTOR | Mechanical Shear Bolt, Al-Cu, 95-240mm2, 125mm Lg, Blocked, 4 x Contact Bolts | LEGEND | LEGEND POWER SYSTEMS | ZSSP-95240 | CURRENT
000018109 | SLEEVE,ELECTRICAL CONNECTOR | Mechanical Shear Bolt, Al-Cu, 95-240mm2, 125mm Lg, Blocked, 4 x Contact Bolts | TECONN | TE CONNECTIVITY LTD | BSM-95/240 | CURRENT
000018110 | FERRULE,ELECTRICAL CONDUCTOR | REDUCING,CRIMP TYPE;BI-METAL;120 SQ MM 3 CORE SECTOR ALUMINIUM TO 95 SQ MM COPPER PRE-FILLED WITH JOINTING COMPOUND ;PACK OF 1,PACK WEIGHT0.2 KG; | TYCO | TYCO | BKS3I120-95/1 (BK3S120-95 | CURRENT
000018110 | FERRULE,ELECTRICAL CONDUCTOR | REDUCING,CRIMP TYPE;BI-METAL;120 SQ MM 3 CORE SECTOR ALUMINIUM TO 95 SQ MM COPPER PRE-FILLED WITH JOINTING COMPOUND ;PACK OF 1,PACK WEIGHT0.2 KG; | LEGEND | LEGEND POWER SYSTEMS | BLKS120/3/95 | CURRENT
000018110 | FERRULE,ELECTRICAL CONDUCTOR | REDUCING,CRIMP TYPE;BI-METAL;120 SQ MM 3 CORE SECTOR ALUMINIUM TO 95 SQ MM COPPER PRE-FILLED WITH JOINTING COMPOUND ;PACK OF 1,PACK WEIGHT0.2 KG; | UTILUX |  | H15716X03/1 | CURRENT
000018111 | FERRULE,ELECTRICAL CONDUCTOR | REDUCING,CRIMP TYPE;BI-METAL;240 SQ MM 3 CORE SECTOR ALUMINIUM TO 185 SQ MM COPPER PRE-FILLED WITH JOINTING COMPOUND ;PACK OF 1; | TYCO | TYCO | BKS3I240-185/1 (H15716X03/1 | CURRENT
000018111 | FERRULE,ELECTRICAL CONDUCTOR | REDUCING,CRIMP TYPE;BI-METAL;240 SQ MM 3 CORE SECTOR ALUMINIUM TO 185 SQ MM COPPER PRE-FILLED WITH JOINTING COMPOUND ;PACK OF 1; | UTILUX |  | H15716X03/1 | CURRENT
000018112 | BOX,ELECTRICAL,MULTIAPPLICATION. | STEEL,ALUMINIUM;1600 MM H X 600 MM W X 600 MM D;WEATHERPROOF TO IP55:HINGED DOOR FRONT & REAR;WITH 19 IN ANGLE SUPPORTS FRONT & BACK;FOR STEEL BASE | HAYMANS | HAYMANS ELECTRICAL | RITCS975103E | CURRENT
000018112 | BOX,ELECTRICAL,MULTIAPPLICATION. | STEEL,ALUMINIUM;1600 MM H X 600 MM W X 600 MM D;WEATHERPROOF TO IP55:HINGED DOOR FRONT & REAR;WITH 19 IN ANGLE SUPPORTS FRONT & BACK;FOR STEEL BASE | RITTAL | RITTAL AUSTRALIA PTY LTD | RITCS975103E | CURRENT
000018113 | FRAME,BASE | GALVANISED ANGLE IRON FRAME; C/W ALUMINIUM SIDES 600 MM H X 600 MM W X 600 MM D;U/W STOCK CODE 18112; | RITTAL | RITTAL AUSTRALIA PTY LTD | CS97510 FRAME | PURCHASE AS REQUIRED
000018115 | SWITCH FUSE GEAR | 12 KV;3 PHASE;2 SW;630 AMP;55 KA MKG CAP ;OUTDOOR;METAL CLAD;OIL FILLED WITH 3 CABLE BOXES; | LUCY |  | DEOS | PURCHASE AS REQUIRED
000018119 | INSULATOR,STANDOFF | LINE POST;SYNTHETIC;COMPOSITE;132 KV NOM V;1550 MM NOM LG;HORIZONTAL;C/W BENDABLE GAIN BASE MTG;356 MM POLE MTG CENTRES;2 HOLE DROP TONGUE END FITTING; | THEWMCAN | TMAC THEW & MCCANN GROUP | TM00728 | CURRENT
000018119 | INSULATOR,STANDOFF | LINE POST;SYNTHETIC;COMPOSITE;132 KV NOM V;1550 MM NOM LG;HORIZONTAL;C/W BENDABLE GAIN BASE MTG;356 MM POLE MTG CENTRES;2 HOLE DROP TONGUE END FITTING; | DULHUNTY | DULHUNTY INDUSTRIES PTY LTD | H391060VX05 | CURRENT
000018121 | SEALING COMPOUND | SILICONE GREASE;FOR USE WITH CONNEX CONNECTORS;250 G BOTTLE; | PFISTER | PFISTERER HOLDINGS | 558 228 002 | PURCHASE AS REQUIRED
000018122 | SOCKET,TEST | TEST SOCKET FOR INSPECTION OF NEON INDICATOR,CODE 827 161 005;REFER TO STOCK CODE 18123 FOR INDICATOR VOLTAGE; | PFISTER | PFISTERER HOLDINGS | 827 668 001 | PURCHASE AS REQUIRED
000018123 | INDICATOR,VOLTAGE | NEON INDICATOR;U/W TEST SOCKET - CODE 827 161 005;REFER TO STOCK CODE 18122 FOR SOCKET TESTER; | PFISTER | PFISTERER HOLDINGS | 827 161 005 | PHASING
000018123 | INDICATOR,VOLTAGE | NEON INDICATOR;U/W TEST SOCKET - CODE 827 161 005;REFER TO STOCK CODE 18122 FOR SOCKET TESTER; | THEWMCAN | TMAC THEW & MCCANN GROUP | 767101 | PHASING
000018124 | EARTHING DEVICE | EARTHING & SHORT - CIRCUITING DEVICE SET ;FOR CABLE PLUGS;C/W 1.2 M LENGTH APPLICATION STICK; | PFISTER | PFISTERER HOLDINGS | 827 143 315Q | PURCHASE AS REQUIRED
000018125 | SETSCREW | STAINLESS STEEL,GDE 304;HEX HD;M8;ISO M; 16 MM LG;PACK OF 100; | STATEWD | STATEWIDE FSTNERS & ENG SPLS PL | HSNES4M816 | CURRENT
000018126 | CONDUIT,NONMETALLIC,RIGID | 150 MM NOM SIZE;UPVC;ORANGE;LIGHT DUTY; SOCKET MOULDED ONE END;4.5 M LG;MARKED "ELECTRICITY SUPPLY CABLES";AS2053;PACK OF 26,PACK WEIGHT 407 KG; | TRI UGRD | TRI UNDERGROUND AUSTRALIA PTY LTD | CONLD15045P | VENDOR HELD
000018126 | CONDUIT,NONMETALLIC,RIGID | 150 MM NOM SIZE;UPVC;ORANGE;LIGHT DUTY; SOCKET MOULDED ONE END;4.5 M LG;MARKED "ELECTRICITY SUPPLY CABLES";AS2053;PACK OF 26,PACK WEIGHT 407 KG; | IPLEX | IPLEX PIPELINES AUSTRALIA PTY LTD | A16 | VENDOR HELD
000018126 | CONDUIT,NONMETALLIC,RIGID | 150 MM NOM SIZE;UPVC;ORANGE;LIGHT DUTY; SOCKET MOULDED ONE END;4.5 M LG;MARKED "ELECTRICITY SUPPLY CABLES";AS2053;PACK OF 26,PACK WEIGHT 407 KG; | THORPLAS |  | P110150006 | VENDOR HELD
000018126 | CONDUIT,NONMETALLIC,RIGID | 150 MM NOM SIZE;UPVC;ORANGE;LIGHT DUTY; SOCKET MOULDED ONE END;4.5 M LG;MARKED "ELECTRICITY SUPPLY CABLES";AS2053;PACK OF 26,PACK WEIGHT 407 KG; | VINIDEX |  | 10862 | VENDOR HELD
000018127 | CONDUIT,NONMETALLIC,RIGID | 125 MM NOM SIZE;UPVC;ORANGE;LIGHT DUTY; SOCKETMOULDED ONE END;4.5 M LG;MARKED 'ELECTRICITY SUPPLY CABLES";AS2053; PACK OF 38,PACK WEIGHT 380 KG; | TRI UGRD | TRI UNDERGROUND AUSTRALIA PTY LTD | CONLD12545P | PURCHASE AS REQUIRED
000018127 | CONDUIT,NONMETALLIC,RIGID | 125 MM NOM SIZE;UPVC;ORANGE;LIGHT DUTY; SOCKETMOULDED ONE END;4.5 M LG;MARKED 'ELECTRICITY SUPPLY CABLES";AS2053; PACK OF 38,PACK WEIGHT 380 KG; | IPLEX | IPLEX PIPELINES AUSTRALIA PTY LTD | A14 | PURCHASE AS REQUIRED
000018127 | CONDUIT,NONMETALLIC,RIGID | 125 MM NOM SIZE;UPVC;ORANGE;LIGHT DUTY; SOCKETMOULDED ONE END;4.5 M LG;MARKED 'ELECTRICITY SUPPLY CABLES";AS2053; PACK OF 38,PACK WEIGHT 380 KG; | THORPLAS |  | P110125006 | PURCHASE AS REQUIRED
000018127 | CONDUIT,NONMETALLIC,RIGID | 125 MM NOM SIZE;UPVC;ORANGE;LIGHT DUTY; SOCKETMOULDED ONE END;4.5 M LG;MARKED 'ELECTRICITY SUPPLY CABLES";AS2053; PACK OF 38,PACK WEIGHT 380 KG; | VINIDEX |  | 10861 | PURCHASE AS REQUIRED
000018128 | CONDUIT,NONMETALLIC,RIGID | 100 MM NOM SIZE;UPVC;ORANGE;LIGHT DUTY; SOCKET MOULDED ONE END;4.5 M LG;MARKED "ELECTRICITY SUPPLY CABLES";AS2053; PACK OF 57,PACK WEIGHT 452 KG; | TRI UGRD | TRI UNDERGROUND AUSTRALIA PTY LTD | CONLD10045P | CURRENT
000018128 | CONDUIT,NONMETALLIC,RIGID | 100 MM NOM SIZE;UPVC;ORANGE;LIGHT DUTY; SOCKET MOULDED ONE END;4.5 M LG;MARKED "ELECTRICITY SUPPLY CABLES";AS2053; PACK OF 57,PACK WEIGHT 452 KG; | IPLEX | IPLEX PIPELINES AUSTRALIA PTY LTD | A12 | CURRENT
000018128 | CONDUIT,NONMETALLIC,RIGID | 100 MM NOM SIZE;UPVC;ORANGE;LIGHT DUTY; SOCKET MOULDED ONE END;4.5 M LG;MARKED "ELECTRICITY SUPPLY CABLES";AS2053; PACK OF 57,PACK WEIGHT 452 KG; | VINIDEX |  | 10863 | CURRENT
000018129 | CONDUIT,NONMETALLIC,RIGID | 80 MM NOM SIZE;UPVC;ORANGE;LIGHT DUTY; SOCKET MOULDED ONE END;4.5 M LG;MARKED "ELECTRICITY SUPPLY CABLES";AS2053; PACK OF 100,PACK WEIGHT 489 KG; | VINIDEX |  | 10864 | CURRENT
000018129 | CONDUIT,NONMETALLIC,RIGID | 80 MM NOM SIZE;UPVC;ORANGE;LIGHT DUTY; SOCKET MOULDED ONE END;4.5 M LG;MARKED "ELECTRICITY SUPPLY CABLES";AS2053; PACK OF 100,PACK WEIGHT 489 KG; | TRI UGRD | TRI UNDERGROUND AUSTRALIA PTY LTD | CONLD8045P | CURRENT
000018129 | CONDUIT,NONMETALLIC,RIGID | 80 MM NOM SIZE;UPVC;ORANGE;LIGHT DUTY; SOCKET MOULDED ONE END;4.5 M LG;MARKED "ELECTRICITY SUPPLY CABLES";AS2053; PACK OF 100,PACK WEIGHT 489 KG; | IPLEX | IPLEX PIPELINES AUSTRALIA PTY LTD | A10 | CURRENT
000018129 | CONDUIT,NONMETALLIC,RIGID | 80 MM NOM SIZE;UPVC;ORANGE;LIGHT DUTY; SOCKET MOULDED ONE END;4.5 M LG;MARKED "ELECTRICITY SUPPLY CABLES";AS2053; PACK OF 100,PACK WEIGHT 489 KG; | THORPLAS |  | P110080006 | CURRENT
000018130 | CONDUIT,NONMETALLIC,RIGID | 100 MM NOM SIZE;UPVC;ORANGE;HVY DUTY; SOCKET MOULDED ONE END;4 M LG;MARKED "ELECTRICITY SUPPLY CABLES";AS2053; PACK OF 57,PACK WEIGHT 540 KG; | TRI UGRD | TRI UNDERGROUND AUSTRALIA PTY LTD | CONHD100P | CURRENT
000018130 | CONDUIT,NONMETALLIC,RIGID | 100 MM NOM SIZE;UPVC;ORANGE;HVY DUTY; SOCKET MOULDED ONE END;4 M LG;MARKED "ELECTRICITY SUPPLY CABLES";AS2053; PACK OF 57,PACK WEIGHT 540 KG; | HAYMANS | HAYMANS ELECTRICAL | PIP100HD | CURRENT
000018130 | CONDUIT,NONMETALLIC,RIGID | 100 MM NOM SIZE;UPVC;ORANGE;HVY DUTY; SOCKET MOULDED ONE END;4 M LG;MARKED "ELECTRICITY SUPPLY CABLES";AS2053; PACK OF 57,PACK WEIGHT 540 KG; | THORPLAS |  | P109100000 | CURRENT
000018130 | CONDUIT,NONMETALLIC,RIGID | 100 MM NOM SIZE;UPVC;ORANGE;HVY DUTY; SOCKET MOULDED ONE END;4 M LG;MARKED "ELECTRICITY SUPPLY CABLES";AS2053; PACK OF 57,PACK WEIGHT 540 KG; | IPLEX | IPLEX PIPELINES AUSTRALIA PTY LTD | A26 | CURRENT
000018130 | CONDUIT,NONMETALLIC,RIGID | 100 MM NOM SIZE;UPVC;ORANGE;HVY DUTY; SOCKET MOULDED ONE END;4 M LG;MARKED "ELECTRICITY SUPPLY CABLES";AS2053; PACK OF 57,PACK WEIGHT 540 KG; | VINIDEX |  | 21040 | CURRENT
000018131 | CONDUIT,NONMETALLIC,RIGID | 40 MM NOM SIZE;UPVC;ORANGE;HVY DUTY; SOCKET MOULDED ONE END;4 M LG;AS2053; PACK OF 330,PACK WEIGHT 735 KG; | TRI UGRD | TRI UNDERGROUND AUSTRALIA PTY LTD | CONHD40P | CURRENT
000018131 | CONDUIT,NONMETALLIC,RIGID | 40 MM NOM SIZE;UPVC;ORANGE;HVY DUTY; SOCKET MOULDED ONE END;4 M LG;AS2053; PACK OF 330,PACK WEIGHT 735 KG; | HAYMANS | HAYMANS ELECTRICAL | PIP40HD | CURRENT
000018131 | CONDUIT,NONMETALLIC,RIGID | 40 MM NOM SIZE;UPVC;ORANGE;HVY DUTY; SOCKET MOULDED ONE END;4 M LG;AS2053; PACK OF 330,PACK WEIGHT 735 KG; | IPLEX | IPLEX PIPELINES AUSTRALIA PTY LTD | A22 | CURRENT
000018131 | CONDUIT,NONMETALLIC,RIGID | 40 MM NOM SIZE;UPVC;ORANGE;HVY DUTY; SOCKET MOULDED ONE END;4 M LG;AS2053; PACK OF 330,PACK WEIGHT 735 KG; | VINIDEX |  | 10760 | CURRENT
000018132 | TUBE,METALLIC | BUSBAR;ALUMINIUM GDE 6101-T6,RD CROSS SECT SHAPE;10 M LG;80 MM OD;4 MM WALL THK;MILL FINISH; | TUBEMAKE | TUBEMAKE | 80 MM OD | PURCHASE AS REQUIRED
000018133 | TUBE,METALLIC | BUSBAR;ALUMINIUM GDE 6101-T6,RD CROSS SECT SHAPE;10 M LG;125 MM LG;6 MM WALL THK;MILL FINISH; | ONESTEEL | ONESTEEL PO BOX 1149 EAGLE FARM QLD | X45034 | CURRENT
000018134 | CABLE,POWER,ELECTRICAL | 110 KV;800 SQ MM;COMPACTED COPPER COND; SINGLE CORE;XLPE INSULATED;40 KA/1 SEC; SCREENED SWELLABLE TAPED,LEAD ALLOY SHEATHED;PVC/HDPE SHEATHED;DRUM LENGTH | OLEX | OLEX AUSTRALIA PTY LTD | XQSP33RP001BKAA | PURCHASE AS REQUIRED
000018135 | CABLE,POWER,ELECTRICAL | 110 KV;1000 SQ MM;COMPACTED COPPER COND; SINGLE CORE;XLPE INSULATED;40 KA/0.5 SEC ;SCREENED SWELLABLE TAPED,LEAD ALLOY SHEATHED;PVC/HDPE SHEATHED;DRUM LENGTH | OLEX | OLEX AUSTRALIA PTY LTD | 5643,029990,99,3081 | STRATEGIC SPARE
000018136 | CAPACITOR UNIT. | 6.93 KV;SINGLE PHASE;50 HZ;450 KVAR @ 6.93 KV;38/95 KV;C=29.83 MICRO FARRAD; I=65 AMP;-10 + 50 DEG C;DISCHARGE RES- 600S,3.3 MOHM;INTERNALLY FUSED; | NOKIAN | NOKIAN CAPACITORS PTY LTD | PILP450 | CURRENT
000018140 | BRACKET. | SUPPORT BRACKET TO BE USED INCONJUNCTION WITH STOCK CODE 17833;ATTACHMENT OF FIBRE OPTIC CABLE TO CABLE POLES BY USE OF STRAPPING,REFER STOCK CODE 02476; | PLP AUST | PREFORMED LINE PRODUCTS (AUST) | PAS-02 | CURRENT
000018143 | PLATE, MOUNTING | MOUNTING PLATE FOR JUNCTION PILLAR EH3-1PP;665 MM H X 680 MM W X 5 MM DEPTH ;FOR U/W PILOT CABLES; | ALSTOM | ALSTOM GRID AUSTRALIA LIMITED | 843044 EH3/F-1MPP | MAINTENANCE STOCK
000018144 | CABINET,PILLAR | EH3-1 CABINET;FOR JUNCTION PILLAR,U/W PILOT CABLE; | ALSTOM | ALSTOM GRID AUSTRALIA LIMITED | E/410001-003 | PURCHASE AS REQUIRED
000018144 | CABINET,PILLAR | EH3-1 CABINET;FOR JUNCTION PILLAR,U/W PILOT CABLE; | DRAWING | DRAWING NO | 1-CCSTD-AR071-01 | PURCHASE AS REQUIRED
000018146 | CLOSURE & SPLICE CASE | OPTICAL GROUND WIRE OVERHEAD THROUGH JOINT;FOR 24 SM FIBRES;C/W 3 X OPGW CABLE GLAND;2 X 12 FIBRE SPLICE TRAY; 1 X POLE MTG BRACKET; | PLP AUST | PREFORMED LINE PRODUCTS (AUST) | CSFFB 2AA | PHASING
000018147 | CLOSURE & SPLICE CASE | 3 WAY OPGW JOINT OVERHEAD;C/W 3 X 12 FIBRE SPLICE TRAY;3 X OPGW CABLE GLAND;1 X POLE MTG BRACKET; | PLP AUST | PREFORMED LINE PRODUCTS (AUST) | CSFFB 3AA | STRATEGIC SPARE
000018148 | CLOSURE & SPLICE CASE | 3 WAY,2 X OPGW,1 X U/G OVERHEAD 24 SM FIBRE JOINT;C/W 2 X 12 FIBRE SPLICE TRAY ;2 X OPGW CABLE GLAND;1 X POLE MTG BRACKET; | PLP AUST | PREFORMED LINE PRODUCTS (AUST) | CSLFFB3C1F OFSRB-065B-0A3B0C0D | PURCHASE AS REQUIRED
000018149 | CLOSURE & SPLICE CASE | 2 WAY,24 SM FIBRE OVERHEAD JOINT;C/W 2 X 12 FIBRE SPLICE TRAY;1 X DPGW GLAND; 1 X U/G CABLE GLAND;1 X POLE MTG BRACKET ; | PLP AUST | PREFORMED LINE PRODUCTS (AUST) | CSFFB 1AA 1EF | PHASING
000018150 | PIT,UTILITY | Type LP8, 1365 x 545 x 895mm, HDPE c/w T-Bar, suit Type LP6 Pit Lid & Type 8 Galv Lid, Pallet of 6 | TRI UGRD | TRI UNDERGROUND AUSTRALIA PTY LTD | TRIP8P | CURRENT
000018151 | LID,PIT | Type 8, Galv Steel, 1310 x 498 x 48mm, u/w Type P8 Cable Pit Body (supplied in 2 pieces 655 x 498 x 48mm) | PLP AUST | PREFORMED LINE PRODUCTS (AUST) | D-PIT8LST (PAIR X 2 PIECES) | CURRENT
000018151 | LID,PIT | Type 8, Galv Steel, 1310 x 498 x 48mm, u/w Type P8 Cable Pit Body (supplied in 2 pieces 655 x 498 x 48mm) | TRI UGRD | TRI UNDERGROUND AUSTRALIA PTY LTD | TRIP8ENGL | CURRENT
000018151 | LID,PIT | Type 8, Galv Steel, 1310 x 498 x 48mm, u/w Type P8 Cable Pit Body (supplied in 2 pieces 655 x 498 x 48mm) | TRI UGRD | TRI UNDERGROUND AUSTRALIA PTY LTD | 11552 | CURRENT
000018155 | RECLOSER | 12 KV;3 PHASE;630 AMP;SF6;12.5 KA BKG CAP;INSULATED;POLE BRACKET MTG;VACUUM INTERRUPTERS;240 SQ MM CABLE TAILS; CONTROLLER WITH CAPM2-MCP;FIRMWEAR & | NU-LEC | NU-LEC | N12-12S | PURCHASE AS REQUIRED
000018156 | TAPE,INSULATION,ELECTRICAL | ADHESIVE BACKED;ETHYLENE/PROPYLENE RUBBER (EPR);MASTIC,BLACK;25 MM W;3 M LG ;PACK OF 1;U/W STOCK CODE 17798; | ATOMSUPP | ATOM SUPPLY | 240493 | CURRENT
000018156 | TAPE,INSULATION,ELECTRICAL | ADHESIVE BACKED;ETHYLENE/PROPYLENE RUBBER (EPR);MASTIC,BLACK;25 MM W;3 M LG ;PACK OF 1;U/W STOCK CODE 17798; | HAYMANS | HAYMANS ELECTRICAL | MMM2228-25MM | CURRENT
000018156 | TAPE,INSULATION,ELECTRICAL | ADHESIVE BACKED;ETHYLENE/PROPYLENE RUBBER (EPR);MASTIC,BLACK;25 MM W;3 M LG ;PACK OF 1;U/W STOCK CODE 17798; | 3M | 3M AUSTRALIA PTY LTD | MMM2228-25MM | CURRENT
000018157 | INSULATION SLEEVING,ELECTRICAL | QTM SILICON RUBBER;COLD SHRINK; 43.0 MM MIN ID,15.0 MM ID RECOVERED; 200 MM LG;GREY;PACK OF 1;U/W STOCK CODE 17798; | HAYMANS | HAYMANS ELECTRICAL | MMMSILICONE-K | CURRENT
000018157 | INSULATION SLEEVING,ELECTRICAL | QTM SILICON RUBBER;COLD SHRINK; 43.0 MM MIN ID,15.0 MM ID RECOVERED; 200 MM LG;GREY;PACK OF 1;U/W STOCK CODE 17798; | 3M | 3M AUSTRALIA PTY LTD | MMMLONGK | CURRENT
000018158 | CAPACITOR SHUNT INSTALLATION. | 12 KV;3 PHASE;50 HZ;5.4 MVAR @ 11.5 KV; CUBICLE OUTDOOR;C/W FIXED CIRCUIT BREAKER,RELAY PROTECTION 32 V DC;C/W AF BLOCKING FILTER,NO INRUSH REACTOR;C/W | ENERGEX | ENERGEX | CAP BANK | PURCHASE AS REQUIRED
000018159 | CAPACITOR SHUNT INSTALLATION. | 12 KV;3 PHASE;50 HZ;5.4 MVAR @ 11.5 KV; CUBICLE OUTDOOR;C/W FIXED CIRCUIT BREAKER,RELAY PROTECTION 32 V DC;C/W AF BLOCKING REACTOR FILTER,0.120 MILLLI | ENERGEX | ENERGEX | CAP BANK | PURCHASE AS REQUIRED
000018160 | RACK,CABLE | CABLE RACK INTERIOR;6.0 M LG;150 MM W; CABLE LAYING DEPTH 40 MM;FOR NEMA 12B; PACK OF 1,PACK WEIGHT 20.0 KG; | EZYSTRUT | EZYSTRUT CABLE & PIPE SUPPORTS | N1L1506H | CURRENT
000018161 | RACK,CABLE | CABLE RACK INTERIOR;4.0 M LG;300 MM W; CABLE LAYING DEPTH 40 MM;FOR NEMA 12B; PACK OF 1,PACK WEIGHT 15.5 KG; | EZYSTRUT | EZYSTRUT CABLE & PIPE SUPPORTS | N1L3004H | CURRENT
000018162 | BRACKET. | HOLD DOWN BRACKET;FOR CABLE RACK INTERIOR TYPE;NEMA 12B;PACK OF 25,PACK WEIGHT 1.75 KG; | EZYSTRUT | EZYSTRUT CABLE & PIPE SUPPORTS | N1HDH | CURRENT
000018163 | PIT,UTILITY | TYPE 8;1300 MM LG,555 MM W,860 MM D; POLYTHYLENE PIT;C/W CONCRETE LID," T " SECTION MARKED COMMUNICATIONS SPREAD TUBES & ' T ' BAR;FOR STEEL | TRI UGRD | TRI UNDERGROUND AUSTRALIA PTY LTD | P8COMCOMBO | PURCHASE AS REQUIRED
000018163 | PIT,UTILITY | TYPE 8;1300 MM LG,555 MM W,860 MM D; POLYTHYLENE PIT;C/W CONCRETE LID," T " SECTION MARKED COMMUNICATIONS SPREAD TUBES & ' T ' BAR;FOR STEEL | TRI UGRD | TRI UNDERGROUND AUSTRALIA PTY LTD | TRIP8P&LC | PURCHASE AS REQUIRED
000018163 | PIT,UTILITY | TYPE 8;1300 MM LG,555 MM W,860 MM D; POLYTHYLENE PIT;C/W CONCRETE LID," T " SECTION MARKED COMMUNICATIONS SPREAD TUBES & ' T ' BAR;FOR STEEL | ENVIRO | ENVIRO TUFF PLASTICS PTY LTD | J8 | PURCHASE AS REQUIRED
000018164 | LID,PIT | CONCRETE PIT LID TO SUIT TELECOM NO. 8 PIT; T SECTION, MARKED "ELECTRICAL"; C/W 1 X "T" BAR SUPPLIED REFER TO SC18163 FOR BODY PIT;(SPARE LID ONLY); | AQUARIUS | AQUARIUS PRECAST PL | 541QP8E-K | CURRENT
000018164 | LID,PIT | CONCRETE PIT LID TO SUIT TELECOM NO. 8 PIT; T SECTION, MARKED "ELECTRICAL"; C/W 1 X "T" BAR SUPPLIED REFER TO SC18163 FOR BODY PIT;(SPARE LID ONLY); | TRI UGRD | TRI UNDERGROUND AUSTRALIA PTY LTD | TRIP8LE | CURRENT
000018166 | RACK,CABLE | SPLICE PLATE FOR CABLE RACK INTERIOR; NEMA 12B;PACK OF 1; | EZYSTRUT | EZYSTRUT CABLE & PIPE SUPPORTS | N1SH | CURRENT
000018167 | CABLE,POWER,ELECTRICAL | 110 KV;1.3 SQ IN;HOLLOW CORE ALUMINIUM CONDUCTOR;SINGLE CORE;OIL FILLED;PAPER INSULATED;CORRUGATED ALUMINIUM SHEATH; PVC OUTER SHEATH;F809 STRATEGIC SPARES | BICC |  | 0.3 SQ IN | STRATEGIC SPARE
000018169 | CABLE,POWER,ELECTRICAL | 132 KV;200 SQ MM;ALUMINIUM CONDUCTOR; SINGLE CORE;XLPE INSULATED SCREENED FOR T8;STOCK HELD AT BANYO; | SHOWA | SHOWA | 132 KV 200 SQ MM | STRATEGIC SPARE
000018171 | JOINT,ELECTRICAL POWER CABLE | 110 KV;1.3 SQ IN;COPPER CONDUCTOR;SINGLE CORE;OIL FILLED FOR 809;STOCK HELD AT BANYO; | BICC |  | 110 KV 1.3 SQ IN | STRATEGIC SPARE
000018172 | JOINT,ELECTRICAL POWER CABLE | NON-SCREEN BREAK STRAIGHT JOINT WITHOUT OUTER BOX;SINGLE PHASE;FOR ELECTRIC POWER CABLE;132 KV;200 SQ MM COPPER COND;XLPE INSULATED;EX POWERLINK | SHOWA | SHOWA | 110 KV 200 SQ MM | STRATEGIC SPARE
000018174 | TERMINATION,ELECTRICAL POWER CABLE | 110 KV;1.3 SQ IN;SINGLE CORE O/D TYPE; OIL FILLED FOR 809;ITEM HELD AT BANYO; | BICC |  | 110 KV 1.3 SQ IN | STRATEGIC SPARE
000018176 | TERMINATION,ELECTRICAL POWER CABLE | 110 KV;200 SQ MM;SINGLE CORE O/D TYPE; OIL FILLED FOR T8;ITEM HELD AT BANYO; | SHOWA | SHOWA | 110 KV 200 SQ MM | STRATEGIC SPARE
000018177 | CABLE,POWER,ELECTRICAL | 33 KV;3.0 SQ IN;COPPER CONDUCTOR;SINGLE CORE;OIL FILLED FOR TX VPK; | BICC |  | 33 KV 3.0 SQ IN | STRATEGIC SPARE
000018179 | CABLE,POWER,ELECTRICAL | 33 KV;0.4 SQ IN;ALUMINIUM CONDUCTOR; 3 CORE;OIL FILLED FOR 679; | DANACHI | DANACHI | 33 KV 0.4 SQ IN | STRATEGIC SPARE
000018183 | CLAMP,ELEC CONDUCTOR,STRAIN | HELICAL DEAD END;ALUMINIUM AAC;19/4.75 MM;TAURUS;BOX OF 10;PACK WEIGHT 14 KG; | MACLEAN | MACLEAN POWER PL - E15128 | DE-A2375-NC | CURRENT
000018183 | CLAMP,ELEC CONDUCTOR,STRAIN | HELICAL DEAD END;ALUMINIUM AAC;19/4.75 MM;TAURUS;BOX OF 10;PACK WEIGHT 14 KG; | PLP AUST | PREFORMED LINE PRODUCTS (AUST) | AFG-238-CL | CURRENT
000018183 | CLAMP,ELEC CONDUCTOR,STRAIN | HELICAL DEAD END;ALUMINIUM AAC;19/4.75 MM;TAURUS;BOX OF 10;PACK WEIGHT 14 KG; | TECONN | TE CONNECTIVITY LTD | FAD2375-2620-8 | CURRENT
000018184 | PROTECTOR,ELECTRICAL CABLE | ARMOUR RODS,HELICAL;ALUMINIUM ALLOY; 19/4.75 MM AAC (TAURUS);BOX OF 5;ITEM ENTERED AT ZERO DOLLAR VALUE;$50.00 (EST); | DULMISON | DULMISON (AUST) PTY LTD | AAR2375D/ALUMINIUM ARMOUR RODS | STRATEGIC SPARE
000018184 | PROTECTOR,ELECTRICAL CABLE | ARMOUR RODS,HELICAL;ALUMINIUM ALLOY; 19/4.75 MM AAC (TAURUS);BOX OF 5;ITEM ENTERED AT ZERO DOLLAR VALUE;$50.00 (EST); | PLP AUST | PREFORMED LINE PRODUCTS (AUST) | AAR-240/ALUMINIUM ARMOUR RODS | STRATEGIC SPARE
000018185 | CONNECTOR,BUSBAR | TUBE CONNECTOR;COPPER;BOLTED CLAMP TYPE;TO SUIT 50.8 MM TO 50.8 MM TEE CONNECTOR;50 MM RUN WITH 50 MM TEE-OFF; PACK OF 1; | PLP AUST | PREFORMED LINE PRODUCTS (AUST) | D-TT85 | PURCHASE AS REQUIRED
000018187 | SPLICE,CONDUCTOR | SPLICES,NON-TENSION;ALUMINIUM;19/4.75 MM AAC (TAURUS);ITEM ENTERED AT ZERO DOLLAR VALUE;$28.50 (EST) PER UNIT; BOX OF 1; | TYCO | TYCO | NT94/1 | CURRENT
000018187 | SPLICE,CONDUCTOR | SPLICES,NON-TENSION;ALUMINIUM;19/4.75 MM AAC (TAURUS);ITEM ENTERED AT ZERO DOLLAR VALUE;$28.50 (EST) PER UNIT; BOX OF 1; | DULMISON | DULMISON (AUST) PTY LTD | NT94/1 | CURRENT
000018189 | CLAMP,ELEC CONDUCTOR,STRAIN | COMPRESSION DEAD-END;ALUMINIUM;AAAC 1120;61/3.75 MM;SULPHUR;REFER TO GRANT ELLIS (EXT 5910) BEFORE W/O; | DULMISON | DULMISON (AUST) PTY LTD | HD713/COMPRESSION DEAD END | STRATEGIC SPARE
000018189 | CLAMP,ELEC CONDUCTOR,STRAIN | COMPRESSION DEAD-END;ALUMINIUM;AAAC 1120;61/3.75 MM;SULPHUR;REFER TO GRANT ELLIS (EXT 5910) BEFORE W/O; | PLP AUST | PREFORMED LINE PRODUCTS (AUST) | CDEAAC-338-1/COMPRESSION | STRATEGIC SPARE
000018190 | PROTECTOR,ELECTRICAL CABLE | ARMOUR RODS;HELICAL;ALL ALUMINIUM ALLOY; 1120;61/3.75 MM AAAC;SULPHUR;BOX OF 5; REFER G.ELLIS (EXT 5910) BEFORE ANY W/O OF THIS PRODUCT;ITEM HELD AT ZILLMERE; | DULMISON | DULMISON (AUST) PTY LTD | AAR3375/ARMOUR RODS | STRATEGIC SPARE
000018190 | PROTECTOR,ELECTRICAL CABLE | ARMOUR RODS;HELICAL;ALL ALUMINIUM ALLOY; 1120;61/3.75 MM AAAC;SULPHUR;BOX OF 5; REFER G.ELLIS (EXT 5910) BEFORE ANY W/O OF THIS PRODUCT;ITEM HELD AT ZILLMERE; | PLP AUST | PREFORMED LINE PRODUCTS (AUST) | AAR-338/ARMOUR RODS | STRATEGIC SPARE
000018191 | SPLICE,CONDUCTOR | SPLICES,FULL COMPRESSION;ALL ALUMINIUM ALLOY;AAAC 1120;61/3.75 (SULPHUR); PACK OF 1;PACK WEIGHT 3.05 KG; EPMSJFT-SULPHUR-47.5AF | PLP AUST | PREFORMED LINE PRODUCTS (AUST) | CMSAAAC-338-4 | STRATEGIC SPARE
000018191 | SPLICE,CONDUCTOR | SPLICES,FULL COMPRESSION;ALL ALUMINIUM ALLOY;AAAC 1120;61/3.75 (SULPHUR); PACK OF 1;PACK WEIGHT 3.05 KG; EPMSJFT-SULPHUR-47.5AF | PLP AUST | PREFORMED LINE PRODUCTS (AUST) | D-HM01713 | STRATEGIC SPARE
000018192 | SPLICE,CONDUCTOR | SPLICES;NON-TENSION;ALUMINIUM;AAAC 1120; 61/3.75 MM (SULPHUR);ITEM ENTERED AT ZERO DOLLAR VALUE;$31.05 (EST) PER UNIT; REFER G.ELLIS (EXT 5910) BEFORE | DULMISON | DULMISON (AUST) PTY LTD | HM01713/NON-TENSION | STRATEGIC SPARE
000018192 | SPLICE,CONDUCTOR | SPLICES;NON-TENSION;ALUMINIUM;AAAC 1120; 61/3.75 MM (SULPHUR);ITEM ENTERED AT ZERO DOLLAR VALUE;$31.05 (EST) PER UNIT; REFER G.ELLIS (EXT 5910) BEFORE | PLP AUST | PREFORMED LINE PRODUCTS (AUST) | CMSA-338-NT/NON-TENSION | STRATEGIC SPARE
000018193 | CLAMP,SUSPENSION,ELEC CONDUCTOR | MOO CLAMP;ALUMINIUM;61/3.75 MM (AAAC) 1120;BOX OF 50;REFER G.ELLIS (EXT 5910) BEFORE ANY W/O OF THIS ITEM; | HYLEC | HYLEC PTY LTD | MOO CLAMP AAAC | STRATEGIC SPARE
000018194 | SHACKLE | BOW;160 KN;STEEL;GALV;C/W CLEVIS PIN & HUMPBACK SPLIT PIN; | DULHUNTY | DULHUNTY INDUSTRIES PTY LTD | AS-160 | CURRENT
000018195 | CLEVIS,TONGUE | STEEL;GALV;160 KN;C/W HEX CLEVIS PIN,FOR U/W FOG SUSPENSION INSULATORS; REFER G.ELLIS (EXT 5910) BEFORE ANY W/O; GRANT TO CHECK CORRECT PART NO | DULHUNTY | DULHUNTY INDUSTRIES PTY LTD | CT-160 | STRATEGIC SPARE
000018200 | CONNECTOR,BUSBAR | 50 MM TUBE;BUSBAR SUPPORT CLAMP;COPPER; PACK OF 1; | FULTON | FULTON INDUSTRIES PL | CBS5076 | CURRENT
000018200 | CONNECTOR,BUSBAR | 50 MM TUBE;BUSBAR SUPPORT CLAMP;COPPER; PACK OF 1; | PLP AUST | PREFORMED LINE PRODUCTS (AUST) | D-BS60 | CURRENT
000018201 | CONNECTOR,BUSBAR | TUBE TO FLAT;25 MM TUBE;COPPER; PACK OF 1; | FULTON | FULTON INDUSTRIES PL | CTF25 | CURRENT
000018201 | CONNECTOR,BUSBAR | TUBE TO FLAT;25 MM TUBE;COPPER; PACK OF 1; | PLP AUST | PREFORMED LINE PRODUCTS (AUST) | D-TF45B | CURRENT
000018202 | COUNTER,ELECTRICAL | 6 DIGIT;NON RESET;240 V AC;POLYCARBONATE CASE;56 MM W X 40 MM H;IP40;U/W POLE MTG CAPACITORS; | HENGSTR |  | 0-866-190 260-707 | PURCHASE AS REQUIRED
000018203 | PRO GROUT | DRY POWDER CEMENT,NON SHRINK; CONSTRUCTION GROUT;FOR STREET LIGHTING BASE PLATES;20 KG BAG; | QCD | QLD CEMENT DISTRIBUTORS PTY LTD | MELCANN/PRO GROUT | PHASING
000018205 | CUBICLE,RACK FRAME. | STEEL;SUBSTATION RELAY RACK;19 IN RACK; 205 MM D,600 MM W,2293 MM H;REFER DWG 13901-A1;PACK OF 1,PALLET OF 2,PALLET WEIGHT 56 KG; | GLOBAL | GLOBAL MANUFACTURING GROUP | ENERGEX-13901-A1 | PURCHASE AS REQUIRED
000018206 | CONNECTOR BAR,ELECTRICAL | 7 HOLE NEUTRAL LINK;500 V;165 AMP; PACK OF 1; | CNWPL | CNW PL - SLACKS CREEK | CLIBP165/7 | CURRENT
000018206 | CONNECTOR BAR,ELECTRICAL | 7 HOLE NEUTRAL LINK;500 V;165 AMP; PACK OF 1; | CLIPSAL | GERARD INDUSTRIES QLD DIVSN P/L | BLUBP165/7 | CURRENT
000018206 | CONNECTOR BAR,ELECTRICAL | 7 HOLE NEUTRAL LINK;500 V;165 AMP; PACK OF 1; | CLIPSAL | GERARD INDUSTRIES QLD DIVSN P/L | BP165/7 | CURRENT
000018207 | CIRCUIT BREAKER | VACUUM;12 KV;630 AMP;25 KA;FIXED NON- WITHDRAWABLE;FOR CAPACITOR BANK SWITCHING;CONTROL VOLTAGE 32 V DC,CB; U/W STOCK CODES 18158 &18159; | TOSHIBA |  | VK10J25 | PURCHASE AS REQUIRED
000018208 | CONNECTOR,BUSBAR | 70 SQ MM TO 150 SQ MM CABLE,TO 25 SQ MM TO 70 SQ MM CABLE;PACK OF 1; | PLP AUST | PREFORMED LINE PRODUCTS (AUST) | D-TC4 | PURCHASE AS REQUIRED
000018209 | CONNECTOR,BUSBAR | 25 MM OD TUBE TO 150 SQ MM TO 240 SQ MM CABLE;STRAIGHT;COPPER;PACK OF 1; | PLP AUST | PREFORMED LINE PRODUCTS (AUST) | D-E31C | PURCHASE AS REQUIRED
000018211 | CONNECTOR,BUSBAR | TEE-CONNECTOR;150-240 SQ MM CABLE TO 25 -70 SQ MM CABLE;PACK OF 1; | PLP AUST | PREFORMED LINE PRODUCTS (AUST) | D-TC7 | CURRENT
000018212 | DRILL,TWIST | HSS;DRILLBIT;IMPERIAL LONG SERIES;1/8 IN (3.17 MM);130 MM LG;PACK OF 1; | BLKWOODS | J BLACKWOOD & SON LTD | 05679106/D1100318 | CURRENT
000018212 | DRILL,TWIST | HSS;DRILLBIT;IMPERIAL LONG SERIES;1/8 IN (3.17 MM);130 MM LG;PACK OF 1; | P&NWILT | P&N WILT | DHSLS118 | CURRENT
000018212 | DRILL,TWIST | HSS;DRILLBIT;IMPERIAL LONG SERIES;1/8 IN (3.17 MM);130 MM LG;PACK OF 1; | ATOMSUPP | ATOM SUPPLY | 92800025 | CURRENT
000018212 | DRILL,TWIST | HSS;DRILLBIT;IMPERIAL LONG SERIES;1/8 IN (3.17 MM);130 MM LG;PACK OF 1; | P&N | P&N AUSTRALIA | DRILL,TWIST 1/8 IN | CURRENT
000018212 | DRILL,TWIST | HSS;DRILLBIT;IMPERIAL LONG SERIES;1/8 IN (3.17 MM);130 MM LG;PACK OF 1; | SUTTOOLS |  | 05679106 | CURRENT
000018213 | SCREW,TAPPING,THREAD CUTTING | SELF DRILLING POINT;STEEL;CAD-PLATED; PHILLIPS HD DRIVE;TEK SCREW, 7 GAUGE, 50 MM LG;PACK OF 500; | CNWPL | CNW PL - SLACKS CREEK | REEBHP750/B | CURRENT
000018213 | SCREW,TAPPING,THREAD CUTTING | SELF DRILLING POINT;STEEL;CAD-PLATED; PHILLIPS HD DRIVE;TEK SCREW, 7 GAUGE, 50 MM LG;PACK OF 500; | CNWPL | CNW PL - SLACKS CREEK | BHP750/B | CURRENT
000018213 | SCREW,TAPPING,THREAD CUTTING | SELF DRILLING POINT;STEEL;CAD-PLATED; PHILLIPS HD DRIVE;TEK SCREW, 7 GAUGE, 50 MM LG;PACK OF 500; | REPELEC |  | REEBHP750/B | CURRENT
000018214 | SCREW,TAPPING,THREAD FORMING | TYPE 17;GIMLET POINT;GALV;STEEL; HEX HD,C/W WASHER FACE;12 GAUGE 10,35 MM LG;PACK OF 100 | STATEWD | STATEWIDE FSTNERS & ENG SPLS PL | S17G121135 | CURRENT
000018214 | SCREW,TAPPING,THREAD FORMING | TYPE 17;GIMLET POINT;GALV;STEEL; HEX HD,C/W WASHER FACE;12 GAUGE 10,35 MM LG;PACK OF 100 | HOBSON | HOBSON ENGINEERING CO PTY LTD 393904 | FST9PW4FH1211035 | CURRENT
000018215 | COLLAR,PIT EXTENSION | PLASTIC;PIT EXTENSION P6;U/W P6 PIT; REFER STOCK CODE 18079 FOR PIT; | IPLEX | IPLEX PIPELINES AUSTRALIA PTY LTD | CT99172 | PURCHASE AS REQUIRED
000018215 | COLLAR,PIT EXTENSION | PLASTIC;PIT EXTENSION P6;U/W P6 PIT; REFER STOCK CODE 18079 FOR PIT; | DULMISON | DULMISON (AUST) PTY LTD | COLLAR PIT EXT | PURCHASE AS REQUIRED
000018216 | LID,PIT | TELECOM NO 6;CONCRETE; 651 MM X 499 MM; MARKING " ELECTRICITY AUTHORITY COMMUNICATION ";TO SUIT STOCK CODE 18079;PACK OF 10,PALLET WEIGHT 395 | AQUARIUS | AQUARIUS PRECAST PL | 541QP6E | CURRENT
000018216 | LID,PIT | TELECOM NO 6;CONCRETE; 651 MM X 499 MM; MARKING " ELECTRICITY AUTHORITY COMMUNICATION ";TO SUIT STOCK CODE 18079;PACK OF 10,PALLET WEIGHT 395 | TRI UGRD | TRI UNDERGROUND AUSTRALIA PTY LTD | TRIP6LE | CURRENT
000018218 | COMPOUND CLEANING,SOLVENT | SC-SUPERSOLVE;LIQUID;POWERFUL ALL- PURPOSE INDUSTRIAL SOLVENT;BIODEGRADABLE ,MANUFACTURED FROM PLANT SOURCES;USE TO REMOVE OIL,GREASE,TAR,GRAFFITI;5 L BT; | SGS | SAFE GREEN SOLUTIONS EAST BRISBANE | SC-SUPERSOLVE | PURCHASE AS REQUIRED
000018219 | LUBRICANT | Lanotec, HD Lanolin, 300g Aerosol, Light Brown Liquid, Water Proofing Preservative, Lubricant & Anti-Corrosion Agent, Do Not use on Locks, Pack of 12 | REXEL | REXEL PTY LTD | ZZZHD/PP-0300 | CURRENT
000018219 | LUBRICANT | Lanotec, HD Lanolin, 300g Aerosol, Light Brown Liquid, Water Proofing Preservative, Lubricant & Anti-Corrosion Agent, Do Not use on Locks, Pack of 12 | LANOTEC | LANOTEC AUSTRALIA PTY LTD | HD/PP-0300 | CURRENT
000018220 | CORROSION PREVENTIVE COMPOUND | MULTI-PURPOSE LUBRICANT;LIGHT BROWN LIQUID;DISTINCTIVE ODOUR;USES,WATER- PROOFING,TIMBER PRESERVATIVE & CORROSION PROTECTION;4 L OR 5L BOTTLE; | REXEL | REXEL PTY LTD | HD\0005 | CURRENT
000018220 | CORROSION PREVENTIVE COMPOUND | MULTI-PURPOSE LUBRICANT;LIGHT BROWN LIQUID;DISTINCTIVE ODOUR;USES,WATER- PROOFING,TIMBER PRESERVATIVE & CORROSION PROTECTION;4 L OR 5L BOTTLE; | BLKWOODS | J BLACKWOOD & SON LTD | 03450820/HD\0005 | CURRENT
000018222 | RELAY,ELECTROMAGNETIC | ABB TYPE;RXSF1;RK271 006-AH;48-55 V DC COIL;2 N/O,1 N/C CONTACTS;HR FLAG;DUEL COIL;NON-LATCHING;PLUG-IN ONE SEAT BASE; | ABB | ABB FAN PTY LTD | RXSF1 RK271 006-AH | PHASING
000018223 | FENCE,PROTECTION,BARRIER | SILT FENCE;SF1000;GREEN/BLACK COLOUR; 100 M LG;860 MM H;COMPOSITE BIDIM NON- WOVEN NEEDLE PUNCHED CONTINUOUS FILAMENT,GEOTEXTILE HIGH STRENGTH WOVEN | GEOFAB | GEOFABRICS AUSTRALASIA PTD LTD. | SF1086100 | CURRENT
000018224 | CONNECTOR,BUSBAR | 25 MM TUBE TO 35-95 SQ MM CABLE;COPPER BUSBAR TO CABLE;STRAIGHT;PACK OF 1; | DULMISON | DULMISON (AUST) PTY LTD | E25 | PHASING
000018226 | CONNECTOR,BUSBAR | BUSBAR TO CABLE;COPPER;TEE-CONNECTOR; 25 MM TUBE TO 20-95 SQ MM CABLE; PACK OF 1; | PLP AUST | PREFORMED LINE PRODUCTS (AUST) | D-T20 | CURRENT
000018228 | RECLOSER | 12 KV;3 PHASE;50 HZ;630 AMP;SF6;12.5 KA BKG CAP;1 AMP-20 AMP;SEF;POLE MTG;VACUUM INTERUPTERS;80 SQ MM ALUMINIUM CABLE TAILS;CONTROLLER WITH CAPM5-DNP3 | NU-LEC | NU-LEC | N12-12S | PHASING
000018229 | TRANSDUCER,RESISTANCE | SIGNAL ISOLATOR;240 V AC,AUX SUPPLY; INPUT SELECTABLE,0 TO 20 MA,0 TO 10 V; OUTPUT SELECTABLE,0 TO 20 MA,0 TO 10 V; | APCS | INACO AUTOMATION CONTROLS | SI132-11110 | PURCHASE AS REQUIRED
000018231 | CONNECTOR,BUSBAR | FLAT PALM TO CABLE;COPPER;STRAIGHT CONNECTOR;CABLE 70 TO 150 SQ MM;PALM SUPPLIED UNDRILLED;PACK OF 1; | PLP AUST | PREFORMED LINE PRODUCTS (AUST) | D-TL3B22U | CURRENT
000018232 | CONNECTOR,BUSBAR | FLAT PALM TO CABLE;COPPER;STRAIGHT CONNECTOR;CABLE 150 TO 240 SQ MM;PALM SUPPLIED UNDRILLED;PACK OF 1; | PLP AUST | PREFORMED LINE PRODUCTS (AUST) | D-TL4B22U | PURCHASE AS REQUIRED
000018233 | CROSSARM,METAL | STEEL;GALV;2470 MM LG;125 X 125 MM X 6 MM THK;13 KN PER PHASE;FOR 11 KV & 33 KV TERMINATION AND SHACKLE- FLAT CONSTRUCTION;WHEN STOCK ARE | LIVINGST | LIVINGSTONE ENGINEERING | CROSSARM | PHASING
000018233 | CROSSARM,METAL | STEEL;GALV;2470 MM LG;125 X 125 MM X 6 MM THK;13 KN PER PHASE;FOR 11 KV & 33 KV TERMINATION AND SHACKLE- FLAT CONSTRUCTION;WHEN STOCK ARE | ENERGEX | ENERGEX | STEEL;GALV | PHASING
000018235 | DAMPER,VIBRATION,TRANSMISSION LINE | Dogbone/Stockbridge Type, for Uranus, Spinel, Selenium & Orange Cable, AAC AAAC & ACSR, 27.1 to 31.0mm Clamp Dia Range, Box of 6 | PLP AUST | PREFORMED LINE PRODUCTS (AUST) | D-DB2B27SS | CURRENT
000018235 | DAMPER,VIBRATION,TRANSMISSION LINE | Dogbone/Stockbridge Type, for Uranus, Spinel, Selenium & Orange Cable, AAC AAAC & ACSR, 27.1 to 31.0mm Clamp Dia Range, Box of 6 | MACLEAN | MACLEAN POWER PL - E15128 | 4D40-34.0 | CURRENT
000018236 | CONNECTOR,BUSBAR | COPPER;38 MM TUBE TO FLAT; PACK OF 1; | FULTON | FULTON INDUSTRIES PL | CTF38 | CURRENT
000018236 | CONNECTOR,BUSBAR | COPPER;38 MM TUBE TO FLAT; PACK OF 1; | PLP AUST | PREFORMED LINE PRODUCTS (AUST) | D-TF56B | CURRENT
000018237 | PLATE,BLANKING | Type 2U-BL 2H, 19" Rack Blanking Plate 2U | B&R | B&R ENCLOSURES | XB-586135/33 | CURRENT
000018237 | PLATE,BLANKING | Type 2U-BL 2H, 19" Rack Blanking Plate 2U | ENI | ENI INDUSTRIES PL | 84104 | CURRENT
000018238 | PLATE,BLANKING | Type 2U Special, 19" Rack Blanking Plate 2U | GLOBAL | GLOBAL MANUFACTURING GROUP | CCSTD-EP001-02 | CURRENT
000018238 | PLATE,BLANKING | Type 2U Special, 19" Rack Blanking Plate 2U | ENI | ENI INDUSTRIES PL | 84103 | CURRENT
000018238 | PLATE,BLANKING | Type 2U Special, 19" Rack Blanking Plate 2U | GREATWST |  | 18238 | CURRENT
000018239 | PLATE,BLANKING | Type 3U-BL, 19" Rack Blanking Plate 3U | ENI | ENI INDUSTRIES PL | 84102 | CURRENT
000018239 | PLATE,BLANKING | Type 3U-BL, 19" Rack Blanking Plate 3U | B&R | B&R ENCLOSURES | XB-586135/34 | CURRENT
000018241 | PLATE,BLANKING | Type 4U-BL, 19" Rack Blanking Plate 4U | B&R | B&R ENCLOSURES | XB-586135/35 | CURRENT
000018241 | PLATE,BLANKING | Type 4U-BL, 19" Rack Blanking Plate 4U | ENI | ENI INDUSTRIES PL | 84100 | CURRENT
000018242 | PLATE,BLANKING | Type 5U, 19" Rack Blanking Plate 5U | GLOBAL | GLOBAL MANUFACTURING GROUP | CCSTD-EP001-06 | CURRENT
000018242 | PLATE,BLANKING | Type 5U, 19" Rack Blanking Plate 5U | ENI | ENI INDUSTRIES PL | 84099 | CURRENT
000018242 | PLATE,BLANKING | Type 5U, 19" Rack Blanking Plate 5U | GREATWST |  | 18242 | CURRENT
000018243 | PLATE,BLANKING | Type 6U-BL, 19" Rack Blanking Plate 6U | ENI | ENI INDUSTRIES PL | 84098 | CURRENT
000018243 | PLATE,BLANKING | Type 6U-BL, 19" Rack Blanking Plate 6U | B&R | B&R ENCLOSURES | XB-586135/36 | CURRENT
000018244 | PANEL,BLANK | 8U BLANKING PANEL;FOR 19 IN MTG RACK; REFER TO DWG CCSTD-EP001-09; PACK OF 1; | ENI | ENI INDUSTRIES PL | 84097 | CURRENT
000018244 | PANEL,BLANK | 8U BLANKING PANEL;FOR 19 IN MTG RACK; REFER TO DWG CCSTD-EP001-09; PACK OF 1; | GREATWST |  | 18244 | CURRENT
000018245 | PANEL,BLANK | 9U BLANKING PANEL;FOR 19 IN MTG RACK; REFER TO DWG CCSTD-EP001-10; PACK OF 1; | ENI | ENI INDUSTRIES PL | 84096 | PURCHASE AS REQUIRED
000018245 | PANEL,BLANK | 9U BLANKING PANEL;FOR 19 IN MTG RACK; REFER TO DWG CCSTD-EP001-10; PACK OF 1; | GREATWST |  | 18245 | PURCHASE AS REQUIRED
000018246 | PANEL,BLANK | 10U BLANKING PANEL;FOR 19 IN MTG RACK; REFER TO DWG CCSTD-EP001-11; PACK OF 10; | ENI | ENI INDUSTRIES PL | 84095 | CURRENT
000018246 | PANEL,BLANK | 10U BLANKING PANEL;FOR 19 IN MTG RACK; REFER TO DWG CCSTD-EP001-11; PACK OF 10; | GREATWST |  | 18246 | CURRENT
000018247 | PANEL,BLANK | 11U BLANKING PANEL;FOR 19 IN MTG RACK; REFER TO DWG CCSTD-EP001-12;PACK OF 1; | GREATWST |  | 18247 | PURCHASE AS REQUIRED
000018248 | PANEL,BLANK | 12U BLANKING PANEL;FOR 19 IN MTG RACK; REFER TO DWG CCSTD-EP001-13;PACK OF 1; | GREATWST |  | 18248 | PURCHASE AS REQUIRED
000018249 | PANEL,BLANK | 18U BLANKING PANEL;FOR 19 IN MTG RACK; REFER TO DWG CCSTD-EP001-14;PACK OF 1; | GREATWST |  | 18249 | PURCHASE AS REQUIRED
000018250 | PANEL,BLANK | BLANKING PANEL;FOR GEC RELAY 1D CUTOUT; REFER TO DWG CCSTD-EP001-16; | ENERGEX | ENERGEX | GEC 1D | PURCHASE AS REQUIRED
000018251 | PANEL,BLANK | BLANKING PANEL;FOR GEC RELAY 1.5D CUTOUT ;REFER TO DWG CCSTD-EP001-17; | ENERGEX | ENERGEX | GEC 1.5D | PURCHASE AS REQUIRED
000018252 | PANEL,BLANK | BLANKING PANEL;FOR GEC RELAY 2D CUTOUT; REFER TO DWG CCSTD-EP001-18; | ENERGEX | ENERGEX | GEC 2D | PURCHASE AS REQUIRED
000018253 | PANEL,BLANK | BLANKING PANEL;FOR GEC RELAY 3D VERTICAL CUTOUT;REFER TO DWG CCSTD-EP001-19; | ENERGEX | ENERGEX | GEC 3D | PURCHASE AS REQUIRED
000018253 | PANEL,BLANK | BLANKING PANEL;FOR GEC RELAY 3D VERTICAL CUTOUT;REFER TO DWG CCSTD-EP001-19; | DRAWING | DRAWING NO | CCSTD-EP001-19 | PURCHASE AS REQUIRED
000018254 | PANEL,BLANK | BLANKING PANEL;FOR ESP RELAY K3 CUTOUT; REFER TO DWG CCSTD-EP001-20; | ENERGEX | ENERGEX | ESP RELAY K3 | PURCHASE AS REQUIRED
000018255 | PANEL,BLANK | BLANKING PANEL;FOR GEC RELAY 0.25N CUTOUT;REFER TO DWG CCSTD-EP001-21; | ENERGEX | ENERGEX | GEC RELAY 0.25N | PURCHASE AS REQUIRED
000018256 | PANEL,BLANK | BLANKING PANEL;FOR GEC RELAY 0.5N CUTOUT ;REFER TO DWG CCSTD-EP001-22; | ENERGEX | ENERGEX | GEC RELAY 0.5N | PURCHASE AS REQUIRED
000018257 | PANEL,BLANK | BLANKING PANEL;FOR GEC RELAY 3D HORIZONTAL CUTOUT;REFER TO DWG CCSTD-EP001-23; | ENERGEX | ENERGEX | GEC RELAY 3D HORIZONTAL | PURCHASE AS REQUIRED
000018258 | PANEL,BLANK | BLANKING PANEL;FOR AEI RELAY SIZE 1 CUTOUT;REFER TO DWG CCSTD-EP001-24; | ENERGEX | ENERGEX | AEI RELAY SIZE 1 | PURCHASE AS REQUIRED
000018259 | PANEL,BLANK | BLANKING PANEL;FOR AEI RELAY TYPE A CUTOUT;REFER TO DWG CCSTD-EP001-25; | ENERGEX | ENERGEX | AEI RELAY TYPE A | PURCHASE AS REQUIRED
000018260 | PANEL,BLANK | BLANKING PANEL;FOR AEI RELAY TYPE 1B CUTOUT;REFER TO DWG CCSTD-EP001-26; | ENERGEX | ENERGEX | AEI RELAY TYPE 1B | PURCHASE AS REQUIRED
000018261 | PANEL,BLANK | BLANKING PANEL;FOR SEAQ RELAY DAR3 CUTOUT;REFER TO DWG CCSTD-EP001-27; | ENERGEX | ENERGEX | SEAQ RELAY DAR3 | PURCHASE AS REQUIRED
000018262 | PANEL,BLANK | BLANKING PANEL;FOR AEI RELAY SIZE 2 CUTOUT;REFER TO DWG CCSTD-EP001-28; | ENERGEX | ENERGEX | AEI RELAY SIZE 2 | PURCHASE AS REQUIRED
000018263 | PANEL,BLANK | BLANKING PANEL;FOR NILSEN RELAY HALF CASE CUTOUT;REFER TO DWG CCSTD-EP001-29; | ENERGEX | ENERGEX | NILSEN RELAY HALF CASE | PURCHASE AS REQUIRED
000018264 | PANEL,BLANK | BLANKING PANEL;FOR MIDOS RELAY 3 X SIZE 4 CUTOUT;REFER TO DWG CCSTD-EP001-30; | ENERGEX | ENERGEX | MIDOS RELAY | PURCHASE AS REQUIRED
000018265 | CONNECTOR,BUSBAR | TUBE TO FLAT;50 MM TUBE;COPPER; PACK OF 1; | FULTON | FULTON INDUSTRIES PL | CTF50 | CURRENT
000018265 | CONNECTOR,BUSBAR | TUBE TO FLAT;50 MM TUBE;COPPER; PACK OF 1; | PLP AUST | PREFORMED LINE PRODUCTS (AUST) | D-TF65B | CURRENT
000018266 | CONNECTOR,BUSBAR | 25 MM TUBE TO 25 MM TUBE;STRAIGHT CONNECTOR;COPPER; | DULMISON | DULMISON (AUST) PTY LTD | D-ST20C | PURCHASE AS REQUIRED
000018267 | CONNECTOR,BUSBAR | PALM TO CABLE;35 SQ MM TO 95 SQ MM CABLE ;UNDRILLED PALM;COPPER;PACK OF 1; | PLP AUST | PREFORMED LINE PRODUCTS (AUST) | D-TL2200U | PURCHASE AS REQUIRED
000018269 | CONNECTOR,BUSBAR | 50 MM TUBE RUN TO 38 MM TUBE TAP;TEE- CONNECTOR;COPPER;PACK OF 1; | PLP AUST | PREFORMED LINE PRODUCTS (AUST) | D-TT80 | PURCHASE AS REQUIRED
000018269 | CONNECTOR,BUSBAR | 50 MM TUBE RUN TO 38 MM TUBE TAP;TEE- CONNECTOR;COPPER;PACK OF 1; | HYLEC | HYLEC PTY LTD | CT5138 | PURCHASE AS REQUIRED
000018270 | PLATE,MOUNTING | Flat Plate Fitting, 4 x 14mm Dia Holes, 90 x 138 x 6mm, Galv Steel, Pack of 10 | EZYSTRUT | EZYSTRUT CABLE & PIPE SUPPORTS | E1358H | CURRENT
000018271 | CONNECTOR,CABLE,ELECTRICAL | 11 KV;LOAD BREAK ELBOW;TO SUIT 33 KV, 95 SQ MM SINGLE CORE CU XLPE CABLE; | ELASMOLD | ELASTIMOLD (MANUFACTURER) | K655LR-K-0260 | PHASING
000018273 | CONTROL MODULE. | SICM 2B MODULE;C/W RAIL MTG ENCLOSURE; 24 V DC SUPPLY;16 DIGITAL INPUTS;2 RELAY OUTPUTS;7 ANALOG INPUTS;ON BOARD TEMP SENSOR;U/W SACS EQUIP;ITEM HELD AT | CIRCSOL | CIRCUIT SOLUTIONS PL | 100-0001 | CURRENT
000018273 | CONTROL MODULE. | SICM 2B MODULE;C/W RAIL MTG ENCLOSURE; 24 V DC SUPPLY;16 DIGITAL INPUTS;2 RELAY OUTPUTS;7 ANALOG INPUTS;ON BOARD TEMP SENSOR;U/W SACS EQUIP;ITEM HELD AT | EAQ | ELECTRONICS ASSEMBLY QUEENSLAND PTY LTD | ENE30 | CURRENT
000018273 | CONTROL MODULE. | SICM 2B MODULE;C/W RAIL MTG ENCLOSURE; 24 V DC SUPPLY;16 DIGITAL INPUTS;2 RELAY OUTPUTS;7 ANALOG INPUTS;ON BOARD TEMP SENSOR;U/W SACS EQUIP;ITEM HELD AT | SURTEK | SURTEK PTY LTD | SICM 2B | CURRENT
000018274 | CONTROL MODULE. | SICM 2B MODULE;8 WAY EXT;C/W RAIL ENCLOSURE;24 V DC SUPPLY;16 DIGITAL INPUTS;10 RELAY OUTPUTS;7 ANALOG INPUTS; ON BOARD TEMP SENSOR;U/W SACS EQUIP; | SURTEK | SURTEK PTY LTD | SICM 2B 8 WAY | PHASING
000018274 | CONTROL MODULE. | SICM 2B MODULE;8 WAY EXT;C/W RAIL ENCLOSURE;24 V DC SUPPLY;16 DIGITAL INPUTS;10 RELAY OUTPUTS;7 ANALOG INPUTS; ON BOARD TEMP SENSOR;U/W SACS EQUIP; | DIGILIN |  | SICM 2B 8 WAY | PHASING
000018276 | PROCESSOR,INTEGRATED CIRCUIT | HITACHI;PROCESSOR IC;HD64F7051SFJ20; ;SUPPLIED IN ANTI-STATIC BAGS;PACK OF 100,PACKS ARE NOT TO BE OPENED,DUE TO ATMOSPHERIC CONTAMINATION; | HITACHI | HITACHI ENERGY AUSTRALIA LTD | HD64F7051SFJ20 | PHASING
000018277 | STAKE,WOOD. | 50 MM X 20 MM X 900 MM LG;SHARPENED AT ONE END;PAINTED ORANGE;USED BY SURVEYORS; BUNDLE QTY - 12; | AUSPLYWD |  | SURVSTAKES-A | CURRENT
000018277 | STAKE,WOOD. | 50 MM X 20 MM X 900 MM LG;SHARPENED AT ONE END;PAINTED ORANGE;USED BY SURVEYORS; BUNDLE QTY - 12; | ENDEVOUR | ENDEVOUR FOUNDATION SOUTHPORT | PAINTED ORANGE | CURRENT
000018278 | CLAMP ASSEMBLY,BUS BAR | BUSBAR SUPPORT CLAMP FIXED;50 MM TUBE; COPPER;SUIT 11 KV LINE PIN & 33 KV LINE POST; | ENERGEX | ENERGEX | CLAMP ASSEMBLY | PURCHASE AS REQUIRED
000018279 | MESH,BARRICADE | EXPANDED METAL MESH;HOT DIPPED GALVANISED;2400 MM LG,1200 MM W;EXPAMET LV 16 HDG; | EXPAMET | EXPAMET PTY LTD | LV 16 HDG | PURCHASE AS REQUIRED
000018281 | SHOTGUN STICK SET | Fibreglass, 2100/2700mm Ext Lg Shotgun Stick c/w 1x 2.1m Ext Shotgun Stick, 1x 600mm Ext Section, 1x Live Line Clamp Tool, 1x Universal Disconnect Tool, | ACCULEC | ACCULEC PTY LTD - E18524 | GRIPALLKITERG | PHASING
000018281 | SHOTGUN STICK SET | Fibreglass, 2100/2700mm Ext Lg Shotgun Stick c/w 1x 2.1m Ext Shotgun Stick, 1x 600mm Ext Section, 1x Live Line Clamp Tool, 1x Universal Disconnect Tool, | HYLEC | HYLEC PTY LTD | DWG MBS 1169-A3 | PHASING
000018281 | SHOTGUN STICK SET | Fibreglass, 2100/2700mm Ext Lg Shotgun Stick c/w 1x 2.1m Ext Shotgun Stick, 1x 600mm Ext Section, 1x Live Line Clamp Tool, 1x Universal Disconnect Tool, | THEWMCAN | TMAC THEW & MCCANN GROUP | DWG MBS 1169-A3 | PHASING
000018281 | SHOTGUN STICK SET | Fibreglass, 2100/2700mm Ext Lg Shotgun Stick c/w 1x 2.1m Ext Shotgun Stick, 1x 600mm Ext Section, 1x Live Line Clamp Tool, 1x Universal Disconnect Tool, | ENERGYNW | THE ENERGY NETWORK | DWG MBS 1169-A3 | PHASING
000018282 | KIT,EXTENSION | MK1 LV BD PADMOUNTS;3 ONLY TIN PLATED COPPER BUSBARS;C/W 3 NUTS,3 S/S BOLTS & 6 WASHERS;BUSBARS 136 X 38 X 4 MM THK; 35 MM X M12 S/S BOLT,C/W 3 FLAT & 3 | WEBER | WEBER SOUTH PACIFIC PTY LTD | V-EEK1 | CURRENT
000018283 | CONNECTOR,BUSBAR | TUBE CONNECTOR;COPPER;BOLTED CLAMP TYPE;TO SUIT 27 MM OD BUSBAR;10 MM S/S BOLTS;TUBE TO BUSBAR TO FLAT ADAPTOR; PACK OF 1; | FULTON | FULTON INDUSTRIES PL | CTF27 | CURRENT
000018283 | CONNECTOR,BUSBAR | TUBE CONNECTOR;COPPER;BOLTED CLAMP TYPE;TO SUIT 27 MM OD BUSBAR;10 MM S/S BOLTS;TUBE TO BUSBAR TO FLAT ADAPTOR; PACK OF 1; | PLP AUST | PREFORMED LINE PRODUCTS (AUST) | D-TF45AB | CURRENT
000018284 | CAP, PROTECTIVE | STAR POST/STARTER;BAR CAP;YELLOW; SUIT STAR POST;TRIANGLE STYLE;PACK OF 40; | SHORCO | SHORCO SYKES HIRE BRENDALE QLD | 900 -TRI | CURRENT
000018285 | TERMINATION ASSEMBLY | 1800 MM LG;TO SUIT CABLE DIA 14.7 MM - 15.3 MM;C/W STRUCTURAL ROD & DEAD END; USED IN THE INSTALLATION OF FIBRE OPTIC CABLE; | PLP AUST | PREFORMED LINE PRODUCTS (AUST) | OFTFG-147-SG | PURCHASE AS REQUIRED
000018286 | CLOSURE & SPLICE CASE | 2 WAY,24 SM FIBRE OVERHEAD JOINT;C/W 2 X 12 FIBRE SPLICE TRAY;1 X ADSS CABLE GLAND;1 X U/G CABLE GLAND;1 X POLE MTG BRACKET; | PLP AUST | PREFORMED LINE PRODUCTS (AUST) | CSFFB-1EF1EG | STRATEGIC SPARE
000018287 | RELAY,CURRENT DIFFERENTIAL | 110 V DC;SIEMENS 7SD52;CURRENT DIFF; 2 TERMINAL;SINGLE MODE FIBRE; | SIEMENS | SIEMENS LTD | 7SD5221-4AB09-OBJO+M3C | PURCHASE AS REQUIRED
000018288 | RELAY,CURRENT DIFFERENTIAL | 110 V DC;SIEMENS 7SD52;CURRENT DIFF; 3 TERMINAL;SINGLE MODE FIBRE; | SIEMENS | SIEMENS LTD | 7SD5231-4AB09-9BJO+M3C+NOC | PURCHASE AS REQUIRED
000018289 | RELAY,CURRENT DIFFERENTIAL | 110 V DC;SIEMENS 7SD52;CURRENT DIFF; 3 TERMINAL;TRANSFORMER FUNCTIONS, SINGLE MODE FIBRE; | SIEMENS | SIEMENS LTD | 7SD5231-4AB09-9BNO+M3C+NOC | PURCHASE AS REQUIRED
000018290 | CLAMP,SUSPENSION,ELEC CONDUCTOR | TO SUIT TEAR DROP CLAMP OR MOO CLAMP; ALUMINIUM;19/4.75 MM (AAC); | HYLEC | HYLEC PTY LTD | MOO1834 | CURRENT
000018291 | SCREW,TAPPING,THREAD FORMING | PANEL SCREW M3;12 MM LG;STEEL;CAD-PLATED WAFER HD;PHILLIPS DRIVE, Bag of 200 | SUMMIT | SUMMIT GROUP | 3DWCCZ03012 | CURRENT
000018291 | SCREW,TAPPING,THREAD FORMING | PANEL SCREW M3;12 MM LG;STEEL;CAD-PLATED WAFER HD;PHILLIPS DRIVE, Bag of 200 | STATEWD | STATEWIDE FSTNERS & ENG SPLS PL | SEWZ312 | CURRENT
000018292 | SCREW,TAPPING,THREAD FORMING | PANEL SCREW M3;20 MM LG;STEEL;CAD-PLATED ;WAFER HD;PHILLIPS DRIVE | SUMMIT | SUMMIT GROUP | 3DWCCZ03020 | CURRENT
000018292 | SCREW,TAPPING,THREAD FORMING | PANEL SCREW M3;20 MM LG;STEEL;CAD-PLATED ;WAFER HD;PHILLIPS DRIVE | STATEWD | STATEWIDE FSTNERS & ENG SPLS PL | SEWZ320 | CURRENT
000018293 | SCREW,TAPPING,THREAD FORMING | PANEL SCREW M3;25 MM LG;STEEL;CAD-PLATED ;WAFER HD;PHILLIPS DRIVE;BAG OF 100; | SUMMIT | SUMMIT GROUP | 3DWCCZ03025 | CURRENT
000018293 | SCREW,TAPPING,THREAD FORMING | PANEL SCREW M3;25 MM LG;STEEL;CAD-PLATED ;WAFER HD;PHILLIPS DRIVE;BAG OF 100; | STATEWD | STATEWIDE FSTNERS & ENG SPLS PL | SEWZ325 | CURRENT
000018294 | ANCHOR,MASONRY | CHEMSET STUD BOLT;STAINLESS STEEL;M16; 190 MM LG;U/W CHEMICAL FIXING;BOX OF 10; | RAMSET |  | M16190SS | PHASING
000018295 | BUSBAR | TUBULAR COPPER BUSBAR; 50 MM DIA X 4.88 MM (6 GAUGE WALLS); 6 M LG; | GEOWEST | GEORGE WESTON & SONS | TUBULAR BUSBAR | PURCHASE AS REQUIRED
000018296 | HOOK,SWITCH | HOOK;GUNMETAL ALLOY TYPE;USED TO OPEN & CLOSE SWITCHES; | HYLEC | HYLEC PTY LTD | HVP3 | CURRENT
000018296 | HOOK,SWITCH | HOOK;GUNMETAL ALLOY TYPE;USED TO OPEN & CLOSE SWITCHES; | ENERGYNW | THE ENERGY NETWORK | P10431 | CURRENT
000018296 | HOOK,SWITCH | HOOK;GUNMETAL ALLOY TYPE;USED TO OPEN & CLOSE SWITCHES; | BRITECH | BRI-TECH PTY LTD | C400-1418 | CURRENT
000018296 | HOOK,SWITCH | HOOK;GUNMETAL ALLOY TYPE;USED TO OPEN & CLOSE SWITCHES; | THEWMCAN | TMAC THEW & MCCANN GROUP | USH | CURRENT
000018296 | HOOK,SWITCH | HOOK;GUNMETAL ALLOY TYPE;USED TO OPEN & CLOSE SWITCHES; | HYLEC | HYLEC PTY LTD | HHVP-3BU | CURRENT
000018297 | EXTRACTOR,FUSECARRIER | PIG TAIL TYPE;FOR REMOVING LV FUSE WEDGES; | ACCULEC | ACCULEC PTY LTD - E18524 | FEH | CURRENT
000018297 | EXTRACTOR,FUSECARRIER | PIG TAIL TYPE;FOR REMOVING LV FUSE WEDGES; | THEWMCAN | TMAC THEW & MCCANN GROUP | AD01 | CURRENT
000018297 | EXTRACTOR,FUSECARRIER | PIG TAIL TYPE;FOR REMOVING LV FUSE WEDGES; | ACCULEC | ACCULEC PTY LTD - E18524 | LVP1 | CURRENT
000018297 | EXTRACTOR,FUSECARRIER | PIG TAIL TYPE;FOR REMOVING LV FUSE WEDGES; | BRITECH | BRI-TECH PTY LTD | FEH | CURRENT
000018297 | EXTRACTOR,FUSECARRIER | PIG TAIL TYPE;FOR REMOVING LV FUSE WEDGES; | ENERGYNW | THE ENERGY NETWORK | 5455-10 PTU | CURRENT
000018297 | EXTRACTOR,FUSECARRIER | PIG TAIL TYPE;FOR REMOVING LV FUSE WEDGES; | HYLEC | HYLEC PTY LTD | LVP1 | CURRENT
000018298 | CAPACITOR UNIT. | 6.93 KV;490 KVAR;SINGLE PHASE;32.5 MICO FARAD;71 AMP CONT @ 50 HZ;NON PCB IMPREG ;2 BUSHINGS PER UNIT;TO SUIT ENERGEX 5.4 & 2.7 MVAR CAPACITOR BANKS; | ABB | ABB FAN PTY LTD | HVC 9005 | PHASING
000018299 | CAPACITOR UNIT. | 3.2 KV;75 KVAR;SINGLE PHASE;23.3 MICRO FARAD;23 AMP CONT @ 50 HZ;NON PCB IMPREG 2 BUSHING PER UNIT;FILTER CAPACITOR UNIT TO SUIT ALL ENERGEX CUBICLE CAPACITOR | NOKIAN | NOKIAN CAPACITORS PTY LTD | PILP75 | CURRENT
000018300 | CONNECTOR,BUSBAR | FLEXIBLE CONNECTION;CT BRIDGE;TO SUIT 11 KV POLE MTG SHUNT CAPACITOR INSTALLATIONS;REFER ENERGEX DWG LOSTD- EC001-01; | ENERGEX | ENERGEX | FLEXIBLE CONNECTION | PHASING
000018301 | CONNECTOR,BUSBAR | FLEXIBLE CONNECTION;C/W LOAD SPREADING PLATE;400 AMP;TOTAL LENGTH 520 MM;TO SUIT33 KV MAGRINI CIRCUIT BREAKERS;REFER ENERGEX DWG LOSTD-EC002-01; | ENERGEX | ENERGEX | FLEXIBLE CONNECTION | PURCHASE AS REQUIRED
000018302 | BUSBAR | BUSBAR SUPPORT;ALUMINIUM;FIXED BUSBAR; TO SUIT 110/132 KV INSULATORS;WELDED TO BUSBAR;TO SUIT 80 MM ALUMINIUM BUSBAR; REFER ENERGEX DWG LOSTD-EC003-01; | GLOBAL | GLOBAL MANUFACTURING GROUP | ENERGEX-LOSTD-EC003-01 | PURCHASE AS REQUIRED
000018303 | BUSBAR | BUSBAR SUPPORT;ALUMINIUM;FIXED BUSBAR; TO SUIT32 KV INSULATORS;WELDED TO BUSBAR ;TO SUIT 80 MM ALUMINIUM BUSBAR;REFER ENERGEX DWG LOSTD-EC003-02; | ENERGEX | ENERGEX | BUSBAR SUPPORT | PURCHASE AS REQUIRED
000018304 | BUSBAR | BUSBAR SUPPORT;ALUMINIUM;SLIDING BUSBAR; ROLLER TYPE;TO SUIT110/132 KV INSULATORS TO SUIT 80 MM ALUMINIUM BUSBAR;REFER ENERGEX DWG LOSTD-EC004-01;PACK OF 3; | GLOBAL | GLOBAL MANUFACTURING GROUP | ENERGEX-LOSTD-EC004-01 | PURCHASE AS REQUIRED
000018305 | BUSBAR | BUSBAR SUPPORT;ALUMINIUM;SLIDING BUSBAR; ROLLER TYPE;TOSUIT 33 KV INSULATORS;TO SUIT 80 MM ALUMINIUM BUSBAR;REFER ENERGEX DWG LOSTD-EC004-02; | ENERGEX | ENERGEX | BUSBAR SUPPORT | PURCHASE AS REQUIRED
000018306 | BUSBAR | BUSBAR SUPPORT;ALUMINIUM;EXPANSION TYPE; 1600 AMP;TO SUIT 110/132 KV INSULATORS; TO SUIT 80 MM ALUMINIUM BUSBAR;REFER ENERGEX DWG LOSTD-EC005-01; | ENERGEX | ENERGEX | BUSBAR SUPPORT | PURCHASE AS REQUIRED
000018307 | BUSBAR | BUSBAR SUPPORT;ALUMINIUM;EXPANSION TYPE; 1600 AMP;TO SUIT33 KV INSULATORS;TO SUIT 80 MM ALUMINIUM BUSBAR;REFER ENERGEX DWG LOSTD-EC005-02; | ENERGEX | ENERGEX | BUSBAR SUPPORT | PURCHASE AS REQUIRED
000018308 | CONNECTOR,BUSBAR | ALUMINIUM;TEE-OFF;2000 AMP PALM;WELDED TO BUSBAR;TO SUIT 80 MM ALUMINIUM BUSBAR ;REFER ENERGEX DWG LOSTD-EC006-01; | ENERGEX | ENERGEX | TEE-OFF | PURCHASE AS REQUIRED
000018309 | CONNECTOR,BUSBAR | ALUMINIUM;TEE-OFF;1250 AMP PALM;WELDED TO BUSBAR;TO SUIT 80 MM ALUMINIUM BUSBAR ;REFER ENERGEX DWG LOSTD-EC006-02; | ENERGEX | ENERGEX | CONNECTOR BUSBAR | PURCHASE AS REQUIRED
000018310 | CONNECTOR,BUSBAR | ALUMINIUM;TEE-OFF;800 AMP PALM;WELDED TO BUSBAR;TO SUIT 80 MM ALUMINIUM BUSBAR ;REFER ENERGEX DWG LOSTD-006-03; PACK OF 3; | GLOBAL | GLOBAL MANUFACTURING GROUP | ENERGEX-LOSTD-EC006-03 | PURCHASE AS REQUIRED
000018311 | BUSBAR | CABLE SPACER;ALUMINIUM;TO SUIT 37/3.75 AAC CABLE;REFER ENERGEX DWG LOSTD-EC007- 01;PACK OF 12; | PLP AUST | PREFORMED LINE PRODUCTS (AUST) | SPSD-241-300-070 | CURRENT
000018311 | BUSBAR | CABLE SPACER;ALUMINIUM;TO SUIT 37/3.75 AAC CABLE;REFER ENERGEX DWG LOSTD-EC007- 01;PACK OF 12; | GLOBAL | GLOBAL MANUFACTURING GROUP | ENERGEX-LOSTD-EC007-01 | CURRENT
000018312 | BUSBAR | CABLE SPACER;ALUMINIUM;TO SUIT 37/0.1261 AAC CABLE;REFER ENERGEX DWG LOSTD-EC007- 02; | ENERGEX | ENERGEX | CABLE SPACER | PURCHASE AS REQUIRED
000018313 | CONNECTOR,BUSBAR | CABLE TEE CONNECTOR;ALUMINIUM;TEE-OFF; 100 AMP PALM;COMPRESSION;DOUBLE CABLE TEE-OFF;TO SUIT 37/3.75 AAC ALUMINIUM CABLE;REFER ENERGEX DWG LOSTD-EC008-01; | PLP AUST | PREFORMED LINE PRODUCTS (AUST) | CRPT-263-P2 | PURCHASE AS REQUIRED
000018314 | CONNECTOR,BUSBAR | CABLE TEE CONNECTOR;ALUMINIUM;HALF TEE- OFF;1000 AMP PALM;COMPRESSION;SINGLE CABLE TEE-OFF;TO SUIT 37/3.75 AAC ALUM CABLE;REFER ENERGEX DWG LOSTD-EC008-02; | ENERGEX | ENERGEX | CONNECTOR BUSBAR | PURCHASE AS REQUIRED
000018315 | TERMINAL,LUG | STRAIGHT PALM TYPE;ALUMINIUM;COMPRESSION TYPE;1000 AMP PALM;TO SUIT 37/3.75 AAC CABLE;EPJT-TRITON-TN11-0;ENERGEX DWG LOSTD-EC009-01;PACK OF 1; | PLP AUST | PREFORMED LINE PRODUCTS (AUST) | CTAW-263-CD220-0000 | CURRENT
000018315 | TERMINAL,LUG | STRAIGHT PALM TYPE;ALUMINIUM;COMPRESSION TYPE;1000 AMP PALM;TO SUIT 37/3.75 AAC CABLE;EPJT-TRITON-TN11-0;ENERGEX DWG LOSTD-EC009-01;PACK OF 1; | PLP AUST | PREFORMED LINE PRODUCTS (AUST) | EPJT-TRITON-TN11.0 | CURRENT
000018316 | TERMINAL,LUG | STRAIGHT PALM TYPE;ALUMINIUM COMPRESSION TYPE;800 AMP PALM;TO SUIT 37/3.75 AAC CABLE;EPJT-TRITON-TN4-0;DRAWING LOSTD-EC009-02; | PLP AUST | PREFORMED LINE PRODUCTS (AUST) | EPJT-TRITON-TN4-0 | CURRENT
000018316 | TERMINAL,LUG | STRAIGHT PALM TYPE;ALUMINIUM COMPRESSION TYPE;800 AMP PALM;TO SUIT 37/3.75 AAC CABLE;EPJT-TRITON-TN4-0;DRAWING LOSTD-EC009-02; | ENERGEX | ENERGEX | STRAIGHT TYPE 800 AMP | CURRENT
000018317 | TERMINAL,LUG | STRAIGHT PALM TYPE;ALUMINIUM COMPRESSION TYPE;630 AMP PALM;TO SUIT 37/3.75 AAC CABLE;EPJT-TRITON-TN6-0;PACK OF 1;PACK WEIGHT 1.1 KG;REFER ENERGEX DWG LOSTD- | PLP AUST | PREFORMED LINE PRODUCTS (AUST) | EPJT-TRITON-TN6-0 | CURRENT
000018317 | TERMINAL,LUG | STRAIGHT PALM TYPE;ALUMINIUM COMPRESSION TYPE;630 AMP PALM;TO SUIT 37/3.75 AAC CABLE;EPJT-TRITON-TN6-0;PACK OF 1;PACK WEIGHT 1.1 KG;REFER ENERGEX DWG LOSTD- | ENERGEX | ENERGEX | STRAIGHT PALM 630 AMP | CURRENT
000018318 | TERMINAL,LUG | STRAIGHT PALM TYPE;ALUMINIUM COMPRESSION TYPE;630 AMP PALM;TO SUIT 37/0.1261 AAC CABLE;REFER ENERGEX DWG LOSTD-EC009-04; | ENERGEX | ENERGEX | STRAIGHT PALM 630 AMP | STRATEGIC SPARE
000018319 | TERMINAL,LUG | ANGLE = 30 DEG;ALUMINIUM COMPRESSION TYPE;1000 AMP PALM;TO SUIT 37/3.75 AAC CABLE;EPJT-TRITON-TN11-30;REFER ENERGEX DWG LOSTD-EC010-0;PACK OF 1;PACK WEIGHT | PLP AUST | PREFORMED LINE PRODUCTS (AUST) | EPJT-TRITON-TN11-30 | CURRENT
000018319 | TERMINAL,LUG | ANGLE = 30 DEG;ALUMINIUM COMPRESSION TYPE;1000 AMP PALM;TO SUIT 37/3.75 AAC CABLE;EPJT-TRITON-TN11-30;REFER ENERGEX DWG LOSTD-EC010-0;PACK OF 1;PACK WEIGHT | ENERGEX | ENERGEX | ANGLE 30 DEG | CURRENT
000018320 | TERMINAL,LUG | ANGLE = 45 DEG;ALUMINIUM COMPRESSION TYPE;1000 AMP PALM;TO SUIT 37/3.75 AAC CABLE;EPJT-TRITON-TN11-45;PACK OF 1; REFER ENERGEX DWG LOSTD-EC010-01; | PLP AUST | PREFORMED LINE PRODUCTS (AUST) | EPJT-TRITON-TN11-45 | CURRENT
000018321 | TERMINAL,LUG | ANGLE = 60 DEG;ALUMINIUM COMPRESSION TYPE;1000 AMP PALM;TO SUIT 37/3.75 AAC CABLE;EPJT-TRITON-TN11-60; PACK OF 1; REFER ENERGEX DWG LOSTD-EC010-01; | PLP AUST | PREFORMED LINE PRODUCTS (AUST) | EPJT-TRITON-TN11-60 | CURRENT
000018321 | TERMINAL,LUG | ANGLE = 60 DEG;ALUMINIUM COMPRESSION TYPE;1000 AMP PALM;TO SUIT 37/3.75 AAC CABLE;EPJT-TRITON-TN11-60; PACK OF 1; REFER ENERGEX DWG LOSTD-EC010-01; | ENERGEX | ENERGEX | ANGLE 60 DEG | CURRENT
000018322 | TERMINAL,LUG | ANGLE = 90 DEG;ALUMINIUM COMPRESSION TRITON TYPE;1000 AMP PALM; 2 HOLES; TO SUIT 37/3.75 AAC CABLE;EPJT-TRITON- TN11-90;REFER ENERGEX DWG LOSTD-EC010-01 | PLP AUST | PREFORMED LINE PRODUCTS (AUST) | EPJT-TRITON-TN11-90 | CURRENT
000018322 | TERMINAL,LUG | ANGLE = 90 DEG;ALUMINIUM COMPRESSION TRITON TYPE;1000 AMP PALM; 2 HOLES; TO SUIT 37/3.75 AAC CABLE;EPJT-TRITON- TN11-90;REFER ENERGEX DWG LOSTD-EC010-01 | ENERGEX | ENERGEX | ANGLE 90 DEG | CURRENT
000018323 | TERMINAL,LUG | ANGLE = 30 DEG;ALUMINIUM COMPRESSION TYPE;800 AMP PALM;TO SUIT 37/3.75 AAC CABLE;EPJT-TRITON-TN4-30;PACK OF 1; REFER ENERGEX DWG LOSTD-EC010-02; | PLP AUST | PREFORMED LINE PRODUCTS (AUST) | EPJT-TRITON-TN4-30 | CURRENT
000018324 | TERMINAL,LUG | ANGLE = 45 DEG;ALUMINIUM COMPRESSION TYPE;800 AMP PALM;TO SUIT 37/3.75 AAC CABLE;REFER ENERGEX DWG LOSTD-EC010-02; EPJT-TRITON-TN4-45; | PLP AUST | PREFORMED LINE PRODUCTS (AUST) | EPJT-TRITON-TN4-45 | CURRENT
000018324 | TERMINAL,LUG | ANGLE = 45 DEG;ALUMINIUM COMPRESSION TYPE;800 AMP PALM;TO SUIT 37/3.75 AAC CABLE;REFER ENERGEX DWG LOSTD-EC010-02; EPJT-TRITON-TN4-45; | ENERGEX | ENERGEX | ANGLE 45 DEG 800 AMP | CURRENT
000018325 | TERMINAL,LUG | ANGLE = 60 DEG;ALUMINIUM COMPRESSION TYPE;800 AMP;2 HOLE PALM; SUIT 37/3.75 AAC CABLE;REFER ENERGEX DWG LOSTD- -EC010-02;PACK OF 100;PACK WEIGHT 1.1 KG | PLP AUST | PREFORMED LINE PRODUCTS (AUST) | EPJT-TRITON-TN4-60 | CURRENT
000018325 | TERMINAL,LUG | ANGLE = 60 DEG;ALUMINIUM COMPRESSION TYPE;800 AMP;2 HOLE PALM; SUIT 37/3.75 AAC CABLE;REFER ENERGEX DWG LOSTD- -EC010-02;PACK OF 100;PACK WEIGHT 1.1 KG | DULMISON | DULMISON (AUST) PTY LTD | HL6216FXC | CURRENT
000018325 | TERMINAL,LUG | ANGLE = 60 DEG;ALUMINIUM COMPRESSION TYPE;800 AMP;2 HOLE PALM; SUIT 37/3.75 AAC CABLE;REFER ENERGEX DWG LOSTD- -EC010-02;PACK OF 100;PACK WEIGHT 1.1 KG | ENERGEX | ENERGEX | ANGLE 60 DEG 800 AMP | CURRENT
000018326 | TERMINAL,LUG | ANGLE = 90 DEG;ALUMINIUM COMPRESSION TYPE;800 AMP PALM;TO SUIT 37/3.75 AAC CABLE;REFER ENERGEX DWG LOSTD-EC010-02; PACK OF 100;WEIGHT OF PACK 1.1 KG; | PLP AUST | PREFORMED LINE PRODUCTS (AUST) | EPJT-TRITON-TN4-90 | CURRENT
000018326 | TERMINAL,LUG | ANGLE = 90 DEG;ALUMINIUM COMPRESSION TYPE;800 AMP PALM;TO SUIT 37/3.75 AAC CABLE;REFER ENERGEX DWG LOSTD-EC010-02; PACK OF 100;WEIGHT OF PACK 1.1 KG; | DULMISON | DULMISON (AUST) PTY LTD | HL6219FXC | CURRENT
000018326 | TERMINAL,LUG | ANGLE = 90 DEG;ALUMINIUM COMPRESSION TYPE;800 AMP PALM;TO SUIT 37/3.75 AAC CABLE;REFER ENERGEX DWG LOSTD-EC010-02; PACK OF 100;WEIGHT OF PACK 1.1 KG; | ENERGEX | ENERGEX | ANGLE 90 DEG 800 AMP | CURRENT
000018327 | TERMINAL,LUG | ANGLE = 30 DEG;ALUMINIUM COMPRESSION TYPE;800 AMP PALM;TO SUIT 19/3.75 AAC CABLE;EPJT-PLUTO-TN4-30;REFER ENERGEX DWG LOSTD-EC010-03; | PLP AUST | PREFORMED LINE PRODUCTS (AUST) | EPJT-PLUTO-TN4-30 | CURRENT
000018328 | TERMINAL,LUG | ANGLE = 45 DEG;ALUMINIUM COMPRESSION TYPE;800 AMP PALM;TO SUIT 19/3.75 AAC CABLE;REFER ENERGEX DWG EC010-03; PACK OF 1; WEIGHT OF PACK 0.4 KG; | PLP AUST | PREFORMED LINE PRODUCTS (AUST) | EPJT-PLUTO-TN4-45 | CURRENT
000018328 | TERMINAL,LUG | ANGLE = 45 DEG;ALUMINIUM COMPRESSION TYPE;800 AMP PALM;TO SUIT 19/3.75 AAC CABLE;REFER ENERGEX DWG EC010-03; PACK OF 1; WEIGHT OF PACK 0.4 KG; | ENERGEX | ENERGEX | ANGLE 45 DEG 19/3.75 | CURRENT
000018329 | TERMINAL,LUG | ANGLE = 60 DEG;ALUMINIUM COMPRESSION TYPE;800 AMP PALM;TO SUIT 19/3.75 AAC CABLE;REFER ENERGEX DWG LOSTD-EC010-03; PAR;WEIGHT OF PACK 0.4 KG; | PLP AUST | PREFORMED LINE PRODUCTS (AUST) | EPJT-PLUTO-TN4-60 | CURRENT
000018329 | TERMINAL,LUG | ANGLE = 60 DEG;ALUMINIUM COMPRESSION TYPE;800 AMP PALM;TO SUIT 19/3.75 AAC CABLE;REFER ENERGEX DWG LOSTD-EC010-03; PAR;WEIGHT OF PACK 0.4 KG; | ENERGEX | ENERGEX | ANGLE 60 DEG 19/3.75 | CURRENT
000018330 | TERMINAL,LUG | ANGLE = 90 DEG;ALUMINIUM COMPRESSION TYPE;800 AMP PALM;TO SUIT 19/3.75 AAC CABLE;REFER ENERGEX DWG LOSTD-EC010-03; EPJT-PLUTO-TN4-90; | PLP AUST | PREFORMED LINE PRODUCTS (AUST) | EPJT-PLUTO-TN4-90 | CURRENT
000018330 | TERMINAL,LUG | ANGLE = 90 DEG;ALUMINIUM COMPRESSION TYPE;800 AMP PALM;TO SUIT 19/3.75 AAC CABLE;REFER ENERGEX DWG LOSTD-EC010-03; EPJT-PLUTO-TN4-90; | ENERGEX | ENERGEX | ANGLE 90 DEG 19/3.75 | CURRENT
000018331 | CONNECTOR,BUSBAR | ALUMINIUM;END CONNECTOR;HORIZONTAL PALM;2000 AMP PALM;WELDED TO BUSBAR;TO SUIT 80 MM & 100 MM ALUMINIUM BUSBAR; REFER ENERGEX DWG LOSTD-EC011-01; | GLOBAL | GLOBAL MANUFACTURING GROUP | ENERGEX-LOSTD-EC011-01 | PURCHASE AS REQUIRED
000018332 | CONNECTOR,BUSBAR | ALUMINIUM;END CONNECTOR;HORIZONTAL PALM;WELDED TO BUSBAR;TO SUIT 40 MM BUSBAR;REFER ENERGEX DWG LOSTD-EC011-02 ; | ENERGEX | ENERGEX | END CONNECTOR 800 AMP | PURCHASE AS REQUIRED
000018333 | CONNECTOR,BUSBAR | ALUMINIUM;END CONNECTOR;HORIZONTAL PALM;WELDED TO BUSBAR;50 MM X 50 MM CENTRES ON PALM;TO SUIT 80 MM & 100 MM ALUMINIUM BUSBAR;REFER ENERGEX DWG | GLOBAL | GLOBAL MANUFACTURING GROUP | ENERGEX-LOSTD-EC011-03 | PURCHASE AS REQUIRED
000018334 | CONNECTOR,BUSBAR | ALUMINIUM;END CONNECTOR;HORIZONTAL PALM; WELDED TO BUSBAR;50 MM X 50 MM CENTRES ON PALM;BUSBAR HEIGHT 185 MM;TO SUIT 80 MM & 100 MM ALUMINIUM BUSBAR;REFER | ENERGEX | ENERGEX | END CONNECTOR 50 X 50 | PURCHASE AS REQUIRED
000018335 | CONNECTOR,BUSBAR | ALUMINIUM;END CONNECTOR;VERTICAL PALM; 165 MM LG X 60 MM W;WELDED TO BUSBAR; 50 MM X 50 MM CENTRES ON PALM;TO SUIT 40 MM ALUMINIUM BUSBAR;REFER ENERGEX | ENERGEX | ENERGEX | END CONNECTOR VERTICAL | PURCHASE AS REQUIRED
000018336 | WASHER,FLAT | LOAD SPREADING;STAINLESS STEEL GDE 304 OR 316;M20 BOLT SIZE;22 MM ID,57 MM OD, 6 MM THK;PACK OF 100;REFER ENERGEX DWG LOSTD-EC012-01; | BLKWOOD | J BLACKWOOD & SON LTD | B0140-0740 | PHASING
000018337 | BUSBAR | BUSBAR TERMINATION SUPPORT;ALUMINIUM; SLIDING;1600 AMP;TO SUIT 110/132 KV DISCONNECTORS;TO SUIT 80 MM ALUMINIUM BUSBAR;REFER ENERGEX DWG LOSTD-EC013-01; | ENERGEX | ENERGEX | TERMINATION BUSBAR | PURCHASE AS REQUIRED
000018338 | BUSBAR | BUSBAR TERMINATION SUPPORT;ALUMINIUM; SLIDING;1600 AMP;TO SUIT 110/132 KV DISCONNECTORS (AEM);60 MM X 60 MM CENTRE SUIT 80 MM ALUMINIUM BUSBAR;REFER | GLOBAL | GLOBAL MANUFACTURING GROUP | ENERGEX-LOSTD-EC013-02 | PURCHASE AS REQUIRED
000018339 | BUSBAR | BUSBAR TERMINATION SUPPORT;ALUMINIUM; FIXED;2000 AMP PALM;VERTICAL TYPE;TO SUIT 80 MM ALUMINIUM BUSBAR;REFER ENERGEX DWG LOSTD-EC014-01; | ENERGEX | ENERGEX | TERMINATION SUPPORT FIXED | PURCHASE AS REQUIRED
000018340 | BUSBAR | BUSBAR TERMINATION SUPPORT;ALUMINIUM; FIXED;60 MM X 60 MM CENTRES ON PALM; VERTICAL TYPE;TO SUIT 80 MM & 100 MM ALUMINIUM BUSBAR;REFER ENERGEX DWG | ENERGEX | ENERGEX | TERMINATION SUPPORT | PURCHASE AS REQUIRED
000018341 | BUSBAR | BUSBAR JOINT SLEEVE 70 MM O/D;ALUMINIUM ;FOR WELDED JOINTS ON ALUMINIUM BUSBAR; TO SUIT 80 MM X 4 MM TUBULAR BUSBAR; 300 MM LG;DIMENSION X = 28 MM;TYPE 1; | ENERGEX | ENERGEX | JOINT SLEEVE | PURCHASE AS REQUIRED
000018342 | BUSBAR | BUSBAR JOINT SLEEVE;ALUMINIUM;FOR WELDED JOINTS ON ALUMINIUM BUSBARS;TO SUIT 40 MM X 3 MM TUBULAR BUSBAR;300 MM LG; DIMESION X = 22 MM;TYPE 2;REFER ENERGEX | ENERGEX | ENERGEX | BUSBAR JOINT SLEEVE | PURCHASE AS REQUIRED
000018343 | BUSBAR | BUSBAR JOINT SLEEVE;ALUMINIUM;FOR WELDED JOINTS ON ALUMINIUM BUSBAR;TO SUIT 100 MM X 3 MM TUBULAR BUSBAR;300 MM LG; DIMESION X = 22 MM;TYPE 3;REFER ENERGEX | ENERGEX | ENERGEX | JOINT SLEEVE | PURCHASE AS REQUIRED
000018344 | BUSBAR | BUSBAR JOINT SLEEVE;ALUMINIUM;FOR WELDED JOINTS ON ALUMINIUM BUSBAR;TO SUIT 100 MM X 4 MM TUBULAR BUSBAR;300 MM LG; DIMESION X 28 MM;TYPE 4;REFER ENERGEX | ENERGEX | ENERGEX | JOINT SLEEVE | PURCHASE AS REQUIRED
000018345 | BUSBAR | BUSBAR JOINTSLEEVE;ALUMINIUM;FOR WELDED JOINTS ON ALUMINIUM BUSBAR;TO SUIT 125 MM X 6 MM TUBULAR BUSBAR;300 MM LG; DIMESION X = 33 MM;TYPE 5;REFER ENERGEX | ENERGEX | ENERGEX | JOINT SLEEVE | PURCHASE AS REQUIRED
000018346 | BUSBAR | BUSBAR JOINT PLATE;ALUMINIUM;FOR 90 DEG WELDED JOINTS ON ALUMINIUM BUSBAR;TO SUIT 125 MM X 6 MM TUBULAR BUSBAR;REFER ENERGEX DWG LOSTD-EC016-02; | ENERGEX | ENERGEX | JOINT PLATE | PURCHASE AS REQUIRED
000018347 | BUSBAR | BUSBAR SUPPORT;A FRAME;ALUMINIUM;BIPOD ARRANGEMENT;TO SUIT 80 MM ALUMINIUM BUSBAR;CAST ALUMINIUM SECTIONS 1 OFF ITEM A,2 OFF ITEM B;FOR WELDING TO | GLOBAL | GLOBAL MANUFACTURING GROUP | ENERGEX-LOSTD-EC017-01 | PURCHASE AS REQUIRED
000018348 | BUSBAR | BUSBAR EARTHING POINT ATTACHMENT; ALUMINIUM;TO SUIT ALUMINIUM BUSBAR;FOR WELDING TO BUSBAR ON SITE;REFER ENERGEX DWG LOSTD-EC018-01 | GLOBAL | GLOBAL MANUFACTURING GROUP | ENERGEX-LOSTD-EC018-01 | PURCHASE AS REQUIRED
000018349 | BUSBAR | BUSBAR SUPPORT;ALUMINIUM;FIXED BUSBAR;TO SUIT 33 KV INSULATORS;WELDED TO BUSBAR TO SUIT 125 MM ALUMINIUM BUSBAR;REFER ENERGEX DWG LOSTD-EC020-01; | ENERGEX | ENERGEX | BUSBAR SUPPORT | PURCHASE AS REQUIRED
000018350 | CONNECTOR,BUSBAR | ALUMINIUM;TEE-OFF;3150 AMP PALM;WELDED TO BUSBAR;TO SUIT 125 MM ALUMINIUM BUSBAR;REFER ENERGEX DWG LOSTD-EC022-01; PACK OF 6; | GLOBAL | GLOBAL MANUFACTURING GROUP | ENERGEX-LOSTD-EC022-01 | PURCHASE AS REQUIRED
000018351 | CONNECTOR,BUSBAR | ALUMINIUM;END CONNECTOR;HORIZONTAL PALM; 3150 AMP PALM;WELDED TO BUSBAR;TO SUIT 125 MM ALUMINIUM BUSBAR;REFER ENERGEX DWG LOSTD-EC023-01;PACK OF 30; | GLOBAL | GLOBAL MANUFACTURING GROUP | ENERGEX-LOSTD-EC023-01 | PURCHASE AS REQUIRED
000018352 | BUSBAR | BUSBAR SUPPORT;ALUMINIUM;SLIDING BUSBAR; ROLLER TYPE;TO SUIT 33 KV INSULATORS;TO SUIT 125 MM ALUMINIUM BUSBAR;REFER ENERGEX DWG LOSTD-EC021-01;PACK OF 3; | GLOBAL | GLOBAL MANUFACTURING GROUP | ENERGEX-LOSTD-EC021-01 | PURCHASE AS REQUIRED
000018353 | CONNECTOR,BUSBAR | ALUMINIUM;CABLE TEE CONNECTOR;HALF TEE- OFF;800 AMP PALM;COMPRESSION;SINGLE CABLE TEE-OFF;TO SUIT 37/3.75 AAC ALUMINIUM CABLE;REFER ENERGEX DWG LOSTD- | ENERGEX | ENERGEX | CABLE TEE CONNECTOR | PURCHASE AS REQUIRED
000018355 | CONNECTOR,BUSBAR | ALUMINIUM;END CONNECTOR;VERTICAL PALM; 3150 AMP PALM;WELDED TO BUSBAR;TO SUIT 125 MM ALUMINIUM BUSBAR;REFER ENERGEX DWG LOSTD-EC023-02; | ENERGEX | ENERGEX | VERTICAL PALM | STRATEGIC SPARE
000018356 | BUSBAR | BUSBAR SUPPORT;ALUMINIUM;SLIDING BUSBAR; ROLLER TYPE;TO SUIT 33 KV DISCONNECTORS; TO SUIT 125 MM O.D. ALUMINIUM BUSBAR; 2500 AMP;REFER ENERGEX DWG LOSTD- | ENERGEX | ENERGEX | SLIDING BUSBAR 33 KV | PURCHASE AS REQUIRED
000018357 | CONNECTOR,BUSBAR | ALUMINIUM;TEE-OFF;1250 AMP PALM;WELDED TO BUSBAR;TO SUIT 125 MM O.D. ALUMINIUM BUSBAR;REFER ENERGEX DWG LOSTD-EC025-01; | ENERGEX | ENERGEX | TEE-OFF 1250 AMP | PURCHASE AS REQUIRED
000018358 | BUSBAR | BUSBAR SUPPORT;ALUMINIUM;SLIDING BUSBAR; ROLLER TYPE;TO SUIT 110/132 KV INSULATOR ;TO SUIT 100 MM O.D. ALUMINIUM BUSBAR; REFER ENERGEX DWG LOSTD-EC026-01; | ENERGEX | ENERGEX | SLIDING BUSBAR 100 MM OD | PURCHASE AS REQUIRED
000018359 | BUSBAR | BUSBAR SUPPORT;ALUMINIUM;FIXED BUSBAR;TO SUIT 110/132 KV INSULATORS;WELDED TO BUSBAR;TO SUIT 100 MM O.D. ALUMINIUM BUSBAR;REFER ENERGEX DWG LOSTD-EC026-02; | ENERGEX | ENERGEX | FIXED BUSBAR | PURCHASE AS REQUIRED
000018360 | BUSBAR | BUSBAR SUPPORT;ALUMINIUM;SLIDING BUSBAR; ROLLER TYPE;TO SUIT 33 KV INSULATORS;TO SUIT 100 MM ALUMINUM BUSBAR;REFER ENERGEX DWG LOSTD-EC026-03;PACK OF 3; | GLOBAL | GLOBAL MANUFACTURING GROUP | ENERGEX-LOSTD-EC026-03 | PURCHASE AS REQUIRED
000018361 | BUSBAR | BUSBAR SUPPORT;ALUMINIUM;FIXED BUSBAR; TO SUIT 33 KV INSULATORS;WELDED TO BUSBAR;TO SUIT 100 MM O.D. ALUMINIUM BUSBAR;REFER ENERGEX DWG LOSTD-EC026-04; | GLOBAL | GLOBAL MANUFACTURING GROUP | ENERGEX-LOSTD-EC026-04 | PURCHASE AS REQUIRED
000018362 | BUSBAR | BUSBAR SUPPORT;ALUMINIUM;SLIDING BUSBAR; ROLLER TYPE;TO SUIT 132 KV DISCONNECTORS ;TO SUIT 100 MM ALUMINIUM BUSBAR;REFER ENERGEX DWG LOSTD-EC026-05;PACK OF 6; | GLOBAL | GLOBAL MANUFACTURING GROUP | ENERGEX-LOSTD-EC026-05 | PURCHASE AS REQUIRED
000018363 | BUSBAR | BUSBAR SUPPORT;ALUMINIUM;EXPANSION TYPE; 1600 AMP;TO SUIT 110/132 KV INSULATORS; TO SUIT 100 MM O.D. ALUMINIUM BUSBAR; REFER ENERGEX DWG LOSTD-EC027-01; | ENERGEX | ENERGEX | EXPANSION TYPE | PURCHASE AS REQUIRED
000018364 | BUSBAR | BUSBAR SUPPORT;ALUMINIUM;SLIDING BUSBAR; ROLLER TYPE;1600 AMP;TO SUIT 110/132 KV DISCONNECTORS;TO SUIT 100 MM ALUMINIUM BUSBAR;REFER ENERGEX DWG LOSTD-EC028-01; | ENERGEX | ENERGEX | SLIDING BUSBAR | PURCHASE AS REQUIRED
000018365 | BUSBAR | BUSBAR SUPPORT;ALUMINIUM;FLEXIBLE CONNECTOR;1600 AMP;TO SUIT 110/132 KV DISCONNECTORS 37/3.75 AAC ALUMINIUM CABLE;REFER ENERGEX DWG LOSTD-EC028-02; | GLOBAL | GLOBAL MANUFACTURING GROUP | ENERGEX-LOSTD-EC028-02 | PURCHASE AS REQUIRED
000018366 | BUSBAR | BUSBAR SUPPORT;ALUMINIUM;FLEXIBLE CONNECTOR;1600 AMP;TO SUIT 33 KV DISCONNECTORS 37/3.75 AAC ALUMINIUM CABLE;REFER ENERGEX DWG LOSTD-EC028-03; | ENERGEX | ENERGEX | FLEXIBLE CONNECTOR 33 KV | PURCHASE AS REQUIRED
000018367 | BUSBAR | BUSBAR JOINT OFFSET;ALUMINIUM;OFFSET STRAIGHT WELDED JOINTS ON ALUMINIUM BUSBAR;REFER ENERGEX DWG LOSTD-EC029-01; | ENERGEX | ENERGEX | JOINT OFFSET | PURCHASE AS REQUIRED
000018369 | BUSBAR | BUSBAR END PLATE;ALUMINIUM;FOR USE ON ALUMINIUM BUSBAR;BLANKING END PLATE;TO SUIT 125 MM TUBULAR BUSBAR;TYPE 1;REFER ENERGEX DWG LOSTD-EC031-01; | ENERGEX | ENERGEX | BUSBAR END PLATE | PURCHASE AS REQUIRED
000018370 | BUSBAR | BUSBAR END PLATE;ALUMINIUM;FOR USE ON ALUMINIUM BUSBAR;BLANKING END PLATE;TO SUIT 100 MM TUBULAR BUSBAR;TYPE 2;REFER ENERGEX DWG LOSTD-EC031-01;PACK OF1; | PLP AUST | PREFORMED LINE PRODUCTS (AUST) | BBEC-120-PLP | PURCHASE AS REQUIRED
000018371 | BUSBAR | BUSBAR END PLATE;ALUMINIUM;FOR USE ON ALUMINIUM BUSBAR;BLANKING END PLATE;TO SUIT 80 MM TUBULAR BUSBAR;TYPE 3;REFER ENERGEX DWG LOSTD-EC031-01;PACK OF 9; | GLOBAL | GLOBAL MANUFACTURING GROUP | ENERGEX-LOSTD-EC031-01-03 | PURCHASE AS REQUIRED
000018372 | BUSBAR | BUSBAR END PLATE;ALUMINIUM;FOR USE ON ALUMINIUM BUSBAR;BLANKING END PLATE;TO SUIT 40 MM TUBULAR BUSBAR;TYPE 4;REFER ENERGEX DWG LOSTD-EC031-01; | ENERGEX | ENERGEX | BUSBAR END PLATE TYPE 4 | PURCHASE AS REQUIRED
000018373 | TERMINAL,LUG | STRAIGHT PALM TYPE;ALUMINIUM COMPRESSION STRAIGHT TYPE;1000 AMP PALM;TO SUIT 37/3.00 AAC CABLE;REFER ENERGEX DWG LOSTD-EC032-01;PACK OF 1; | PLP AUST | PREFORMED LINE PRODUCTS (AUST) | CTA-210-12311 | CURRENT
000018373 | TERMINAL,LUG | STRAIGHT PALM TYPE;ALUMINIUM COMPRESSION STRAIGHT TYPE;1000 AMP PALM;TO SUIT 37/3.00 AAC CABLE;REFER ENERGEX DWG LOSTD-EC032-01;PACK OF 1; | TYCO | TYCO | HL618SC7Q | CURRENT
000018373 | TERMINAL,LUG | STRAIGHT PALM TYPE;ALUMINIUM COMPRESSION STRAIGHT TYPE;1000 AMP PALM;TO SUIT 37/3.00 AAC CABLE;REFER ENERGEX DWG LOSTD-EC032-01;PACK OF 1; | ENERGEX | ENERGEX | STRAIGHT PALM TYPE 1000 AMP | CURRENT
000018374 | TERMINAL,LUG | FLAT PALM;ALUMINIUM;BUSBAR CONNECTOR; 4 X 18 MM HOLES,60 MM CENTRES;TO SUIT MTG ON 110/132 KV INSULATORS;REFER ENERGEX DWG LOSTD-EC033-01; | ENERGEX | ENERGEX | TERMINAL PALM | PURCHASE AS REQUIRED
000018375 | TERMINAL,LUG | FLAT PALM;ALUMINIUM;BUSBAR CONNECTOR; 4 X 14 MM HOLES,60 MM CENTRES;TO SUIT MTG ON 110/132 KV INSULATORS;REFER ENERGEX DWG LOSTD-EC033-02; | ENERGEX | ENERGEX | FLAT PALM 110/132 KV | PURCHASE AS REQUIRED
000018376 | TERMINAL,LUG | FLAT PALM;ALUMINIUM;BUSBAR CONNECTOR;TO SUIT 110/132 KV SURGE ARRESTORS;REFER ENERGEX DWG LOSTD-EC035-01; | ENERGEX | ENERGEX | FLAT PALM SURGE ARRESTOR | PURCHASE AS REQUIRED
000018377 | BOLT,U. | STEEL;GALV;M10;ISO M;150 MM LG;92 MM W; C/W 2 GALV HEX NUTS,2 GALV SPRING WASHERS;CLAMP PLATE C4;ASSEMBLY ITEM U2;REFER ENERGEX DWG LOSTD-FX004-02; | ENERGEX | ENERGEX | 150 MM LG | PHASING
000018378 | BOLT,U. | STEEL;GALV;M10;ISO M;150 MM LG;66 MM W; C/W 2 GALV HEX NUTS,2 GALV SPRING WASHERS;CLAMP PLATE CP1;ASSEMBLY ITEM U4 ;REFER ENERGEX DWG LOSTD-FX004-04; | ENERGEX | ENERGEX | 150 MM LG,66 MM W | PHASING
000018379 | BOLT,U. | STEEL;GALV;M10;ISO M;65 MM LG;35 MM W; C/W 2 GALV HEX NUTS,2 GALV SPRING WASHERS;CLAMP PLATE CP5;ASSEMBLY ITEM U6 ;REFER ENERGEX DWG LOSTD-FX004-06; | ENERGEX | ENERGEX | 65 MM LG | PURCHASE AS REQUIRED
000018380 | BOLT,U. | STEEL;GALV;M10;ISO M;140 MM LG;82 MM W; C/W 2 GALV HEX NUTS,2 GALV SPRING WASHERS CLAMP PLATE CP7;ASSEMBLY ITEM U7 ;REFER ENERGEX DWG LOSTD-FX004-07; | ENERGEX | ENERGEX | 140 MM LG | PHASING
000018381 | BOLT,U. | STEEL;GALV;M10;ISO M;115 MM LG;76 MM W; C/W 2 GALV HEX NUTS,2 GALV SPRING WASHERS;CLAMP PLATE CP3;ASSEMBLY ITEM U8 ;REFER ENERGEX DWG LOSTD-FX004-08; | ENERGEX | ENERGEX | 115 MM LG | PHASING
000018382 | BOLT,U. | STEEL;GALV;M10;ISO M;150 MM LG;82 MM W; C/W 2 GALV HEX NUTS, 2 GALV SPRING WASHERS;CLAMP PLATE CP7;ASSEMBLY ITEM U9 ;REFER ENERGEX DWG LOSTD-FX004-09; | ENERGEX | ENERGEX | 150 MM LG,82 MM W | PHASING
000018384 | BOLT,U. | STEEL;GALV;M10;ISO M;140 MM LG;76 MM W; C/W 2 GALV HEX NUTS,2 GALV SPRING WASHERS;CLAMP PLATE CP3;ASSEMBLY ITEM UB11;REFER ENERGEX DWG LOSTD-FX004-11; | ENERGEX | ENERGEX | 140 MM LG,76 MM W | PHASING
000018385 | BOLT,U. | STEEL;GALV;M10;ISO M;70 MM LG;45 MM W; C/W 2 GALV HEX NUTS,2 GALV SPRING WASHERS;CLAMP PLATE CP6;ASSEMBLY ITEM UB12;REFER ENERGEX DWG LOSTD-FX004-12; | ENERGEX | ENERGEX | 70 MM LG | PHASING
000018386 | BOLT,U. | STEEL;GALV;M10;ISO M;240 MM LG;76 MM W; C/W 2 GALV HEX NUTS,2 GALV SPRING WASHERS;CLAMP PLATE CP3;ASSEMBLY ITEM UB13;REFER ENERGEX DWG LOSTD-FX004-13; | ENERGEX | ENERGEX | 240 MM LG,76 MM W | PHASING
000018387 | BOLT,U. | STEEL;GALV;M10;ISO M;170 MM LG;66 MM W; C/W 2 GALV HEX NUTS,2 GALV SPRING WASHERS;CLAMP PLATE CP1;ASSEMBLY ITEM UB14;REFER ENERGEX DWG LOSTD-FX004-14; | ENERGEX | ENERGEX | 170 MM LG,66 MM W | PURCHASE AS REQUIRED
000018388 | BOLT,U. | STEEL;GALV;M10;ISO M;50 MM LG;22 MM W; C/W 2 GALV HEX NUTS,2 GALV SPRING WASHERS;CLAMP PLATE NOT SPECIFIED; ASSEMBLY ITEM UB15;REFER ENERGEX DWG | ENERGEX | ENERGEX | 50 MM LG | PHASING
000018389 | BOLT,U. | STEEL;GALV;M12;ISO M;90 MM LG;66 MM W; C/W 2 GALV HEX NUTS,2 GALV SPRING WASHERS;CLAMP PLATE CP1;ASSEMBLY ITEM UB16;REFER ENERGEX DWG LOSTD-FX004-16; | ENERGEX | ENERGEX | 90 MM LG | PHASING
000018390 | BOLT,U. | STEEL;GALV;M16;ISO M;208 MM LG;140 MM W; C/W 2 GALV HEX NUTS,2 GALV SPRING WASHERSCLAMP PLATE NOT SPECIFIED; ASSEMBLY ITEM UB17;REFER ENERGEX DWG | ENERGEX | ENERGEX | 208 MM LG | PHASING
000018391 | BOLT,U. | STEEL;GALV;M16;ISO M;180 MM LG;140 MM W; C/W 2 GALV HEX NUTS,2 GALV SPRING WASHERS;CLAMP PLATE NOT SPECIFIED; ASSEMBLY ITEM UB18;REFER ENERGEX DWG | ENERGEX | ENERGEX | 180 MM LG | PHASING
000018392 | BOLT,U. | STEEL;GALV;M10;ISO M;105 MM LG;66 MM W; C/W 2 GALV HEX NUTS,2 GALV SPRING WASHERS;CLAMP PLATE CP1;ASSEMBLY ITEM UB19;REFER ENERGEX DWG LOSTD-FX004-19; | ENERGEX | ENERGEX | 105 MM LG | PHASING
000018399 | MESH,BARRICADE | EXPANDED METAL MESH;ALUMINIUM;1200 MM LG ,2400 MM W;EXPAMET TYPE 07-10A; | EXPAMET | EXPAMET PTY LTD | 07-10A | PURCHASE AS REQUIRED
000018402 | SWITCH,ROTARY | 10 AMP;SINGLE POLE;SURFACE MTG;LESS ENCLOSURE;COLOUR WHITE;PACK OF 1; | CNWPL | CNW PL - SLACKS CREEK | CLI56SW110LERW | PURCHASE AS REQUIRED
000018402 | SWITCH,ROTARY | 10 AMP;SINGLE POLE;SURFACE MTG;LESS ENCLOSURE;COLOUR WHITE;PACK OF 1; | CLIPSAL | GERARD INDUSTRIES QLD DIVSN P/L | CLI56SW110LERW | PURCHASE AS REQUIRED
000018403 | LID,BOX | MTG ENCLOSURE LID;UV STABILISED POLYCARBONATE;192 MM LG X 95 MM W;2 GANG ;COLOUR WHITE;PACK OF 1; | REXEL | REXEL PTY LTD | CLI56L2RW | PURCHASE AS REQUIRED
000018403 | LID,BOX | MTG ENCLOSURE LID;UV STABILISED POLYCARBONATE;192 MM LG X 95 MM W;2 GANG ;COLOUR WHITE;PACK OF 1; | CLIPSAL | GERARD INDUSTRIES QLD DIVSN P/L | CLI56L2RW | PURCHASE AS REQUIRED
000018405 | RELAY,ELECTROMAGNETIC | 125V DC, Coil, 15 N/O HR Contacts, 5 N/C HR Contacts, 1 HR Flag, Size 4 Modular Case, IEC255, High Speed | RMS | RELAY MONITORING SYSTEMS PL | 2HSM514D2-E-15M5B-4M56-S1 | CURRENT
000018406 | COMPOUND CLEANING,SOLVENT | POWER CLEAN;DEGREASING DETERGENT; MILDLY ALAKLINE;LOW FOAMING;WATER BASED; ORGANIC SOLVENT;USED TO REMOVE FATS, GREASES,PETROLEUM OILS & SOLVENTS,IN | ENERGYNW | THE ENERGY NETWORK | RPC 15 | CURRENT
000018406 | COMPOUND CLEANING,SOLVENT | POWER CLEAN;DEGREASING DETERGENT; MILDLY ALAKLINE;LOW FOAMING;WATER BASED; ORGANIC SOLVENT;USED TO REMOVE FATS, GREASES,PETROLEUM OILS & SOLVENTS,IN | TEN | THE ENERGY NETWORK | RPC15 | CURRENT
000018407 | RELAY,OVERCURRENT AND EARTH FAULT | SIEMENS FSD511;110 V DC;1 AMP;CURRENT DIFFERENTIAL; | SIEMENS | SIEMENS LTD | FSD51114CAOZ-OCAO | PHASING
000018408 | RACK,CABLE | 90 DEG BEND;300 MM INNER RADIUS; 150 MM W;SUIT NEMA 12B;PACK OF 1,PACK WEIGHT 2.0 KG; | EZYSTRUT | EZYSTRUT CABLE & PIPE SUPPORTS | N1B1503H | CURRENT
000018409 | CHANNEL,STRUCTURAL | STEEL;GALV,HOT DIPPED;41.3 MM W; 82.6 MM H;6 M LENGTHS;PACK WEIGHT 31.08 KG; | EZYSTRUT | EZYSTRUT CABLE & PIPE SUPPORTS | E1001H | CURRENT
000018413 | BAR,METAL | CLAMP PLATE;STEEL;GALV;75 MM LG;32 MM W; 12 MM THK;C/W 2 X 12 MM HOLES AT 45 MM CENTRES;ITEM CP5;U/W STOCK CODE 18379; REFER ENERGEX DWG LOSTD-FX007-05; | DRAWING | DRAWING NO | LOSTD-FX007-05 | PURCHASE AS REQUIRED
000018416 | FRAME,MOUNTING | SUPPORT;STEEL;GALV HOT DIPPED;FOR 11 KV SF6 RING MAIN SWITCHGEAR;3 UNITS 630 AMP FLUOKIT;REFER ENERGEX DWG LOSTD-ST018-02 ; | ENERGEX | ENERGEX | FRAME SUPPORT | PURCHASE AS REQUIRED
000018417 | BAR,METAL | AL;6 MM THK GDE 6060;FOR NEUTRAL EARTHING REACTOR;INSULATOR FIXING LUG; REFER ENERGEX DWG LOSTD-ST024-02; | ENERGEX | ENERGEX | FIXING LUG | CURRENT
000018418 | DRAIN,COVER | STAINLESS STEEL,GDE 304 OR STEEL GALV, HOT DIPPED;PIPE GRATE FOR 100 NB PIPE; REFER ENERGEX DWG LOSTD-ST050-01; | ENERGEX | ENERGEX | DRAIN COVER | PHASING
000018419 | BOLT,HOOK | STEEL;GALV;M16;ISO M;150 MM LG;76 MM W HOOK;C/W HEX NUT & SPRING WASHER;ITEMS TO BE SUPPLIED ASSEMBLED;ASSEMBLY ITEM HB4;REFER ENERGEX DWG LOSTD-FX006-04; | ERGON | ERGON ENERGY | BOLT,HOOK | CURRENT
000018433 | SUPPORT | ANGLE STEEL;GALV;1200 MM LG;100 MM 75 MM ANGLE;WITH SLOTS & HOLES AS PER DWG ST001-01;U/W RMU'S; | ENERGEX | ENERGEX | 100 X 75 MM ANGLE | PURCHASE AS REQUIRED
000018434 | SUPPORT | Angle, Steel, Hot Dip Galv, suit RMU's, for 900 x 900 Box Culvert c/w 2 Bolts per Support in a box, Slots & Holes as per Dwg, Tied as Pairs, Pack of 2 | HAYMAN | HAYMANS INDUSTRIES PTY LTD | 18434 | CURRENT
000018434 | SUPPORT | Angle, Steel, Hot Dip Galv, suit RMU's, for 900 x 900 Box Culvert c/w 2 Bolts per Support in a box, Slots & Holes as per Dwg, Tied as Pairs, Pack of 2 | MEFCO | MEFCO AUSTRALIA PTY LTD SUNSHINE VIC | 18434 | CURRENT
000018435 | SUPPORT | ANGLE STEEL;GALV;900 MM LG;100 MM X 75 MM ANGLE;WITH HOLES AS PER DWG ST001-03;U/W RMU'S;PACK OF 1,PALLET OF 5 ,PALLET WEIGHT 64 KG; | HAYMAN | HAYMANS INDUSTRIES PTY LTD | 18435 | PURCHASE AS REQUIRED
000018435 | SUPPORT | ANGLE STEEL;GALV;900 MM LG;100 MM X 75 MM ANGLE;WITH HOLES AS PER DWG ST001-03;U/W RMU'S;PACK OF 1,PALLET OF 5 ,PALLET WEIGHT 64 KG; | GLOBAL | GLOBAL MANUFACTURING GROUP | ENERGEX-LOSTD-ST001-03 | PURCHASE AS REQUIRED
000018436 | FRAME,MOUNTING | SUPPORT;STEEL;GALV HOT DIPPED;FOR 110/ 132 KV 3 PHASE DISCONNECTOR & EARTH SWITCH OPERATING MECHANISM (ABB C90/89); REFER ENERGEX DWG LOSTD-ST002-01; | ENERGEX | ENERGEX | FRAME SUPPORT | PURCHASE AS REQUIRED
000018437 | FRAME,MOUNTING | SUPPORT;STEEL;GALV HOT DIPPED;FOR 11 KV POLE MTG CAPACITOR BANK;(300-1200 KVAR); REFER ENERGEX DWG LOSTD-ST003-01; | ENERGEX | ENERGEX | SUPPORT 11 KV | PURCHASE AS REQUIRED
000018438 | FRAME,MOUNTING | SUPPORT;STEEL;GALV HOT DIPPED;FOR WALL MTG SHELF TYPE 1;600 MM LG;REFER ENERGEX DWG LOSTD-ST004-01; | ENERGEX | ENERGEX | WALL MTG TYPE 1 | PURCHASE AS REQUIRED
000018439 | RUNG,INDIVIDUAL-RUNG LADDER. | STEP RUNG;STEEL;GALV HOT DIPPED; INDIVIDUAL STEP RUNG FOR PIT LADDER; REFER ENERGEX DWG LOSTD-ST005-01; | ENERGEX | ENERGEX | LADDER RUNG | PURCHASE AS REQUIRED
000018440 | ANCHOR,PULLING EYE | STEEL;GALV HOT DIPPED;15/33 KN PULLING EYE ANCHOR;REFER ENERGEX DWG LOSTD- ST006-01;PACK OF 1; | HAYMAN | HAYMANS INDUSTRIES PTY LTD | 18440 | CURRENT
000018440 | ANCHOR,PULLING EYE | STEEL;GALV HOT DIPPED;15/33 KN PULLING EYE ANCHOR;REFER ENERGEX DWG LOSTD- ST006-01;PACK OF 1; | GREATWST |  | 18440 | CURRENT
000018441 | STRIP,METAL | STEEL;GALV,HOT DIPPED;ANTI CLIMB; 2400 MM LG;76 MM W;1.63 MM THK;REFER ENERGEX DWG LOSTD-ST008-01; | ENERGEX | ENERGEX | ANTI CLIMB | PURCHASE AS REQUIRED
000018442 | POLE,LIGHTNING MAST | SPIRE;STEEL;HOT DIPPED GALV;2000 MM LG; U/W STOCK CODE 05645;PACK OF 10,PALLET WEIGHT 108 KG; | HAYMAN | HAYMANS INDUSTRIES PTY LTD | 18442 | CURRENT
000018442 | POLE,LIGHTNING MAST | SPIRE;STEEL;HOT DIPPED GALV;2000 MM LG; U/W STOCK CODE 05645;PACK OF 10,PALLET WEIGHT 108 KG; | GLOBAL | GLOBAL MANUFACTURING GROUP | ENERGEX-LOSTD-ST009-01 | CURRENT
000018443 | LADDER AND GUARD RAIL | STEEL:GALV,HOT DIPPED;FOR SUBSTATION BASEMENT;REFEER ENERGEX DWG LOSTD- ST010-01; | ENERGEX | ENERGEX | LADDER & RAIL | PURCHASE AS REQUIRED
000018444 | BRACKET,MOUNTING | SURGE ARRESTOR MTG BRACKET;STEEL; GALV HOT DIPPED;FOR 110/132 KV ARRESTORS ;REFER ENERGEX DWG LOSTD-ST011-01; PALLET OF 5,PACK WEIGHT 41 KG; | GLOBAL | GLOBAL MANUFACTURING GROUP | ENERGEX-LOSTD-ST011-01 | PURCHASE AS REQUIRED
000018446 | FRAME,MOUNTING | SUPPORT;STEEL;GALV HOT DIPPED;FOR 110/132 KV DISCONNECTOR 1 X 3 PH NGK STANGER DISCONNECTOR;REFER ENERGEX DWG LOSTD-ST013-01; | ENERGEX | ENERGEX | FRAME SUPPORT | PURCHASE AS REQUIRED
000018447 | FRAME,MOUNTING | SUPPORT;STEEL;GALV HOT DIPPED;FOR 110/132 KV DISCONNECTOR EARTHING SWITCH NGK STANGER DISCONNECTOR;REFER ENERGEX DWG LOSTD-ST013-02; | ENERGEX | ENERGEX | SUPPORT FRAME | PURCHASE AS REQUIRED
000018448 | FRAME,MOUNTING | SUPPORT;STEEL;GALV HOT DIPPED;FOR 110/132 KV INSULATORS & SURGE ARRESTORS 3 X 1 PH;DIMENSION X = 2600 MM;C/W 2 SUPPORT BEAMS,1 CROSSARM;BAG OF NUTS | ENERGEX | ENERGEX | SUPPORT FRAME | PURCHASE AS REQUIRED
000018449 | ADAPTOR | PLATE;STEEL;GALV HOT DIPPED;FOR 110/132 KV INSULATORS TYPE 1;DIMENSION X = 200 MM;REFER ENERGEX DWG LOSTD-ST015-01; PACK OF 1; | HAYMAN | HAYMANS INDUSTRIES PTY LTD | 18449 | CURRENT
000018449 | ADAPTOR | PLATE;STEEL;GALV HOT DIPPED;FOR 110/132 KV INSULATORS TYPE 1;DIMENSION X = 200 MM;REFER ENERGEX DWG LOSTD-ST015-01; PACK OF 1; | LIVINGST | LIVINGSTONE ENGINEERING | 18449 | CURRENT
000018450 | ADAPTOR | PLATE;STEEL;GALV HOT DIPPED;FOR 110/132 KV INSULATORS TYPE 2;DIMENSION X = 40 MM ;REFER ENERGEX DWG LOSTD-ST015-01; | ENERGEX | ENERGEX | PLATE ADAPTOR | PHASING
000018452 | RELAY,ELECTRONIC | NOVAR N315 CONTROLLER;6 STAGES;110 V AC; 5 AMP;3 PHASE; | ALSTOM | ALSTOM GRID AUSTRALIA LIMITED | NOVAR N31561105CYBA | PURCHASE AS REQUIRED
000018453 | RESISTOR | SIEMENS VARISTOR;METAL OXIDE;275 V; 6500 AMP; | FARNELL | FARNELL DISTRIBUTORS - ELEMENT 14 | 1004390 | CURRENT
000018453 | RESISTOR | SIEMENS VARISTOR;METAL OXIDE;275 V; 6500 AMP; | SIEMENS | SIEMENS LTD | 1004363 | CURRENT
000018454 | TRANSFORMER,VOLTAGE | 240/110 V;25 VA;SCREW TERMINALS;47 MM H, 65 MM W,65 MM LG; | ATCO | ATCO CONTROLS PTY LTD | AT110/25 VA | PURCHASE AS REQUIRED
000018455 | CONNECTOR,BUSBAR | 50 MM TUBE TO 50 MM TUBE;STRAIGHT CONNECTOR;COPPER;PACK OF 1; | PLP AUST | PREFORMED LINE PRODUCTS (AUST) | D-ST85 | PURCHASE AS REQUIRED
000018457 | CONNECTOR,BUSBAR | 50 MM TUBE TO FLAT PALM;50 MM X 50 MM HOLE CENTRES;COPPER;PACK OF 1; | PLP AUST | PREFORMED LINE PRODUCTS (AUST) | D-BT50-50 | CURRENT
000018458 | CONNECTOR,BUSBAR | PALM TO CABLE;240 SQ MM TO 400 SQ MM CABLE,UNDRILLED;COPPER;PACK OF 1; | PLP AUST | PREFORMED LINE PRODUCTS (AUST) | D-TL5U | CURRENT
000018459 | CLAMP,TERMINAL,ELECTRICAL CONNECTOR | INSULATION PIERCING;2 PIECE EXTRUDED ALUMINIUM ALLOY,GDE 1350 - F;100 MM LG; 44 MM OD;C/W 4 SHEAR BOLTS;FOR CONNECTION TO 11 KV CCT (SC 16010);U/W | DULMISON | DULMISON (AUST) PTY LTD | CCIPC11120 | CURRENT
000018460 | MODIFICATION KIT | Streetlight Terminal Panel UMS, Red PVC Cable 6mm2 x 250mm, Grn/Ylw PVC Cable 6mm2 x 80mm, CB 16A C-Curve 6kA, Rail Mount Term Block, 35mm2 Max.Cable, 3-Way | FLOWLINE | FLOWLINE INDUSTRIES PTY LTD | ESQ074 | CURRENT
000018461 | JOINT,ELECTRICAL POWER CABLE | 11 KV;STANDARD MIRP JOINT KIT;FOR UP TO 300 SQ MM TO 300 SQ MM SCREENED PLY CABLE INCLUDING B & H HVBRM225PUTC CONNECTORS;PACK OF 1,PACK SIZE 350 X | SICAME | SICAME AUSTRALIA PTY LTD | WTH52462-68 | CURRENT
000018461 | JOINT,ELECTRICAL POWER CABLE | 11 KV;STANDARD MIRP JOINT KIT;FOR UP TO 300 SQ MM TO 300 SQ MM SCREENED PLY CABLE INCLUDING B & H HVBRM225PUTC CONNECTORS;PACK OF 1,PACK SIZE 350 X | SICAME | SICAME AUSTRALIA PTY LTD | MIRP-18461 | CURRENT
000018461 | JOINT,ELECTRICAL POWER CABLE | 11 KV;STANDARD MIRP JOINT KIT;FOR UP TO 300 SQ MM TO 300 SQ MM SCREENED PLY CABLE INCLUDING B & H HVBRM225PUTC CONNECTORS;PACK OF 1,PACK SIZE 350 X | ALSTOM | ALSTOM GRID AUSTRALIA LIMITED | 8AE5500-060 | CURRENT
000018462 | TERMINATION,ELECTRICAL POWER CABLE | 11 KV;TERMINATION KIT;95 SQ MM TO 185 SQ MM PLY NON-ARMOURED CABLE; | ALSTOM | ALSTOM GRID AUSTRALIA LIMITED | 52404-20 | CURRENT
000018464 | CABLE,POWER,ELECTRICAL | 33 KV;95 SQ MM;SINGLE CORE COPPER CONDUCTOR;XLPE INSULATED;HVY DUTY COPPER WIRE SCREEN;PVC INNER LAYER SHEATH & HDPE OUTER LAYER SHEATH;AS1429; | OLEX | OLEX AUSTRALIA PTY LTD | XNHP22AA001CXAA | PURCHASE AS REQUIRED
000018465 | BRACKET,ANGLE | GALV;480 LG OVERALL LGTH;420 FLAT LGTH; 41 MM W;PACK OF 10,PACK WEIGHT 9.80 KG; | EZYSTRUT | EZYSTRUT CABLE & PIPE SUPPORTS | E2452H | CURRENT
000018466 | BRACKET,ANGLE | GALV; BASE PLATE; 150 MM X 150 MM;C/W 4 HOLES 14 MM DIA;PACK OF 12,PACK WEIGHT 6.35 KG; | EZYSTRUT | EZYSTRUT CABLE & PIPE SUPPORTS | E2072AH | CURRENT
000018468 | DISPENSER,HAND CLEANER | VARIO TYPE;WALL MTG;U/W STOCKHAUSEN PRODUCTS,STOCK CODES 16138,16139 & 16140;PACK OF 6,PACK WEIGHT 3.0 KG; | ATOMSUPP | ATOM SUPPLY | HVY2LDP | CURRENT
000018468 | DISPENSER,HAND CLEANER | VARIO TYPE;WALL MTG;U/W STOCKHAUSEN PRODUCTS,STOCK CODES 16138,16139 & 16140;PACK OF 6,PACK WEIGHT 3.0 KG; | ATOMSUPP | ATOM SUPPLY | 9012022 | CURRENT
000018468 | DISPENSER,HAND CLEANER | VARIO TYPE;WALL MTG;U/W STOCKHAUSEN PRODUCTS,STOCK CODES 16138,16139 & 16140;PACK OF 6,PACK WEIGHT 3.0 KG; | ATOMSUPP | ATOM SUPPLY | 110590 | CURRENT
000018469 | BRACKET,ANGLE | CHANNEL CLIP;GALV;57 MM X 41 MM;C/W 2 HOLES 14 MM DIA;90 DEG ANGLE; PACK OF 25,PACK WEIGHT 4.25 KG; | EZYSTRUT | EZYSTRUT CABLE & PIPE SUPPORTS | E1068H | CURRENT
000018470 | SHIELD,EXPANSION | STAINLESS STEEL TRUBOLT;12 MM HOLE DIA; M12 X 80 MM LG;EMBEDMENT DEPTH 60 MM; | STATEWD | STATEWIDE FSTNERS & ENG SPLS PL | RT12080SS | CURRENT
000018471 | LINK,INSULATING | FOR 33 KV AIR BREAK SWITCH DOWNROD;JOINS 32 NB GALV STEEL PIPE;C/W 2 X 60 MM M12 S/STEEL BOLTS & NYLOC NUTS;PACK OF 50, PALLET WEIGHT 36 KG; | HAYMAN | HAYMANS INDUSTRIES PTY LTD | 18471 | CURRENT
000018471 | LINK,INSULATING | FOR 33 KV AIR BREAK SWITCH DOWNROD;JOINS 32 NB GALV STEEL PIPE;C/W 2 X 60 MM M12 S/STEEL BOLTS & NYLOC NUTS;PACK OF 50, PALLET WEIGHT 36 KG; | GLOBAL | GLOBAL MANUFACTURING GROUP | ENERGEX-15169-A1 | CURRENT
000018472 | AMMETER | SCALED 0-500 AMP;U/W 400/5 AMP CT;TYPE 244-01AG ES1MA;AMMETER RESISTANCE 42 OHM ;96 SQ MM;QUADRANT SCALE;U/W INSTRUMENTATION MODULE WITH F/S OUTPUT | CROMPTON | CROMPTON INSTRUMENTS (AUST) PTY LTD | 244-01AG ES1MA RESIST 42 OHM | CURRENT
000018473 | AMMETER | SCALED 0-750 AMP;U/W 600/5 AMP CT;TYPE 244-01AG ES1MA;AMMETER RESISTANCE 42 OHM ;96 SQ MM;QUADRANT SCALE;U/W INSTRUMENTATION MODULE WITH F/S OUTPUT | CROMPTON | CROMPTON INSTRUMENTS (AUST) PTY LTD | 244-01AG ES1MA RESIST 42 OHM | PHASING
000018474 | AMMETER | SCALED 0-1000 AMP;U/W 800/5 AMP CT;TYPE 244-01AG ES1MA;AMMETER RESISTANCE 42 OHM ;96 SQ MM;QUADRANT SCALE;U/W INSTRUMENTATION MODULE WITH F/S OUTPUT | CROMPTON | CROMPTON INSTRUMENTS (AUST) PTY LTD | 244-01AG ES1MA RESIST 42 OHM | STRATEGIC SPARE
000018475 | AMMETER | SCALED 0-2500 AMP;U/W 2000/5 AMP CT;TYPE 244-01AG ES1MA;AMMETER RESISTANCE 42 OHM ;96 SQ MM;QUADRANT SCALE;U/W INSTRUMENTATION MODULE WITH F/S OUTPUT | CROMPTON | CROMPTON INSTRUMENTS (AUST) PTY LTD | 244-01AG ES1MA RESIST 42 OHM | PHASING
000018476 | FRAME,MOUNTING | SUPPORT;STEEL;GALV HOT DIPPED;FOR WALL MTG SHELF TYPE 2;1000 MM LG;REFER ENERGEX DWG LOSTD-ST004-01; | ENERGEX | ENERGEX | SUPPORT FRAME | PURCHASE AS REQUIRED
000018477 | LINK,ELECTRICAL BRIDGING. | 2 WAY BRIDGING LINK;FOR 18 MM THK TERMINAL BLOCK (UTILUX H2607) U/W STOCK CODE 04733;SUPPLIED IN BAGS OF 10 (STRIPS); | UTILUX |  | H2631-10/100 | PHASING
000018480 | ADAPTOR | PLATE;STEEL;GALV HOT DIPPED;FOR 110/132 KV INSULATORS TYPE 3;DIMENSION X = 140 MM;REFER ENERGEX DWG LOSTD-ST015-01; | ENERGEX | ENERGEX | ADAPTOR PLATE | PHASING
000018482 | ADAPTOR | PLATE;STEEL;GALV HOT DIPPED;FOR 110/132 KV INSULATORS TYPE 2;DIMENSION X = 180 MM'REFER ENERGEX DWG LOSTD-ST015-02; | ENERGEX | ENERGEX | ADAPTOR PLATE | PHASING
000018483 | ADAPTOR | PLATE;STEEL;GALV HOT DIPPED;FOR 11/33 KV INSULATORS TYPE 3;DIEMENSION X = 110 MM; REFER ENERGEX DWG LOSTD-ST015-03; | ENERGEX | ENERGEX | ADAPTOR PLATE | PHASING
000018484 | ADAPTOR | PLATE;STEEL;GALV HOT DIPPED;FOR 11/33 KV INSULATORS TYPE 4;DIEMENSION X = 280 MM; REFER ENERGEX DWG LOSTD-ST015-03; | ENERGEX | ENERGEX | ADAPTOR PLATE | PHASING
000018485 | ADAPTOR | PLATE;STEEL;GALV HOT DIPPED;FOR 11/33 KV INSULATORS TYPE 5;DIEMENSION X = 160 MM; REFER ENERGEX DWG LOSTD-ST015-03; | ENERGEX | ENERGEX | 160 MM | PHASING
000018486 | ADAPTOR | PLATE;STEEL;GALV HOT DIPPED;FOR 11/33 KV INSULATORS TYPE 6;DIEMENSION X = 240 MM; REFER ENERGEX DWG LOSTD-ST015-03; | ENERGEX | ENERGEX | ADAPTOR PLATE | PHASING
000018487 | ADAPTOR | PLATE;STEEL;GALV HOT DIPPED;FOR 11/33 KV INSULATORS TYPE 7;DIEMENSION X = 200 MM; REFER ENERGEX DWG LOSTD-ST015-03; | ENERGEX | ENERGEX | ADAPTOR PLATE | PHASING
000018488 | ADAPTOR | PLATE;STEEL;GALV HOT DIPPED;FOR 11/33 KV INSULATORS TYPE 8;DIEMENSION X = 250 MM; REFER ENERGEX DWG LOSTD-ST015-03; | ENERGEX | ENERGEX | ADAPTOR PLATE | PHASING
000018489 | ADAPTOR | PLATE;STEEL;GALV HOT DIPPED;FOR 11/33 KV INSULATORS TYPE 9;DIEMENSION X = 50 MM; REFER ENERGEX DWG LOSTD-ST015-03; PACK OF 1; | HAYMAN | HAYMANS INDUSTRIES PTY LTD | 18489 | CURRENT
000018489 | ADAPTOR | PLATE;STEEL;GALV HOT DIPPED;FOR 11/33 KV INSULATORS TYPE 9;DIEMENSION X = 50 MM; REFER ENERGEX DWG LOSTD-ST015-03; PACK OF 1; | LIVINGST | LIVINGSTONE ENGINEERING | 18489 | CURRENT
000018491 | ADAPTOR | PLATE;STEEL;GALV HOT DIPPED;FOR 110/132 KV BOWTHORPE SURGE ARRESTORS;DIEMENSION X = 200 MM;REFER ENERGEX DWG LOSTD- ST015-04; | ENERGEX | ENERGEX | ADAPTOR PLATE | PHASING
000018492 | ADAPTOR | PLATE;STEEL;GALV HOT DIPPED;FOR 110/132 KV COOPER OR BOWTHORPE SURGE ARRESTORS; DIEMENSION X = 185 MM;REFER ENERGEX DWG LOSTD-ST015-06;PACK OF 1; | LIVINGST | LIVINGSTONE ENGINEERING | 18492 | PURCHASE AS REQUIRED
000018493 | FRAME,MOUNTING | SUPPORT;STEEL;GALV HOT DIPPED;FOR 110/132 KV SEALING END;1 PH;WITH STRAIN- OFF ATTACHMENT;DIEMENSION X = 3500 MM; REFER ENERGEX DWG LOSTD-ST016-01; | ENERGEX | ENERGEX | FRAME SUPPORT | PURCHASE AS REQUIRED
000018494 | FRAME,MOUNTING | SUPPORT;STEEL;GALV HOT DIPPED;FOR 11 KV SF6 RING MAIN SWITCHGEAR;630 AMP FLUOKIT ;REFER ENERGEX DWG LOSTD-ST018-01; | ENERGEX | ENERGEX | FRAME SUPPORT | PURCHASE AS REQUIRED
000018495 | FRAME,MOUNTING | SUPPORT;STEEL;GALV,HOT DIPPED FOR 33 KV INSULATORS & 33 KV 2 PH VT;REFER ENERGEX DWG LOSTD-ST019-01; | ENERGEX | ENERGEX | FRAME SUPPORT | PURCHASE AS REQUIRED
000018496 | FRAME,MOUNTING | SUPPORT;STEEL;GALV HOT DIPPED;FOR LIGHTING STANDARD 250 MM FIXING CENTRES; M16 BOLT SIZE;REFER ENERGEX DWG LOSTD- ST020-01; | ENERGEX | ENERGEX | FRAME SUPPORT | PURCHASE AS REQUIRED
000018497 | FRAME,MOUNTING | SUPPORT;STEEL;GALV HOT DIPPED;FOR LIGHTING STANDARD 250 MM FIXING CENTRES; TO SUIT 500 W HALOGEN FLOOD- LIGHTS; REFER ENERGEX DWG LOSTD-ST020-02; | ENERGEX | ENERGEX | FRAME SUPPORT | CURRENT
000018498 | FRAME,MOUNTING | SUPPORT;STEEL;GALV HOT DIPPED;FOR 11 KV SHUNT CAPACITOR BANK 1800 KVAR;POLE MTG; REFER ENERGEX DWG LOSTD-ST022-01; | ENERGEX | ENERGEX | FRAME SUPPORT | PURCHASE AS REQUIRED
000018499 | FRAME,MOUNTING | SUPPORT;STEEL;GALV HOT DIPPED;FOR 11 KV SUBSTATION SHUNT CAPICATOR BANK;600-1200 KVAR;POLE MTG;REFER ENERGEX DWG LOSTD- ST022-02; | ENERGEX | ENERGEX | FRAME SUPPORT | PURCHASE AS REQUIRED
000018500 | FRAME,MOUNTING | SUPPORT;STEEL;GALV HOT DIPPED;FOR 33 KV INSULATORS & HEATSHRINK TERMINATIONS; 3 PHASE;DIEMENSION X = 2918 MM;REFER ENERGEX DWG LOSTD-ST023-01; | ENERGEX | ENERGEX | FRAME SUPPORT | PURCHASE AS REQUIRED
000018501 | FRAME,MOUNTING | SUPPORT;STEEL;GALV HOT DIPPED;FOR 33 KV INSULATOR & HEATSHRINK TERMINATION;1 PH; TYPE 1;DIEMENSION X = 3860 MM;REFER ENERGEX DWG LOSTD-ST023-02; | ENERGEX | ENERGEX | FRAME SUPPORT | PURCHASE AS REQUIRED
000018502 | FRAME,MOUNTING | SUPPORT;STEEL;GALV HOT DIPPED;FOR 33 KV INSULATORS & HEATSHRINK TERMINATION;3 PH ;DIEMENSION X = 3760 MM;REFER ENERGEX DWG LOSTD-ST023-02; | ENERGEX | ENERGEX | FRAME SUPPORT | PURCHASE AS REQUIRED
000018503 | FRAME,MOUNTING | SUPPORT;STEEL;GALV HOT DIPPED;FOR 33 KV INSULATORS & HEATSHRINK TERMINATION; 3 X 1 PH;DIEMENSION X = 3760 MM;REFER ENERGEX DWG LOSTD-ST023-05; | ENERGEX | ENERGEX | FRAME SUPPORT | PURCHASE AS REQUIRED
000018504 | FRAME,MOUNTING | SUPPORT;STEEL;GALV HOT DIPPED;FOR 33 KV HEATSHRINK CABLE SEALING ENDS, TERMINATION,SURGE ARRESTORS & INSULATORS DIEMENSION X = 2918 MM;REFER ENERGEX | ENERGEX | ENERGEX | FRAME SUPPORT | PURCHASE AS REQUIRED
000018505 | FRAME,MOUNTING | SUPPORT;STEEL;GALV HOT DIPPED;FOR 33 KV DOUBLE HEATSHRINK TERMINATION & INSULATORS;DIEMENSION X = NOT SPECIFIED; REFER ENERGEX DWG LOSTD-ST026-02; | ENERGEX | ENERGEX | FRAME SUPPORT | PURCHASE AS REQUIRED
000018506 | FRAME,MOUNTING | SUPPORT;STEEL;GALV HOT DIPPED;FOR 33 KV INSULATORS;3 X 1 PH;TYPE 1;DIEMENSION X = 2728 MM;REFER ENERGEX DWG LOSTD- ST028-01; | ENERGEX | ENERGEX | FRAME SUPPORT | PURCHASE AS REQUIRED
000018507 | FRAME,MOUNTING | SUPPORT;STEEL;GALV HOT DIPPED;FOR 33 KV INSULATORS;3 X 1 PH;TYPE 2; 2 PIECE CONSTRUCTION; 1 X 2400 MM LG STEEL XARM; REFER ENERGEX DWG LOSTD-ST028-01; | ENERGEX | ENERGEX | FRAME SUPPORT | PURCHASE AS REQUIRED
000018512 | FRAME,MOUNTING | SUPPORT;STEEL;GALV HOT DIPPED;FOR 33 KV INSULATOR;1 PH;TYPE 3;TO SUIT 4300 MM H ALUMINIUM BUSBAR;DIMENSION X = 2629 MM; REFER ENERGEX DWG LOSTD-ST028-04; | ENERGEX | ENERGEX | FRAME SUPPORT | PURCHASE AS REQUIRED
000018513 | FRAME,MOUNTING | SUPPORT;STEEL;GALV HOT DIPPED;FOR 33 KV INSULATORS;1 PH;TYPE 4;TO SUIT 4300 MM H ALUMINIUM BUSBAR;DIMENSION X = 3729 MM; REFER ENERGEX DWG LOSTD-ST028-04; | ENERGEX | ENERGEX | FRAME SUPPORT | PURCHASE AS REQUIRED
000018514 | SHEET,METAL | STEEL;16 G ZINC SEAL SHEET;FOR TRANSFORMER DISCONNECTOR ENCLOSURE COVER;BUND WALL MTG;REFER ENERGEX DWG LOSTD-ST030-01; | ENERGEX | ENERGEX | SEAL SHEETING | PURCHASE AS REQUIRED
000018515 | FRAME,MOUNTING | SUPPORT;STEEL;GALV HOT DIPPED;FOR TRANSFORMER COMPOUND SWITCHBOARD; REFER ENERGEX DWG LOSTD-ST031-02; PACK OF 5,PALLET OF 5,PACK WEIGHT 120 KG | HAYMAN | HAYMANS INDUSTRIES PTY LTD | 18515 | PURCHASE AS REQUIRED
000018515 | FRAME,MOUNTING | SUPPORT;STEEL;GALV HOT DIPPED;FOR TRANSFORMER COMPOUND SWITCHBOARD; REFER ENERGEX DWG LOSTD-ST031-02; PACK OF 5,PALLET OF 5,PACK WEIGHT 120 KG | GLOBAL | GLOBAL MANUFACTURING GROUP | ENERGEX-LOSTD-ST031-02 | PURCHASE AS REQUIRED
000018516 | FRAME,MOUNTING | SUPPORT;STEEL;GALV HOT DIPPED;FOR 33 KV SURGE ARRESTOR MTG;3 X 1 PH;MTG ON EXISTING SEALING END STRUCTURE;REFER ENERGEX DWG LOSTD-ST032-01; | ENERGEX | ENERGEX | FRAME SUPPORT | PURCHASE AS REQUIRED
000018517 | FRAME,MOUNTING | SUPPORT;STEEL;GALV HOT DIPPED;FOR 33 KV 3 PHASE DISCONNECTOR;MANUAL TYPE; DIMESION X = NOT SPECIFIED;REFER ENERGEX DWG LOSTD-ST033-01; | ENERGEX | ENERGEX | FRAME SUPPORT | PURCHASE AS REQUIRED
000018518 | FRAME,MOUNTING | SUPPORT;STEEL;GALV HOT DIPPED;FOR 33 KV 3 PHASE DISCONNECTOR;MANUAL TYPE;WITH SURGE ARRESTORS & STRAIN-OFF ATTACHMENT; DIMESION X = NOT SPECIFIED;REFER ENERGEX | ENERGEX | ENERGEX | FRAME SUPPORT | PURCHASE AS REQUIRED
000018519 | FRAME,MOUNTING | SUPPORT;STEEL;GALV HOT DIPPED;FOR 33 KV 3 PHASE DISCONNECTOR;MANUAL TYPE;WITH SURGE ARRESTORS;OPPOSITE STRAIN-OFF ATTACHMENT;DIMENSION X = NOT SPECIFIED; | ENERGEX | ENERGEX | FRAME SUPPORT | PURCHASE AS REQUIRED
000018520 | FRAME,MOUNTING | SUPPORT;STEEL;GALV HOT DIPPED;FOR 11 KV HEATSHRINK SEALING ENDS & INSULATORS; TYPE 1;FOR 3200 MM BUSBARS;DIMESION X = 2828 MM;REFER ENERGEX DWG LOSTD-ST034-01 | ENERGEX | ENERGEX | FRAME SUPPORT | PURCHASE AS REQUIRED
000018521 | FRAME,MOUNTING | SUPPORT;STEEL;GALV HOT DIPPED;FOR 11 KV HEATSHRINK SEALING ENDS & INSULATORS; TYPE 2;FOR 4300 MM BUSBARS;DIMESION X = 3928 MM;REFER ENERGEX DWG LOSTD-ST034-01 | ENERGEX | ENERGEX | FRAME SUPPORT | PURCHASE AS REQUIRED
000018522 | FRAME,MOUNTING | SUPPORT;STEEL;GALV HOT DIPPED;FOR 33 KV PORCELAIN TYPE SEALING ENDS;DIMENSION X = 2440 MM;REFER ENERGEX DWG LOSTD- ST035-01; | ENERGEX | ENERGEX | FRAME SUPPORT | PURCHASE AS REQUIRED
000018523 | FRAME,MOUNTING | Support, Steel, Galv Hot Dipped, for 11/33kV Station & Voltage Transformer, Dimension X = 2300mm, refer Energex Dwg LOSTD-ST036-01-AMT F | ENERGEX | ENERGEX | FRAME SUPPORT | STRATEGIC SPARE
000018525 | FRAME,MOUNTING | SUPPORT;STEEL;GALV HOT DIPPED;FOR 33 KV; 3 X 1 PH DISCONNECTOR;DIMENSION X = NOT SPECIFIED;REFER ENERGEX DWG LOSTD- ST049-01; | ENERGEX | ENERGEX | DRAME SUPPORT | PURCHASE AS REQUIRED
000018526 | FRAME,MOUNTING | SUPPORT;STEEL;GALV HOT DIPPED;FOR CONTROL CUBICLE;1800 MM H;UNIVERSAL MTG FOR MARSHALLING/AUX BOXES;C/W BAG ATTACHED TO EACH BRACKET,CONTAINING 8 X | HAYMAN | HAYMANS INDUSTRIES PTY LTD | 18526 | CURRENT
000018526 | FRAME,MOUNTING | SUPPORT;STEEL;GALV HOT DIPPED;FOR CONTROL CUBICLE;1800 MM H;UNIVERSAL MTG FOR MARSHALLING/AUX BOXES;C/W BAG ATTACHED TO EACH BRACKET,CONTAINING 8 X | GLOBAL | GLOBAL MANUFACTURING GROUP | ENERGEX-LOSTD-ST017-02 AMT D | CURRENT
000018527 | DRAIN,COVER | STEEL:GALV,HOT DIPPED;PIPE ASSEMBLY FOR 100 NB PIPE;REFER ENERGEX DWG LOSTD-ST050-02; | ENERGEX | ENERGEX | DRAINAGE COVER | PHASING
000018528 | DRAIN,COVER | STEEL;GALV,HOT DIPPED;PIPE ASSEMBLY FOR 100 NB PIPE;REFER ENERGEX DWG LOSTD- ST050-03; | ENERGEX | ENERGEX | COVER DRAINAGE | PHASING
000018529 | ADAPTOR | PLATE;STEEL;GALV ;TYPE 1;DIM X = 140 MM;C/W M 12 BOLTS/FLAT & SPRING WASHERS IN INDIVIDUAL KITS;REFER ENERGEX DWG LOSTD-ST015-03; | HAYMAN | HAYMANS INDUSTRIES PTY LTD | 18529 | CURRENT
000018529 | ADAPTOR | PLATE;STEEL;GALV ;TYPE 1;DIM X = 140 MM;C/W M 12 BOLTS/FLAT & SPRING WASHERS IN INDIVIDUAL KITS;REFER ENERGEX DWG LOSTD-ST015-03; | GLOBAL | GLOBAL MANUFACTURING GROUP | ENERGEX-LOSTD ST015-03-18529 | CURRENT
000018530 | FRAME,MOUNTING | SUPPORT;STEEL;GALV HOT DIPPED;FOR WALL MTG SHELF;TYPE 3;1400 MM LG;REFER ENERGEX DWG LOSTD-ST004-01; | ENERGEX | ENERGEX | FRAME SUPPORT | PURCHASE AS REQUIRED
000018538 | RELAY,PROTECTION | FW R112, Distance, 110VDC Logic 6/8 I/O, 125/250VDC Pwr, 5A, 110VAC Input, 2U Horiz Rack, Std Protocols | SEL | SCHWEITZER ENGINEERING LABORATORIES INC. | 0311C00H24253X1 | PHASING
000018539 | BRACKET, CANTILEVER | STEEL;GALV HOT DIPPED;470 MM LG; PACK OF 1,PACK WEIGHT 3.0 KG; | EZYSTRUT | EZYSTRUT CABLE & PIPE SUPPORTS | CB4-470H | CURRENT
000018540 | BRACKET, CANTILEVER | STEEL;GALV HOT DIPPED;780 MM LG; PACK OF 1,PACK WEIGHT 3 KG. | BURNDY | BURNDY CABLE SUPPORT SYSTEMS | CLB780 | CURRENT
000018540 | BRACKET, CANTILEVER | STEEL;GALV HOT DIPPED;780 MM LG; PACK OF 1,PACK WEIGHT 3 KG. | EZYSTRUT | EZYSTRUT CABLE & PIPE SUPPORTS | CB4780H | CURRENT
000018540 | BRACKET, CANTILEVER | STEEL;GALV HOT DIPPED;780 MM LG; PACK OF 1,PACK WEIGHT 3 KG. | UNISTRUT | UNISTRUT AUSTRALIA (MANUFACTURER) | UNSPCL600 | CURRENT
000018541 | BRACKET, CANTILEVER | STEEL;GALV HOT DIPPED;635 MM LG; PACK OF 1,PACK WEIGHT 3.44 KG; | EZYSTRUT | EZYSTRUT CABLE & PIPE SUPPORTS | CB4-635H | CURRENT
000018542 | PLATE,MOUNTING | Flat Plate Fitting, 1 Hole, M12 Bolt Size, 40mm2, 6mm Thk, Galv Steel, Pack of 50 | EZYSTRUT | EZYSTRUT CABLE & PIPE SUPPORTS | E1064H | CURRENT
000018543 | MODEM,FIBRE OPTIC | RS232 TO DUAL FIBRE OPTIC INTERFACE;C/W RAIL MTG ENCLOSURE;24 V DC SUPPLY;U/W SACS EQUIP; | DIGILIN |  | 9926 | CURRENT
000018544 | MODEM,FIBRE OPTIC | RS232 TO QUAD FIBRE OPTIC INTERFACE;C/W RAIL MTG ENCLOSURE;24 V DC SUPPLY;U/W SACS EQUIP; | DIGILIN |  | 0008 | CURRENT
000018545 | MODEM,FIBRE OPTIC | RS485 TO FIBRE OPTIC INTERFACE;C/W ONBOARD POWER SUPPLY & RAIL MTG ENCLOSURE;30-130 V AC/DC INPUT;24 V DC OUTPUT;U/W SACS EQUIPMENT; | DIGILIN |  | PCB 4021B | CURRENT
000018546 | FLOODLIGHT,ELECTRIC | 500 W;TUNGSTEN HALOGEN;DIE CAST ALUMINIUM BODY;C/W MTG BRACKET; | GERARD | GERARD PROFESSIONAL SOLUTIONS PL | FMH500 | PHASING
000018547 | BOLT,MACHINE | M16 x 100mm, Hex, S/Steel Gde 316 Bolt c/w S/Steel Gde 304 Hex Nut, Aust Std | STATEWD | STATEWIDE FSTNERS & ENG SPLS PL | HBNS4M16100 | CURRENT
000018547 | BOLT,MACHINE | M16 x 100mm, Hex, S/Steel Gde 316 Bolt c/w S/Steel Gde 304 Hex Nut, Aust Std | HOBSON | HOBSON ENGINEERING CO PTY LTD 393904 | XEKBH16XCM160100 | CURRENT
000018548 | CONNECTOR,BUSBAR | STRAIGHT CONNECTOR; FLAT PALM TO 150-240 SQ MM CABLE; ALUMINIUM; PACK OF 1; | PLP AUST | PREFORMED LINE PRODUCTS (AUST) | D-ATL4187 | CURRENT
000018549 | RELAY,ELECTROMAGNETIC | ABB TYPE RXSF1;RK271018-AD;24 V DC COIL; 3 NO CONTACTS;HR FLAG;DUAL RELAY;PLUG-IN ONE SEAT BASE;FOR USE ON 32 V CIRCUITS WITH RESISTOR,STOCK CODE 13597; | ABB | ABB FAN PTY LTD | RXSF1 RK271018-AD | CURRENT
000018550 | RELAY,ELECTROMAGNETIC | ABB TYPE RXSF1;RK271019-AD;24 V DC COIL; 1 NO,2 NC CONTACTS;SELF R FLAGS;DUAL RELAY;NO VOLT RELAY;PLUG-IN ON SEAT BASE ;FOR USE ON 32 V CIRCUITS WITH RESISTOR, | ABB | ABB FAN PTY LTD | RXSF1 RK271019-AD | MAINTENANCE STOCK
000018551 | POWER SUPPLY | 85-132 V DC;170-264 V AC INPUT;24 V DC 2.1 AMP OUTPUT;PLASTIC HOUSING;DIN RAIL SURFACE MTG; | ALSTOM | ALSTOM GRID AUSTRALIA LIMITED | PS5R-VD24 | CURRENT
000018551 | POWER SUPPLY | 85-132 V DC;170-264 V AC INPUT;24 V DC 2.1 AMP OUTPUT;PLASTIC HOUSING;DIN RAIL SURFACE MTG; | IPD | IPD GROUP LIMITED | PS5R-VD24 | CURRENT
000018553 | SWITCH FUSE GEAR | 12 KV;3 PHASE;20 KA FOR 3 SEC;400 AMP SWITCH;630 AMP BUSBAR;2 BUSBAR CABLE BOXES;SUITABLE FOR 3 CORE 300 SQ MM CABLE;TYPE SD; | ABB | ABB FAN PTY LTD | SD | PURCHASE AS REQUIRED
000018554 | RACK,CABLE | CROSS;300 MM INNER RADIUS;300 MM W; SUIT NEMA 12B;PACK OF 1,PACK WEIGHT 7 KG; | EZYSTRUT | EZYSTRUT CABLE & PIPE SUPPORTS | N1C3003H | PURCHASE AS REQUIRED
000018555 | RACK,CABLE | EXTERNAL RISER;300 MM INNER RADIUS; 300 MM W;SUIT NEMA 12B;PACK OF 1, PACK WEIGHT 2.4 KG; | EZYSTRUT | EZYSTRUT CABLE & PIPE SUPPORTS | N1ER3003H | CURRENT
000018556 | RACK,CABLE | INTERNAL RISER;300 MM INNER RADIUS; 300 MM W;SUIT NEMA 12B;PACK OF 1,PACK WEIGHT 2.4 KG; | EZYSTRUT | EZYSTRUT CABLE & PIPE SUPPORTS | N1IR3003H | CURRENT
000018557 | RACK,CABLE | FLAT BEND,90 DEG;300 MM INNER RADIUS; 300 MM W;SUIT NEMA 12B;PACK OF 1,PACK WEIGHT 3.7 KG; | EZYSTRUT | EZYSTRUT CABLE & PIPE SUPPORTS | N1B3003H | CURRENT
000018558 | RACK,CABLE | TEE;300 MM INNER RADIUS;300 MM W;SUIT NEMA 12B;PACK OF 1,PACK WEIGHT 5.5 KG; | EZYSTRUT | EZYSTRUT CABLE & PIPE SUPPORTS | N1T3003H | CURRENT
000018559 | SETSCREW | SPLICE SCREW;SUIT NEMA 12B;BOX OF 100, PACK WEIGHT 1.20 KG; | EZYSTRUT | EZYSTRUT CABLE & PIPE SUPPORTS | HS825H | CURRENT
000018561 | SWITCH,ROTARY | 660 V AC;20 AMP NOM;2 POLE DT,3 POSN; OLTC RAISE/OFF/LOWER;PACK OF 1; | KRAUSNMR | KRAUS & NAIMER (MANUFACTURER) | CA20BA715-E/PRL | PURCHASE AS REQUIRED
000018562 | CONNECTOR,BUSBAR | PALM TO CABLE;150 SQ MM TO 300 SQ MM CABLE,PALM 105 MM LONG,50 MM WIDE,12 MM THICK, UNDRILLED, ALUMINIUM; | HYLEC | HYLEC PTY LTD | AHCTL19-T4 | CURRENT
000018563 | INSULATION SLEEVING,ELECTRICAL | CABLE REPAIR SLEEVE;WITH ADHESIVE COATING;DIAMETER RANGE 143 MM TO 36 MM; 1500 MM LG; | LEGEND | LEGEND POWER SYSTEMS | ZT136/30-1500 | CURRENT
000018563 | INSULATION SLEEVING,ELECTRICAL | CABLE REPAIR SLEEVE;WITH ADHESIVE COATING;DIAMETER RANGE 143 MM TO 36 MM; 1500 MM LG; | TECONN | TE CONNECTIVITY LTD | CRSM-143/36-1500/239(S1) | CURRENT
000018564 | INSULATION SLEEVING,ELECTRICAL | CABLE REPAIR SLEEVE;WITH ADHESIVE COATING;DIAMETER RANGE 198 MM TO 55 MM; 1500 MM LG; | TECONN | TE CONNECTIVITY LTD | CRSM-198/55-1500/239(B5) | CURRENT
000018565 | INSULATION SLEEVING,ELECTRICAL | CABLE REPAIR SLEEVE;WITH ADHESIVE COATING;DIAMETER RANGE 250 MM TO 98 MM; 1500 MM LG;ZIP UP STYLE;PACK OF 1; | TECONN | TE CONNECTIVITY LTD | CRSM-250/98-1500/239(S1) | CURRENT
000018565 | INSULATION SLEEVING,ELECTRICAL | CABLE REPAIR SLEEVE;WITH ADHESIVE COATING;DIAMETER RANGE 250 MM TO 98 MM; 1500 MM LG;ZIP UP STYLE;PACK OF 1; | LEGEND | LEGEND POWER SYSTEMS | ZT260/75-1500 | CURRENT
000018566 | INSULATION SLEEVING,ELECTRICAL | RE-INFORCED CABLE REPAIR SLEEVE;WITH ADHESIVE COATING;DIAMETER RANGE 205 MM TO 65 MM;1500 MM LG;REFER SC16641 FOR REPLACEMENT; | RAYCHEM | RAYCHEM (AUSTRALIA) PTY LTD | KL-RFSM-205/65-1500/123 | PHASING
000018567 | INSULATION SLEEVING,ELECTRICAL | MEDIUM WALL INSULATING TUBING,WITH ADHESIVE COATING;DIAMETER RANGE 50 MM TO 16 MM;1200 MM LG;PACK OF 10; | LEGEND | LEGEND POWER SYSTEMS | SMDW56/17TK | CURRENT
000018567 | INSULATION SLEEVING,ELECTRICAL | MEDIUM WALL INSULATING TUBING,WITH ADHESIVE COATING;DIAMETER RANGE 50 MM TO 16 MM;1200 MM LG;PACK OF 10; | TECONN | TE CONNECTIVITY LTD | MWTM-50/16-1200/S(S10) | CURRENT
000018568 | INSULATION SLEEVING,ELECTRICAL | MEDIUM WALL INSULATING TUBING,WITH ADHESIVE COATING;DIAMETER RANGE 63 MM TO 19 MM;1200 MM LG;PACK OF 10; | LEGEND | LEGEND POWER SYSTEMS | SMDW65/19TK | CURRENT
000018568 | INSULATION SLEEVING,ELECTRICAL | MEDIUM WALL INSULATING TUBING,WITH ADHESIVE COATING;DIAMETER RANGE 63 MM TO 19 MM;1200 MM LG;PACK OF 10; | TECONN | TE CONNECTIVITY LTD | MWTM-63/19-1200/S(S10) | CURRENT
000018569 | INSULATION SLEEVING,ELECTRICAL | HEAVY WALL INSULATING SLEEVE,WITH ADHESIVE COATING;DIAMETER RANGE 130 MM TO 36 MM;1200 MM LG;PACK OF 5; | LEGEND | LEGEND POWER SYSTEMS | STDW130-36PA | CURRENT
000018569 | INSULATION SLEEVING,ELECTRICAL | HEAVY WALL INSULATING SLEEVE,WITH ADHESIVE COATING;DIAMETER RANGE 130 MM TO 36 MM;1200 MM LG;PACK OF 5; | TECONN | TE CONNECTIVITY LTD | WCSM-130/35-1200/S(S5) | CURRENT
000018570 | INSULATION SLEEVE,ELEC,BRANCHED | SML 3 FINGER CABLE BREAKOUT;WITH INTERNAL ADHESIVE;PACK OF 5; | SICAME | SICAME AUSTRALIA PTY LTD | LVH3B60/22-C | CURRENT
000018571 | INSULATION SLEEVE,ELEC,BRANCHED | LG 3 FINGER CABLE BREAKOUT;WITH INTERNAL ADHESIVE;PACK OF 5; | TECONN | TE CONNECTIVITY LTD | 402W439/S(S5) | CURRENT
000018572 | CORD,ELECTRICAL | 300 MM LG;TERMINATED AT EACH END WITH 9 PIN MALE CONNECTORS;FOR CONNECTION BETWEEN ADAM CONVERTER TO SEL RELAYS; USED FOR PROTECTION REMOTE COMMUNICATION | MILSPEC | MIL-SPEC AUSTRALIA (MSA) | CA446(PROT RELAY CABLE 300 MM) | PURCHASE AS REQUIRED
000018573 | TRANSFORMER,POWER,FIXED | 240 V PRIMARY;32 V SECONDARY,60 VA; ENCLOSED WITH CONDUIT ENTRY;FOR USE WITH FROG PROTECTION; | GAYRAD | JJ ELECTRICAL MANUFACTURING T/A GAYRAD | TE60/240032 | PURCHASE AS REQUIRED
000018574 | BRACKET,MOUNTING | ELECTRICAL;WEIDMULLER MOUNTING BRACKET PACK OF 100; | HAYMANS | HAYMANS ELECTRICAL | KLI0334900000 | CURRENT
000018575 | TERMINATION,ELECTRICAL POWER CABLE | 11 KV;OUTDOOR KIT;SINGLE PHASE;FOR 35 TO 70 SQ MM ALUMINIUM CONDUCTOR,SCREENED, XLPE SINGLE CORE (INC HVABC); | RAYCHEM | RAYCHEM (AUSTRALIA) PTY LTD | OXSU-F3121 | STRATEGIC SPARE
000018579 | EARTHING EQUIPMENT | PORTABLE;11 KV - 33 KV;OVERHEAD MAINS EARTH SET 35 MM PHASE CABLES (2.6 M), 25 MM TAILS (6 & 16 M);C/W CLP520S PHASE CLAMPS WITH SHOTGUN RINGS & HANGER BAR | HAYMANS | HAYMANS ELECTRICAL | T&MTSOH3B2.6A6/16STZ | CURRENT
000018579 | EARTHING EQUIPMENT | PORTABLE;11 KV - 33 KV;OVERHEAD MAINS EARTH SET 35 MM PHASE CABLES (2.6 M), 25 MM TAILS (6 & 16 M);C/W CLP520S PHASE CLAMPS WITH SHOTGUN RINGS & HANGER BAR | THEWMCAN | TMAC THEW & MCCANN GROUP | TS0H3B2.6A6/16STZ | CURRENT
000018579 | EARTHING EQUIPMENT | PORTABLE;11 KV - 33 KV;OVERHEAD MAINS EARTH SET 35 MM PHASE CABLES (2.6 M), 25 MM TAILS (6 & 16 M);C/W CLP520S PHASE CLAMPS WITH SHOTGUN RINGS & HANGER BAR | THEWMCAN | TMAC THEW & MCCANN GROUP | 18579 | CURRENT
000018583 | BATTERY,STORAGE | VALVE REGULATED SEALED BATTERY;12 V;55 AMP/HR NOMINAL 35AH-45AH;PACK OF 1,PACK WEIGHT 15 KG; | LEGEND | LEGEND POWER SYSTEMS | BAT-HZB12/44F-AGM | CURRENT
000018584 | SAFETY,BOLLARD,TRAFFIC | 101.6 x 4.0 CHS Galv Finish, 1325mm Lg, Fitted One End with Galv Drive-on Cap (scm) | SEWELFRG | GREG SEWELL FORGINGS PTY LTD | 6386 | CURRENT
000018586 | VIRACLEAN | DISINFECTANT;SPECIFICALLY FOR CLEANING RESUSCITATION MASKS; | WHITELY | WHITELY INDUSTRIES | VIRACLEAN | PURCHASE AS REQUIRED
000018587 | SHIELD,EXPANSION | STAINLESS STEEL TRUBOLT;6 MM HOLE DIA; M6 X 55 MM LG;EMBEDMENT DEPTH 32 MM; BOX OF 100; | SUMMIT | SUMMIT GROUP | 1PTBS06045 | CURRENT
000018587 | SHIELD,EXPANSION | STAINLESS STEEL TRUBOLT;6 MM HOLE DIA; M6 X 55 MM LG;EMBEDMENT DEPTH 32 MM; BOX OF 100; | COVENTRY | COVENTRY FASTENERS QLD | T06055SS | CURRENT
000018588 | MANHOLE TOP ASSEMBLY | Footpath Access, Single Cover, Class B, 750mm2 Clear Opening, 1mm Concrete Filled Shim, Ductile Iron, Rigid Frame, 80kN Load Capacity, AS3996, 5 per Pallet | ICONSEPT | ICON-SEPTECH | 301C77B | PURCHASE AS REQUIRED
000018588 | MANHOLE TOP ASSEMBLY | Footpath Access, Single Cover, Class B, 750mm2 Clear Opening, 1mm Concrete Filled Shim, Ductile Iron, Rigid Frame, 80kN Load Capacity, AS3996, 5 per Pallet | EJAUST | EJ AUSTRALIA PTY LTD | A77B | PURCHASE AS REQUIRED
000018589 | MANHOLE TOP ASSEMBLY | Roadway Access, Single Cover, Class D, 750mm2 Clear Opening, 1mm Concrete Filled Shim, Ductile Iron, Rigid Frame, 210kN Load Capacity AS3996, 5 per Pallet | ICONSEPT | ICON-SEPTECH | 301C77D | PHASING
000018589 | MANHOLE TOP ASSEMBLY | Roadway Access, Single Cover, Class D, 750mm2 Clear Opening, 1mm Concrete Filled Shim, Ductile Iron, Rigid Frame, 210kN Load Capacity AS3996, 5 per Pallet | AJAUST | A J AUSTRALIA PTY LTD | A77D | PHASING
000018590 | MANHOLE TOP ASSEMBLY | Footpath Access, 2 Part Cover, Class B, 750 x 1245mm Clear Opening, 1mm Concrete Filled Shim, Ductile Iron, Rigid Frame, 80kN Load Capacity, AS3996, 5 per Pallet | ICONSEPT | ICON-SEPTECH | 302C7612B | PURCHASE AS REQUIRED
000018590 | MANHOLE TOP ASSEMBLY | Footpath Access, 2 Part Cover, Class B, 750 x 1245mm Clear Opening, 1mm Concrete Filled Shim, Ductile Iron, Rigid Frame, 80kN Load Capacity, AS3996, 5 per Pallet | EJAUST | EJ AUSTRALIA PTY LTD | B210E | PURCHASE AS REQUIRED
000018591 | METER,WATTHOUR | PRI REGN KWH;3 X 10-100 AMP,3 X 240 V,50 HZ;3 PHASE;4 WIRE,SOLID STATE PROGRAMMABLE;FOR CONTESTABLE CUSTOMERS, WITH RS232,AUX RELAY,PULSE OUTPUTS; | EMAIL |  | PL42N6RBENC (3 PHASE) | PHASING
000018592 | METER,WATTHOUR | SEC REGN KWH;3 X 5-15 AMP,3 X 240 V,50 HZ;3 PHASE;4 WIRE,TRANSF CONN,SOLID STATE PROGRAMMABLE;FOR CONTESTABLE CUSTOMERS,WITH RS232,AUX RELAY,PULSE | EMAIL |  | PL45N6RBENC (3 PHASE) | PHASING
000018593 | CHARGER,BATTERY | SINGLE PHASE,240 V AC INPUT;30 V DC,10 AMP OUTPUT;FREE STANDING CUBICLE;C/W A SET OF 4 X 20 AMP DOUBLE POLE CIRCUIT BREAKERS AND AUXILIARY CONTACTS FOR | CENTURYY | CENTURY YUASA | CENTURY YUASA 30 V DC 10 AMP | PHASING
000018594 | CHARGER,BATTERY | SINGLE PHASE,240 V AC INPUT;48 V DC,10 AMP OUTPUT;FREE STANDING CUBICLE;C/W A SET OF 4 X 20 AMP DOUBLE POLE CIRCUIT BREAKERS AND AUXILIARY CONTACTS FOR | CENTURYY | CENTURY YUASA | CENTURY YUASA 48 V DC 10 AMP | PURCHASE AS REQUIRED
000018595 | CONNECTOR,BUSBAR | 100 MM TUBE RUN TO 100 MM TUBE TAP;TEE CONNECTOR;ALUMINIUM;PACK OF 1; | FULTON | FULTON INDUSTRIES PL | APP100100 | PURCHASE AS REQUIRED
000018595 | CONNECTOR,BUSBAR | 100 MM TUBE RUN TO 100 MM TUBE TAP;TEE CONNECTOR;ALUMINIUM;PACK OF 1; | PLP AUST | PREFORMED LINE PRODUCTS (AUST) | D-ATT100100 | PURCHASE AS REQUIRED
000018596 | STRAIN,BEAM | STEEL;GALV,HOT DIPPED;9000 MM LG;200 MM X 200 MM RHS;110 KV/132 KV LINE TERMINATION STRUCTURE;FABRICATED AS PER DWG LOSTD-CV013-04;PACK OF 1; | HAYMAN | HAYMANS INDUSTRIES PTY LTD | 18596 | PURCHASE AS REQUIRED
000018596 | STRAIN,BEAM | STEEL;GALV,HOT DIPPED;9000 MM LG;200 MM X 200 MM RHS;110 KV/132 KV LINE TERMINATION STRUCTURE;FABRICATED AS PER DWG LOSTD-CV013-04;PACK OF 1; | GREATWST |  | 18596 | PURCHASE AS REQUIRED
000018597 | CLAMP,LOOP | STEEL;GALV,HOT DIPPED;STRAIN-OFF CLAMP; 3000 MM LG;110 KV/132 KV LINE TERMINATION STRUCTURE;FABRICATED AS PER DWG LOSTD-CV013-05; | ENERGEX | ENERGEX | LOOP CLAMP STRAIN OFF | PURCHASE AS REQUIRED
000018598 | ANCHOR,GUY | HAULING BOLLARD;STEEL;GALV,HOT DIPPED; 3000 MM LG;FABRICATED AS PER DWG LOSTD- CV025-03;PALLET OF 5,PALLET WEIGHT 114 KG; | GLOBAL | GLOBAL MANUFACTURING GROUP | ENERGEX-LOSTD-CV025-03 | PURCHASE AS REQUIRED
000018600 | STRAP,METAL | FOR EARTHING SUBSTATION GATES & AFLC CUBICLES;2 X 400 MM FLEXIBLE COPPER BRAIDS JOINED W/COPPER TERMINALS AT EACH END;TYPE 2;REFER ENERGEX DWG | GLOBAL | GLOBAL MANUFACTURING GROUP | ENERGEX-LOSTD-EG002-02 | CURRENT
000018601 | STRAP,METAL | FOR EARTHING SUBSTATION GATES & AFLC CUBICLES;FLEXIBLE COPPER BRAID;COPPER TERMINAL AT EACH END;500 MM LG;TYPE 3; REFER ENERGEX DWG LOSTD-EG002-03; | ENERGEX | ENERGEX | STRAP,METAL | PURCHASE AS REQUIRED
000018602 | STRAP,METAL | FOR EARTHING SUBSTATION GATES & AFLC CUBICLES;FLEXIBLE COPPER BRAID;W/COPPER TERMINAL AT EACH END;600 MM LG;TYPE 4; REFER ENERGEX DWG LOSTD-EG002-04; | ENERGEX | ENERGEX | STRAP,METAL | PURCHASE AS REQUIRED
000018603 | STRAP,METAL | FOR EARTHING SUBSTATION GATES & AFLC CUBICLES;FLEXIBLE COPPER BRAID;W/COPPER TERMINAL AT EACH END;TERMINAL IN CENTRE; 600 MM LG;TYPE 5;REFER ENERGEX DWG | ENERGEX | ENERGEX | STRAP,METAL | PURCHASE AS REQUIRED
000018604 | PLATE,EARTHING | DISCONNECTOR OPERATING MECHANISM EARTHING PLATE;ALUMINIUM TREAD PLATE; 1500 MM X 1000 MM;REFER ENERGEX DWG LOSTD-EG004-02;PACK OF 1,PALLET OF 20, | ENI | ENI INDUSTRIES PL | 84165 | CURRENT
000018606 | METER,WATTHOUR | SINGLE PHASE KWH PLUG IN METER;240 V,50 HZ,100 AMP;MAIN CONDUIT;31.5 AMP CONTROLLED CIRCUIT;RIPPLE CONTROL RECEIVER;PROGRAMMED BY METER LAB TO | EMAIL |  | LP0121NNNN | PHASING
000018607 | TRANSFORMER,POWER | 33/11 KV;22 MVA;3 PHASE;TRAILER MOUNTING ;HV 90 LV;MINERAL OIL INSULATED;ODAF;DYN 11;AS2374;FREE STANDING UNIT COOLER;PLUG IN HV & LV FIBRE OPTIC PROBES;FOR MOBILE | WILSONTR | WILSON POWER TRANSFORMER | 22 MVA | PURCHASE AS REQUIRED
000018608 | SPECTACLES,INDUSTRIAL | CLEAR;CYBRIC STYLE;POLYCARBONATE LENS; WITH 5 POSITION ADJ RATCHET LENS;ADJ FRAME;W/O CASE;AS1337-1992;ANTI-FOG; REFER SC16970 FOR LENS CLEANER; | ATOMSUPP | ATOM SUPPLY | 90080231 | PHASING
000018608 | SPECTACLES,INDUSTRIAL | CLEAR;CYBRIC STYLE;POLYCARBONATE LENS; WITH 5 POSITION ADJ RATCHET LENS;ADJ FRAME;W/O CASE;AS1337-1992;ANTI-FOG; REFER SC16970 FOR LENS CLEANER; | BLKWOODS | J BLACKWOOD & SON LTD | 05471202/9188-304 | PHASING
000018608 | SPECTACLES,INDUSTRIAL | CLEAR;CYBRIC STYLE;POLYCARBONATE LENS; WITH 5 POSITION ADJ RATCHET LENS;ADJ FRAME;W/O CASE;AS1337-1992;ANTI-FOG; REFER SC16970 FOR LENS CLEANER; | UVEX | UVEX SAFETY GROUP | 9188-304 | PHASING
000018609 | SPECTACLES,INDUSTRIAL | FULL BLUE MIRROR;CYBRIC STYLE; POLYCARBONATE LENS;WITH 5 POSITION ADJ RATCHET LENS;ADJ FRAME;W/O CASE; AS1337-1992;REFER SC21169 FOR LENS | ATOMSUPP | ATOM SUPPLY | 90080142 | PHASING
000018609 | SPECTACLES,INDUSTRIAL | FULL BLUE MIRROR;CYBRIC STYLE; POLYCARBONATE LENS;WITH 5 POSITION ADJ RATCHET LENS;ADJ FRAME;W/O CASE; AS1337-1992;REFER SC21169 FOR LENS | BLKWOODS | J BLACKWOOD & SON LTD | 05471338/9188-507 | PHASING
000018609 | SPECTACLES,INDUSTRIAL | FULL BLUE MIRROR;CYBRIC STYLE; POLYCARBONATE LENS;WITH 5 POSITION ADJ RATCHET LENS;ADJ FRAME;W/O CASE; AS1337-1992;REFER SC21169 FOR LENS | UVEX | UVEX SAFETY GROUP | 9188-507 | PHASING
000018610 | SPECTACLES,INDUSTRIAL | GREY SCT;CYBRIC STYLE;POLYCARBONATE LENS;WITH 5 POSITION ADJ RATCHET;ADJ FRAME;W/O CASE;ANTI-FOG;AS1337-1992; REFER SC16970 FOR LENS CLEANER; | BLKWOODS | J BLACKWOOD & SON LTD | 05471219/9188-305 | PHASING
000018610 | SPECTACLES,INDUSTRIAL | GREY SCT;CYBRIC STYLE;POLYCARBONATE LENS;WITH 5 POSITION ADJ RATCHET;ADJ FRAME;W/O CASE;ANTI-FOG;AS1337-1992; REFER SC16970 FOR LENS CLEANER; | UVEX | UVEX SAFETY GROUP | 9188-305 | PHASING
000018611 | SPECTACLES,INDUSTRIAL | AMBER;RAYLANE;POLYCARBONATE LENS; ;ADJ FRAME;W/O CASE;AS1337-1992;ANTI-FOG AS1337-1992;ANTI-FOG;PACK OF 1;REFER SC16970 FOR LENS CLEANER; | ATOMSUPP | ATOM SUPPLY | 900080492 | PHASING
000018611 | SPECTACLES,INDUSTRIAL | AMBER;RAYLANE;POLYCARBONATE LENS; ;ADJ FRAME;W/O CASE;AS1337-1992;ANTI-FOG AS1337-1992;ANTI-FOG;PACK OF 1;REFER SC16970 FOR LENS CLEANER; | BOC | BOC GASES | 313-OP-AM | PHASING
000018611 | SPECTACLES,INDUSTRIAL | AMBER;RAYLANE;POLYCARBONATE LENS; ;ADJ FRAME;W/O CASE;AS1337-1992;ANTI-FOG AS1337-1992;ANTI-FOG;PACK OF 1;REFER SC16970 FOR LENS CLEANER; | QLDSAFTY |  | 313/AMBER/BP | PHASING
000018618 | CABINET,TELEPHONE | TELEPHONE LINE ISOLATION ENCLOSURE; FABRICATED 16 MM MDF CABINET;USED FOR THE MTG OF TELEPHONE LINE ISOLATION EQUIPMENT; | INWOOD | IN-WOOD CUSTOM DESIGN FURNISHING | CABINET TELEPHONE | CURRENT
000018620 | METER,LOGGER | SMARTWAY PULSE INPUT MODULE; REFER STOCK CODE 19026 FOR DATA LOGGER ENCLOSURE; | SURTEK | SURTEK PTY LTD | SMARTWAY MK2 PULSE INPUT MOD | PHASING
000018621 | TRANSFORMER,DISTRIBUTION | STEP UP TYPE,415/11000 V;2000 KVA; 3 PHASE;GROUND MTG;BSH HV 180 LV AIR; OIL INSULATED;ONAN;DYN 11; | ABB | ABB FAN PTY LTD | STEP UP | PURCHASE AS REQUIRED
000018622 | TRANSFORMER,DISTRIBUTION | STEP UP TYPE,415/22000 V;2000 KVA; 3 PHASE;GROUND MTG;BSH HV 180 LV AIR; OIL INSULATED;ONAN;DYN 11; | ABB | ABB FAN PTY LTD | STEP UP | PURCHASE AS REQUIRED
000018623 | TRANSFORMER,DISTRIBUTION | STEP UP TYPE,415/11000 V;1000 KVA; 3 PHASE;GROUND MTG;BSH HV 180 LV;OIL INSULATED;ONAN;DYN 11;AS2374; | ABB | ABB FAN PTY LTD | STEP UP | PURCHASE AS REQUIRED
000018624 | TRANSFORMER,DISTRIBUTION | STEP UP TYPE,415/22000 V;1000 KVA; 3 PHASE;GROUND MTG;BSH HV 180 LV AIR; OIL INSULATED;ONAN;DYN 11;AS2374; | ABB | ABB FAN PTY LTD | STEP UP | PURCHASE AS REQUIRED
000018625 | TRANSFORMER,DISTRIBUTION | STEP UP TYPE;415/11000 V;1500 KVA; 3 PHASE;GROUND MTG;BSH HV 180 LV AIR; OIL INSULATED;ONAN;DYN 11;AS2374; | ABB | ABB FAN PTY LTD | STEP UP | PURCHASE AS REQUIRED
000018626 | FUSE BOX | ELECTRICAL;ALUMINIUM;400 MM H,600 MM W, 300 MM D;C/W 3 X 200 AMP FUSES & NEUTRAL LINK; LOCAL TRANSFORMER ASSEMBLY; | ENERGEX | ENERGEX | FUSE BOX | PURCHASE AS REQUIRED
000018627 | BOX,ELECTRICAL,MULTIAPPLICATION. | ALUMINIUM;600 MM W,400 MM H,300 MM D; CT MARSHALLING;3 CT ASSEMBLY;PACK OF 1, PACK WEIGHT 16 KG;SUPPLIED COMPLETE WITH SC15869 WEATHERPROOF BOX; | GLOBAL | GLOBAL MANUFACTURING GROUP | ENERGEX-CCSTD-AR064-02 | PURCHASE AS REQUIRED
000018629 | BOX,ELECTRICAL,MULTIAPPLICATION. | ALUMINIUM;800 MM H,600 MM W,400 MM D; CT MARSHALLING;BUS ZONE CT ASSEMBLY;PACK OF 1,PACK WEIGHT 16 KG;SUPPLIED COMPLETE WITH SC15871 WEATHERPROOF BOX; | ENI | ENI INDUSTRIES PL | 85287 | CURRENT
000018630 | BOX,ELECTRICAL,MULTIAPPLICATION. | ALUMINIUM;400 MM H,600 MM W,300 MM D; CT MARSHALLING;4 CT ASSEMBLY;PACK OF 1, PACK WEIGHT 16 KG;SUPPLIED COMPLETE WITH SC15869 WEATHERPROOF BOX; | GLOBAL | GLOBAL MANUFACTURING GROUP | ENERGEX-CCSTD-064-05 | CURRENT
000018632 | BOX,ELECTRICAL,MULTIAPPLICATION. | ALUMINIUM;800 MM H,600 MM W,400 MM D; CT MARSHALLING;5 CT ASSEMBLY;PACK OF 1, PACK WEIGHT 16 KG;SUPPLIED COMPLETE WITH SC15871 WEATHERPROOF BOX; | GLOBAL | GLOBAL MANUFACTURING GROUP | ENERGEX-CCSTD-AR064-07 | CURRENT
000018633 | BOX,ELECTRICAL,MULTIAPPLICATION. | ALUMINIUM;400 MM H,600 MM W,300 MM D; J BOX ASSEMBLY;PACK OF 1,PACK WEIGHT 16 KG;SUPPLIED COMPLETE WITH SC15869 WEATHERPROOF BOX; | ENI | ENI INDUSTRIES PL | 85286 | CURRENT
000018634 | CAPACITOR SHUNT INSTALLATION. | 12 KV;3 PHASE;50 HZ;3.6 MVAR @ 11.5 KV; CUBICLE OUTDOOR;C/W FIXED CIRCUIT BREAKER;RELAY PROTECTION 110 V DC;C/W AF BLOCKING REACTOR;INRUSH REACTORS;C/W | ENERGEX | ENERGEX | 12 KV,3.6 MVAR | PURCHASE AS REQUIRED
000018635 | ANCHOR,ROCKFACE | STEEL;GALV;18 MM HOLE DIA;M10;130 MM LG; PACK OF 10; | HOBSON | HOBSON ENGINEERING CO PTY LTD 393904 | MCA58GCM100130H | CURRENT
000018635 | ANCHOR,ROCKFACE | STEEL;GALV;18 MM HOLE DIA;M10;130 MM LG; PACK OF 10; | STATEWD | STATEWIDE FSTNERS & ENG SPLS PL | RM10130G | CURRENT
000018635 | ANCHOR,ROCKFACE | STEEL;GALV;18 MM HOLE DIA;M10;130 MM LG; PACK OF 10; | COVENTRY | COVENTRY FASTENERS QLD | CS10130GH | CURRENT
000018636 | BRACKET,MOUNTING | SUSPENSION ISOLATOR;SHAPE B;C/W RUBBER INSERT;METAL OUTER CASING; M12 STUD;M12 THREADED INSERT; | BLKWOOD | J BLACKWOOD & SON LTD | 01048431 (M535622-60) | CURRENT
000018640 | MORTAR,PREMIX | GENERAL PURPOSE MORTAR;FOR CONDUIT PITS;20 KG BAG,PALLET OF 48,PALLET WEIGHT 1320 KG; | QCD | QLD CEMENT DISTRIBUTORS PTY LTD | 17881 | CURRENT
000018640 | MORTAR,PREMIX | GENERAL PURPOSE MORTAR;FOR CONDUIT PITS;20 KG BAG,PALLET OF 48,PALLET WEIGHT 1320 KG; | QCD | QLD CEMENT DISTRIBUTORS PTY LTD | 032508 | CURRENT
000018641 | BRACKET,ANGLE | CHANNEL CLIP;U SHAPED FITTING,GALVANISED ;96 MM X 48 MM;PACK OF 15,PACK WEIGHT 4.50 KG; | EZYSTRUT | EZYSTRUT CABLE & PIPE SUPPORTS | E1044H | CURRENT
000018642 | TERMINAL,LUG | DRILLED PLAM,TINNED COPPER;FOR 70 SQ MM, 19/2.14 COND;M16 PALM HOLE;BOX OF 25; PACK WEIGHT 0.63 KG; | TYCO | TYCO | CG70M16/25 (H1423A/25 | CURRENT
000018642 | TERMINAL,LUG | DRILLED PLAM,TINNED COPPER;FOR 70 SQ MM, 19/2.14 COND;M16 PALM HOLE;BOX OF 25; PACK WEIGHT 0.63 KG; | PLP AUST | PREFORMED LINE PRODUCTS (AUST) | EPTCU-70-11.5AF-M16 | CURRENT
000018643 | BAR,METAL | COPPER;ROUND,12.7 MM;HARD DRAWN; ALLOY 110;3.6 M LG;PACK OF 1; | GEOWEST | GEORGE WESTON & SONS | CROD 12.7-110 | PURCHASE AS REQUIRED
000018643 | BAR,METAL | COPPER;ROUND,12.7 MM;HARD DRAWN; ALLOY 110;3.6 M LG;PACK OF 1; | PRIMETA | PRIMARY METALS & ALLOYS | 1-6090 | PURCHASE AS REQUIRED
000018643 | BAR,METAL | COPPER;ROUND,12.7 MM;HARD DRAWN; ALLOY 110;3.6 M LG;PACK OF 1; | GEOWEST | GEORGE WESTON & SONS | 12.7 MM | PURCHASE AS REQUIRED
000018644 | CHANNEL,STRUCTURAL | STEEL;GALV,HOT DIPPED;41.3 MM W;41.3 MM H;2.5 MM THK;600 MM LG;WEIGHT 2.70 KG/M; | UNISTRUT | UNISTRUT AUSTRALIA (MANUFACTURER) | P1000/HG 600 MM LG | PHASING
000018645 | CHANNEL,STRUCTURAL | STEEL;GALV,HOT DIPPED;41.3 MM W;41.3 MM H;2.5 MM THK;850 MM LG;WEIGHT 2.70 KG/M; PACK OF 1,PACK WEIGHT 2.26 KG; | EZYSTRUT | EZYSTRUT CABLE & PIPE SUPPORTS | E1000850H | CURRENT
000018646 | CHANNEL,STRUCTURAL | STEEL;GALV,HOT DIPPED;41.3 MM W;41.3 MM H;2.5 MM THK;900 MM LG;WEIGHT 2.30 KG/M; | EZYSTRUT | EZYSTRUT CABLE & PIPE SUPPORTS | E1000900H | PURCHASE AS REQUIRED
000018647 | CHANNEL,STRUCTURAL | STEEL;GALV,HOT DIPPED;41.3 MM W;41.3 MM H;2.5 MM THK;1000 MM LG;WEIGHT 2.70 KG/M ;PACK OF 1,PACK WEIGHT 2.65 KG; | EZYSTRUT | EZYSTRUT CABLE & PIPE SUPPORTS | E1000 1000MM H | PURCHASE AS REQUIRED
000018647 | CHANNEL,STRUCTURAL | STEEL;GALV,HOT DIPPED;41.3 MM W;41.3 MM H;2.5 MM THK;1000 MM LG;WEIGHT 2.70 KG/M ;PACK OF 1,PACK WEIGHT 2.65 KG; | UNISTRUT | UNISTRUT AUSTRALIA (MANUFACTURER) | P1000H | PURCHASE AS REQUIRED
000018648 | CHANNEL,STRUCTURAL | STEEL;GALV,HOT DIPPED;41.3 MM W;41. 3 MM H;2.5 MM THK;1200 MM LG;WEIGHT 2.70 KG/M ;PACK OF 1,PACK WEIGHT 3.18 KG; | CNWPL | CNW PL - SLACKS CREEK | E1000 1200MM H | CURRENT
000018648 | CHANNEL,STRUCTURAL | STEEL;GALV,HOT DIPPED;41.3 MM W;41. 3 MM H;2.5 MM THK;1200 MM LG;WEIGHT 2.70 KG/M ;PACK OF 1,PACK WEIGHT 3.18 KG; | CNWPL | CNW PL - SLACKS CREEK | E10001200H | CURRENT
000018648 | CHANNEL,STRUCTURAL | STEEL;GALV,HOT DIPPED;41.3 MM W;41. 3 MM H;2.5 MM THK;1200 MM LG;WEIGHT 2.70 KG/M ;PACK OF 1,PACK WEIGHT 3.18 KG; | UNISTRUT | UNISTRUT AUSTRALIA (MANUFACTURER) | P1000H 1200 MM H | CURRENT
000018648 | CHANNEL,STRUCTURAL | STEEL;GALV,HOT DIPPED;41.3 MM W;41. 3 MM H;2.5 MM THK;1200 MM LG;WEIGHT 2.70 KG/M ;PACK OF 1,PACK WEIGHT 3.18 KG; | EZYSTRUT | EZYSTRUT CABLE & PIPE SUPPORTS | E1000 1200MM H | CURRENT
000018649 | CHANNEL,STRUCTURAL | STEEL;GALV,HOT DIPPED;41.3 MM W;41.3 MM H;2.5 MM THK;1800 MM LG;WEIGHT 2.70 KG/M ;PACK OF 1,PACK WEIGHT 4.77 KG; | EZYSTRUT | EZYSTRUT CABLE & PIPE SUPPORTS | E10001800H | PURCHASE AS REQUIRED
000018650 | CHANNEL,STRUCTURAL | STEEL;GALV,HOT DIPPED;41.3 MM W;41.3 MM H;2.5 MM THK;2000 MM LG;WEIGHT 2.70 KG/M ;PACK OF 1,PACK WEIGHT 5.30 KG; | EZYSTRUT | EZYSTRUT CABLE & PIPE SUPPORTS | E10002000H | CURRENT
000018651 | CHANNEL,STRUCTURAL | STEEL;GALV,HOT DIPPED;41.3 MM W;41.3 MM H;2.5 MM THK;3000 MM LG;WEIGHT 2.70 KG/M ;PACK OF 1,PACK WEIGHT 7.95 KG; | EZYSTRUT | EZYSTRUT CABLE & PIPE SUPPORTS | E10003000H | CURRENT
000018652 | TERMINAL,LUG | UNDRILLED PALM;TINNED COPPER;100 MM LG; 46 MM W;FOR 300 SQ MM;PACK OF 1;PACK WEIGHT 0.452 KG; | CABLACES | CABLACES | CAL300LB | PHASING
000018652 | TERMINAL,LUG | UNDRILLED PALM;TINNED COPPER;100 MM LG; 46 MM W;FOR 300 SQ MM;PACK OF 1;PACK WEIGHT 0.452 KG; | UTILUX |  | CG300LPMB/1 | PHASING
000018654 | CONNECTOR,BUSBAR | 19 MM TUBE TO FLAT;UNDRILLED PALM; 83 MM LG;83 MM W;PACK OF 1; | FULTON | FULTON INDUSTRIES PL | CCS19-4U | STRATEGIC SPARE
000018654 | CONNECTOR,BUSBAR | 19 MM TUBE TO FLAT;UNDRILLED PALM; 83 MM LG;83 MM W;PACK OF 1; | PLP AUST | PREFORMED LINE PRODUCTS (AUST) | D-CS5U | STRATEGIC SPARE
000018655 | BRACKET. | HANGER TYPE;FITTED TO 11 KV REGULATORS; STEEL;GALV;PACK OF 5,PACK WEIGHT 232.3 KG;FOR U/W REGULATOR POLE BRACKET SC13776; | HAYMAN | HAYMANS INDUSTRIES PTY LTD | 18655 | CURRENT
000018655 | BRACKET. | HANGER TYPE;FITTED TO 11 KV REGULATORS; STEEL;GALV;PACK OF 5,PACK WEIGHT 232.3 KG;FOR U/W REGULATOR POLE BRACKET SC13776; | GREATWST |  | 18655 | CURRENT
000018656 | TERMINATION,ELECTRICAL POWER CABLE | 36 KV;630 SQ MM XLPE HEATSHRINK TERMINATION;3 X 33 KV SINGLE CORE XLPE INSULATED CABLES;LEAD SHEATH,OUTDOOR TERMINATION 630 SQ MM-800 SQ MM; | RAYCHEM | RAYCHEM (AUSTRALIA) PTY LTD | AUST-SQB-62 | PHASING
000018657 | FRAME,MOUNTING | POLE TERMINATION FRAME;33 KV;HEATSHRINK TYPE TERMINATION FRAME;PACK OF 10,PACK WEIGHT 102 KG; | HAYMAN | HAYMANS INDUSTRIES PTY LTD | 18657 | CURRENT
000018657 | FRAME,MOUNTING | POLE TERMINATION FRAME;33 KV;HEATSHRINK TYPE TERMINATION FRAME;PACK OF 10,PACK WEIGHT 102 KG; | GLOBAL | GLOBAL MANUFACTURING GROUP | ENERGEX-12589-A3 | CURRENT
000018659 | TERMINAL,LUG | LONG BARREL,DRILLED PALM;COPPER; 1 X 13 MM HOLE;630 SQ MM;115 MM LG BARREL; PACK OF 1,PACK WEIGHT1.0 KG; | LEGEND | LEGEND POWER SYSTEMS | CAL630LB-12 | CURRENT
000018659 | TERMINAL,LUG | LONG BARREL,DRILLED PALM;COPPER; 1 X 13 MM HOLE;630 SQ MM;115 MM LG BARREL; PACK OF 1,PACK WEIGHT1.0 KG; | TYCO | TYCO | SEG630M12EX/1 | CURRENT
000018659 | TERMINAL,LUG | LONG BARREL,DRILLED PALM;COPPER; 1 X 13 MM HOLE;630 SQ MM;115 MM LG BARREL; PACK OF 1,PACK WEIGHT1.0 KG; | CABLACES | CABLACES | CAL630LB-12 | CURRENT
000018663 | RUBBER,INSERT | INSERTION RUBBER FOR LUDOWICI EPDM RUBBER STRAP,TO DIE 249-60-70 DURO; 6 M COILS; | LUDOWICI |  | DIE 249 60-70 DURO | CURRENT
000018667 | JOINT BOX,ELECTRIC CABLE | SCREEN BREAK STRAIGHT JOINT WITH F/GLASS OUTER BOX;SINGLE PHASE;FOR ELECTRICAL POWER CABLE;63.5/110 KV;1000 SQ MM COPPER COND;XLPE INSULATED;FOR F833 & | PRYSMIAN | PRYSMIAN POWER CABLES & SYSTEMS AUST | GMS 1170 CA | STRATEGIC SPARE
000018668 | TERMINATION,ELECTRICAL POWER CABLE | 63.5/110 KV;OUTDOOR;SINGLE PHASE; 1000 SQ MM;XLPE COPPER CONDUCTOR;FOR ELECTRIC POWER CABLE;PACK SIZE 137 MM X 72 MM X 60 MM,PACK WEIGHT 270 KG; | PRYSMIAN | PRYSMIAN POWER CABLES & SYSTEMS AUST | TPE 1170/203 | STRATEGIC SPARE
000018669 | TERMINATION,ELECTRICAL POWER CABLE | INDOOR;63.5/110 KV;SF6;SINGLE PHASE; 1000 SQ MM;XLPE COPPER CONDUCTOR; FOR ELECTRIC POWER CABLE; DRY TYPE; ITEM ENTERED AT ZERO DOLLAR VALUE, | PRYSMIAN | PRYSMIAN POWER CABLES & SYSTEMS AUST | EGS 1170/072 | STRATEGIC SPARE
000018671 | OUTREACH ARM | Estate Minor Road, 0.5m Single, 0 Deg Upcast, Galv Steel, Black, EQTS 05-02-01 (scm) | GM POLES | GM POLES PTY LTD | SL-AVE-S-BL | CURRENT
000018671 | OUTREACH ARM | Estate Minor Road, 0.5m Single, 0 Deg Upcast, Galv Steel, Black, EQTS 05-02-01 (scm) | IUPOLE | INTERNATIONAL UTILITY POLES PTY LTD | EX-18671 | CURRENT
000018671 | OUTREACH ARM | Estate Minor Road, 0.5m Single, 0 Deg Upcast, Galv Steel, Black, EQTS 05-02-01 (scm) | INGALEPS | INGAL EPS (CONTRACTOR) | GEX18671 | CURRENT
000018672 | OUTREACH ARM | Estate Minor Road, 0.5m Single, 0 Deg Upcast, Galv Steel, Green, EQTS 05-02-01 (scm) | GM POLES | GM POLES PTY LTD | SL-AVE-S-GR | CURRENT
000018672 | OUTREACH ARM | Estate Minor Road, 0.5m Single, 0 Deg Upcast, Galv Steel, Green, EQTS 05-02-01 (scm) | IUPOLE | INTERNATIONAL UTILITY POLES PTY LTD | EX-18672 | CURRENT
000018672 | OUTREACH ARM | Estate Minor Road, 0.5m Single, 0 Deg Upcast, Galv Steel, Green, EQTS 05-02-01 (scm) | INGALEPS | INGAL EPS (CONTRACTOR) | GEX18672 | CURRENT
000018673 | OUTREACH ARM | Estate Minor Road, 0.5m Single, 0 Deg Upcast, Galv Steel, Blue/Grey, EQTS 05-02-01 (scm) | GM POLES | GM POLES PTY LTD | SL-AVE-S-BG | CURRENT
000018673 | OUTREACH ARM | Estate Minor Road, 0.5m Single, 0 Deg Upcast, Galv Steel, Blue/Grey, EQTS 05-02-01 (scm) | IUPOLE | INTERNATIONAL UTILITY POLES PTY LTD | EX-18673 | CURRENT
000018673 | OUTREACH ARM | Estate Minor Road, 0.5m Single, 0 Deg Upcast, Galv Steel, Blue/Grey, EQTS 05-02-01 (scm) | INGALEPS | INGAL EPS (CONTRACTOR) | GEX18673 | CURRENT
000018674 | CONNECTOR,BUSBAR | 40 MM OD BUSBAR;SUPPORT CLAMP;76 MM PCD MTG;ALUMINIUM; | HYLEC | HYLEC PTY LTD | ABS4176 | PURCHASE AS REQUIRED
000018675 | CHANNEL,STRUCTURAL | STEEL;GALV,HOT DIPPED;41.3 MM W;82.6 MM H;2.5 MM THK;1200 MM LG;WEIGHT 5.4 KG/M; PACK OF 1,PACK WEIGHT 6.36 KG; | EZYSTRUT | EZYSTRUT CABLE & PIPE SUPPORTS | E10011200H | CURRENT
000018676 | CHANNEL,STRUCTURAL | STEEL;GALV,HOT DIPPED;41.3 MM W;41. 3 MM H;2.5 MM THK;2000 MM LG;WEIGHT 5.4 KG/M; | EZYSTRUT | EZYSTRUT CABLE & PIPE SUPPORTS | E10002000H | PURCHASE AS REQUIRED
000018678 | TESTER,PROXIMITY | MULTI-FUNCTION ELECTRICAL ELECTRONIC TESTER;AUDIBLE;NON CONTACT AC TESTER; HI-LOW SENSITIVITY SELECT;CONTINUITY CHECK;BLACK COLOUR;C/W BATTERIES;FOR | NESCO | NESCO | MS47VH | PHASING
000018679 | PROBE-LEAD ASSEMBLY,TEST | Trailing Earth Lead, 4mm Retractable Plug, Nylon Bar Reel, Earth Spike, Flexible Earth Lead Cable, Green Colour, 15-20mm Crimping Ferrule Sleeve, Joint | THEWMCAN | TMAC THEW & MCCANN GROUP | TM12659 | CURRENT
000018680 | INSULATOR,STRAIN | LONG ROD,SYNTHETIC COMPOSITE;132 KV NOM V;160 KN SML;TWIN;AS4435.2 D24 EYE ENDS; 1550 MM NOM COUPLING;3650 MM MIN CREEPAGE;USED FOR PROJECTS;PACK OF 10 | THEWMCAN | TMAC THEW & MCCANN GROUP | TM00725 | CURRENT
000018680 | INSULATOR,STRAIN | LONG ROD,SYNTHETIC COMPOSITE;132 KV NOM V;160 KN SML;TWIN;AS4435.2 D24 EYE ENDS; 1550 MM NOM COUPLING;3650 MM MIN CREEPAGE;USED FOR PROJECTS;PACK OF 10 | DULHUNTY | DULHUNTY INDUSTRIES PTY LTD | S699063VX02 | CURRENT
000018681 | INSULATOR,STANDOFF | LINE POST;SYNTHETIC COMPOSITE;132 KV NOM V;1550 MM NOM LG;HORIZONTAL;W/ CIRCULAR 4 BOLT FLANGE,127 MM PCD; C/W GDE 8.8 GALV BOLTS,FLAT WASHERS & | THEWMCAN | TMAC THEW & MCCANN GROUP | 132500A.5-01 | CURRENT
000018681 | INSULATOR,STANDOFF | LINE POST;SYNTHETIC COMPOSITE;132 KV NOM V;1550 MM NOM LG;HORIZONTAL;W/ CIRCULAR 4 BOLT FLANGE,127 MM PCD; C/W GDE 8.8 GALV BOLTS,FLAT WASHERS & | THEWMCAN | TMAC THEW & MCCANN GROUP | 9134104 | CURRENT
000018682 | INSULATOR,STANDOFF | LINE POST;SYNTHETIC COMPOSITE;132 KV NOM V;1550 MM NOM LG;HORIZONTAL; CIRCULAR 4 BOLT FLANGE,127 MM PCD;C/W 4 OFF 2- 1/2 IN X 5/8 IN UNC GALV BOLTS | GRAPHSOL | GRAPH SOLUTIONS PTY LTD | 150502A.01 | CURRENT
000018682 | INSULATOR,STANDOFF | LINE POST;SYNTHETIC COMPOSITE;132 KV NOM V;1550 MM NOM LG;HORIZONTAL; CIRCULAR 4 BOLT FLANGE,127 MM PCD;C/W 4 OFF 2- 1/2 IN X 5/8 IN UNC GALV BOLTS | DULHUNTY | DULHUNTY INDUSTRIES PTY LTD | H351060VX04 | CURRENT
000018683 | INSULATOR,STANDOFF | LINE POST;SYNTHETIC COMPOSITE;1550 MM NOM LG;HORIZONTAL;C/W BENDABLE GAIN BASE & ASSY BOLTS;305 MM POLE MTG CENTRES;FITTED TO INSULATORS MTG;2 HOLE | GRAPHSOL | GRAPH SOLUTIONS PTY LTD | 132500C.5 | CURRENT
000018684 | CLAMP,ELEC PWR CABLE,SUPPORT | TRUNNION TYPE; HOT DIPPED GALV MALLEABLE IRON OR ALUMINIUM ALLOY; FOR 18.0-35.0MM DIA ALUMINIUM CONDUCTORS TO BE USED ON COMPOSITE POST INSULATORS | THEWMCAN | TMAC THEW & MCCANN GROUP | TM00729 | CURRENT
000018686 | ADAPTOR | LIVE LINE;BAYONET;CLAMP OPERATING HEAD FOR UP TO 16 MM SPINDLES;U/W HV OPERATING STICK (SHOTGUN) STOCK CODES 18267 & 18281; | HYLEC | HYLEC PTY LTD | LDT 1016 | CURRENT
000018687 | ADAPTOR | UNIVERSAL TOOL ADAPTOR;U/W HV OPERATING STICK (SHOTGUN) STOCK CODES 18267 & 18281; | HYLEC | HYLEC PTY LTD | GAAM-1 | CURRENT
000018688 | CLOTH,CLEANING | MOISTURE EATER II WIPES;FOR CLEANING CONTAMINATED LINE HOSE;RUBBER BLANKETS; EXPOXIGLAS & FRP PRODUCTS;USE ON LIVE LINE EQUIPMENT ONLY;U/W HV OPERATING | ACCULEC | ACCULEC PTY LTD - E18524 | C400-2538 | PHASING
000018688 | CLOTH,CLEANING | MOISTURE EATER II WIPES;FOR CLEANING CONTAMINATED LINE HOSE;RUBBER BLANKETS; EXPOXIGLAS & FRP PRODUCTS;USE ON LIVE LINE EQUIPMENT ONLY;U/W HV OPERATING | CHANCE | CHANCE (MANUFACTURER) | C400-2538 | PHASING
000018688 | CLOTH,CLEANING | MOISTURE EATER II WIPES;FOR CLEANING CONTAMINATED LINE HOSE;RUBBER BLANKETS; EXPOXIGLAS & FRP PRODUCTS;USE ON LIVE LINE EQUIPMENT ONLY;U/W HV OPERATING | BRITECH | BRI-TECH PTY LTD | C400-2538 | PHASING
000018689 | CUBICLE,PILOT CABLE ISOLATION | OUTDOOR;5 KV ISOLATION;4 X 20 PR CABLE; 785 MM W,320 MM D,1775 MM H; | ENERGEX | ENERGEX | CUBICLE 5 KV | MAINTENANCE STOCK
000018690 | FUSE ELEMENT,ELEC | 3 AMP;36 KV;DROPOUT ELEMENT TYPE;CLASS K ;TYPE SMU-20;S & C CAT NO. 704003;U/W SMD-20 DROPOUT UNIT;TO BE ISSUED IN SETS OF 3;PACK OF 12; | S & C |  | 704003 | CURRENT
000018691 | FUSE ELEMENT,ELEC | 6 AMP;36 KV;DROPOUT ELEMENT TYPE;CLASS K ;TYPE SMU-20;S & C CAT NO. 704006;U/W SDM-20 DROPOUT UNIT;TO BE ISSUED IN SETS OF 3;PACK OF 6; | S & C |  | 704006 | MAINTENANCE STOCK
000018692 | FUSE ELEMENT,ELEC | 8 AMP;36 KV;DROPOUT ELEMENT TYPE;CLASS K ;TYPE SMU-20;S & C CAT NO. 704008;U/W SMD-20 DROPOUT UNIT;CAN BE USED IN SETS OF 3,BUT ISSUED AS ONE ONLY (EA) | S & C |  | 704008 | CURRENT
000018693 | CABLE,POWER,ELECTRICAL | 76/132 KV;400 SQ MM;STRANDED COMPACTED PLAIN ANNEALED COPPER;SEMICONDUCTIVE XLPE CONDUCTOR SCREEN;SUPERCLEAN XLPE INSULATED;SEMICONDUCTIVE XLPE INSULATION | OLEX | OLEX AUSTRALIA PTY LTD | 5633,000400,99,3081 | VENDOR HELD
000018694 | CABLE,POWER,ELECTRICAL | 6.35/11 KV;800 SQ MM;COMPACTED STRANDED; COPPER CONDUCTOR;SINGLE CORE XLPE INSULATED;STRANDED COPPER SCREEN 13 KA FOR 1 SEC;PVC OUTER SHEATH; | OLEX | OLEX AUSTRALIA PTY LTD | XJIP33RP001CXAA | MAINTENANCE STOCK
000018695 | BUSBAR | NULEC PMR BUSBAR EXT;33 KV;N36 RECLOSER; 800 AMP;RD COPPER ROD;SINGLE BUSHING EXT ;CONSISTING OF M16 HEX NUT & M16 S/S SPRING WASHER;U/W SC 18654 CABLE | ENERGEX | ENERGEX | BUSBAR EXT | CURRENT
000018696 | TRANSFORMER,DISTRIBUTION | 11 KV;100 KVA;PADMOUNT (SQUARE STYLE); HV HAZ LV BSH;MINERAL OIL INSULATED;ONAN ;DYN 11;3CR12 CUBICLE;7 TAP POSITIONS; C/W ABB SAFELINK CFC NON - EXT HV RMU | ABB | ABB FAN PTY LTD | SQ PADMOUNT | PHASING
000018696 | TRANSFORMER,DISTRIBUTION | 11 KV;100 KVA;PADMOUNT (SQUARE STYLE); HV HAZ LV BSH;MINERAL OIL INSULATED;ONAN ;DYN 11;3CR12 CUBICLE;7 TAP POSITIONS; C/W ABB SAFELINK CFC NON - EXT HV RMU | WILSON | WILSON TRANSFORMER CO. PTY LTD | 11 KV;100 KVA; | PHASING
000018697 | TRANSFORMER,DISTRIBUTION | 11 KV;200 KVA;PADMOUNT (SQUARE STYLE); HV HAZ LV BSH;MINERAL OIL INSULATED;ONAN ;DYN 11;3CR12 CUBICLE;7 TAP POSITIONS; C/W ABB SAFELINK CFC NON-EXT HV RMU | ABB | ABB FAN PTY LTD | SQ PADMOUNT | PHASING
000018698 | TRANSFORMER,DISTRIBUTION | HV HAZ LV BSH;MINERAL OIL INSULATED;ONAN ;DYN 11;3CR12 CUBICLE;7 TAP POSITIONS; C/W ABB SAFELINK CFC NON-EXT HV RMU & LV SWITCHGEAR; | ABB | ABB FAN PTY LTD | SQ PADMOUNT | PHASING
000018698 | TRANSFORMER,DISTRIBUTION | HV HAZ LV BSH;MINERAL OIL INSULATED;ONAN ;DYN 11;3CR12 CUBICLE;7 TAP POSITIONS; C/W ABB SAFELINK CFC NON-EXT HV RMU & LV SWITCHGEAR; | WILSON | WILSON TRANSFORMER CO. PTY LTD | 11 KV;315 KVA; | PHASING
000018699 | TRANSFORMER,DISTRIBUTION | 11 KV;500 KVA;PADMOUNT (SQUARE STYLE); HV HAZ LV BSH;MINERAL OIL INSULATED;ONAN ;DYN 11;3CR12 CUBICLE;7 TAP POSITIONS; C/W ABB SAFELINK CFC NON-EXT HV RMU | ABB | ABB FAN PTY LTD | SQ PADMOUNT | PHASING
000018699 | TRANSFORMER,DISTRIBUTION | 11 KV;500 KVA;PADMOUNT (SQUARE STYLE); HV HAZ LV BSH;MINERAL OIL INSULATED;ONAN ;DYN 11;3CR12 CUBICLE;7 TAP POSITIONS; C/W ABB SAFELINK CFC NON-EXT HV RMU | WILSON | WILSON TRANSFORMER CO. PTY LTD | 11 KV;500 KVA; | PHASING
000018700 | TRANSFORMER,DISTRIBUTION | 11 KV;750 KVA;PADMOUNT (SQUARE STYLE); HV HAZ LV BSH;MINERAL OIL INSULATED;ONAN ;DYN 11;3CR12 CUBICLE;7 TAP POSITIONS; C/W ABB SAFELINK CFC NON-EXT HV RMU | ABB | ABB FAN PTY LTD | SQ PADMOUNT | PHASING
000018701 | TRANSFORMER,DISTRIBUTION | 11 KV;1000 KVA;PADMOUNT (SQUARE STYLE); HV HAZ LV BSH;MINERAL OIL INSULATED;ONAN ;DYN 11;3CR12 CUBICLE;7 TAP POSITIONS; C/W ABB SAFELINK CFC NON-EXT HV RMU | ABB | ABB FAN PTY LTD | SQ PADMOUNT | PHASING
000018701 | TRANSFORMER,DISTRIBUTION | 11 KV;1000 KVA;PADMOUNT (SQUARE STYLE); HV HAZ LV BSH;MINERAL OIL INSULATED;ONAN ;DYN 11;3CR12 CUBICLE;7 TAP POSITIONS; C/W ABB SAFELINK CFC NON-EXT HV RMU | WILSON | WILSON TRANSFORMER CO. PTY LTD | 11 KV;1000 KVA; | PHASING
000018702 | CABLE,POWER,ELECTRICAL | 19/33 KV XLPE INSULATED;3 CONDUCTORS, 95 SQ MM STRANDED COMPACTED PLAIN ANNEALED COPPER;SEMICONDUCTIVE XLPE CONDUCTOR SCREEN;STRIPPOLEX INSULATION | OLEX | OLEX AUSTRALIA PTY LTD | XNHP22AA003CXAA | PURCHASE AS REQUIRED
000018706 | WIRE,ELECTRICAL | FIRE PROTECTION;1.5 MM;7/0.50;RED TWIN WITH THICK SHEATH; | BROOKS | BROOKS AUSTRALIA PO BOX 511 ARCHERFIELD | BAC0896 | PURCHASE AS REQUIRED
000018707 | BASE,SMOKE DETECTOR | PHOTO ELECTRIC SMOKE DECTECTOR BASE; | BROOKS | BROOKS AUSTRALIA PO BOX 511 ARCHERFIELD | "BAZ6-BS1 | CURRENT
000018708 | ALARM,SMOKE,AUTOMATIC | PHOTO ELECTRIC SMOKE DETECTOR HEAD; 24 V DC; | BROOKS | BROOKS AUSTRALIA PO BOX 511 ARCHERFIELD | BA-Z630 | CURRENT
000018709 | ALARM-MONITOR | ROSHNI SOUNDER-DEEP BASE; | BROOKS | BROOKS AUSTRALIA PO BOX 511 ARCHERFIELD | MRSCD | CURRENT
000018710 | FUSE ELEMENT,ELEC | 12 KV;10 AMP HRC FUSE;FOR SF6/AIR/EPOXY INSULATED SWITCHGEAR;100 KVA TRANSFORMER;PACK OF 3,PACK WEIGHT 1.6 KG; | FUSECO | FUSECO PTY LTD | 3000403/10 | CURRENT
000018714 | FUSE ELEMENT,ELEC | 12 KV;63 AMP HRC FUSE;FOR SF6/AIR/EPOXY INSULATED SWITCHGEAR;750 KVA LOW IMPEDANCE TRANSFORMER;PACK OF 1, PACK WEIGHT 2.0 KG; | FUSECO | FUSECO PTY LTD | 3001203/63 | CURRENT
000018715 | TRANSFORMER,VOLTAGE | 11 KV TO 27.8 V;100 VA;POLE MTG;C/W POLE MTG BRACKET;PRIMARY CONNECTION TAILS & FUSED SECONDARY CONNECTION LOOM; | NU-LEC | NU-LEC | 99000081/94 | PURCHASE AS REQUIRED
000018717 | POST,FENCE,METAL | STEEL;BITUMASTIC PAINTED;STAR SHAPED PICKET,W/POINTED END;1650 MM LG;USED AS A SUPPORT POST FOR BARRIERS; | SIGNET | SIGNET PTY LTD | 34807 | CURRENT
000018717 | POST,FENCE,METAL | STEEL;BITUMASTIC PAINTED;STAR SHAPED PICKET,W/POINTED END;1650 MM LG;USED AS A SUPPORT POST FOR BARRIERS; | ATOMSUPP | ATOM SUPPLY | 91090000 | CURRENT
000018719 | CABLE,FIBRE OPTIC | 24 SINGLE MODE (OPGW) GROUNDWIRE COMPOSITE FIBRE OPTICAL CABLE;CENTRAL CORE,WITHIN A PROTECTIVE TUBE;CABLE DIA 14.48 MM;LEFT HAND LAY;DRUM SIZE 3000 M, | SFPOC | SUZHOU FURUKAWA POWER OPTIC CABLE CO LTD | J1215 | PHASING
000018720 | CABLE,POWER,ELECTRICAL | 240 SQ MM;CONCENTRIC BONDING CABLE; INNER COND COMP ANNEAL,WB 91/1.78 CU; XLPE INS 4.6 MIN AV WALL (MAV);OUTER COND;PLAIN ANNEAL WB 59/1.53 + 65/1.53 | MIDLANDS | MIDLAND METALS | MMO-CBL1X240CXCWCTCWFRM | CURRENT
000018720 | CABLE,POWER,ELECTRICAL | 240 SQ MM;CONCENTRIC BONDING CABLE; INNER COND COMP ANNEAL,WB 91/1.78 CU; XLPE INS 4.6 MIN AV WALL (MAV);OUTER COND;PLAIN ANNEAL WB 59/1.53 + 65/1.53 | NANELECT | NAN ELECTRICAL CABLE AUSTRALIA PL | 1CB240CBLHJEX | CURRENT
000018720 | CABLE,POWER,ELECTRICAL | 240 SQ MM;CONCENTRIC BONDING CABLE; INNER COND COMP ANNEAL,WB 91/1.78 CU; XLPE INS 4.6 MIN AV WALL (MAV);OUTER COND;PLAIN ANNEAL WB 59/1.53 + 65/1.53 | MIDLANDS | MIDLAND METALS | MMOP17450/08 | CURRENT
000018720 | CABLE,POWER,ELECTRICAL | 240 SQ MM;CONCENTRIC BONDING CABLE; INNER COND COMP ANNEAL,WB 91/1.78 CU; XLPE INS 4.6 MIN AV WALL (MAV);OUTER COND;PLAIN ANNEAL WB 59/1.53 + 65/1.53 | OLEX | OLEX AUSTRALIA PTY LTD | 5099,999999.01,645/TXWP26WB001 | CURRENT
000018723 | TRANSFORMER,CURRENT | PROTECTION TOROIDAL;OUTDOOR; 2.5 KV; 2000/1600/800/5 AMP;CLASS5P20;15 VA ON 800/5 AMP;SINGLE PHASE;50 HZ;U/W STABILISING RESISTOR;SC18101; | STEMAR |  | BCT220/60ID | CURRENT
000018724 | TRANSFORMER,DISTRIBUTION | 11 KV;750 KVA;3 PHASE;PADMOUNT (SQUARE STYLE);HV HAZ LV BSH;MINERAL OIL INSULATED;ONAN;DYN 11;3CR12 CUBICLE; 7 TAP POSITIONS;C/W ABB SAFELINK DFD | ABB | ABB FAN PTY LTD | 750 KVA | PHASING
000018725 | TRANSFORMER,DISTRIBUTION | 11 KV;1000 KVA;3 PHASE;PADMOUNT (SQUARE STYLE);HV HAZ LV BSH;MINERAL OIL INSULATED;ONAN;DYN 11;3CR12 CUBICLE; 7 TAP POSITIONS;C/W ABB SAFELINK DFD | ABB | ABB FAN PTY LTD | 1000 KVA | PHASING
000018726 | TRANSFORMER,EARTHING | 11 KV;3 PHASE;50 HZ;ONAN;INTERCONNECTED STAR;2500 AMP FOR 10 SEC;9 OHMS PER PHASE;C/W 1 X 400/200/5 AMP CT & 1 X 2000/1600/800/1 AMP CT'S; | ABB | ABB FAN PTY LTD | 11 KV | STRATEGIC SPARE
000018727 | CONNECTOR,ELEC,PARALLEL COMPRESSION | COMPRESSION TYPE;COPPER;70-120 MM RUN TO 10-70 MM TAP;FOR EARTH GRIDS; PACK OF 1;REFER SC11429 FOR DIE; | LEGEND | LEGEND POWER SYSTEMS | CACE70/120 | CURRENT
000018727 | CONNECTOR,ELEC,PARALLEL COMPRESSION | COMPRESSION TYPE;COPPER;70-120 MM RUN TO 10-70 MM TAP;FOR EARTH GRIDS; PACK OF 1;REFER SC11429 FOR DIE; | CNWPL | CNW PL - SLACKS CREEK | CABCACE70/120 | CURRENT
000018727 | CONNECTOR,ELEC,PARALLEL COMPRESSION | COMPRESSION TYPE;COPPER;70-120 MM RUN TO 10-70 MM TAP;FOR EARTH GRIDS; PACK OF 1;REFER SC11429 FOR DIE; | BURNDY | BURNDY CABLE SUPPORT SYSTEMS | BURYGHC29C26 | CURRENT
000018728 | CONNECTOR,COMPRESSION | C Crimp, Hyground, 120-120mm2, Wide Jaw, IEEE Std 837, Dwg EESS-10031-04 | CNWPL | CNW PL - SLACKS CREEK | CABCACD120 | CURRENT
000018728 | CONNECTOR,COMPRESSION | C Crimp, Hyground, 120-120mm2, Wide Jaw, IEEE Std 837, Dwg EESS-10031-04 | PHOENIXS | PHOENIX STEEL SALES PTY LTD | YGHC29C29 | CURRENT
000018728 | CONNECTOR,COMPRESSION | C Crimp, Hyground, 120-120mm2, Wide Jaw, IEEE Std 837, Dwg EESS-10031-04 | LEGEND | LEGEND POWER SYSTEMS | CACD120 | CURRENT
000018728 | CONNECTOR,COMPRESSION | C Crimp, Hyground, 120-120mm2, Wide Jaw, IEEE Std 837, Dwg EESS-10031-04 | BURNDY | BURNDY CABLE SUPPORT SYSTEMS | BURYGHC29C29 | CURRENT
000018730 | TRANSFORMER,METERING | OUTDOOR TYPE;FREE STANDING;22 KV;AIR INSULATED ENCLOSURE;NO HV FUSES;2 CT'S, CLASS 0.5 M,OUTPUT 15 VA;RATIO 100/50/5 AMP;3 VT'S,CLASS 0.5 M,OUTPUT 50 VA/ | ABB | ABB FAN PTY LTD | METERING UNIT | PURCHASE AS REQUIRED
000018731 | SHADE BRIM,SAFETY CAP. | 100% COTTON; FLURO YELLOW COLOUR; FULL BRIM,C/W NECK & EAR FLAP PROTECTION:EXTENSION BRIM FOR SAFETY CAP,SC14294; | ATOMSUPP | ATOM SUPPLY | HHBNF-FY | CURRENT
000018731 | SHADE BRIM,SAFETY CAP. | 100% COTTON; FLURO YELLOW COLOUR; FULL BRIM,C/W NECK & EAR FLAP PROTECTION:EXTENSION BRIM FOR SAFETY CAP,SC14294; | ATOMSUPP | ATOM SUPPLY | 479274 | CURRENT
000018731 | SHADE BRIM,SAFETY CAP. | 100% COTTON; FLURO YELLOW COLOUR; FULL BRIM,C/W NECK & EAR FLAP PROTECTION:EXTENSION BRIM FOR SAFETY CAP,SC14294; | ATOMSUPP | ATOM SUPPLY | 79912412 | CURRENT
000018732 | PAD,HEAT-COLD TREATMENT | 23 CM X 12 CM;HOT - COLD Compress; Reusable. | ALPHA | ALPHA FIRST AID SUPPLIES QLD | P922403 | PHASING
000018732 | PAD,HEAT-COLD TREATMENT | 23 CM X 12 CM;HOT - COLD Compress; Reusable. | ALPHA | ALPHA FIRST AID SUPPLIES QLD | C4020 | PHASING
000018732 | PAD,HEAT-COLD TREATMENT | 23 CM X 12 CM;HOT - COLD Compress; Reusable. | TOOWFAID | TOOWOOMBA FIRST AID SUPPLIES | ICE-00979 | PHASING
000018733 | BIT,AUGER | High Carbon Steel;Scotch Pattern; 11 MM Dia;305 MM O/A LG;6 MM Hex Shank;Pack of 1. | CNWPL | CNW PL - SLACKS CREEK | DEWDT90211-QZ | CURRENT
000018733 | BIT,AUGER | High Carbon Steel;Scotch Pattern; 11 MM Dia;305 MM O/A LG;6 MM Hex Shank;Pack of 1. | CNWPL | CNW PL - SLACKS CREEK | IRW20/000619111 | CURRENT
000018735 | SIGN | DANGER- LIVE & DEAD HIGH VOLTAGE CONDUCTORS;ABS PLASTIC;SCREENED PRINTED;360 MM LG;400 MM W,3 MM THK; C/W CORD 2 M LG;PACK OF 1; | CUTLER | CUTLER BRANDS PTY LTD | ENERGE-18735 | PHASING
000018736 | INSULATION SLEEVING,ELEC,SPECIAL PURPOSE | CORRIGATED;HV,NON-HEAT SHRINK;FOR 35 TO 400 SQ MM CABLE TERMINATIONS TO ABB SAFELINK RMU'S;KIT OF 3; | PLP AUST | PREFORMED LINE PRODUCTS (AUST) | CPA-PLP-CUB-2 | CURRENT
000018736 | INSULATION SLEEVING,ELEC,SPECIAL PURPOSE | CORRIGATED;HV,NON-HEAT SHRINK;FOR 35 TO 400 SQ MM CABLE TERMINATIONS TO ABB SAFELINK RMU'S;KIT OF 3; | JBJOINT | JB JOINTING SUPPLIES PTY LTD | JB-SBC-11 | CURRENT
000018736 | INSULATION SLEEVING,ELEC,SPECIAL PURPOSE | CORRIGATED;HV,NON-HEAT SHRINK;FOR 35 TO 400 SQ MM CABLE TERMINATIONS TO ABB SAFELINK RMU'S;KIT OF 3; | TECONN | TE CONNECTIVITY LTD | RCAB-4120 | CURRENT
000018738 | SLEEVE,COMPRESSION | FT, suit 30/7/2.50 ACSR, 30/7/.102 ACSR, 19/3.75 AAAC, 19/3.75 AAC, 37/.102 AAC, Hex Die A/F 26.2mm | PLP AUST | PREFORMED LINE PRODUCTS (AUST) | CMS AAAC-188-1 | CURRENT
000018738 | SLEEVE,COMPRESSION | FT, suit 30/7/2.50 ACSR, 30/7/.102 ACSR, 19/3.75 AAAC, 19/3.75 AAC, 37/.102 AAC, Hex Die A/F 26.2mm | MACLEAN | MACLEAN POWER PL - E15128 | CMJ-NEON | CURRENT
000018738 | SLEEVE,COMPRESSION | FT, suit 30/7/2.50 ACSR, 30/7/.102 ACSR, 19/3.75 AAAC, 19/3.75 AAC, 37/.102 AAC, Hex Die A/F 26.2mm | PLP AUST | PREFORMED LINE PRODUCTS (AUST) | CMSJ-175 | CURRENT
000018738 | SLEEVE,COMPRESSION | FT, suit 30/7/2.50 ACSR, 30/7/.102 ACSR, 19/3.75 AAAC, 19/3.75 AAC, 37/.102 AAC, Hex Die A/F 26.2mm | ADAPT | ADAPT AUSTRALIA PTY LTD | CMS AAAC-188-1 | CURRENT
000018738 | SLEEVE,COMPRESSION | FT, suit 30/7/2.50 ACSR, 30/7/.102 ACSR, 19/3.75 AAAC, 19/3.75 AAC, 37/.102 AAC, Hex Die A/F 26.2mm | UTILUX |  | FT80R/1 | CURRENT
000018740 | FRAME,MOUNTING | FOR SUBSTATION TO ALLOW HEIGHT OF SURGE ARRESTOR BRACKET TO BE 2565 MM FROM GROUND LEVEL; | NU-LEC | NU-LEC | FOR SUBSTATION | PURCHASE AS REQUIRED
000018741 | ANCHOR,ROCKFACE | STEEL GALV;M12;160 MM LG;C/W NUT,USED IN CONJUNCTION WITH STOCK CODE 17889; PACK OF 10; | HOBSON | HOBSON ENGINEERING CO PTY LTD 393904 | MCA58GCM120160H | CURRENT
000018741 | ANCHOR,ROCKFACE | STEEL GALV;M12;160 MM LG;C/W NUT,USED IN CONJUNCTION WITH STOCK CODE 17889; PACK OF 10; | COVENTRY | COVENTRY FASTENERS QLD | CS12160GH | CURRENT
000018741 | ANCHOR,ROCKFACE | STEEL GALV;M12;160 MM LG;C/W NUT,USED IN CONJUNCTION WITH STOCK CODE 17889; PACK OF 10; | STATEWD | STATEWIDE FSTNERS & ENG SPLS PL | RM12160G | CURRENT
000018742 | CLAMP, PIPE | STEEL GALV,SUIT PIPE 60 MM OD,114 MM MOUNTING CENTRES;PACK OF 1; | EZYSTRUT | EZYSTRUT CABLE & PIPE SUPPORTS | E16-60H | PURCHASE AS REQUIRED
000018743 | RECLOSER | 36 KV;3 PHASE;800 AMP;STRUCTURE MTG; 16 KA BKG CAP;TERMINAL PALM CONNECTIONS; NU-LEC CONTROLLER,C/W DNP3 PROTOCOL- CAPM5;IOEX INTERFACE CARD;FAST TRIP | NU-LEC | NU-LEC | STRUCTURED MTG | PURCHASE AS REQUIRED
000018744 | RECLOSER | 36 KV;3 PHASE;800 AMP;POLE MTG-LEFT/ RIGHT;16 KA BKG CAP;240 SQ MM ALUMINIUM WATER BLOCKED CABLE;4 M LG;NU-LEC CONTROLLER,C/W DNP3 PROTOCOL-CAPM5; | NU-LEC | NU-LEC | LEFT/RIGHT | PURCHASE AS REQUIRED
000018745 | RECLOSER | 12 KV;3 PHASE;630 AMP;SF6;NU-LEC;C/W CAPM5;DNP3;IOEX,FAST TRIP MODULE, 800/400/1 CT;STRUCTURE MTG;TERMINAL PALM CONNECTIONS;REFER SC18695 FOR | NU-LEC | NU-LEC | N12 | STRATEGIC SPARE
000018746 | RECLOSER | 12 KV;3 PHASE;630 AMP;SF6;12.5 KA;NU-LEC C/W CAPM5;DNP3;IOEX,FAST TRIP MODULE, 800/400/1 CT;POLE MTG;4 M LG,185 SQ MM ALUMINIUM;WATER BLOCKED LEADS; | NU-LEC | NU-LEC | N12 | MAINTENANCE STOCK
000018747 | RECLOSER | 36 KV;3 PHASE;800 AMP;SF6;POLE MTG-FRONT /REAR;16 KA BKG CAP;240 SQ MM ALUMINIUM WATER BLOCKED CABLE,3 M LG; NU-LEC CONTROLLER WITH DNP3.0 PROTOCOL CAPM5; | NU-LEC | NU-LEC | FRONT/REAR | PURCHASE AS REQUIRED
000018748 | RECLOSER | 12 KV;3 PHASE;630 AMP;VACUUM INTERRUPTER NULEC N12;POLE MTG-FRONT-REAR;12.5 KA BKG CAP;AUX SUPPLY FROM 11 KV/27.8 V EXT POLE MTD VT C/W POLE MTG BRACKET & | NU-LEC | NU-LEC | FRONT-REAR | CURRENT
000018750 | CONVERTER | 24 V DC INPUT;48 V DC OUTPUT;4 AMP;C/W; 3U;U/W SACS; EQUIPMENT; | AMTEX | AMTEX ELECTRONICS | DCW200-48FT | CURRENT
000018752 | MODEM,COMMUNICATIONS | NETCOMM MODEM FOR PSTN & LEASED LINE COMMUNICATIONS; | PRESCI | PRECISION SCIENTIFIC TCHNOLOGY P/L | SM5695 | PHASING
000018754 | SENSOR, TEMPERATURE | CONSISTING OF SIGNAL CONDITIONER;PT100 SENSOR IN RADITATION SHIELD & BRACKET; RTD JUNCTION BOX;CABLE LENGTH 5 M;ITEM TO BE INDIVIDUALLY SUPPLIED AS A KIT; | PACDATA | PACIFIC DATA SYSTEMS QLD | PDS-SIGCON-PT100-KIT | CURRENT
000018755 | HOOK | Safloc Hook, Hauling Line, 12mm, S/Steel Gde 304, Stamped "WLL 720kg" | BULIVANT | BULLIVANTS LIFTING & SAFETY SPECIALISTS | WSNH-0120-SS2431X12LR | CURRENT
000018757 | FRAME,MOUNTING | SUPPORT STRUCTURE FOR TRANSFORMER COMPOUND;MULTICORE CABLING;PACK OF 10,ENERGEX-LOSTD-ST048-01;PACK OF 3, PACK WEIGHT 15 KG; | HAYMAN | HAYMANS INDUSTRIES PTY LTD | 18757 | PURCHASE AS REQUIRED
000018757 | FRAME,MOUNTING | SUPPORT STRUCTURE FOR TRANSFORMER COMPOUND;MULTICORE CABLING;PACK OF 10,ENERGEX-LOSTD-ST048-01;PACK OF 3, PACK WEIGHT 15 KG; | GLOBAL | GLOBAL MANUFACTURING GROUP | ENERGEX-LOSTD-ST048-01 | PURCHASE AS REQUIRED
000018758 | SCREW,TAPPING,THREAD FORMING | PANEL SCREW M3;35 MM LG;STEEL;CAD-PLATED ;WAFER HD PHILLIPS DRIVE; | SUMMIT | SUMMIT GROUP | 3DWCCZ03035 | CURRENT
000018758 | SCREW,TAPPING,THREAD FORMING | PANEL SCREW M3;35 MM LG;STEEL;CAD-PLATED ;WAFER HD PHILLIPS DRIVE; | STATEWD | STATEWIDE FSTNERS & ENG SPLS PL | SEWZ335 | CURRENT
000018759 | TAPE,INSULATION,ELECTRICAL | ADHESIVED BACKED;VINYL,PLASTIC,BLACK; 19 MM W;6 M LG;0.63 MM THK;PACK OF 10; | REXEL | REXEL PTY LTD | 3MSSCO33-19X6M | CURRENT
000018759 | TAPE,INSULATION,ELECTRICAL | ADHESIVED BACKED;VINYL,PLASTIC,BLACK; 19 MM W;6 M LG;0.63 MM THK;PACK OF 10; | 3M | 3M AUSTRALIA PTY LTD | MMMVM-19MM | CURRENT
000018760 | CABLE,CONTROL,ELECTRICAL | 20 CORE;10 PR;TWISTED 7/0.5,1.5 MM; NUMBERED BLACK & WHITE INSULATED CORES; BLACK PVC SHEATH;AS2373;DRUM SIZE 500 M, DRUM WEIGHT 442 KG; | MIDLANDS | MIDLAND METALS | MMO-20X1.5 CU PE CTS PVC | PURCHASE AS REQUIRED
000018760 | CABLE,CONTROL,ELECTRICAL | 20 CORE;10 PR;TWISTED 7/0.5,1.5 MM; NUMBERED BLACK & WHITE INSULATED CORES; BLACK PVC SHEATH;AS2373;DRUM SIZE 500 M, DRUM WEIGHT 442 KG; | OLEX | OLEX AUSTRALIA PTY LTD | IBK184AU010CXAA | PURCHASE AS REQUIRED
000018761 | FUSEHOLDER | 440 V,400 AMP SINGLE PHASE;HVY DUTY SERVICE FUSEHOLDER;FOR INDOOR USE ON INDUSTRIAL SERVICES;J TYPE FUSE LINK CARTRIDGE,SC04466,04474 & 04480 SUIT | ALSTOM | ALSTOM GRID AUSTRALIA LIMITED | FUSEHOLDER. | PURCHASE AS REQUIRED
000018761 | FUSEHOLDER | 440 V,400 AMP SINGLE PHASE;HVY DUTY SERVICE FUSEHOLDER;FOR INDOOR USE ON INDUSTRIAL SERVICES;J TYPE FUSE LINK CARTRIDGE,SC04466,04474 & 04480 SUIT | HENLEY |  | 54427-15 | PURCHASE AS REQUIRED
000018762 | RELAY,OVERCURRENT AND EARTH FAULT | REYROLLE ARGUS1;2 OC EF & SEF;5/1 AMP; 110/125 V DC AUX,110 V DC LOGIC INPUTS; MTG FLUSH & RACK;ORDER ON PROTECTION MANAGER APPROVAL ONLY; | RMS | RELAY MONITORING SYSTEMS PL | 2434H6425A | PHASING
000018762 | RELAY,OVERCURRENT AND EARTH FAULT | REYROLLE ARGUS1;2 OC EF & SEF;5/1 AMP; 110/125 V DC AUX,110 V DC LOGIC INPUTS; MTG FLUSH & RACK;ORDER ON PROTECTION MANAGER APPROVAL ONLY; | REYROLLE |  | 234H6425A | PHASING
000018763 | RELAY,OVERCURRENT AND EARTH FAULT | REYROLLE ARGUS 1;2OC EF & SEF;5/1 AMP; 32/48 V DC AUX,32 V DC LOGIC INPUTS; MTG FLUSH & RACK; | RMS | RELAY MONITORING SYSTEMS PL | DCD-421A | PHASING
000018764 | RELAY,DIRECTIONAL OVERCURR & EARTH FAULT | REYROLLE ARGUS 2;3 DOC DEF;5/1 AMP; 110/125 V DC AUX,110 V DC DI;MTG FLUSH & RACK;ORDER ON PROTECTION MANAGER APPROVAL ONLY; | REYROLLE |  | DCD-815B | STRATEGIC SPARE
000018765 | RELAY,DIRECTIONAL OVERCURR & EARTH FAULT | REYROLLE ARGUS 2;3 DOC DEF;5/1 AMP; 32/48 V DC AUX,32 V DC DI;MTG FLUSH & RACK;ORDER ON PROTECTION MANAGER APPROVAL ONLY; | REYROLLE |  | DCD-811B | PHASING
000018766 | RELAY,SENSITIVE EARTH FAULT | RMS 2C137;SEF;5 AMP; 10S RESET, 32 /48 V DC AUX;MTG FLUSH & RACK; ORDER ON PROTECTION MANAGER APPROVAL ONLY; | RELMONSY | RELAY MONITORING SYSTEMS PTY LTD | 2C137-ABAAB10 | PURCHASE AS REQUIRED
000018767 | RELAY,ELECTROMAGNETIC | MULTIRIP;RMS 2HSM514;FLAG;9 N/O 1 N/C LATCHED;110 V DC AUX;MTG FLUSH & RACK;ORDER ON PROTECTION MANAGER APPROVAL ONLY; | RMS | RELAY MONITORING SYSTEMS PL | 2HSM514B2-D-9M1B-2M28-S1 | CURRENT
000018768 | RELAY,TRANSFORMER DIFFERENTIAL | ALSTOM KBCH120;1 AMP;32/48/110/125 V DC AUX; 48 V DC DI;MTG FLUSH & RACK;ORDER ON PROTECTION MANAGER APPROVAL ONLY; | AREVA | AREVA T&D AUSTRALIA LIMITED | KBCH12001W12LEL | STRATEGIC SPARE
000018769 | RELAY,TRANSFORMER DIFFERENTIAL | ALSTOM KBCH140;1 AMP;32/48/110/125 V DC AUX;48 V DC DI;MTG FLUSH & RACK;ORDER ON PROTECTION MANAGER APPROVAL ONLY; | ALSTOM | ALSTOM GRID AUSTRALIA LIMITED | KBCH14001W12LEL | STRATEGIC SPARE
000018771 | RELAY,FEEDER DIFFERENTIAL SUPERVISION | AREVA MRTP03;PLIOT WIRE,SPVSN ISOL/TRFM 240 V AC & 110/125 V DC AUX;MRTP03-MTG FLUSH & RACK;SPVSN ISOL/TRFM-MTG SURFACE;ORDER ON PROTECTION MANAGER | AREVA | AREVA T&D AUSTRALIA LIMITED | MRTP03T1CE0761 & ZC0243003 | STRATEGIC SPARE
000018772 | RELAY,OVERCURRENT AND EARTH FAULT | AREVA MCRI;INST;2 0C EF;5 AMP; 110/125 V DC AUX;MTG FLUSH & RACK;ORDER ON PROTECTION MANAGER APPROVAL ONLY; | AREVA | AREVA T&D AUSTRALIA LIMITED | MCRI01T1CD0751 | MAINTENANCE STOCK
000018773 | RELAY,OVERCURRENT | ALSTOM MCT139;INST;3 OC;1 AMP;110/125 V DC AUX;MTG FLUSH & RACK;ORDER ON PROTECTION MANAGER APPROVAL ONLY; | ALSTOM | ALSTOM GRID AUSTRALIA LIMITED | MCTI39L1AF0751 | PHASING
000018774 | RELAY,FEEDER DIFFERENTIAL. | REYROLLE SOLKOR N;RS485;5/1 AMP;110/ 125 V DC AUX,110/125 V DC DI;MTG FLUSH & RACK;ORDER ON PROTECTION MANAGER APPROVAL ONLY; | REYROLLE |  | SO1-131DA | PURCHASE AS REQUIRED
000018775 | BOX,ELECTRICAL,MULTIAPPLICATION. | ALUMINIUM;800 MM W,600 MM H,400 MM D; CT MARSHALLING;2 CT ASSEMBLY; | ENERGEX | ENERGEX | 6 CT MARSHALLING | PURCHASE AS REQUIRED
000018776 | TRANSFORMER,CURRENT | INTERPOSING;MEASUREMENT,PRIMARY WOUND;INDOOR;RATIO 2-2.5-3/5 AMP; CLASS 2M;FORM NS SERIES 28;W3180;C/W MTG BOLT; | WFENERGY | WF ENERGY CONTROLS | W3180 | PURCHASE AS REQUIRED
000018777 | TRANSFORMER,CURRENT | INTERPOSING;MEASUREMENT,PRIMARY WOUND;INDOOR;RATIO 3.5-4-4.5/5 AMP; CLASS 2M;FORM NS SERIES 28;W3181;C/W MTG BOLT; | WFENERGY | WF ENERGY CONTROLS | W3181 | PURCHASE AS REQUIRED
000018778 | BATTERY,NONRECHARGEABLE | ALKALINE;1.5 V, A76 OR EQUIV;U/W TESTER PROXIMITY SC18678;BOX OF 12,CARTON OF 12 ; | BLKWOOD | J BLACKWOOD & SON LTD | 04561358 | CURRENT
000018778 | BATTERY,NONRECHARGEABLE | ALKALINE;1.5 V, A76 OR EQUIV;U/W TESTER PROXIMITY SC18678;BOX OF 12,CARTON OF 12 ; | HAYMANS | HAYMANS ELECTRICAL | EVRA76BP-2 | CURRENT
000018778 | BATTERY,NONRECHARGEABLE | ALKALINE;1.5 V, A76 OR EQUIV;U/W TESTER PROXIMITY SC18678;BOX OF 12,CARTON OF 12 ; | EVEREADY |  | EVRA76BP-2 | CURRENT
000018779 | BAR,METAL | STEEL;FLAT SHAPE;25 MM X 3 MM;GDE 300; AS3679.1;6 M LG; | SMORGON | SMORGON ARC | BAR METAL | PHASING
000018780 | BAR,METAL | STEEL;FLAT SHAPE;25 MM X 5 MM;GDE 300; AS3679.1;6 M LENGTH; | SMORGON | SMORGON ARC | BAR METAL | PHASING
000018781 | BAR,METAL | STEEL;FLAT SHAPE;25 MM X 6 MM;GDE 300; AS3697.1;6 M LENGTH; | SMORGON | SMORGON ARC | BAR METAL | PHASING
000018782 | BAR,METAL | STEEL;FLAT SHAPE;25 MM X 12 MM;GDE 300; AS3679.1;6 M LENGTH; | SMORGON | SMORGON ARC | BAR METAL | PHASING
000018783 | BAR,METAL | STEEL;FLAT SHAPE;32 MM X 5 MM;GDE 300; AS3679.1;6 M LENGTH; | SMORGON | SMORGON ARC | BAR METAL | PHASING
000018784 | BAR,METAL | STEEL;FLAT SHAPE;32 MM X 6 MM;GDE 300; AS3679.1;6 M LENGTH; | SMORGON | SMORGON ARC | BAR METAL | PHASING
000018785 | BAR,METAL | STEEL;FLAT SHAPE;32 MM X 8 MM;GDE 300; AS3679.1;6 M LENGTH; | SMORGON | SMORGON ARC | BAR METAL | PHASING
000018786 | BAR,METAL | STEEL;FLAT SHAPE;32 MM X 10 MM;GDE 300; AS3679.1;6 M LENGTH; | SMORGON | SMORGON ARC | BAR METAL | PHASING
000018787 | BAR,METAL | STEEL;FLAT SHAPE;40 MM X 5 MM;GDE 300; AS3697.1;6 M LENGTH; | SMORGON | SMORGON ARC | BAR METAL | PHASING
000018788 | BAR,METAL | STEEL;FLAT SHAPE;40 MM X 6 MM;GDE 300; AS3679.1;6 M LENGTH; | SMORGON | SMORGON ARC | BAR METAL | PHASING
000018789 | BAR,METAL | STEEL;FLAT SHAPE;40 MM X 8 MM;GDE 300; AS3679.1;6 M LENGTH; | SMORGON | SMORGON ARC | BAR METAL | PHASING
000018790 | BAR,METAL | STEEL;FLAT SHAPE;40 MM X 12 MM;GDE 300; AS3679.1;6 M LENGTH; | SMORGON | SMORGON ARC | BAR METAL | PHASING
000018791 | BAR,METAL | STEEL;FLAT SHAPE;50 MM X 3 MM;GDE 300; AS3679.1;6 M LENGTH; | SMORGON | SMORGON ARC | BAR METAL | PHASING
000018792 | BAR,METAL | STEEL;FLAT SHAPE;50 MM X 5 MM;GDE 300; AS3679.1;6 M LENGTH; | SMORGON | SMORGON ARC | BAR METAL | PHASING
000018793 | BAR,METAL | STEEL;FLAT SHAPE;50 MM X 6 MM;GDE 300; AS3679.1;6 M LENGTH; | SMORGON | SMORGON ARC | BAR METAL | PHASING
000018794 | BAR,METAL | STEEL;FLAT SHAPE;50 MM X 10 MM;GDE 300; AS3679.1;6 M LENGTH; | SMORGON | SMORGON ARC | BAR METAL | PHASING
000018795 | BAR,METAL | STEEL;FLAT SHAPE;50 MM X 16 MM;GDE 300; AS3679.1;6 M LENGTH; | SMORGON | SMORGON ARC | BAR METAL | PHASING
000018796 | BAR,METAL | STEEL;FLAT SHAPE;50 MM X 25 MM;GDE 300; AS3679.1;6 M LG; | SMORGON | SMORGON ARC | BAR METAL | VENDOR HELD
000018797 | BAR,METAL | STEEL;FLAT SHAPE;65 MM X 5 MM;GDE 300; AS3679.1;6 M LENGTH; | SMORGON | SMORGON ARC | BAR METAL | PHASING
000018798 | BAR,METAL | STEEL;FLAT SHAPE;65 MM X 6 MM;GDE 300; AS3679.1;6 M LENGTH; | SMORGON | SMORGON ARC | BAR METAL | PHASING
000018799 | BAR,METAL | STEEL;FLAT SHAPE;75 MM X 5 MM;GDE 300; AS3679.1;6 M LENGTH; | SMORGON | SMORGON ARC | BAR METAL | PHASING
000018800 | BAR,METAL | STEEL;FLAT SHAPE;75 MM X 6 MM;GDE 300; AS3679.1;6 M LENGTH; | SMORGON | SMORGON ARC | BAR METAL | PHASING
000018801 | BAR,METAL | STEEL;FLAT SHAPE;75 MM X 8 MM;GDE 300; AS3679.1;6 M LENGTH; | SMORGON | SMORGON ARC | BAR METAL | PHASING
000018802 | BAR,METAL | STEEL;FLAT SHAPE;75 MM X 12 MM;GDE 300; AS3679.1;6 M LENGTH; | SMORGON | SMORGON ARC | BAR METAL | PHASING
000018803 | BAR,METAL | STEEL;FLAT SHAPE;90 MM X 6 MM;GDE 300; AS3679.1;6 M LENGTH; | SMORGON | SMORGON ARC | BAR METAL | PHASING
000018804 | BAR,METAL | STEEL;FLAT SHAPE;90 MM X 10 MM;GDE 300; AS3679.1;6 M LENGTH; | SMORGON | SMORGON ARC | BAR METAL | PHASING
000018805 | BAR,METAL | STEEL;FLAT SHAPE;100 MM X 5 MM;GDE 300; AS3679.1;6 M LENGTH; | SMORGON | SMORGON ARC | BAR METAL | PHASING
000018806 | BAR,METAL | STEEL;FLAT SHAPE;100 MM X 6 MM;GDE 300; AS3679.1;6 M LENGTH; | SMORGON | SMORGON ARC | BAR METAL | PHASING
000018807 | BAR,METAL | STEEL;FLAT SHAPE;100 MM X 8 MM;GDE 300; AS3679.1;6 M LENGTH; | SMORGON | SMORGON ARC | BAR METAL | PHASING
000018808 | BAR,METAL | STEEL;FLAT SHAPE;100 MM X 10 MM;GDE 300; AS3679.1;6 M LENGTH; | SMORGON | SMORGON ARC | BAR METAL | PHASING
000018809 | BAR,METAL | STEEL;FLAT SHAPE;100 MM X 12 MM;GDE 300; AS3679.1;6 M LENGTH; | SMORGON | SMORGON ARC | BAR METAL | PHASING
000018810 | BAR,METAL | STEEL;FLAT SHAPE;100 MM X 20 MM;GDE 300; AS3679.1;6 M LENGTH; | SMORGON | SMORGON ARC | BAR METAL | PHASING
000018811 | BAR,METAL | STEEL;FLAT SHAPE;130 MM X 5 MM;GDE 300; AS3679.1;6 M LENGTH; | SMORGON | SMORGON ARC | BAR METAL | PHASING
000018812 | BAR,METAL | STEEL;FLAT SHAPE;130 MM X 8 MM;GDE 300; AS3679.1;6 M LENGTH; | SMORGON | SMORGON ARC | BAR METAL | PHASING
000018813 | BAR,METAL | STEEL;FLAT SHAPE;130 MM X 10 MM;GDE 300; AS3679.1;6 M LENGTH; | SMORGON | SMORGON ARC | BAR METAL | PHASING
000018814 | BAR,METAL | STEEL;FLAT SHAPE;130 MM X 12 MM;GDE 300; AS3679.1;6 M LENGTH; | SMORGON | SMORGON ARC | BAR METAL | PHASING
000018815 | BAR,METAL | STEEL;FLAT SHAPE;150 MM X 6 MM;GDE 300; AS3679.1;6 M LENGTH; | SMORGON | SMORGON ARC | BAR METAL | PHASING
000018816 | BAR,METAL | STEEL;FLAT SHAPE;150 MM X 10 MM;GDE 300; AS3679.1;6 M LENGTH; | SMORGON | SMORGON ARC | BAR METAL | PHASING
000018817 | BAR,METAL | STEEL;FLAT SHAPE;150 MM X 12 MM;GDE 300; AS3679.1;6 M LENGTH; | SMORGON | SMORGON ARC | BAR METAL | PHASING
000018818 | BAR,METAL | STEEL;FLAT SHAPE;150 MM X 16 MM;GDE 300; AS3679.1;6 M LENGTH; | SMORGON | SMORGON ARC | BAR METAL | PHASING
000018819 | BAR,METAL | STEEL;FLAT SHAPE;150 MM X 20 MM;GDE 300; AS3679.1;6 M LENGTH; | SMORGON | SMORGON ARC | BAR METAL | PHASING
000018820 | BAR,METAL | STEEL;RD SHAPE;10 MM DIA;GDE 300; AS3679.1;6 M LENGTH; | SMORGON | SMORGON ARC | BAR METAL | PHASING
000018821 | BAR,METAL | STEEL;RD SHAPE;12 MM DIA;GDE 300; AS3679.1;6 M LENGTH; | SMORGON | SMORGON ARC | BAR METAL | PHASING
000018822 | BAR,METAL | STEEL;RD SHAPE;16 MM DIA;GDE 300; AS3679.1;6 M LENGTH; | SMORGON | SMORGON ARC | BAR METAL | PHASING
000018823 | BAR,METAL | STEEL;RD SHAPE;20 MM DIA;GDE 300; AS3679.1;6 M LENGTH; | SMORGON | SMORGON ARC | BAR METAL | PHASING
000018824 | BAR,METAL | STEEL;RD SHAPE;24 MM DIA;GDE 300; AS3679.1;6 M LENGTH; | SMORGON | SMORGON ARC | BAR METAL | PHASING
000018825 | BAR,METAL | STEEL;RD SHAPE;27 MM DIA;GDE 300; AS3679.1;6 M LENGTH; | SMORGON | SMORGON ARC | BAR METAL | PHASING
000018826 | BAR,METAL | STEEL;RD SHAPE;39 MM DIA;GDE 300; AS3679.1;6 M LENGTH; | SMORGON | SMORGON ARC | BAR METAL | PHASING
000018827 | BAR,METAL | STEEL;RD SHAPE;5 MM DIA;BRIGHT FINISH; GDE M1020;AS1443;6 M LENGTH; | SMORGON | SMORGON ARC | BAR METAL | PHASING
000018828 | BAR,METAL | STEEL;RD SHAPE;6.35 MM DIA;BRIGHT FINISH ;GDE M1020;AS1443;6 M LG; | SMORGON | SMORGON ARC | BAR RD | VENDOR HELD
000018829 | BAR,METAL | STEEL;RD SHAPE;8 MM DIA;BRIGHT FINISH; GDE M1020;AS1443;6 M LENGTH; | SMORGON | SMORGON ARC | BAR RD | PHASING
000018830 | BAR,METAL | STEEL;RD SHAPE;10 MM DIA;BRIGHT FINISH; GDE M1020;AS1443;6 M LENGTH; | SMORGON | SMORGON ARC | BAR RD | PHASING
000018831 | BAR,METAL | STEEL;RD SHAPE;12 MM DIA;BRIGHT FINISH; GDE M1020;AS1443;6 M LENGTH; | SMORGON | SMORGON ARC | BAR RD | PHASING
000018832 | BAR,METAL | STEEL;RD SHAPE;16 MM DIA;BRIGHT FINISH; GDE M1020;AS1443;6 M LENGTH; | SMORGON | SMORGON ARC | BAR RD | PHASING
000018833 | BAR,METAL | STEEL;RD SHAPE;24 MM DIA;BRIGHT FINISH; GDE M1020;AS1443;6 M LENGTH; | SMORGON | SMORGON ARC | BAR RD | PHASING
000018834 | BAR,METAL | STEEL;RD SHAPE;30 MM DIA;BRIGHT FINISH; GDE M1020;AS1443;6 M LENGTH; | SMORGON | SMORGON ARC | BAR RD | PHASING
000018835 | BAR,METAL | STEEL;SQ SHAPE;10 MM;BRIGHT FINISH; GDE 1214;AS1443;4 M LENGTH; | SMORGON | SMORGON ARC | BAR SQ | PHASING
000018836 | BAR,METAL | STEEL;SQ SHAPE;25 MM;BRIGHT FINISH; GDE 1214;AS1443;4 M LENGTH; | SMORGON | SMORGON ARC | BAR SQ | PHASING
000018837 | BAR,METAL | STEEL;SQ SHAPE;12 MM;AS3679.1-250/ BHP300 PLUS; | SMORGON | SMORGON ARC | BAR SQ | PHASING
000018838 | BAR,METAL | STEEL;SQ SHAPE;20 MM;AS3679.1-250/ BHP300 PLUS; | SMORGON | SMORGON ARC | BAR SQ | PHASING
000018839 | BAR,METAL | STEEL;SQ SHAPE;25 MM;AS3679.1-250/ BHP300 PLUS; | SMORGON | SMORGON ARC | BAR SQ | PHASING
000018840 | BAR,METAL | STEEL;CHANNEL;50 MM X 25 MM;PARALLEL FLANGE;AS3679.1;6 M LG;PACK OF 1; | SMORGON | SMORGON ARC | BAR CHANNEL | PHASING
000018841 | BAR,METAL | STEEL;CHANNEL;75 MM X 40 MM;PARALLEL FLANGE;AS3679.1;9 M LG; | SMORGON | SMORGON ARC | BAR CHANNEL | PHASING
000018842 | BAR,METAL | STEEL;CHANNEL;100 MM X 50 MM;PARALLEL FLANGE;AS3679.1;9 M LG; | SMORGON | SMORGON ARC | BAR CHANNEL | PHASING
000018843 | BAR,METAL | STEEL;CHANNEL;125 MM X 65 MM;PARALLEL FLANGE;AS3679.1;9 M LG; | SMORGON | SMORGON ARC | BAR CHANNEL | PHASING
000018844 | BAR,METAL | STEEL;CHANNEL;150 MM X 75 MM;PARALLEL FLANGE;AS3679.1; 9 M LG; | BLUESCOP | BLUESCOPE STEEL | CH-150-75-L300-9000 | PURCHASE AS REQUIRED
000018844 | BAR,METAL | STEEL;CHANNEL;150 MM X 75 MM;PARALLEL FLANGE;AS3679.1; 9 M LG; | SMORGON | SMORGON ARC | BAR CHANNEL | PURCHASE AS REQUIRED
000018845 | BAR,METAL | STEEL;ANGLE UNEQUAL SHAPE;65 MM X 50 MM X 6 MM;GDE 300;AS3679.1;9 M LG; | SMORGON | SMORGON ARC | ANGLE UNEQUAL | PHASING
000018846 | BAR,METAL | STEEL;ANGLE UNEQUAL SHAPE;75 MM X 50 MM X 5 MM;GDE 300;AS3679.1;9 M LG; | SMORGON | SMORGON ARC | ANGLE UNEQUAL | PHASING
000018847 | BAR,METAL | STEEL;ANGLE UNEQUAL SHAPE;75 MM X 50 MM X 6 MM;GDE 300;AS3679.1;9 M LG; | SMORGON | SMORGON ARC | ANGLE UNEQUAL | PHASING
000018848 | BAR,METAL | STEEL;ANGLE UNEQUAL SHAPE;100 MM X 75 MM X 6 MM;GDE 300;AS3679.1;9 M LG; | SMORGON | SMORGON ARC | ANGLE UNEQUAL | PHASING
000018849 | BAR,METAL | STEEL;ANGLE UNEQUAL SHAPE;125 MM X 75 MM X 6 MM;GDE 300;AS3679.1;9 M LG; | SMORGON | SMORGON ARC | ANGLE UNEQUAL | PHASING
000018850 | BAR,METAL | STEEL;ANGLE UNEQUAL SHAPE;125 MM X 75 MM X 8 MM;GDE 300;AS3679.1;9 M LG; | SMORGON | SMORGON ARC | ANGLE UNEQUAL | PHASING
000018851 | BAR,METAL | STEEL;ANGLE UNEQUAL SHAPE;150 MM X 100 MM X 10 MM;GDE 300;AS3679.1; 9 M LG; | SMORGON | SMORGON ARC | ANGLE UNEQUAL | PHASING
000018852 | BAR,METAL | STEEL;ANGLE EQUAL SHAPE;45 MM X 45 MM X 5 MM;GDE 300;AS3679.1;9 M LG; | SMORGON | SMORGON ARC | ANGLE EQUAL | PHASING
000018853 | BAR,METAL | STEEL;ANGLE EQUAL SHAPE;50 MM X 50 MM X 5 MM;GDE 300;AS3679.1;9 M LG; | SMORGON | SMORGON ARC | ANGLE EQUAL | PHASING
000018854 | BAR,METAL | STEEL;ANGLE EQUAL SHAPE;50 MM X 50 MM X 6 MM;GDE 300;AS3679.1;9 M LG; | SMORGON | SMORGON ARC | ANGLE EQUAL | PHASING
000018855 | BAR,METAL | STEEL;ANGLE EQUAL SHAPE;65 MM X 65 MM X 5 MM;GDE 300;AS3679.1;9 M LG; | SMORGON | SMORGON ARC | ANGLE EQUAL | PHASING
000018856 | BAR,METAL | STEEL;ANGLE EQUAL SHAPE;65 MM X 65 MM X 6 MM;GDE 300;AS3679.1;9 M LG; | SMORGON | SMORGON ARC | ANGLE EQUAL | PHASING
000018857 | BAR,METAL | STEEL;ANGLE EQUAL SHAPE;75 MM X 75 MM X 5 MM;GDE 300;AS3679.1;9 M LG; | SMORGON | SMORGON ARC | ANGLE EQUAL | PHASING
000018858 | BAR,METAL | STEEL;ANGLE EQUAL SHAPE;75 MM X 75 MM X 6 MM;GDE 300;AS3679.1;9 M LG; | SMORGON | SMORGON ARC | ANGLE EQUAL | PHASING
000018859 | BAR,METAL | STEEL;ANGLE EQUAL SHAPE;75 MM X 75 MM X 10 MM;GDE 300;AS3679.1;9 M LG; | SMORGON | SMORGON ARC | ANGLE EQUAL | PHASING
000018860 | BAR,METAL | STEEL;ANGLE EQUAL SHAPE;90 MM X 90 MM X 6 MM;GDE 300;AS3679.1;9 M LG; | SMORGON | SMORGON ARC | ANGLE EQUAL | PHASING
000018861 | BAR,METAL | STEEL;ANGLE EQUAL SHAPE;100 MM X 100 MM X 6 MM;GDE 300;AS3679.1;9 M LG; | SMORGON | SMORGON ARC | ANGLE EQUAL | PHASING
000018862 | BAR,METAL | STEEL;ANGLE EQUAL SHAPE;100 MM X 100 MM X 8 MM;GDE 300;AS3679.1;9 M LG; | SMORGON | SMORGON ARC | ANGLE EQUAL | PHASING
000018863 | BAR,METAL | STEEL;ANGLE EQUAL SHAPE;100 MM X 100 MM X 10 MM;GDE 300;AS3679.1;9 M LG; | SMORGON | SMORGON ARC | ANGLE EQUAL | PHASING
000018864 | BAR,METAL | STEEL;SQ HOLLOW SECTION;30 MM X 30 MM X 3 MM;GDE 300:8 M LG; | SMORGON | SMORGON ARC | SQ HOLLOW | PHASING
000018865 | BAR,METAL | STEEL;SQ HOLLOW SECTION;35 MM X 35 MM X 2 MM;GDE 300;AS1163;8 M LG; | SMORGON | SMORGON ARC | SQ HOLLOW | PHASING
000018866 | BAR,METAL | STEEL;SQ HOLLOW SECTION;40 MM X 40 MM X 2 MM;GDE 300;AS1163;8 M LG; | SMORGON | SMORGON ARC | SQ HOLLOW | PHASING
000018867 | BAR,METAL | STEEL;SQ HOLLOW SECTION;40 MM X 40 MM X 3 MM;GDE 300;AS1163;8 M LG; | SMORGON | SMORGON ARC | SQ HOLLOW | PHASING
000018868 | BAR,METAL | STEEL;SQ HOLLOW SECTION;50 MM X 50 MM X 3 MM;GDE 300;AS1163;8 M LG; | SMORGON | SMORGON ARC | SQ HOLLOW | PHASING
000018869 | BAR,METAL | STEEL;SQ HOLLOW SECTION;50 MM X 50 MM X 4 MM;GDE 300;AS1163;8 M LG; | SMORGON | SMORGON ARC | SQ HOLLOW | PHASING
000018870 | BAR,METAL | STEEL;SQ HOLLOW SECTION;50 MM X 50 MM X 5 MM;GDE 300;AS1163;8 M LG; | SMORGON | SMORGON ARC | SQ HOLLOW | PHASING
000018871 | BAR,METAL | STEEL;SQ HOLLOW SECTION;65 MM X 65 MM X 2 MM;GDE 300;AS1163;8 M LG; | SMORGON | SMORGON ARC | SQ HOLLOW | PHASING
000018872 | BAR,METAL | STEEL;SQ HOLLOW SECTION;65 MM X 65 MM X 6 MM;GDE 300;AS1163;8 M LG; | SMORGON | SMORGON ARC | SQ HOLLOW | PHASING
000018873 | BAR,METAL | STEEL;SQ HOLLOW SECTION;75 MM X 75 MM X 4 MM;GDE 300;AS1163;8 M LG; | SMORGON | SMORGON ARC | SQ HOLLOW | PHASING
000018874 | BAR,METAL | STEEL;SQ HOLLOW SECTION;75 MM X 75 MM X 5 MM;GDE 300;AS1163;8 M LG; | SMORGON | SMORGON ARC | SQ HOLLOW | PHASING
000018875 | BAR,METAL | STEEL;SQ HOLLOW SECTION;75 MM X 75 MM X 6 MM;GDE 300;AS1163;8 M LG; | SMORGON | SMORGON ARC | SQ HOLLOW | PHASING
000018876 | BAR,METAL | STEEL;SQ HOLLOW SECTION;89 MM X 89 MM X 3.5 MM;GDE 300;AS1163;8 M LG; | SMORGON | SMORGON ARC | SQ HOLLOW | PHASING
000018877 | BAR,METAL | STEEL;SQ HOLLOW SECTION;89 MM X 89 MM X 5 MM;GDE 300;AS1163;8 M LG; | SMORGON | SMORGON ARC | SQ HOLLOW | PHASING
000018878 | BAR,METAL | STEEL;SQ HOLLOW SECTION;89 MM X 89 MM X 6 MM;GDE 300;AS1163;8 M LG; | SMORGON | SMORGON ARC | SQ HOLLOW | PHASING
000018879 | BAR,METAL | STEEL;SQ HOLLOW SECTION;100 MM X 100 MM X 5 MM;GDE 300;AS1163;8 M LG; | SMORGON | SMORGON ARC | SQ HOLLOW | PHASING
000018880 | BAR,METAL | STEEL;SQ HOLLOW SECTION;100 MM X 100 MM X 6 MM;GDE 300;AS1163;8 M LG; | SMORGON | SMORGON ARC | SQ HOLLOW | PHASING
000018881 | BAR,METAL | STEEL;SQ HOLLOW SECTION;100 MM X 100 MM X 9 MM;GDE 300;AS1163;8 M LG; | SMORGON | SMORGON ARC | SQ HOLLOW | PHASING
000018882 | BAR,METAL | STEEL;SQ HOLLOW SECTION;125 MM X 125 MM X 5 MM;GDE 300;AS1163;8 M LG; | SMORGON | SMORGON ARC | SQ HOLLOW | PHASING
000018883 | BAR,METAL | STEEL;SQ HOLLOW SECTION;125 MM X 125 MM X 6 MM;GDE 300;AS1163;8 M LG; | SMORGON | SMORGON ARC | SQ HOLLOW | PHASING
000018884 | BAR,METAL | STEEL;SQ HOLLOW SECTION;150 MM X 150 MM X 6 MM;GDE 300;AS1163;8 M LG; | SMORGON | SMORGON ARC | SQ HOLLOW | PHASING
000018885 | BAR,METAL | STEEL;SQ HOLLOW SECTION;150 MM X 150 MM X 5 MM;GDE 300;AS1163;8 M LG; | SMORGON | SMORGON ARC | SQ HOLLOW | PHASING
000018886 | BAR,METAL | STEEL;SQ HOLLOW SECTION;30 MM X 30 MM X 2.5 MM;GDE 300;AS1163;8 M LG; | SMORGON | SMORGON ARC | SQ HOLLOW | PHASING
000018887 | BAR,METAL | STEEL;RECTANGULAR HOLLOW SECTION; 75 MM X 50 MM X 5 MM;AS1163;8 M LG; | SMORGON | SMORGON ARC | RECTANGULAR HOLLOW | PHASING
000018888 | BAR,METAL | STEEL;RECTANGULAR HOLLOW SECTION; 50 MM X 25 MM X 3 MM;AS1163;8 M LG; | SMORGON | SMORGON ARC | RECTANGULAR HOLLOW | PHASING
000018889 | BAR,METAL | STEEL;RECTANGULAR HOLLOW SECTION; 65 MM X 35 MM X 2 MM;AS1163;8 M LG; | SMORGON | SMORGON ARC | RECTANGULAR HOLLOW | PHASING
000018890 | BAR,METAL | STEEL;RECTANGULAR HOLLOW SECTION; 65 MM X 35 MM X 2.5 MM;AS1163;8 M LG; | SMORGON | SMORGON ARC | RECTANGULAR HOLLOW | PHASING
000018891 | BAR,METAL | STEEL;RECTANGULAR HOLLOW SECTION; 75 MM X 50 MM X 2 MM;AS1163;8 M LG; | SMORGON | SMORGON ARC | RECTANGULAR HOLLOW | PHASING
000018892 | BAR,METAL | STEEL;RECTANGULAR HOLLOW SECTION; 100 MM X 50 MM X 2 MM;AS1163;8 M LG; | SMORGON | SMORGON ARC | RECTANGULAR HOLLOW | PHASING
000018893 | BAR,METAL | STEEL;RECTANGULAR HOLLOW SECTION; 100 MM X 50 MM X 3.5 MM;AS1163;8 M LG; | SMORGON | SMORGON ARC | RECTANGULAR HOLLOW | PHASING
000018894 | BAR,METAL | STEEL;RECTANGULAR HOLLOW SECTION; 100 MM X 50 MM X 6 MM;AS1163;8 M LG; | SMORGON | SMORGON ARC | RECTANGULAR HOLLOW | PHASING
000018895 | BAR,METAL | STEEL;RECTANGULAR HOLLOW SECTION; 125 MM X 75 MM X 4 MM;AS1163;8 M LG; | SMORGON | SMORGON ARC | RECTANGULAR HOLLOW | PHASING
000018896 | BAR,METAL | STEEL;RECTANGULAR HOLLOW SECTION; 125 MM X 75 MM X 5 MM;AS1163;8 M LG; | SMORGON | SMORGON ARC | RECTANGULAR HOLLOW | PHASING
000018897 | BAR,METAL | STEEL;RECTANGULAR HOLLOW SECTION; 150 MM X 50 MM X 5 MM;AS1163;8 M LG; | SMORGON | SMORGON ARC | RECTANGULAR HOLLOW | PHASING
000018898 | BAR,METAL | STEEL;RECTANGULAR HOLLOW SECTION; 150 MM X 100 MM X 5 MM;AS1163;8 M LG; | SMORGON | SMORGON ARC | RECTANGULAR HOLLOW | PHASING
000018899 | BAR,METAL | STEEL;RECTANGULAR HOLLOW SECTION; 150 MM X 100 MM X 6 MM;AS1163;8 M LG; | SMORGON | SMORGON ARC | RECTANGULAR HOLLOW | PHASING
000018900 | PIPE,METALLIC | STEEL GDE C250LO;MED;25 MM NB;BLACK PLAIN ENDS;AS1163;6.5 M LG; | SMORGON | SMORGON ARC | 25 MM | PHASING
000018901 | PIPE,METALLIC | STEEL GDE C250LO;MED;32 MM NB;BLACK PLAIN ENDS;AS1163;6.5 M LG; | SMORGON | SMORGON ARC | 32 MM | PHASING
000018902 | PIPE,METALLIC | STEEL GDE C250LO;MED;40 MM NB;BLACK PLAIN ENDS;AS1163;6.5 M LG; | SMORGON | SMORGON ARC | 40 MM | PHASING
000018903 | PIPE,METALLIC | STEEL GDE C250LO;MED;50 MM NB;BLACK PLAIN ENDS;AS1163;6.5 M LG; | SMORGON | SMORGON ARC | 50 MM | PHASING
000018904 | PIPE,METALLIC | STEEL GDE C250LO;MED;65 MM NB;BLACK PLAIN ENDS;AS1163;6.5 M LG; | SMORGON | SMORGON ARC | 65 MM | PHASING
000018905 | PIPE,METALLIC | STEEL GDE C250LO;MED;80 MM NB;BLACK PLAIN ENDS;AS1163;6.5 M LG; | SMORGON | SMORGON ARC | 80 MM | PHASING
000018906 | PIPE,METALLIC | STEEL GDE C250LO;MED;GALV FINISH,PLAIN ENDS;25 MM NB;AS1163;6.5 M LG; | SMORGON | SMORGON ARC | 25 MM | PHASING
000018907 | PIPE,METALLIC | STEEL GDE C250LO;MED;GALV FINISH,PLAIN ENDS;32 MM NB;AS1163;6.5 M LG; | SMORGON | SMORGON ARC | 32 MM | PHASING
000018908 | PIPE,METALLIC | STEEL GDE C250LO;HVY;50 MM NB;BLACK PLAIN ENDS;AS1163;6.5 M LG; | SMORGON | SMORGON ARC | 50 MM | PHASING
000018909 | SHEET,METAL | GALVABOND;2400 MM LG;1200 MM W;1.55 MM THK;AS1397; | SMORGON | SMORGON ARC | GALVABOND | PHASING
000018910 | SHEET,METAL | STEEL;ZINC ANNEAL;2400 MM LG;900 MM W; 1.55 MM THK;AS1397; | SMORGON | SMORGON ARC | ZINC ANNEAL | PHASING
000018911 | SHEET,METAL | STEEL;ZINC ANNEAL;2400 MM LG;1200 MM W; 1.95 MM THK;AS1397; | SMORGON | SMORGON ARC | ZINC ANNEAL | PHASING
000018912 | SHEET,METAL | STEEL;2400 MM LG;1200 MM W;3 MM THK; AS1594-HU250; | SMORGON | SMORGON ARC | 2400 MM | PHASING
000018913 | SHEET,METAL | STEEL;3000 MM LG;1200 MM W;5 MM THK; AS1594-HU250; | SMORGON | SMORGON ARC | 3000 MM LG | PHASING
000018914 | SHEET,METAL | STEEL;3000 MM LG;1200 MM W;6 MM THK; AS1594-HU250; | SMORGON | SMORGON ARC | 3000 MM LG | PHASING
000018915 | SHEET,METAL | STEEL;3000 MM LG;1200 MM W;8 MM THK; AS1594-HU250; | SMORGON | SMORGON ARC | 3000 MM LG | PHASING
000018916 | SHEET,METAL | STEEL;3000 MM LG;1200 MM W;10 MM THK; AS1594-HU250; | SMORGON | SMORGON ARC | 3000 MM LG | PHASING
000018917 | SHEET,METAL | STEEL;3000 MM LG;1200 MM W;12 MM THK; AS1594-HU250; | SMORGON | SMORGON ARC | 3000 MM LG | PHASING
000018918 | SHEET,METAL | STEEL;3000 MM LG;1200 MM W;16 MM THK; AS1594-HU250; | SMORGON | SMORGON ARC | 3000 MM LG | PHASING
000018919 | SHEET,METAL | STEEL;3000 MM LG;1200 MM W;20 MM THK; AS1594-HU250; | SMORGON | SMORGON ARC | 3000 MM LG | PHASING
000018920 | SHEET,METAL | STEEL;3000 MM LG;1200 MM W;25 MM THK; AS1594-HU250; | SMORGON | SMORGON ARC | 3000 MM LG | PHASING
000018921 | STRAP,SPECTACLE FRAME | COTTON LEASH;BLACK;U/W SC18608,SC18609, SC18610,SC18611 & SC18612; | BLKWOODS | J BLACKWOOD & SON LTD | 05942408/1066 | CURRENT
000018921 | STRAP,SPECTACLE FRAME | COTTON LEASH;BLACK;U/W SC18608,SC18609, SC18610,SC18611 & SC18612; | UVEX | UVEX SAFETY GROUP | 1066 | CURRENT
000018922 | FRAME,SPECTACLE | PRESCRIPTION SAFETY EYEWEAR FRAME; NYLON;BOLLE BOSS; | UVEX | UVEX SAFETY GROUP | 9255-59-18 | PHASING
000018922 | FRAME,SPECTACLE | PRESCRIPTION SAFETY EYEWEAR FRAME; NYLON;BOLLE BOSS; | BOLLE | BOLLE SAFETY | 1665201 | PHASING
000018923 | SWITCH FUSE GEAR | 12 KV;3 PHASE;630 AMP;SF6;I/D;OIL-LESS; C/W 2 X 630 AMP SW;C/W 1 X 630 AMP CB TEE-OFF & ASSOC EQUIP;SCHNIDER RMU; SH TIME CURR; | SCHNEDER | SCHNEIDER PTY LTD | RM6/2 NE-IBI | PHASING
000018924 | METER,ENERGY | PRIM REGN;CLASS 0.5;SOLID STATE PROGRAMMABLE;3 PHASE;DIRECT CONNECTED; 3 X 10-100 AMP;240 V;4 WIRE; 1 X 12 V INPUT,3 X 240 V BOSFET OUTPUTS; | EDMI | EDMI PTY LTD | 2000-0600-111-W-G-012 | PHASING
000018926 | KIT,CONNECTION | 11 KV,ELECTRICAL POWER CABLE;INDOOR; 3 PHASE;185 SQ MM TO 300 SQ MM CABLES; FOR RECONNECTING CABLES CONVERTING FROM KRONE KES 10 TO HAZMYER MAGNEFIX | HOLEC | HOLEC | 502.1070 | CURRENT
000018927 | RELAY,OVERCURRENT AND EARTH FAULT | ALSTOM MCTI39;INST;3 OC;5 AMP;32 V DC AUX;MTG FLUSH & BACK;ORDER ON PROTECTION MANAGER APPROVAL ONLY; | ALSTOM | ALSTOM GRID AUSTRALIA LIMITED | MCTI39L1AH0251 | PHASING
000018928 | RELAY,TIME | ALSTOM MVTT14;32 V DC AUX;MTG FLUSH & BACK;ORDER ON PROTECTION MANAGER APPROVAL ONLY; | ALSTOM | ALSTOM GRID AUSTRALIA LIMITED | MVTT14J1NB0251 | PHASING
000018930 | LINK,ELECTRICAL BRIDGING. | COPPER BUSBAR PARALLELING LINK;FOR USE ON LV SWITCHBOARDS WITH ABB TYPE SWITCH FUSE UNITS;C/W PROTECTIVE SHROUDS;WEBER V-BKABB;PACK OF 1,PACK WEIGHT3.0 KG; | WEBER | WEBER SOUTH PACIFIC PTY LTD | V-BKABB | CURRENT
000018933 | BATTERY,STORAGE | VALVE REGULATED SEALED BATTERY BANK; 48 V;110 A/HR NOMINAL (70-100 A/HR); 8 X 6 V INDIVIDUAL BATTERIES;C/W INTERCELL CONNECTORS & FASTENERS; | LEGEND | LEGEND POWER SYSTEMS | BAT-HZB6/110F-AGM | PURCHASE AS REQUIRED
000018934 | BATTERY,STORAGE | VRLA Battery Bank, 110V, 160Ah, 18 X 6V Cells = (1 Bank), If Stand Required ref SC25445, c/w Intercell Connectors & Fasteners | LEGEND | LEGEND POWER SYSTEMS | BAT-HZB6/160F-AGM | PURCHASE AS REQUIRED
000018935 | BATTERY,STORAGE | VALVE REGULATED SEALED BATTERY BANK; 110 V;110 A/HR NOMINAL (70-100 A/HR); 18 X 6 V INDIVIDUAL BATTERIES = (1 BANK) ; C/W INTERCELL CONNECTORS & FASTENERS | LEGEND | LEGEND POWER SYSTEMS | BAT-HZB6/110F-AGM | PURCHASE AS REQUIRED
000018935 | BATTERY,STORAGE | VALVE REGULATED SEALED BATTERY BANK; 110 V;110 A/HR NOMINAL (70-100 A/HR); 18 X 6 V INDIVIDUAL BATTERIES = (1 BANK) ; C/W INTERCELL CONNECTORS & FASTENERS | EXIDE | EXIDE TECHNOLOGIES - SALISBURY | L6V110 | PURCHASE AS REQUIRED
000018937 | METER,ENERGY | SEC REGN;CLASS 0.5;SOLID STATE PROGRAMMABLE;3 PHASE TRANSFORMER CONNECTED;NOMINAL 5 AMP;57-240 V;3 OR 4 WIRE;ORDERING CODE 2000-0600-111-H-J-240 | EDMI | EDMI PTY LTD | 2000-0600-111-H-J-240 | PURCHASE AS REQUIRED
000018938 | CORD,ELECTRICAL | 240 V; 10 AMP;3 M LG;EXTENSION CORD; | BLKWOOD | J BLACKWOOD & SON LTD | 02836556 | CURRENT
000018938 | CORD,ELECTRICAL | 240 V; 10 AMP;3 M LG;EXTENSION CORD; | CNWPL | CNW PL - SLACKS CREEK | GTSR3ELWE | CURRENT
000018938 | CORD,ELECTRICAL | 240 V; 10 AMP;3 M LG;EXTENSION CORD; | CNWPL | CNW PL - SLACKS CREEK | KIMELD3W | CURRENT
000018938 | CORD,ELECTRICAL | 240 V; 10 AMP;3 M LG;EXTENSION CORD; | GENERAL | GENERAL TRADE SUPPLIES | R3ELWE | CURRENT
000018939 | AMMETER | SCALED 0-49.99 AMP; DC;ELECTRONIC; DIGITAL;3 1/2 LED; 110 VDC AUX SUPPLY; BI-POLAR;INPUT 50MV;96 MM W X48 MM H; FLUSH PANEL MTG;U/W EXTERNAL SHUNT STOCK | CROMPTON | CROMPTON INSTRUMENTS (AUST) PTY LTD | 262-DDAW-EC-NT-110VDC | PURCHASE AS REQUIRED
000018941 | CLEVIS SOCKET ASSEMBLY | FORGED STEEL;GALV;120 KN MIN FAILING LOAD;U/W BALL & SOCKET INSULATORS; PACK OF 10,PACK WEIGHT 14 KG; | DULHUNTY | DULHUNTY INDUSTRIES PTY LTD | SC-120 | CURRENT
000018942 | CLEVIS BALL ASSEMBLY | FORGED STEEL;GALV;120 KN MIN FAILING LOAD;U/W BALL & SOCKET INSULATORS; ROUND PIN BOLT STYLE; | DULHUNTY | DULHUNTY INDUSTRIES PTY LTD | BC-120 | CURRENT
000018946 | RELAY,ELECTROMAGNETIC | 240 V AC COIL;240 V AC CONT;5 AMP NOM; 2 C/O CONT;BI-STABLE LATCHING OPERATION; PLUG-IN TO RAIL MOUNT SOCKET STOCK CODE 16593;PACK OF 1; | CNWPL | CNW PL - SLACKS CREEK | IDERR2KP-UAC240 | CURRENT
000018946 | RELAY,ELECTROMAGNETIC | 240 V AC COIL;240 V AC CONT;5 AMP NOM; 2 C/O CONT;BI-STABLE LATCHING OPERATION; PLUG-IN TO RAIL MOUNT SOCKET STOCK CODE 16593;PACK OF 1; | IZUMIDEN |  | IDCRR2KP-UAC240 | CURRENT
000018946 | RELAY,ELECTROMAGNETIC | 240 V AC COIL;240 V AC CONT;5 AMP NOM; 2 C/O CONT;BI-STABLE LATCHING OPERATION; PLUG-IN TO RAIL MOUNT SOCKET STOCK CODE 16593;PACK OF 1; | CNWPL | CNW PL - SLACKS CREEK | RR2KP-UAC240 | CURRENT
000018950 | DISCONNECTOR,HIGH VOLTAGE | 145kV, 1600A, 40kA/1Sec, 3Ph, 2 x Earth Switch Type SE145, Motorised 110VDC, Outdoor Rotary Double Break Type DB145, Busbar Mtg Height 4300mm (No Insulators) | PLP AUST | PREFORMED LINE PRODUCTS (AUST) | A-A9303 | PHASING
000018951 | DISCONNECTOR,HIGH VOLTAGE | 36kV, 800A, 25kA/3Sec, 3Ph, Motorised 110VDC, Outdoor Rotary Double Break Type DB36, Steel Structure c/w Insulators (part A & B) | PLP AUST | PREFORMED LINE PRODUCTS (AUST) | A-A8029-03 | PHASING
000018955 | CUTTER,CABLE,HAND OPERATED | 77 KN OUTPUT FORCE;HAND OPERATED TWO STAGE HYDRAULIC PUMP;REPLACEABLE BLADES,SUITS STRANDED CU,AL & ACSR UP TO 24 MM DIA,STAY WIRE UP TO 20 MM DIA,180 | REXEL | REXEL PTY LTD | SFCIZU S-200 | CURRENT
000018955 | CUTTER,CABLE,HAND OPERATED | 77 KN OUTPUT FORCE;HAND OPERATED TWO STAGE HYDRAULIC PUMP;REPLACEABLE BLADES,SUITS STRANDED CU,AL & ACSR UP TO 24 MM DIA,STAY WIRE UP TO 20 MM DIA,180 | SPECFORC | SPECIALISED FORCE | S-240 | CURRENT
000018955 | CUTTER,CABLE,HAND OPERATED | 77 KN OUTPUT FORCE;HAND OPERATED TWO STAGE HYDRAULIC PUMP;REPLACEABLE BLADES,SUITS STRANDED CU,AL & ACSR UP TO 24 MM DIA,STAY WIRE UP TO 20 MM DIA,180 | TECONN | TE CONNECTIVITY LTD | S-200 | CURRENT
000018956 | PRUNER,HYDRAULIC | DUAL CIRCUIT;FLAT FACED HYDRAULIC COUPLER;BUILT-IN TRIGGER GUARD;LENGTH 213 CM (84 IN);WEIGHT 7 KG; | STANLEY |  | PR41231 | PHASING
000018957 | CRIMPING TOOL,HYDRAULIC | HYDRAULIC CRIMPING TOOL;C/W BURNDY HEAD,360 DEG SWIVEL SYSTEM;11-34 LPM FLOW;FLAT FACED HYDRAULIC COUPLER; BUILT-IN TRIGGER GUARD;PACK WEIGHT 9 KG; | REXEL | REXEL PTY LTD | SFCIZU LP430B/FF | PHASING
000018957 | CRIMPING TOOL,HYDRAULIC | HYDRAULIC CRIMPING TOOL;C/W BURNDY HEAD,360 DEG SWIVEL SYSTEM;11-34 LPM FLOW;FLAT FACED HYDRAULIC COUPLER; BUILT-IN TRIGGER GUARD;PACK WEIGHT 9 KG; | SPECFORC | SPECIALISED FORCE | LP-430B-FF | PHASING
000018957 | CRIMPING TOOL,HYDRAULIC | HYDRAULIC CRIMPING TOOL;C/W BURNDY HEAD,360 DEG SWIVEL SYSTEM;11-34 LPM FLOW;FLAT FACED HYDRAULIC COUPLER; BUILT-IN TRIGGER GUARD;PACK WEIGHT 9 KG; | STANLEY |  | CT10016 | PHASING
000018958 | WRENCH,IMPACT,HYDRAULIC | HYDRAULIC DRIVEN IMPACT DRILL;C/W 11 MM (7/16 IN) QUICK CHANGE HEXAGON CHUCK; TRIGGER GUARD;DUAL OPEN/CLOSED CENTRE POWER SYSTEM;6.9 TO 13.8 MPA WORKING | STATEWD | STATEWIDE FSTNERS & ENG SPLS PL | CMSS1WDT716TGC | PURCHASE AS REQUIRED
000018958 | WRENCH,IMPACT,HYDRAULIC | HYDRAULIC DRIVEN IMPACT DRILL;C/W 11 MM (7/16 IN) QUICK CHANGE HEXAGON CHUCK; TRIGGER GUARD;DUAL OPEN/CLOSED CENTRE POWER SYSTEM;6.9 TO 13.8 MPA WORKING | MSS PWR | MSS POWER SYSTEMS | MSS-IW-DT716-TG-C | PURCHASE AS REQUIRED
000018958 | WRENCH,IMPACT,HYDRAULIC | HYDRAULIC DRIVEN IMPACT DRILL;C/W 11 MM (7/16 IN) QUICK CHANGE HEXAGON CHUCK; TRIGGER GUARD;DUAL OPEN/CLOSED CENTRE POWER SYSTEM;6.9 TO 13.8 MPA WORKING | LEGEND | LEGEND POWER SYSTEMS | MSS-IW-DT716-TG-C | PURCHASE AS REQUIRED
000018958 | WRENCH,IMPACT,HYDRAULIC | HYDRAULIC DRIVEN IMPACT DRILL;C/W 11 MM (7/16 IN) QUICK CHANGE HEXAGON CHUCK; TRIGGER GUARD;DUAL OPEN/CLOSED CENTRE POWER SYSTEM;6.9 TO 13.8 MPA WORKING | STANLEY |  | ID07810 | PURCHASE AS REQUIRED
000018958 | WRENCH,IMPACT,HYDRAULIC | HYDRAULIC DRIVEN IMPACT DRILL;C/W 11 MM (7/16 IN) QUICK CHANGE HEXAGON CHUCK; TRIGGER GUARD;DUAL OPEN/CLOSED CENTRE POWER SYSTEM;6.9 TO 13.8 MPA WORKING | SPECFORC | SPECIALISED FORCE | ID04810 | PURCHASE AS REQUIRED
000018961 | CONNECTOR,BUSBAR | PALM TO CABLE;ALUMINIUM;70 SQ MM TO 150 SQ MM CABLE;PALM UNDRILLED; | DULMISON | DULMISON (AUST) PTY LTD | ATL3U | PHASING
000018962 | LABEL | MATT VINYL;YELLOW BACKGROUND;LEGEND- 4A MODEM SUPPLY FUSE BEHIND TERMINAL COVER; BLACK PRINT; SELF ADHESIVE; (JAC-SPLIT) 60 x 15 MM. | ARTCRAFT | ARTCRAFT PTY LTD | SE02495-Q | PURCHASE AS REQUIRED
000018962 | LABEL | MATT VINYL;YELLOW BACKGROUND;LEGEND- 4A MODEM SUPPLY FUSE BEHIND TERMINAL COVER; BLACK PRINT; SELF ADHESIVE; (JAC-SPLIT) 60 x 15 MM. | CUTLER | CUTLER BRANDS PTY LTD | ENERGE-18962 | PURCHASE AS REQUIRED
000018963 | LEAD,TEST | 2.4m Lg, Pair of 10A Fused Red & Black Leads, CATII 1000V, CATIV 600V, Retractable 4mm Probes c/w Removable Cap Right Angle 4mm Multimeter Plugs, in | HYLEC | HYLEC PTY LTD | 4940IEC10A600V240-RN | CURRENT
000018963 | LEAD,TEST | 2.4m Lg, Pair of 10A Fused Red & Black Leads, CATII 1000V, CATIV 600V, Retractable 4mm Probes c/w Removable Cap Right Angle 4mm Multimeter Plugs, in | PACTEST | PACIFIC TEST EQUIPMENT P/L | 4940IEC10A600V240 | CURRENT
000018963 | LEAD,TEST | 2.4m Lg, Pair of 10A Fused Red & Black Leads, CATII 1000V, CATIV 600V, Retractable 4mm Probes c/w Removable Cap Right Angle 4mm Multimeter Plugs, in | HYLEC | HYLEC PTY LTD | 4940IEC10A600V240 | CURRENT
000018964 | RELAY,ELECTROMAGNETIC | 48 V DC COIL;30 V DC/110 V AC CONT; 10 AMP NOM;4 C/O CONT;PLUG-IN TO RAIL MTG BASE,STOCK CODE 07338; PACK OF 1; | CNWPL | CNW PL - SLACKS CREEK | IZUIDCRH48BUDC48V | CURRENT
000018964 | RELAY,ELECTROMAGNETIC | 48 V DC COIL;30 V DC/110 V AC CONT; 10 AMP NOM;4 C/O CONT;PLUG-IN TO RAIL MTG BASE,STOCK CODE 07338; PACK OF 1; | IZUMIDEN |  | IDCRH4B-UDC48V | CURRENT
000018964 | RELAY,ELECTROMAGNETIC | 48 V DC COIL;30 V DC/110 V AC CONT; 10 AMP NOM;4 C/O CONT;PLUG-IN TO RAIL MTG BASE,STOCK CODE 07338; PACK OF 1; | CNWPL | CNW PL - SLACKS CREEK | RH4B-UDC48 | CURRENT
000018966 | METER,ENERGY | PRIM REGN;CLASS 0.5;SOLID STATE PROGRAMMABLE;3 PHASE;DIRECT CONNECTED; 3 X 10-100 AMP;240 V;4 WIRE;RS485 GATEWAY 1 X 240 V INPUT,3 X 240 V | EDMI | EDMI PTY LTD | 2000-0600-111-H-G-012 (RS485) | PHASING
000018966 | METER,ENERGY | PRIM REGN;CLASS 0.5;SOLID STATE PROGRAMMABLE;3 PHASE;DIRECT CONNECTED; 3 X 10-100 AMP;240 V;4 WIRE;RS485 GATEWAY 1 X 240 V INPUT,3 X 240 V | EDMI | EDMI PTY LTD | 2000-0600-111-W-GM-240 | PHASING
000018967 | TRANSFORMER,DISTRIBUTION | 11 KV;315 KVA;3 PHASE;GROUND MTG; DRY TYPE;PALM HV TERMINAL;PALM LV TERMINAL;CAST RESIN INSUL;AIR COOLED; DYN 11;IP23 ENCLOSURE; | ABB | ABB FAN PTY LTD | GT 315 KVA DRY TYPE | PHASING
000018968 | COVER,TERMINAL | GREY;PVC;TO SUIT ABB 600/400 SLBM LOW VOLTAGE SWITCHGEAR IN PADMOUNT TRANSFORMERS V-KU-ABB OR EQUIV;PACK OF 1,PACK WEIGHT 3 KG; | WEBER | WEBER SOUTH PACIFIC PTY LTD | V-KU ABB | CURRENT
000018969 | INSULATOR,SPREADER | Long Rod, to 33kV Nom Voltage, 1600mm Min Creepage, 1000mm Lg Nom Coupling, Synthetic Composite, Bi-Metallic End Fittings, suit 9-21mm OD Conductor Range | K-LINE | K-LINE GROUP | KLPS038U05 | CURRENT
000018970 | BOX,ELECTRICAL,MULTIAPPLICATION. | ALUMINIUM;1000 MM H,800 MM W,400 MM D; WAETHERPROOF TO IP55;HINGED DOOR; REMOVABLE EQUIP PLATE;HINGED ADJUSTABLE EQUIP PLATE;HINGED ADJUSTABLE EQUIP | ENERGEX | ENERGEX | BOX MULTIAPPLICATION | CURRENT
000018971 | BOX,ELECTRICAL,MULTIAPPLICATION. | ALUMINIUM;1000 MM H,800 MM W,400 MM D; WEATHERPROOF TO IP55;HINGED DOOR; REMOVABLE DOOR;REMOVABLE EQUIP PLATE; FOR USE IN SUBSTATION SWITCHYARDS; | ENERGEX | ENERGEX | BOX MULTIAPPLICATION | CURRENT
000018973 | TRANSFORMER,CURRENT | OUTDOOR;33 KV;STRUCTURE MTG,OIL FILLED; RATIO 400/200/5 AMP,CLASS 2.5P100F10; 25 KA /1 SEC;OVERALL HEIGHT 1370 MM; BS2046/1953;ITEM ENTERED AT ZERO DOLLAR | AEI |  | 33 KV 5 AMP | PURCHASE AS REQUIRED
000018979 | FUSE ELEMENT,ELEC | 12 KV;80 AMP HRC FUSE;FOR SF6/AIR/EPOXY INSULATED SWITCHGEAR;1000 KVA LOW IMPEDANCE TRANSFORMER;PACK OF 1,PACK WEIGHT 4.0 KG; | FUSECO | FUSECO PTY LTD | 3002003/80 | CURRENT
000018979 | FUSE ELEMENT,ELEC | 12 KV;80 AMP HRC FUSE;FOR SF6/AIR/EPOXY INSULATED SWITCHGEAR;1000 KVA LOW IMPEDANCE TRANSFORMER;PACK OF 1,PACK WEIGHT 4.0 KG; | COOPELEC | COOPER ELECTRICAL AUSTRALIA PTY LTD | 12FXLSJ80 | CURRENT
000018980 | FUSE ELEMENT,ELEC | 12 KV;100 AMP HRC FUSE;FOR SF6/AIR/EPOXY INSULATED SWITCHGEAR;1500 KVA LOW INPEDANCE TRANSFORMER;PACK OF 1,PACK WEIGHT 4.0 KG; | FUSECO | FUSECO PTY LTD | 3052103/100 | CURRENT
000018980 | FUSE ELEMENT,ELEC | 12 KV;100 AMP HRC FUSE;FOR SF6/AIR/EPOXY INSULATED SWITCHGEAR;1500 KVA LOW INPEDANCE TRANSFORMER;PACK OF 1,PACK WEIGHT 4.0 KG; | COOPELEC | COOPER ELECTRICAL AUSTRALIA PTY LTD | 12FXLSJ100 | CURRENT
000018981 | CABLE,POWER,ELECTRICAL | 19/33 KV;185 SQ MM;SINGLE CORE STRANDED CU;XLPE INSULATED;LEAD ALLOY SHEATHED; HDPE OVERSHEATH;AS/NZS1429.1;600 M DRUM OR CUT TO ORDER PROJECT; | OLEX | OLEX AUSTRALIA PTY LTD | 19/33 KV 185 SQ MM | PURCHASE AS REQUIRED
000018983 | CABLE,POWER,ELECTRICAL | 6.35/11 KV;185 SQ MM;3 CORE COMPACTED STRANDED CU;XLPE INSULATED;CU SCREEN; HDPE OVERSHEATH;AS/NZS1429.1;450 M DRUM OR CUT TO ORDER FOR PROJECT; | OLEX | OLEX AUSTRALIA PTY LTD | XJNP25RP003CXAA | VENDOR HELD
000018984 | CABLE,POWER,ELECTRICAL | 6.35/11 KV;240 SQ MM;3 CORE COMPACTED STRANDED CU;XLPE INSULATED;CU SCREEN; HDPE OVERSHEATH;AS/NZS1429.1;350 M DRUM OR CUT TO ORDER FOR PROJECT; | OLEX | OLEX AUSTRALIA PTY LTD | XJNP26RP003CXAA | PURCHASE AS REQUIRED
000018985 | CABLE,POWER,ELECTRICAL | 76/132 KV;1600 SQ MM;SINGLE CORE MILLIKEN STRANDED COMPACTED CU;XLPE INSULATED;CORRUGATED CU SHEATH;PVC/HDPE OVERSHEATH;IEC 60840;600-750 M DRUM OR | OLEX | OLEX AUSTRALIA PTY LTD | 5699,029996,01.2533 | STRATEGIC SPARE
000018986 | CABLE,POWER,ELECTRICAL | 76/132 KV;2000 SQ MM;SINGLE CORE MILLIKEN STRANDED COMPACTED CU;XLPE INSULATED;CORRUGATED CU SHEATH;PVC/HDPE OVERSHEATH;AS/NZS1429.2;600-750 M DRUM | OLEX | OLEX AUSTRALIA PTY LTD | 76/132 KV 2000 SQ MM | PHASING
000018987 | CONNECTOR,BUSBAR | 30.2 MM OD TUBE TO FLAT;TERMINAL PALM UNDRILLED;PACK OF 1; | DULMISON | DULMISON (AUST) PTY LTD | CS28CU | PURCHASE AS REQUIRED
000018987 | CONNECTOR,BUSBAR | 30.2 MM OD TUBE TO FLAT;TERMINAL PALM UNDRILLED;PACK OF 1; | HYLEC | HYLEC PTY LTD | CCS30 | PURCHASE AS REQUIRED
000018988 | PLATE,MOUNTING | Flat Plate Fitting, 2 x 14mm Dia Holes, 90 x 40 x 6mm, Galv Steel, Pack of 30 | EZYSTRUT | EZYSTRUT CABLE & PIPE SUPPORTS | E1065H | CURRENT
000018989 | CABLE TIE | 360 MM LG;STAINLESS STEEL;GDE 304 HVY DUTY;PACK OF 100;U/W SC16655 & SC16656; | REXEL | REXEL PTY LTD | TABLSY-7.9-360B | CURRENT
000018989 | CABLE TIE | 360 MM LG;STAINLESS STEEL;GDE 304 HVY DUTY;PACK OF 100;U/W SC16655 & SC16656; | GENERAL | GENERAL TRADE SUPPLIES | LSY-7.9-360B | CURRENT
000018989 | CABLE TIE | 360 MM LG;STAINLESS STEEL;GDE 304 HVY DUTY;PACK OF 100;U/W SC16655 & SC16656; | CNWPL | CNW PL - SLACKS CREEK | SST360X7.9 | CURRENT
000018990 | CLAMP,SUSPENSION | Straight-Line, LVABC, Fully Supported, Al Alloy, 2 x 95mm2, 30 to 33mm Dia Circ c/w Insulating Insert Clamp to have Roller Attachment Holes, Pack of 20 | SICAME | SICAME AUSTRALIA PTY LTD | SC470 | CURRENT
000018991 | TRANSFORMER,CURRENT | MEASUREMENT;TOROIDAL;INDOOR;RATIO 200/5 AMP;CLASS 2M;10 VA;FORM 32S; 145 MM H,60 MM LG,32 MM ID,114 MM OD; C/W MTG PLATE; | WFENERGY | WF ENERGY CONTROLS | 250 32S0 200/5 | STRATEGIC SPARE
000018992 | VEST,HIGH VISIBILITY. | POLYESTER;FASTEN-UP FRONT,W/VELCO FASTENERS;FLUORO ORANGE; SIZE XXL (117 CM);DAYTIME USE ONLY; | ATOMSUPP | ATOM SUPPLY | 90010439 | CURRENT
000018992 | VEST,HIGH VISIBILITY. | POLYESTER;FASTEN-UP FRONT,W/VELCO FASTENERS;FLUORO ORANGE; SIZE XXL (117 CM);DAYTIME USE ONLY; | PROTECTR |  | 0432 4280 | CURRENT
000018993 | VEST,HIGH VISIBILITY. | POLYESTER;FASTEN-UP FRONT,W/VELCO FASTENERS;FLUORO ORANGE; SIZE XXXL (122 CM);DAYTIME USE ONLY; | PROTECTR |  | 03200462 | CURRENT
000018993 | VEST,HIGH VISIBILITY. | POLYESTER;FASTEN-UP FRONT,W/VELCO FASTENERS;FLUORO ORANGE; SIZE XXXL (122 CM);DAYTIME USE ONLY; | BLKWOOD | J BLACKWOOD & SON LTD | 03200462 | CURRENT
000018994 | CIRCUIT BREAKER | INDOOR SWITCHGEAR & CONTROLGEAR PANEL;12 KV;800 AMP;20 KA;95 KV BIL; I POWER BV (MODEL A);FEEDER & CAPACITOR CIRCUITS; | IPSOL | I POWER SOLUTIONS HEMMANT QLD 4174 | BV MODEL A | PURCHASE AS REQUIRED
000018995 | CIRCUIT BREAKER | INDOOR SWITCHGEAR & CONTROLGEAR PANEL;12 KV;800 AMP;20 KA;95 KV BIL; I POWER BV (MODEL A);DOUBLE FEEDER CIRCUITS; | IPSOL | I POWER SOLUTIONS HEMMANT QLD 4174 | BV MODEL A | PURCHASE AS REQUIRED
000018996 | CIRCUIT BREAKER | INDOOR SWITCHGEAR & CONTROLGEAR PANEL;12 KV;800 AMP;20 KA;95 KV BIL; I POWER BV (MODEL A);DOUBLE FEEDER CIRCUITS; | IPSOL | I POWER SOLUTIONS HEMMANT QLD 4174 | BV MODEL A | PURCHASE AS REQUIRED
000019003 | CIRCUIT BREAKER | INDOOR SWITCHGEAR & CONTROLGEAR PANEL;12 KV;2000 AMP;20 KA;95 KV BIL; I POWER BV (MODEL A);TRANSFORMER CB; METERING CT'S,DOUBLE SECONDARY VT; | IPSOL | I POWER SOLUTIONS HEMMANT QLD 4174 | BV MODEL A | PURCHASE AS REQUIRED
000019009 | MICROCIRCUIT,DIGITAL | PLUG-IN;E2 PROM;STORES INDIVIDUAL PARAMETERS FOR SICM HARDWARE; | SEMICO | SEMICO COMPONENTS PL | DS-1201 | PURCHASE AS REQUIRED
000019010 | TERMINAL,LUG | LONG BARREL,UNDRILLED PALM,SUITABLE FOR 2 BOLTS;TINNED COPPER;CRIMP TYPE;FOR 300 SQ MM,61/2.52 MM COPPER CONDUCTOR; MIN 60 MM LG BARREL;PACK OF 1; | LEGEND | LEGEND POWER SYSTEMS | CAL300LPB | CURRENT
000019010 | TERMINAL,LUG | LONG BARREL,UNDRILLED PALM,SUITABLE FOR 2 BOLTS;TINNED COPPER;CRIMP TYPE;FOR 300 SQ MM,61/2.52 MM COPPER CONDUCTOR; MIN 60 MM LG BARREL;PACK OF 1; | UTILUX |  | CG300LPMB | CURRENT
000019010 | TERMINAL,LUG | LONG BARREL,UNDRILLED PALM,SUITABLE FOR 2 BOLTS;TINNED COPPER;CRIMP TYPE;FOR 300 SQ MM,61/2.52 MM COPPER CONDUCTOR; MIN 60 MM LG BARREL;PACK OF 1; | CABLACES | CABLACES | CAL300LPB | CURRENT
000019011 | TERMINAL,LUG | LONG BARREL,UNDRILLED PALM,SUITABLE FOR 2 BOLTS;TINNED COPPER;CRIMP TYPE;FOR 185 SQ MM,37/2.52 MM COPPER CONDUCTOR; MIN 55 MM LG BARREL;PACK OF 1,PACK | LEGEND | LEGEND POWER SYSTEMS | CAL185LPB | CURRENT
000019011 | TERMINAL,LUG | LONG BARREL,UNDRILLED PALM,SUITABLE FOR 2 BOLTS;TINNED COPPER;CRIMP TYPE;FOR 185 SQ MM,37/2.52 MM COPPER CONDUCTOR; MIN 55 MM LG BARREL;PACK OF 1,PACK | UTILUX |  | CG185LPMB/1 | CURRENT
000019013 | METER,ENERGY | SEC REGN;CLASS 0.5,SOLID STATE PROGRAMMABLE;3 PHASE;TRANSFORMER CONNECTED;5-20 AMP,57-120 V ONLY;3 OR 4 WIRE FIBRE;WITH AUX MAIN SUPPLY;WITH | EDMI | EDMI PTY LTD | 2000-6E00-1B311-220-521-F02 | PHASING
000019015 | DRUM, SHIPPING AND STORAGE | STEEL;EMPTY;CLEAN;205 L; | 10379A | TOX FREE AUSTRALIA PL - 088416 | DRUM-205L-P/O/H -ADG (USED) | CURRENT
000019016 | HOSE,HYDRAULIC | TWIN HYDRAULIC;ELECTRICALLY NON-COND; ORANGE COLOUR;2.5 M LG;C/WMALE/FEMALE FLUSH FACE QUICK- ACTION COUPLINGS;END GUARDS & DUST CAPS;COMPLIES WITH SAE | DRAWING | DRAWING NO | 22947-A3 REV B | PURCHASE AS REQUIRED
000019016 | HOSE,HYDRAULIC | TWIN HYDRAULIC;ELECTRICALLY NON-COND; ORANGE COLOUR;2.5 M LG;C/WMALE/FEMALE FLUSH FACE QUICK- ACTION COUPLINGS;END GUARDS & DUST CAPS;COMPLIES WITH SAE | PIRTEK | PIRTEK HOSE SERVICE CENTRES | TWIN HYDRAULIC 2.5 M LG | PURCHASE AS REQUIRED
000019017 | HOSE,HYDRAULIC | TWIN HYDRAULIC;ELECTRICALLY NON-COND; ORANGE COLOUR;3 M LG;C/W MALE/FEMALE FLUSH FACE QUICK-ACTION COUPLINGS;END GUARDS & DUST CAPS;COMPLIES WITH SAE | ENZED | ENZED BRISBANE CENTRAL | TWIN 3000 | CURRENT
000019017 | HOSE,HYDRAULIC | TWIN HYDRAULIC;ELECTRICALLY NON-COND; ORANGE COLOUR;3 M LG;C/W MALE/FEMALE FLUSH FACE QUICK-ACTION COUPLINGS;END GUARDS & DUST CAPS;COMPLIES WITH SAE | SPECFORC | SPECIALISED FORCE | LPR7-0603OT | CURRENT
000019017 | HOSE,HYDRAULIC | TWIN HYDRAULIC;ELECTRICALLY NON-COND; ORANGE COLOUR;3 M LG;C/W MALE/FEMALE FLUSH FACE QUICK-ACTION COUPLINGS;END GUARDS & DUST CAPS;COMPLIES WITH SAE | PIRTEK | PIRTEK HOSE SERVICE CENTRES | TWIN HYDRAULIC 3 M LG | CURRENT
000019020 | CIRCUIT BREAKER | OUTDOOR;145 KV;3150 AMP;40 KA;3 POLE;2.5 CYCLE;50 HZ;125 V DC MOTOR CHRG SPRING; P/LINK CONTRACT TM020091602 IT T1; | ABB | ABB FAN PTY LTD | LTB145D1/B | PHASING
000019021 | CROSSARM,METAL | STEEL;GALV;2994 MM LG;125 MM X 125 MM X 6 MM THK;AS1663-C350;TENSION CROSSARM; 8 KN PER PHASE;PACK OF 3,PACK WEIGHT 80 KG; | HAYMAN | HAYMANS INDUSTRIES PTY LTD | 19021 | CURRENT
000019021 | CROSSARM,METAL | STEEL;GALV;2994 MM LG;125 MM X 125 MM X 6 MM THK;AS1663-C350;TENSION CROSSARM; 8 KN PER PHASE;PACK OF 3,PACK WEIGHT 80 KG; | MEFCO | MEFCO AUSTRALIA PTY LTD SUNSHINE VIC | 19021 | CURRENT
000019022 | CROSSARM,METAL | STEEL;GALV;1750 MM LG;100 PFC;AS3679-300 ;FOR DOUBLE CIRCUIT INTERMEDIATE STRUCTURES WITH POST INSULATORS; PACK OF 9 PACK WEIGHT 22.5 KG; | HAYMAN | HAYMANS INDUSTRIES PTY LTD | 19022 | CURRENT
000019022 | CROSSARM,METAL | STEEL;GALV;1750 MM LG;100 PFC;AS3679-300 ;FOR DOUBLE CIRCUIT INTERMEDIATE STRUCTURES WITH POST INSULATORS; PACK OF 9 PACK WEIGHT 22.5 KG; | MEFCO | MEFCO AUSTRALIA PTY LTD SUNSHINE VIC | 19022 | CURRENT
000019023 | FUSE ELEMENT,ELEC | 10 AMP;36 KV;SIBA TYPE 30 008 13.10;TO FIT SIBA BASE 310030220;BODY LENGTH 537 MM;53 MM DIA; | SIBA | SIBA | 30 008 13.10 | CURRENT
000019024 | LABEL | SUPER VINYL V-90,BLACK ON WHITE BACKGROUND;WHITE MATT PERMANENT 160 GSM; LEGEND-THIS ASSET NO LONGER THE PROPERTY OF ENERGEX;BACK SPLIT SELF ADHESIVE | ARTCRAFT | ARTCRAFT PTY LTD | 19024 | CURRENT
000019024 | LABEL | SUPER VINYL V-90,BLACK ON WHITE BACKGROUND;WHITE MATT PERMANENT 160 GSM; LEGEND-THIS ASSET NO LONGER THE PROPERTY OF ENERGEX;BACK SPLIT SELF ADHESIVE | CUTLER | CUTLER BRANDS PTY LTD | ENERGE-19024 | CURRENT
000019025 | PLUG,FINISHING | RECTANGULAR;LOW DENSITY POLYETHYLENE; BLACK COLOUR;100 MM LG X 50 MM W; | KELVINPD | KELVINDALE PRODUCTS PTY LTD RYDALMERE | FPR 10050 | CURRENT
000019026 | ENCLOSURE,DATA LOGGER | SMARTWAY DATA LOGGER ENCLOSURE; REFER SC18620 FOR METER,LOGGER; | SURTEK | SURTEK PTY LTD | P8750 | PHASING
000019027 | INSULATION HOOD | POLYPROPYLENE;BLUE/GREY;170 MM DIA, 220 MM LG;WRAPAROUND CONSTRUCTION,SNAP- LOCK FIXINGS;TRACK & UV RESISTANT;PACK | BRITECH | BRI-TECH PTY LTD | GS567 | CURRENT
000019027 | INSULATION HOOD | POLYPROPYLENE;BLUE/GREY;170 MM DIA, 220 MM LG;WRAPAROUND CONSTRUCTION,SNAP- LOCK FIXINGS;TRACK & UV RESISTANT;PACK | ACCULEC | ACCULEC PTY LTD - E18524 | GS565-B | CURRENT
000019029 | FUSE ELEMENT,ELEC | 12 KV;100 AMP HRC FUSE;FOR OIL INSULATED INSULATED SWITCHGEAR;1500 KVA HIGH IMPEDANCE TRANSFORMER;PACK OF 1,PACK WEIGHT2.5 KG; | FUSECO | FUSECO PTY LTD | 30 237 36/125 | CURRENT
000019031 | TERMINAL,LUG | EYE TYPE;BI-METAL,CRIMP CONNECTION;FOR 185 SQ MM,19/3.50 MM ALUMINIUM;CCT;M12 STUD SIZE;PACK OF 1,PACK WEIGHT 0.12 KG; | LEGEND | LEGEND POWER SYSTEMS | BL185-12 | CURRENT
000019031 | TERMINAL,LUG | EYE TYPE;BI-METAL,CRIMP CONNECTION;FOR 185 SQ MM,19/3.50 MM ALUMINIUM;CCT;M12 STUD SIZE;PACK OF 1,PACK WEIGHT 0.12 KG; | TECONN | TE CONNECTIVITY LTD | BG185M12/1 | CURRENT
000019032 | ANTENNA | Whip, 3G/4G, 6dB, 700-2700MHz Freq Range c/w 2m Lead, FME Connector, L-Bracket & Mounting Hardware & Red Heatshrink | INTERCEL | INTERCEL PTY LTD | ANT7DBI2 | CURRENT
000019032 | ANTENNA | Whip, 3G/4G, 6dB, 700-2700MHz Freq Range c/w 2m Lead, FME Connector, L-Bracket & Mounting Hardware & Red Heatshrink | RFIND | RF INDUSTRIES | CD7195 | CURRENT
000019033 | TRANSFORMER,POWER | 66/11 KV;30 MVA;3 PHASE;GROUND MTG;BSH HV 90 LV AIR;MINERAL OIL INSULATED;ODAF; DYN 11;ATTACHED RADIATORS;C/W OLTC 23 TAP POSITIONS;AS2374;REFER PLANET FOR | WILSON | WILSON TRANSFORMER CO. PTY LTD | 66/11 KV | PURCHASE AS REQUIRED
000019034 | BRACKET,ANGLE | BEAM CLAMP,HVY DUTY;STEEL;GALV; 48 MM X 13 MM X 41 MM X 6 MM;L SHAPE FITTING;FOR CLAMPING 70 SQ MM EARTH IN CABLE RISERS;PACK OF 25,PACK WEIGHT 2.75 | EZYSTRUT | EZYSTRUT CABLE & PIPE SUPPORTS | E1386H | CURRENT
000019034 | BRACKET,ANGLE | BEAM CLAMP,HVY DUTY;STEEL;GALV; 48 MM X 13 MM X 41 MM X 6 MM;L SHAPE FITTING;FOR CLAMPING 70 SQ MM EARTH IN CABLE RISERS;PACK OF 25,PACK WEIGHT 2.75 | UNISTRUT | UNISTRUT AUSTRALIA (MANUFACTURER) | P1386 | CURRENT
000019035 | SUNBURN PREVENTIVE PREPARATION | PRO BLOC SUNSCREEN;SPF50+;4 HR W/R; SUNBURN PREVENTATIVE PREPARATION; 125 ML TUBE; BOX 60; PARAMOUNT SAFETY/ PRO CHOICE; | ATOMSUPP | ATOM SUPPLY | 31120016 | CURRENT
000019035 | SUNBURN PREVENTIVE PREPARATION | PRO BLOC SUNSCREEN;SPF50+;4 HR W/R; SUNBURN PREVENTATIVE PREPARATION; 125 ML TUBE; BOX 60; PARAMOUNT SAFETY/ PRO CHOICE; | CNWPL | CNW PL - SLACKS CREEK | PARSS125-50 | CURRENT
000019036 | CIRCUIT BREAKER | INDOOR SWITCHGEAR & CONTROL GEAR PANEL; I POWER BV (MODEL A);12 KV;800 AMP;20 KA 95 KV BIL;DOUBLE FEEDER UNIT;O/C,EF & SEF PROTECTION ON X 1 CIRCUIT ONLY;FD | NU-LEC | NU-LEC | BV MODEL A | PURCHASE AS REQUIRED
000019037 | CIRCUIT BREAKER | INDOOR SWITCHGEAR & CONTROL GEAR PANEL; I POWER BV (MODEL A);12 KV;800 AMP;20 KA 95 KV BIL;DOUBLE FEEDER UNIT;O/C,EF & SEF PROTECTION ON X 1 CIRCUIT ONLY;FD | NU-LEC | NU-LEC | BV MODEL A | PURCHASE AS REQUIRED
000019038 | BRACKET,MOUNTING | Pole & Crossarm, Service Raiser, Galv Steel | HAYMAN | HAYMANS INDUSTRIES PTY LTD | 19038 | CURRENT
000019038 | BRACKET,MOUNTING | Pole & Crossarm, Service Raiser, Galv Steel | STEELWAY |  | E19038 | CURRENT
000019041 | SPECTACLES,INDUSTRIAL | INDUSTRIAL,GENERAL PURPOSE;AMBER LENS; NAVY BLUE FRAME WITH SIDE SHIELDS;W/O CASE;AS1337-1992;BOLLE BRAND MICRO; SEALED BOX OF 10; | BOLLE | BOLLE SAFETY | 1666037 | PHASING
000019044 | ANCHOR,GUY | Multi-Helix, Swamp, Sq Shaft, 4 x Anchor 250mm 300mm 350mm & 355mm Helix Sizes, 3.05m Lg Hub, 38mm2 Galv Shaft, 9.5kNm MWT | BRITECH | BRI-TECH PTY LTD | 012642-EJNS | CURRENT
000019045 | ANCHOR,GUY | Thimble Eye Adapter, Galv, for Multi-Helix Swamp Anchor | BRITECH | BRI-TECH PTY LTD | C102-0023 | CURRENT
000019046 | EXTENSION SHAFT | 2.13m Lg, 38mm2, 9.5kN, Galv, for Multi-Helix Swamp Anchor | BRITECH | BRI-TECH PTY LTD | 12657 | CURRENT
000019047 | EXTENSION SHAFT | 1.52m Lg, 38mm2, 9.5kN, Galv, for Multi-Helix Swamp Anchor | BRITECH | BRI-TECH PTY LTD | 12656 | CURRENT
000019048 | FUSE LINK,ENCLOSED ELEMENT | 250 AMP;500 V;HRC FUSE FOR USE ON CFS UNITS;PACK OF 3,PACK WEIGHT 1.0 KG; | FUSECO | FUSECO PTY LTD | NH1F-250 | CURRENT
000019048 | FUSE LINK,ENCLOSED ELEMENT | 250 AMP;500 V;HRC FUSE FOR USE ON CFS UNITS;PACK OF 3,PACK WEIGHT 1.0 KG; | FLOWLINE | FLOWLINE INDUSTRIES PTY LTD | EM371325 | CURRENT
000019051 | ARRESTER,ELECTRICAL SURGE | GAPLESS TYPE;120 KV;10 KA;LDC2;POLYMERIC HOUSING;USED ON 132 KV SYSTEM; | COOPELEC | COOPER ELECTRICAL AUSTRALIA PTY LTD | U31200988445AA1 | STRATEGIC SPARE
000019051 | ARRESTER,ELECTRICAL SURGE | GAPLESS TYPE;120 KV;10 KA;LDC2;POLYMERIC HOUSING;USED ON 132 KV SYSTEM; | ABB | ABB FAN PTY LTD | PEXLIM R120-XH145 | STRATEGIC SPARE
000019052 | DIE,CRIMPING TOOL | STEEL;SUITABLE FOR 1 MM TO 2.5 MM TERMINAL LUGS;TYPE HTI.15;PACK OF 1; | HAYMANS | HAYMANS ELECTRICAL | KLI9014.4 | CURRENT
000019052 | DIE,CRIMPING TOOL | STEEL;SUITABLE FOR 1 MM TO 2.5 MM TERMINAL LUGS;TYPE HTI.15;PACK OF 1; | WEIDMULL | WEIDMULLER (AUST) PTY LTD | 9014400000 | CURRENT
000019052 | DIE,CRIMPING TOOL | STEEL;SUITABLE FOR 1 MM TO 2.5 MM TERMINAL LUGS;TYPE HTI.15;PACK OF 1; | UTILUX |  | 120/1 | CURRENT
000019053 | TERMINAL,LUG | FORKED SPADE TERMINAL TYPE;SUPERGRIP OR DOUBLE GRIP;SUIT CONDUCTOR 0.25 MM TO 1.65 MM;SUIT 5 MM STUD;PACK 100; | LEGEND | LEGEND POWER SYSTEMS | FS1.25-5DG | CURRENT
000019053 | TERMINAL,LUG | FORKED SPADE TERMINAL TYPE;SUPERGRIP OR DOUBLE GRIP;SUIT CONDUCTOR 0.25 MM TO 1.65 MM;SUIT 5 MM STUD;PACK 100; | UTILUX |  | H4515/100 | CURRENT
000019054 | TERMINAL,LUG | FLAT BLADE TERMINAL TYPE;SUPERGRIP OR DOUBLE GRIP;SUIT CONDUCTOR 0.25 MM TO 1.65 MM;DIM;3 MM X 12 MM;PACK OF 100; | LEGEND | LEGEND POWER SYSTEMS | FB1.25-3DG | CURRENT
000019054 | TERMINAL,LUG | FLAT BLADE TERMINAL TYPE;SUPERGRIP OR DOUBLE GRIP;SUIT CONDUCTOR 0.25 MM TO 1.65 MM;DIM;3 MM X 12 MM;PACK OF 100; | UTILUX |  | H3916A/100 | CURRENT
000019055 | TERMINAL,LUG | FLAT BLADE TERMINAL TYPE;CRIMP TYPE; FB2-2.5 MM DG; SUIT CONDUCTOR 1.04 MM TO 2.63 MM;DIM 2.5 MM X 11.7 MM;PACK OF 100;PACK WEIGHT 0.082 KG; DOUBLE GRIP | LEGEND | LEGEND POWER SYSTEMS | FB2-2.5DG | CURRENT
000019055 | TERMINAL,LUG | FLAT BLADE TERMINAL TYPE;CRIMP TYPE; FB2-2.5 MM DG; SUIT CONDUCTOR 1.04 MM TO 2.63 MM;DIM 2.5 MM X 11.7 MM;PACK OF 100;PACK WEIGHT 0.082 KG; DOUBLE GRIP | CABLACES | CABLACES | FB2-2.5 DG | CURRENT
000019056 | TERMINAL,LUG | FORKED SPADE TERMINAL TYPE;SUPERGRIP OR DOUBLE GRIP;SUIT CONDUCTOR 0.25 MM TO 1.65 MM;SUIT 4 MM STUD;PACK OF 100; | LEGEND | LEGEND POWER SYSTEMS | FS1.25-4DG | CURRENT
000019056 | TERMINAL,LUG | FORKED SPADE TERMINAL TYPE;SUPERGRIP OR DOUBLE GRIP;SUIT CONDUCTOR 0.25 MM TO 1.65 MM;SUIT 4 MM STUD;PACK OF 100; | UTILUX |  | H4514/100 | CURRENT
000019057 | TERMINAL,LUG | FLAT BLADE TERMINAL TYPE;DOUBLE GRIP FB1.25-2 MM DG;SUIT CONDUCTOR 0.25 MM TO 1.65 MM;DIM 1.9 MM X 11.7 MM;PACK OF 100,PACK WEIGHT 0.07 KG; | TYCO | TYCO | RLLBSGL | CURRENT
000019057 | TERMINAL,LUG | FLAT BLADE TERMINAL TYPE;DOUBLE GRIP FB1.25-2 MM DG;SUIT CONDUCTOR 0.25 MM TO 1.65 MM;DIM 1.9 MM X 11.7 MM;PACK OF 100,PACK WEIGHT 0.07 KG; | LEGEND | LEGEND POWER SYSTEMS | FB1.25-2DG | CURRENT
000019057 | TERMINAL,LUG | FLAT BLADE TERMINAL TYPE;DOUBLE GRIP FB1.25-2 MM DG;SUIT CONDUCTOR 0.25 MM TO 1.65 MM;DIM 1.9 MM X 11.7 MM;PACK OF 100,PACK WEIGHT 0.07 KG; | CABLACES | CABLACES | FB1.25-2 DG | CURRENT
000019058 | TERMINAL,LUG | FORKED SPADE TERMINAL TYPE;DOUBLE GRIP; FS1.25-6 MM DG;SUIT CONDUCTOR 0.25 MM TO 1.65 MM;SUIT6 MM STUD;PACK OF 50,PACK WEIGHT 0.0078 KG; | LEGEND | LEGEND POWER SYSTEMS | FS1.25-6DG | CURRENT
000019058 | TERMINAL,LUG | FORKED SPADE TERMINAL TYPE;DOUBLE GRIP; FS1.25-6 MM DG;SUIT CONDUCTOR 0.25 MM TO 1.65 MM;SUIT6 MM STUD;PACK OF 50,PACK WEIGHT 0.0078 KG; | CABLACES | CABLACES | FS1.25-6 DG | CURRENT
000019059 | TERMINAL,LUG | FORKED SPADE TERMINAL TYPE;SUPERGRIP OR DOUBLE GRIP;SUIT CONDUCTOR 1.04 MM TO 2.63 MM;SUIT 4 MM STUD;PACK OF 100; | LEGEND | LEGEND POWER SYSTEMS | FS2-4DG | CURRENT
000019059 | TERMINAL,LUG | FORKED SPADE TERMINAL TYPE;SUPERGRIP OR DOUBLE GRIP;SUIT CONDUCTOR 1.04 MM TO 2.63 MM;SUIT 4 MM STUD;PACK OF 100; | UTILUX |  | H4523/100 | CURRENT
000019060 | TERMINAL,LUG | FORKED SPADE TERMINAL TYPE;SUPERGRIP OR DOUBLE GRIP;SUIT CONDUCTOR 1.04 MM TO 2.63 MM;SUIT 5 MM STUD;PACK OF 100; | LEGEND | LEGEND POWER SYSTEMS | FS2-5DG | CURRENT
000019060 | TERMINAL,LUG | FORKED SPADE TERMINAL TYPE;SUPERGRIP OR DOUBLE GRIP;SUIT CONDUCTOR 1.04 MM TO 2.63 MM;SUIT 5 MM STUD;PACK OF 100; | UTILUX |  | H4525/100 | CURRENT
000019061 | TERMINAL,LUG | FORKED SPADE TERMINAL TYPE;DOUBLE GRIP FS2-6 MM DG;SUIT CONDUCTOR 1.04 MM TO 2.63 MM;SUIT 6 MM STUD;PACK OF 50, PACK WEIGHT 0.12 KG; | LEGEND | LEGEND POWER SYSTEMS | FS2-6DG | CURRENT
000019061 | TERMINAL,LUG | FORKED SPADE TERMINAL TYPE;DOUBLE GRIP FS2-6 MM DG;SUIT CONDUCTOR 1.04 MM TO 2.63 MM;SUIT 6 MM STUD;PACK OF 50, PACK WEIGHT 0.12 KG; | CABLACES | CABLACES | FS2-6 DG | CURRENT
000019062 | TERMINAL,LUG | IN-LINE SPLICE TERMINAL TYPE;SUPERGRIP OR DOUBLE GRIP;SUIT CONDUCTOR 0.25 MM TO 1.65 MM;PACK OF 50; | LEGEND | LEGEND POWER SYSTEMS | ILS1.25DG | CURRENT
000019062 | TERMINAL,LUG | IN-LINE SPLICE TERMINAL TYPE;SUPERGRIP OR DOUBLE GRIP;SUIT CONDUCTOR 0.25 MM TO 1.65 MM;PACK OF 50; | UTILUX |  | H3910/50 | CURRENT
000019063 | TERMINAL,LUG | PIN CONNECTOR TERMINAL TYPE;SUPERGRIP OR DOUBLE GRIP;SUIT CONDUCTOR 0.25 MM TO 1.65 MM;PACK OF 100; | LEGEND | LEGEND POWER SYSTEMS | PC1.25DG | CURRENT
000019063 | TERMINAL,LUG | PIN CONNECTOR TERMINAL TYPE;SUPERGRIP OR DOUBLE GRIP;SUIT CONDUCTOR 0.25 MM TO 1.65 MM;PACK OF 100; | UTILUX |  | H2286/100 | CURRENT
000019064 | TERMINAL,LUG | PIN CONNECTOR TERMINAL TYPE;SUPERGRIP OR DOUBLE GRIP;SUIT CONDUCTOR 1.04 MM TO 2.63 MM;PACK OF 100; | LEGEND | LEGEND POWER SYSTEMS | PC2DG | CURRENT
000019064 | TERMINAL,LUG | PIN CONNECTOR TERMINAL TYPE;SUPERGRIP OR DOUBLE GRIP;SUIT CONDUCTOR 1.04 MM TO 2.63 MM;PACK OF 100; | UTILUX |  | H2287/100 | CURRENT
000019065 | TERMINAL,LUG | PIN CONNECTOR TERMINAL TYPE;SUPERGRIP OR DOUBLE GRIP;SUIT CONDUCTOR 2.5 MM TO 6 MM;PACK OF 50; | LEGEND | LEGEND POWER SYSTEMS | PC5.5DG | CURRENT
000019065 | TERMINAL,LUG | PIN CONNECTOR TERMINAL TYPE;SUPERGRIP OR DOUBLE GRIP;SUIT CONDUCTOR 2.5 MM TO 6 MM;PACK OF 50; | UTILUX |  | H2288/50 | CURRENT
000019066 | TERMINAL,LUG | RING TERMINAL TYPE;SUPERGRIP OR DOUBLE GRIP;SUIT CONDUCTOR 0.25 MM TO 1.65 MM;SUIT 4 MM STUD;PACK OF 100; | LEGEND | LEGEND POWER SYSTEMS | RT1.25-4DG | CURRENT
000019066 | TERMINAL,LUG | RING TERMINAL TYPE;SUPERGRIP OR DOUBLE GRIP;SUIT CONDUCTOR 0.25 MM TO 1.65 MM;SUIT 4 MM STUD;PACK OF 100; | UTILUX |  | H4213/100 | CURRENT
000019067 | TERMINAL,LUG | RING TERMINAL TYPE;SUPERGRIP OR DOUBLE GRIP;SUIT CONDUCTOR 0.25 MM TO 1.65 MM;SUIT 5 MM STUD;PACK OF 100; | LEGEND | LEGEND POWER SYSTEMS | RT1.25-5DG | CURRENT
000019067 | TERMINAL,LUG | RING TERMINAL TYPE;SUPERGRIP OR DOUBLE GRIP;SUIT CONDUCTOR 0.25 MM TO 1.65 MM;SUIT 5 MM STUD;PACK OF 100; | UTILUX |  | H4215/100 | CURRENT
000019068 | TERMINAL,LUG | RING TERMINAL TYPE;SUPERGRIP OR DOUBLE GRIP;SUIT CONDUCTOR 0.25 MM TO 1.65 MM;SUIT 6 MM STUD;PACK OF 50; | LEGEND | LEGEND POWER SYSTEMS | RT1.25-6DG | CURRENT
000019068 | TERMINAL,LUG | RING TERMINAL TYPE;SUPERGRIP OR DOUBLE GRIP;SUIT CONDUCTOR 0.25 MM TO 1.65 MM;SUIT 6 MM STUD;PACK OF 50; | UTILUX |  | H4218/100 | CURRENT
000019069 | TERMINAL,LUG | RING TERMINAL TYPE;SUPERGRIP OR DOUBLE GRIP;SUIT CONDUCTOR 0.25 MM TO 1.65 MM;SUIT 8 MM STUD;PACK OF 100; | LEGEND | LEGEND POWER SYSTEMS | RT1.25-8DG | CURRENT
000019069 | TERMINAL,LUG | RING TERMINAL TYPE;SUPERGRIP OR DOUBLE GRIP;SUIT CONDUCTOR 0.25 MM TO 1.65 MM;SUIT 8 MM STUD;PACK OF 100; | UTILUX |  | H4219/100 | CURRENT
000019070 | TERMINAL,LUG | RING TERMINAL TYPE;SUPERGRIP OR DOUBLE GRIP;SUIT CONDUCTOR 1.04 MM TO 2.63 MM;SUIT 10 MM STUD;PACK OF 100; | LEGEND | LEGEND POWER SYSTEMS | RT2-10DG | CURRENT
000019070 | TERMINAL,LUG | RING TERMINAL TYPE;SUPERGRIP OR DOUBLE GRIP;SUIT CONDUCTOR 1.04 MM TO 2.63 MM;SUIT 10 MM STUD;PACK OF 100; | UTILUX |  | H4229/100 | CURRENT
000019071 | TERMINAL,LUG | RING TERMINAL TYPE;SUPERGRIP OR DOUBLE GRIP;SUIT CONDUCTOR 1.04 MM TO 2.63 MM;SUIT4 MM STUD;PACK OF 100; | LEGEND | LEGEND POWER SYSTEMS | RT2-4DG | CURRENT
000019071 | TERMINAL,LUG | RING TERMINAL TYPE;SUPERGRIP OR DOUBLE GRIP;SUIT CONDUCTOR 1.04 MM TO 2.63 MM;SUIT4 MM STUD;PACK OF 100; | UTILUX |  | H4223/100 | CURRENT
000019072 | TERMINAL,LUG | RING TERMINAL TYPE;SUPERGRIP OR DOUBLE GRIP;SUIT CONDUCTOR 1.04 MM TO 2.63 MM;SUIT 5 MM STUD;PACK OF 100; | LEGEND | LEGEND POWER SYSTEMS | RT2-5DG | CURRENT
000019072 | TERMINAL,LUG | RING TERMINAL TYPE;SUPERGRIP OR DOUBLE GRIP;SUIT CONDUCTOR 1.04 MM TO 2.63 MM;SUIT 5 MM STUD;PACK OF 100; | UTILUX |  | H4225/100 | CURRENT
000019073 | TERMINAL,LUG | RING TERMINAL TYPE;SUPERGRIP OR DOUBLE GRIP;SUIT CONDUCTOR 1.04 MM TO 2.63 MM;SUIT 6 MM STUD;PACK OF 100; | LEGEND | LEGEND POWER SYSTEMS | RT2-6DG | CURRENT
000019073 | TERMINAL,LUG | RING TERMINAL TYPE;SUPERGRIP OR DOUBLE GRIP;SUIT CONDUCTOR 1.04 MM TO 2.63 MM;SUIT 6 MM STUD;PACK OF 100; | UTILUX |  | H4227/100 | CURRENT
000019074 | TERMINAL,LUG | RING TERMINAL TYPE;SUPERGRIP OR DOUBLE GRIP;SUIT CONDUCTOR 1.04 MM TO 2.63 MM;SUIT 8 MM STUD;PACK OF 50; | LEGEND | LEGEND POWER SYSTEMS | RT2-8DG | CURRENT
000019074 | TERMINAL,LUG | RING TERMINAL TYPE;SUPERGRIP OR DOUBLE GRIP;SUIT CONDUCTOR 1.04 MM TO 2.63 MM;SUIT 8 MM STUD;PACK OF 50; | UTILUX |  | H4228/100 | CURRENT
000019075 | TERMINAL,LUG | IN-LINE SPLICE TERMINAL TYPE;SUPERGRIP OR DOUBLE GRIP;SUIT CONDUCTOR 2.63 MM TO 6.64 MM;PACK OF 25; | LEGEND | LEGEND POWER SYSTEMS | ILS5.5DG | CURRENT
000019075 | TERMINAL,LUG | IN-LINE SPLICE TERMINAL TYPE;SUPERGRIP OR DOUBLE GRIP;SUIT CONDUCTOR 2.63 MM TO 6.64 MM;PACK OF 25; | UTILUX |  | H3912/50 | CURRENT
000019076 | TERMINAL,LUG | RING TERMINAL TYPE;SUPERGRIP OR DOUBLE GRIP;SUIT CONDUCTOR 2.63 MM TO 6.64 MM;SUIT 10 MM STUD;PACK OF 50; | LEGEND | LEGEND POWER SYSTEMS | RT5.5-10DG | CURRENT
000019076 | TERMINAL,LUG | RING TERMINAL TYPE;SUPERGRIP OR DOUBLE GRIP;SUIT CONDUCTOR 2.63 MM TO 6.64 MM;SUIT 10 MM STUD;PACK OF 50; | UTILUX |  | H4238/50 | CURRENT
000019077 | TERMINAL,LUG | RING TERMINAL TYPE;SUPERGRIP OR DOUBLE GRIP;SUIT CONDUCTOR 2.63 MM TO 6.64 MM;SUIT 12 MM STUD;PACK OF 50; | LEGEND | LEGEND POWER SYSTEMS | RT5.5-12DG | CURRENT
000019077 | TERMINAL,LUG | RING TERMINAL TYPE;SUPERGRIP OR DOUBLE GRIP;SUIT CONDUCTOR 2.63 MM TO 6.64 MM;SUIT 12 MM STUD;PACK OF 50; | UTILUX |  | H4239/50 | CURRENT
000019078 | TERMINAL,LUG | RING TERMINAL TYPE; SUPERGRIP OR DOUBLE GRIP;SUIT CONDUCTOR 2.50 MM TO 6.00 MM; SUIT 4 MM STUD;PACK OF 50; | LEGEND | LEGEND POWER SYSTEMS | RT5.5-4DG | CURRENT
000019078 | TERMINAL,LUG | RING TERMINAL TYPE; SUPERGRIP OR DOUBLE GRIP;SUIT CONDUCTOR 2.50 MM TO 6.00 MM; SUIT 4 MM STUD;PACK OF 50; | UTILUX |  | H4231/50 | CURRENT
000019079 | TERMINAL,LUG | RING TERMINAL TYPE;SUPERGRIP OR DOUBLE GRIP;SUIT CONDUCTOR 2.63 MM TO 6.64 MM;SUIT 5 MM STUD;PACK OF 50; | LEGEND | LEGEND POWER SYSTEMS | RT5.5-5DG | CURRENT
000019079 | TERMINAL,LUG | RING TERMINAL TYPE;SUPERGRIP OR DOUBLE GRIP;SUIT CONDUCTOR 2.63 MM TO 6.64 MM;SUIT 5 MM STUD;PACK OF 50; | UTILUX |  | H4233/50 | CURRENT
000019080 | TERMINAL,LUG | RING TERMINAL TYPE;SUPERGRIP OR DOUBLE GRIP;SUIT CONDUCTOR 2.63 MM TO 6.64 MM;SUIT 6 MM STUD;PACK OF 50; | LEGEND | LEGEND POWER SYSTEMS | RT5.5-6DG | CURRENT
000019080 | TERMINAL,LUG | RING TERMINAL TYPE;SUPERGRIP OR DOUBLE GRIP;SUIT CONDUCTOR 2.63 MM TO 6.64 MM;SUIT 6 MM STUD;PACK OF 50; | UTILUX |  | H4234/50 | CURRENT
000019081 | TERMINAL,LUG | RING TERMINAL TYPE;SUPERGRIP OR DOUBLE GRIP;SUIT CONDUCTOR 2.63 MM TO 6.64 MM;SUIT 8 MM STUD;PACK OF 50; | LEGEND | LEGEND POWER SYSTEMS | RT5.5-8DG | CURRENT
000019081 | TERMINAL,LUG | RING TERMINAL TYPE;SUPERGRIP OR DOUBLE GRIP;SUIT CONDUCTOR 2.63 MM TO 6.64 MM;SUIT 8 MM STUD;PACK OF 50; | UTILUX |  | H4237/50 | CURRENT
000019082 | TERMINAL,LUG | IN-LINE SPLICE TERMINAL TYPE;DOUBLE GRIP ILS2 MM DG;SUIT CONDUCTOR 1.04 MM TO TO 2.63 MM;PACK OF 50; PACK WEIGHT 0.14 KG; | LEGEND | LEGEND POWER SYSTEMS | ILS2DG | CURRENT
000019082 | TERMINAL,LUG | IN-LINE SPLICE TERMINAL TYPE;DOUBLE GRIP ILS2 MM DG;SUIT CONDUCTOR 1.04 MM TO TO 2.63 MM;PACK OF 50; PACK WEIGHT 0.14 KG; | CABLACES | CABLACES | ILS2 DG | CURRENT
000019084 | TERMINAL,LUG | FLAT BLADE TERMINAL TYPE; DOUBLE GRIP FB2-3.5 MM DG;SUIT CONDUCTOR 1.04 MM TO 2.63 MM;DIM 3.5 MM X 12 MM;PACK OF 100; | LEGEND | LEGEND POWER SYSTEMS | FB2-3.5DG | CURRENT
000019084 | TERMINAL,LUG | FLAT BLADE TERMINAL TYPE; DOUBLE GRIP FB2-3.5 MM DG;SUIT CONDUCTOR 1.04 MM TO 2.63 MM;DIM 3.5 MM X 12 MM;PACK OF 100; | CABLACES | CABLACES | FB2-3.5 DG | CURRENT
000019085 | TERMINAL,LUG | FLAT BLADE TERMINAL TYPE;DOUBLE GRIP FB5.5-3 MM DG;SUIT CONDUCTOR 2.63 MM TO 6.64 MM;DIM 2.9 X 16.6 MM;PACK OF 50 ;PACK WEIGHT 0.2 KG; | LEGEND | LEGEND POWER SYSTEMS | FB5.5-3DG | CURRENT
000019085 | TERMINAL,LUG | FLAT BLADE TERMINAL TYPE;DOUBLE GRIP FB5.5-3 MM DG;SUIT CONDUCTOR 2.63 MM TO 6.64 MM;DIM 2.9 X 16.6 MM;PACK OF 50 ;PACK WEIGHT 0.2 KG; | CABLACES | CABLACES | FB5.5-3 DG | CURRENT
000019086 | DIE,CRIMPING TOOL | STEEL;SUITABLE FOR 1 MM TO 6 MM TERMINAL LUGS;TYPE HP3;PLIER TYPE;PACK OF 1; | TYCO | TYCO | #102/1 | CURRENT
000019086 | DIE,CRIMPING TOOL | STEEL;SUITABLE FOR 1 MM TO 6 MM TERMINAL LUGS;TYPE HP3;PLIER TYPE;PACK OF 1; | TEN | THE ENERGY NETWORK | HRC-0506C | CURRENT
000019086 | DIE,CRIMPING TOOL | STEEL;SUITABLE FOR 1 MM TO 6 MM TERMINAL LUGS;TYPE HP3;PLIER TYPE;PACK OF 1; | CABLACES | CABLACES | HP3 | CURRENT
000019089 | STRAND,WIRE | Stay Wire, 19/2.00mm SC/GZ, Galv Steel, 20m Coil, UTS 1310MPa, JTS 03-03-01 (scm) | BAMBACH | BAMBACH WIRES & CABLES PTY LTD | SCGZ-19-2.00-20 | CURRENT
000019089 | STRAND,WIRE | Stay Wire, 19/2.00mm SC/GZ, Galv Steel, 20m Coil, UTS 1310MPa, JTS 03-03-01 (scm) | PLP AUST | PREFORMED LINE PRODUCTS (AUST) | SCGZ-19-2.00-20 | CURRENT
000019089 | STRAND,WIRE | Stay Wire, 19/2.00mm SC/GZ, Galv Steel, 20m Coil, UTS 1310MPa, JTS 03-03-01 (scm) | BULIVANT | BULLIVANTS LIFTING & SAFETY SPECIALISTS | WZ19200Q-20M | CURRENT
000019089 | STRAND,WIRE | Stay Wire, 19/2.00mm SC/GZ, Galv Steel, 20m Coil, UTS 1310MPa, JTS 03-03-01 (scm) | JUBATUS | JUBATUS CONSULTING PL | 19/2.00 (20M COIL) | CURRENT
000019089 | STRAND,WIRE | Stay Wire, 19/2.00mm SC/GZ, Galv Steel, 20m Coil, UTS 1310MPa, JTS 03-03-01 (scm) | MIDLANDS | MIDLAND METALS | MMO-SC/GZ 19/2.00 (20M) | CURRENT
000019090 | STRAND,WIRE | Stay Wire, 19/2.75mm SC/GZ, Galv Steel, 20m Coil, UTS 1310MPa, JTS 03-03-01 (scm) | BAMBACH | BAMBACH WIRES & CABLES PTY LTD | SCGZ-19/2.75-20 | CURRENT
000019090 | STRAND,WIRE | Stay Wire, 19/2.75mm SC/GZ, Galv Steel, 20m Coil, UTS 1310MPa, JTS 03-03-01 (scm) | PLP AUST | PREFORMED LINE PRODUCTS (AUST) | SCGZ-19/2.75-20 | CURRENT
000019090 | STRAND,WIRE | Stay Wire, 19/2.75mm SC/GZ, Galv Steel, 20m Coil, UTS 1310MPa, JTS 03-03-01 (scm) | BULIVANT | BULLIVANTS LIFTING & SAFETY SPECIALISTS | WZ19275Q-20M | CURRENT
000019090 | STRAND,WIRE | Stay Wire, 19/2.75mm SC/GZ, Galv Steel, 20m Coil, UTS 1310MPa, JTS 03-03-01 (scm) | JUBATUS | JUBATUS CONSULTING PL | 19/2.75 (20M COIL) | CURRENT
000019090 | STRAND,WIRE | Stay Wire, 19/2.75mm SC/GZ, Galv Steel, 20m Coil, UTS 1310MPa, JTS 03-03-01 (scm) | MIDLANDS | MIDLAND METALS | MMO-SC/GZ 19/2.75 (20M) | CURRENT
000019091 | STRAND,WIRE | Stay Wire, 7/2.75mm SC/GZ, Galv Steel, 20m Coil, UTS 1310MPa, JTS 03-03-01 (scm) | BAMBACH | BAMBACH WIRES & CABLES PTY LTD | SCGZ-7/2.75-20 | CURRENT
000019091 | STRAND,WIRE | Stay Wire, 7/2.75mm SC/GZ, Galv Steel, 20m Coil, UTS 1310MPa, JTS 03-03-01 (scm) | PLP AUST | PREFORMED LINE PRODUCTS (AUST) | SCGZ-7/2.75-20 | CURRENT
000019091 | STRAND,WIRE | Stay Wire, 7/2.75mm SC/GZ, Galv Steel, 20m Coil, UTS 1310MPa, JTS 03-03-01 (scm) | BULIVANT | BULLIVANTS LIFTING & SAFETY SPECIALISTS | WZ07275Q-20M | CURRENT
000019091 | STRAND,WIRE | Stay Wire, 7/2.75mm SC/GZ, Galv Steel, 20m Coil, UTS 1310MPa, JTS 03-03-01 (scm) | JUBATUS | JUBATUS CONSULTING PL | 7/2.75 (20M COIL) | CURRENT
000019091 | STRAND,WIRE | Stay Wire, 7/2.75mm SC/GZ, Galv Steel, 20m Coil, UTS 1310MPa, JTS 03-03-01 (scm) | MIDLANDS | MIDLAND METALS | MMO-SC/GZ 7/2.75 (20M) | CURRENT
000019092 | TRANSFORMER,DISTRIBUTION | 11 KV;315 KVA;3 PHASE;EPOXY ENCAPSULATED ,DRY TYPE;IP21 ENCLOSURE;TOP OR BOTTOM CABLE ENTRY;95 KV BIL; | ABB | ABB FAN PTY LTD | RESIBLOC | PHASING
000019093 | TRANSFORMER,DISTRIBUTION | 11 KV;500 KVA;3 PHASE;EPOXY ENCAPSULATED ,DRY TYPE;IP21 ENCLOSURE; TOP OR BOTTOM CABLE ENTRY;95 KV BIL; | ABB | ABB FAN PTY LTD | RESIBLOC | PHASING
000019094 | TRANSFORMER,DISTRIBUTION | 11 KV;750 KVA;3 PHASE;EPOXY ENCAPSULATED ,DRY TYPE;IP21 ENCLOSURE; TOP OR BOTTOM CABLE ENTRY;95 KV BIL; | ABB | ABB FAN PTY LTD | RESIBLOC | PHASING
000019095 | TRANSFORMER,DISTRIBUTION | 11 KV;1000 KVA;3 PHASE;EPOXY ENCAPSULATED,DRY TYPE;IP21 ENCLOSURE; TOP OR BOTTOM CABLE ENTRY;95 KV BIL; | ABB | ABB FAN PTY LTD | RESIBLOC | PHASING
000019096 | TRANSFORMER,DISTRIBUTION | 11 KV;1500 KVA;3 PHASE;EPOXY ENCAPSULATED,DRY TYPE;IP21 ENCLOSURE; TOP OR BOTTOM CABLE ENTRY;95 KV BIL; | ABB | ABB FAN PTY LTD | RESIBLOC | PHASING
000019097 | CONVERTER | FREQ STATIC;SIGNAL GENERATION EQUIP; 80 KVA;SFUK 203;C/W 3 OUTPUTS;INCLUDING AMMETERS & ISOLATING SWITCHES;SUPPLIED IN ENERMET CUBICLE; | ZELLWEGR |  | SFUK 203 3OUTPUT | PURCHASE AS REQUIRED
000019098 | KIT,BASE,DISTRIBUTION PILLAR | TOMBSTONE;TRIMABLE;POLYPROPYLENE; NATURE GREEN PILLAR BASE;C/W EXT 4D,HD FIXING BOLTS;SUITS COVERS SC06677;REFER SC21981 FOR S/S BOLT & NYLOX NUTS; | KULAK |  | PBL-RETRO-KIT | PURCHASE AS REQUIRED
000019099 | CLAMP,PARALLEL,ELECTRICAL CONNECTOR. | BARE CONDUCTOR;COPPER BODY;COPPER MAIN 25-70 SQ MM;TRANSVERSE GROOVED;1 EYE BOLT;C/W BAIL;PACK OF 30,PACK WEIGHT 7.0 KG; | HYLEC | HYLEC PTY LTD | PA21855 | CURRENT
000019099 | CLAMP,PARALLEL,ELECTRICAL CONNECTOR. | BARE CONDUCTOR;COPPER BODY;COPPER MAIN 25-70 SQ MM;TRANSVERSE GROOVED;1 EYE BOLT;C/W BAIL;PACK OF 30,PACK WEIGHT 7.0 KG; | HYLEC | HYLEC PTY LTD | HSHP6708R | CURRENT
000019100 | CLAMP,PARALLEL,ELECTRICAL CONNECTOR. | BARE CONDUCTOR;BI-METAL BODY;ALUMINIUM MAIN 35-120 SQ MM;TRANSVERSE GROOVED; 1 EYE BOLT;C/W BAIL;PACK OF 30,PACK WEIGHT 7.0 KG; | HYLEC | HYLEC PTY LTD | HSHP35120R | CURRENT
000019100 | CLAMP,PARALLEL,ELECTRICAL CONNECTOR. | BARE CONDUCTOR;BI-METAL BODY;ALUMINIUM MAIN 35-120 SQ MM;TRANSVERSE GROOVED; 1 EYE BOLT;C/W BAIL;PACK OF 30,PACK WEIGHT 7.0 KG; | TECONN | TE CONNECTIVITY LTD | LS02/1 | CURRENT
000019101 | GLOVES,LEATHER. | MEN'S EXTENDED LEATHER GAUNTLET;SIZE 9; GOATSKIN;PROTECTOR CLASS 2/4 GLOVE;LIVE- LINE OUTER; | ATOMSUPP | ATOM SUPPLY | 236722 | CURRENT
000019101 | GLOVES,LEATHER. | MEN'S EXTENDED LEATHER GAUNTLET;SIZE 9; GOATSKIN;PROTECTOR CLASS 2/4 GLOVE;LIVE- LINE OUTER; | SALSBURY | SALISBURY (MANUFACTURER) | LPG3S-9 | CURRENT
000019101 | GLOVES,LEATHER. | MEN'S EXTENDED LEATHER GAUNTLET;SIZE 9; GOATSKIN;PROTECTOR CLASS 2/4 GLOVE;LIVE- LINE OUTER; | BALMORAL | BALMORAL ENGINEERING | OUTHVGS9 | CURRENT
000019101 | GLOVES,LEATHER. | MEN'S EXTENDED LEATHER GAUNTLET;SIZE 9; GOATSKIN;PROTECTOR CLASS 2/4 GLOVE;LIVE- LINE OUTER; | ENERGYNW | THE ENERGY NETWORK | LPG3S-9 | CURRENT
000019102 | GLOVES,LEATHER. | MEN'S EXTENDED LEATHER GAUNTLET; SIZE 10;GOATSKIN;PROTECTOR CLASS 2/4 GLOVE; LIVE-LINE OUTER; | ATOMSUPP | ATOM SUPPLY | 236719 | CURRENT
000019102 | GLOVES,LEATHER. | MEN'S EXTENDED LEATHER GAUNTLET; SIZE 10;GOATSKIN;PROTECTOR CLASS 2/4 GLOVE; LIVE-LINE OUTER; | BALMORAL | BALMORAL ENGINEERING | OUTHVGS10 | CURRENT
000019102 | GLOVES,LEATHER. | MEN'S EXTENDED LEATHER GAUNTLET; SIZE 10;GOATSKIN;PROTECTOR CLASS 2/4 GLOVE; LIVE-LINE OUTER; | SALSBURY | SALISBURY (MANUFACTURER) | LPG3S-10 | CURRENT
000019103 | GLOVES,LEATHER. | MEN'S EXTENDED LEATHER GAUNTLET;SIZE 11; GOATSKIN;PROTECTOR CLASS 2/4 GLOVE; LIVE-LINE OUTER; | ATOMSUPP | ATOM SUPPLY | 236718 | CURRENT
000019103 | GLOVES,LEATHER. | MEN'S EXTENDED LEATHER GAUNTLET;SIZE 11; GOATSKIN;PROTECTOR CLASS 2/4 GLOVE; LIVE-LINE OUTER; | SALSBURY | SALISBURY (MANUFACTURER) | LPG3S-11 | CURRENT
000019103 | GLOVES,LEATHER. | MEN'S EXTENDED LEATHER GAUNTLET;SIZE 11; GOATSKIN;PROTECTOR CLASS 2/4 GLOVE; LIVE-LINE OUTER; | ENERGYNW | THE ENERGY NETWORK | LPG3S-11 | CURRENT
000019103 | GLOVES,LEATHER. | MEN'S EXTENDED LEATHER GAUNTLET;SIZE 11; GOATSKIN;PROTECTOR CLASS 2/4 GLOVE; LIVE-LINE OUTER; | BALMORAL | BALMORAL ENGINEERING | OUTHVGS11 | CURRENT
000019106 | CELL,COUPLING | AUDIO FREQ LOAD CONTROL;1050 HZ;12 KV SYSTEM;C/W 1 ISOLATING TRANSFORMER 60 KVA,3 TUNING COILS;5.74MH,3 COUPLING CAP 4.0UF;5.8 M H NOM TYPE E;SC16607; | ZELLWEGR |  | ENERMET TYPE E | PURCHASE AS REQUIRED
000019107 | CONVERTER,FREQUENCY,STATIC | SIGNAL GENERATION EQUIPMENT;80 KVA; SFU-K203;C/W 2 OUTPUTS INCLUDING 6 AMMETERS & ISOLATOR SWITCHES SUPPLIED IN ENERMET CUBICLES;SC17519 INSTALLED IN | ZELLWEGR |  | ENERMET SFUK203 | PURCHASE AS REQUIRED
000019108 | CONVERTER,FREQUENCY,STATIC | SIGNAL GENERATION EQUIPMENT;40 KVA,SFU-K 103;C/W 2 OUTPUTS INCLUDING 6 AMMETERS & ISOLATOR SWITCHES SUPPLIED IN ENERMET CUBICLE;SC17518;INSTALLED IN OUTDOOR | ZELLWEGR |  | ENERMET SFUK103 | PURCHASE AS REQUIRED
000019109 | ROPE,FIBROUS | POLYPROPYLENE;16 MM DIA;THREE STRAND HAWSER LAID;29.9 KN MIN BREAKING FORCE; GREEN SOFT LAY;MANUFACTURED AND MARKED TO AS4142;FOR LOW VOLTAGE & LIVE LINE | DONAGHYS | DONAGHYS PTY LTD | ROS1600 | CURRENT
000019110 | BOLT,MACHINE | STEEL;GALV;HEX HD;M20;ISO M;500 MM LG; C/W 2 HEX NUTS ATTACHED;HIGH TENSILE GDE 8.8;FULL SIZE SHANK,MIN THD LG 100 MM; MATERIAL GDE 1340;AS1110,AS1111;BAG OF | STATEWD | STATEWIDE FSTNERS & ENG SPLS PL | HBNPEM20500 | CURRENT
000019111 | TURNBUCKLE | STEEL;HOT DIPPED GALV;CLOSED EYE TYPE END PULLS;203 MM LG BODY LENGTH;M16; AS2319;GDE P;1.6 TONNES WWL; | MINEMECH | MINEMECH SERVICES (QLD) PL | 13A25182 | PURCHASE AS REQUIRED
000019112 | INSULATING OIL,ELECTRICAL | BULK TRANSFORMER OIL;W/O OXIDATION INHIBITORS; "PACK WEIGHT 17600 KG; (1 METRIC TONNE = 1000 KG)" | NYNAS | NYNAS AUST PTY LTD | NYTRO LIBRA | PURCHASE AS REQUIRED
000019113 | BRACKET,MOUNTING | MOUNTING BKT FOR 33 KV ARRESTORS;GALV PLATE,397 MM LG,150 MM W,10 MM THK;FOR USE MOUNTED UNDER 33 KV VDU INSULATOR; PACK OF 1,PACK WEIGHT 5 KG; | LIVINGST | LIVINGSTONE ENGINEERING | 19113 | CURRENT
000019115 | INSULATING COMPOUND,ELECTRICAL | R2710, 110kV & 33kV, Outerbox Compound for Fluid Filled Joints, 16kg Can | DUSSEK | DUSSEK (H&R GROUP) | DUSSEK 2710 | CURRENT
000019117 | JOINT,ELECTRICAL POWER CABLE | MESH;33 KV;HSL JOINT RE-INFORCEMENT; STEEL;GALV; | RAYCHEM | RAYCHEM (AUSTRALIA) PTY LTD | EXRM-0845-1000 | PURCHASE AS REQUIRED
000019118 | JOINT,ELECTRICAL POWER CABLE | 33 KV;HSL JOINT;ARMOUR SUPPORT RING; GALV; | RAYCHEM | RAYCHEM (AUSTRALIA) PTY LTD | EPPA-041-13-80 | CURRENT
000019120 | RECTIFIER, SEMICONDUCTOR DEVICE | HEATSINK BRIDGE SCREW TERMINAL; RECTIFIER WITH ISOLATED METAL BASE; | RSCOMP | RADIOSPARES COMPONENT PTY LTD | 192-809 | CURRENT
000019121 | HEAT SINK, ELECT-ELECTRONIC COMPONENT | 0.32 DEG/WATT;240 MM W,252 MM LG,45 MM DIA;COMB SECTION MTG FEET; | RSCOMP | RADIOSPARES COMPONENT PTY LTD | 400-062 | CURRENT
000019122 | HEAT TRANSFER COMPOUND | HEATSINK COMPOUND;20 ML TUBE;FOR HEAT DISSIPATION; | RSCOMP | RADIOSPARES COMPONENT PTY LTD | 554-311 | CURRENT
000019123 | RACK,CABLE | CABLE LADDER;600 MM W;4 M LG;SUIT NEMA 12B;PACK OF 1,PACK WEIGHT 18.0 KG; | EZYSTRUT | EZYSTRUT CABLE & PIPE SUPPORTS | N1L6004H | CURRENT
000019124 | CLOTH,CLEANING | KIMWIPES DELICATE WIPES;WHITE; 21CM X 11CM 280 WIPES PER BOX; CARTON OF 30; | KIMCLARK |  | KC34120 | CURRENT
000019124 | CLOTH,CLEANING | KIMWIPES DELICATE WIPES;WHITE; 21CM X 11CM 280 WIPES PER BOX; CARTON OF 30; | ATOMSUPP | ATOM SUPPLY | 1080336 | CURRENT
000019128 | JACKET,WET WEATHER. | POLYESTER/PU COATED;HI-VISIBILITY YELLOW IN ACCORDANCE WITH AS4602;SIZE M;BODY OF JACKET FLAME RETARDANT;REFLECTIVE STRIPS TO AS1906;ARMS OF JACKET-NAVY BLUE WITH | CARYCODE | CARRY CODE PTY LTD | SIZE M | PURCHASE AS REQUIRED
000019129 | JACKET,WET WEATHER. | POLYESTER/PU COATED;HI-VISIBILITY YELLOW IN ACCORDANCE WITH AS4602;SIZE L;BODY OF JACKET FLAME RETARDANT;REFLECTIVE STRIPS TO AS1906;ARMS OF JACKET-NAVY BLUE WITH | CARYCODE | CARRY CODE PTY LTD | SIZE L | PURCHASE AS REQUIRED
000019132 | JACKET,WET WEATHER. | POLYESTER/PU COATED;HI-VISIBILITY YELLOW IN ACCORDANCE WITH AS4602;SIZE XXXL;BODY OF JACKET FLAME RETARDANT;REFLECTIVE STRIPS TO AS1906;ARMS OF JACKET-NAVY | CARYCODE | CARRY CODE PTY LTD | SIZE XXXL | PURCHASE AS REQUIRED
000019135 | TROUSERS,WET WEATHER. | POLYESTER/PU COATED;BIB & BRACE TROUSERS ;NAVY BLUE WITH REFLECTIVE STRIPES TO AS1906.4;SIZE S;PACK OF 50,PACK WEIGHT 20 KG OR PACK OF 10,PACK WEIGHT 4 KG; | CARYCODE | CARRY CODE PTY LTD | SIZE S | PURCHASE AS REQUIRED
000019137 | TROUSERS,WET WEATHER. | POLYESTER/PU COATED;BIB & BRACE TROUSERS ;NAVY BLUE WITH REFLECTIVE STRIPES TO AS1906.4;SIZE L;PACK OF 50,PACK WEIGHT 20 KG OR PACK OF 10,PACK WEIGHT 4 KG; | CARYCODE | CARRY CODE PTY LTD | SIZE L | PURCHASE AS REQUIRED
000019138 | TROUSERS,WET WEATHER. | POLYESTER/PU COATED;BIB & BRACE TROUSERS ;NAVY BLUE WITH REFLECTIVE STRIPES TO AS1906.4;SIZE XL;PACK OF 50,PACK WEIGHT 20 KG OR PACK OF 10,PACK WEIGHT 4 KG; | CARYCODE | CARRY CODE PTY LTD | SIZE XL | PURCHASE AS REQUIRED
000019139 | TROUSERS,WET WEATHER. | POLYESTER/PU COATED;BIB & BRACE TROUSERS ;NAVY BLUE WITH REFLECTIVE STRIPES TO AS1906.4;SIZE XXL;PACK OF 50,PACK WEIGHT 20 KG OR PACK OF 10,PACK WEIGHT 4 KG; | CARYCODE | CARRY CODE PTY LTD | SIZE XXL | PURCHASE AS REQUIRED
000019141 | SIGN,TRAFFIC | WORKERS AHEAD (SYMBOLIC) VINYL BLACK FIGURE;ON RETROREFLECTIVE FLUORSCENT ORANGE BACKGROUND;CLASS 1W;600 MM LG, 600 MM W;VELCRO BACKED;PACK OF 1;U/W | REFLEFAB | REFLECT FABRICS PL - 310680 | EXSC19141 | CURRENT
000019141 | SIGN,TRAFFIC | WORKERS AHEAD (SYMBOLIC) VINYL BLACK FIGURE;ON RETROREFLECTIVE FLUORSCENT ORANGE BACKGROUND;CLASS 1W;600 MM LG, 600 MM W;VELCRO BACKED;PACK OF 1;U/W | SAFESIGN | SAFE SIGN AUATRALIA PTY LTD | 19141 | CURRENT
000019142 | SIGN,TRAFFIC | SPEED RESTRICTION 40 KM/H;BLACK NUMERALS,RED CIRCLE ON WHITE BACKGROUND; CLASS 1W;600 MM LG,600 MM W;VELCRO BACKED;PACK OF 1;U/W STAND,SIGN, | REFLEFAB | REFLECT FABRICS PL - 310680 | EXSC19142 | CURRENT
000019142 | SIGN,TRAFFIC | SPEED RESTRICTION 40 KM/H;BLACK NUMERALS,RED CIRCLE ON WHITE BACKGROUND; CLASS 1W;600 MM LG,600 MM W;VELCRO BACKED;PACK OF 1;U/W STAND,SIGN, | SAFESIGN | SAFE SIGN AUATRALIA PTY LTD | 19142 | CURRENT
000019143 | SIGN,TRAFFIC | SPEED RESTRICTION 60 KM/H;BLACK NUMERALS,RED CIRCLE ON WHITE BACKGROUND; CLASS 1W;600 MM LG,600 MM W;VELCRO BACKED;PACK OF 1;U/W STAND,SIGN, | REFLEFAB | REFLECT FABRICS PL - 310680 | EXSC19143 | PURCHASE AS REQUIRED
000019143 | SIGN,TRAFFIC | SPEED RESTRICTION 60 KM/H;BLACK NUMERALS,RED CIRCLE ON WHITE BACKGROUND; CLASS 1W;600 MM LG,600 MM W;VELCRO BACKED;PACK OF 1;U/W STAND,SIGN, | SAFESIGN | SAFE SIGN AUATRALIA PTY LTD | 19143 | PURCHASE AS REQUIRED
000019144 | SIGN,TRAFFIC | PREPARE TO STOP;RED BACKGROUND,WHITE LETTERING;600 MM LG,600 MM W;CLASS 1W; VELCRO BACKED;PACK OF 1;U/W STAND,SIGN, COLLAPSIBLE SC15519,A FRAME SC18042;U/W | REFLEFAB | REFLECT FABRICS PL - 310680 | EXSC19144 | CURRENT
000019144 | SIGN,TRAFFIC | PREPARE TO STOP;RED BACKGROUND,WHITE LETTERING;600 MM LG,600 MM W;CLASS 1W; VELCRO BACKED;PACK OF 1;U/W STAND,SIGN, COLLAPSIBLE SC15519,A FRAME SC18042;U/W | SAFESIGN | SAFE SIGN AUATRALIA PTY LTD | 19144 | CURRENT
000019146 | SIGN,TRAFFIC | REDUCE SPEED;RED BACKGROUND,WHITE LETTERING;CLASS 1W;1200 MM LG,300 MM W; VELCRO BACKED;PACK OF 1;U/W STAND,SIGN ,COLLAPSIBLE SC15519,A FRAME SC18042; | REFLEFAB | REFLECT FABRICS PL - 310680 | EXSC19147 | CURRENT
000019146 | SIGN,TRAFFIC | REDUCE SPEED;RED BACKGROUND,WHITE LETTERING;CLASS 1W;1200 MM LG,300 MM W; VELCRO BACKED;PACK OF 1;U/W STAND,SIGN ,COLLAPSIBLE SC15519,A FRAME SC18042; | SAFESIGN | SAFE SIGN AUATRALIA PTY LTD | 19146 | CURRENT
000019147 | SIGN,TRAFFIC | TEMPORARY HAZARD MARKER (HORIZONTAL ARROW);CLASS 1W;1200 MM LG,300 MM W; VELCRO BACKED;PACK OF 1;U/W STAND,SIGN, COLLAPSIBLE SC15519 & A FRAME SC18042; | REFLEFAB | REFLECT FABRICS PL - 310680 | EXSC19146 | CURRENT
000019147 | SIGN,TRAFFIC | TEMPORARY HAZARD MARKER (HORIZONTAL ARROW);CLASS 1W;1200 MM LG,300 MM W; VELCRO BACKED;PACK OF 1;U/W STAND,SIGN, COLLAPSIBLE SC15519 & A FRAME SC18042; | SAFESIGN | SAFE SIGN AUATRALIA PTY LTD | 19147 | CURRENT
000019148 | CANVAS,BLANK | PVC,WHITE/YELLOW RE-INFORCED BACKING; C/W VELCRO STRIPS & FIXING CLIPS & TWO METAL HOOKS SUPPLIED WITH 2 LOCKNUTS; FOR APPLYING VARIOUS TRAFFIC SIGNS | REFLEFAB | REFLECT FABRICS PL - 310680 | EXSC19148 | PURCHASE AS REQUIRED
000019148 | CANVAS,BLANK | PVC,WHITE/YELLOW RE-INFORCED BACKING; C/W VELCRO STRIPS & FIXING CLIPS & TWO METAL HOOKS SUPPLIED WITH 2 LOCKNUTS; FOR APPLYING VARIOUS TRAFFIC SIGNS | ARTCRAFT | ARTCRAFT PTY LTD | SE001-Q | PURCHASE AS REQUIRED
000019153 | FASTENER | Harness Sleeve Buttons, Four Screw Type, Orange, replacement Buttons for Live Line Sleeve Harness, Pack of 4 | ACCULEC | ACCULEC PTY LTD - E18524 | B22-4 | CURRENT
000019153 | FASTENER | Harness Sleeve Buttons, Four Screw Type, Orange, replacement Buttons for Live Line Sleeve Harness, Pack of 4 | SALSBURY | SALISBURY (MANUFACTURER) | B22 | CURRENT
000019154 | SLEEVE,HARNESS | HARNESS;FOR USE BY LIVE LINE;REFER SC19153 FOR HARNESS FASTENERS (BUTTONS); | TEN | THE ENERGY NETWORK | H1 | CURRENT
000019154 | SLEEVE,HARNESS | HARNESS;FOR USE BY LIVE LINE;REFER SC19153 FOR HARNESS FASTENERS (BUTTONS); | CHANCE | CHANCE (MANUFACTURER) | SH1 | CURRENT
000019159 | SET,DIODE | DIODE FOR CABLE CORE IDENTIFICATION;U/W OLD ROTARY SWITCH TESTER; | ENERGEX | ENERGEX | DIODE SET OLD | PHASING
000019160 | SET,DIODE | DIODE SET;FOR NEW ELECTRONIC TESTER; REFER SC19387 FOR TESTER; | THEWMCAN | TMAC THEW & MCCANN GROUP | TM11037 | CURRENT
000019160 | SET,DIODE | DIODE SET;FOR NEW ELECTRONIC TESTER; REFER SC19387 FOR TESTER; | THEWMCAN | TMAC THEW & MCCANN GROUP | 19160 | CURRENT
000019161 | STRAP,RETAINING | Straight Line Pole Strap, 4m Lg, Green c/w Adjust Buckle & Protective Flap, 10 Year Shelf Life | HEIGHDYN | HEIGHT DYNAMICS | VAIPOLEEN24NZANSI | CURRENT
000019161 | STRAP,RETAINING | Straight Line Pole Strap, 4m Lg, Green c/w Adjust Buckle & Protective Flap, 10 Year Shelf Life | TEN | THE ENERGY NETWORK | 10HEID0417-DB01 | CURRENT
000019162 | LANYARD,SAFETY,INDUSTRIAL | Shock Absorbing Lanyard, 1.6m Lg, u/w Fallarrest Harness c/w Alloy DA Hook & Triplock Karabiner, 10 Year Shelf Life | HEIGHDYN | HEIGHT DYNAMICS | VAIEA1.6ELANSI | CURRENT
000019164 | HOT LINE STICK | Fibreglass, 9.2m Ext Length, Combination Operating/Measuring Telescopic Hot Line Stick, Metric Graduations M/CM, Triang Shape, Hi-Vis Foam-Filled Top Section, | HYLEC | HYLEC PTY LTD | FIBREGLASS;9.2 M | CURRENT
000019164 | HOT LINE STICK | Fibreglass, 9.2m Ext Length, Combination Operating/Measuring Telescopic Hot Line Stick, Metric Graduations M/CM, Triang Shape, Hi-Vis Foam-Filled Top Section, | ENERGYNW | THE ENERGY NETWORK | MV 30BTO-G | CURRENT
000019164 | HOT LINE STICK | Fibreglass, 9.2m Ext Length, Combination Operating/Measuring Telescopic Hot Line Stick, Metric Graduations M/CM, Triang Shape, Hi-Vis Foam-Filled Top Section, | TEN | THE ENERGY NETWORK | MV30-Q-EQL | CURRENT
000019164 | HOT LINE STICK | Fibreglass, 9.2m Ext Length, Combination Operating/Measuring Telescopic Hot Line Stick, Metric Graduations M/CM, Triang Shape, Hi-Vis Foam-Filled Top Section, | THEWMCAN | TMAC THEW & MCCANN GROUP | FIBREGLASS;9.2 M | CURRENT
000019165 | HOT LINE STICK | Fibreglass, 12m Ext Length, Combination Operating/Measuring Telescopic Hot Line Stick, Metric Graduations M/CM, Triang Shape, Hi-Vis Foam-Filled Top Section, | HYLEC | HYLEC PTY LTD | FIBREGLASS;12 M | CURRENT
000019165 | HOT LINE STICK | Fibreglass, 12m Ext Length, Combination Operating/Measuring Telescopic Hot Line Stick, Metric Graduations M/CM, Triang Shape, Hi-Vis Foam-Filled Top Section, | ENERGYNW | THE ENERGY NETWORK | 40BTO-G | CURRENT
000019165 | HOT LINE STICK | Fibreglass, 12m Ext Length, Combination Operating/Measuring Telescopic Hot Line Stick, Metric Graduations M/CM, Triang Shape, Hi-Vis Foam-Filled Top Section, | THEWMCAN | TMAC THEW & MCCANN GROUP | FIBREGLASS 12 M | CURRENT
000019165 | HOT LINE STICK | Fibreglass, 12m Ext Length, Combination Operating/Measuring Telescopic Hot Line Stick, Metric Graduations M/CM, Triang Shape, Hi-Vis Foam-Filled Top Section, | TEN | THE ENERGY NETWORK | MV-40-ERG | CURRENT
000019165 | HOT LINE STICK | Fibreglass, 12m Ext Length, Combination Operating/Measuring Telescopic Hot Line Stick, Metric Graduations M/CM, Triang Shape, Hi-Vis Foam-Filled Top Section, | CABLACES | CABLACES | VTT-1/9MB | CURRENT
000019165 | HOT LINE STICK | Fibreglass, 12m Ext Length, Combination Operating/Measuring Telescopic Hot Line Stick, Metric Graduations M/CM, Triang Shape, Hi-Vis Foam-Filled Top Section, | HASTINGS | HASTING DEERING PTY LTD | HV-240 | CURRENT
000019165 | HOT LINE STICK | Fibreglass, 12m Ext Length, Combination Operating/Measuring Telescopic Hot Line Stick, Metric Graduations M/CM, Triang Shape, Hi-Vis Foam-Filled Top Section, | TEN | THE ENERGY NETWORK | MV40-Q-EQL | CURRENT
000019167 | SIGN | VOLTAGE TIE BOARD;LEGEND-VOLTAGE TIE; YELLOW PLASTIC BACKGROUND,WITH BLACK LETTERING;180 MM LG,85 MM W;PACK OF 10,PACK WEIGHT 2.20 KG; | ARTCRAFT | ARTCRAFT PTY LTD | 19167 | CURRENT
000019167 | SIGN | VOLTAGE TIE BOARD;LEGEND-VOLTAGE TIE; YELLOW PLASTIC BACKGROUND,WITH BLACK LETTERING;180 MM LG,85 MM W;PACK OF 10,PACK WEIGHT 2.20 KG; | CUTLER | CUTLER BRANDS PTY LTD | ENERGE-19167 | CURRENT
000019168 | FIXTURE,LIGHTING | LED, Weatherproof, Vandal Proof, High Impact, 19W, 617mm Lg, 2000lm, White, Opal Diffuser, IP65 | PHILIPS | PHILIPS AUSTRALIA PTY LTD | BCW098L204KF600 | CURRENT
000019168 | FIXTURE,LIGHTING | LED, Weatherproof, Vandal Proof, High Impact, 19W, 617mm Lg, 2000lm, White, Opal Diffuser, IP65 | SIGNIFY | SIGNIFY AUSTRALIA LIMITED | BCW098 LED20/NW PSU L600 | CURRENT
000019169 | CUBICLE,RACK FRAME. | STEEL;19 IN RACK FRAME AT FRONT & REAR; 600 MM W,300 MM D,2300 MM H; | ERGON | ERGON ENERGY | CUBICLE,RACK FRAME. | CURRENT
000019169 | CUBICLE,RACK FRAME. | STEEL;19 IN RACK FRAME AT FRONT & REAR; 600 MM W,300 MM D,2300 MM H; | DRAWING | DRAWING NO | 16025-A1 | CURRENT
000019170 | PLATE,SEPARATION | STEEL;SEPARATION PLATE C/W CCJ6 COMBINING KIT CCE06;600 MM W,2000 MM H; U/W SC12430;PACK OF 1; | REXEL | REXEL PTY LTD | ELDSPM2006R5 | PURCHASE AS REQUIRED
000019170 | PLATE,SEPARATION | STEEL;SEPARATION PLATE C/W CCJ6 COMBINING KIT CCE06;600 MM W,2000 MM H; U/W SC12430;PACK OF 1; | ELDON |  | ELDSPD2006+ELDCCJ12+ELDCCE06 | PURCHASE AS REQUIRED
000019171 | SIDE PANEL | STEEL;SIDE PANEL WITH MTG SCREWS; TO SUIT CUBICLE RACK FRAME;600 MM W, 2000 MM H;PACK OF 1;U/WSC12430; | CNWPL | CNW PL - SLACKS CREEK | NHPSPM2006R5 | CURRENT
000019171 | SIDE PANEL | STEEL;SIDE PANEL WITH MTG SCREWS; TO SUIT CUBICLE RACK FRAME;600 MM W, 2000 MM H;PACK OF 1;U/WSC12430; | ELDON |  | ELDSPM2006 | CURRENT
000019171 | SIDE PANEL | STEEL;SIDE PANEL WITH MTG SCREWS; TO SUIT CUBICLE RACK FRAME;600 MM W, 2000 MM H;PACK OF 1;U/WSC12430; | CNWPL | CNW PL - SLACKS CREEK | SPM2006R5 | CURRENT
000019172 | LINK,EXTENSION | SINGLE PLATE EXTENSION LINK;160 KN MIN FAILING;500 MM HOLE CENTRES TONGUE- TONGUE; | PLP AUST | PREFORMED LINE PRODUCTS (AUST) | LSP-160-500 | CURRENT
000019172 | LINK,EXTENSION | SINGLE PLATE EXTENSION LINK;160 KN MIN FAILING;500 MM HOLE CENTRES TONGUE- TONGUE; | DULMISON | DULMISON (AUST) PTY LTD | SPL160500 | CURRENT
000019174 | SIGN,TRAFFIC | SPEED RESTRICTION 80 KM/H;BLACK NUMERALS ,RED CIRCLE ON WHITE RETROREFLECTIVE BACKGROUND;CLASS 1W;600 MM LG,600 MM W, VELCRO BACKED; | SAFESIGN | SAFE SIGN AUATRALIA PTY LTD | 19174 | PURCHASE AS REQUIRED
000019175 | SIGN,TRAFFIC | PEDESTRIANS WATCH YOUR STEP;BLACK LEGEND & BORDER ON YELLOW RETROREFLECTIVE BACKGROUND;CLASS 1W;1200 MM LG,900 MM H; 1200 MM X 300 MM AT BASE LEFT BLANK FOR | REFLEFAB | REFLECT FABRICS PL - 310680 | EXSC19149 | PURCHASE AS REQUIRED
000019175 | SIGN,TRAFFIC | PEDESTRIANS WATCH YOUR STEP;BLACK LEGEND & BORDER ON YELLOW RETROREFLECTIVE BACKGROUND;CLASS 1W;1200 MM LG,900 MM H; 1200 MM X 300 MM AT BASE LEFT BLANK FOR | SAFESIGN | SAFE SIGN AUATRALIA PTY LTD | 19175 | PURCHASE AS REQUIRED
000019176 | SIGN,TRAFFIC | METAL SIGN;PEDESTRIANS ARROW RIGHT; BLACK LEGEND & BORDER ON YELLOW RETROREFLECTIVE BACKGROUND;CLASS 1W; 1200 MM LG,300 MM H;PACK OF 1; | ARTCRAFT | ARTCRAFT PTY LTD | T8-2R | PURCHASE AS REQUIRED
000019177 | SIGN,TRAFFIC | METAL SIGN;PEDESTRIANS ARROW LEFT ;BLACK LEGEND & BORDER ON YELLOW RETROREFLECTIVE BACKGROUND;CLASS 1W; 1200 MM LG,300 MM H;PACK OF 1; | ARTCRAFT | ARTCRAFT PTY LTD | T8-2L | PURCHASE AS REQUIRED
000019178 | SIGN,TRAFFIC | ELECTRIC WIRES DOWN;WHITE RETROREFLECTIVE LETTERS ON RED RETROREFLECTIVE BACKGROUND;CLASS 1W; 1200 MM LG, 900 MM H;PACK OF 1;U/W | REFLEFAB | REFLECT FABRICS PL - 310680 | EXSC19178 | CURRENT
000019178 | SIGN,TRAFFIC | ELECTRIC WIRES DOWN;WHITE RETROREFLECTIVE LETTERS ON RED RETROREFLECTIVE BACKGROUND;CLASS 1W; 1200 MM LG, 900 MM H;PACK OF 1;U/W | SAFESIGN | SAFE SIGN AUATRALIA PTY LTD | 19178 | CURRENT
000019180 | CONTROL MODULE. | CONTROL & PROTECTION MODULE,VERSION 5; FOR NU-LEC RECLOSERS/SECTIONALISERS & LOAD BREAK SWITCHES; | NU-LEC | NU-LEC | ELCCAPM5 | CURRENT
000019181 | LUBRICANT,CABLE PULLING | BIODEGRADABLE CABLE & ROPE LUBRICANT; 4 L; | BEL-RAY | BEL-RAY COMPANY INC | 5685 | PURCHASE AS REQUIRED
000019182 | COVER,ELECTRICAL EQUIPMENT | FUSE HOLDER TERMINATION SHROUD; POLYPROPYLENE UNDRILLED;SUIT REAR STUD CONNECTED LV FUSE HOLDER; | ALSTOM | ALSTOM GRID AUSTRALIA LIMITED | 404-129 | CURRENT
000019183 | POWER SUPPLY | DATA LOGGER POWER SUPPLY;SMARTWAY POWER SUPPLY MODULE; | ENERGEX | ENERGEX | SMARTWAY POWER SUPPLY MODULE | PHASING
000019184 | STEPLADDER | FIBREGLASS;6 FT SINGLE SIDED; | REXEL | REXEL PTY LTD | BAIFS10492 | PURCHASE AS REQUIRED
000019184 | STEPLADDER | FIBREGLASS;6 FT SINGLE SIDED; | REXEL | REXEL PTY LTD | HILFS10492 | PURCHASE AS REQUIRED
000019184 | STEPLADDER | FIBREGLASS;6 FT SINGLE SIDED; | BAILEY | BAILEY ALUMINIUM PRODUCTS PTY LTD | FS10492 | PURCHASE AS REQUIRED
000019186 | STEPLADDER | Fibreglass, 10ft, Double Sided | LADAMAX | LADAMAX ALUMINIUM PRODUCTS PL | FDS102 | PURCHASE AS REQUIRED
000019187 | LADDER,STRAIGHT | Fibreglass Single Section 3.0m Lg, 10 Ft, Colour Safety Yellow, ETS RSE02 | LADAMAX | LADAMAX ALUMINIUM PRODUCTS PL | FSI102 | PURCHASE AS REQUIRED
000019188 | LADDER,STRAIGHT | Fibreglass Single Section 4.2 m Lg, 14 Ft, Colour Safety Yellow, ETS RSE02 | LADAMAX | LADAMAX ALUMINIUM PRODUCTS PL | FSI142 | PURCHASE AS REQUIRED
000019189 | SWITCHBOARD,RESCUE KIT | YELLOW BAG;500 MM X 300 MM X 200 MM; CONSISTING OF INSULATED CROOK,FIRE BLANKET,MULTI TRAUMA DRESSING;SIGN & FLASHLIGHT;SIZE 11 CLASS ' O ' GLOVES; | HYLEC | HYLEC PTY LTD | QLVRKITERGON | CURRENT
000019189 | SWITCHBOARD,RESCUE KIT | YELLOW BAG;500 MM X 300 MM X 200 MM; CONSISTING OF INSULATED CROOK,FIRE BLANKET,MULTI TRAUMA DRESSING;SIGN & FLASHLIGHT;SIZE 11 CLASS ' O ' GLOVES; | STATEWD | STATEWIDE FSTNERS & ENG SPLS PL | C01002LVSK | CURRENT
000019189 | SWITCHBOARD,RESCUE KIT | YELLOW BAG;500 MM X 300 MM X 200 MM; CONSISTING OF INSULATED CROOK,FIRE BLANKET,MULTI TRAUMA DRESSING;SIGN & FLASHLIGHT;SIZE 11 CLASS ' O ' GLOVES; | SILGLEN | SILGLEN SERVICES PTY LTD | 01002 (INCLUDE GLOVES) | CURRENT
000019191 | HOT LINE STICK | HV OPERATING;FIBREGLASS 32 MM DIA; 4 X 1.2 M LG SPLICED SECTIONS;C/W 1 X SILICONE CLOTH;2 X SILICONE WIPES;1 X BLUE VINYL Lockable CARRY BAG; | ENERGYNW | THE ENERGY NETWORK | TENA515 | CURRENT
000019191 | HOT LINE STICK | HV OPERATING;FIBREGLASS 32 MM DIA; 4 X 1.2 M LG SPLICED SECTIONS;C/W 1 X SILICONE CLOTH;2 X SILICONE WIPES;1 X BLUE VINYL Lockable CARRY BAG; | BRITECH | BRI-TECH PTY LTD | HV OPERATING | CURRENT
000019191 | HOT LINE STICK | HV OPERATING;FIBREGLASS 32 MM DIA; 4 X 1.2 M LG SPLICED SECTIONS;C/W 1 X SILICONE CLOTH;2 X SILICONE WIPES;1 X BLUE VINYL Lockable CARRY BAG; | THEWMCAN | TMAC THEW & MCCANN GROUP | HV OPERATING | CURRENT
000019191 | HOT LINE STICK | HV OPERATING;FIBREGLASS 32 MM DIA; 4 X 1.2 M LG SPLICED SECTIONS;C/W 1 X SILICONE CLOTH;2 X SILICONE WIPES;1 X BLUE VINYL Lockable CARRY BAG; | HYLEC | HYLEC PTY LTD | HV OPERATING | CURRENT
000019191 | HOT LINE STICK | HV OPERATING;FIBREGLASS 32 MM DIA; 4 X 1.2 M LG SPLICED SECTIONS;C/W 1 X SILICONE CLOTH;2 X SILICONE WIPES;1 X BLUE VINYL Lockable CARRY BAG; | TEN | THE ENERGY NETWORK | TENA515 | CURRENT
000019195 | MAT,INSULATING | LV Safety Matting, Class 0, 900 x 900mm, 6mm Thk, Dwg 28454-A3 for mat markings | BALMORAL | BALMORAL ENGINEERING | 1810-4-EQ | PURCHASE AS REQUIRED
000019195 | MAT,INSULATING | LV Safety Matting, Class 0, 900 x 900mm, 6mm Thk, Dwg 28454-A3 for mat markings | BALMORAL | BALMORAL ENGINEERING | 181A-4-ENGX | PURCHASE AS REQUIRED
000019195 | MAT,INSULATING | LV Safety Matting, Class 0, 900 x 900mm, 6mm Thk, Dwg 28454-A3 for mat markings | BALMORAL | BALMORAL ENGINEERING | 28454-A3 | PURCHASE AS REQUIRED
000019197 | BUS BAR & SWITCH COVERS | BLUE BUS BAR COVER;900 MM X 900 MM X 2 MM THK;C/W HOLES;PACK OF 50; SUPPLIED ASSET & BARCODED; | BLKWOODS | J BLACKWOOD & SON LTD | 02389987/10020 | PURCHASE AS REQUIRED
000019197 | BUS BAR & SWITCH COVERS | BLUE BUS BAR COVER;900 MM X 900 MM X 2 MM THK;C/W HOLES;PACK OF 50; SUPPLIED ASSET & BARCODED; | TRELBORG | TRELLEBORG | 24860-A3 | PURCHASE AS REQUIRED
000019197 | BUS BAR & SWITCH COVERS | BLUE BUS BAR COVER;900 MM X 900 MM X 2 MM THK;C/W HOLES;PACK OF 50; SUPPLIED ASSET & BARCODED; | GLOBAL | GLOBAL MANUFACTURING GROUP | ENERGEX-Q105860 | PURCHASE AS REQUIRED
000019198 | L.V. LINE COVER | L.V.;HIGH VISIBILITY INSULATING FLEXIBLE COVER;300 MM LG X 300 MM W;CLASS II DRAPE TYPE;COMPLIES WITH AS4202-1994; RESTRICTED ISSUE TO ASSET SERVICES MGR | BLKWOODS | J BLACKWOOD & SON LTD | 02389902/9018 | PURCHASE AS REQUIRED
000019198 | L.V. LINE COVER | L.V.;HIGH VISIBILITY INSULATING FLEXIBLE COVER;300 MM LG X 300 MM W;CLASS II DRAPE TYPE;COMPLIES WITH AS4202-1994; RESTRICTED ISSUE TO ASSET SERVICES MGR | TRELBORG | TRELLEBORG | 300 MM LG X 300 M | PURCHASE AS REQUIRED
000019198 | L.V. LINE COVER | L.V.;HIGH VISIBILITY INSULATING FLEXIBLE COVER;300 MM LG X 300 MM W;CLASS II DRAPE TYPE;COMPLIES WITH AS4202-1994; RESTRICTED ISSUE TO ASSET SERVICES MGR | THEWMCAN | TMAC THEW & MCCANN GROUP | 300 MM LG X 300 M | PURCHASE AS REQUIRED
000019198 | L.V. LINE COVER | L.V.;HIGH VISIBILITY INSULATING FLEXIBLE COVER;300 MM LG X 300 MM W;CLASS II DRAPE TYPE;COMPLIES WITH AS4202-1994; RESTRICTED ISSUE TO ASSET SERVICES MGR | HYLEC | HYLEC PTY LTD | 300 MM LG X 300 M | PURCHASE AS REQUIRED
000019198 | L.V. LINE COVER | L.V.;HIGH VISIBILITY INSULATING FLEXIBLE COVER;300 MM LG X 300 MM W;CLASS II DRAPE TYPE;COMPLIES WITH AS4202-1994; RESTRICTED ISSUE TO ASSET SERVICES MGR | SILGLEN | SILGLEN SERVICES PTY LTD | 300 MM LG X 300 M | PURCHASE AS REQUIRED
000019198 | L.V. LINE COVER | L.V.;HIGH VISIBILITY INSULATING FLEXIBLE COVER;300 MM LG X 300 MM W;CLASS II DRAPE TYPE;COMPLIES WITH AS4202-1994; RESTRICTED ISSUE TO ASSET SERVICES MGR | BRITECH | BRI-TECH PTY LTD | 300 MM LG X 300 M | PURCHASE AS REQUIRED
000019198 | L.V. LINE COVER | L.V.;HIGH VISIBILITY INSULATING FLEXIBLE COVER;300 MM LG X 300 MM W;CLASS II DRAPE TYPE;COMPLIES WITH AS4202-1994; RESTRICTED ISSUE TO ASSET SERVICES MGR | ENERGYNW | THE ENERGY NETWORK | 300 MM LG X 300 M | PURCHASE AS REQUIRED
000019198 | L.V. LINE COVER | L.V.;HIGH VISIBILITY INSULATING FLEXIBLE COVER;300 MM LG X 300 MM W;CLASS II DRAPE TYPE;COMPLIES WITH AS4202-1994; RESTRICTED ISSUE TO ASSET SERVICES MGR | BALMORAL | BALMORAL ENGINEERING | 9018-EQ | PURCHASE AS REQUIRED
000019199 | COVER,ELECTRICAL EQUIPMENT | LV, High Visibility Insulating Line Cover, 850 x 850mm, Square, Half Centre Slit, Class II Drape Type, for O/Head Line Apparatus, to AS4204-1994 | CNWPL | CNW PL - SLACKS CREEK | 02389919/8007 | PURCHASE AS REQUIRED
000019199 | COVER,ELECTRICAL EQUIPMENT | LV, High Visibility Insulating Line Cover, 850 x 850mm, Square, Half Centre Slit, Class II Drape Type, for O/Head Line Apparatus, to AS4204-1994 | BLKWOODS | J BLACKWOOD & SON LTD | 02389919/8007 | PURCHASE AS REQUIRED
000019199 | COVER,ELECTRICAL EQUIPMENT | LV, High Visibility Insulating Line Cover, 850 x 850mm, Square, Half Centre Slit, Class II Drape Type, for O/Head Line Apparatus, to AS4204-1994 | BALMORAL | BALMORAL ENGINEERING | COVER,ELECTRICAL EQUIPMENT | PURCHASE AS REQUIRED
000019199 | COVER,ELECTRICAL EQUIPMENT | LV, High Visibility Insulating Line Cover, 850 x 850mm, Square, Half Centre Slit, Class II Drape Type, for O/Head Line Apparatus, to AS4204-1994 | BALMORAL | BALMORAL ENGINEERING | 8007 ENGX | PURCHASE AS REQUIRED
000019200 | DETECTOR,SYSTEM VOLTAGE | TAG200;SINGLE VOLTAGE RANGE;11-33 KV; TESTER ONLY; | HYLEC | HYLEC PTY LTD | TAG200 | PURCHASE AS REQUIRED
000019201 | DETECTOR,SYSTEM VOLTAGE | Tag330, Single Voltage Range, 110-330kV, Audible/Visual Indication, Universal Sunrise Fitting in Carry Case, c/w Hook & Probe | HYLEC | HYLEC PTY LTD | TAG330110275E | CURRENT
000019201 | DETECTOR,SYSTEM VOLTAGE | Tag330, Single Voltage Range, 110-330kV, Audible/Visual Indication, Universal Sunrise Fitting in Carry Case, c/w Hook & Probe | HYLEC | HYLEC PTY LTD | TAG330 | CURRENT
000019202 | CROSSARM,COMPOSITE | TEMPORARY,LIVE LINE,FIBREGLASS;2.7 M LG; | THEWMCAN | TMAC THEW & MCCANN GROUP | CROSSARM 2.7 M FIBREGLASS | PURCHASE AS REQUIRED
000019203 | CROSSARM,COMPOSITE | TEMPORARY,LIVE LINE,FIBREGLASS;2. M LG; | THEWMCAN | TMAC THEW & MCCANN GROUP | CROSSARM 2.4 M FIBREGLASS | PURCHASE AS REQUIRED
000019204 | CLAMP,SUSPENSION,ELEC CONDUCTOR | STRAIGHT-LINE OR ANGLE;ARMOUR GRIP SUSPENSION UNIT (AGSU);ALUMINIUM ALLOY WITH NEOPRENE INSERT TO SUIT ALUMINIUM CONDUCTORS 23.75 MM DIA;UP TO 30 DEG | TYCO | TYCO | HSC-2306 | CURRENT
000019204 | CLAMP,SUSPENSION,ELEC CONDUCTOR | STRAIGHT-LINE OR ANGLE;ARMOUR GRIP SUSPENSION UNIT (AGSU);ALUMINIUM ALLOY WITH NEOPRENE INSERT TO SUIT ALUMINIUM CONDUCTORS 23.75 MM DIA;UP TO 30 DEG | MACLEAN | MACLEAN POWER PL - E15128 | HSC-2450 | CURRENT
000019204 | CLAMP,SUSPENSION,ELEC CONDUCTOR | STRAIGHT-LINE OR ANGLE;ARMOUR GRIP SUSPENSION UNIT (AGSU);ALUMINIUM ALLOY WITH NEOPRENE INSERT TO SUIT ALUMINIUM CONDUCTORS 23.75 MM DIA;UP TO 30 DEG | PLP AUST | PREFORMED LINE PRODUCTS (AUST) | AGS-5122-16 | CURRENT
000019205 | ROD,CONTINUOUS THREAD. | STEEL;ZINC PLATED;M20;ISO M;3 M LG; | EZYSTRUT | EZYSTRUT CABLE & PIPE SUPPORTS | TR20Z | STRATEGIC SPARE
000019206 | TESTER,INDICATOR | TESTER FOR RMU'S;CAPACITIVE TEST POINTS; | THEWMCAN | TMAC THEW & MCCANN GROUP | CVD | PURCHASE AS REQUIRED
000019207 | TERMINATION,ELECTRICAL POWER CABLE | 11 KV;INDOOR KIT;3 PHASE;FOR 185 SQ MM COPPER XLPE CABLE;HEATSHRINK;650 MM TAIL LENGTH; | RAYCHEM | RAYCHEM (AUSTRALIA) PTY LTD | EPKT-17C3XIH2 | CURRENT
000019211 | TERMINATION,ELECTRICAL POWER CABLE | 11 KV;OUTDOOR KIT;3 PHASE;FOR 240 SQ MM COPPER XLPE CABLE;HEATSHRINK;800 MM TAIL LENGTH;REFER SC16478 FOR RESIN; | RAYCHEM | RAYCHEM (AUSTRALIA) PTY LTD | EPKT-17D3XOH3 | PHASING
000019214 | TERMINATION,ELECTRICAL POWER CABLE | 145 KV;OUTDOOR TERMINATION WITH GREY PORCELAIN INSULATOR;1 PHASE;FOR 800 SQ MM COMPACTED 33.7 DIA COPPER CONDUCTOR; FOR F7317 FIS ONLY;TO FIT F781,811 | PRYSMIAN | PRYSMIAN POWER CABLES & SYSTEMS AUST | TPE 1170/203 | STRATEGIC SPARE
000019215 | METERING COMMUNICATIONS UNIT | GPRS;FOR REMOTE READING OF ELECTRICITY METERS;GSM 900/GPRS 1800 MODEM WITH TCPIP STACK;PROGRAMMABLE I/O;C/W INLINE POWER SUPPLY,RS232 LEAD;*** | ETM | ETM PACIFIC PTY LTD | 20511, 21081, PS121000EP. | PHASING
000019216 | RACEWAY,NONMETALLIC | CABLE DUCT;PVC SLOTTED;C/W COVER; 100 MM H,80 MM W,2000 MM LG; PACK OF 1; | REXEL | REXEL PTY LTD | IBOT180.100 | CURRENT
000019216 | RACEWAY,NONMETALLIC | CABLE DUCT;PVC SLOTTED;C/W COVER; 100 MM H,80 MM W,2000 MM LG; PACK OF 1; | IBOCO | IBOCO | BOCT1-80-100 | CURRENT
000019216 | RACEWAY,NONMETALLIC | CABLE DUCT;PVC SLOTTED;C/W COVER; 100 MM H,80 MM W,2000 MM LG; PACK OF 1; | CNWPL | CNW PL - SLACKS CREEK | T180100 | CURRENT
000019217 | STRIPPER,CABLE,HAND | INSULATION HAND OPERATED;KIT OF 3 TOOLS; U/W 11 KV COVERED CONDUCTOR THICK (CCT), REFER SC20714;PACK OF 1; | HYLEC | HYLEC PTY LTD | UFLSCCSCIRPT | PHASING
000019233 | BATTERY,STORAGE | NICKEL CADMIUM VALVE REGULATED POCKET PLATE BATTERY;C/W 25 CELLS,TYPE RATED AT 32 AH@ THE 5 DISCHARGE RATE;END VOLTAGE OF 1.00 V PER CELL;ITEM;SET OF 5 = EACH | SAFTNIFE | SAFT AUSTRALIA PTY LTD SEVEN HILLS 2147 | UP1M32-5 | CURRENT
000019235 | TERMINATION,ELECTRICAL POWER CABLE | 33 KV;TRIFURCATING TERMINAL BOX;OIL FILLED; | RAYCHEM | RAYCHEM (AUSTRALIA) PTY LTD | CABLE | CURRENT
000019238 | TERMINATION,ELECTRICAL POWER CABLE | 110 KV;SINGLE PHASE;DRY TYPE;SF6 IMMERSED;FOR 800 SQ MM COPPER CONDUCTOR; XLPE INSULATED CABLE;FOR F811 SPD;PACK OF 1,PACK SIZE 137 MM X 72 MM X 60 MM, | PRYSMIAN | PRYSMIAN POWER CABLES & SYSTEMS AUST | EGS 1170/072 | STRATEGIC SPARE
000019240 | JOINT,ELECTRICAL POWER CABLE | 33 KV;SINGLE PHASE;TRANSITION JOINT;FOR 400 SQ MM COPPER CONDUCTOR;SINGLE CORE; PLY;TO 630 SQ MM COPPER CONDUCTOR;SINGLE CORE;XLPE;PACK OF 1,PACK WEIGHT 7 KG; | TECONN | TE CONNECTIVITY LTD | EPKJ-EX28-M | CURRENT
000019241 | JOINT,ELECTRICAL POWER CABLE | 33 KV;SINGLE PHASE;TRANSITION JOINT;FOR 630 SQ MM ALUMINIUM CONDUCTOR;SINGLE CORE;PLY;TO 630 SQ MM COPPER CONDUCTOR; SINGLE CORE;XLPE;PACK OF 1,PACK ,PACK | TECONN | TE CONNECTIVITY LTD | EPKJ-EX30-M | CURRENT
000019243 | JOINT,ELECTRICAL POWER CABLE | 33 KV;SINGLE PHASE;STRAIGHT TYPE;FOR 630 SQ MM ALUMINIUM CONDUCTOR;3 CORE; XLPE; | RAYCHEM | RAYCHEM (AUSTRALIA) PTY LTD | 33 KV;SINGLE PHASE | CURRENT
000019244 | JOINT,ELECTRICAL POWER CABLE | 11 KV;SINGLE PHASE;TRANSITION JOINT;FOR 630 SQ MM COPPER CONDUCTOR;1 CORE;PLY ;TO 630 SQ MM COPPER CONDUCTOR;1 CORE; XLPE; | RAYCHEM | RAYCHEM (AUSTRALIA) PTY LTD | EPKJ-17D/IXU-IHL | CURRENT
000019274 | TRANSFORMER,POWER | 33 KV/11 KV;15 MVA;3 PHASE;GROUND MTG BSH HV 90 LV AIR;MINERAL OIL INSULATED; ONAN;DYN 11;C/W VACUUM OLTC 23 TAP POSN; AS2374;REDUCED SOUND LEVEL UNIT; | WILSON | WILSON TRANSFORMER CO. PTY LTD | 23 TAP POSN | PHASING
000019275 | TRANSFORMER,POWER | 33 KV/11 KV;25 MVA;3 PHASE;GROUND MTG BSH HV 90 LV AIR;MINERAL OIL INSULATED; ONAF;DYN 11;C/W VACUUM OLTC 23 TAP POSN; AS2374;REDUCED SOUND LEVEL UNIT; | WILSON | WILSON TRANSFORMER CO. PTY LTD | 23 TAP POSN | STRATEGIC SPARE
000019276 | JOINT,ELECTRICAL POWER CABLE | 11 KV;HEATSHRINK JOINT;3 PHASE;FOR 95 SQ MM TO 240 SQ MM 3C CU-CU,AL-AL,OR CU-AL XLPE CABLES;C/W THREE RANGE TAKING SHEAR BOLT CONNECTORS;PACK OF 1,PACK | SICAME | SICAME AUSTRALIA PTY LTD | HSJ-11-X3-95240-EQ1 | CURRENT
000019276 | JOINT,ELECTRICAL POWER CABLE | 11 KV;HEATSHRINK JOINT;3 PHASE;FOR 95 SQ MM TO 240 SQ MM 3C CU-CU,AL-AL,OR CU-AL XLPE CABLES;C/W THREE RANGE TAKING SHEAR BOLT CONNECTORS;PACK OF 1,PACK | INTERTEC | INTERTECH ENGINEERING PTY LTD | EGX19726 | CURRENT
000019277 | PLATE,IDENTIFICATION | STEEL;GREEN COLOURBOND DISC;LEGEND- E; FOR OPERATORS EARTH ID MARKER,FOR 110 KV & 132 KV CONCRETE STRUCTURES;O/H TRANSMISSION HARDWARE;PACK OF 25,PACK | CUTLER | CUTLER BRANDS PTY LTD | ENERGE-19277 | CURRENT
000019278 | BRACKET,MOUNTING | 9 KN;MTG BASE EXTENSION;FOR BRACED POST INSULATOR;O/H TRANSMISSION HARDWARE; PACK OF 1; | HAYMAN | HAYMANS INDUSTRIES PTY LTD | 19278 | PURCHASE AS REQUIRED
000019278 | BRACKET,MOUNTING | 9 KN;MTG BASE EXTENSION;FOR BRACED POST INSULATOR;O/H TRANSMISSION HARDWARE; PACK OF 1; | LIVINGST | LIVINGSTONE ENGINEERING | 19278 | PURCHASE AS REQUIRED
000019279 | BRACKET,EXTENSION | 9 KN;GAIN BASE EXTENSION;O/H TRANSMISSION HARDWARE;PACK OF 1, PACK WEIGHT 49 KG; | HAYMAN | HAYMANS INDUSTRIES PTY LTD | 19279 | CURRENT
000019279 | BRACKET,EXTENSION | 9 KN;GAIN BASE EXTENSION;O/H TRANSMISSION HARDWARE;PACK OF 1, PACK WEIGHT 49 KG; | GREATWST |  | 19279 | CURRENT
000019280 | BRACKET,EXTENSION | 5 KN;GAIN BASE EXTENSION; O/H TRANSMISSION HARDWARE;PACK OF 9, PACK WEIGHT 367 KG; | HAYMAN | HAYMANS INDUSTRIES PTY LTD | 19280 | CURRENT
000019280 | BRACKET,EXTENSION | 5 KN;GAIN BASE EXTENSION; O/H TRANSMISSION HARDWARE;PACK OF 9, PACK WEIGHT 367 KG; | GREATWST |  | 19280 | CURRENT
000019281 | CROSSARM,METAL | STEEL;GALV;FOR O/H EARTHWIRE CROSSARM; LIGHT; DOUBLE CIRCUIT TRANSMISSION HARDWARE;PACK OF 6,PACK WEIGHT 48.5 KG; | HAYMAN | HAYMANS INDUSTRIES PTY LTD | 19281 | CURRENT
000019281 | CROSSARM,METAL | STEEL;GALV;FOR O/H EARTHWIRE CROSSARM; LIGHT; DOUBLE CIRCUIT TRANSMISSION HARDWARE;PACK OF 6,PACK WEIGHT 48.5 KG; | GREATWST |  | 19281 | CURRENT
000019282 | CROSSARM,METAL | STEEL;GALV;FOR O/H EARTHWIRE CROSSARM LIGHT;SINGLE CIRCUIT TRANSMISSION HARDWARE;PACK OF 6,PACK WEIGHT 33.9 KG; | HAYMAN | HAYMANS INDUSTRIES PTY LTD | 19282 | PURCHASE AS REQUIRED
000019282 | CROSSARM,METAL | STEEL;GALV;FOR O/H EARTHWIRE CROSSARM LIGHT;SINGLE CIRCUIT TRANSMISSION HARDWARE;PACK OF 6,PACK WEIGHT 33.9 KG; | GREATWST |  | 19282 | PURCHASE AS REQUIRED
000019283 | RISER,EARTHWIRE | FOR SHACKLE CONSTRUCTION; O/H TRANSMISSION HARDWARE PACK OF 1,PACK WEIGHT 50.9 KG; | HAYMAN | HAYMANS INDUSTRIES PTY LTD | 19283 | CURRENT
000019283 | RISER,EARTHWIRE | FOR SHACKLE CONSTRUCTION; O/H TRANSMISSION HARDWARE PACK OF 1,PACK WEIGHT 50.9 KG; | MEFCO | MEFCO AUSTRALIA PTY LTD SUNSHINE VIC | 19283 | CURRENT
000019284 | RISER,EARTHWIRE | FOR SUSPENSION CONSTRUCTION; O/H TRANSMISSION HARDWARE; PACK OF 1,PACK WEIGHT 46.1 KG; | HAYMAN | HAYMANS INDUSTRIES PTY LTD | 19284 | CURRENT
000019284 | RISER,EARTHWIRE | FOR SUSPENSION CONSTRUCTION; O/H TRANSMISSION HARDWARE; PACK OF 1,PACK WEIGHT 46.1 KG; | MEFCO | MEFCO AUSTRALIA PTY LTD SUNSHINE VIC | 19284 | CURRENT
000019285 | STRAP,EARTH | CRANKED COPPER EARTH STRAP;100 MM EARTH CONNECTION STRAP;TO SUIT EARTHWIRE CROSSARM;O/H TRANSMISSION HARDWARE; PACK OF 30,PACK WEIGHT 7 KG; | ENI | ENI INDUSTRIES PL | 84162 | CURRENT
000019285 | STRAP,EARTH | CRANKED COPPER EARTH STRAP;100 MM EARTH CONNECTION STRAP;TO SUIT EARTHWIRE CROSSARM;O/H TRANSMISSION HARDWARE; PACK OF 30,PACK WEIGHT 7 KG; | GLOBAL | GLOBAL MANUFACTURING GROUP | ENERGEX-6041-A4-02 | CURRENT
000019286 | STRAP,EARTH | CRANKED EARTH STRAP;100 MM EARTH CONNECTION STRAP;TO SUIT BENDABLE GAIN BASE;O/H TRANSMISSION HARDWARE; PACK OF 75,PACK WEIGHT 21 KG; | GLOBAL | GLOBAL MANUFACTURING GROUP | ENERGEX-6041-A4-01 | CURRENT
000019287 | STRAP,EARTH | 160 MM LG,50 MM W;EARTH CONNECTION STRAP;TO M24 BOLT;O/H TRANSMISSION HARDWARE;PACK OF 150,PALLET WEIGHT 33 KG; | ENI | ENI INDUSTRIES PL | 84164 | CURRENT
000019287 | STRAP,EARTH | 160 MM LG,50 MM W;EARTH CONNECTION STRAP;TO M24 BOLT;O/H TRANSMISSION HARDWARE;PACK OF 150,PALLET WEIGHT 33 KG; | GLOBAL | GLOBAL MANUFACTURING GROUP | ENERGEX-4519-A4-02 | CURRENT
000019288 | STRAP,EARTH | 155 MM LG,38 MM W;EARTH CONNECTION STRAP;TO M20 BOLT;O/H TRANSMISSION HARDWARE;PACK OF 1; | ENI | ENI INDUSTRIES PL | 84159 | CURRENT
000019289 | BRACKET,EXTENSION | 132 KV;5 KN;LINE POST ATTACHMENT;DROP BRACKET TO SUIT DROP TONGUE END FITTING; O/H TRANSMISSION HARDWARE;PACK OF 20; | HAYMAN | HAYMANS INDUSTRIES PTY LTD | 19289 | CURRENT
000019289 | BRACKET,EXTENSION | 132 KV;5 KN;LINE POST ATTACHMENT;DROP BRACKET TO SUIT DROP TONGUE END FITTING; O/H TRANSMISSION HARDWARE;PACK OF 20; | GREATWST |  | 19289 | CURRENT
000019295 | INSULATION BLANKET,ELECTRICAL. | CLASS 4;SLOTTED;36 IN X 36 IN (914 MM X 914 MM);ORANGE;28 EYELETS: WEIGHT 3.2 KG; | TEN | THE ENERGY NETWORK | 1300 | CURRENT
000019295 | INSULATION BLANKET,ELECTRICAL. | CLASS 4;SLOTTED;36 IN X 36 IN (914 MM X 914 MM);ORANGE;28 EYELETS: WEIGHT 3.2 KG; | SALSBURY | SALISBURY (MANUFACTURER) | 1300 | CURRENT
000019296 | INSULATION BLANKET,ELECTRICAL. | CLASS 4;SOLID;36 IN X 36 IN (914 MM X 914 MM);ORANGE;6 EYELETS: WEIGHT 3.6 KG; | TEN | THE ENERGY NETWORK | 900E | CURRENT
000019296 | INSULATION BLANKET,ELECTRICAL. | CLASS 4;SOLID;36 IN X 36 IN (914 MM X 914 MM);ORANGE;6 EYELETS: WEIGHT 3.6 KG; | SALSBURY | SALISBURY (MANUFACTURER) | 900E | CURRENT
000019296 | INSULATION BLANKET,ELECTRICAL. | CLASS 4;SOLID;36 IN X 36 IN (914 MM X 914 MM);ORANGE;6 EYELETS: WEIGHT 3.6 KG; | WHITE |  | 3636-40-OSO | CURRENT
000019297 | INSULATION BLANKET,ELECTRICAL. | CLASS 4;SOLID;46 IN X 46 IN (1168 MM X 1168 MM);ORANGE;6 EYELETS: WEIGHT 5.4 KG; | WHITE |  | 1900E | PHASING
000019297 | INSULATION BLANKET,ELECTRICAL. | CLASS 4;SOLID;46 IN X 46 IN (1168 MM X 1168 MM);ORANGE;6 EYELETS: WEIGHT 5.4 KG; | SALSBURY | SALISBURY (MANUFACTURER) | 1900E | PHASING
000019298 | INSULATION BLANKET,ELECTRICAL. | CLASS 4;SLOTTED;46 IN X 46 IN (1168 MM X 1168 MM); | WHITE |  | 1800E | PHASING
000019298 | INSULATION BLANKET,ELECTRICAL. | CLASS 4;SLOTTED;46 IN X 46 IN (1168 MM X 1168 MM); | SALSBURY | SALISBURY (MANUFACTURER) | 1800E | PHASING
000019299 | MULTIMETER | Insulation & Continuity Tester, 500/1000V, Min of Cat III 600V | RTE | RAPID-TECH EQUIPMENT PTY LTD | 3132A | CURRENT
000019299 | MULTIMETER | Insulation & Continuity Tester, 500/1000V, Min of Cat III 600V | REXEL | REXEL PTY LTD | KYO3132A | CURRENT
000019299 | MULTIMETER | Insulation & Continuity Tester, 500/1000V, Min of Cat III 600V | KYORITSU | KYORITSU | 3132A | CURRENT
000019300 | MULTIMETER | DIGITAL;FLUKE 175 SERIES;MIDDLE RANGE; SIZE 43 MM X 90 MM X 185 MM;WEIGHT 420 G ;BATTERY LIFE ~200 HOURS;LCD SCREEN; | BLKWOODS | J BLACKWOOD & SON LTD | 01280787/FLU175 | CURRENT
000019300 | MULTIMETER | DIGITAL;FLUKE 175 SERIES;MIDDLE RANGE; SIZE 43 MM X 90 MM X 185 MM;WEIGHT 420 G ;BATTERY LIFE ~200 HOURS;LCD SCREEN; | GILBLODG | GILBERT LODGE AUSTRALIA | FLU175 | CURRENT
000019300 | MULTIMETER | DIGITAL;FLUKE 175 SERIES;MIDDLE RANGE; SIZE 43 MM X 90 MM X 185 MM;WEIGHT 420 G ;BATTERY LIFE ~200 HOURS;LCD SCREEN; | FLUKE | FLUKE CORPORATION | 175DMM | CURRENT
000019301 | MULTIMETER | DIGITAL;ANALOG;FLUKE 87V SERIES;HIGH RANGE;SIZE 203 MM X 100 MM X 50 MM; WEIGHT 545 G;BATTERY LIFE ~72 HOURS; | BLKWOODS | J BLACKWOOD & SON LTD | 01568354/FLU87V | CURRENT
000019301 | MULTIMETER | DIGITAL;ANALOG;FLUKE 87V SERIES;HIGH RANGE;SIZE 203 MM X 100 MM X 50 MM; WEIGHT 545 G;BATTERY LIFE ~72 HOURS; | GILBLODG | GILBERT LODGE AUSTRALIA | FLU87V | CURRENT
000019301 | MULTIMETER | DIGITAL;ANALOG;FLUKE 87V SERIES;HIGH RANGE;SIZE 203 MM X 100 MM X 50 MM; WEIGHT 545 G;BATTERY LIFE ~72 HOURS; | FLUKE | FLUKE CORPORATION | FLUKE 87V | CURRENT
000019302 | MULTIMETER | CLAMP-ON;AUTORANGING KYORITSU 2002PA AC CLAMP ON TESTER;TRUE RMS DISPLAY;DC OUTPUT FUNCTION;DATA HOLD FUNCTION;SLEEP FUNCTION;CAT III 600 V,CAT II 1000 V; | CNWPL | CNW PL - SLACKS CREEK | 2002PA | CURRENT
000019302 | MULTIMETER | CLAMP-ON;AUTORANGING KYORITSU 2002PA AC CLAMP ON TESTER;TRUE RMS DISPLAY;DC OUTPUT FUNCTION;DATA HOLD FUNCTION;SLEEP FUNCTION;CAT III 600 V,CAT II 1000 V; | CNWPL | CNW PL - SLACKS CREEK | KYO2002PA | CURRENT
000019302 | MULTIMETER | CLAMP-ON;AUTORANGING KYORITSU 2002PA AC CLAMP ON TESTER;TRUE RMS DISPLAY;DC OUTPUT FUNCTION;DATA HOLD FUNCTION;SLEEP FUNCTION;CAT III 600 V,CAT II 1000 V; | HAYMANS | HAYMANS ELECTRICAL | KYO2002PA | CURRENT
000019302 | MULTIMETER | CLAMP-ON;AUTORANGING KYORITSU 2002PA AC CLAMP ON TESTER;TRUE RMS DISPLAY;DC OUTPUT FUNCTION;DATA HOLD FUNCTION;SLEEP FUNCTION;CAT III 600 V,CAT II 1000 V; | TRIO | TRIO ELECTRIX PTY LTD BRISBANE | 2002PA | CURRENT
000019303 | MULTIMETER | Clamp Meter Leakage Current, Range AC 20mA /200mA/200A, 24mm Dia Jaw Opening, to IEC 61010-1 CAT III 300V & IEC 61010-2-032, c/w Soft Carry Case | CNWPL | CNW PL - SLACKS CREEK | YOKCL320 | CURRENT
000019303 | MULTIMETER | Clamp Meter Leakage Current, Range AC 20mA /200mA/200A, 24mm Dia Jaw Opening, to IEC 61010-1 CAT III 300V & IEC 61010-2-032, c/w Soft Carry Case | RTE | RAPID-TECH EQUIPMENT PTY LTD | CL320 | CURRENT
000019303 | MULTIMETER | Clamp Meter Leakage Current, Range AC 20mA /200mA/200A, 24mm Dia Jaw Opening, to IEC 61010-1 CAT III 300V & IEC 61010-2-032, c/w Soft Carry Case | TES | TEST EQUIPMENT SOLUTIONS | YOKOGAWA CL320 | CURRENT
000019303 | MULTIMETER | Clamp Meter Leakage Current, Range AC 20mA /200mA/200A, 24mm Dia Jaw Opening, to IEC 61010-1 CAT III 300V & IEC 61010-2-032, c/w Soft Carry Case | TRIOSMAR | TRIO SMARTCAL PL | YOKOGAWA CL320 | CURRENT
000019304 | METER | Insulation & Continuity Test 10kV, Min of Cat III 600V | CNWPL | CNW PL - SLACKS CREEK | EAT3124 | CURRENT
000019304 | METER | Insulation & Continuity Test 10kV, Min of Cat III 600V | REXEL | REXEL PTY LTD | KY03124A | CURRENT
000019304 | METER | Insulation & Continuity Test 10kV, Min of Cat III 600V | KYORITSU | KYORITSU | 3124 | CURRENT
000019305 | CIRCUIT BREAKER | MINIATURE;230/400 V;13 AMP;CIRCUIT BREAKER 1 POLE;13 AMP,6 KA C CURVE; PACK OF 12; | SIEMENS | SIEMENS LTD | 5SX2113-7 | PHASING
000019306 | CIRCUIT BREAKER | MINIATURE;230/400 V;20 AMP;CIRCUIT BREAKER 1 POLE;20 AMP,6 KA C CURVE; PACK OF 12; | SIEMENS | SIEMENS LTD | 5SX2120-7 | PHASING
000019307 | CIRCUIT BREAKER | MINIATURE;230/400 V;2 AMP;CIRCUIT BREAKER 1 POLE;2 AMP,6 KA C CURVE; PACK OF 1; | SIEMENS | SIEMENS LTD | SIE5SX2102-7 | PHASING
000019307 | CIRCUIT BREAKER | MINIATURE;230/400 V;2 AMP;CIRCUIT BREAKER 1 POLE;2 AMP,6 KA C CURVE; PACK OF 1; | SIEMENS | SIEMENS LTD | 5SX2102-7 | PHASING
000019308 | CIRCUIT BREAKER | MINIATURE;230/400 V;6 AMP;CIRCUIT BREAKER 1 POLE;6 AMP,6 KA C CURVE; PACK OF 1; | SIEMENS | SIEMENS LTD | SIE5SX2106-7 | PHASING
000019308 | CIRCUIT BREAKER | MINIATURE;230/400 V;6 AMP;CIRCUIT BREAKER 1 POLE;6 AMP,6 KA C CURVE; PACK OF 1; | SIEMENS | SIEMENS LTD | 5SX2106-7 | PHASING
000019309 | SWITCH-DISCONNECTOR | 230 V;63 AMP;ISOLATING SWITCH;1 POLE; 63 AMP;DIN MTG;PACK OF 12; | SIEMENS | SIEMENS LTD | 5TE7511 | PHASING
000019310 | BIT,AUGER | Impact, 26mm Dia, 205mm OAL, Steel, Ring Twist Pattern, 11mm Hex Shank, Quick Release | SPECFORC | SPECIALISED FORCE | STMSF 826X225 | CURRENT
000019310 | BIT,AUGER | Impact, 26mm Dia, 205mm OAL, Steel, Ring Twist Pattern, 11mm Hex Shank, Quick Release | LEGEND | LEGEND POWER SYSTEMS | MSS-1126S | CURRENT
000019311 | METERING COMMUNICATIONS UNIT | COMMUNICATIONS SYSTEM;FOR REMOTE READING OF METERS;CDMA IN PVC ENCLOSURE;FME ANTENNA CONNECTION;U/W SC17200 7 SC17546 ;***RESTRICTED ISSUE*** | INTERCEL | INTERCEL PTY LTD | CTS5-11 | PHASING
000019313 | TRANSFORMER,DISTRIBUTION | 11 KV;750 KVA;PADMOUNT (SQUARE STYLE);HV HAZ LV BSH;MINERAL OIL INSULATED;ONAN; DYN 11;3CR12 CUBICLE;7 TAP POSITIONS;C/W LV SWITCHGEAR;C/W ABB SAFELINK DFD NON- | ABB | ABB FAN PTY LTD | SQ PADMOUNT | PHASING
000019320 | MULTIMETER | Earth Resistance Clamp Tester, Backlit LCD Screen, 0.05-1500 Ohms, 0.1mA-30.0A True RMS, CAT IV 300V, 32mm Dia Max Conductor Size, Buit-In Memory c/w | RTE | RAPID-TECH EQUIPMENT PTY LTD | 4200 | CURRENT
000019320 | MULTIMETER | Earth Resistance Clamp Tester, Backlit LCD Screen, 0.05-1500 Ohms, 0.1mA-30.0A True RMS, CAT IV 300V, 32mm Dia Max Conductor Size, Buit-In Memory c/w | CNWPL | CNW PL - SLACKS CREEK | EAT4200 | CURRENT
000019320 | MULTIMETER | Earth Resistance Clamp Tester, Backlit LCD Screen, 0.05-1500 Ohms, 0.1mA-30.0A True RMS, CAT IV 300V, 32mm Dia Max Conductor Size, Buit-In Memory c/w | EATON | EATON ELECTRIC SYSTEMS PTY LTD | KYORITSU MODEL 4200 | CURRENT
000019321 | TESTER | AEMC Model 4620, Ground Resistance Tester, 0-2000 Ohms, Digital, 4 Point Method, Battery Powered, Non-Rechargeble 8 x C Alkaline Batteries, Unit Only | CNWPL | CNW PL - SLACKS CREEK | NES4620 | CURRENT
000019321 | TESTER | AEMC Model 4620, Ground Resistance Tester, 0-2000 Ohms, Digital, 4 Point Method, Battery Powered, Non-Rechargeble 8 x C Alkaline Batteries, Unit Only | PACIFIC | PACIFIC CONTROLS PTY LTD | PT213043 | CURRENT
000019321 | TESTER | AEMC Model 4620, Ground Resistance Tester, 0-2000 Ohms, Digital, 4 Point Method, Battery Powered, Non-Rechargeble 8 x C Alkaline Batteries, Unit Only | TES | TEST EQUIPMENT SOLUTIONS | AEMC 4620 P/N 2130.43 C/W ACC | CURRENT
000019321 | TESTER | AEMC Model 4620, Ground Resistance Tester, 0-2000 Ohms, Digital, 4 Point Method, Battery Powered, Non-Rechargeble 8 x C Alkaline Batteries, Unit Only | SUNSTATE | SUNSTATE PLUMBING TOOLS | AEMC 4620 P/N 2130.43 C/W ACC | CURRENT
000019321 | TESTER | AEMC Model 4620, Ground Resistance Tester, 0-2000 Ohms, Digital, 4 Point Method, Battery Powered, Non-Rechargeble 8 x C Alkaline Batteries, Unit Only | PACTEST | PACIFIC TEST EQUIPMENT P/L | 2130.43 | CURRENT
000019323 | CALIBRATION,GAS CHALLENGE KIT | CONSISTING OF 58 L GAS CYLINDERS 02/CH4/ CO/H2S;REGULATOR & HOSE;C/W HD ALUMINIUM CASE;C/W MULTILOG 2000;INCLUDES MONITOR, ASPIATOR W/HOSE,CAL ADAPTOR,ALKALINE | APP-TEK | APP-TEK SAFETY PTY LTD | CHALLENGE KIT & ML2000NMH-4 | PHASING
000019324 | CONTACT,ELECTRICAL | MAIN FIXED CONTACT;FEMALE;HOLLOW TERMINAL STUD;TYPE 'F' OLTC;C815; | FULLER |  | TYPE F | CURRENT
000019325 | CONTACT,ELECTRICAL | MAIN FIXED CONTACT;TYPE 'F' OLTC; 48 MM W;2 C/S HOLES;C293; | FULLER |  | TYPE F C/S HOLES | CURRENT
000019326 | CONTACT,ELECTRICAL | FLAT FIXED CONTACT;TYPE 'F' OLTC; MOVING DOME;C736; | FULLER |  | MOVING DOME TYPE F | CURRENT
000019327 | CONTACT,ELECTRICAL | TYPE 'A' ROLLER MOVING CONTACT;C783; | FULLER |  | TYPE A | CURRENT
000019328 | CONTACT,ELECTRICAL | TYPE 'B' ROLLER MOVING CONTACT;C781; | FULLER |  | TYPE B | CURRENT
000019329 | CONTACT,ELECTRICAL | TYPE 'C' ROLLER MOVING CONTACT;C782; | FULLER |  | TYPE C | CURRENT
000019330 | CONTACT,ELECTRICAL | TYPE 'D' ROLLER MOVING CONTACT;C784; | FULLER |  | TYPE D | CURRENT
000019331 | OLTC MECHANISM | OLTC BRAIDS FOR 'D' TYPE; (185 MM); C839; SUITS ATL/FULLER F OLTC; | FULLER |  | 5A060190 ALM | CURRENT
000019332 | CONTACT,ELECTRICAL | CONTACT BRAIDS FOR 'B' TYPE; (160 MM); C840; | FULLER |  | FA060160 ALM (TYPE B) | CURRENT
000019333 | CONTACT,ELECTRICAL | CONTACT BRAIDS FOR 'A' TYPE; (150 MM); C841; | FULLER |  | FA060150 ALM (TYPE A) | CURRENT
000019334 | CONTACT,ELECTRICAL | CONTACT BRAIDS FOR 'C' TYPE; (130 MM); C842; | FULLER |  | 5A060130 ALM (TYPE C) | CURRENT
000019335 | OLTC MECHANISM | OLTC BRAIDS FOR 'E' TYPE; (120 MM); C843; SUITS ATL/FULLER F OLTC; | FULLER |  | FA060120 ALM (TYPE E) | MAINTENANCE STOCK
000019336 | CONTACT,ELECTRICAL | PARALLELING RESISTOR BRAIDS (SMALL); C811; | FULLER |  | PARALLELING (SMALL) | CURRENT
000019337 | CONTACT,ELECTRICAL | SPRING CONTACT,ELECTRICAL; CONTACT SPRINGS;TAPERED 25MM; C787; SUITS ATL/FULLER F OLTC; | FULLER |  | SPRINGS (TAPERED 25 MM) | MAINTENANCE STOCK
000019338 | CONTACT,ELECTRICAL | SPRING CONTACT, ELECTRICAL, CONTACT SPRINGS;TAPERED 28.5MM; C787A; SUITS ATL/FULLER F OLTC; | FULLER |  | SPRINGS (TAPERED 28 5 MM) | CURRENT
000019338 | CONTACT,ELECTRICAL | SPRING CONTACT, ELECTRICAL, CONTACT SPRINGS;TAPERED 28.5MM; C787A; SUITS ATL/FULLER F OLTC; | FLEXITY | FLEXITY PTY LTD | 300-114-1 | CURRENT
000019339 | GASKET | NEOPRENE;6 MM;FOR FRONT HATCH ACCESS; C3064; | FULLER |  | 6 MM NEOPRENE | CURRENT
000019340 | GASKET | NEOPRENE;6 MM;FOR SIDE HATCH ACCESS; C3065; | FULLER |  | 6 MM NEOPRENE | CURRENT
000019341 | GASKET | OLTC TOP ACCESS GASKET;C1499; | QLDGASKT |  | OLTC TOP ACCESS | CURRENT
000019342 | CONTACT,ELECTRICAL | GENEVA WHEEL SPRING;C565; | FULLER |  | GENEVA SPRING | CURRENT
000019343 | CONTACT,ELECTRICAL | PIN, CONTACT, ELECTRICAL; MOVING CONTACT; RETAINING PINS; C1261; SUITS ATL/FULLER F OLTC; | FULLER |  | PIN RETAINING | CURRENT
000019344 | MOUNTING BASE,TIEDOWN,ELECTRICAL | 4-Way, Low Profile, 19mm2, ABS Plastic, Self Adhesive, White, (P100) | LEGEND | LEGEND POWER SYSTEMS | SAM19NT | CURRENT
000019344 | MOUNTING BASE,TIEDOWN,ELECTRICAL | 4-Way, Low Profile, 19mm2, ABS Plastic, Self Adhesive, White, (P100) | STATEWD | STATEWIDE FSTNERS & ENG SPLS PL | CSAM19T | CURRENT
000019344 | MOUNTING BASE,TIEDOWN,ELECTRICAL | 4-Way, Low Profile, 19mm2, ABS Plastic, Self Adhesive, White, (P100) | CABLACES | CABLACES | CAASAM19NT | CURRENT
000019345 | TERMINAL,LUG | DRILLED PALM,TINNED COPPER,CRIMP TYPE; BELLMOUTHED COPPER LUG;FOR 16 SQ MM COPPER CONDUCTOR;M10 BOLT SIZE; BOX OF 50; | TECONN | TE CONNECTIVITY LTD | CG16FLM10/50 | CURRENT
000019345 | TERMINAL,LUG | DRILLED PALM,TINNED COPPER,CRIMP TYPE; BELLMOUTHED COPPER LUG;FOR 16 SQ MM COPPER CONDUCTOR;M10 BOLT SIZE; BOX OF 50; | LEGEND | LEGEND POWER SYSTEMS | CAL16-10BM | CURRENT
000019345 | TERMINAL,LUG | DRILLED PALM,TINNED COPPER,CRIMP TYPE; BELLMOUTHED COPPER LUG;FOR 16 SQ MM COPPER CONDUCTOR;M10 BOLT SIZE; BOX OF 50; | TYCO | TYCO | CG16FLM10/50 | CURRENT
000019345 | TERMINAL,LUG | DRILLED PALM,TINNED COPPER,CRIMP TYPE; BELLMOUTHED COPPER LUG;FOR 16 SQ MM COPPER CONDUCTOR;M10 BOLT SIZE; BOX OF 50; | CABLACES | CABLACES | CAL16-10BM | CURRENT
000019345 | TERMINAL,LUG | DRILLED PALM,TINNED COPPER,CRIMP TYPE; BELLMOUTHED COPPER LUG;FOR 16 SQ MM COPPER CONDUCTOR;M10 BOLT SIZE; BOX OF 50; | UTILUX |  | CG16FLM10/50 | CURRENT
000019346 | CABLE,POWER,ELECTRICAL | 0.6 KV;V90;SINGLE CORE;50 SQ MM; 19/1.78;XLPE/PVC;BLACK;100 M DRUM, DRUM WEIGHT 51.71 KG; | PRYSMIAN | PRYSMIAN POWER CABLES & SYSTEMS AUST | 20199477 | CURRENT
000019346 | CABLE,POWER,ELECTRICAL | 0.6 KV;V90;SINGLE CORE;50 SQ MM; 19/1.78;XLPE/PVC;BLACK;100 M DRUM, DRUM WEIGHT 51.71 KG; | MIDLANDS | MIDLAND METALS | MMO-1X50 CU X PVC BLK | CURRENT
000019346 | CABLE,POWER,ELECTRICAL | 0.6 KV;V90;SINGLE CORE;50 SQ MM; 19/1.78;XLPE/PVC;BLACK;100 M DRUM, DRUM WEIGHT 51.71 KG; | BAMBACH | BAMBACH WIRES & CABLES PTY LTD | TBA | CURRENT
000019346 | CABLE,POWER,ELECTRICAL | 0.6 KV;V90;SINGLE CORE;50 SQ MM; 19/1.78;XLPE/PVC;BLACK;100 M DRUM, DRUM WEIGHT 51.71 KG; | OLEX | OLEX AUSTRALIA PTY LTD | BDBC19AA001CXNA | CURRENT
000019349 | CONNECTOR-SWITCH | SWITCH SOCKET OUTLET;CAST ALUMINIUM; 500 V;63 AMP;4 ROUND PIN;3 PHASE + EARTH ;WEATHERPROOF IP66; | CNWPL | CNW PL - SLACKS CREEK | WILWMC463 | PURCHASE AS REQUIRED
000019349 | CONNECTOR-SWITCH | SWITCH SOCKET OUTLET;CAST ALUMINIUM; 500 V;63 AMP;4 ROUND PIN;3 PHASE + EARTH ;WEATHERPROOF IP66; | WILCO |  | WILWMC463 | PURCHASE AS REQUIRED
000019349 | CONNECTOR-SWITCH | SWITCH SOCKET OUTLET;CAST ALUMINIUM; 500 V;63 AMP;4 ROUND PIN;3 PHASE + EARTH ;WEATHERPROOF IP66; | WILCO |  | WMC463 | PURCHASE AS REQUIRED
000019350 | FERRULE,ELECTRICAL CONDUCTOR | CRIMP LINK;COPPER TINNED;185 SQ MM CU TO 185 SQ MM CU;C/W CENTRE BARRIER;PACK OF 1; | TYCO | TYCO | CK185/1 (H1494/1 | CURRENT
000019350 | FERRULE,ELECTRICAL CONDUCTOR | CRIMP LINK;COPPER TINNED;185 SQ MM CU TO 185 SQ MM CU;C/W CENTRE BARRIER;PACK OF 1; | UTILUX |  | H1794/10 | CURRENT
000019351 | FERRULE,ELECTRICAL CONDUCTOR | CRIMP LINK;COPPER TINNED;240 SQ MM CU TO 240 SQ MM CU;C/W CENTRE BARRIER;76 MM O/A LG;PACK OF 1 | LEGEND | LEGEND POWER SYSTEMS | CAS240 | CURRENT
000019351 | FERRULE,ELECTRICAL CONDUCTOR | CRIMP LINK;COPPER TINNED;240 SQ MM CU TO 240 SQ MM CU;C/W CENTRE BARRIER;76 MM O/A LG;PACK OF 1 | UTILUX |  | H1495/1 | CURRENT
000019351 | FERRULE,ELECTRICAL CONDUCTOR | CRIMP LINK;COPPER TINNED;240 SQ MM CU TO 240 SQ MM CU;C/W CENTRE BARRIER;76 MM O/A LG;PACK OF 1 | TECONN | TE CONNECTIVITY LTD | CKB240/10 | CURRENT
000019352 | FERRULE,ELECTRICAL CONDUCTOR | REDUCING CRIMP LINK;COPPER;300 SQ MM CU TO 240 SQ MM CU;C/W CENTRE BARRIER; 101 MM O/A LG;PACK OF 1; | TYCO | TYCO | CKR300-240/1 | CURRENT
000019352 | FERRULE,ELECTRICAL CONDUCTOR | REDUCING CRIMP LINK;COPPER;300 SQ MM CU TO 240 SQ MM CU;C/W CENTRE BARRIER; 101 MM O/A LG;PACK OF 1; | UTILUX |  | CKR300-240/1 | CURRENT
000019353 | JOINT,ELECTRICAL POWER CABLE | 11 KV;HEATSHRINK TRANSITION MODULE; 3 PHASE;185 SQ MM CU XLPE/CWS/HDPE CABLE TO 185 SQ MM CU PLY/HDPE CABLE; | RAYCHEM | RAYCHEM (AUSTRALIA) PTY LTD | EFSJ-T8-AU | CURRENT
000019354 | JOINT,ELECTRICAL POWER CABLE | 11 KV;HEATSHRINK TRANSITION MODULE; 3 PHASE;240 SQ MM CU XLPE/CWS/HDPE CABLE TO 300 SQ MM CU PLY/HDPE CABLE; | RAYCHEM | RAYCHEM (AUSTRALIA) PTY LTD | EFSJ-T9-AU | CURRENT
000019355 | METER,WATTHOUR | KWH;4 RATE TOU;LOAD SURVEY FOR INTERVAL METERING TRIAL;*** RESTRICTED ISSUE; *** | ELSTER | ELSTER METERING PTY LTD | A140 | PHASING
000019356 | JOINT,ELECTRICAL POWER CABLE | 11 KV;RESIN FILLED JOINT;3 PHASE;185-300 SQ MM CU XLPE & MAIN TO 95-300 AL, CU XLPE & BRANCH & PARALLEL CABLE; C/W SHEAR BOLT CONNECTORS;C/W PVC OUTER | SICAME | SICAME AUSTRALIA PTY LTD | WTH52462-61 | CURRENT
000019356 | JOINT,ELECTRICAL POWER CABLE | 11 KV;RESIN FILLED JOINT;3 PHASE;185-300 SQ MM CU XLPE & MAIN TO 95-300 AL, CU XLPE & BRANCH & PARALLEL CABLE; C/W SHEAR BOLT CONNECTORS;C/W PVC OUTER | SICAME | SICAME AUSTRALIA PTY LTD | MIRP-19356 | CURRENT
000019356 | JOINT,ELECTRICAL POWER CABLE | 11 KV;RESIN FILLED JOINT;3 PHASE;185-300 SQ MM CU XLPE & MAIN TO 95-300 AL, CU XLPE & BRANCH & PARALLEL CABLE; C/W SHEAR BOLT CONNECTORS;C/W PVC OUTER | ALSTOM | ALSTOM GRID AUSTRALIA LIMITED | 8AE5500-070 | CURRENT
000019357 | JOINT,ELECTRICAL POWER CABLE | 11 KV;RESIN FILLED JOINT;3 PHASE; PARALLEL BRANCH 95 SQ MM CABLE;SMALL COPPER TUBE ACCESSORY PACK;FOR RESIN REFER SC16478; | ALSTOM | ALSTOM GRID AUSTRALIA LIMITED | 4857-153 | CURRENT
000019358 | JOINT,ELECTRICAL POWER CABLE | 11 KV;RESIN FILLED JOINT;3 PHASE; PLY BRANCH & PARALLEL CABLE;LARGE PILC ACCESSORY PACK;FOR RESIN REFER SC16478; | ALSTOM | ALSTOM GRID AUSTRALIA LIMITED | 52484-55 | PHASING
000019359 | CLAMP,SUSPENSION,ELEC CONDUCTOR | STRAIGHT LINE OR ANGLE;ARMOUR GRIP SUSPENSION UNIT,ALUMINIUM ALLOY WITH NEOPRENE INSERT;BEAR 30/7/.132 ACSR CONDUCTOR;23.47 MM DIA;UP TO 30 DEG | PLP AUST | PREFORMED LINE PRODUCTS (AUST) | AGS-5121-16 | CURRENT
000019359 | CLAMP,SUSPENSION,ELEC CONDUCTOR | STRAIGHT LINE OR ANGLE;ARMOUR GRIP SUSPENSION UNIT,ALUMINIUM ALLOY WITH NEOPRENE INSERT;BEAR 30/7/.132 ACSR CONDUCTOR;23.47 MM DIA;UP TO 30 DEG | DULMISON | DULMISON (AUST) PTY LTD | HSU2375 | CURRENT
000019362 | SWITCH FUSE GEAR | 12 KV;3 PHASE;630 AMP;20 KA;50 HZ;FAULT MAKING,LOAD BREAKING;TRIPLE POLE OPERATED;I/D;SF6;METAL CLAD;NON-EXT; *ITEM SUPPLIED W/OUT HANDLES*;BOTTOM | ABB | ABB FAN PTY LTD | SAFELINK | PHASING
000019363 | SWITCH FUSE GEAR | 12 KV;3 PHASE;630 AMP;20 KA;50 HZ;FAULT MAKING,LOAD BREAKING;TRIPLE POLE OPERATED;I/D;SF6;METAL CLAD;NON-EXT;C/W CABLE STAND & BOX FOR TOP CABLE ENTRY; | ABB | ABB FAN PTY LTD | SAFELINK | PHASING
000019364 | SWITCH FUSE GEAR | 12 KV;3 PHASE;630 AMP;20 KA;50 HZ;FAULT MAKING,LOAD BREAKING;TRIPLE POLE OPERATED;I/D;SF6;METAL CLAD;NON-EXT; *ITEM SUPPLIED W/OUT HANDLES*;BOTTOM | ABB | ABB FAN PTY LTD | SAFELINK | PHASING
000019365 | SWITCH FUSE GEAR | 12 KV;3 PHASE;630 AMP;20 KA;50 HZ;FAULT MAKING,LOAD BREAKING;TRIPLE POLE OPERATED;I/D;SF6;METAL CLAD;NON-EXT;C/W CABLE STAND & BOX FOR TOP CABLE ENTRY; | ABB | ABB FAN PTY LTD | SAFELINK | PHASING
000019366 | KIT,SHUNT TRIP | 240 V AC;SHUNT TRIP KIT;SUITABLE FOR ABB SAFELINK TYPE CFCF RMU;LEFT HAND SIDE FUSE UNIT;LHS OF CFCF SC19362 BOTTOM ENTRY OR SC20888 TOP ENTRY; | ABB | ABB FAN PTY LTD | 240 V AC | PHASING
000019367 | KIT,SHUNT TRIP | 240 V AC;SHUNT TRIP KIT;SUITABLE FOR ABB SAFELINK TYPE CFCF RMU;RIGHT HAND SIDE FUSE UNIT;RHS OF CFCF SC19362 BOTTOM ENTRY OR SC20888 TOP ENTRY; | ABB | ABB FAN PTY LTD | 240 V AC | PHASING
000019369 | KIT,SHUNT TRIP | 110 V DC;SHUNT TRIP COIL & AUXILARY SWITCH KIT;SUITABLE FOR ABB SAFELINK TYPE CFC RMU;SINGLE FUSE UNIT;SC19360 BOTTOM ENTRY,SC20887 TOP ENTRY; | ABB | ABB FAN PTY LTD | C0227 | CURRENT
000019371 | TERMINATION,ELECTRICAL POWER CABLE | 11 KV;INDOOR KIT;3 PHASE;FOR 185 SQ MM COPPER XLPE CABLE;HEATSHRINK;1200 MM TAIL LENGTH TO ACCOMODATE CT'S; | RAYCHEM | RAYCHEM (AUSTRALIA) PTY LTD | EPKT-17C3XIH4 | CURRENT
000019372 | FERRULE,ELECTRICAL CONDUCTOR | REDUCING CRIMP LINK;COPPER;240 SQ MM CU TO 185 SQ MM CU;C/W CENTRE BARRIER; 98 MM O/A LG;PACK OF 1. | LEGEND | LEGEND POWER SYSTEMS | CASR240/185 | CURRENT
000019372 | FERRULE,ELECTRICAL CONDUCTOR | REDUCING CRIMP LINK;COPPER;240 SQ MM CU TO 185 SQ MM CU;C/W CENTRE BARRIER; 98 MM O/A LG;PACK OF 1. | TECONN | TE CONNECTIVITY LTD | CKR240-185/1 | CURRENT
000019372 | FERRULE,ELECTRICAL CONDUCTOR | REDUCING CRIMP LINK;COPPER;240 SQ MM CU TO 185 SQ MM CU;C/W CENTRE BARRIER; 98 MM O/A LG;PACK OF 1. | UTILUX |  | CKR240-185/1 | CURRENT
000019373 | FERRULE,ELECTRICAL CONDUCTOR | REDUCING CRIMP LINK;COPPER;300 SQ MM CU TO 185 SQ MM CU;C/W CENTRE BARRIER; 98 MM O/A LG;PACK OF 1. | TYCO | TYCO | CKR300-185/1 | CURRENT
000019373 | FERRULE,ELECTRICAL CONDUCTOR | REDUCING CRIMP LINK;COPPER;300 SQ MM CU TO 185 SQ MM CU;C/W CENTRE BARRIER; 98 MM O/A LG;PACK OF 1. | UTILUX |  | CKR300-185/1 | CURRENT
000019374 | INDICATOR,FAULTED CIRCUIT. | ELECTRONIC, BATTERY POWERED;PROGRAMMABLE USING DIP SWITCHES;CONDUCTOR MOUNTED USING HOTSTICK ADAPTOR;FOR 11 KV; PURCHASED QTY3000 110-SA AGAINST THIS SC | DULHUNTY | DULHUNTY INDUSTRIES PTY LTD | FLITE 112-SA | PHASING
000019375 | ADAPTOR | INSTALLATION AND RESET DEVICE;FOR FLITE 110 FAULTED CIRCUIT INDICATOR; TO SUIT SC20143 FAULT INDICATOR | DULHUNTY | DULHUNTY INDUSTRIES PTY LTD | TO SUIT FLTD.CIRC.IND.FLITE110 | CURRENT
000019377 | METER,ENERGY | PRIM REGN;CLASS 1.0;SOLID STATE PROG.;3 PHASE;DIRECT CONNECTED;3 X 10- 100 AMP;240 V;4 WIRE; RS232 PORT;2 X 240 V PASSIVE INPUTS;4 X 240 V BOSFET O'PUTS | EDMI | EDMI PTY LTD | 2000-1010-1C2-21-AC220-4AB | PHASING
000019378 | METER,ENERGY | PRIM REGN;CLASS 1.0;SOLID STATE PROG.;3 PH;CURR.T'FRM.CONNECTED;3 X 5- 20 AMP;240V;4 WIRE;RS232 PORT;2 X 240 V PASSIVE INPUTS; 4 X 240 V BOSFET O'PUTS | EDMI | EDMI PTY LTD | 2000-1010-1A2-21-AC220-4AB | PHASING
000019380 | END,PLATE | SUITABLE FOR RETROFITTING TO STEEL CROSSARMS;SC16632 & SC17274; CONTACT TECH STDS DEPT BEFORE ANYMORE ORDERS ARE PLACED ON THIS ITEM; | ENERGEX | ENERGEX | END PLATE | CURRENT
000019381 | FUSE ELEMENT,ELEC | 400mA, HBC Fluke Multimeter Fuse, Ceramic | FUSECO | FUSECO PTY LTD | FLU44/100 | CURRENT
000019381 | FUSE ELEMENT,ELEC | 400mA, HBC Fluke Multimeter Fuse, Ceramic | COOPELEC | COOPER ELECTRICAL AUSTRALIA PTY LTD | DMM-B44-100 | CURRENT
000019382 | CONVERTER,FREQUENCY,STATIC | SIGNAL GENERATION EQUIP;200 KVA,FU-K 403;C/W 2 OUTPUTS 1050 HZ MAINS INTERFERENCE COIL;6 AMMETERS SUPPLIED IN ENERMET CUBICLE,SUITABLE FOR TOP | ENERMET | ENERMET | CONVERTER | PHASING
000019383 | CELL,COUPLING | AUDIO FREQ LOAD CONTROL;1050 HZ;33 KV SYSTEM;C/W ISOLATING TRANSFORMER 120 KVA ,3 TUNING COILS,15.3 MH;6 COUPLING CAP 3UF;3 SURGE ARRESTORS HG18; | REXEL | REXEL PTY LTD | TERDTCB6306C | PURCHASE AS REQUIRED
000019383 | CELL,COUPLING | AUDIO FREQ LOAD CONTROL;1050 HZ;33 KV SYSTEM;C/W ISOLATING TRANSFORMER 120 KVA ,3 TUNING COILS,15.3 MH;6 COUPLING CAP 3UF;3 SURGE ARRESTORS HG18; | ENERMET | ENERMET | CELL COUPLING | PURCHASE AS REQUIRED
000019384 | CELL,COUPLING | AUDIO FREQ LOAD CONTROL;425 HZ;33 KV SYSTEM;C/W 1 ISOLATING TRANSFORMER 120 KVA;3 TUNING COILS,56.1 MH;6 COUPLING CAP 6UF;3 SURGE ARRESTORS MG18; | ENERMET | ENERMET | CELL,COUPLING | PURCHASE AS REQUIRED
000019385 | CONTROLLER | AUDIO FREQ LOAD CONTROL;EPL RELAY;USED FOR LOCAL CONTROL OF INJECTION & MANAGEMENT OF TIME PROGRAMS;DNP3 SCADA COMMUNICATIONS; | ENERMET | ENERMET | CONTROLLER | PURCHASE AS REQUIRED
000019387 | TESTER,CABLE PHASING | CABLE CORE IDENTIFIER;U/W ELECTRONIC DIODE SET SC19160; | THEWMCAN | TMAC THEW & MCCANN GROUP | TM10840 | CURRENT
000019387 | TESTER,CABLE PHASING | CABLE CORE IDENTIFIER;U/W ELECTRONIC DIODE SET SC19160; | THEWMCAN | TMAC THEW & MCCANN GROUP | 19387 | CURRENT
000019388 | CAP, PROTECTIVE | TRANSFORMER CAP/STARTER BAR CAP & REOSOK TYPE;YELLOW;ROUND STYLE ; 12 MM TO 20 MM PACK OF 100; | STATEWD | STATEWIDE FSTNERS & ENG SPLS PL | WHIG-12325 | PHASING
000019388 | CAP, PROTECTIVE | TRANSFORMER CAP/STARTER BAR CAP & REOSOK TYPE;YELLOW;ROUND STYLE ; 12 MM TO 20 MM PACK OF 100; | STATEWD | STATEWIDE FSTNERS & ENG SPLS PL | SCYWRD | PHASING
000019389 | PADLOCK | SOLID BRASS CASE;LONG SHANKED;STEEL SHACKLE;45 MM W CASE;38 MM SHACKLE CLEARANCE;NO KEYS;KEYED ALIKE TO M0444/S1 SYSTEM;USED IN SUBSTN (OZ LOCK) | LARSENS |  | OZ1/234/AOO/S1 | CURRENT
000019390 | CYLINDER,LOCK | MASTER S1 SERIES;W/O KEYS;SOLID BRASS CYLINDER;CYLINDER ONLY OVAL(570);NO KEYS ;KEYED TO MASTER M0444/S1 SYSTEM FOR USE IN SUBSTATIONS;(OZ LOCK);PACK OF 20,PACK | LARSENS |  | OZ1/570.CYL/S1 | CURRENT
000019391 | CYLINDER,LOCK | MASTER S1 SERIES;W/O KEYS;SOLID BRASS CYLINDER;CYLINDER ONLY ROUND (201);NO KEYS;KEYED TO MASTER M0444/S1 SYSTEM FOR USE IN SUBSTATIONS;(OZ LOCK);PACK | LARSENS |  | OZ1/201/CYL/S1 | CURRENT
000019396 | CIRCUIT BREAKER | AREVA WSA;36 KV;800 AMP;31.5 KA GAS INSULATED METALCLAD FEEDER UNIT;C/W SIZE 3 CABLE PLUGS (CABLE TYPES & POSITION IN SWITCHBOARD TO BE NOMINATED ON ORDER); | AREVA | AREVA T&D AUSTRALIA LIMITED | WSA 6/36-2/623 | STRATEGIC SPARE
000019396 | CIRCUIT BREAKER | AREVA WSA;36 KV;800 AMP;31.5 KA GAS INSULATED METALCLAD FEEDER UNIT;C/W SIZE 3 CABLE PLUGS (CABLE TYPES & POSITION IN SWITCHBOARD TO BE NOMINATED ON ORDER); | ALSTOM | ALSTOM GRID AUSTRALIA LIMITED | WS800 AMP | STRATEGIC SPARE
000019398 | CIRCUIT BREAKER | AREVA WSA;36 KV;800 AMP;31.5 KA GAS INSULATED METALCLAD,CAPACITOR UNIT;C/W 3 CABLE PLUGS (CABLE TYPES & POSITION IN SWITCHBOARD TO BE NOMINATED ON ORDER); | AREVA | AREVA T&D AUSTRALIA LIMITED | WSA 6/36-2/623 | STRATEGIC SPARE
000019398 | CIRCUIT BREAKER | AREVA WSA;36 KV;800 AMP;31.5 KA GAS INSULATED METALCLAD,CAPACITOR UNIT;C/W 3 CABLE PLUGS (CABLE TYPES & POSITION IN SWITCHBOARD TO BE NOMINATED ON ORDER); | ALSTOM | ALSTOM GRID AUSTRALIA LIMITED | WS800 AMP | STRATEGIC SPARE
000019399 | INSULATOR,SUSPENSION | GLASS DISC;NORMAL PROFILE;20 MM IEC BALL & SOCKET WITH ZINC COLLAR;280 MM DIA, 146 MM PITCH;160 KN MIN FAILING LOAD;W CLIP PER AS2947.3;U160BL;AS60305;PACK OF | THEWMCAN | TMAC THEW & MCCANN GROUP | TM00716 | CURRENT
000019399 | INSULATOR,SUSPENSION | GLASS DISC;NORMAL PROFILE;20 MM IEC BALL & SOCKET WITH ZINC COLLAR;280 MM DIA, 146 MM PITCH;160 KN MIN FAILING LOAD;W CLIP PER AS2947.3;U160BL;AS60305;PACK OF | GRAPHSOL | GRAPH SOLUTIONS PTY LTD | 135023 | CURRENT
000019400 | SWITCH FUSE GEAR | 12 KV;3 PHASE;630 AMP;20 KA;50 HZ;FAULT MAKING,LOAD BREAKING;TRIPLE POLE OPERATED;I/D;SF6;METAL CLAD;NON-EXT; ITEM SUPPLIED W/OUT HANDLES;C/W CONCRETE | ABB | ABB FAN PTY LTD | SAFELINK (CFC) | PHASING
000019405 | CONVERTER | 110 V/24 V DC;300 W;12.5 AMP DC/DC CONVERTER; | AMTEX | AMTEX ELECTRONICS | DCW300-110-24FT | CURRENT
000019406 | CONVERTER | 110 V/24 V DC;550 W;23 AMP DC/DC CONVERTER; | AMTEX | AMTEX ELECTRONICS | DCW500-110-24-FT | PURCHASE AS REQUIRED
000019407 | CONVERTER | 110 V/48 V DCW300-110-48FT;4.4 AMP DC/DC CONVERTER; | AMTEX | AMTEX ELECTRONICS | DCW300-110-48FT | CURRENT
000019408 | CONVERTER | 24 V/12 V DC;70 W;6 AMP DC/DC CONVERTER; | AMTEX | AMTEX ELECTRONICS | 8862-24/12 | PURCHASE AS REQUIRED
000019409 | CONVERTER | 48 V/12 V DC;70 W;6 AMP DC/DC CONVERTER; | AMTEX | AMTEX ELECTRONICS | 8862-48/12 | PURCHASE AS REQUIRED
000019410 | PANEL,POWER DISTRIBUTION | DC DISTRIBUTION PANEL,MRP 102 RE;USED IN COMMUNICATIONS INSTALLATIONS TO SUIT SIEMENS CIRCUIT BREAKERS,SC193005, SC19306,SC19307,19308 & 19309; | RACKPACK | RACK PACK ASHGROVE Q 4060 | MRP 102 RE | CURRENT
000019411 | CONNECTOR,BUSBAR | BUSBAR 240/415 V;SINGLE POLE;16 SQ MM; 1000 MM LG;56 POLE POSITIONS;USED IN COMMUNICATIONS INSTALLATIONS;TO SUIT SIEMENS CIRCUIT BREAKERS TYPE 5SX2; | SIEMENS | SIEMENS LTD | 5ST2151 | PURCHASE AS REQUIRED
000019413 | SOLAR CELL PANEL | 5 W;14 V;0.27 AMP;FOR GAS COMPUTER COMMUNICATIONS UNITS;***RESTRICTED ISSUE ***METERING DYNAMICS ONLY; | RFIND | RF INDUSTRIES | MSX5L | PHASING
000019414 | SOLAR CELL REGULATOR | 12/24 V;FOR GAS COMPUTER COMMUNICATIONS UNITS;***RESTRICTED ISSUE***METERING DYNAMIICS ONLY; | RFIND | RF INDUSTRIES | SSR6 | PHASING
000019416 | SWITCH FUSE GEAR | 12 KV;3 PHASE;630 AMP;20 KA;50 HZ;FAULT MAKE,LOAD BREAK;TRIPLE POLE OPERATED; SF6;METAL CLAD;SAFELINK CF UNIT TO REPLACE KRONE TYPE 1 RMU;C/W ACCESSORIES | ABB | ABB FAN PTY LTD | CF | PHASING
000019417 | SWITCH FUSE GEAR | 12 KV;3 PHASE;630 AMP;20 KA;50 HZ;FAULT MAKE,LOAD BREAK;TRIPLE POLE OPERATED; SF6;METAL CLAD;SAFELINK CFC UNIT TO REPLACE KRONE TYPE 2 RMU;C/W ACCESSORIES | ABB | ABB FAN PTY LTD | CFC | PHASING
000019418 | CABLE,POWER,ELECTRICAL | 110 KV;300 SQ MM;75/2.27 MM STRANDED; HOLLOW CORE;ALUMINIUM CONDUCTOR; SINGLE CORE;FLUID FILLED;PAPER INSULATED ;CORRUGATED ALUMINIUM SHEATH;HDPE OUTER | TAIHAN | TAIHAN ELECTRIC WIRE CO LTD | 110 KV | PHASING
000019419 | PULLING EYE & END SEAL | FLUID FILLED PULLING EYE & END SEAL FOR TAIHAN 110 KV 300 SQ MM ALUMINIUM CABLE; FOR NEWSTEAD F801 & F802 DIVERSION 2004; | TAIHAN | TAIHAN ELECTRIC WIRE CO LTD | PULLING EYE | PHASING
000019420 | JOINT,ELECTRICAL POWER CABLE | 110 KV;FOR 300 SQ MM;SEGMENTAL TO 75/2.27 MM STRANDED;HOLLOW CORE; ALUMINIUM CONDUCTOR;SINGLE CORE;FLUID FILLED;PAPER INSULATED;ALUMINIUM SHEATH; | TAIHAN | TAIHAN ELECTRIC WIRE CO LTD | 300 SQ MM | STRATEGIC SPARE
000019421 | TERMINATION,ELECTRICAL POWER CABLE | 110 KV;SF6 IMMERSED;SINGLE PHASE; 300 SQ MM;75/2.27 MM STRANDED;HOLLOW CORE;ALUMINIUM CONDUCTOR;SINGLE CORE; FLUID FILLED;PAPER INSULATED;CORRUGATED | TAIHAN | TAIHAN ELECTRIC WIRE CO LTD | 300 SQ MM | PHASING
000019422 | JOINT,ELECTRICAL POWER CABLE | 110 KV;1.3 SQ IN;HOLLOW CORE;ALUMINIUM CONDUCTOR;SINGLE CORE;FLUID FILLED; PAPER INSULATED;CORRUGATED ALUMINIUM SHEATH;PVC OUTER SHEATH;REQUIRED FOR | TAIHAN | TAIHAN ELECTRIC WIRE CO LTD | 1.3 SQ IN | STRATEGIC SPARE
000019423 | RELAY,OVERCURRENT AND EARTH FAULT | OOB-CAPACITOR BANK ONLY;1/5 AMP;32/48 V DC AUX;THERMAL 100/500 AMP FOR 1 SEC; 50 HZ;FLUSH & RACK MTG; | ABB | ABB FAN PTY LTD | SPAJ 160C-CA | CURRENT
000019424 | PROBE,FIBRE OPTIC | TEMPERATURE MEASUREMENT;WILSON TRANSFORMERS;IMBEDDED AT 5 POINTS IN TRANSFORMER WINDING;C/W TANK WALL PENETRATOR OR ASSEMMBLY; | LUXTRON | LUXTRON | 00-12562-XX | PHASING
000019426 | TERMINATION,ELECTRICAL POWER CABLE | 11 KV;INDOOR KIT;3 PHASE;FOR 35-95 SQ MM XLPE CABLES;2500 MM TAILS;SUIT TO ENTRY ABB SAFELINK RMU;KIT INCLUDES 3 X SOT 241,1 X ABB-HST-3 +1 X KAP300U; | ABB | ABB FAN PTY LTD | 3XSOT241,1XABB-HST-3+1X KAP300 | STRATEGIC SPARE
000019427 | TERMINATION,ELECTRICAL POWER CABLE | 11 KV;INDOOR KIT;3 PHASE;FOR 185-240 SQ MM XLPE CABLES;2500 MM TAILS;SUITS TOP ENTRY ABB SAFELINK RMU;KIT INCLUDES 3 X SOT 242,1 X ABB-HST-3 + 1X KAP300U; | ABB | ABB FAN PTY LTD | 3XSOT242,1XABB-HST-3+1X KAP300 | STRATEGIC SPARE
000019429 | TRANSFORMER,CURRENT | Protection, Toroidal, Indoor, 660V, 100 ID Hole for OX36 Alstom Outdoor CB's, Ratio 1200/800/600/5A, Class 2.5 P200 on 1200/5A, to AS1675-1986, c/w Attached | ALSTOM | ALSTOM GRID AUSTRALIA LIMITED | 1200/5 | PURCHASE AS REQUIRED
000019430 | CABLE,POWER,ELECTRICAL | 240 SQ MM;SINGLE CORE;BONDING CABLE; 10 KV INSULATION;DRUM NO.1190 (30 M); ITEM HELD AT OLEX; | OLEX | OLEX AUSTRALIA PTY LTD | 240 SQ MM BONDING | MAINTENANCE STOCK
000019431 | CABLE,POWER,ELECTRICAL | 120 SQ MM;SINGLE CORE;BONDING CABLE; 10 KV INSULATION;DRUM NO.3502 (8 M); ITEM HELD AT OLEX; | OLEX | OLEX AUSTRALIA PTY LTD | 120 SQ MM BONDING | MAINTENANCE STOCK
000019432 | CELL,COUPLING | AUDIO FREQUENCY LOAD CONTROL;1050 HZ; 12 KV SYSTEM;C/W 1 ISOLATING TRANSFORMER 120 KVA;3 TUNING COILS;3 COUPLING CAPACITORS 8UF; | ENERMET | ENERMET | 12 KV SYSTEM | PURCHASE AS REQUIRED
000019433 | TRANSFORMER,CURRENT | Protection, Toroidal, Indoor, 660V, 100 ID Hole for OX36 Alstom Outdoor CB's, Ratio 2000/1600/1200/5A, Class 2.5 P200 on 1600/5A, to AS1675-1986, c/w Attached | ALSTOM | ALSTOM GRID AUSTRALIA LIMITED | 2000/1600/1200/5 | PURCHASE AS REQUIRED
000019434 | TRANSFORMER,CURRENT | Protection, Toroidal, Indoor, 660V, 100 ID Hole for OX36 Alstom Outdoor CB's, Ratio 800/600/200/5A, Class 2.5 P150 on 800/5A, to AS1675-1986, c/w Attached | ALSTOM | ALSTOM GRID AUSTRALIA LIMITED | 800/600/200/5 | PURCHASE AS REQUIRED
000019435 | TRANSFORMER,CURRENT | Protection, Toroidal, Indoor, 660V, 100 ID Hole for OX36 Alstom Outdoor CB's, Ratio 800/600/400/5A, Class 2.5 P150 on 800/5A, to AS1675-1986, c/w Attached | ALSTOM | ALSTOM GRID AUSTRALIA LIMITED | 800/600/400/5 | PURCHASE AS REQUIRED
000019436 | TRANSFORMER,CURRENT | Protection, Toroidal, Indoor, 660V, 100 ID Hole for OX36 Alstom Outdoor CB's, Ratio 1200/800/600/5A, Class 2.5 P300 on 1200/5A, to AS1675-1986, c/w Attached | ALSTOM | ALSTOM GRID AUSTRALIA LIMITED | 1200/800/600/5 | PURCHASE AS REQUIRED
000019437 | TRANSFORMER,CURRENT | PROTECTION,TOROIDAL;INDOOR;660 V;100 ID HOLE FOR OX36 ALSTOM OTDOOR CIRCUIT BREAKERS;RATIO 400/300/150/5 AMP;CLASS 0.2PL175R0.4 ON 400/5 AMP;C/W ATTACHED | ALSTOM | ALSTOM GRID AUSTRALIA LIMITED | 400/300/150/5 | PURCHASE AS REQUIRED
000019438 | TRANSFORMER,CURRENT | PROTECTION,TOROIDAL;INDOOR;660 V;100 ID HOLE FOR OX36 ALSTOM OUTDOOR CIRCUIT BREAKERS;RATIO 800/600/200/5 AMP;CLASS 1.0 15 VA ON 200/5 AMP;C/W ATTACHED 3 M | ALSTOM | ALSTOM GRID AUSTRALIA LIMITED | 800/600/200/5 | PURCHASE AS REQUIRED
000019439 | TRANSFORMER,CURRENT | PROTECTION,TOROIDAL;INDOOR;660 V;100 ID HOLE FOR OX36 ALSTOM OUTDOOR CIRCUIT BREAKERS;RATIO 600/400/300/5 AMP;CLASS 15VA 5P20 ON 300/5 AMP;C/W ATTACHED 3 M | SCHNEDER | SCHNEIDER PTY LTD | 600/400/300/5 | PURCHASE AS REQUIRED
000019440 | TRANSFORMER,CURRENT | PROTECTION,TOROIDAL;INDOOR;660 V;100 ID HOLE FOR OX36 ALSTOM OUTDOOR CIRCUIT BREAKERS;RATIO 2000/1600/5 AMP;CLASS 0.1PL120R0.45 ON 1600/5 AMP;C/W ATTACHED | ALSTOM | ALSTOM GRID AUSTRALIA LIMITED | 2000/1600/5 | PURCHASE AS REQUIRED
000019441 | TRANSFORMER,CURRENT | PROTECTION,TOROIDAL;INDOOR;660 V;100 ID HOLE FOR OX36 ALSTOM OUTDOOR CIRCUIT BREAKERS;RATIO 1000/500/5 AMP;CLASS 0.5ME2 30 VA ON 1000/5 AMP;C/W ATTACHED | ALSTOM | ALSTOM GRID AUSTRALIA LIMITED | 1000/500/5 | PURCHASE AS REQUIRED
000019443 | TRANSFORMER,CURRENT | PROTECTION,TOROIDAL;INDOOR;660 V;100 ID HOLE FOR OX36 ALSTOM OUTDOOR CIRCUIT BREAKERS;RATIO 1000/500/5 AMP;CLASS 0.5ME2 30 VA ON 500/5 AMP;C/W ATTACHED | ALSTOM | ALSTOM GRID AUSTRALIA LIMITED | 1000/500/5 | PURCHASE AS REQUIRED
000019444 | TRANSFORMER,CURRENT | PROTECTION,TOROIDAL;INDOOR;660 V;100 ID HOLE FOR OX36 ALSTOM OUTDOOR CIRCUIT BREAKERS;RATIO 3000/1600/5 AMP;CLASS 0.1PL200R1.0 ON 1600/5 AMP;C/W ATTACHED | ALSTOM | ALSTOM GRID AUSTRALIA LIMITED | 3000/1600/5 | PURCHASE AS REQUIRED
000019445 | TRANSFORMER,CURRENT | PROTECTION,TOROIDAL;INDOOR;660 V;100 ID HOLE FOR OX36 ALSTOM OUTDOOR CIRCUIT BREAKERS;RATIO 2000/5 AMP;CLASS 2.5P100 ;C/W 1 CT LABEL FOR SWITCHGEAR | ALSTOM | ALSTOM GRID AUSTRALIA LIMITED | 2000/5 | PURCHASE AS REQUIRED
000019446 | TRANSFORMER,CURRENT | PROTECTION,TOROIDAL;INDOOR;660 V;100 ID HOLE FOR OX36 ALSTOM OUTDOOR CIRCUIT BREAKERS;RATIO 1000/1 AMP;CLASS 10P300; C/W ATTACHED 3 M LEADS;C/W 1 CT LABEL | ALSTOM | ALSTOM GRID AUSTRALIA LIMITED | 1000/1 | PHASING
000019447 | TRANSFORMER,CURRENT | PROTECTION,TOROIDAL;INDOOR;660 V;100 ID HOLE FOR OX36 ALSTOM OUTDOOR CIRCUIT BREAKERS;RATIO 800/400/300/200/5 AMP; CLASS 2.5P150 ON 800/5 AMP;C/W ATTACHED | ALSTOM | ALSTOM GRID AUSTRALIA LIMITED | 800/400/300/200/5 | PURCHASE AS REQUIRED
000019448 | TRANSFORMER,CURRENT | PROTECTION,TOROIDAL;INDOOR;660 V;100 ID HOLE FOR OX36 ALSTOM OUTDOOR CIRCUIT BREAKERS;RATIO 1600/1200/5 AMP;CLASS 0.1PL200R1 ON 1600/5 AMP;C/W ATTACHED | ALSTOM | ALSTOM GRID AUSTRALIA LIMITED | 1600/1200/5 | PURCHASE AS REQUIRED
000019449 | TRANSFORMER,CURRENT | PROTECTION,TOROIDAL;INDOOR;660 V;100 ID HOLE FOR OX36 ALSTOM OUTDOOR CIRCUIT BREAKERS;RATIO 400/300150/5 AMP;CLASS 0.1PL60R0.2 ON 400/5 AMP;(DOUBLE WIDTH); | ALSTOM | ALSTOM GRID AUSTRALIA LIMITED | 400/300/150/5 | PURCHASE AS REQUIRED
000019450 | TRANSFORMER,CURRENT | PROTECTION,TOROIDAL;INDOOR;660 V;100 ID HOLE FOR OX36 ALSTOM OUTDOOR CIRCUIT BREAKERS;RATIO 1600/1200/400/5 AMP;CLASS 2.5P300 ON 1600/5 AMP;C/W ATTACHED 3 M | ALSTOM | ALSTOM GRID AUSTRALIA LIMITED | 1600/1200/400/5 | PHASING
000019451 | TRANSFORMER,CURRENT | PROTECTION,TOROIDAL;INDOOR;660 V;100 ID HOLE FOR OX36 ALSTOM OUTDOOR CIRCUIT BREAKERS;RATIO 1500/5 AMP;CLASS 0.5ME2; C/W ATTACHED 3 M LEADS;ITEM 7;C/W 1 CT | ALSTOM | ALSTOM GRID AUSTRALIA LIMITED | 1500/5 | PURCHASE AS REQUIRED
000019452 | TRANSFORMER,CURRENT | PROTECTION,TOROIDAL;INDOOR;660 V;100 ID HOLE FOR OX36 ALSTOM OUTDOOR CIRCUIT BREAKERS;RATIO 400/300/150/5 AMP;CLASS 0.1PL200R0.4 ON 400/5 AMP;(DOUBLE WIDTH) | ALSTOM | ALSTOM GRID AUSTRALIA LIMITED | 400/300/150/5 | PURCHASE AS REQUIRED
000019453 | TRANSFORMER,CURRENT | PROTECTION,TOROIDAL;INDOOR;660 V;100 ID HOLE FOR OX36 ALSTOM OUTDOOR CIRCUIT BREAKERS;RATIO 1600/1200/800/5 AMP;CLASS 0.5PL200R1.0 ON 1600/5 AMP;C/W ATTACHED | ALSTOM | ALSTOM GRID AUSTRALIA LIMITED | 1600/1200/800/5 | PHASING
000019454 | TRANSFORMER,CURRENT | PROTECTION,TOROIDAL;INDOOR;660 V;100 ID HOLE FOR OX36 ALSTOM OUTDOOR CIRCUIT BREAKERS;RATIO 1000/5 AMP;CLASS 0.1PL360 R4.3;C/W ATTACHED 3 M LEADS;ITEM 23;C/W | ALSTOM | ALSTOM GRID AUSTRALIA LIMITED | 1000/5 | PURCHASE AS REQUIRED
000019455 | TRANSFORMER,CURRENT | PROTECTION,TOROIDAL;INDOOR;660 V;100 ID HOLE FOR OX36 ALSTOM OUTDOOR CIRCUIT BREAKERS;RATIO 1600/1200/800/5 AMP;CLASS 0.1PL300R1.0 ON 1600/5 AMP;C/W ATTACHED | ALSTOM | ALSTOM GRID AUSTRALIA LIMITED | 1600/1200/800/5 | PURCHASE AS REQUIRED
000019456 | TRANSFORMER,CURRENT | PROTECTION,TOROIDAL;INDOOR;660 V;100 ID HOLE FOR OX36 ALSTOM OUTDOOR CIRCUIT BREAKERS;RATIO 2000/1600/1200/5 AMP; CLASS 0.1PL200R1.0 ON 1600/5 AMP;C/W | ALSTOM | ALSTOM GRID AUSTRALIA LIMITED | 2000/1600/1200/5 | PURCHASE AS REQUIRED
000019457 | TRANSFORMER,CURRENT | PROTECTION,TOROIDAL;INDOOR;660 V;100 ID HOLE FOR OX36 ALSTOM OUTDOOR CIRCUIT BREAKERS;RATIO 2000/1600/1200/5 AMP; CLASS 2.5P60 ON 1200/5 AMP;C/W ATTACHED | ALSTOM | ALSTOM GRID AUSTRALIA LIMITED | 2000/1600/1200/5 | PHASING
000019458 | CLEVIS BALL ASSEMBLY | FORGED STEEL;GALV;160 KN MIN FAILING LOAD;TWISTED;U/W BALL & SOCKET INSULATORS;PACK OF 10,PACK WEIGHT 11 KG; | DULHUNTY | DULHUNTY INDUSTRIES PTY LTD | BC-160 | CURRENT
000019459 | SOCKET TONGUE. | FORGED STEEL;GALV;160 KN MIN FAILING LOAD;TWISTED ASSEMBLY;U/W BALL & SOCKET INSULATORS;PACK OF 10,PACK WEIGHT 11 KG ; | DULHUNTY | DULHUNTY INDUSTRIES PTY LTD | STT-160 | CURRENT
000019460 | END PLATE,TERMINAL BLOCK | TO SUIT DISCONNECT TERMINAL SAKA10; PACK OF 10;REFER SC19461 FOR TERMINAL BLOCK; | HAYMANS | HAYMANS ELECTRICAL | KLI1342.2 | PURCHASE AS REQUIRED
000019460 | END PLATE,TERMINAL BLOCK | TO SUIT DISCONNECT TERMINAL SAKA10; PACK OF 10;REFER SC19461 FOR TERMINAL BLOCK; | KLIPPON |  | KLI1342.2 | PURCHASE AS REQUIRED
000019460 | END PLATE,TERMINAL BLOCK | TO SUIT DISCONNECT TERMINAL SAKA10; PACK OF 10;REFER SC19461 FOR TERMINAL BLOCK; | WEIDMULL | WEIDMULLER (AUST) PTY LTD | 013422 | PURCHASE AS REQUIRED
000019461 | TERMINAL BLOCK | DISCONNECT TERMINAL SAKA10;12 MM W, 82 MM D,55.5 MM H;C/W SLIDE CONNECTION SC19460;PACK OF 25; | HAYMANS | HAYMANS ELECTRICAL | KLI1341.2 | PURCHASE AS REQUIRED
000019461 | TERMINAL BLOCK | DISCONNECT TERMINAL SAKA10;12 MM W, 82 MM D,55.5 MM H;C/W SLIDE CONNECTION SC19460;PACK OF 25; | KLIPPON |  | KLI1341.2 | PURCHASE AS REQUIRED
000019461 | TERMINAL BLOCK | DISCONNECT TERMINAL SAKA10;12 MM W, 82 MM D,55.5 MM H;C/W SLIDE CONNECTION SC19460;PACK OF 25; | WEIDMULL | WEIDMULLER (AUST) PTY LTD | 013412 | PURCHASE AS REQUIRED
000019462 | GUARD,LAMP | Stone Shield, Sylvania Urban Series Streetlight (scm) | GERARD | GERARD PROFESSIONAL SOLUTIONS PL | JA00004 | CURRENT
000019463 | MAGNET | RARE EARTH;20 MM DIA X 10 MM THK; MAGNET FOR LINE FAULT INDICATORS (LFI); | STATEWD | STATEWIDE FSTNERS & ENG SPLS PL | M20012 | CURRENT
000019464 | VARNISH | EXTERIOR CLEAR;FOR EXTERIOR TIMBER;DOORS ,WINDOWS,TIMBER PANELLING,RAILINGS, WEATHERBOARDS & EXPOSED BEAMS;4 L CAN; | BLKWOODS | J BLACKWOOD & SON LTD | 04525510/112002.004 | CURRENT
000019464 | VARNISH | EXTERIOR CLEAR;FOR EXTERIOR TIMBER;DOORS ,WINDOWS,TIMBER PANELLING,RAILINGS, WEATHERBOARDS & EXPOSED BEAMS;4 L CAN; | WATTYL |  | EXTERIOR CLEAR 4 L | CURRENT
000019465 | TRANSFORMER,VOLTAGE | ESITAS 2VTH-20;11000/240 V;SINGLE PHASE; 100 VA;CLASS 5M;15/28/95 KV;SUITABLE FOR NOJA VT-11/220-02; | NOJAPWR | NOJA POWER | VT-11/220-02 | PURCHASE AS REQUIRED
000019467 | TRANSFORMER,DISTRIBUTION | 11 KV;315 KVA;PADMOUNT (RECTANGULAR); HV HAZ LV BSH;MINERAL OIL INSULATED;ONAN ;DYN 11;3CR12 CUBICLE;7 TAP POSTIONS;C/W LV SWITCHGEAR;C/W ABB SAFELINK RMU; | ABB | ABB FAN PTY LTD | RECTANGULAR PADMOUNT | PHASING
000019468 | TRANSFORMER,DISTRIBUTION | 11 KV;500 KVA;PADMOUNT (RECTANGULAR); HV HAZ LV BSH;MINERAL OIL INSULATED;ONAN ;DYN 11;3CR12 CUBICLE;7 TAP POSITIONS; C/W LV SWITCHGEAR;C/W ABB SAFELINK RMU; | ABB | ABB FAN PTY LTD | RECTANGULAR PADMOUNT | PHASING
000019469 | TRANSFORMER,DISTRIBUTION | 11 KV;750 KVA;PADMOUNT (RECTANGULAR); HV HAZ LV BSH;MINERAL OIL INSULATED;ONAN ;DYN 11;3CR12 CUBICLE;7 TAP POSTIONS;C/W LV SWITCHGEAR;C/W ABB SAFELINK RMU; | ABB | ABB FAN PTY LTD | RECTANGULAR PADMOUNT | PHASING
000019471 | REMOTE I/O MODULE | SIEMENS;TWO CHANNEL BINARY SIGNAL TRANSDUCER;USED FOR CO-GENERATION PLANT PROTECTIVE INTERTRIP RELAY; | SIEMENS | SIEMENS LTD | 7XV5653-0BA00 | MAINTENANCE STOCK
000019472 | BRACKET,MOUNTING | BRIDGING INSULATOR BASE;132 KV;SUITS 5 KN LINE POST INSULATOR;C/W 4 BOLT FLANGE;127 MM PCD BASE;TRANSMISSION HARDWARE;PACK OF 1 PACK WEIGHT 9.5 KG; | HAYMAN | HAYMANS INDUSTRIES PTY LTD | 19472 | CURRENT
000019472 | BRACKET,MOUNTING | BRIDGING INSULATOR BASE;132 KV;SUITS 5 KN LINE POST INSULATOR;C/W 4 BOLT FLANGE;127 MM PCD BASE;TRANSMISSION HARDWARE;PACK OF 1 PACK WEIGHT 9.5 KG; | MEFCO | MEFCO AUSTRALIA PTY LTD SUNSHINE VIC | 19472 | CURRENT
000019473 | ANCHOR,GUY | STAYROD ASSEMBLY;220 KN;C/W STAYROD, ANCHOR PLATE STAY YOKE PLATE,3 NUTS. TO SUIT (AND INCLUDE) REINFORCING CAGE: PACK OF 1,PALLET OF 1,PALLET WEIGHT | HAYMAN | HAYMANS INDUSTRIES PTY LTD | 19473 | PURCHASE AS REQUIRED
000019473 | ANCHOR,GUY | STAYROD ASSEMBLY;220 KN;C/W STAYROD, ANCHOR PLATE STAY YOKE PLATE,3 NUTS. TO SUIT (AND INCLUDE) REINFORCING CAGE: PACK OF 1,PALLET OF 1,PALLET WEIGHT | GLOBAL | GLOBAL MANUFACTURING GROUP | ENERGEX -12407-A3-01 | PURCHASE AS REQUIRED
000019474 | ANCHOR,GUY | TWIN STAY POLE ANCHOR PLATE;LSUL; 220 KN,SWL,140 KN;C/W BACKING WASHERS 100 MM X 100 MM;PALLET OF 5,PALLET WEIGHT 98 KG; | GLOBAL | GLOBAL MANUFACTURING GROUP | ENERGEX-14287-A3-01 | PURCHASE AS REQUIRED
000019474 | ANCHOR,GUY | TWIN STAY POLE ANCHOR PLATE;LSUL; 220 KN,SWL,140 KN;C/W BACKING WASHERS 100 MM X 100 MM;PALLET OF 5,PALLET WEIGHT 98 KG; | ENERGEX | ENERGEX | POLE ANCHOR PLATE | PURCHASE AS REQUIRED
000019475 | GREASE,GENERAL PURPOSE | High Performance Multipurpose, XHP 222 Lithium Base, 450g Tube | CALTEX | CALTEX | 1090 LIPLEX EP2 450G | CURRENT
000019475 | GREASE,GENERAL PURPOSE | High Performance Multipurpose, XHP 222 Lithium Base, 450g Tube | AMPOL | AMPOL | 5123-448 GREASE XHP 222 450G | CURRENT
000019476 | GREASE,GENERAL PURPOSE | HIGH PERFORMANCE MULTIPURPOSE APX-T; MP BEARING GREASE;BLUE GREASE;LITHIUM BASE;20 KG DRUM; | CALTEX | CALTEX | LIPLEX EP2 20KG | PURCHASE AS REQUIRED
000019476 | GREASE,GENERAL PURPOSE | HIGH PERFORMANCE MULTIPURPOSE APX-T; MP BEARING GREASE;BLUE GREASE;LITHIUM BASE;20 KG DRUM; | CALTEX | CALTEX | 3405-520 | PURCHASE AS REQUIRED
000019477 | BUSBAR | BUSBAR JOGGLE CHAMBER;FOR JOINING ECLLIPSE 11 KV SWITCHGEAR TO ALSTOM SBV 11 KV SWITCHGEAR; | HAWKSIDD | HAWKER SIDDELEY SWITCHGEAR LTD | ELLIPSE SW BUS TOGGLE CHAMBER | PURCHASE AS REQUIRED
000019478 | RELAY,ELECTROMAGNETIC | ABB TYPE;RXMS1 RK216263-AH;48 V DC COIL; 6 NO CONT;NON-LATCHING;HIGH SPEED 3-5 MS PLUG-IN SINGLE SEAT BASE; | ABB | ABB FAN PTY LTD | RXMS1 RK216263-AH | CURRENT
000019479 | RELAY,ELECTROMAGNETIC | ABB TYPE;RXMVB2 RK251205-AH;48 V DC COIL ;8 SETS OF CONTACTS;BI STABLE LATCHING, PLUG-IN DUAL SEAT BASE;WITH RESET BUTTON ON LEFT HAND SIDE; | CNWPL | CNW PL - SLACKS CREEK | CABGU50 | CURRENT
000019479 | RELAY,ELECTROMAGNETIC | ABB TYPE;RXMVB2 RK251205-AH;48 V DC COIL ;8 SETS OF CONTACTS;BI STABLE LATCHING, PLUG-IN DUAL SEAT BASE;WITH RESET BUTTON ON LEFT HAND SIDE; | ABB | ABB FAN PTY LTD | RK251900-XC (205-AH) | CURRENT
000019480 | RELAY,ELECTROMAGNETIC | ABB TYPE;RXSF1 RK271018-AH;48 V DC COIL; 3 NO CONT;HR FLAGS;DUAL RELAY;PLUG-IN ONE SEAT BASE; | ABB | ABB FAN PTY LTD | RXSF1 RK271018-AH | CURRENT
000019481 | RELAY,ELECTROMAGNETIC | ABB TYPE;RXSF1 RK271019-AH;48 V DC COIL; 1 NO,2 NC CONT;SELF R FLAGS;DUAL RELAY; NO VOLT RELAY,PLUG-IN ONE SEAT BASE; | ABB | ABB FAN PTY LTD | RXSF1 RK271019-AH | CURRENT
000019483 | TRANSFORMER,CURRENT | PROTECTION & MEASUREMENT,POST TYPE; OUTDOOR;145 KV;5 CORE,CORES 1,2,3,4 & 5- 1600/1200/1000/400/1 AMP;CORES 1,2,3,4- 0.1PX2400R8.0 ON 1600/1;CORE 5-10 VA | POWERLNK | POWERLINK | ARTECHE TYPE CA-145 | PHASING
000019484 | INSULATOR,STANDOFF | STATION POST,CYLINDRICAL;PORCELAIN,FOR MEDIUM POLLUTION;1500 MM H;VERTICAL;TOP/ BOTTOM FIXING ARRANGEMENT 127T/127T; 132 KV NOM;MIN 6 KN CANTILEVER;P/LINK | THEWMCAN | TMAC THEW & MCCANN GROUP | TM00721 | PURCHASE AS REQUIRED
000019484 | INSULATOR,STANDOFF | STATION POST,CYLINDRICAL;PORCELAIN,FOR MEDIUM POLLUTION;1500 MM H;VERTICAL;TOP/ BOTTOM FIXING ARRANGEMENT 127T/127T; 132 KV NOM;MIN 6 KN CANTILEVER;P/LINK | NGK | NGK STANGER PTY LTD | DA-106061M | PURCHASE AS REQUIRED
000019485 | INSULATOR,STANDOFF | STATION POST,CYLINDRICAL;PORCELAIN;FOR VERY HEAVY POLLUTION;1500 MM H;VERTICAL; TOP/BOTTOM FIXING ARRANGEMENT 127T/127T; 132 KV NOM;MIN 6 KN CANTILEVER;P/LINK | THEWMCAN | TMAC THEW & MCCANN GROUP | TM00722 | PURCHASE AS REQUIRED
000019485 | INSULATOR,STANDOFF | STATION POST,CYLINDRICAL;PORCELAIN;FOR VERY HEAVY POLLUTION;1500 MM H;VERTICAL; TOP/BOTTOM FIXING ARRANGEMENT 127T/127T; 132 KV NOM;MIN 6 KN CANTILEVER;P/LINK | SUZHOU | SUZHOU PORCELAIN INSULATOR WORKS | C6-650 | PURCHASE AS REQUIRED
000019486 | CLEVIS SOCKET ASSEMBLY | FORGED STEEL;GALV;160 KN MIN FAILING LOAD;250 MM EXT;U/W 125 KN & 160 KN B & S INSULATORS; | PLP AUST | PREFORMED LINE PRODUCTS (AUST) | ELSC-160-4 | PURCHASE AS REQUIRED
000019486 | CLEVIS SOCKET ASSEMBLY | FORGED STEEL;GALV;160 KN MIN FAILING LOAD;250 MM EXT;U/W 125 KN & 160 KN B & S INSULATORS; | DULMISON | DULMISON (AUST) PTY LTD | 160 KN | PURCHASE AS REQUIRED
000019488 | LINK,TENSION | SAG LINK TENSION;160 KN MIN FAILING LOAD;702 MM-1075 ADJ RANGE;CF BOLTS,NUTS & SPLIT PINS,TONGUE-CLEVIS ARRANGEMENT; | PLP AUST | PREFORMED LINE PRODUCTS (AUST) | CTSL-160-4 | CURRENT
000019490 | SPACER,STRAIGHT | PVC,LV SPREADER RODS;UV RESISTANT; 2700 MM LG;U/W SC19491 CLIP,SPRING TENSION;PACK OF 25,PACK WEIGHT 30 KG; | TYCO | TYCO | ROD-RW-12/2.7M | CURRENT
000019490 | SPACER,STRAIGHT | PVC,LV SPREADER RODS;UV RESISTANT; 2700 MM LG;U/W SC19491 CLIP,SPRING TENSION;PACK OF 25,PACK WEIGHT 30 KG; | PLP AUST | PREFORMED LINE PRODUCTS (AUST) | FGSR-125-2.7 | CURRENT
000019490 | SPACER,STRAIGHT | PVC,LV SPREADER RODS;UV RESISTANT; 2700 MM LG;U/W SC19491 CLIP,SPRING TENSION;PACK OF 25,PACK WEIGHT 30 KG; | PLP AUST | PREFORMED LINE PRODUCTS (AUST) | D-LVS12270 | CURRENT
000019491 | CLIP, SPRING TENSION | S/S SPRING CLIP;U/W SC19490 SPACER, SPRING TENSION;BAGS OF 100, PACK WEIGHT 2 KG PER BAG; | TYCO | TYCO | ROD-CLIP | CURRENT
000019491 | CLIP, SPRING TENSION | S/S SPRING CLIP;U/W SC19490 SPACER, SPRING TENSION;BAGS OF 100, PACK WEIGHT 2 KG PER BAG; | PLP AUST | PREFORMED LINE PRODUCTS (AUST) | FGSS-125-B | CURRENT
000019494 | METER,WATTHOUR | 230 V,10-125 AMP,3 PHASE;SINGLE RATE PULSE OUTPUT;NO ENERGEX MARKINGS,FOR METERING DYNAMICS USE ONLY; | ISKRA |  | MT300 | PHASING
000019495 | ROD,CONTINUOUS THREAD. | STEEL;HOT GALV DIPPED;M20;500 MM LG THREADED ROD;O/H TRANSMISSION HARDWARE; PACK OF 1; | GREATWST |  | 19495 | CURRENT
000019496 | ROD,CONTINUOUS THREAD. | STEEL;HOT GALV DIPPED;M20;550 MM LG THREADED ROD;O/H TRANSMISSION HARDWARE; PACK OF 1; | GREATWST |  | 19496 | CURRENT
000019497 | ROD,CONTINUOUS THREAD. | STEEL;HOT GALV DIPPED;M20;600 MM LG THREADED ROD;O/H TRANSMISSION HARDWARE; PACK OF 1; | GREATWST |  | 19497 | STRATEGIC SPARE
000019498 | ROD,CONTINUOUS THREAD. | STEEL;HOT GALV DIPPED;M20;650 MM LG THREADED ROD;O/H TRANSMISSION HARDWARE; PACK OF 1; | GREATWST |  | 19498 | STRATEGIC SPARE
000019499 | ROD,CONTINUOUS THREAD. | STEEL;HOT GALV DIPPED;M20;700 MM LG THREADED ROD;O/H TRANSMISSION HARDWARE; PACK OF 1; | GREATWST |  | 19499 | CURRENT
000019500 | ROD,CONTINUOUS THREAD. | STEEL;HOT GALV DIPPED;M20;750 MM LG THREADED ROD;O/H TRANSMISSION HARDWARE; PACK OF 1; | GREATWST |  | 19500 | CURRENT
000019501 | ROD,CONTINUOUS THREAD. | STEEL;HOT GALV DIPPED;M20;800 MM LG THREADED ROD;O/H TRANSMISSION HARDWARE; PACK OF 1; | GREATWST |  | 19501 | PURCHASE AS REQUIRED
000019502 | ROD,CONTINUOUS THREAD. | STEEL;HOT GALV DIPPED;M20;850 MM LG THREADED ROD;O/H TRANSMISSION HARDWARE; PACK OF 1; | GREATWST |  | 19502 | CURRENT
000019503 | ROD,CONTINUOUS THREAD. | STEEL;HOT GALV DIPPED;M20;900 MM LG THREADED ROD;O/H TRANSMISSION HARDWARE; PACK OF 1; | GREATWST |  | 19503 | PURCHASE AS REQUIRED
000019504 | ROD,CONTINUOUS THREAD. | STEEL;HOT GALV DIPPED;M20;950 MM LG THREADED ROD;O/H TRANSMISSION HARDWARE; PACK OF 1; | GREATWST |  | 19504 | CURRENT
000019505 | ROD,CONTINUOUS THREAD. | STEEL;HOT GALV DIPPED;M20;1000 MM LG THREADED ROD;O/H TRANSMISSION HARDWARE; PACK OF 1; | GREATWST |  | 19505 | CURRENT
000019507 | ROD,CONTINUOUS THREAD. | STEEL;HOT GALV DIPPED;M24;500 MM LG THREADED ROD;O/H TRANSMISSION HARDWARE; PACK OF 1; | GREATWST |  | 19507 | STRATEGIC SPARE
000019508 | ROD,CONTINUOUS THREAD. | STEEL;HOT GALV DIPPED;M24;550 MM LG THREADED ROD;O/H TRANSMISSION HARDWARE; PACK OF 1; | GREATWST |  | 19508 | CURRENT
000019509 | ROD,CONTINUOUS THREAD. | STEEL;HOT GALV DIPPED;M24;600 MM LG THREADED ROD;O/H TRANSMISSION HARDWARE; PACK OF 1; | GREATWST |  | 19509 | CURRENT
000019510 | ROD,CONTINUOUS THREAD. | STEEL;HOT GALV DIPPED;M24;650 MM LG THREADED ROD;O/H TRANSMISSION HARDWARE; PACK OF 1; | GREATWST |  | 19510 | STRATEGIC SPARE
000019511 | ROD,CONTINUOUS THREAD. | STEEL;HOT GALV DIPPED;M24;700 MM LG THREADED ROD;O/H TRANSMISSION HARDWARE; PACK OF 1; | GREATWST |  | 19511 | PURCHASE AS REQUIRED
000019512 | ROD,CONTINUOUS THREAD. | STEEL;HOT GALV DIPPED;M24;750 MM LG THREADED ROD;O/H TRANSMISSION HARDWARE; PACK OF 1; | GREATWST |  | 19512 | PURCHASE AS REQUIRED
000019513 | ROD,CONTINUOUS THREAD. | STEEL;HOT GALV DIPPED;M24;800 MM LG THREADED ROD;O/H TRANSMISSION HARDWARE; PACK OF 1; | GREATWST |  | 19513 | PURCHASE AS REQUIRED
000019514 | ROD,CONTINUOUS THREAD. | STEEL;HOT GALV DIPPED;M24;850 MM LG THREADED ROD;O/H TRANSMISSION HARDWARE; PACK OF 1; | GREATWST |  | 19514 | PURCHASE AS REQUIRED
000019515 | ROD,CONTINUOUS THREAD. | STEEL;HOT GALV DIPPED;M24;900 MM LG THREADED ROD;O/H TRANSMISSION HARDWARE; PACK OF 1; | GREATWST |  | 19515 | PURCHASE AS REQUIRED
000019516 | ROD,CONTINUOUS THREAD. | STEEL;HOT GALV DIPPED;M24;950 MM LG THREADED ROD;O/H TRANSMISSION HARDWARE; PACK OF 1; | GREATWST |  | 19516 | PURCHASE AS REQUIRED
000019517 | ROD,CONTINUOUS THREAD. | STEEL;HOT GALV DIPPED;M24;1000 MM LG THREADED ROD;O/H TRANSMISSION HARDWARE; PACK OF 1; | GREATWST |  | 19517 | PURCHASE AS REQUIRED
000019518 | ROD,CONTINUOUS THREAD. | STEEL;HOT GALV DIPPED;M24;3000 MM LG THREADED ROD;O/H TRANSMISSION HARDWARE; PACK OF 1; | GREATWST |  | 19518 | PURCHASE AS REQUIRED
000019519 | TERMINAL,LUG | Compression Deadend, Al, 4 x 14mm Hole, 50mm Centre, 30Deg Palm Bend on Edge, suit Venus, Sulphur 61/3.75 AAC, AAAC & Pawpaw 54/3.75+ 19/2.25 ACSR/GZ | PLP AUST | PREFORMED LINE PRODUCTS (AUST) | CDET-338-2 | CURRENT
000019520 | TERMINAL,LUG | COMPRESSION PALM LUG TO SUIT TAURUS (19/4.75 AAC), OXYGEN (19/4.75 AAAC) & RUTILE (19/4.75 AAAC); 30 DEG BENT ON EDGE LUG TO SUIT INLINE/EYE TAIL; | PLP AUST | PREFORMED LINE PRODUCTS (AUST) | EPJT-TAURUS-TN4-30 | CURRENT
000019521 | TERMINAL,LUG | COMPRESSION PALM LUG TO SUIT SATURN (37/3.00 AAC), NITROGEN (37/3.00 AAAC) & LEMON (30/7/3.00 ACSR) 30 DEG BENT ON EDGE LUG TO SUIT INLINE/EYE TAIL, | PLP AUST | PREFORMED LINE PRODUCTS (AUST) | CDET-210-1 | CURRENT
000019523 | CLAMP,ELEC CONDUCTOR,STRAIN | COMPRESSION DEAD-END;TO SUIT TAURUS 19/4.75 AAC;NO LUG SUPPLIED;HAS EYE TAIL ARRANGEMENT;CENTRE PALM CONFIGURATION, 2 HOLES 14 MM DIA;50 MM APART;BOX OF 1; | PLP AUST | PREFORMED LINE PRODUCTS (AUST) | CDEA-238-1-EN | CURRENT
000019524 | CLAMP,ELEC CONDUCTOR,STRAIN | COMPRESSION DEAD-END;TO SUIT SULPHUR 61/3.75 AAAC;NO LUG SUPPLIED;HAS EYE TAIL ARRANGEMENT;CENTRE PALM CONFIGURATION 4 HOLES 14 MM DIA,50 MM | PLP AUST | PREFORMED LINE PRODUCTS (AUST) | CDEAAAC-338-1 | CURRENT
000019525 | CLAMP,ELEC CONDUCTOR,STRAIN | COMPRESSION DEAD-END;TO SUIT NITROGEN 37/3.00 AAAC;NO LUG SUPPLIED;HAS EYE TAIL ARRANGEMENT;CENTRE PALM CONFIGURATION 2 HOLES 14 MM DIA,50 MM | PLP AUST | PREFORMED LINE PRODUCTS (AUST) | CDEAAAC-210-1 | STRATEGIC SPARE
000019526 | CLAMP,ELEC CONDUCTOR,STRAIN | COMPRESSION DEAD-END;TO SUIT OXYGEN 19/4.75 AAAC;NO LUG SUPPLIED;HAS EYE TAIL ARRANGEMENT;CENTRE PALM CONFIGURATION 2 HOLES,14 MM DIA,50 MM | PLP AUST | PREFORMED LINE PRODUCTS (AUST) | CDEAAAC-238-1 | CURRENT
000019526 | CLAMP,ELEC CONDUCTOR,STRAIN | COMPRESSION DEAD-END;TO SUIT OXYGEN 19/4.75 AAAC;NO LUG SUPPLIED;HAS EYE TAIL ARRANGEMENT;CENTRE PALM CONFIGURATION 2 HOLES,14 MM DIA,50 MM | DULMISON | DULMISON (AUST) PTY LTD | HD710E2 | CURRENT
000019527 | CLAMP,ELEC CONDUCTOR,STRAIN | COMPRESSION DEAD-END;TO SUIT SATURN 37/3.00 AAC;NO LUG SUPPLIES;HAS EYE TAIL ARRANGEMENT;CENTRE PALM CONFIGURATION 2 HOLES,14 MM DIA,50 MM APART; | PLP AUST | PREFORMED LINE PRODUCTS (AUST) | CDEA-210-1 | CURRENT
000019528 | CLAMP,SUSPENSION,ELEC CONDUCTOR | STRAIGHT-LINE OR ANGLE;AMOUR GRIP SUSPENSION UNIT (AGSU);AL ALLOY WITH NEOPRENE INSERT;AL CONDUCTORS;33.4-34-39 MM DIA;SUITS VENUS,TOPAZ,SULPHUR & | TECONN | TE CONNECTIVITY LTD | HSC-3070 | CURRENT
000019528 | CLAMP,SUSPENSION,ELEC CONDUCTOR | STRAIGHT-LINE OR ANGLE;AMOUR GRIP SUSPENSION UNIT (AGSU);AL ALLOY WITH NEOPRENE INSERT;AL CONDUCTORS;33.4-34-39 MM DIA;SUITS VENUS,TOPAZ,SULPHUR & | MACLEAN | MACLEAN POWER PL - E15128 | HSC-3375 | CURRENT
000019528 | CLAMP,SUSPENSION,ELEC CONDUCTOR | STRAIGHT-LINE OR ANGLE;AMOUR GRIP SUSPENSION UNIT (AGSU);AL ALLOY WITH NEOPRENE INSERT;AL CONDUCTORS;33.4-34-39 MM DIA;SUITS VENUS,TOPAZ,SULPHUR & | PLP AUST | PREFORMED LINE PRODUCTS (AUST) | AGS-5139-16 | CURRENT
000019529 | BKT AND LIGHTING FIXTURE,STREET,LIGHTING | CURVED BRACKET;76 MM COLUMN SPIGOT;C/W MERCURY VAPOUR S/L NOSTALGIA TYPE T2; 50 W 250 V;METALWORK FINISHED DULUX NAVY ;C/W PE CELL BASE;SHADE FITTED;PACK OF | GERARD | GERARD PROFESSIONAL SOLUTIONS PL | B2223 NOSTALGIA NAVY LQ 10BD14 | PHASING
000019532 | MASK,FACE,ASEPTIC | DISPOSABLE RESUSCITATION AMBULANCE MASK;PACK OF 10,PACK WEIGHT 500 G; | TOOWFAID | TOOWOOMBA FIRST AID SUPPLIES | CPR-00390 | PHASING
000019532 | MASK,FACE,ASEPTIC | DISPOSABLE RESUSCITATION AMBULANCE MASK;PACK OF 10,PACK WEIGHT 500 G; | ALPHA | ALPHA FIRST AID SUPPLIES QLD | AIGA 99107 | PHASING
000019533 | OUTREACH ARM | Estate Minor Road, 0.5m Single, 0 Deg Upcast, Galv Steel, Navy, EQTS 05-02-01 (scm) | GM POLES | GM POLES PTY LTD | SL-AVE-S-NV | CURRENT
000019533 | OUTREACH ARM | Estate Minor Road, 0.5m Single, 0 Deg Upcast, Galv Steel, Navy, EQTS 05-02-01 (scm) | IUPOLE | INTERNATIONAL UTILITY POLES PTY LTD | EX-19533 | CURRENT
000019533 | OUTREACH ARM | Estate Minor Road, 0.5m Single, 0 Deg Upcast, Galv Steel, Navy, EQTS 05-02-01 (scm) | INGALEPS | INGAL EPS (CONTRACTOR) | GEX19533 | CURRENT
000019534 | OUTREACH ARM | Estate Minor Road, 0.5m Double, 0 Deg Upcast, Galv Steel, Navy, EQTS 05-02-01 (scm) | GM POLES | GM POLES PTY LTD | SL-AVE-D-NV | CURRENT
000019534 | OUTREACH ARM | Estate Minor Road, 0.5m Double, 0 Deg Upcast, Galv Steel, Navy, EQTS 05-02-01 (scm) | IUPOLE | INTERNATIONAL UTILITY POLES PTY LTD | EX-19534 | CURRENT
000019534 | OUTREACH ARM | Estate Minor Road, 0.5m Double, 0 Deg Upcast, Galv Steel, Navy, EQTS 05-02-01 (scm) | INGALEPS | INGAL EPS (CONTRACTOR) | GEX19534 | CURRENT
000019535 | CLAMP,ELECTRICAL | Insulating Blanket Peg, 50mm Spring Clamp, Quick Grip, Blue, HD Nylon | IRWIN |  | PEG58200 | CURRENT
000019535 | CLAMP,ELECTRICAL | Insulating Blanket Peg, 50mm Spring Clamp, Quick Grip, Blue, HD Nylon | STATEWD | STATEWIDE FSTNERS & ENG SPLS PL | QG58200 | CURRENT
000019535 | CLAMP,ELECTRICAL | Insulating Blanket Peg, 50mm Spring Clamp, Quick Grip, Blue, HD Nylon | TEN | THE ENERGY NETWORK | PEG58200 | CURRENT
000019535 | CLAMP,ELECTRICAL | Insulating Blanket Peg, 50mm Spring Clamp, Quick Grip, Blue, HD Nylon | IRWIN |  | QG58200 | CURRENT
000019536 | ENCLOSURE,ELECTRICAL BOX | RECLOSER PROTECTION;C/W FUSE HOLDER W/- 2 AMP HRC FUSE & TERMINAL BLOCK; 2 GROMMETTED BOTTOM & 1 UNGROMMETTED REAR ENTRY;SPARE FUSE SC19537;PACK OF 1, | SICAME | SICAME AUSTRALIA PTY LTD | 52462-61 | STRATEGIC SPARE
000019536 | ENCLOSURE,ELECTRICAL BOX | RECLOSER PROTECTION;C/W FUSE HOLDER W/- 2 AMP HRC FUSE & TERMINAL BLOCK; 2 GROMMETTED BOTTOM & 1 UNGROMMETTED REAR ENTRY;SPARE FUSE SC19537;PACK OF 1, | FLOWLINE | FLOWLINE INDUSTRIES PTY LTD | ESQ19536 | STRATEGIC SPARE
000019537 | FUSE ELEMENT,ELEC | 2 AMP;240 V;HRC;20KA;8X32;gG; SPARE FUSE FOR SC19536; | FUSECO | FUSECO PTY LTD | 420502 | MAINTENANCE STOCK
000019537 | FUSE ELEMENT,ELEC | 2 AMP;240 V;HRC;20KA;8X32;gG; SPARE FUSE FOR SC19536; | KULAK |  | 2 AMP FUSE | MAINTENANCE STOCK
000019538 | TRANSFORMER,CURRENT | PROTECTION,TOROIDAL;INDOOR;660 V;205 OD & 85 ID HOLE;FOR EMAIL 345GC OUTDOOR CIRCUIT BREAKERS;RATIO 2000/1600/5 AMP; 0.1PX200 R1.0 ON 1600/5 AMP;C/W ATTACHED | AREVA | AREVA T&D AUSTRALIA LIMITED | PROTECTION 660 V | PURCHASE AS REQUIRED
000019539 | TRANSFORMER,CURRENT | PROTECTION,TOROIDAL;INDOOR;660 V;205 OD & 85 ID HOLE;FOR EMAIL 345GC OUTDOOR CIRCUIT BREAKERS;RATIO 1200/800/600/ 5 AMP;30 VA;CLASS 5P20 ON 600/5 AMP; | AREVA | AREVA T&D AUSTRALIA LIMITED | PROTECTION 660 V | PURCHASE AS REQUIRED
000019540 | JOINT,ELECTRICAL POWER CABLE | NON-SCREEN BREAK STRAIGHT JOINT WITH F/GLASS OUTER BOX;SINGLE PHASE;FOR ELECTRICAL POWER CABLE;63.5/110 KV; 800 SQ MM COPPER COND;XLPE INSULATED, | ELASMOLD | ELASTIMOLD (MANUFACTURER) | QEC J1 ELASMOLD TCJ-3 | STRATEGIC SPARE
000019542 | TERMINATION,ELECTRICAL POWER CABLE | 63.5/110 KV;OUTDOOR;SINGLE PHASE;FOR ELECTRICAL POWER CABLE;800 SQ MM COPPER CONDUCTOR;XLPE INSULATED;LEAD SHEATHED CABLE;POWERLINK ASSET,HELD FOR U/G | OLEX | OLEX AUSTRALIA PTY LTD | PAT 140-SP | CURRENT
000019546 | SHEATH,VOLTAGE LIMITER | TZS3.0;INDOOR;SHEATH VOLTAGE LIMITER; FOR ELECTRICAL POWER CABLE;SF6 IMMERSED SEALING ENDS;SUITABLE FOR INSTALLATION IN F781/782 LINK BOXES AT MLT SUBSTN;*** | AKPOWER | AK POWER SOLUTIONS PTY LTD | 30399 | STRATEGIC SPARE
000019547 | ARRESTER,ELECTRICAL SURGE | Outdoor, Porcelain, Sheath Voltage Limiter, Type TZS 6.0, 6kV | AKPOWER | AK POWER SOLUTIONS PTY LTD | 30608/TZS6 | STRATEGIC SPARE
000019548 | SUPPORT,ELEC EQUIP | UNIVERSAL BEAM;150 UB 14.0;GALV;150 MM X 75 MM X 720 MM LG;AS3679-300;USED AS A DRY TYPE TRANSFORMER SUPPORT STEEL; PACK OF 1; | GREATWST |  | 19548 | PURCHASE AS REQUIRED
000019550 | STRAP,EARTH | CRANKED EARTH STRAP;100 MM CONNECTION STRAP;TO SUIT 33 KV DCI & SHACKLE CONSTRUCTION & 35MM OFFSET TO SUIT CURRENT 110KV RIGID GAINBASE; PACK OF 1; | ENI | ENI INDUSTRIES PL | 84160 | CURRENT
000019550 | STRAP,EARTH | CRANKED EARTH STRAP;100 MM CONNECTION STRAP;TO SUIT 33 KV DCI & SHACKLE CONSTRUCTION & 35MM OFFSET TO SUIT CURRENT 110KV RIGID GAINBASE; PACK OF 1; | GLOBAL | GLOBAL MANUFACTURING GROUP | ENERGEX-5691-A4-01 | CURRENT
000019551 | BASE,EXTENSION | SQUARE HOLLOW SECTION;500 MM LG;RIGID BASE EXTENSION;127 MM P.C.D.FLANGE FIXING;O/H TRANSMISSION HARDWARE; PACK OF 1; | MEFCO | MEFCO AUSTRALIA PTY LTD SUNSHINE VIC | 19551 | PURCHASE AS REQUIRED
000019552 | AMMETER | SCALED 0-375 AMP;U/W 300/5 AMP CT;TYPE 244-01AG ES1MA;AMMETER RESISTANCE 42 OHM ;96 SQ MM;QUADRANT SCALE;U/W INSTRUMENTATION MODULE WITH F/S OUTPUT | CROMPTON | CROMPTON INSTRUMENTS (AUST) PTY LTD | 244-01AG ES1MA RESIST 42 OHM | CURRENT
000019553 | TRANSFORMER,CURRENT | PROTECTION,POST TYPE;OUTDOOR;FOR USE 33 KV SUBSTATIONS;RATED 36 KV 31.5 KA; RATIO CORE 1-1200/800/600/5 AMP 30 VA CLASS 5P20 ON 600/5 AMP;CORE 2-1200/800/ | POWERENG |  | GIF36-68 | PURCHASE AS REQUIRED
000019554 | TRANSFORMER,CURRENT | PROTECTION,POST TYPE;OUTDOOR;FOR USE 33 KV SUBSTATIONS;RATED 36 KV 31.5 KA; RATIO CORE 1- 1200/800/600/5 AMP 30 VA CLASS 5P20 ON 600/5 AMP;CORE 2- 1200/800 | POWERENG |  | GIF36-68 | CURRENT
000019556 | INSULATION HOOD | RAYSULATE ETHYLENE-PROPYLENE POLYME HEAT MOULDING MATERIAL;VACUUM FORMED BCIS COVERS FOR 80,100 & 125 MM 36 KV BUSBARS;950 X 230 X 375 H; | DULMISON | DULMISON (AUST) PTY LTD | BCIC-3334 | PHASING
000019557 | TRANSFORMER,CURRENT | PROTECTION,TOROIDAL;INDOOR;660 V;50 ID & 158 OD HOLE FOR OLX2/3 GEC/AREVA INDOOR SWITCHGEAR;RATIO 600/400/300/5 AMP;10 VA CLASS1;20 KA MIN FOR 3 SEC;C/W TERMINALS | AREVA | AREVA T&D AUSTRALIA LIMITED | 10 VA | MAINTENANCE STOCK
000019558 | TRANSFORMER,CURRENT | PROTECTION,TOROIDAL;INDOOR;660 V;50 ID & 158 OD HOLE FOR OLX2/3 GEC/AREVA INDOOR SWITCHGEAR;RATIO 600/400/300/5 AMP;15 VA 5P20 ON 400/5 AMP;20 KA MIN FOR 3 SEC; | AREVA | AREVA T&D AUSTRALIA LIMITED | 15 VA | MAINTENANCE STOCK
000019559 | SHIRT, WOMAN'S | COTTON JERSEY 100%;185 GSM APPROX;LG SLEEVES;RIBBED CUFF;VARIOUS SIZES; BLUE CHAMBRAY POLO STYLE SHIRT;C/W EMBROIDERED ENERGEX LOGO; | TOPLEVEL |  | POLO SHIRT CHAMBRAY BLUE | VENDOR HELD
000019560 | SHIRT, WOMAN'S | COTTON JERSEY 100%;185 GSM APPROX;LG SLEEVES;OPEN CUFF;VARIOUS SIZES;NAVY & YELLOW REFLECTIVE STRIPS;POLO STYLE SHIRT;C/W EMBROIDERED ENERGEX LOGO; | TOPLEVEL |  | POLO SHIRT NAVY & YELLOW | VENDOR HELD
000019561 | SWITCH FUSE GEAR | 12 KV;SCHNEIDER RM6;SF6 INSULATED;I/D RMU;2 X 630 AMP CABLE SWITCH DISCONNECTORS;2 X 630 AMP TRANSFORMER CIRCUIT BREAKERS;(TYPE NE-BIBI);C/W | SCHNEDER | SCHNEIDER PTY LTD | RM6 NE-BIBI | PHASING
000019562 | INVERTER,POWER,STATIC | ProSine Wave 1800i W, 12V DC/240V AC, HD Marine Rating, 7.8A Continuous AC Output Current, 20A Peak AC Output Current, 2900W Max Surge Rating | ADVTRID | ADVANCE TRIDENT LIMITED | EN806-187-CMS | CURRENT
000019563 | INVERTER,POWER,STATIC | ProSine Wave 1800i W, 24V DC/240V AC, HD Marine Rating, 7.8A Continuous AC Output Current, 20A Peak AC Output Current, 2900W Max Surge Rating | ADVTRID | ADVANCE TRIDENT LIMITED | EN806-188-CMS | CURRENT
000019565 | CONVERTER | 19-32 V INPUT;24 V,2.1 AMP;25 W OUTPUT; 118 MM LG X 80 MM W X 25 MM H; USED IN SUBSTNS; | POWERHSE | POWER HOUSE (QLD) PTY LTD | PBIH-2412G | CURRENT
000019565 | CONVERTER | 19-32 V INPUT;24 V,2.1 AMP;25 W OUTPUT; 118 MM LG X 80 MM W X 25 MM H; USED IN SUBSTNS; | AMTEX | AMTEX ELECTRONICS | VTA12SC24 | CURRENT
000019566 | CULVERT BOX UNIT | CONCRETE;INVERT;900 X 900 X 1200 LG;C/W LIFTING LUGS IN BOTTOM OF INVERT;MRS 11. 24 (12/99);130 KN TEST LOAD 900 X 900; WITH P1000 UNISTRUT SET IN TOP OF INVERT | AQUARIUS | AQUARIUS PRECAST PL | 545Q090912EX | CURRENT
000019566 | CULVERT BOX UNIT | CONCRETE;INVERT;900 X 900 X 1200 LG;C/W LIFTING LUGS IN BOTTOM OF INVERT;MRS 11. 24 (12/99);130 KN TEST LOAD 900 X 900; WITH P1000 UNISTRUT SET IN TOP OF INVERT | TRI UGRD | TRI UNDERGROUND AUSTRALIA PTY LTD | TRICUL900 | CURRENT
000019566 | CULVERT BOX UNIT | CONCRETE;INVERT;900 X 900 X 1200 LG;C/W LIFTING LUGS IN BOTTOM OF INVERT;MRS 11. 24 (12/99);130 KN TEST LOAD 900 X 900; WITH P1000 UNISTRUT SET IN TOP OF INVERT | HUMES | HUMES | 5075879 | CURRENT
000019567 | CULVERT BOX UNIT | CONCRETE;INVERT;900 X 900 X 1200 LG;C/W LIFTING LUGS IN BOTTOM OF INVERT;MRS 11. 24 (12/99);130 KN TEST LOAD 900 X 900; PACK OF 1;PALLET WEIGHT 1000 KG; | HUMES | HUMES | 5062205 | PURCHASE AS REQUIRED
000019568 | CULVERT BOX UNIT | CONCRETE;INVERT;1200 X 900 X 1200 LG;C/W LIFTING LUGS IN BOTTOM OF INVERT;MRS 11. 24 (12/99);130 KN TEST LOAD 900 X 900; PACK OF 1;PALLET WEIGHT 1330KG; | AQUARIUS | AQUARIUS PRECAST PL | 545Q120912EX | PURCHASE AS REQUIRED
000019568 | CULVERT BOX UNIT | CONCRETE;INVERT;1200 X 900 X 1200 LG;C/W LIFTING LUGS IN BOTTOM OF INVERT;MRS 11. 24 (12/99);130 KN TEST LOAD 900 X 900; PACK OF 1;PALLET WEIGHT 1330KG; | TRI UGRD | TRI UNDERGROUND AUSTRALIA PTY LTD | TRICUL1200 | PURCHASE AS REQUIRED
000019568 | CULVERT BOX UNIT | CONCRETE;INVERT;1200 X 900 X 1200 LG;C/W LIFTING LUGS IN BOTTOM OF INVERT;MRS 11. 24 (12/99);130 KN TEST LOAD 900 X 900; PACK OF 1;PALLET WEIGHT 1330KG; | HUMES | HUMES | 5069010 | PURCHASE AS REQUIRED
000019569 | CROWBAR | 40 MM W CHISEL END BLADE;1700 MM LG; INSULATED BAR SECTION OF HANDLE & TAMPER;FOR USE AROUND ENERGISED LV UG CABLES | CNWPL | CNW PL - SLACKS CREEK | 7IB1650 | CURRENT
000019569 | CROWBAR | 40 MM W CHISEL END BLADE;1700 MM LG; INSULATED BAR SECTION OF HANDLE & TAMPER;FOR USE AROUND ENERGISED LV UG CABLES | TEN | THE ENERGY NETWORK | 7IB1650 | CURRENT
000019569 | CROWBAR | 40 MM W CHISEL END BLADE;1700 MM LG; INSULATED BAR SECTION OF HANDLE & TAMPER;FOR USE AROUND ENERGISED LV UG CABLES | MUMME | MUMME | CB11650 | CURRENT
000019570 | WIRE,ELECTRICAL | AERIAL;BARE COPPER,HARD DRAWN;120 SQ MM 37/2.03 MM;500 M DRUM SIZE,DRUM WEIGHT 600 KG; | MIDLANDS | MIDLAND METALS | 37/2.03 | CURRENT
000019570 | WIRE,ELECTRICAL | AERIAL;BARE COPPER,HARD DRAWN;120 SQ MM 37/2.03 MM;500 M DRUM SIZE,DRUM WEIGHT 600 KG; | OLEX | OLEX AUSTRALIA PTY LTD | ACU T23 RP001 AAAA | CURRENT
000019571 | CHANNEL,STRUCTURAL | STEEL;GALV,HOT DIPPED;SLOTTED 41.3 MM W; 41.3 MM H;2.5 MM THK;2.7 KG/M 6 M LG; PACK OF 1,PACK WEIGHT 15.3 KG; | EZYSTRUT | EZYSTRUT CABLE & PIPE SUPPORTS | E1000SH | CURRENT
000019572 | BRACKET,ANGLE | CHANNEL CLIP;HVY DUTY;STEEL;GALV; 54 MM X 62 MM X 27 MM;Z SHAPED FITTING; PACK OF 20,PACK WEIGHT 3.80 KG; | EZYSTRUT | EZYSTRUT CABLE & PIPE SUPPORTS | E4045H | CURRENT
000019573 | SETSCREW | STEEL;ZINC PLATED;M8 X 30 MM LG;HEX HD; PACK OF 100/200; | EZYSTRUT | EZYSTRUT CABLE & PIPE SUPPORTS | HS830Z | CURRENT
000019576 | KIT,SHUNT TRIP | 240 V AC;SHUNT TRIP KIT;SUITABLE FOR ABB SAFELINK CFC SC20887 BOTTOM ENTRY OR SC19360 TOP ENTRY RMU'S; | ABB | ABB FAN PTY LTD | CO226 | CURRENT
000019577 | SPRING,CHARGE | LINKAGE;(JB424);C799; | ENERGEX | ENERGEX | C799 | MAINTENANCE STOCK
000019578 | CONTACT,ELECTRICAL | RH;FIXED CONTACT FINGERS;(JB424);C128; | ENERGEX | ENERGEX | C128 | CURRENT
000019579 | CONTACT,ELECTRICAL | LH;FIXED CONTACT FINGERS;(JB424);C122; | ENERGEX | ENERGEX | C122 | CURRENT
000019580 | CONTACT,ELECTRICAL | MAIN MOVING CONTACTS;(JB424);C298; | ENERGEX | ENERGEX | C298 | CURRENT
000019581 | CONTACT,ELECTRICAL | NON-STANDARD ADJUSTMENT;YELLOW SIGN; (JB424);C505; | ENERGEX | ENERGEX | C505 | CURRENT
000019582 | SPRING,CHARGE | MOTOR DOG;TO LINKAGE PIN;(JB424);C817: | ENERGEX | ENERGEX | C817 | MAINTENANCE STOCK
000019583 | PIN,FIXED CONTACT | FOR AEI LG1C44 CIRCUIT BREAKER;C1023; | ENERGEX | ENERGEX | C1023 | MAINTENANCE STOCK
000019584 | GAUGE,GLASS | FOR AEI LG1C44 CIRCUIT BREAKER;C881; | ENERGEX | ENERGEX | C881 | CURRENT
000019585 | CONTACT,ELECTRICAL | MOVING CONTACT;1200 AMP;AEI LG1C44; C153A; | ENERGEX | ENERGEX | C153A | CURRENT
000019586 | CONTACT,ELECTRICAL | FIXED CONTACTS (SLOTTED);FOR AEI LG1C44 CIRCUIT BREAKER;C813; | ENERGEX | ENERGEX | C813 | CURRENT
000019587 | CONTACT,ELECTRICAL | FIXED CONTACT(SOLID);FOR AEI LG1C44 CIRCUIT BREAKER;C731 | ENERGEX | ENERGEX | C731 | CURRENT
000019589 | POLE,LINE CONSTRUCTION,WOOD | Softwood, 14m Lg, 5kN, CCA Treated, AS2209 | HYNE&SON |  | 14 M 8 KN SOFTWOOD | PHASING
000019590 | MICROCONTROLLER | PROGRAMMABLE;LOGIC CONTROLLER;24 V DC; 16 INPUTS;11 OUTPUTS;HITACHI EH-D28DRP; REFER SC19591 (DISPLAY CONTROLLER) & SC19592 (CORD ELECTRICAL); | NHP | NHP ELECTRICAL ENGINEERING | EH-D28DRP | PURCHASE AS REQUIRED
000019592 | CORD,ELECTRICAL | 1.5 M LG;FOR CONNECTING 25 PIN MSB PORT ON EAS SCREEN TO 15 PIN PORT ON HATACHI EH-MICRO 28 PLC;MILSPEC REF CA-843;FOR MICROCONTROLLER REFERSC19590 & SC19591 | MILSPEC | MIL-SPEC AUSTRALIA (MSA) | MILSPEC/CA-843 | PURCHASE AS REQUIRED
000019593 | PLATE,MOUNTING | Flat Plate Fitting, 3 x 14mm Dia Holes, 136 x 40 x 6mm, Galv Steel, Pack of 20 | EZYSTRUT | EZYSTRUT CABLE & PIPE SUPPORTS | E1066H | CURRENT
000019595 | RELAY,ELECTROMAGNETIC | GENERAL PURPOSE;24 V DC COIL;9 AMP CONTINUOUS;4 NO CONTACTS;REFER SC18104 FOR INTERLOCK,MECHANICAL;PACK OF 1; | NHP | NHP ELECTRICAL ENGINEERING | CA79EM4024VDC | CURRENT
000019596 | PLUG,PROTECTIVE,DUST & MOISTURE | PLASITC REUSABLE COVER;TO SUIT 100 MM CONDUIT;PACK OF 1,PACK WEIGHT 0.15 KG; | IPLEX | IPLEX PIPELINES AUSTRALIA PTY LTD | H175 | CURRENT
000019596 | PLUG,PROTECTIVE,DUST & MOISTURE | PLASITC REUSABLE COVER;TO SUIT 100 MM CONDUIT;PACK OF 1,PACK WEIGHT 0.15 KG; | TRI UGRD | TRI UNDERGROUND AUSTRALIA PTY LTD | TRIDC100 | CURRENT
000019596 | PLUG,PROTECTIVE,DUST & MOISTURE | PLASITC REUSABLE COVER;TO SUIT 100 MM CONDUIT;PACK OF 1,PACK WEIGHT 0.15 KG; | HAYMANS | HAYMANS ELECTRICAL | CNXCAP100BLK | CURRENT
000019596 | PLUG,PROTECTIVE,DUST & MOISTURE | PLASITC REUSABLE COVER;TO SUIT 100 MM CONDUIT;PACK OF 1,PACK WEIGHT 0.15 KG; | VINIDEX |  | 39630 | CURRENT
000019597 | PROTECTOR,SURGE | BOWTHORPE DISTRIBUTION SURGE PROTECTOR; 6651C1/1;240 V RMS;SINGLE PHASE;10 KA MAX SURGE;IP54;U/W PYROGEN 7 ARGONITE FIRE PROTECTION BOARDS; | TYCO | TYCO | 6651C/1-BOW | PHASING
000019597 | PROTECTOR,SURGE | BOWTHORPE DISTRIBUTION SURGE PROTECTOR; 6651C1/1;240 V RMS;SINGLE PHASE;10 KA MAX SURGE;IP54;U/W PYROGEN 7 ARGONITE FIRE PROTECTION BOARDS; | FARNELL | FARNELL DISTRIBUTORS - ELEMENT 14 | 869569 | PHASING
000019599 | CABLE BOX. | 12 KV;2000 AMP; AIR INSULATED; TOP ENTRY;BUSBAR CABLE BOX; TO SUIT HAWKER SIDDLEY ECLIPSE SWITCHGEAR; | HAWKSIDD | HAWKER SIDDELEY SWITCHGEAR LTD | ECLIPSE | PHASING
000019601 | TRANSFORMER,DISTRIBUTION | 11 KV;1000 KVA;3 PHASE;STEP UP EPOXY ENCAPSULATED,DRY TYPE;IP33 ENCLOSURE; BOTTOM CABLE ENTRY WITH S/A; | ABB | ABB FAN PTY LTD | RESIBLOC | PHASING
000019602 | TRANSFORMER,ISOLATION | 15 KV-2 KV;150 OHM;150 OHM; | DYNE-IND | DYNE INDUSTRIES PTY LTD | 8806 | CURRENT
000019605 | INSULATOR,STANDOFF | LINE POST;PORCELAIN,SOLID CORE;352 MM H; HORIZONTAL;20 MM MTG BOLT;C/W TRUNNION TYPE HOT DIPPED GALV MALLEABLE IRON CLAMP FOR 8.9 - 21.3 MM DIA COPPER COND; | FLOWLINE | FLOWLINE INDUSTRIES PTY LTD | R8EH95N-352 | PHASING
000019606 | STEP,PIT | PLASTIC ENCAPSULATED STEEL PIT STEP; SPECIALLY DESIGNED;CORROSION RESISTANT; AS1657;BOXES OF 10,PACK WEIGHT 15 KG; | NEXSTEP | NEX-STEP | MWT253 | CURRENT
000019607 | TRANSFORMER,VOLTAGE | VOLTAGE TX 1.65VA;433-415/63.5V; AS/NZSM6044.2 BURDEN 1.65VA ACCURACY; CLASS 1; PRIMARY 433-415VAC,5MA; SECONDARY 63.5VAC,26MA; | PJMARTIN | PETER J MARTIN SALES PTY LTD | PM VT22979 | CURRENT
000019607 | TRANSFORMER,VOLTAGE | VOLTAGE TX 1.65VA;433-415/63.5V; AS/NZSM6044.2 BURDEN 1.65VA ACCURACY; CLASS 1; PRIMARY 433-415VAC,5MA; SECONDARY 63.5VAC,26MA; | PJMARTIN | PETER J MARTIN SALES PTY LTD | 22979 | CURRENT
000019608 | COVER,TERMINAL | FOR ISKRA E895/G2;SINGLE PHASE METER; | ISKRA |  | 28421444 | CURRENT
000019609 | CRIMPING TOOL,HYDRAULIC | HYDRAULIC CRIMPING TOOL;12 TON HAND CRIMPER;31 MM RAM STROKE;610 MM LG X 150 MM W;TWO STAGE PUMP ACTION; 180 DEG SWIVEL HEAD;FIBREGLASS HANDLES; | REXEL | REXEL PTY LTD | SFCIZUEP-431 | PURCHASE AS REQUIRED
000019609 | CRIMPING TOOL,HYDRAULIC | HYDRAULIC CRIMPING TOOL;12 TON HAND CRIMPER;31 MM RAM STROKE;610 MM LG X 150 MM W;TWO STAGE PUMP ACTION; 180 DEG SWIVEL HEAD;FIBREGLASS HANDLES; | SPECFORC | SPECIALISED FORCE | EP-431 | PURCHASE AS REQUIRED
000019610 | TRANSFORMER,POWER | 33/11 KV;10/15 MVA;3 PHASE;GROUND MTG; HV AIR,LV AIR;HV BSH ALT;MINERAL OIL INSULATED;ONAN;DYN 11;C/W VACUUM OLTC 23 TAP POSN;ATTACHED RADIATORS;AS2374; | WILSON | WILSON TRANSFORMER CO. PTY LTD | 33/11 KV 15 MVA | PHASING
000019612 | MANHOLE TOP ASSEMBLY | Footpath Access, Lite Lift Single Cover, Class B, 750mm2 Clear Opening, Unfilled Black Ductile Iron, Rigid Frame, 80kN Load Capacity, 50mm Timber | ICONSEPT | ICON-SEPTECH | 301S77B | CURRENT
000019612 | MANHOLE TOP ASSEMBLY | Footpath Access, Lite Lift Single Cover, Class B, 750mm2 Clear Opening, Unfilled Black Ductile Iron, Rigid Frame, 80kN Load Capacity, 50mm Timber | AJAUST | A J AUSTRALIA PTY LTD | LA77B | CURRENT
000019613 | MANHOLE TOP ASSEMBLY | Footpath Access, Lite Lift 2 Part Cover, Class B, 750 x 1245mm Clear Opening, Unfilled Black Ductile Iron, Modified Frame, 80kN Load Capacity, 50mm Timber | AJAUST | A J AUSTRALIA PTY LTD | LB210E | CURRENT
000019613 | MANHOLE TOP ASSEMBLY | Footpath Access, Lite Lift 2 Part Cover, Class B, 750 x 1245mm Clear Opening, Unfilled Black Ductile Iron, Modified Frame, 80kN Load Capacity, 50mm Timber | ICONSEPT | ICON-SEPTECH | 302S7612B | CURRENT
000019614 | MANHOLE TOP ASSEMBLY | Roadway Access, Lite Lift Single Cover, Class D, 750mm2 Clear Opening, Unfilled Black Ductile Iron, Rigid Frame, 210kN Load Capacity, 50mm Timber | ICONSEPT | ICON-SEPTECH | 301S77D | CURRENT
000019614 | MANHOLE TOP ASSEMBLY | Roadway Access, Lite Lift Single Cover, Class D, 750mm2 Clear Opening, Unfilled Black Ductile Iron, Rigid Frame, 210kN Load Capacity, 50mm Timber | AJAUST | A J AUSTRALIA PTY LTD | LA77D | CURRENT
000019615 | MANHOLE TOP ASSEMBLY | Roadway Access, Lite Lift 2 Part Cover, Class D, 750 x 1270mm Clear Opening, Unfilled Black Ductile Iron, Modified Frame, 210kN Load Capacity, 50mm Timber | ICONSEPT | ICON-SEPTECH | 302S7612D | CURRENT
000019615 | MANHOLE TOP ASSEMBLY | Roadway Access, Lite Lift 2 Part Cover, Class D, 750 x 1270mm Clear Opening, Unfilled Black Ductile Iron, Modified Frame, 210kN Load Capacity, 50mm Timber | EJAUST | EJ AUSTRALIA PTY LTD | LD210 | CURRENT
000019616 | CABLE,CONTROL,ELECTRICAL | Control, 450/750V, 2C, 6mm2, PVC/PVC, Black Sheath, (7/1.04) Metre Marked, Numbered Active Cores, 250m Wood Drum, Drum Weight 98kg, AS5000.3 | BAMBACH | BAMBACH WIRES & CABLES PTY LTD | T-ENQ 232 | CURRENT
000019616 | CABLE,CONTROL,ELECTRICAL | Control, 450/750V, 2C, 6mm2, PVC/PVC, Black Sheath, (7/1.04) Metre Marked, Numbered Active Cores, 250m Wood Drum, Drum Weight 98kg, AS5000.3 | MIDLANDS | MIDLAND METALS | MMO-2 X 6 CU PVC PVC UG | CURRENT
000019616 | CABLE,CONTROL,ELECTRICAL | Control, 450/750V, 2C, 6mm2, PVC/PVC, Black Sheath, (7/1.04) Metre Marked, Numbered Active Cores, 250m Wood Drum, Drum Weight 98kg, AS5000.3 | OLEX | OLEX AUSTRALIA PTY LTD | DAHP11RP002CXWW | CURRENT
000019617 | CABLE,INSTRUMENTATION ELECTRICAL | 4 CORE;2 PR;TWISTED 7/0.5,1.5 MM;PLAIN COPPER;OVERALL SCREEN PE/PVC;AS/NZS 2373.2;250 M DRUM SIZE,DRUM WEIGHT 86 KG ; | MIDLANDS | MIDLAND METALS | MMO-4X1.5 CU PE CTS PVC | PURCHASE AS REQUIRED
000019617 | CABLE,INSTRUMENTATION ELECTRICAL | 4 CORE;2 PR;TWISTED 7/0.5,1.5 MM;PLAIN COPPER;OVERALL SCREEN PE/PVC;AS/NZS 2373.2;250 M DRUM SIZE,DRUM WEIGHT 86 KG ; | OLEX | OLEX AUSTRALIA PTY LTD | IBK184AA002CXAA | PURCHASE AS REQUIRED
000019618 | ROD,CONTINUOUS THREAD. | STEEL;HOT GALV DIPPED;M20;500 MM LG; CLASS 8.8;THREADED ROD;O/H TRANSMISSION HARDWARE;TO BE TIED IN BUNDLES OF 10, PACK WEIGHT 12.5 KG; | GREATWST |  | 19618 | CURRENT
000019619 | ROD,CONTINUOUS THREAD. | STEEL;HOT GALV DIPPED;M20;550 MM LG; CLASS 8.8;THREADED ROD;O/H TRANSMISSION HARDWARE;PACK OF 1,PACK WEIGHT 2 KG; PACK OF 1; | GREATWST |  | 19619 | CURRENT
000019620 | ROD,CONTINUOUS THREAD. | STEEL;HOT GALV DIPPED;M20;600 MM LG; CLASS 8.8;THREADED ROD;O/H TRANSMISSION HARDWARE;TO BE TIED IN BUNDLES OF 10, PACK WEIGHT 15 KG; | GREATWST |  | 19620 | CURRENT
000019621 | ROD,CONTINUOUS THREAD. | STEEL;HOT GALV DIPPED;M20;650 MM LG; CLASS 8.8;THREADED ROD;O/H TRANSMISSION HARDWARE;PACK OF 1; | GREATWST |  | 19621 | CURRENT
000019622 | ROD,CONTINUOUS THREAD. | STEEL;HOT GALV DIPPED;M20;700 MM LG; CLASS 8.8;THREADED ROD;O/H TRANSMISSION HARDWARE;PACK OF 1; | GREATWST |  | 19622 | CURRENT
000019623 | ROD,CONTINUOUS THREAD. | STEEL;HOT GALV DIPPED;M20;750 MM LG; CLASS 8.8;THREADED ROD;O/H TRANSMISSION HARDWARE;PACK OF 1; | GREATWST |  | 19623 | CURRENT
000019624 | ROD,CONTINUOUS THREAD. | STEEL;HOT GALV DIPPED;M20;800 MM LG; CLASS 8.8;THREADED ROD;O/H TRANSMISSION HARDWARE;PACK OF 1; | GREATWST |  | 19624 | PURCHASE AS REQUIRED
000019625 | ROD,CONTINUOUS THREAD. | STEEL;HOT GALV DIPPED;M20;850 MM LG; CLASS 8.8;THREADED ROD;O/H TRANSMISSION HARDWARE;PACK OF 1; | GREATWST |  | 19625 | CURRENT
000019626 | ROD,CONTINUOUS THREAD. | STEEL;HOT GALV DIPPED;M20;900 MM LG; CLASS 8.8;THREADED ROD;O/H TRANSMISSION HARDWARE;PACK OF 1; | GREATWST |  | 19626 | PURCHASE AS REQUIRED
000019627 | ROD,CONTINUOUS THREAD. | STEEL;HOT GALV DIPPED;M20;950 MM LG; CLASS 8.8;THREADED ROD;O/H TRANSMISSION HARDWARE;PACK OF 1; | GREATWST |  | 19627 | PURCHASE AS REQUIRED
000019628 | ROD,CONTINUOUS THREAD. | STEEL;HOT GALV DIPPED;M20;1000 MM LG; CLASS 8.8;THREADED ROD;O/H TRANSMISSION HARDWARE;BUNDLES OF 5,PACK WEIGHT 12.5 KG; | GREATWST |  | 19628 | CURRENT
000019629 | ROD,CONTINUOUS THREAD. | STEEL;HOT GALV DIPPED;M20;2000 MM LG; CLASS 8.8;THREADED ROD;O/H TRANSMISSION HARDWARE;PACK OF 1; | GREATWST |  | 19629 | CURRENT
000019630 | ROD,CONTINUOUS THREAD. | STEEL;HOT GALV DIPPED;M24;500 MM LG; CLASS 8.8;THREADED ROD;O/H TRANSMISSION HARDWARE;PACK OF 1; | GREATWST |  | 19630 | PURCHASE AS REQUIRED
000019631 | ROD,CONTINUOUS THREAD. | STEEL;HOT GALV DIPPED;M24;550 MM LG; CLASS 8.8;THREADED ROD;O/H TRANSMISSION HARDWARE;PACK OF 1,PACK WEIGHT 3 KG; | GREATWST |  | 19631 | CURRENT
000019632 | ROD,CONTINUOUS THREAD. | STEEL;HOT GALV DIPPED;M24;600 MM LG; CLASS 8.8;THREADED ROD;O/H TRANSMISSION HARDWARE;PACK OF 1,PACK WEIGHT 3 KG; | BARFAB |  | 19632 | PURCHASE AS REQUIRED
000019633 | ROD,CONTINUOUS THREAD. | STEEL;HOT GALV DIPPED;M24;650 MM LG; CLASS 8.8;THREADED ROD;O/H TRANSMISSION HARDWARE;PACK OF 1,PACK WEIGHT 3 KG; | GREATWST |  | 19633 | CURRENT
000019634 | ROD,CONTINUOUS THREAD. | STEEL;HOT GALV DIPPED;M24;700 MM LG; CLASS 8.8;THREADED ROD;O/H TRANSMISSION HARDWARE;PACK OF 1; | GREATWST |  | 19634 | CURRENT
000019635 | ROD,CONTINUOUS THREAD. | STEEL;HOT GALV DIPPED;M24;750 MM LG; CLASS 8.8;THREADED ROD;O/H TRANSMISSION HARDWARE;PACK OF 1; | GREATWST |  | 19635 | PURCHASE AS REQUIRED
000019636 | ROD,CONTINUOUS THREAD. | STEEL;HOT GALV DIPPED;M24;800 MM LG; CLASS 8.8;THREADED ROD;O/H TRANSMISSION HARDWARE;PACK OF 1; | GREATWST |  | 19636 | PURCHASE AS REQUIRED
000019637 | ROD,CONTINUOUS THREAD. | STEEL;HOT GALV DIPPED;M24;850 MM LG; CLASS 8.8;THREADED ROD;O/H TRANSMISSION HARDWARE;TO BE TIED IN BUNDLES OF 5, PACK WEIGHT 15.5 KG; | GREATWST |  | 19637 | PURCHASE AS REQUIRED
000019638 | ROD,CONTINUOUS THREAD. | STEEL;HOT GALV DIPPED;M24;900 MM LG; CLASS 8.8;THREADED ROD;O/H TRANSMISSION HARDWARE;PACK OF 1; | GREATWST |  | 19638 | PURCHASE AS REQUIRED
000019639 | ROD,CONTINUOUS THREAD. | STEEL;HOT GALV DIPPED;M24;950 MM LG; CLASS 8.8;THREADED ROD;O/H TRANSMISSION HARDWARE;PACK OF 1; | GREATWST |  | 19639 | CURRENT
000019640 | ROD,CONTINUOUS THREAD. | STEEL;HOT GALV DIPPED;M24;1000 MM LG; CLASS 8.8;THREADED ROD;O/H TRANSMISSION HARDWARE;PACK OF 1; | GREATWST |  | 19640 | CURRENT
000019641 | ROD,CONTINUOUS THREAD. | STEEL;HOT GALV DIPPED;M24;2000 MM LG; CLASS 8.8;THREADED ROD;O/H TRANSMISSION HARDWARE;PACK OF 1; | GREATWST |  | 19641 | PURCHASE AS REQUIRED
000019643 | GOGGLES,INDUSTRIAL | GOGGLES;FOR DUSTY OR HIGH RISK AREAS; CLEAR STYLE:PACK OF 12; | BLKWOODS | J BLACKWOOD & SON LTD | 04103603/228028CL | PHASING
000019643 | GOGGLES,INDUSTRIAL | GOGGLES;FOR DUSTY OR HIGH RISK AREAS; CLEAR STYLE:PACK OF 12; | MSA |  | 228028CL (CLEAR) | PHASING
000019644 | GOGGLES,INDUSTRIAL | GOGGLES;FOR DUSTY OR HIGH RISK AREAS; SMOKE/TINTED STYLE: | BLKWOODS | J BLACKWOOD & SON LTD | 04982656/228028SM | PHASING
000019644 | GOGGLES,INDUSTRIAL | GOGGLES;FOR DUSTY OR HIGH RISK AREAS; SMOKE/TINTED STYLE: | MSA |  | 228028SM (SMOKE/TINTED) | PHASING
000019646 | SEMICONDUCTOR DEVICE,DIODE | FAST RECOVERY;600 V PIV;8 AMP;MULTICOMP TYPE MUR860;FORWARD VOLTAGE VF MAX 1.7 V;REVERSE RECOVERY TIME TRR MAX 50 NS; U/W BATTERY SUPERVISION DEVICE; | ELEMENT | ELEMENT14 PTY LTD | MUR860G | CURRENT
000019647 | RESISTOR,FIXED | 470 OHM;25 W;U/W BATTERY SUPERVISION DEVICE; | RSCOMP | RADIOSPARES COMPONENT PTY LTD | HS25 470R J | CURRENT
000019647 | RESISTOR,FIXED | 470 OHM;25 W;U/W BATTERY SUPERVISION DEVICE; | RSCOMP | RADIOSPARES COMPONENT PTY LTD | 157-601 | CURRENT
000019648 | CLAMP,ELEC PWR CABLE,SUPPORT | EZYSTRUT;STEEL ZINC PLATED;76MM; BOTTOM SADDLE ONLY;U/W SC19650;SADDLING OF 240 SQ MM CU OR AL 11 KV XLPE;PACK OF 1; | EZYSTRUT | EZYSTRUT CABLE & PIPE SUPPORTS | EK2044-1 BOTTOM | CURRENT
000019649 | CLAMP,ELEC PWR CABLE,SUPPORT | EZYSTRUT;STEEL ZINC PLATED;57-63MM; BOTTOM SADDLE ONLY;U/W SC06095;SADDLING OF 300 SQ MM 11 KV PLYHDPE;PACK OF 1; | EZYSTRUT | EZYSTRUT CABLE & PIPE SUPPORTS | EK2040-1 BOTTOM | CURRENT
000019650 | CLAMP,ELEC PWR CABLE,SUPPORT | EZYSTRUT;STEEL ZINC PLATED;70 MM TO 76 MM;1 PIECE CABLE & CONDUIT CLAMP;U/W SC19648;SADDLING OF 240 SQ MM CU OR AL 11 KV XLPE;PACK OF 1; | EZYSTRUT | EZYSTRUT CABLE & PIPE SUPPORTS | EK2044-1 | CURRENT
000019651 | LOCK BODY. | GENERAL PURPOSE STREAMLOCK DEADBOLT; LOCKWOOD TYPE 213 (NO CYLINDER);SATIN CROME;ZINC ALLOY;92 MM W;64 MM H;43 MM PROJECTION;PACK OF 20,PACK WEIGHT 9.1 KG | JLARSEN | J LARSEN PTY LTD (LOCKSMITH) | LW213SCNOCYL | CURRENT
000019653 | INSULATION SLEEVING,ELEC,SPECIAL PURPOSE | 3M QTII INDOOR TERMINATION KIT;TO SUIT 11 KV,240 SQ MM CU TRIPLEX CABLE;C/W INSECT PROTECTION;REFER SC19652 FOR CABLE; | 3M | 3M AUSTRALIA PTY LTD | EGX-E104318 | PHASING
000019654 | SWITCH FUSE GEAR | 12 KV;3 PHASE;630 AMP;20 KA 50 HZ;FAULT MAKING,LOAD BREAKING;TRIPE POLE OPERATED ;I/D;SF6;METAL CLAD;NON-EXT;BOTTOM CABLE ENTRY;*ITEM SUPPLIED W/OUT HANDLES*;ABB | ABB | ABB FAN PTY LTD | SAFELINK CFCC | PHASING
000019658 | CHARGER,BATTERY | SINGLE PHASE;240 V AC INPUT;110 V DC, 50 AMP OUTPUT;U/W SC19659 BATTERY STORAGE;1200 MM X 900 MM;PACK WEIGHT 250 KG; | BRODRIBB | M BRODRIBB PTY LTD (MANUFACTURER) | D5703.N/A | MAINTENANCE STOCK
000019658 | CHARGER,BATTERY | SINGLE PHASE;240 V AC INPUT;110 V DC, 50 AMP OUTPUT;U/W SC19659 BATTERY STORAGE;1200 MM X 900 MM;PACK WEIGHT 250 KG; | EXIDE | EXIDE TECHNOLOGIES - SALISBURY | 110 V DC | MAINTENANCE STOCK
000019659 | BATTERY,STORAGE | VRLA Battery Bank, 110V, 300Ah, 54 X 2V Cells = (1 Bank), Weight 1175Kg if Stand Required ref SC25447, c/w Intercell Connectors & Fasteners | LEGEND | LEGEND POWER SYSTEMS | BAT-HZB2/300F-AGM | PURCHASE AS REQUIRED
000019659 | BATTERY,STORAGE | VRLA Battery Bank, 110V, 300Ah, 54 X 2V Cells = (1 Bank), Weight 1175Kg if Stand Required ref SC25447, c/w Intercell Connectors & Fasteners | EXIDE | EXIDE TECHNOLOGIES - SALISBURY | EXIDE MARATHON/L2V270 | PURCHASE AS REQUIRED
000019660 | SLEEVE,COMPRESSION | COMPRESSION SPLICE TO SUIT WOLF (30/7/.102 ACSR/GZ) MID SPAN FULL TENSION JOINT;BOX OF 1; | LEGEND | LEGEND POWER SYSTEMS | AFT80R | STRATEGIC SPARE
000019661 | TERMINAL,LUG | COMPRESSION PALM LUG TO SUIT WOLF (30/7/.102 ACSR/GZ) 30 DEG BENT ON EDGE LUG TO SUIT INLINE/EYE TAIL; 12 MM THICK WITH 2 x 14 MM HOLES 50 MM APART; | PLP AUST | PREFORMED LINE PRODUCTS (AUST) | CDET-181-4 | CURRENT
000019662 | CLAMP,ELEC CONDUCTOR,STRAIN | COMPRESSION DEAD-END TO SUIT WOLF (30/7/.2.59 ACSR/GZ);HAS INLINE/EYE TAIL PALM; 12 MM THICK WITH 2-14 MM HOLES 50 MM APART;BOX OF 1; | PLP AUST | PREFORMED LINE PRODUCTS (AUST) | CDE-181-1 | CURRENT
000019665 | TESTER,TESTLAMP | LINESMAN TESTLAMP TESTER;FOR 15 W TESTLAMP;C/W RED/BLACK COLOUR CODED 4 MM BANANA PLUG SOCKETS & SAFETY LABEL; 15 W LAMP ONLY;TESTER FOR SC02647; | THEWMCAN | TMAC THEW & MCCANN GROUP | TM12785 | CURRENT
000019665 | TESTER,TESTLAMP | LINESMAN TESTLAMP TESTER;FOR 15 W TESTLAMP;C/W RED/BLACK COLOUR CODED 4 MM BANANA PLUG SOCKETS & SAFETY LABEL; 15 W LAMP ONLY;TESTER FOR SC02647; | THEWMCAN | TMAC THEW & MCCANN GROUP | 19665 | CURRENT
000019668 | RELAY SET,BUSBAR DIFFERENTIAL PROTECTION | SEL 487B;5 AMP;48/125 V DC AUX;110 V DC LOGIC INPUTS;HORIZONTAL RACK MTG; | SEL | SCHWEITZER ENGINEERING LABORATORIES INC. | 0487B045X2XDDDXXH | PHASING
000019669 | INSULATION SLEEVING,ELECTRICAL | RAYSULATE ETHYLENE-PROPYLENE POLMER; HEATSHRINKABLE;36 KV;65 MM MAX ID,25 MM MIN ID RECOVERED;3.6 MM THK RECOVERED; DULL RED COLOUR;15 M ROLL; | LEGEND | LEGEND POWER SYSTEMS | BBTH65/25 | CURRENT
000019669 | INSULATION SLEEVING,ELECTRICAL | RAYSULATE ETHYLENE-PROPYLENE POLMER; HEATSHRINKABLE;36 KV;65 MM MAX ID,25 MM MIN ID RECOVERED;3.6 MM THK RECOVERED; DULL RED COLOUR;15 M ROLL; | TECONN | TE CONNECTIVITY LTD | BBIT-65/25-A/U-4(S15) | CURRENT
000019670 | INSULATION SLEEVING,ELECTRICAL | Heat Shrink, EP Polymer, Dull Red, 660mm W, 2.4mm Thk, 36kV, 10m Roll | TECONN | TE CONNECTIVITY LTD | HVIS-10-(B1)-(NS) | CURRENT
000019673 | LAMP,FLUORESCENT. | 42 W, Compact, CX24-q-4 Base, EQTS 05-03-01 (scm) | GERARD | GERARD PROFESSIONAL SOLUTIONS PL | 99033384 | CURRENT
000019673 | LAMP,FLUORESCENT. | 42 W, Compact, CX24-q-4 Base, EQTS 05-03-01 (scm) | LSSOLUTI | LIGHT SOURCE SOLUTIONS PL | S93106000 | CURRENT
000019674 | CABLE GLAND | GUNMETAL;WIPING GLAND;25 MM TO 83 MM RANGE;C/W S/S M12 EARTH STUD NUT & WASHER; | HYLEC | HYLEC PTY LTD | LWG80E | CURRENT
000019674 | CABLE GLAND | GUNMETAL;WIPING GLAND;25 MM TO 83 MM RANGE;C/W S/S M12 EARTH STUD NUT & WASHER; | HYLEC | HYLEC PTY LTD | LGW80E | CURRENT
000019675 | ADAPTOR | 16 MM TO 10 MM;TRANSMISSION ASSEMBLY FOR 400 SERIES (DIN 630 AMP) BUSHINGS; C/W BOLT; | AUSTMOLD | AUSTRALMOLD PTY LTD | 400LTS | CURRENT
000019676 | TRANSFORMER,POWER | 132 KV/110 KV/11 KV;60 MVA;3 PHASE; GROUND MTG;HV BSH LV BSH;LV AIR ALT; MINERAL OIL INSULATED;ODAF;YND 11;C/W VACUUM OLTC 21 TAP POSN;FREE STANDING | WILSON | WILSON TRANSFORMER CO. PTY LTD | 132/110/11 KV | STRATEGIC SPARE
000019678 | TERMINATION,ELECTRICAL POWER CABLE | 170 KV;SF6 IMMERSED SEALING END;1 PHASE; FOR OLEX 1600 SQ MM CU XLPE/CCU/PVC/ HDPE CABLE;MILLIKEN STRANDING;TO IEC TS 60859;PACK OF 1;SUITS SC18985;PACK | PRYSMIAN | PRYSMIAN POWER CABLES & SYSTEMS AUST | EVG 1170/048 | STRATEGIC SPARE
000019678 | TERMINATION,ELECTRICAL POWER CABLE | 170 KV;SF6 IMMERSED SEALING END;1 PHASE; FOR OLEX 1600 SQ MM CU XLPE/CCU/PVC/ HDPE CABLE;MILLIKEN STRANDING;TO IEC TS 60859;PACK OF 1;SUITS SC18985;PACK | OLEX | OLEX AUSTRALIA PTY LTD | EGS 1170/072 | STRATEGIC SPARE
000019679 | JOINT,ELECTRICAL POWER CABLE | 170 KV;SECTIONALISED PREMOULDED;1 PHASE; FOR OLEX 1600 SQ MM CU XLPE/CCU/PVC /HDPE CABLE;MILLIKEN STRANDING;TO IEC 60840;PACK OF 1,SUITS SC18985;PACK SIZE | PRYSMIAN | PRYSMIAN POWER CABLES & SYSTEMS AUST | GMS 1170 CA | STRATEGIC SPARE
000019680 | TERMINATION,ELECTRICAL POWER CABLE | 110 KV;OUTDOOR SEALING END;1 PHASE;FOR 1600 SQ MM CU XLPE/CCU/PVC/HDPE CABLE; MILLIKEN STRANDING;POLYMERIC INSULATOR; BIL 650 KV;OLEX CABLE SC18985;PACK OF 1, | PRYSMIAN | PRYSMIAN POWER CABLES & SYSTEMS AUST | TES 1170/201 | STRATEGIC SPARE
000019683 | TRANSFORMER,VOLTAGE | 11000/27.8 V;SINGLE PHASE;50 VA;CLASS 3M ;12/28/125 KV;SUITABLE FOR USE WITH NU-LEC N-SERIES PMR; | MERLGERN |  | OVC2/S1 | PHASING
000019684 | FUSE,CARTRIDGE | FERRULE;25 MM LG,5 MM DIA CAP;10 AMP; 240 V AC;W/INDICATOR;TYPE 241;SPEC DIN 41576/CEE;PACK OF 1;SUIT FUSE HOLDER TERMINAL BLOCK SC04629; | FUSECO | FUSECO PTY LTD | 171526-10A | PURCHASE AS REQUIRED
000019684 | FUSE,CARTRIDGE | FERRULE;25 MM LG,5 MM DIA CAP;10 AMP; 240 V AC;W/INDICATOR;TYPE 241;SPEC DIN 41576/CEE;PACK OF 1;SUIT FUSE HOLDER TERMINAL BLOCK SC04629; | REXEL | REXEL PTY LTD | SIB171526-10A | PURCHASE AS REQUIRED
000019685 | FUSE,CARTRIDGE | FERRULE;25 MM LG,5 MM DIA CAP;6.3 AMP; 240 V AC;W/INDICATOR;TYPE 241;SPEC DIN 41576/CEE;PACK OF 1;SUIT FUSE HOLDER TERMINAL BLOCK SC04629;PACK OF 10; | HAYMANS | HAYMANS ELECTRICAL | KLI172526-6.3A | PURCHASE AS REQUIRED
000019685 | FUSE,CARTRIDGE | FERRULE;25 MM LG,5 MM DIA CAP;6.3 AMP; 240 V AC;W/INDICATOR;TYPE 241;SPEC DIN 41576/CEE;PACK OF 1;SUIT FUSE HOLDER TERMINAL BLOCK SC04629;PACK OF 10; | HAYMANS | HAYMANS ELECTRICAL | KLI6805.0 | PURCHASE AS REQUIRED
000019685 | FUSE,CARTRIDGE | FERRULE;25 MM LG,5 MM DIA CAP;6.3 AMP; 240 V AC;W/INDICATOR;TYPE 241;SPEC DIN 41576/CEE;PACK OF 1;SUIT FUSE HOLDER TERMINAL BLOCK SC04629;PACK OF 10; | WEIDMULL | WEIDMULLER (AUST) PTY LTD | WEI0680500000 | PURCHASE AS REQUIRED
000019685 | FUSE,CARTRIDGE | FERRULE;25 MM LG,5 MM DIA CAP;6.3 AMP; 240 V AC;W/INDICATOR;TYPE 241;SPEC DIN 41576/CEE;PACK OF 1;SUIT FUSE HOLDER TERMINAL BLOCK SC04629;PACK OF 10; | WEIDMULL | WEIDMULLER (AUST) PTY LTD | 0680500000 | PURCHASE AS REQUIRED
000019687 | MARKER,TRAFFIC | ABS PLASTIC;ORANGE;CONE SHAPED;900 MM H; C/W 250 MM REFLECTIVE COLLAR | RMS | RELAY MONITORING SYSTEMS PL | 19687 | CURRENT
000019687 | MARKER,TRAFFIC | ABS PLASTIC;ORANGE;CONE SHAPED;900 MM H; C/W 250 MM REFLECTIVE COLLAR | ARTCRAFT | ARTCRAFT PTY LTD | PH-020-99 | CURRENT
000019688 | RAIL,BARRICADE | RETRACTABLE;ABS PLASTIC;1 M LG BAR EXTENDS TO 2 M LG;BLACK & YELLOW REFLECTIVE STRIPES;POLYETHYLENE RINGS ON EACH END TO FIT OVER TOP OF TRAFFIC | CNWPL | CNW PL - SLACKS CREEK | AMA17H001 | CURRENT
000019688 | RAIL,BARRICADE | RETRACTABLE;ABS PLASTIC;1 M LG BAR EXTENDS TO 2 M LG;BLACK & YELLOW REFLECTIVE STRIPES;POLYETHYLENE RINGS ON EACH END TO FIT OVER TOP OF TRAFFIC | ARTCRAFT | ARTCRAFT PTY LTD | OB-150 | CURRENT
000019689 | JOINT BOX,ELECTRIC CABLE | Earth Link Box, 110kV Cable System, Sheath Earth Cross Bonding c/w 240mm2 Cu XLPE Insulated Concentric Bonding Lead Connections c/w 3 x 4.5kV SVL's, 316 S/S | INSULECT | INSULECT AUSTRALIA PL | 21192 | STRATEGIC SPARE
000019690 | JOINT BOX,ELECTRIC CABLE | Earth Link Box, 110kV Cable System, Sheath Earth Direct Bonding c/w 240mm2 CU XLPE Insulated Concentric Bonding Lead Connections, No SVLs, 316 S/S Tank | INSULECT | INSULECT AUSTRALIA PL | 21214 | STRATEGIC SPARE
000019693 | CONTAINER,PADMOUNT | ENCLOSURE MODIFICATION KIT;FOR C20/89 PADMOUNTED TRANSFORMERS;SUITS CCFC SAFELINK RMU'S;C/W CONCRETE MTG PLINTH, BRACKETS & EARTH STRAPS; | ABB | ABB FAN PTY LTD | ENCLOSURE MOD KIT C20/89 | MAINTENANCE STOCK
000019694 | CONTAINER,PADMOUNT | ENCLOSURE MODIFICATION KIT;FOR C26/87 PADMOUNTED TRANSFORMERS;SUITS CCFC SAFELINK RMU'S;C/W CONCRETE MTG PLINTH, BRACKETS & EARTH STRAPS; | ABB | ABB FAN PTY LTD | ENCLOSURE MOD KIT C26/87 | MAINTENANCE STOCK
000019695 | CONTAINER,PADMOUNT | ENCLOSURE MODIFICATION KIT;FOR C93/85 PADMOUNTED TRANSFORMERS;SUITS CCFC SAFELINK RMU'S;C/W CONCRETE MTG PLINTH, BRACKETS & EARTH STRAPS; | ABB | ABB FAN PTY LTD | ENCLOSURE MOD KIT C93/85 | MAINTENANCE STOCK
000019698 | BRACKET,ANGLE | GALV;138 MM X 20 MM;40 MM W;6 MM THK; HOLE DIA 14 MM;PACK OF 10,PACK WEIGHT 3.00 KG; | EZYSTRUT | EZYSTRUT CABLE & PIPE SUPPORTS | E4047H | PURCHASE AS REQUIRED
000019699 | BRACKET,ANGLE | GALV; 90 MM X 50 MM X 40 MM;6 MM THK; HOLE DIA 14 MM;PACK OF 10,PACK WEIGHT 2.40 KG; | EZYSTRUT | EZYSTRUT CABLE & PIPE SUPPORTS | E1458H | CURRENT
000019700 | BRACKET,ANGLE | GALV;105 MM X 41 MM;40 MM W;6 MM THK; HOLE DIA 14 MM;PACK OF 10,PACK WEIGHT 2.40 KG; | EZYSTRUT | EZYSTRUT CABLE & PIPE SUPPORTS | E1326H | CURRENT
000019701 | BRACKET,ANGLE | GALV;135 MM X 51 MM;40 MM W;6 MM THK; HOLE DIA 14 MM;PACK OF 10,PACK WEIGHT 3.20 KG; | EZYSTRUT | EZYSTRUT CABLE & PIPE SUPPORTS | E1033H | CURRENT
000019702 | BRACKET,ANGLE | GALV;150 MM X 150 MM;40 MM W;6 MM THK; HOLE DIA 14 MM;FOR USE WITH DOUBLE STRUT;PACK OF 4, PACK WEIGHT 6.0 KG; | EZYSTRUT | EZYSTRUT CABLE & PIPE SUPPORTS | E2073H | CURRENT
000019703 | TRANSFORMER,POWER | 33 KV/11 KV;8 MVA;3 PHASE;GROUND MTG; HV 180 LV;MINERAL OIL INSULATED;ONAF; DYN 11;ATTACHED RADIATORS;PLUG-IN HV & LV CONNECTIONS;AS2374; | WILSON | WILSON TRANSFORMER CO. PTY LTD | 33 KV/11 KV 8 MVA | STRATEGIC SPARE
000019706 | PROCESSOR,INTEGRATED CIRCUIT | MEMORY;FOR PC-SACS S1.0;512MB PC133 SDRAM 168 PIN;SUPPLIED IN INDIVIDUAL ANTI-STATIC BAGS;ITEM NOT TO BE EXPOSED TO ATMOSPHERE;RESTRICTED ISSUE; | ICP AUST | ICP ELECTRONICS AUSTRALIA P/L | 512MB PC133SDRAM 168 PIN | PURCHASE AS REQUIRED
000019707 | PRINTED CIRCUIT BOARD | FULLY ASSEMBLED;PERSONALITY CARD;FOR PC-SACS;RJ-45 VERSION 6;SUPPLIED IN ANTI -STATIC BAGS;ITEM NOT TO BE EXPOSED TO ATMOSPHERE;RESTRICTED ISSUE; | DIGILIN |  | PCB6004A EMC-PCB5018A | PHASING
000019708 | PRINTED CIRCUIT BOARD | FULLY ASSEMBLED;CONSISTING OF 2 X FO PATCH PANELS (PCB 2109A) & 1 X INTERFACE CABLE,(8911 CABLE IF1);RESTRICTED ISSUE; STOCK CODE TO BE VISIBLE ON PACKAGE; | DIGILIN |  | PCB 2109A,8911 CABLE IF1 | CURRENT
000019709 | PRINTED CIRCUIT BOARD | FULLY ASSEMBLED; PERSONALITY CARD RJ-45; PATCH PANEL; INCLUDES INTERFACE CABLE SUPPLIED IN ANTI-STATI BAGS;MUST NOT BE EXPOSED TO ATMOSPHERE;RESTRICTED ISSUE; | DIGILIN |  | PCB6005 EMC-PCB5018 6005IF1 | CURRENT
000019711 | BRACKET,ANGLE | HDD MTG KIT;FOR PC-SACS;MTG BRACKET & CABLE;SUPPLED IN ANTI-STATIC BAGS;ITEM NOT TO BE EXPOSED TO ATMOSPHERE; RESTRICTED ISSUE; | ICP AUST | ICP ELECTRONICS AUSTRALIA P/L | AS-25A,CB-HD32 | PHASING
000019712 | FAN & ACCESSORIES | HEATSINK & FAN;FOR PC-SACS;C/W COPPER HEATSINK;BALL BEARING FAN;RESTRICTED ISSUE;****PURCHASE ORDER NO. TO BE PLACED ON EACH BOX*** | ICP AUST | ICP ELECTRONICS AUSTRALIA P/L | CF-370A-RS | PURCHASE AS REQUIRED
000019713 | DISK,CPU | HDD;FOR PC-SACS;2.5 IN;40GB HDD;SUPPLIED IN ANTI-STATIC BAGS;ITEM NOT OT BE EXPOSED TO ATMOSPHERE;RESTRICTED ISSUE;***PURCHASE ORDER NO. TO BE PLACED | ICP AUST | ICP ELECTRONICS AUSTRALIA P/L | HITACHI 2.5",40GB HDD | PHASING
000019714 | KIT,CPU | PICMG 1.0 FULL SIZE SBC;FOR PC-SACS NUPRO-730DV;DUAL ETHERNET PORT;FITTED WITH MOBILE INTEL CELERON M 550 CPU, 2GHZ,1U CPU COOLER & 1GB DDR2-667 SO- | TI2 | TI2 PTY LTD | NUPRO-730DV | CURRENT
000019715 | KIT,COMPUTER | HDD KIT;FOR PC-SACS;2.5",30GB HDD;C/W MTG BRACKET & CABLE;U/W SC19713 & 19711; RESTRICTED ISSUE;***PURCHASE ORDER NO. TO BE PLACED ON EACH BOX*** | ICP AUST | ICP ELECTRONICS AUSTRALIA P/L | HITACHI 2.5" 30GB HDD AS-25A | PHASING
000019715 | KIT,COMPUTER | HDD KIT;FOR PC-SACS;2.5",30GB HDD;C/W MTG BRACKET & CABLE;U/W SC19713 & 19711; RESTRICTED ISSUE;***PURCHASE ORDER NO. TO BE PLACED ON EACH BOX*** | ICP AUST | ICP ELECTRONICS AUSTRALIA P/L | CB-HD32 | PHASING
000019721 | DIE,CRIMPING TOOL | STEEL;HEX;17.3 M AF;TO SUIT 35 - 70 SQ MM COPPER COMPRESSION LUGS;U/W UTILUX COMPRESSION TOOL NO.38A OR EQUIV; PACK OF 1,PACK WEIGHT 0.26 KG; | SPECFORC | SPECIALISED FORCE | 12T-17.3AFALABC | CURRENT
000019721 | DIE,CRIMPING TOOL | STEEL;HEX;17.3 M AF;TO SUIT 35 - 70 SQ MM COPPER COMPRESSION LUGS;U/W UTILUX COMPRESSION TOOL NO.38A OR EQUIV; PACK OF 1,PACK WEIGHT 0.26 KG; | TEN | THE ENERGY NETWORK | K12-17.3-ABC | CURRENT
000019721 | DIE,CRIMPING TOOL | STEEL;HEX;17.3 M AF;TO SUIT 35 - 70 SQ MM COPPER COMPRESSION LUGS;U/W UTILUX COMPRESSION TOOL NO.38A OR EQUIV; PACK OF 1,PACK WEIGHT 0.26 KG; | CABLACES | CABLACES | HT-95/120AL | CURRENT
000019722 | SWITCHBOARD,POWER | SWITCHYARD;AC DISTRIBUTION BOARD;C/W 160 AMP MAIN SWITCH;24 POLE CHASSIS;C/W CB'S,30 AMP OUTLET,10 AMP OUTLET,LT SWITCH & AC SUPPLY FAIL RELAY;800 MM H X | NHP | NHP ELECTRICAL ENGINEERING | QUOTATION BRU104310 | PHASING
000019723 | SWITCHBOARD,POWER | BUILDING;AC DISTRIBUTION BOARD;C/W 250 AMP MAIN SWITCH,36 POLE CHASSIS;C/W CB'S,2 ADDITIONAL 125 AMP CB'S;AC SUPPLY FAIL RELAY & MAIN SAMPLING TFMR;1000 MM | NHP | NHP ELECTRICAL ENGINEERING | QUOTATION BRH104311 | PHASING
000019723 | SWITCHBOARD,POWER | BUILDING;AC DISTRIBUTION BOARD;C/W 250 AMP MAIN SWITCH,36 POLE CHASSIS;C/W CB'S,2 ADDITIONAL 125 AMP CB'S;AC SUPPLY FAIL RELAY & MAIN SAMPLING TFMR;1000 MM | DRAWING | DRAWING NO | CCMAST-SC191-01-02 | PHASING
000019723 | SWITCHBOARD,POWER | BUILDING;AC DISTRIBUTION BOARD;C/W 250 AMP MAIN SWITCH,36 POLE CHASSIS;C/W CB'S,2 ADDITIONAL 125 AMP CB'S;AC SUPPLY FAIL RELAY & MAIN SAMPLING TFMR;1000 MM | NHP | NHP ELECTRICAL ENGINEERING | BUILDING | PHASING
000019724 | TERMINATION,ELECTRICAL POWER CABLE | 63.5/110 KV;OIL IMMERSED;SINGLE PHASE; 0.25 SQ IN;COPPER CONDUCTOR;FLUID FILLED ;PAPER INSULATED CABLE;POWERLINK ASSET, HELD AT SWANBANK STATION TRANS; | BICC |  | 0.25 SQ IN | CURRENT
000019725 | INSULATOR,STANDOFF | POST PORCELAIN;VERTICAL;280 MM H;TOP/ BOTTOM FIXING ARRANGEMENT;11 KV NOM V;8 KN;CANTILEVER; AS1137 PART 3; PACK OF 2, PACK WEIGHT19 KG,PALLET OF | THEWMCAN | TMAC THEW & MCCANN GROUP | TM00719 | CURRENT
000019725 | INSULATOR,STANDOFF | POST PORCELAIN;VERTICAL;280 MM H;TOP/ BOTTOM FIXING ARRANGEMENT;11 KV NOM V;8 KN;CANTILEVER; AS1137 PART 3; PACK OF 2, PACK WEIGHT19 KG,PALLET OF | GRAPHSOL | GRAPH SOLUTIONS PTY LTD | 34601 | CURRENT
000019728 | TERMINATION,ELECTRICAL POWER CABLE | 110 KV;SF6 IMMERSED;SINGLE PHASE;FOR 400 SQ MM;COPPER CONDUCTOR;XLPE INSULATED CABLE;DRY TYPE;TO IEC 60859; FOR MLS TRANSFORMER;PACK OF 1,PACK | PRYSMIAN | PRYSMIAN POWER CABLES & SYSTEMS AUST | EGS 1170/072 | STRATEGIC SPARE
000019729 | EARTH LINK BOX | DIRECT;110 KV CABLE SYSTEM;SHEATH EARTH DIRECT BONDING WITH 240 SQ MM CU XLPE INSULATED SINGLE CORE BONDING LEAD CONNECTIONS;STRUCTURE MTG;GALV BOX; | MIDLANDS | MIDLAND METALS | T34568 | STRATEGIC SPARE
000019729 | EARTH LINK BOX | DIRECT;110 KV CABLE SYSTEM;SHEATH EARTH DIRECT BONDING WITH 240 SQ MM CU XLPE INSULATED SINGLE CORE BONDING LEAD CONNECTIONS;STRUCTURE MTG;GALV BOX; | OLEX | OLEX AUSTRALIA PTY LTD | LB3.W.NS.01 | STRATEGIC SPARE
000019730 | CONCRETE,PRECAST FOUNDATION | 975MM LG;4 BOLT 350 PCD;SUPPORTS MINOR ROAD DECORATIVE POLES WITH NOSTALGIA TYPE1 & 2 LUMINAIRES;40 MM DIA SOCKET ENTRY;M20 THREADED UPVC CONDUIT | HUMES | HUMES | CONCRETE,PRECAST FOUNDATION | CURRENT
000019732 | TRANSFORMER,CURRENT | METERING,TOROIDAL;INDOOR;2 KV;1000/ 5 AMP;15 VA;CLASS 0.5 EXT 200%; | HAWKSIDD | HAWKER SIDDELEY SWITCHGEAR LTD | 1000/5 AMP | PURCHASE AS REQUIRED
000019733 | TRANSFORMER,CURRENT | Protection, Toroidal, Indoor, 2kV, 2000/1600/1200/5, Class 5P20, 15VA @1200/5, Thermal Current Limit 2000A all Ratios | HAWKSIDD | HAWKER SIDDELEY SWITCHGEAR LTD | PROTECTION;TOROIDAL | CURRENT
000019733 | TRANSFORMER,CURRENT | Protection, Toroidal, Indoor, 2kV, 2000/1600/1200/5, Class 5P20, 15VA @1200/5, Thermal Current Limit 2000A all Ratios | STEMAR |  | TOROIDAL | CURRENT
000019734 | TRANSFORMER,CURRENT | Protection, Toroidal, Indoor, 2kV, 2000/1600/1000/800/5, Class 0.1PX200 R0.4 @800/5, Thermal Current Limit 2000A all Ratios | HAWKSIDD | HAWKER SIDDELEY SWITCHGEAR LTD | PROTECTION;TOROIDAL | CURRENT
000019734 | TRANSFORMER,CURRENT | Protection, Toroidal, Indoor, 2kV, 2000/1600/1000/800/5, Class 0.1PX200 R0.4 @800/5, Thermal Current Limit 2000A all Ratios | STEMAR |  | TOROIDAL | CURRENT
000019735 | TRANSFORMER,CURRENT | Protection, Toroidal, Indoor, 2kV, 1200/600/400/5, Class 5P20, 15VA @400/5, Thermal Limit 200% all Ratios with 1300A Max | HAWKSIDD | HAWKER SIDDELEY SWITCHGEAR LTD | PROTECTION;TOROIDAL | CURRENT
000019735 | TRANSFORMER,CURRENT | Protection, Toroidal, Indoor, 2kV, 1200/600/400/5, Class 5P20, 15VA @400/5, Thermal Limit 200% all Ratios with 1300A Max | STEMAR |  | TOROIDAL | CURRENT
000019736 | TRANSFORMER,CURRENT | METERING;TOROIDAL;INDOOR;2 KV;1500/ 5 AMP;CLASS 0.5 EXT 150%;15 VA; | HAWKSIDD | HAWKER SIDDELEY SWITCHGEAR LTD | METERING TOROIDAL | PURCHASE AS REQUIRED
000019736 | TRANSFORMER,CURRENT | METERING;TOROIDAL;INDOOR;2 KV;1500/ 5 AMP;CLASS 0.5 EXT 150%;15 VA; | STEMAR |  | METERING | PURCHASE AS REQUIRED
000019737 | TRANSFORMER,VOLTAGE | METERING;PROTECTION;O/D;STN TYPE; 33 KV/110 V/110 V;STAR/STAR/BROKEN DELTA ;3 PHASE;50 HZ;OIL INSUL; | HAWKSIDD | HAWKER SIDDELEY SWITCHGEAR LTD | METERING | CURRENT
000019738 | TRANSFORMER,VOLTAGE | METERING PROTECTION;O/D;STN TYPE; 33/SRT 3 KV/110/SRT 3 V;3 PHASE;50 HZ; OIL INSUL;INTERNALLY EARTHED STAR POINT; | HAWKSIDD | HAWKER SIDDELEY SWITCHGEAR LTD | METERING | PURCHASE AS REQUIRED
000019740 | MODEM,FIBRE OPTIC | RS232 TO MULTIMODE FIBRE;12 V DC SUPPLY; ST CONNECTORS; | OPTICAL | OPTICAL SYSTEMS DESIGN | OSD136 | CURRENT
000019741 | BUSBAR | SWITCHGEAR PRIMARY BAR;11 KV 800 AMP; SET = 3 PRIMARY CT BARS;C/W STUDS & EARTH LEAD TO SUIT EE,ALSTOM & AREVA OLX 2/3 SUBSTATION SWITCHGEAR; | AREVA | AREVA T&D AUSTRALIA LIMITED | OLX2/3 SWGEAR PRIMARY CT BAR | STRATEGIC SPARE
000019742 | KIT,CPU | WINSYSTEMS CPU CARD;FOR PC-MINISACS STD BUS;800 MHZ AMD GEODE;512 MB RAM PC/104 BUS;INCLUDES I/O INTERFACE CABLE; VGA CABLE;USB CABLE;ENET CABLE;ANTI- | B&J ELEC | B & J ELECTRONICS PTY LTD | 19742 | CURRENT
000019744 | PRINTED CIRCUIT BOARD | WINSYSTEMS SERIAL CARD;FOR PC-MINSACS; PC/104 BUS;8 PORT SERIAL CARD;RS-232; PCM-COM8 (NO CABLE);SUPPLIED IN ANTI- STATIC BAGS; SENSITIVE ELECTRONIC | B&J ELEC | B & J ELECTRONICS PTY LTD | PCM-COM8 | CURRENT
000019746 | SHELF,ELECTRICAL EQUIPMENT | PC-MINSACS SERIAL PATCH PANEL;POWDER COATED WHITE;19 IN RACK MTG;1RU;RECESSED SERIAL PANEL; | ENERGEX | ENERGEX | PATCH PANEL RECESSED | PURCHASE AS REQUIRED
000019747 | TERMINATION,ELECTRICAL POWER CABLE | 11 KV;INDOOR KIT;3 PHASE;FOR 300 SQ MM CU PILC CABLE;CONNECT TO HAZEMEYER MD4 SWITCHGEAR; | EATON | EATON ELECTRIC SYSTEMS PTY LTD | 502.0014 MAGNEFIX CABLE KIT | CURRENT
000019749 | CABLE GLAND | METAL,NICKEL PLATED BRASS;WEATHERPROOF TO IP 68;M50 OD;FULLY INSULATED PLASTIC INSERT & NEOPRENE SEAL;FOR MIN CABLE OD 24 MM;MAX CABLE 35 MM;PACK OF 1;FOR | LEGEND | LEGEND POWER SYSTEMS | GU50 | CURRENT
000019749 | CABLE GLAND | METAL,NICKEL PLATED BRASS;WEATHERPROOF TO IP 68;M50 OD;FULLY INSULATED PLASTIC INSERT & NEOPRENE SEAL;FOR MIN CABLE OD 24 MM;MAX CABLE 35 MM;PACK OF 1;FOR | CNWPL | CNW PL - SLACKS CREEK | CABGU50 | CURRENT
000019749 | CABLE GLAND | METAL,NICKEL PLATED BRASS;WEATHERPROOF TO IP 68;M50 OD;FULLY INSULATED PLASTIC INSERT & NEOPRENE SEAL;FOR MIN CABLE OD 24 MM;MAX CABLE 35 MM;PACK OF 1;FOR | GENERAL | GENERAL TRADE SUPPLIES | MG50 | CURRENT
000019750 | NUT,PLAIN,HEXAGON | M50 NICKEL PLATED BRASS HEX NUT;FOR USE ON M50 METAL CABLE GLAND GU50;REFER SC19749 FOR CABLE GLAND;PACK OF 500, PACK WEIGHT 40 KG;TWO MAN LIFT; | STATEWD | STATEWIDE FSTNERS & ENG SPLS PL | CLNN50 | CURRENT
000019751 | CONDUIT,NONMETALLIC,RIGID | 200 MM NOM DIA;UPVC;WHITE;SOCKET MOULDED ONE END;6 M LG;PN6 PRESSURE PIPE;TO AS1477;PACK OF 10,PACK WEIGHT 360 KG; | TRI UGRD | TRI UNDERGROUND AUSTRALIA PTY LTD | CONPS200PN6 | VENDOR HELD
000019751 | CONDUIT,NONMETALLIC,RIGID | 200 MM NOM DIA;UPVC;WHITE;SOCKET MOULDED ONE END;6 M LG;PN6 PRESSURE PIPE;TO AS1477;PACK OF 10,PACK WEIGHT 360 KG; | VINIDEX |  | 14830 | VENDOR HELD
000019752 | CLAMP,SUSPENSION,ELEC CONDUCTOR | STRAIGHT-LINE;ARMOUR GRIP SUSPENSION UNIT (AGSU);TO SUIT 30/7.102 WOLF; BOX OF 1,PACK WEIGHT 2.8 KG; | MACLEAN | MACLEAN POWER PL - E15128 | HSC-1755 | CURRENT
000019752 | CLAMP,SUSPENSION,ELEC CONDUCTOR | STRAIGHT-LINE;ARMOUR GRIP SUSPENSION UNIT (AGSU);TO SUIT 30/7.102 WOLF; BOX OF 1,PACK WEIGHT 2.8 KG; | PLP AUST | PREFORMED LINE PRODUCTS (AUST) | AGS-5112 | CURRENT
000019753 | SWITCH FUSE GEAR | 24 KV;SF6 RMU;630 AMP SWITCH;100 AMP TEE OFF;ABB TYPE CTC-V; | ABB | ABB FAN PTY LTD | RM1S5-CTC-V | PURCHASE AS REQUIRED
000019754 | SWITCH FUSE GEAR | SDAF 143 SERIES II;ITEM INSTALLED AT GARDEN POINT QUT; | ABB | ABB FAN PTY LTD | RM1S10 | PURCHASE AS REQUIRED
000019755 | SWITCH FUSE GEAR | RMU WITH TR1S9 (BLOCK Z);RM6;ITEM INSTALLED AT GARDEN POINT QUT; | MERLGERN |  | TR1S9 | PURCHASE AS REQUIRED
000019757 | PRINTED CIRCUIT BOARD | PC-MINI-SACS;RJ-45;PATCH PANEL;PCB; 20 WAY TO 2 X RJ45,RS-232;(TO SUIT PCM- COM8); | DARTECH |  | PCM-COM ASSEMBLY | PHASING
000019758 | GUARD | 3M Electrostatic Animal Guard, Insulator Neck Dia Range 38-65mm, Rated to 35kV, PE/Steel Spokes, Spring Loop for Hot-Stick Application, Pack of 25 | 3M | 3M AUSTRALIA PTY LTD | GG1525 | CURRENT
000019759 | GUARD | 3M Electrostatic Animal Guard, Insulator Neck Dia Range 65-115mm, Rated to 35kV, PE/Steel Spokes, Spring Loop for Hot-Stick Application, Pack of 25 | 3M | 3M AUSTRALIA PTY LTD | GG2545 | CURRENT
000019760 | GUARD | 3M Electrostatic Animal Guard, Insulator Neck Dia Range 115-165mm, Rated to 35kV, PE/Steel Spokes, Spring Loop for Hot-Stick Application, Pack of 25 | 3M | 3M AUSTRALIA PTY LTD | GG4565 | CURRENT
000019762 | CLIP,ELECTRICAL | Insulated Alligator Clip, Elephant Type, 1000V, 1 x Black & 1 x Red Clip c/w Safety Shroud | PACTEST | PACIFIC TEST EQUIPMENT P/L | 5066-PROB-R/N | CURRENT
000019763 | RACEWAY,NONMETALLIC | CABLE DUCT,PVC SLOTTED;80 MM W;60 MM H; 2000 MM LG;PACK OF 1; | REXEL | REXEL PTY LTD | IBOT180.60 | CURRENT
000019763 | RACEWAY,NONMETALLIC | CABLE DUCT,PVC SLOTTED;80 MM W;60 MM H; 2000 MM LG;PACK OF 1; | IBOCO | IBOCO | BOCT1-80-60 | CURRENT
000019763 | RACEWAY,NONMETALLIC | CABLE DUCT,PVC SLOTTED;80 MM W;60 MM H; 2000 MM LG;PACK OF 1; | CNWPL | CNW PL - SLACKS CREEK | T18060 | CURRENT
000019764 | CABLE,POWER,ELECTRICAL | 1 KV;70 SQ MM;SINGLE CORE;XLPE INSUL; MDPE SHEATH;WHITE/BLACK INSULATION; DRUM SIZE 1000 M; | MIDLANDS | MIDLAND METALS | MMO-LV 1X70CXM | CURRENT
000019764 | CABLE,POWER,ELECTRICAL | 1 KV;70 SQ MM;SINGLE CORE;XLPE INSUL; MDPE SHEATH;WHITE/BLACK INSULATION; DRUM SIZE 1000 M; | NANELECT | NAN ELECTRICAL CABLE AUSTRALIA PL | XSD070CLVNBEX | CURRENT
000019764 | CABLE,POWER,ELECTRICAL | 1 KV;70 SQ MM;SINGLE CORE;XLPE INSUL; MDPE SHEATH;WHITE/BLACK INSULATION; DRUM SIZE 1000 M; | OLEX | OLEX AUSTRALIA PTY LTD | 5012781 | CURRENT
000019765 | SWITCH,EARTHING | BUSBAR EARTH SWITCH;12 KV;3 PHASE;25 KA; SUITABLE FOR HAWKER SIDDELEY ECLIPSE SWITCHBOARDS;C/W VOLTAGE DETECTORS; MANUAL OPERATION ONLY; | HAWKSIDD | HAWKER SIDDELEY SWITCHGEAR LTD | ECLIPSE | MAINTENANCE STOCK
000019766 | FILTER | AUDIO FREQUENCY 1050 HZ;SINKING FILTER; SUITABLE FOR OVERHEAD APPLICATION; | ENERGEX | ENERGEX | SINKING FILTER | CURRENT
000019767 | FILTER | AUDIO FREQUENCY 1050 HZ;SINKING FILTER; SUITABLE FOR UNDERGROUND APPLICATION; | ENERGEX | ENERGEX | SINKING FILTER | CURRENT
000019768 | BRACKET,MOUNTING | DIN RAIL MTG CLIP;FOR MTG OF POWER SUPPLIES & CONVERTERS; | HELIOS | HELIOS POWER SOLUTIONS PL | C-CL01-002 | CURRENT
000019768 | BRACKET,MOUNTING | DIN RAIL MTG CLIP;FOR MTG OF POWER SUPPLIES & CONVERTERS; | AMTEX | AMTEX ELECTRONICS | C-CL01-02 | CURRENT
000019769 | STRAND,WIRE | 40M COIL; STEEL;GALV;7/2.75 MM;1310 MPA BREAKING FORCE; COIL WEIGHT 14.0 KG; SUPPLIED 900 MM I/D DIA COIL;TAG MARKED 40 M;BANDIT STRAPPING NOT TO BE USED; | BAMBACH | BAMBACH WIRES & CABLES PTY LTD | SCGZ-7/2.75-40 | CURRENT
000019769 | STRAND,WIRE | 40M COIL; STEEL;GALV;7/2.75 MM;1310 MPA BREAKING FORCE; COIL WEIGHT 14.0 KG; SUPPLIED 900 MM I/D DIA COIL;TAG MARKED 40 M;BANDIT STRAPPING NOT TO BE USED; | PLP AUST | PREFORMED LINE PRODUCTS (AUST) | SCGZ-7/2.75-40 | CURRENT
000019769 | STRAND,WIRE | 40M COIL; STEEL;GALV;7/2.75 MM;1310 MPA BREAKING FORCE; COIL WEIGHT 14.0 KG; SUPPLIED 900 MM I/D DIA COIL;TAG MARKED 40 M;BANDIT STRAPPING NOT TO BE USED; | BULIVANT | BULLIVANTS LIFTING & SAFETY SPECIALISTS | WZ07275Q-40M | CURRENT
000019769 | STRAND,WIRE | 40M COIL; STEEL;GALV;7/2.75 MM;1310 MPA BREAKING FORCE; COIL WEIGHT 14.0 KG; SUPPLIED 900 MM I/D DIA COIL;TAG MARKED 40 M;BANDIT STRAPPING NOT TO BE USED; | JUBATUS | JUBATUS CONSULTING PL | 7/2.75 (40M COIL) | CURRENT
000019769 | STRAND,WIRE | 40M COIL; STEEL;GALV;7/2.75 MM;1310 MPA BREAKING FORCE; COIL WEIGHT 14.0 KG; SUPPLIED 900 MM I/D DIA COIL;TAG MARKED 40 M;BANDIT STRAPPING NOT TO BE USED; | MIDLANDS | MIDLAND METALS | MMO-SC/GZ 7/2.75 (40M) | CURRENT
000019770 | STRAND,WIRE | 50M COIL; STEEL;GALV;7/2.75 MM;1310 MPA BREAKING FORCE; COIL WEIGHT 17.0 KG; SUPPLIED 900 MM I/D DIA COIL; TAG MARKED 50 M;BANDIT STRAPPING NOT TO USED | BAMBACH | BAMBACH WIRES & CABLES PTY LTD | SCGZ-7/2.75-50 | CURRENT
000019770 | STRAND,WIRE | 50M COIL; STEEL;GALV;7/2.75 MM;1310 MPA BREAKING FORCE; COIL WEIGHT 17.0 KG; SUPPLIED 900 MM I/D DIA COIL; TAG MARKED 50 M;BANDIT STRAPPING NOT TO USED | PLP AUST | PREFORMED LINE PRODUCTS (AUST) | SCGZ-7/2.75-50 | CURRENT
000019770 | STRAND,WIRE | 50M COIL; STEEL;GALV;7/2.75 MM;1310 MPA BREAKING FORCE; COIL WEIGHT 17.0 KG; SUPPLIED 900 MM I/D DIA COIL; TAG MARKED 50 M;BANDIT STRAPPING NOT TO USED | BULIVANT | BULLIVANTS LIFTING & SAFETY SPECIALISTS | WZ07275Q-50M | CURRENT
000019770 | STRAND,WIRE | 50M COIL; STEEL;GALV;7/2.75 MM;1310 MPA BREAKING FORCE; COIL WEIGHT 17.0 KG; SUPPLIED 900 MM I/D DIA COIL; TAG MARKED 50 M;BANDIT STRAPPING NOT TO USED | JUBATUS | JUBATUS CONSULTING PL | 7/2.75 (50M COIL) | CURRENT
000019770 | STRAND,WIRE | 50M COIL; STEEL;GALV;7/2.75 MM;1310 MPA BREAKING FORCE; COIL WEIGHT 17.0 KG; SUPPLIED 900 MM I/D DIA COIL; TAG MARKED 50 M;BANDIT STRAPPING NOT TO USED | MIDLANDS | MIDLAND METALS | MMO-SC/GZ 7/2.75 (50M) | CURRENT
000019771 | STRAND,WIRE | 60M COIL; STEEL;GALV;7/2.75 MM;1310 MPA BREAKING FORCE; COIL WEIGHT 20 KG; SUPPLIED 900 MM I/D DIA COIL;TAG MARKED 60 M;BANDIT STRAPPING NOT TO USED | BAMBACH | BAMBACH WIRES & CABLES PTY LTD | SCGZ-7/2.75-60 | CURRENT
000019771 | STRAND,WIRE | 60M COIL; STEEL;GALV;7/2.75 MM;1310 MPA BREAKING FORCE; COIL WEIGHT 20 KG; SUPPLIED 900 MM I/D DIA COIL;TAG MARKED 60 M;BANDIT STRAPPING NOT TO USED | PLP AUST | PREFORMED LINE PRODUCTS (AUST) | SCGZ-7/2.75-60 | CURRENT
000019771 | STRAND,WIRE | 60M COIL; STEEL;GALV;7/2.75 MM;1310 MPA BREAKING FORCE; COIL WEIGHT 20 KG; SUPPLIED 900 MM I/D DIA COIL;TAG MARKED 60 M;BANDIT STRAPPING NOT TO USED | BULIVANT | BULLIVANTS LIFTING & SAFETY SPECIALISTS | WZ07275Q-60M | CURRENT
000019771 | STRAND,WIRE | 60M COIL; STEEL;GALV;7/2.75 MM;1310 MPA BREAKING FORCE; COIL WEIGHT 20 KG; SUPPLIED 900 MM I/D DIA COIL;TAG MARKED 60 M;BANDIT STRAPPING NOT TO USED | JUBATUS | JUBATUS CONSULTING PL | 7/2.75 (60M COIL) | CURRENT
000019771 | STRAND,WIRE | 60M COIL; STEEL;GALV;7/2.75 MM;1310 MPA BREAKING FORCE; COIL WEIGHT 20 KG; SUPPLIED 900 MM I/D DIA COIL;TAG MARKED 60 M;BANDIT STRAPPING NOT TO USED | MIDLANDS | MIDLAND METALS | MMO-SC/GZ 7/2.75 (60M) | CURRENT
000019773 | CABLE,POWER,ELECTRICAL | 1 KV;240 SQ MM;SINGLE CORE;XLPE INSUL; AT-MDPE SHEATH;WHITE\BLACK INSULATED; 110 KV CROSS BONDING CABLE; | MIDLANDS | MIDLAND METALS | MMO-LV 1X240CXM | VENDOR HELD
000019773 | CABLE,POWER,ELECTRICAL | 1 KV;240 SQ MM;SINGLE CORE;XLPE INSUL; AT-MDPE SHEATH;WHITE\BLACK INSULATED; 110 KV CROSS BONDING CABLE; | NANELECT | NAN ELECTRICAL CABLE AUSTRALIA PL | XSD240CLVNBEX | VENDOR HELD
000019773 | CABLE,POWER,ELECTRICAL | 1 KV;240 SQ MM;SINGLE CORE;XLPE INSUL; AT-MDPE SHEATH;WHITE\BLACK INSULATED; 110 KV CROSS BONDING CABLE; | OLEX | OLEX AUSTRALIA PTY LTD | BDBP26AA001CXNA | VENDOR HELD
000019774 | NUT,PLAIN,HEXAGON | GALV;STEEL NUT;M20;GDE 8.8;O/H TRANSMISSION HARDWARE;PACK OF 100; | STATEWD | STATEWIDE FSTNERS & ENG SPLS PL | NSG20 | CURRENT
000019775 | NUT,PLAIN,HEXAGON | GALV;STEEL NUT;M24;GDE 8.8;O/H TRANSMISSION;BAG OF 100; | STATEWD | STATEWIDE FSTNERS & ENG SPLS PL | NSGM24 | CURRENT
000019775 | NUT,PLAIN,HEXAGON | GALV;STEEL NUT;M24;GDE 8.8;O/H TRANSMISSION;BAG OF 100; | SEWELFRG | GREG SEWELL FORGINGS PTY LTD | 3325 | CURRENT
000019777 | TRANSFORMER,POWER | Groundmount, 33/11kV, 8mVA, 3Ph, HV Bush 180 LV Bush, Mineral Oil Insulated, ONAF Dyn11 c/w Vacuum OLTC 17 Tap, attached Radiators | WILSON | WILSON TRANSFORMER CO. PTY LTD | 33/11 KV 8 MVA | STRATEGIC SPARE
000019778 | RELAY,OVERCURRENT AND EARTH FAULT | SEL 351-6;5 AMP/1 AMP NEUTRAL;110 V DC AUX;110 V DC LOGIC INPUTS;HORIZONTAL RACK MTG; | SEL | SCHWEITZER ENGINEERING LABORATORIES INC. | 035160H4563XX1 | PHASING
000019779 | RELAY,OVERCURRENT AND EARTH FAULT | SEL 351-6;5 AMP/1 AMP NEUTRAL; 32 V DC AUX; 24 V DC LOGIC INPUTS; HORIZONTAL RACK MTG; | SEL | SCHWEITZER ENGINEERING LABORATORIES INC. | 035160H2561XX1 | PHASING
000019780 | RELAY,OVERCURRENT AND EARTH FAULT | SEL 351-6;5 AMP/1 AMP NEUTRAL; 32 V DC AUX;24 V DC LOGIC INPUTS; VERTICAL PANEL MTG;CHANGES AS PER SC19779 ABOVE; | SEL | SCHWEITZER ENGINEERING LABORATORIES INC. | 03516142561XX1 | PHASING
000019782 | CONCRETE,PRECAST FOUNDATION | 975MM LG;SUPPORTS MINOR ROAD POLE; 40 MM DIA UPVC CONDUIT SOCKET ENTRY;3 X M20 THREADED BAR BOLTS ON 187 MM PCD;C/W 2 NUTS & 2 WASHERS PER THD SECT OF LEG; | HUMES | HUMES | CONCRETE,PRECAST FOUNDATION | PURCHASE AS REQUIRED
000019783 | CONCRETE,PRECAST FOUNDATION | 2300 MM LG;SUPPORTS MAJOR ROAD POLE; 40 MM DIA UPVC CONDUIT SOCKET ENTRY;4 X M24 THREADED BAR BOLTS ON 350 MM PCD;C/W 2 NUTS & 2 WASHERS PER THD SECT OF LEG; | TRI UGRD | TRI UNDERGROUND AUSTRALIA PTY LTD | TRICRB2.0 | CURRENT
000019783 | CONCRETE,PRECAST FOUNDATION | 2300 MM LG;SUPPORTS MAJOR ROAD POLE; 40 MM DIA UPVC CONDUIT SOCKET ENTRY;4 X M24 THREADED BAR BOLTS ON 350 MM PCD;C/W 2 NUTS & 2 WASHERS PER THD SECT OF LEG; | HUMES | HUMES | CONCRETE,PRECAST FOUNDATION | CURRENT
000019784 | CANTEEN,WATER | 1L Drink Bottle, Plastic, Pop-Top c/w Insulated Zip-off Cooler Jacket & Carry Strap | ATOMSUPP | ATOM SUPPLY | 430590 | CURRENT
000019784 | CANTEEN,WATER | 1L Drink Bottle, Plastic, Pop-Top c/w Insulated Zip-off Cooler Jacket & Carry Strap | ATOMSUPP | ATOM SUPPLY | 118647 | CURRENT
000019784 | CANTEEN,WATER | 1L Drink Bottle, Plastic, Pop-Top c/w Insulated Zip-off Cooler Jacket & Carry Strap | BLKWOOD | J BLACKWOOD & SON LTD | 02229996 | CURRENT
000019784 | CANTEEN,WATER | 1L Drink Bottle, Plastic, Pop-Top c/w Insulated Zip-off Cooler Jacket & Carry Strap | STATEWD | STATEWIDE FSTNERS & ENG SPLS PL | CIHC1 | CURRENT
000019784 | CANTEEN,WATER | 1L Drink Bottle, Plastic, Pop-Top c/w Insulated Zip-off Cooler Jacket & Carry Strap | WHITAKER | WHITTAKER L.E. & SONS SUMNER PK QLD | CI-HC1 | CURRENT
000019785 | CLOTH,CLEANING | HOT STICK WIPES;FOR CLEANING CONTAMINATED EXPOXIGLAS & FRP PRODUCTS; BOX OF 50; | ENERGYNW | THE ENERGY NETWORK | 10-188 | CURRENT
000019786 | BATTERY,STORAGE | 12V, 7Ah, Sealed Lead Acid, 151 x 65 x 98mm, for PTCC Control Boxes, suit Nu-Lec PMR | NQBATT | NORTH QLD BATTERIES | ES7.5-12T2 | CURRENT
000019786 | BATTERY,STORAGE | 12V, 7Ah, Sealed Lead Acid, 151 x 65 x 98mm, for PTCC Control Boxes, suit Nu-Lec PMR | MASTINS | MASTER INSTRUMENTS PL | 12SB7.2P-F2 | CURRENT
000019786 | BATTERY,STORAGE | 12V, 7Ah, Sealed Lead Acid, 151 x 65 x 98mm, for PTCC Control Boxes, suit Nu-Lec PMR | YUASA |  | NP7.2-12LFR | CURRENT
000019787 | COVER,TERMINAL | FOR AMPY-EMAIL A11-L;WITH KNOCKOUTS; | EMAIL |  | 846852/2 | PHASING
000019788 | CIRCUIT BREAKER | INDOOR/VENT RACKING;VACUUM;NOJA POWER RETROFIT FOR REYROLLE LMT;12 KV; 3 PHASE;630 AMP;20 KA;MAGNETIC ACTUATOR TYPE; | NOJAPWR | NOJA POWER | ISM 12-20/630-026 | PURCHASE AS REQUIRED
000019790 | STRAP,WEBBING | GREEN STRAP;32 MM X 3 M LG;FOR HOIST; REPLACEMENT STRAP FOR LIITLE MULE HOIST; | TEN | THE ENERGY NETWORK | PLM-371-10 | PURCHASE AS REQUIRED
000019790 | STRAP,WEBBING | GREEN STRAP;32 MM X 3 M LG;FOR HOIST; REPLACEMENT STRAP FOR LIITLE MULE HOIST; | ENERGYNW | THE ENERGY NETWORK | 371/10 | PURCHASE AS REQUIRED
000019791 | CIRCUIT BREAKER | RESIDUAL CURRENT;240 V DC;10 AMP;SINGLE POLE;10 KA BKG CAP;30 MA SENSITIVITY;DIN RAIL MTG;PACK OF 1; | CNWPL | CNW PL - SLACKS CREEK | DSRCBH1030A | CURRENT
000019791 | CIRCUIT BREAKER | RESIDUAL CURRENT;240 V DC;10 AMP;SINGLE POLE;10 KA BKG CAP;30 MA SENSITIVITY;DIN RAIL MTG;PACK OF 1; | REXEL | REXEL PTY LTD | TERDSRCBH1030A | CURRENT
000019791 | CIRCUIT BREAKER | RESIDUAL CURRENT;240 V DC;10 AMP;SINGLE POLE;10 KA BKG CAP;30 MA SENSITIVITY;DIN RAIL MTG;PACK OF 1; | NHP | NHP ELECTRICAL ENGINEERING | DSRCBH1030A | CURRENT
000019792 | CIRCUIT BREAKER | GENERAL PURPOSE;240 V AC;10 AMP;SINGLE POLE;6 KA BKG CAP;DIN RAIL MTG;PACK OF 1 ; | REXEL | REXEL PTY LTD | TERDTCB6110C | PURCHASE AS REQUIRED
000019792 | CIRCUIT BREAKER | GENERAL PURPOSE;240 V AC;10 AMP;SINGLE POLE;6 KA BKG CAP;DIN RAIL MTG;PACK OF 1 ; | NHP | NHP ELECTRICAL ENGINEERING | TERDTCB6110C | PURCHASE AS REQUIRED
000019792 | CIRCUIT BREAKER | GENERAL PURPOSE;240 V AC;10 AMP;SINGLE POLE;6 KA BKG CAP;DIN RAIL MTG;PACK OF 1 ; | NHP | NHP ELECTRICAL ENGINEERING | DTCB6110C | PURCHASE AS REQUIRED
000019793 | CIRCUIT BREAKER | RESIDUAL CURRENT;240 V AC;20 AMP;SINGLE POLE;10 KA BKG CAP;30 MA SENSITIVITY;DIN RAIL MTG;PACK OF 1; | REXEL | REXEL PTY LTD | TERDSRCBH2030A | CURRENT
000019793 | CIRCUIT BREAKER | RESIDUAL CURRENT;240 V AC;20 AMP;SINGLE POLE;10 KA BKG CAP;30 MA SENSITIVITY;DIN RAIL MTG;PACK OF 1; | NHP | NHP ELECTRICAL ENGINEERING | TERDSRCBH2020A | CURRENT
000019794 | CIRCUIT BREAKER | GENERAL PURPOSE;240 V AC;20 AMP;SINGLE POLE;6 KA BKG CAP;DIN RAIL MTG;PACK OF 1 ; | REXEL | REXEL PTY LTD | TERDTCB6120C | CURRENT
000019794 | CIRCUIT BREAKER | GENERAL PURPOSE;240 V AC;20 AMP;SINGLE POLE;6 KA BKG CAP;DIN RAIL MTG;PACK OF 1 ; | NHP | NHP ELECTRICAL ENGINEERING | TERDTCB6120C | CURRENT
000019794 | CIRCUIT BREAKER | GENERAL PURPOSE;240 V AC;20 AMP;SINGLE POLE;6 KA BKG CAP;DIN RAIL MTG;PACK OF 1 ; | CNWPL | CNW PL - SLACKS CREEK | DTCB6120C | CURRENT
000019795 | CIRCUIT BREAKER | GENERAL PURPOSE;110 V DC;20 AMP;DOUBLE POLE;DIN RAIL MTG;PACK OF 1; | REXEL | REXEL PTY LTD | TERDTCBDC220C | PURCHASE AS REQUIRED
000019795 | CIRCUIT BREAKER | GENERAL PURPOSE;110 V DC;20 AMP;DOUBLE POLE;DIN RAIL MTG;PACK OF 1; | NHP | NHP ELECTRICAL ENGINEERING | TERDTCBDC220C | PURCHASE AS REQUIRED
000019795 | CIRCUIT BREAKER | GENERAL PURPOSE;110 V DC;20 AMP;DOUBLE POLE;DIN RAIL MTG;PACK OF 1; | NHP | NHP ELECTRICAL ENGINEERING | DTCBDC220C | PURCHASE AS REQUIRED
000019796 | CIRCUIT BREAKER | GENERAL PURPOSE;415 V AC;32 AMP;TRIPLE POLE;6 KA BKG CAP;DIN RAIL MTG;PACK OF 1 ; | CNWPL | CNW PL - SLACKS CREEK | DTCB6332C | CURRENT
000019796 | CIRCUIT BREAKER | GENERAL PURPOSE;415 V AC;32 AMP;TRIPLE POLE;6 KA BKG CAP;DIN RAIL MTG;PACK OF 1 ; | REXEL | REXEL PTY LTD | TERDTCB6332C | CURRENT
000019796 | CIRCUIT BREAKER | GENERAL PURPOSE;415 V AC;32 AMP;TRIPLE POLE;6 KA BKG CAP;DIN RAIL MTG;PACK OF 1 ; | NHP | NHP ELECTRICAL ENGINEERING | TERDTCB6332C | CURRENT
000019797 | CIRCUIT BREAKER | GENERAL PURPOSE;110 V DC;32 AMP;DOUBLE POLE;DIN RAIL MTG;PACK OF 1; | HAYMANS | HAYMANS ELECTRICAL | TERDTCBDC232C | PURCHASE AS REQUIRED
000019797 | CIRCUIT BREAKER | GENERAL PURPOSE;110 V DC;32 AMP;DOUBLE POLE;DIN RAIL MTG;PACK OF 1; | REXEL | REXEL PTY LTD | TERDTCBDC232C | PURCHASE AS REQUIRED
000019797 | CIRCUIT BREAKER | GENERAL PURPOSE;110 V DC;32 AMP;DOUBLE POLE;DIN RAIL MTG;PACK OF 1; | NHP | NHP ELECTRICAL ENGINEERING | DTCBDC232C | PURCHASE AS REQUIRED
000019798 | CIRCUIT BREAKER | GENERAL PURPOSE;415 V AC;63 AMP;TRIPLE POLE;6 KA BKG CAP;DIN RAIL MTG;PACK OF 1 ; | REXEL | REXEL PTY LTD | TERDTCB6363C | CURRENT
000019798 | CIRCUIT BREAKER | GENERAL PURPOSE;415 V AC;63 AMP;TRIPLE POLE;6 KA BKG CAP;DIN RAIL MTG;PACK OF 1 ; | NHP | NHP ELECTRICAL ENGINEERING | TERDTCB6363C | CURRENT
000019798 | CIRCUIT BREAKER | GENERAL PURPOSE;415 V AC;63 AMP;TRIPLE POLE;6 KA BKG CAP;DIN RAIL MTG;PACK OF 1 ; | CNWPL | CNW PL - SLACKS CREEK | DTCB6363C | CURRENT
000019799 | CROSSARM,COMPOSITE | Fibre, 2580mm Lg Nom, 100 x 100mm, for LVP, LVA, LVU, LVT, LVS Construction Drilled, EQLS-10036-01, Pack of 50 (scm) | WAGNERS | WAGNERS PTY LTD TOOWOOMBA QLD | EC093-00002 | CURRENT
000019799 | CROSSARM,COMPOSITE | Fibre, 2580mm Lg Nom, 100 x 100mm, for LVP, LVA, LVU, LVT, LVS Construction Drilled, EQLS-10036-01, Pack of 50 (scm) | PLP AUST | PREFORMED LINE PRODUCTS (AUST) | XRM_19799_2580_EN | CURRENT
000019799 | CROSSARM,COMPOSITE | Fibre, 2580mm Lg Nom, 100 x 100mm, for LVP, LVA, LVU, LVT, LVS Construction Drilled, EQLS-10036-01, Pack of 50 (scm) | WAGNERS | WAGNERS PTY LTD TOOWOOMBA QLD | EC003-00002 | CURRENT
000019800 | CAPACITOR UNIT. | 8.93 KV;200 KVAR;SINGLE PHASE; 8 MICROFARAD;23 AMP CONT @ 50 HZ; 2 BUSHINGS PER UNIT;TO SUIT ENERMET 125 KVA COUPLING UNIT; | ENERMET | ENERMET | 8.93/8UF | CURRENT
000019801 | TRANSFORMER,POWER | 132 KV/33 KV/11 KV;80 MVA;3 PHASE;GROUND MTG;BSH HV 180 BSH LV;MINERAL OIL INSULATED;ODAF;YNYN OD 11;AS2374; ATTACHED RADIATOR BANK; | WILSON | WILSON TRANSFORMER CO. PTY LTD | 132/33/11 KV | PHASING
000019802 | CONVERTER | 48 V DC INPUT TO 12 V DC;2.1 AMP; ISOLATED OUTPUT CONVERTER;25 W; U/W COMMUNICATIONS INSTALLATIONS; PACK SIZE 1; | AMTEX | AMTEX ELECTRONICS | APK25-4812 | CURRENT
000019803 | JOINT,ELECTRICAL POWER CABLE | 11 KV;HEATSHRINK JOINT;3 PHASE;240 SQ MM 3C CU-CU OR CU-AL XLPE CABLES WITH 3 SHEAR BOLT CONNECTORS; | RAYCHEM | RAYCHEM (AUSTRALIA) PTY LTD | MXSU-3341 | PHASING
000019806 | STRAP,WEBBING | RED STRAP;32 MM X 3 M LG;FOR HOIST; REPLACEMENT STRAP FOR LUG-ALL 2 A 1300; | ENERGYNW | THE ENERGY NETWORK | 949 | PHASING
000019808 | TRANSFORMER,POWER | 132 KV/11 KV;60 MVA;3 PHASE;ODAF; 2 WINDING TRANSFORMER;C/W OLTC EQUIPMENT,FIBRE OPTIC PROBES & FREE STANDING RADIATORS; | WILSON | WILSON TRANSFORMER CO. PTY LTD | 60 MVA 132/11 KV | PHASING
000019809 | SWITCHBOARD,POWER | AC DISTRIBUTION BOARD;STEEL ENCLOSURE; C/W 160 AMP MAIN SWITCH;24 POLE CHASSIS C/W CB'S;800 H X 640 W X 245 D;REFER QUOTE BRQ104315; | NHP | NHP ELECTRICAL ENGINEERING | QUOTATION BRQ104315 | PHASING
000019809 | SWITCHBOARD,POWER | AC DISTRIBUTION BOARD;STEEL ENCLOSURE; C/W 160 AMP MAIN SWITCH;24 POLE CHASSIS C/W CB'S;800 H X 640 W X 245 D;REFER QUOTE BRQ104315; | NHP | NHP ELECTRICAL ENGINEERING | QUOTE BRP91513.1 | PHASING
000019809 | SWITCHBOARD,POWER | AC DISTRIBUTION BOARD;STEEL ENCLOSURE; C/W 160 AMP MAIN SWITCH;24 POLE CHASSIS C/W CB'S;800 H X 640 W X 245 D;REFER QUOTE BRQ104315; | NHP | NHP ELECTRICAL ENGINEERING | QUOTE BRB43333.3 | PHASING
000019809 | SWITCHBOARD,POWER | AC DISTRIBUTION BOARD;STEEL ENCLOSURE; C/W 160 AMP MAIN SWITCH;24 POLE CHASSIS C/W CB'S;800 H X 640 W X 245 D;REFER QUOTE BRQ104315; | NHP | NHP ELECTRICAL ENGINEERING | AC DISTRIBUTION BOARD | PHASING
000019810 | SWITCHBOARD,POWER | 110 V SUB BOARD;STEEL ENCLOSURE;C/W 100 AMP DP MAIN SWITCH;4 X 32 AMP DC,DP, CB & 4 X 20 AMP DC,DP,CB;245 H X 493 W X 68 D;REFER QUOTE BRD43334;WHEN STOCKS | NHP | NHP ELECTRICAL ENGINEERING | 110 V SUB BOARD | PHASING
000019812 | CIRCUIT BREAKER | AREVA WS;36 KV;2000 AMP;31.5 KA,BUSBAR CABLE BOX WITH 3 POSN DISCONNECTORS; 3 X SIZE 3 CABLE SOCKETS/PHASE;C/W CABLE PLUGS; | AREVA | AREVA T&D AUSTRALIA LIMITED | WS | STRATEGIC SPARE
000019813 | CROSSARM,COMPOSITE | Fibre, 2574mm Lg Nom, 100 x 100mm, for 11P & 11ED03 Construction, Drilled, EQLS-10034-01, Pack of 40 (MOQ 80) (scm) | RMSRVR | RMS (RIVERSLEIGH MANAGEMENT SERVICES) | TT5001000432 | CURRENT
000019813 | CROSSARM,COMPOSITE | Fibre, 2574mm Lg Nom, 100 x 100mm, for 11P & 11ED03 Construction, Drilled, EQLS-10034-01, Pack of 40 (MOQ 80) (scm) | WAGNERS | WAGNERS PTY LTD TOOWOOMBA QLD | EC003-00003 | CURRENT
000019815 | GRIP,DEADEND | OPGW, 10.80 to 11.29mm Dia Cable Range, Colour Code Green, Left Hand Lay, OF Outer Most Layer of OPGW c/w P/9/05, S-070-1, OFW-1086-1125, OFDERR | PLP AUST | PREFORMED LINE PRODUCTS (AUST) | OPGWTS-1080L-EN | CURRENT
000019816 | CLAMP,ELEC CONDUCTOR,STRAIN | OPTICAL FIBE GROUND WIRE (OPGW);FOR CONDUCTOR DIA RANGE 10.80 MM - 11.29 MM; RIGHT HAND LAY OF OUTER,MOST LAYER OF OPGW; | PLP AUST | PREFORMED LINE PRODUCTS (AUST) | OPGWTS-1080R | CURRENT
000019817 | CLAMP,SUSPENSION | Downlead Cushion, OPGW 9.5 to 11.8mm Dia Cable Range, for Wood Poles c/w Coach Screw & Sq Washer | TEN | THE ENERGY NETWORK | OPGW-DL-10-WS | CURRENT
000019817 | CLAMP,SUSPENSION | Downlead Cushion, OPGW 9.5 to 11.8mm Dia Cable Range, for Wood Poles c/w Coach Screw & Sq Washer | PLP AUST | PREFORMED LINE PRODUCTS (AUST) | OFDLC-8003041 | CURRENT
000019818 | CLAMP,SUSPENSION | Downlead Cushion, OPGW 9.5 to 11.8mm Dia Cable Range, for Concrete Poles | TEN | THE ENERGY NETWORK | OPGW-DL-18-CW | CURRENT
000019818 | CLAMP,SUSPENSION | Downlead Cushion, OPGW 9.5 to 11.8mm Dia Cable Range, for Concrete Poles | PLP AUST | PREFORMED LINE PRODUCTS (AUST) | OFDLC-8003041A | CURRENT
000019819 | CUSHION KIT,DOWNLEAD | FOR TOWER MOUNT;OPGW DIA 9.5 MM - 11.8 MM; | PLP AUST | PREFORMED LINE PRODUCTS (AUST) | OFDLM-01-A | MAINTENANCE STOCK
000019820 | CLAMP,SUSPENSION,ELEC CONDUCTOR | OPGW Suspension Single, 10.63 to 11.15mm Dia Cable Range, Colour Code Black, Left Hand Lay, for OPGW Installation c/w S-070-1, TET-070, OFCTT-64971, | PLP AUST | PREFORMED LINE PRODUCTS (AUST) | OPGWSS-1063LC-EN | CURRENT
000019822 | SWITCH FUSE GEAR | 12 KV;3 PHASE;630 AMP;I/D OIL-LESS;SF6; SCHNEIDER RMU;C/W 3 X 630 AMP SW;C/W 1 X 630 AMP CB TEE-OFF & N ASSOC EQUIP; SH TIME CURR;(VIP 300 RELAY); | SCHNEDER | SCHNEIDER PTY LTD | RM6/2 NEIIIBI | PHASING
000019823 | SHACKLE | OPTICAL GROUND WIRE (OPGW) SHACKLE; 70 KN;C/W M16 CLEVIS BOLT & NUT;U/W OPGW SUSPENSION SET & 70 KN SHACKLE; | PLP AUST | PREFORMED LINE PRODUCTS (AUST) | S-70-1 | CURRENT
000019824 | DAMPER,VIBRATION,TRANSMISSION LINE | SPIRAL;OPGW DIA 8.30 MM - 11.74 MM; 1300 MM LG;BLACK;FOR OPGW FIBRE INSTALLATION; | ACCULEC | ACCULEC PTY LTD - E18524 | SVD0830A | CURRENT
000019824 | DAMPER,VIBRATION,TRANSMISSION LINE | SPIRAL;OPGW DIA 8.30 MM - 11.74 MM; 1300 MM LG;BLACK;FOR OPGW FIBRE INSTALLATION; | PLP AUST | PREFORMED LINE PRODUCTS (AUST) | OFSVD-0104 | CURRENT
000019825 | EYE,TONGUE | TWISTED;OPGW EYE TONGUE;70 KN;U/W OPGW SUSPENSION SET & 70 KN SHACKLE; | DULHUNTY | DULHUNTY INDUSTRIES PTY LTD | TET-70 | CURRENT
000019826 | GUARD | Critter Line Guard, HDPE, 5 x Cylindrical Rollers, 2 x Wheels & 2 x Clamps, Wildlife Prooffing to be Installed on Conductors, Pack of 4 | ADAPT | ADAPT AUSTRALIA PTY LTD | CLG-GREY | CURRENT
000019826 | GUARD | Critter Line Guard, HDPE, 5 x Cylindrical Rollers, 2 x Wheels & 2 x Clamps, Wildlife Prooffing to be Installed on Conductors, Pack of 4 | TECONN | TE CONNECTIVITY LTD | WLG-60(B1) | CURRENT
000019827 | GUARD | Critter Pole Guard, HDPE, Round Plate & 4 x Nails, 7 x Cylindrical Rollers, Wildlife Prooffing to be Installed Around Pole | ADAPT | ADAPT AUSTRALIA PTY LTD | PG 301W | CURRENT
000019827 | GUARD | Critter Pole Guard, HDPE, Round Plate & 4 x Nails, 7 x Cylindrical Rollers, Wildlife Prooffing to be Installed Around Pole | ADAPT | ADAPT AUSTRALIA PTY LTD | CPG-GREY | CURRENT
000019829 | CLAMP,ELEC PWR CABLE,SUPPORT | CABLE CLEATS FOR WEBBER LV SWITCHBOARDS; HARDWOOD;TO SUIT CABLE 28 MM DIA;4 PARTS ;REFER DWG 8441-A4; | DRAWING | DRAWING NO | 8441-A4-REV A | CURRENT
000019829 | CLAMP,ELEC PWR CABLE,SUPPORT | CABLE CLEATS FOR WEBBER LV SWITCHBOARDS; HARDWOOD;TO SUIT CABLE 28 MM DIA;4 PARTS ;REFER DWG 8441-A4; | DRAWING | DRAWING NO | 8441-A4 | CURRENT
000019832 | TRANSFORMER,METERING | OUTDOOR TYPE;FREE STANDING;12 KV, 400 AMP;16 KA FOR 3 SECS;OIL INSULATED; REFER SC21221 FOR REPLACEMENT; | TWS | TWS ENERGY CONTROLS | FREE STANDING 12 KV | PHASING
000019836 | WASTE DISPOSAL,HAZMAT | ASBESTOS WASTE BAG;POLYETHYLENE PLASTIC BAG; 0.2 MM THICK;1100 MM LG,700 MM W; PACK OF 1,PACK WEIGHT 0.4 KG; | ALLENS | ALLENS INDUSTRIAL PRODUCTS PTY LTD | PPASBMED-BOX | CURRENT
000019837 | REINFORCING PIECE,CROSSARM | STEEL;GALV;1790 MM LG;100 PFC;FOR REINFORCING CROSSARM 19846 TO 13 KN MWT; C/W M20 BOLTS,WASHERS,NUTS TO ATTACH TO SC19846;PACK OF 1,PACK WEIGHT 16.8 KG; | HAYMAN | HAYMANS INDUSTRIES PTY LTD | 19837 | CURRENT
000019837 | REINFORCING PIECE,CROSSARM | STEEL;GALV;1790 MM LG;100 PFC;FOR REINFORCING CROSSARM 19846 TO 13 KN MWT; C/W M20 BOLTS,WASHERS,NUTS TO ATTACH TO SC19846;PACK OF 1,PACK WEIGHT 16.8 KG; | MEFCO | MEFCO AUSTRALIA PTY LTD SUNSHINE VIC | 19837 | CURRENT
000019838 | CIRCUIT BREAKER | GENERAL PURPOSE;415 V AC;6 AMP;TRIPLE POLE;6 KA BKG CAP;DIN RAIL MTG;PACK OF 1 ; | REXEL | REXEL PTY LTD | TERDTCB6306C | CURRENT
000019838 | CIRCUIT BREAKER | GENERAL PURPOSE;415 V AC;6 AMP;TRIPLE POLE;6 KA BKG CAP;DIN RAIL MTG;PACK OF 1 ; | CNWPL | CNW PL - SLACKS CREEK | DTCB6306C | CURRENT
000019838 | CIRCUIT BREAKER | GENERAL PURPOSE;415 V AC;6 AMP;TRIPLE POLE;6 KA BKG CAP;DIN RAIL MTG;PACK OF 1 ; | NHP | NHP ELECTRICAL ENGINEERING | DTCB6306C | CURRENT
000019839 | RECLOSER | 36 KV;3 PHASE;800 AMP;POLE MTG - LEFT/ RIGHT;16 KA BKG CAP;240 SQ MM ALUMINIUM WATER BLACKED CABLE;3 M LG;NU-LEC CONTROLLER;C/W DNP3 PROTOCOL-CAPM5; | NU-LEC | NU-LEC | 36 KV RECLOSER | PURCHASE AS REQUIRED
000019845 | METER,ENERGY | 3 PHASE;10-100 AMP,240 V,4 WIRE,CLASS 1.0;DIRECT CONNECTED;RS485 (4 WIRE) WITH SCREW TERMINALS;2 X 12 V INPUTS, 4 X 240 V BOSFET OUTPUTS; | EDMI | EDMI PTY LTD | 2000-1010-1C2-23-AC220-4DB | PURCHASE AS REQUIRED
000019846 | CROSSARM,METAL | STEEL;GALV;2470 MM LG;100 MM X 100 MM X 5 MM THK SHS GALV;8 KN MWT HORIZONTAL; 3.7 KN VERTICAL PER PHASE ATTACHMENT WITH PROVISION FOR REINFORCING TO 13 KN | HAYMAN | HAYMANS INDUSTRIES PTY LTD | 19846 | CURRENT
000019846 | CROSSARM,METAL | STEEL;GALV;2470 MM LG;100 MM X 100 MM X 5 MM THK SHS GALV;8 KN MWT HORIZONTAL; 3.7 KN VERTICAL PER PHASE ATTACHMENT WITH PROVISION FOR REINFORCING TO 13 KN | MEFCO | MEFCO AUSTRALIA PTY LTD SUNSHINE VIC | 19846 | CURRENT
000019847 | POLE,PUBLIC LIGHTING | BASE PLATE MTD;STEEL;GALV;5.0 M ABOVE GROUND;MID-HINGED;RIGHT COUNTER;C/W BALANCED INTERGAL SINGLE O.5 M OUTREACH ;34 MM OD;100 MM LG LANTERN;MTG SPIGOT | GM POLES | GM POLES PTY LTD | MH 5E | CURRENT
000019848 | TURNBUCKLE | STEEL;CLEVIS EYE;160 KN;M20;REQUIRED FOR 220 KN TRANSMISSION STAY X 2; | PLP AUST | PREFORMED LINE PRODUCTS (AUST) | TBEC-160-1 | CURRENT
000019849 | STRAND,WIRE | STEEL;GALV;19/3.25 MM;SC/GZ; | BULIVANT | BULLIVANTS LIFTING & SAFETY SPECIALISTS | WZ19325Q | PURCHASE AS REQUIRED
000019850 | THIMBLE,ROPE | FOR WIRE ROPE;STEEL;GALV;20 MM NOM DIA; OPEN POINTS TO ENERGEX'S SPECIFICATION; | BULIVANT | BULLIVANTS LIFTING & SAFETY SPECIALISTS | WTH-T-200-G | PURCHASE AS REQUIRED
000019851 | WASHER,BEVEL | Angular, Eyebolt Reinforcing Piece, Galv 75 x 75 x 8mm, FMS w/-Angular Steel Tube 25 x 25mm Bore Cut & Welded at 65 Deg u/w Eyebolt Ground Stays 56kN MWT (P30) | HAYMAN | HAYMANS INDUSTRIES PTY LTD | 19851 | CURRENT
000019851 | WASHER,BEVEL | Angular, Eyebolt Reinforcing Piece, Galv 75 x 75 x 8mm, FMS w/-Angular Steel Tube 25 x 25mm Bore Cut & Welded at 65 Deg u/w Eyebolt Ground Stays 56kN MWT (P30) | GREATWST |  | 19851 | CURRENT
000019852 | CLAMP,ELEC CONDUCTOR,STRAIN | HELICAL DEAD END;TO SUIT 19/3.25 SC/GZ; BOX OF 5;WEIGHT OF BOX 15.5 KG; | PLP AUST | PREFORMED LINE PRODUCTS (AUST) | GSC-163-CL | CURRENT
000019852 | CLAMP,ELEC CONDUCTOR,STRAIN | HELICAL DEAD END;TO SUIT 19/3.25 SC/GZ; BOX OF 5;WEIGHT OF BOX 15.5 KG; | MACLEAN | MACLEAN POWER PL - E15128 | GL-S1625 | CURRENT
000019853 | ROD,ANCHOR | 110 KV;ULTIMATE CAPACITY STAYROD ASSEMBLY; | PLP AUST | PREFORMED LINE PRODUCTS (AUST) | GADJ-175-300D | CURRENT
000019854 | CAGE REINFORCING | MASS CONCRETE REINFORCING CAGE; 2250 MM LG,1000 MM W;110 KN;LIMIT STATE ULTIMATE GROUND STAY;CAGE DETAILS SHOWN ON DWG 10781-A3 SHT 2; | ERGON | ERGON ENERGY | REINFORCING CAGE | PURCHASE AS REQUIRED
000019855 | SCREW,TAPPING,THREAD CUTTING | TYPE HEX CL3 DRILL SCREW; W/OUT SEAL; 10-16 X 16 MM;U/W SUPPORTING SERVICE BRIDGING BKTS(SC12466);FOR LV SUPPORT ON X-ARMS; | SUMMIT | SUMMIT GROUP | 3DHC9C410016 | CURRENT
000019855 | SCREW,TAPPING,THREAD CUTTING | TYPE HEX CL3 DRILL SCREW; W/OUT SEAL; 10-16 X 16 MM;U/W SUPPORTING SERVICE BRIDGING BKTS(SC12466);FOR LV SUPPORT ON X-ARMS; | STATEWD | STATEWIDE FSTNERS & ENG SPLS PL | SDG 101616 | CURRENT
000019858 | TRANSFORMER,CURRENT | PROTECTION,TOROIDAL;OUTDOOR;2.5 KV;800/ 600/200/5 AMP;CLASS 5P20;15 VA ON 200/5 AMP;THEMAL 200%;SINGLE PHASE;50 HZ; OD=300 W,385 H;ID 110;AXIAL=140 + FEET; | STEMAR |  | BCT300/110ID 800-600-200/5 | CURRENT
000019859 | CABLE,POWER,ELECTRICAL | 33 KV;300 SQ MM;CIRCULAR COPPER CONDUCTOR;3 CORE;OIL FILLED,PAPER INSULATED ALUMINIUM SHEATH,PVC OUTER SHEATH;SECURITY STOCK;DRUM SIZE 500 M; | TAIHAN | TAIHAN ELECTRIC WIRE CO LTD | 300 SQ MM 33 KV | PURCHASE AS REQUIRED
000019860 | LATCH,SAFETY,HOOK | SAFETY LATCH,SPRING & PIN CLIP;FOR SERIAL HOIST HOOK;TO SUIT NO.24; | SPECFORC | SPECIALISED FORCE | LATCH SPRING & PIN CLIP | PHASING
000019861 | TURNBUCKLE | FORGED STEEL,GALV;EYE-EYE;160 KN MIN FAILING LOAD; | PLP AUST | PREFORMED LINE PRODUCTS (AUST) | TBEE-160-1 | PURCHASE AS REQUIRED
000019864 | PANEL,POWER DISTRIBUTION | DC DISTRIBUTION BOARD;1400 MM H X 580 MM W X 250 MM D;INCLUDING 160 AMP MAIN SWITCH;60 POLE CHASSIS;C/W CB'S, BATTERY SUPERVISION;WHEN STOCKS ARE | NHP | NHP ELECTRICAL ENGINEERING | BRR46464 | PHASING
000019867 | RACK,ELEC EQUIP | AFLC/SACS;INTERFACE RACK;C/W SICM; | DRAWING | DRAWING NO | CCMAST-SC076-04 AMT F | CURRENT
000019867 | RACK,ELEC EQUIP | AFLC/SACS;INTERFACE RACK;C/W SICM; | DRAWING | DRAWING NO | CCMAST-AR027-01 AMT I | CURRENT
000019867 | RACK,ELEC EQUIP | AFLC/SACS;INTERFACE RACK;C/W SICM; | ERGON | ERGON ENERGY | AFLC/SACS WITH SICM | CURRENT
000019868 | PANEL,ASSEMBLY | AFLC/SACS;INTERFACE RACK;C/W DIGITAL CONTROL; | ERGON | ERGON ENERGY | AFLC/SACS WITH DIGITAL CONTROL | CURRENT
000019872 | PIT,UTILITY | Type P8, Cable Pit Body, Polymer Concrete, 1395 x 580 x 900mm c/w T-Bar, u/w Type 8 Galv Steel Pit Lid | TRI UGRD | TRI UNDERGROUND AUSTRALIA PTY LTD | CJP8 | CURRENT
000019872 | PIT,UTILITY | Type P8, Cable Pit Body, Polymer Concrete, 1395 x 580 x 900mm c/w T-Bar, u/w Type 8 Galv Steel Pit Lid | PLP AUST | PREFORMED LINE PRODUCTS (AUST) | D-PIT8CWTBAR | CURRENT
000019873 | LID,PIT | SERIES 600;S/WATER PIT;L/D GALV CHEQUER COVER;600 MM X 600 MM X 6 MM THK;TO SUIT BODY PIT REFER SC19875;PACK OF 1,PALLET WEIGHT 30 KG; | PLP AUST | PREFORMED LINE PRODUCTS (AUST) | D-PIT600LSTE | CURRENT
000019873 | LID,PIT | SERIES 600;S/WATER PIT;L/D GALV CHEQUER COVER;600 MM X 600 MM X 6 MM THK;TO SUIT BODY PIT REFER SC19875;PACK OF 1,PALLET WEIGHT 30 KG; | TRI UGRD | TRI UNDERGROUND AUSTRALIA PTY LTD | TRIP600CPL | CURRENT
000019875 | PIT,UTILITY | SERIES 600;S/WATER PIT;HEAVY DUTY POLYPROPYLENE;715 MM X 715 MM X 600 DEEP ;PACK OF ,PALLET WEIGHT 25 KG;L/D GALV CHEQUER PLATE COVER;REFER TO SC19873; | PLP AUST | PREFORMED LINE PRODUCTS (AUST) | D-PIT600 | PURCHASE AS REQUIRED
000019876 | CABLE BOX. | 36 KV;AIR INSULATED;BOTTOM ENTRY; TRANSFORMER CABLE BOX;SUIT TRANSFORMERS WITH A PRIMARY 36 KV WINDING;1838 MM W, 739 MM D;TO ACCOMMODATE 1 LEAD PER PHASE | WILSON | WILSON TRANSFORMER CO. PTY LTD | 36 KV CABLE BOX 1 LEAD | PHASING
000019877 | CABLE BOX. | 36 KV;AIR INSULATED;BOTTOM ENTRY; TRANSFORMER CABLE BOX;SUIT TRANSFORMERS WITH A SECONDARY 36 KV WINDING;2271 MM W ,1179 MM D;ACCOMODATE 2 LEADS PER PHASE; | WILSON | WILSON TRANSFORMER CO. PTY LTD | 36 KV CABLE BOX 2 LEAD | PHASING
000019879 | CABLE,FIBRE OPTIC | 12 SINGLE MODE 10/125U;RISER CABLE; HIGH STRENGTH;PVC,JACKETED FIBRE;DRUM SIZE 2000 M;SHELF LIFE 35 YEARS; | CORNING | DOW CORNING AUST. P/LTD | AWAP1FAR012BK | PURCHASE AS REQUIRED
000019880 | SAW,PRUNING | Universal, 16" Curved Blade, Teflon Coated c/w Saw Scabbard, Universal Fitting for Hotline Sticks | ATOMSUPP | ATOM SUPPLY | 237943 | CURRENT
000019880 | SAW,PRUNING | Universal, 16" Curved Blade, Teflon Coated c/w Saw Scabbard, Universal Fitting for Hotline Sticks | CNWPL | CNW PL - SLACKS CREEK | ENNA11000 & A30007 | CURRENT
000019880 | SAW,PRUNING | Universal, 16" Curved Blade, Teflon Coated c/w Saw Scabbard, Universal Fitting for Hotline Sticks | ENERGYNW | THE ENERGY NETWORK | K-11000 | CURRENT
000019882 | PLUG,COAXIAL | TO SUIT 2 RU PANEL WITH 40 HOLES LOADED WITH B90-080 THRU CONNECTORS;U/W COMMUNICATIONS INSTALLATIONS; | HAYMANS | HAYMANS ELECTRICAL | LNKB90-004 | CURRENT
000019883 | PATCH,PANEL,COAXIAL | 2 RU PANEL WITH 40 HOLES LOADED WITH B90-080 THRU CONNECTORS;U/W COMMUNICATIONS INSTALLATIONS; | HAYMANS | HAYMANS ELECTRICAL | LNKB90-012 | CURRENT
000019884 | CABLE ASSY,PWR,ELEC | 11 KV/33 KV;400 AMP;185 SQ MM ALUMINIUM WATER BLOCKER CCT CABLE TAILS; TIED SET OF 6 X 6 M LG;C/W CABLE LUG (P/N 990000108) 400 AMP CABLE PALMS; | NU-LEC | NU-LEC | 990000690 | PURCHASE AS REQUIRED
000019885 | PANEL,BLANK | BLANKING PANEL;FOR VETICAL SEL 351 RELAY ; | ERGON | ERGON ENERGY | VERTICAL | CURRENT
000019886 | TERMINAL ASSEMBLY. | BLANKING PANEL;FOR VERTICAL SEL 351 RELAY;C/W TERMINAL ASSEMBLY; | ERGON | ERGON ENERGY | TERMINAL ASSEMBLY | CURRENT
000019887 | BEND,NONMETALLIC RIGID CONDUIT | UPVC;ORANGE;125 MM NOM DIA;LIGHT DUTY; 90 DEG;600 RAD;SOCKET MOULDED BOTH ENDS; MARKED ELECTRICITY SUPPLY CABLE;AS2053; | TRI UGRD | TRI UNDERGROUND AUSTRALIA PTY LTD | LDE12590600FFS | CURRENT
000019887 | BEND,NONMETALLIC RIGID CONDUIT | UPVC;ORANGE;125 MM NOM DIA;LIGHT DUTY; 90 DEG;600 RAD;SOCKET MOULDED BOTH ENDS; MARKED ELECTRICITY SUPPLY CABLE;AS2053; | HAYMANS | HAYMANS ELECTRICAL | CONX125LD600R90 | CURRENT
000019887 | BEND,NONMETALLIC RIGID CONDUIT | UPVC;ORANGE;125 MM NOM DIA;LIGHT DUTY; 90 DEG;600 RAD;SOCKET MOULDED BOTH ENDS; MARKED ELECTRICITY SUPPLY CABLE;AS2053; | VINIDEX |  | Q4571 | CURRENT
000019888 | BEND,NONMETALLIC RIGID CONDUIT | UPVC;ORANGE;125 MM NOM DIA;LIGHT DUTY; 90 DEG;900 RAD;SOCKET MOULDED BOTH ENDS; MARKED ELECTRICITY SUPPLY CABLE;AS2053; | TRI UGRD | TRI UNDERGROUND AUSTRALIA PTY LTD | LDE12590900FFS | CURRENT
000019888 | BEND,NONMETALLIC RIGID CONDUIT | UPVC;ORANGE;125 MM NOM DIA;LIGHT DUTY; 90 DEG;900 RAD;SOCKET MOULDED BOTH ENDS; MARKED ELECTRICITY SUPPLY CABLE;AS2053; | HAYMANS | HAYMANS ELECTRICAL | CONX125LD900R90 | CURRENT
000019888 | BEND,NONMETALLIC RIGID CONDUIT | UPVC;ORANGE;125 MM NOM DIA;LIGHT DUTY; 90 DEG;900 RAD;SOCKET MOULDED BOTH ENDS; MARKED ELECTRICITY SUPPLY CABLE;AS2053; | VINIDEX |  | 31872 | CURRENT
000019889 | BEND,NONMETALLIC RIGID CONDUIT | UPVC;ORANGE;125 MM NOM DIA;LIGHT DUTY; 90 DEG;1200 RAD;SOCKET MOULDED BOTH ENDS;MARKED ELECTRICITY SUPPLY CABLE; AS2053; | TRI UGRD | TRI UNDERGROUND AUSTRALIA PTY LTD | LDE125901200FFS | CURRENT
000019889 | BEND,NONMETALLIC RIGID CONDUIT | UPVC;ORANGE;125 MM NOM DIA;LIGHT DUTY; 90 DEG;1200 RAD;SOCKET MOULDED BOTH ENDS;MARKED ELECTRICITY SUPPLY CABLE; AS2053; | HAYMANS | HAYMANS ELECTRICAL | FABL1290125 | CURRENT
000019889 | BEND,NONMETALLIC RIGID CONDUIT | UPVC;ORANGE;125 MM NOM DIA;LIGHT DUTY; 90 DEG;1200 RAD;SOCKET MOULDED BOTH ENDS;MARKED ELECTRICITY SUPPLY CABLE; AS2053; | VINIDEX |  | 31068 | CURRENT
000019890 | PILOT,FREQUENCY,OSCILLATOR. | SYNCHRONISATION UNIT;FOR AF SIGNAL GENERATION EQUIPMENT;SUITABLE FOR RACK MTG IN 19 IN CABINET;PART NO. 316.029.10000;PACK OF 1,PACK WEIGHT 7 KG | LANDGYR |  | OSCILLATOR. | PURCHASE AS REQUIRED
000019891 | RELAY,OVERCURRENT AND EARTH FAULT | SEL 351-6;1 AMP;1 AMP NEUTRAL; 110 V DC AUX;110 V DC LOGIC INPUTS;VERTICAL PANEL MTG; | SEL | SCHWEITZER ENGINEERING LABORATORIES INC. | 03516144513XX1 | PHASING
000019893 | CONNECTOR,BUSBAR | 50 MM TUBE TO RIGHT ANGLE PALM;COPPER; 50 MM X 50 MM HOLE CENTRES; | DULMISON | DULMISON (AUST) PTY LTD | LS50 | CURRENT
000019894 | RELAY,ELECTROMAGNETIC | MULTITRIP;RMS 2HSM514;FLAG;9 N/O 1 N/C LATCHED;32 V DC AUX;MTG FLUSH & RACK; | RMS | RELAY MONITORING SYSTEMS PL | 2HSM514B2-B-9M1B-2M28-S1 | CURRENT
000019895 | KIT,TEST LAMP | KIT COMPRISES THE FOLLOWING COMPONENTS; 1 XTEST LAMP 240/415 TL100-15W (SC02647) ;2 X 15 W LAMPS (SC5264) WITH FLAT FIXED PROBE ON ASSEMBLY & 125 MM LG ROUND | THEWMCAN | TMAC THEW & MCCANN GROUP | TM12682 | CURRENT
000019895 | KIT,TEST LAMP | KIT COMPRISES THE FOLLOWING COMPONENTS; 1 XTEST LAMP 240/415 TL100-15W (SC02647) ;2 X 15 W LAMPS (SC5264) WITH FLAT FIXED PROBE ON ASSEMBLY & 125 MM LG ROUND | THEWMCAN | TMAC THEW & MCCANN GROUP | 19895 | CURRENT
000019896 | RELAY SET,BUSBAR DIFFERENTIAL PROTECTION | SEL 487B;1 AMP;48/125 V DC AUX;110 V DC; LOGIC INPUTS;HORIZONTAL RACK MTG; | SEL | SCHWEITZER ENGINEERING LABORATORIES INC. | 0487B041X2XDDDXXH | PHASING
000019897 | CROSSARM,COMPOSITE | FIBREGLASS;2100 MM LG;100 MM X 100 MM; DRILLED;FOR LVPM,LVUM, LVSM LVTM, POWER DISTRIBUTION; PALLET OF 50,PACK WEIGHT 450 KG; | PLP AUST | PREFORMED LINE PRODUCTS (AUST) | XRM_19897_2100_EN | CURRENT
000019897 | CROSSARM,COMPOSITE | FIBREGLASS;2100 MM LG;100 MM X 100 MM; DRILLED;FOR LVPM,LVUM, LVSM LVTM, POWER DISTRIBUTION; PALLET OF 50,PACK WEIGHT 450 KG; | WAGNERS | WAGNERS PTY LTD TOOWOOMBA QLD | EC003-00008 | CURRENT
000019898 | TRANSFORMER,DISTRIBUTION | 11 KV;1500 KVA;3 PHASE;EPOXY ENCAPSULATED,DRY TYPE;IP21 ENCLOSURE; TOP CABLE ENTRY;7 TAP 6% Z;75 KV BIL (IMPULSE STRENGTH); | ABB | ABB FAN PTY LTD | 1500 KVA | PHASING
000019899 | TRANSFORMER,DISTRIBUTION | 11 KV;1000 KVA;3 PHASE;EPOXY ENCAPSULATED,DRY TYPE;IP21 ENCLOSURE; TOP CABLE ENTRY;7 TAP 6% Z;75 KV BIL (IMPULSE STRENGTH); | ABB | ABB FAN PTY LTD | 1000 KVA | PHASING
000019900 | TRANSFORMER,DISTRIBUTION | 11 KV;750 KVA;3 PHASE;EPOXY ENCAPSULATED ,DRY TYPE;IP21 ENCLOSURE;TOP CABLE ENTRY ;7 TAP 6% Z;75 KV BIL (IMPULSE STRENGTH) ; | ABB | ABB FAN PTY LTD | 750 KVA | PHASING
000019901 | TRANSFORMER,DISTRIBUTION | 11 KV;500 KVA;3 PHASE;EPOXY ENCAPSULATED ,DRY TYPE;IP21 ENCLOSURE; TOP CABLE ENTRY;7 TAP 4% Z;75 KV BIL (IMPULSE STRENGTH); | ABB | ABB FAN PTY LTD | 500 KVA | PHASING
000019902 | TRANSFORMER,DISTRIBUTION | 11 KV;315 KVA;3 PHASE;EPOXY ENCAPSULATED ,DRY TYPE;IP21 ENCLOSURE; TOP CABLE ENTRY;7 TAP 4% Z;75 KV BIL (IMPULSE STRENGTH); | ABB | ABB FAN PTY LTD | 315 KVA | PHASING
000019903 | TRANSFORMER,DISTRIBUTION | 11 KV;750 KVA;3 PHASE;GROUND MTG;AIR HV 180 LV BSH;MINERAL OIL INSULATED;ONAN; DYN 11;LOW IMPEDANCE TYPE;7 TAP SWITCH POSITIONS;PAINTED HOT DIP GALV; | ABB | ABB FAN PTY LTD | 750 KVA GRD MTG | PHASING
000019904 | TRANSFORMER,DISTRIBUTION | 11 KV;1000 KVA;3 PHASE;GROUND MTG;AIR HV 180 LV BSH;MINERAL OIL INSULATED;ONAN; DYN 11;LOW IMPEDANCE TYPE;7 TAP SWITCH POSITIONS;PAINTED HOT DIP GALV; | ABB | ABB FAN PTY LTD | 1000 KVA GRD MTG | PHASING
000019905 | TRANSFORMER,DISTRIBUTION | 11 KV;1500 KVA;3 PHASE;GROUND MTG;AIR HV 180 LV BSH;MINERAL OIL INSULATED;ONAN; DYN 11;LOW IMPEDANCE TYPE;7 TAP SWITCH POSITIONS;PAINTED HOT DIP GALV; | ABB | ABB FAN PTY LTD | 1500 KVA GRD MTG | PHASING
000019906 | PLASTIC SHEET | POLYTHENE;BLACK;200 U THK;2000 MM W; DROP SHEET USE WITH ASBESTOS SITUATIONS; 50 M ROLL,PACK WEIGHT 36 KG; | CNWPL | CNW PL - SLACKS CREEK | ALNPP85220 | CURRENT
000019906 | PLASTIC SHEET | POLYTHENE;BLACK;200 U THK;2000 MM W; DROP SHEET USE WITH ASBESTOS SITUATIONS; 50 M ROLL,PACK WEIGHT 36 KG; | ALLENS | ALLENS INDUSTRIAL PRODUCTS PTY LTD | PP85220 | CURRENT
000019906 | PLASTIC SHEET | POLYTHENE;BLACK;200 U THK;2000 MM W; DROP SHEET USE WITH ASBESTOS SITUATIONS; 50 M ROLL,PACK WEIGHT 36 KG; | BLKWOOD | J BLACKWOOD & SON LTD | 04471703 | CURRENT
000019909 | BOX,ELECTRICAL,MULTIAPPLICATION. | POLYCARBONATE;560 MM W;380 MM H;180 MM D ;WEATHERPROOF TO IP67;SCREW ON TRANSPARENT COVER;ENCLOSURE PC563818T WITH MTG PLATE EKUVT; | REXEL | REXEL PTY LTD | FIBPC563818T+EKUVT | CURRENT
000019909 | BOX,ELECTRICAL,MULTIAPPLICATION. | POLYCARBONATE;560 MM W;380 MM H;180 MM D ;WEATHERPROOF TO IP67;SCREW ON TRANSPARENT COVER;ENCLOSURE PC563818T WITH MTG PLATE EKUVT; | NHP | NHP ELECTRICAL ENGINEERING | FIBPC563818T+EKUVT | CURRENT
000019909 | BOX,ELECTRICAL,MULTIAPPLICATION. | POLYCARBONATE;560 MM W;380 MM H;180 MM D ;WEATHERPROOF TO IP67;SCREW ON TRANSPARENT COVER;ENCLOSURE PC563818T WITH MTG PLATE EKUVT; | CNWPL | CNW PL - SLACKS CREEK | PC563818T+EKUVT | CURRENT
000019910 | FUSEHOLDER,BASE & CARRIER | 100 AMP;500 V;OUTDOOR SERVICE TYPE; SINGLE POLE;6-95 SQ MM INSULATED AL/CU; (P20), PACK WEIGHT 11 KG; C/W Orange Number Plate; | SICAME | SICAME AUSTRALIA PTY LTD | PFV100695EIDPO | CURRENT
000019911 | SWITCHBOARD,POWER | 12 KV;3 PHASE;630 AMP;21 KA;5 X 630 AMP FEEDER CIRCUIT BREAKERS;TOP & BOTTOM CABLE ENTRY;WIRED FOR FEEDER DIFF & BUSBAR O/C PROTECTION;FOR INTERMEDIATE | ABB | ABB FAN PTY LTD | SAFEPLUS | PURCHASE AS REQUIRED
000019912 | SWITCHBOARD,POWER | 12 KV;3 PHASE;630 AMP;21 KA;4 X 630 AMP FEEDER CIRCUIT BREAKERS;TOP & BOTTOM CABLE ENTRY;WIRED FOR FEEDER DIFF & BUSBAR O/C PROTECTION;FOR INTERMEDIATE | ABB | ABB FAN PTY LTD | SAFEPLUS | PURCHASE AS REQUIRED
000019913 | SWITCH FUSE GEAR | 12 KV;3 PHASE;630 AMP;I/D OIL-LESS;SF6; SCHNEIDER RMU;C/W 3 X 630 AMP SW;C/W 1 X 630 AMP CB TEE-OFF & N ASSOC EQUIP; SH TIME CURR;(VIP 300 RELAY);WITH OD | SCHNEDER | SCHNEIDER PTY LTD | RM6/2 NE-IBI | PHASING
000019914 | CUBICLE,RACK FRAME. | VENTILATED GENERAL NODE RACK; CABINET,RACK;45RU x 700MM D x 600MM W; C/W HORIZONTAL POWER; ENER-HPR401-111-03-TBK | HALLAMOZ | HALLAM OZ CONNECT | ENER-RC457060-04 | PHASING
000019916 | RESISTOR,FIXED | 10 OHMS;25 W + OR - 5%;SERIES WH25;U/W BATTERY SUPERVISION DEVICE; | ELEMENT | ELEMENT14 PTY LTD | 9507272 | CURRENT
000019917 | PLATE,MOUNTING | Type 3U-2, 19" Rack Mounting Plate 3U, 16 x Fuse/Link | GLOBAL | GLOBAL MANUFACTURING GROUP | EESS-10255-01 | CURRENT
000019917 | PLATE,MOUNTING | Type 3U-2, 19" Rack Mounting Plate 3U, 16 x Fuse/Link | ENI | ENI INDUSTRIES PL | 84091 | CURRENT
000019917 | PLATE,MOUNTING | Type 3U-2, 19" Rack Mounting Plate 3U, 16 x Fuse/Link | GREATWST |  | 19917 | CURRENT
000019918 | PLATE,BLANKING | Type 4U, 19" Rack Blanking Plate 4U, Fuse/Link Size 1a | GLOBAL | GLOBAL MANUFACTURING GROUP | CCSTD-EP001-12 | CURRENT
000019918 | PLATE,BLANKING | Type 4U, 19" Rack Blanking Plate 4U, Fuse/Link Size 1a | ENI | ENI INDUSTRIES PL | 84094 | CURRENT
000019919 | PLATE,BLANKING | Type 6U, 19" Rack Blanking Plate 6U, Fuse/Link Size 1a | GLOBAL | GLOBAL MANUFACTURING GROUP | CCSTD-EP001-13 | CURRENT
000019919 | PLATE,BLANKING | Type 6U, 19" Rack Blanking Plate 6U, Fuse/Link Size 1a | ENI | ENI INDUSTRIES PL | 84093 | CURRENT
000019919 | PLATE,BLANKING | Type 6U, 19" Rack Blanking Plate 6U, Fuse/Link Size 1a | GREATWST |  | 19919 | CURRENT
000019922 | TRANSFORMER,DISTRIBUTION | 415 V/33000 V;3 PHASE;50 HZ;ONAN;YND11; 2000 KVA STEP UP TRANSFORMER;FOR 1.7 MW 415 V EMBEDDED GENERATORS; | WILSON | WILSON TRANSFORMER CO. PTY LTD | STEP UP TYPE | CURRENT
000019923 | CORROSION PREVENTIVE COMPOUND | MULTI-PURPOSE LUBRICANT;LIGHT BROWN LIQUID;WATERPROOFING PRESERVATIVE; USES,LUBRICANT & ANTI-CORROSION AGENT ON LOCKS,HINGES & ELECT CONNECTORS;750 ML | ATOMSUPP | ATOM SUPPLY | 99830003 | CURRENT
000019923 | CORROSION PREVENTIVE COMPOUND | MULTI-PURPOSE LUBRICANT;LIGHT BROWN LIQUID;WATERPROOFING PRESERVATIVE; USES,LUBRICANT & ANTI-CORROSION AGENT ON LOCKS,HINGES & ELECT CONNECTORS;750 ML | STATEWD | STATEWIDE FSTNERS & ENG SPLS PL | LHD750 | CURRENT
000019923 | CORROSION PREVENTIVE COMPOUND | MULTI-PURPOSE LUBRICANT;LIGHT BROWN LIQUID;WATERPROOFING PRESERVATIVE; USES,LUBRICANT & ANTI-CORROSION AGENT ON LOCKS,HINGES & ELECT CONNECTORS;750 ML | REXEL | REXEL PTY LTD | LNTGPSP-0750 | CURRENT
000019923 | CORROSION PREVENTIVE COMPOUND | MULTI-PURPOSE LUBRICANT;LIGHT BROWN LIQUID;WATERPROOFING PRESERVATIVE; USES,LUBRICANT & ANTI-CORROSION AGENT ON LOCKS,HINGES & ELECT CONNECTORS;750 ML | LANOTEC | LANOTEC AUSTRALIA PTY LTD | GPSP-0750 | CURRENT
000019924 | BALL,EYE ASSEMBLY | FORGED STEEL;GALV;160 KN MIN FAILING LOAD;FOR USE WITH BALL & SOCKET INSULATORS;PACK SIZE AS REQUIRED,WEIGHT BELOW 16 KG; | DULHUNTY | DULHUNTY INDUSTRIES PTY LTD | BE-160 | CURRENT
000019924 | BALL,EYE ASSEMBLY | FORGED STEEL;GALV;160 KN MIN FAILING LOAD;FOR USE WITH BALL & SOCKET INSULATORS;PACK SIZE AS REQUIRED,WEIGHT BELOW 16 KG; | DULMISON | DULMISON (AUST) PTY LTD | BE160 | CURRENT
000019924 | BALL,EYE ASSEMBLY | FORGED STEEL;GALV;160 KN MIN FAILING LOAD;FOR USE WITH BALL & SOCKET INSULATORS;PACK SIZE AS REQUIRED,WEIGHT BELOW 16 KG; | PLP AUST | PREFORMED LINE PRODUCTS (AUST) | BE-160 | CURRENT
000019925 | CROSSARM,METAL | STEEL;GALV;3600 MM LG;150 MM X 100 MM X 6 MM RHS;13 KN NWT;FABRICATED WITH 305 MM GAINBASE FITTING;PACK OF 1; | MEFCO | MEFCO AUSTRALIA PTY LTD SUNSHINE VIC | 19925 | PURCHASE AS REQUIRED
000019925 | CROSSARM,METAL | STEEL;GALV;3600 MM LG;150 MM X 100 MM X 6 MM RHS;13 KN NWT;FABRICATED WITH 305 MM GAINBASE FITTING;PACK OF 1; | GREATWST |  | 3.6 M | PURCHASE AS REQUIRED
000019926 | CLAMP,TERMINAL,ELECTRICAL CONNECTOR | INSULATION PIERCING;MAIN 16-95 SQ MM INSULATED AL/CU TAP 1.5-6 SQ MM BARE; MAIN 1 BOLT;TAP 1 BOLT; | PLP AUST | PREFORMED LINE PRODUCTS (AUST) | K440 | CURRENT
000019926 | CLAMP,TERMINAL,ELECTRICAL CONNECTOR | INSULATION PIERCING;MAIN 16-95 SQ MM INSULATED AL/CU TAP 1.5-6 SQ MM BARE; MAIN 1 BOLT;TAP 1 BOLT; | PLP AUST | PREFORMED LINE PRODUCTS (AUST) | D-K440 | CURRENT
000019926 | CLAMP,TERMINAL,ELECTRICAL CONNECTOR | INSULATION PIERCING;MAIN 16-95 SQ MM INSULATED AL/CU TAP 1.5-6 SQ MM BARE; MAIN 1 BOLT;TAP 1 BOLT; | MACLEAN | MACLEAN POWER PL - E15128 | SLIW52 | CURRENT
000019926 | CLAMP,TERMINAL,ELECTRICAL CONNECTOR | INSULATION PIERCING;MAIN 16-95 SQ MM INSULATED AL/CU TAP 1.5-6 SQ MM BARE; MAIN 1 BOLT;TAP 1 BOLT; | SICAME | SICAME AUSTRALIA PTY LTD | TTD051XFAE | CURRENT
000019927 | RELAY,ELECTROMAGNETIC | 110 V DC COIL;240 V AC CONTACT RATING; 7.5 AMP NOMINAL RESISTIVE LOAD;RR2KP-U; 11 PIN;2 C/O CONT;BI STABLE LATCHING OPERATION;PLUG-IN TO RAIL MTG SOCKET | CNWPL | CNW PL - SLACKS CREEK | IDERR2KP-UDC110 | CURRENT
000019927 | RELAY,ELECTROMAGNETIC | 110 V DC COIL;240 V AC CONTACT RATING; 7.5 AMP NOMINAL RESISTIVE LOAD;RR2KP-U; 11 PIN;2 C/O CONT;BI STABLE LATCHING OPERATION;PLUG-IN TO RAIL MTG SOCKET | IZUMIDEN |  | IDCRR2KP-UDC110 | CURRENT
000019927 | RELAY,ELECTROMAGNETIC | 110 V DC COIL;240 V AC CONTACT RATING; 7.5 AMP NOMINAL RESISTIVE LOAD;RR2KP-U; 11 PIN;2 C/O CONT;BI STABLE LATCHING OPERATION;PLUG-IN TO RAIL MTG SOCKET | CNWPL | CNW PL - SLACKS CREEK | RR2KP-UDC110 | CURRENT
000019928 | STICK,UNIVERSAL,LOW VOLTAGE | FIBREGLASS;32 MM DIA;300 MM LG;C/W SUNRISE FITTING;FIXED BASE CAP;USED ON LV LINKS/FUSES;PACK OF 1;U/W SC18297 EXTRACTOR FUSECARRIER; | THEWMCAN | TMAC THEW & MCCANN GROUP | TM12846 | CURRENT
000019928 | STICK,UNIVERSAL,LOW VOLTAGE | FIBREGLASS;32 MM DIA;300 MM LG;C/W SUNRISE FITTING;FIXED BASE CAP;USED ON LV LINKS/FUSES;PACK OF 1;U/W SC18297 EXTRACTOR FUSECARRIER; | THEWMCAN | TMAC THEW & MCCANN GROUP | 19928 | CURRENT
000019930 | CONTROL MODULE. | 8 WAY OUTPUT EXTENSION MODULE;C/W RAIL MTG ENCLOSURE;U/W SICM2B (SC18273); | CIRCSOL | CIRCUIT SOLUTIONS PL | 100-0002 | CURRENT
000019930 | CONTROL MODULE. | 8 WAY OUTPUT EXTENSION MODULE;C/W RAIL MTG ENCLOSURE;U/W SICM2B (SC18273); | EAQ | ELECTRONICS ASSEMBLY QUEENSLAND PTY LTD | ENE31 | CURRENT
000019930 | CONTROL MODULE. | 8 WAY OUTPUT EXTENSION MODULE;C/W RAIL MTG ENCLOSURE;U/W SICM2B (SC18273); | SURTEK | SURTEK PTY LTD | 0019 | CURRENT
000019931 | CONDUIT,NONMETALLIC,RIGID | 125 MM NOM SIZE;UPVC;ORANGE;LT DUTY; SOCKET MOULDED ONE END;6 M LG;MARKED ELECTRICITY SUPPLY CABLES;AS2053; PACK OF 38,PACK WEIGHT 494 KG; | TRI UGRD | TRI UNDERGROUND AUSTRALIA PTY LTD | CONLD125 | CURRENT
000019931 | CONDUIT,NONMETALLIC,RIGID | 125 MM NOM SIZE;UPVC;ORANGE;LT DUTY; SOCKET MOULDED ONE END;6 M LG;MARKED ELECTRICITY SUPPLY CABLES;AS2053; PACK OF 38,PACK WEIGHT 494 KG; | IPLEX | IPLEX PIPELINES AUSTRALIA PTY LTD | A15 | CURRENT
000019931 | CONDUIT,NONMETALLIC,RIGID | 125 MM NOM SIZE;UPVC;ORANGE;LT DUTY; SOCKET MOULDED ONE END;6 M LG;MARKED ELECTRICITY SUPPLY CABLES;AS2053; PACK OF 38,PACK WEIGHT 494 KG; | HAYMANS | HAYMANS ELECTRICAL | PIP125LD | CURRENT
000019931 | CONDUIT,NONMETALLIC,RIGID | 125 MM NOM SIZE;UPVC;ORANGE;LT DUTY; SOCKET MOULDED ONE END;6 M LG;MARKED ELECTRICITY SUPPLY CABLES;AS2053; PACK OF 38,PACK WEIGHT 494 KG; | VINIDEX |  | 11200 | CURRENT
000019932 | TRANSFORMER,CURRENT | PROTECTION,TOROIDAL;INDOOR;2 KV;1600/ 1200/500/5 AMP;CLASS 0.1 PX200 R0.3 ON 500/5 AMP;THERMAL LIMIT 200% ON ALL RATIO'S WITH 2000 AMP MAXIMUM; | HAWKSIDD | HAWKER SIDDELEY SWITCHGEAR LTD | PROTECTION 2 KV; | PURCHASE AS REQUIRED
000019936 | TRANSFORMER,VOLTAGE | METERING PROTECTION;O/D;STN TYPE; 19 KV/63.5 V/63.5 V;200 VA OUTPUT;48 MS PER PH BURDEN;SINGLE PHASE;RESIN INSUL; CLASS 0.5 M1P 3R;VOLT FACTOR 1.5 X FOR | HAWKSIDD | HAWKER SIDDELEY SWITCHGEAR LTD | 48 MS PER PH | STRATEGIC SPARE
000019937 | TRANSFORMER,VOLTAGE | METERING PROTECTION;O/D;STN TYPE; 19 KV/63.5 V;200 VA OUTPUT;48 MS PER PH BURDEN;SINGLE PHASE;50 HZ;RESIN INSUL; CLASS 0.5M 1P;VOLT FACTOR 1.5 X FOR | HAWKSIDD | HAWKER SIDDELEY SWITCHGEAR LTD | 48 MS PER PH | PURCHASE AS REQUIRED
000019943 | SWITCHBOARD,POWER | AC DISTRIBUTION BOARD;12 WAY LOADCENTRE; C/W 2 X 100 AMP CB'S,EARTH BAR,NEUTRAL LINK & LOCKABLE DOOR;FOR USE IN MODULAR SUB;245 MM H X 343 MM W X 98 MM D; | NHP | NHP ELECTRICAL ENGINEERING | EGXSC19943 | CURRENT
000019944 | DUMMY FUSE LINK | Non-Conductive, 55mm Lg, 20mm OD, LD PVC Conduit | TRI UGRD | TRI UNDERGROUND AUSTRALIA PTY LTD | C2DUMMYFUSE | CURRENT
000019944 | DUMMY FUSE LINK | Non-Conductive, 55mm Lg, 20mm OD, LD PVC Conduit | HAYMANS | HAYMANS ELECTRICAL | VIN31114 | CURRENT
000019944 | DUMMY FUSE LINK | Non-Conductive, 55mm Lg, 20mm OD, LD PVC Conduit | VINIDEX |  | 31114 | CURRENT
000019945 | STEEL,CABLE LADDER | SCL 12B;COVER CLIP;HOT DIPPED GALV; PACK OF 1; | EZYSTRUT | EZYSTRUT CABLE & PIPE SUPPORTS | N1CCH | CURRENT
000019946 | STEEL,CABLE LADDER COVERS | SCL 12B;STANDARD COVER; HOT DIPPED GALV; 300 MM W;2.4 M TO 3 M LG; PACK OF 1; PACK WEIGHT 7.40 KG; | EZYSTRUT | EZYSTRUT CABLE & PIPE SUPPORTS | CFN13003H | CURRENT
000019947 | STEEL,CABLE LADDER | SCL 12B;EXTERNAL RISER COVER;300 MM W; HOT DIPPED GALV;PACK OF 1,PACK WEIGHT 1.02 KG; | EZYSTRUT | EZYSTRUT CABLE & PIPE SUPPORTS | CER3003H | CURRENT
000019948 | BRACKET. | MTG BRACKET FOR ALFC TUNING COIL;GALV; 600 MM LG;TO DWG LOSTD-ST043-02;PACK OF 1,PALLET OF 6,PALLET WEIGHT 36 KG; | HAYMAN | HAYMANS INDUSTRIES PTY LTD | 19948 | CURRENT
000019948 | BRACKET. | MTG BRACKET FOR ALFC TUNING COIL;GALV; 600 MM LG;TO DWG LOSTD-ST043-02;PACK OF 1,PALLET OF 6,PALLET WEIGHT 36 KG; | GLOBAL | GLOBAL MANUFACTURING GROUP | ENERGEX-LOSTD-ST043-02 | CURRENT
000019949 | BRACKET,MOUNTING | AFLC COUPLING CAPACITOR SUPPORT FRAME; 700 MM W,600MMH;GALV;TO DWG LOSTD-ST043- 01;PACK OF 1; | HAYMAN | HAYMANS INDUSTRIES PTY LTD | 19949 | CURRENT
000019949 | BRACKET,MOUNTING | AFLC COUPLING CAPACITOR SUPPORT FRAME; 700 MM W,600MMH;GALV;TO DWG LOSTD-ST043- 01;PACK OF 1; | GREATWST |  | 19949 | CURRENT
000019950 | CROSSARM,METAL | STEEL;5.5 M LG;150 MM X 100 MM X 5 MM RHS GALV H FRAME SUSPENSION;4 KN MAX CONDUCTOR WEIGHT PER PHASE ATTACHMENT; PACK OF 1,PACK WEIGHT 330 KG; | HAYMAN | HAYMANS INDUSTRIES PTY LTD | 19950 | CURRENT
000019950 | CROSSARM,METAL | STEEL;5.5 M LG;150 MM X 100 MM X 5 MM RHS GALV H FRAME SUSPENSION;4 KN MAX CONDUCTOR WEIGHT PER PHASE ATTACHMENT; PACK OF 1,PACK WEIGHT 330 KG; | MEFCO | MEFCO AUSTRALIA PTY LTD SUNSHINE VIC | 19950 | CURRENT
000019951 | CROSSARM,METAL | STEEL;5.5 M LG;150 MM X 100 MM X 5 MM RHS GALV H FRAME STRAIN;6.4 KN MWT HORIZONTAL;2.2 KN VERTICAL PER PHASE ATTACHMENT;TO BE SUPPLIED AFTER | HAYMAN | HAYMANS INDUSTRIES PTY LTD | 19951 | CURRENT
000019951 | CROSSARM,METAL | STEEL;5.5 M LG;150 MM X 100 MM X 5 MM RHS GALV H FRAME STRAIN;6.4 KN MWT HORIZONTAL;2.2 KN VERTICAL PER PHASE ATTACHMENT;TO BE SUPPLIED AFTER | GREATWST |  | 19951 | CURRENT
000019952 | CROSSARM,METAL | STEEL;5.5 M LG;150 MM X 150 MM X 5 MM SHS GALV H FRAME STRAIN;8.9 KN MWT HORIZONTAL;2.4 KN VERTICAL PER PHASE ATTACHMENT;TO BE SUPPLIED AFTER | GREATWST |  | 19952 | PURCHASE AS REQUIRED
000019953 | CROSSARM,METAL | STEEL;5.5 M LG;200 MM X 200 MM X 5 MM SHS GALV H FRAME STRAIN;13.5 KN MWT HORIZONTAL;2.4 KN VERTICAL PER PHASE ATTACHMENT;TO BE SUPPLIED AFTER | GLOBAL | GLOBAL MANUFACTURING GROUP | ENERGEX-7218-A2 | PURCHASE AS REQUIRED
000019954 | CROSSARM,METAL | STEEL;5.5 M LG;150 MM X 150 MM X 6 MM SHS GALV H FRAME STRAIN;12.2 KN MWT HORIZONTAL;3.4 KN VERTICAL PER PHASE ATTACHMENT;PACK OF 1; | HAYMAN | HAYMANS INDUSTRIES PTY LTD | 19954 | PURCHASE AS REQUIRED
000019954 | CROSSARM,METAL | STEEL;5.5 M LG;150 MM X 150 MM X 6 MM SHS GALV H FRAME STRAIN;12.2 KN MWT HORIZONTAL;3.4 KN VERTICAL PER PHASE ATTACHMENT;PACK OF 1; | GREATWST |  | 19954 | PURCHASE AS REQUIRED
000019955 | BRACKET,EXTENSION | EARTHWIRE RISER;CHS;101.6 MM OD X 6.35 MM WALL GDE 6061 T6 ALUMINIUM; 1995 MM LG;MWL=1.0 KN HORIZONTAL,0.5 KN VERTICAL;C/W SPACER FOR LV PIN INSULATOR | GLOBAL | GLOBAL MANUFACTURING GROUP | ENERGEX-9311-A3 | PURCHASE AS REQUIRED
000019956 | BRACKET,EXTENSION | EARTHWIRE RISER;CHS;88.9 MM OD X 4 MM WALL GDE 250;GALV;2495 MM LG;MWL=1.0 KN HORIZONTAL,0.5 KN VERTICAL;C/W SPACER FOR LV PIN INSULATOR;TO SUIT 33 KV | HAYMAN | HAYMANS INDUSTRIES PTY LTD | 19956 | CURRENT
000019956 | BRACKET,EXTENSION | EARTHWIRE RISER;CHS;88.9 MM OD X 4 MM WALL GDE 250;GALV;2495 MM LG;MWL=1.0 KN HORIZONTAL,0.5 KN VERTICAL;C/W SPACER FOR LV PIN INSULATOR;TO SUIT 33 KV | LIVINGST | LIVINGSTONE ENGINEERING | 19956 | CURRENT
000019957 | BRACKET,EXTENSION | EARTHWIRE RISER;SHS;100 MM X 100 MM X 4 MM GDE 350;GALV;1895 MM LG;MWL=2.8 KN HORIZONTAL,0.5 KN VERTICAL;TO SUIT 33 KV SHACKLE/TERMINATION CONSTRUCTION; | HAYMAN | HAYMANS INDUSTRIES PTY LTD | 19957 | CURRENT
000019957 | BRACKET,EXTENSION | EARTHWIRE RISER;SHS;100 MM X 100 MM X 4 MM GDE 350;GALV;1895 MM LG;MWL=2.8 KN HORIZONTAL,0.5 KN VERTICAL;TO SUIT 33 KV SHACKLE/TERMINATION CONSTRUCTION; | LIVINGST | LIVINGSTONE ENGINEERING | 19957 | CURRENT
000019958 | COVER,ELECTRICAL EQUIPMENT | NEX COVER;ALUMINIUM;1200 MM H X 1460 MM W X 1330 MM D;TO DWG LOSTD-ST024-01; PACK OF 1,PACK WEIGHT 24 KG; | ENI | ENI INDUSTRIES PL | 84873 | CURRENT
000019958 | COVER,ELECTRICAL EQUIPMENT | NEX COVER;ALUMINIUM;1200 MM H X 1460 MM W X 1330 MM D;TO DWG LOSTD-ST024-01; PACK OF 1,PACK WEIGHT 24 KG; | GLOBAL | GLOBAL MANUFACTURING GROUP | ENERGEX-LOSTD-ST024-01 | CURRENT
000019959 | CULVERT BOX | UNIVERSAL;CONCRETE;1380 MM W X 1080 MM D X 1232 MM LG;C/W 2 X END COVERS;U/W PADMOUNT TRANSFORMERS;REFER SC19960 FOR FOUNDATION; | AQUARIUS | AQUARIUS PRECAST PL | 446QUNICUL | CURRENT
000019959 | CULVERT BOX | UNIVERSAL;CONCRETE;1380 MM W X 1080 MM D X 1232 MM LG;C/W 2 X END COVERS;U/W PADMOUNT TRANSFORMERS;REFER SC19960 FOR FOUNDATION; | TRI UGRD | TRI UNDERGROUND AUSTRALIA PTY LTD | TRICUL1380 | CURRENT
000019959 | CULVERT BOX | UNIVERSAL;CONCRETE;1380 MM W X 1080 MM D X 1232 MM LG;C/W 2 X END COVERS;U/W PADMOUNT TRANSFORMERS;REFER SC19960 FOR FOUNDATION; | HUMES | HUMES | 5029130 | CURRENT
000019960 | CONCRETE,PRECAST FOUNDATION | GDE 32 CONCRETE SLAB;1700 MM W X 2000 MM LG X 100 MM THK;U/W UNIVERSAL CULVERT SC19959;USED IN POOR SOIL CONDITIONS; PACK OF 1,PALLET WEIGHT 850 KG; | AQUARIUS | AQUARIUS PRECAST PL | 446QUNICULB | CURRENT
000019960 | CONCRETE,PRECAST FOUNDATION | GDE 32 CONCRETE SLAB;1700 MM W X 2000 MM LG X 100 MM THK;U/W UNIVERSAL CULVERT SC19959;USED IN POOR SOIL CONDITIONS; PACK OF 1,PALLET WEIGHT 850 KG; | TRI UGRD | TRI UNDERGROUND AUSTRALIA PTY LTD | TRICUL1700 | CURRENT
000019960 | CONCRETE,PRECAST FOUNDATION | GDE 32 CONCRETE SLAB;1700 MM W X 2000 MM LG X 100 MM THK;U/W UNIVERSAL CULVERT SC19959;USED IN POOR SOIL CONDITIONS; PACK OF 1,PALLET WEIGHT 850 KG; | HUMES | HUMES | 5028308 | CURRENT
000019961 | RELAY,PROTECTION INSTANT EARTH FAULT | REYROLLE MR112;EF;5 AMP;2.5 AMP TO 10 AMP SETTING;MTG FLUSH & RACK; | RMS | RELAY MONITORING SYSTEMS PL | EPMR112S524011 | PHASING
000019962 | BRUSH,NOZZLE | NOZZLE ATTACHMENT;FOR VACUUM HOSE TO NILFISK GD1005 VACUUM CLEANER; FOR ASBESTOS USE ONLY; | DCS | DIRECT CLEANING SUPPLIES | 11276901 | PHASING
000019964 | FILTER,VACUUM CLEANER | HEPA FILTER;FOR NILFISK GD1005 VACUUM CLEANER;FOR THE PREVENTION OF ASBESTOS FIBRES; | DCS | DIRECT CLEANING SUPPLIES | 12015500 | PHASING
000019966 | TOOL,VACUUM CLEANER | CONE,PLASTIC;ATTACHES TO VACUUM HOSE; FOR NILFISK GD1005 VACUUM CLEANER;FOR ASBESTOS USE ONLY; | DCS | DIRECT CLEANING SUPPLIES | 81140900 | PHASING
000019967 | TRANSFORMER,CURRENT | PROTECTION,TOROIDAL;INDOOR 660 V;INDOOR, 50 ID & 160 OD HOLE AL83 FOR STH WALES D4X4 & D6X4 INDOOR SWITCHGEAR;RATIO 600/ 400/300/5 AMP;5P20;15 VA ON 400/5 AMP, | HAWKSIDD | HAWKER SIDDELEY SWITCHGEAR LTD | GS2412 ITEM 1 | PURCHASE AS REQUIRED
000019968 | TRANSFORMER,CURRENT | REVENUE METERING;TOROIDAL;INDOOR 660 V; 55 ID & 160 OD HOLE AL73 FOR STH WALES D4X4 & D6X4 INDOOR SWITCHGEAR;RATIO 200/ 5.05 ME2 15 VA;AS1675;C/W TERMINALS & | HAWKSIDD | HAWKER SIDDELEY SWITCHGEAR LTD | GS2412 ITEM 2 | PHASING
000019969 | TRANSFORMER,CURRENT | PROTECTION,TOROIDAL;INDOOR 660 V;50 ID & 160 OD HOLE AL83 FOR STH WALES D4X4 & D6X4 INDOOR SWITCHGEAR;RATIO 600/400/300 /5 AMP;CLASS 1;10 VA;20 KA MIN FOR 3 SEC | HAWKSIDD | HAWKER SIDDELEY SWITCHGEAR LTD | GS2412 ITEM 3 | STRATEGIC SPARE
000019970 | BUSBAR | SWITCHGEAR PRIMARY CT BAR;11 KV;630 AMP; PRIMARY CT BAR;C/W STUDS & EARTH LEAD;TO SUIT STH WALES D4X4 & D6X4 SUBSTATION SWITCHGEAR; | HAWKSIDD | HAWKER SIDDELEY SWITCHGEAR LTD | GS2411 | MAINTENANCE STOCK
000020001 | DISCONNECTOR,HIGH VOLTAGE | 145kV, 1600A, 40kA/1Sec, 3Ph, Manual Operation, Outdoor Rotary Double Break Type DB145, Busbar Mtg Height 6500mm (No Insulators) | PLP AUST | PREFORMED LINE PRODUCTS (AUST) | A-A8032-07 | PHASING
000020002 | DISCONNECTOR,HIGH VOLTAGE | 145kV, 1600A, 40kA/1Sec, 3Ph, 1 x Earth Switch Type SE145, Manual Operation, Outdoor Rotary Double Break Type DB145, Busbar Mtg Height 6000mm (No Insulators) | PLP AUST | PREFORMED LINE PRODUCTS (AUST) | A-A9304 | PHASING
000020014 | DISCONNECTOR,HIGH VOLTAGE | 36kV, 800A, 25kA/3Sec, 3Ph, Motorised 110VDC, Outdoor Rotary Double Break Type DB36, Pipework Structure c/w Insulators | PLP AUST | PREFORMED LINE PRODUCTS (AUST) | A-A8029-09 | PHASING
000020018 | CUTTER,CABLE,HAND OPERATED | SHEAR CUT BLADE TYPE;160 MM LG;VINYL GRIP HANDLE;FOR CABLE RANGE DIAMETER 9 MM TO 22 MM AL/CU;PACK OF 1; | LEGEND | LEGEND POWER SYSTEMS | K-22 | CURRENT
000020018 | CUTTER,CABLE,HAND OPERATED | SHEAR CUT BLADE TYPE;160 MM LG;VINYL GRIP HANDLE;FOR CABLE RANGE DIAMETER 9 MM TO 22 MM AL/CU;PACK OF 1; | SPECFORC | SPECIALISED FORCE | LK-22A | CURRENT
000020018 | CUTTER,CABLE,HAND OPERATED | SHEAR CUT BLADE TYPE;160 MM LG;VINYL GRIP HANDLE;FOR CABLE RANGE DIAMETER 9 MM TO 22 MM AL/CU;PACK OF 1; | THEWMCAN | TMAC THEW & MCCANN GROUP | HIT SC10 | CURRENT
000020019 | CUTTER,CABLE,HAND OPERATED | PARROT BEAK TYPE;210 MM LG;FOR CABLE RANGE DIAMETER 16 MM TO 35 MM AL/CU; PACK OF 1; | SPECFORC | SPECIALISED FORCE | LK-38A | CURRENT
000020020 | FUSE ELEMENT,ELEC | PARALLEL KIT CONVERTION;2 X 400 AMP FUSE SWITCHES TO 800 AMP;DIN SIZE 3 BASES; SUITABLE FOR WEBER LV SWITCHBOARD V-BK 800;PACK OF 1,PACK WEIGHT 3 KG; | WEBER | WEBER SOUTH PACIFIC PTY LTD | V-BK800 | CURRENT
000020021 | KIT,EXTENSION | KIT EXTENSION FROM ABB TO WEBER FOR RETROFIT;SUITABLE FOR WEBER LV SWITCHBOARD WEBER V-EEK;PACK OF 1, PACK WEIGHT 3.0 KG; | WEBER | WEBER SOUTH PACIFIC PTY LTD | V-EEK | CURRENT
000020022 | FUSE-SWITCH COMBINATION. | 400 AMP FUSE SWITCH;630 AMP BASE;DIN SIZE 2 FUSES;SUITABLE FOR WEBER LV SWITCHBOARD VER2-LP07;PACK OF 1 ,PACK WEIGHT 7.0 KG; | WEBER | WEBER SOUTH PACIFIC PTY LTD | VER2-L-P07 | CURRENT
000020023 | FUSE-SWITCH COMBINATION. | 630 AMP FUSE SWITCH;1000 AMP BASE;DIN SIZE 3 FUSES;SUITABLE FOR WEBER LV SWITCHBOARD;VER3-L-P07;PACK OF 1 ,PACK WEIGHT 7.0 KG; | WEBER | WEBER SOUTH PACIFIC PTY LTD | VER3-LP07 | CURRENT
000020024 | FUSE-SWITCH COMBINATION. | PARALLEL FUSE SWITCH;1260 AMP (2 X 630 AMP);DIN SIZE 3 FUSES;SUITABLE FOR WEBER LV SWITCHBOARD VERD3-AU-P01; PACK OF 1,PACK WEIGHT 15 KG; | WEBER | WEBER SOUTH PACIFIC PTY LTD | VERD3-AU-P01 | CURRENT
000020029 | STAND,EXTENSION | ABB SAFELINK;300 MM EXTENDED HEIGHT METAL PLINTH/STAND;3 WAY;TO SUIT CCC & CFC; | ABB | ABB FAN PTY LTD | 3 WAY METAL PLINTH STAND | PURCHASE AS REQUIRED
000020030 | STAND,EXTENSION | ABB SAFELINK;300 MM EXTENDED HEIGHT METAL PLINTH/STAND;4 WAY;TO SUIT CFCF; | ABB | ABB FAN PTY LTD | 4 WAY METAL PLINTH STAND | CURRENT
000020031 | CABLE GLAND | GLAND PLATE SET;FOR CFC ABB SAFELINK; | ABB | ABB FAN PTY LTD | CFC GLAND PLATE | PURCHASE AS REQUIRED
000020032 | CABLE GLAND | GLAND PLATE SET;FOR CCC ABB SAFELINK; | ABB | ABB FAN PTY LTD | CCC GLAND PLATE | PHASING
000020033 | CABLE GLAND | GLAND PLATE SET;FOR CFCF ABB SAFELINK; | ABB | ABB FAN PTY LTD | C0292 | CURRENT
000020034 | MICROCONTROLLER | PROGRAMMABLE LOGIC CONTROLLER EXPANSION UNIT;100-240 V DC/AC;4 AC/DC INPUT; 4 RELAY OUTPUT;PROCON INST TECH COMBINATION IO MODULE; U/W SC20035 | IDEC | IDEC (MANUFACTURER) | FL1F-M08C2R2 | CURRENT
000020035 | MICROCONTROLLER | PROGRAMMABLE LOGIC CONTROLLER; 100-240 V DC/AC;8 AC/DC INPUT;4 RELAY OUTPUT;IDEC SMART RELAY;U/W SC20034; | IDEC | IDEC (MANUFACTURER) | FL1F-H12RCC | CURRENT
000020036 | MICROCONTROLLER | PROGRAMMABLE LOGIC CONTROLLER;12 V - 24 V DC;4 DC INPUT;4 RELAY OUTPUT;PROCON INST TECH COMBINATION IO MODULE; U/W SC20037; | IDEC | IDEC (MANUFACTURER) | FL1F-M08B2R2 | PURCHASE AS REQUIRED
000020037 | MICROCONTROLLER | PROGRAMMABLE LOGIC CONTROLLER;12 V - 24 V DC;8 DC INPUT;4 RELAY OUTPUT;PROCON INST TECH BASE UNIT; U/W SC20036; | IDEC | IDEC (MANUFACTURER) | FL1F-H12RCE | CURRENT
000020050 | RELAY SET,DIFFERENTIAL BUSBAR | AREVA MCAG34 7 MVTP31;1 AMP;10% - 40%; 3 X 220 OHM RESISTORS & METROSILS; 110 V DC AUX;FLUSH & RACK MTG; P/N MCAG34VCBC0220A MVTP31V1CB0751E; | AREVA | AREVA T&D AUSTRALIA LIMITED | MCAG34VCBC0220AMVTP31V1CB0751E | PURCHASE AS REQUIRED
000020051 | TRANSFORMER,CURRENT | PROTECTION,TOROIDAL;INDOOR;660 V;FOR I POWER NU-VAC 11000 SERIES D;55 ID HOLE & 165 W,195 H;INDOOR SWITCHGEAR;RATIO 600/400/300/5 AMP;15 VA;5P20 ON 400/ | IPSOL | I POWER SOLUTIONS HEMMANT QLD 4174 | 600/400/300/5 15VA 5P20 | PURCHASE AS REQUIRED
000020052 | TRANSFORMER,CURRENT | PROTECTION,TOROIDAL;INDOOR;660 V;FOR OLX2/3 GEC/AREVA INDOOR SWITCHGEAR; 50 ID HOLE & 158 OD;130 MM LG;RATIO 800/ 600/400/5 AMP;15 VA;5P20 ON 400/5 AMP; | AREVA | AREVA T&D AUSTRALIA LIMITED | 800/600/400/5 15VA 5P20 | PURCHASE AS REQUIRED
000020053 | CROSSARM,COMPOSITE | FIBREGLASS;2100 MM LG;100 MM X 100 MM; DRILLED FOR 11TM,11SM POWER DISTRIBUTION;PALLETOF 50,PACK WEIGHT 450 KG; | WAGNERS | WAGNERS PTY LTD TOOWOOMBA QLD | EC003-00017 | CURRENT
000020053 | CROSSARM,COMPOSITE | FIBREGLASS;2100 MM LG;100 MM X 100 MM; DRILLED FOR 11TM,11SM POWER DISTRIBUTION;PALLETOF 50,PACK WEIGHT 450 KG; | WAGNERS | WAGNERS PTY LTD TOOWOOMBA QLD | 11TM,11SM | CURRENT
000020054 | LIFTING EYES,UNIVERSAL | 1.3 TONNE (SWL);STANDARD LIFTING EYES; FOR LIFTING PRECAST FOUNDATIONS,SC19782, SC19730 & SC19783;PACK OF 1; | AQUARIUS | AQUARIUS PRECAST PL | 1LE | CURRENT
000020054 | LIFTING EYES,UNIVERSAL | 1.3 TONNE (SWL);STANDARD LIFTING EYES; FOR LIFTING PRECAST FOUNDATIONS,SC19782, SC19730 & SC19783;PACK OF 1; | TRI UGRD | TRI UNDERGROUND AUSTRALIA PTY LTD | TRISWIFTL | CURRENT
000020054 | LIFTING EYES,UNIVERSAL | 1.3 TONNE (SWL);STANDARD LIFTING EYES; FOR LIFTING PRECAST FOUNDATIONS,SC19782, SC19730 & SC19783;PACK OF 1; | HUMES | HUMES | 1LE | CURRENT
000020060 | FRAME,MANHOLE. | ALUMINIUM;PIT FRAME;1400 MM;YELLOW COLOUR; | CLPDIST | CLP DISTRIBUTORS | MGA-140Y | CURRENT
000020061 | TRANSFORMER,VOLTAGE | 19 KV/63.5 V;SINGLE PHASE UNIT;50 VA OUTPUT;CLASS 1;50 HZ;4MS/50 V PER PHASE; U/W AREVA WSA SWITCHGEAR; | AREVA | AREVA T&D AUSTRALIA LIMITED | 19 KV/63.5 V | PURCHASE AS REQUIRED
000020062 | CLEVIS BALL ASSEMBLY | FORGED STEEL;GALV;BALL END TO Y CLEVIS; 120 KN;M20 BOLT;U/W 132 KV LINE POST INSULATORS TO SOCKET CLEVIS TO AGSU OR SUSPENSION CLAMP; | DULHUNTY | DULHUNTY INDUSTRIES PTY LTD | BYC-120 | CURRENT
000020063 | DRY CHEMICAL,FIRE EXTINGUISHER | 4.5 KG;RATING 40 AB (E);TYPE DCP: C/W WALL MTG BKT & SIGNAGE; | CHUBB | CHUBB | 2046/01+80342+80794 | PURCHASE AS REQUIRED
000020064 | BOLT,MACHINE | STEEL;GALV;HEX HD;M16;ISO M;60 MM LG;C/W HEX NUT ATTACHED;HIGH TENSILE GDE 8.8; 20 MM SHANK;PACK OF 75; | HOBSON | HOBSON ENGINEERING CO PTY LTD 393904 | KBH46GCM160060 | CURRENT
000020064 | BOLT,MACHINE | STEEL;GALV;HEX HD;M16;ISO M;60 MM LG;C/W HEX NUT ATTACHED;HIGH TENSILE GDE 8.8; 20 MM SHANK;PACK OF 75; | STATEWD | STATEWIDE FSTNERS & ENG SPLS PL | HSBAGM1660 | CURRENT
000020068 | COVER,TERMINAL | FOR ME160 KWH METER;REFER SC05079; | ISKRA |  | ME160 ETX EX | PURCHASE AS REQUIRED
000111617 | PAINT,MARKING | LINE SPRAY, YELLOW 500G (LEAD FREE) PACK OF 12, PACK WEIGHT 6KG | SIGNET | SIGNET PTY LTD | 11529 | PURCHASE AS REQUIRED
000119784 | CAP, END | PVC;SUIT P1000 CHANNEL; PACK OF 100; | EZYSTRUT | EZYSTRUT CABLE & PIPE SUPPORTS | E1180P | CURRENT
000125393 | CAULKING TOOL, HAND | CAULKING GUN;PACK OF 1; | CNWPL | CNW PL - SLACKS CREEK | F-CGLR | CURRENT
000125393 | CAULKING TOOL, HAND | CAULKING GUN;PACK OF 1; | SELLEYS |  | CAULKING GUN | CURRENT
000126334 | RAKE,GARDEN | Nail Type, 14 Tooth, Steel Head, c/w Wooden Handle | MMELEC | MM ELECTRICAL MERCHANDISING | IND0426234 | CURRENT
000126334 | RAKE,GARDEN | Nail Type, 14 Tooth, Steel Head, c/w Wooden Handle | SPEARJAC |  | SJ-CGR2 | CURRENT
000126334 | RAKE,GARDEN | Nail Type, 14 Tooth, Steel Head, c/w Wooden Handle | SPEARJAC |  | SJ-CGR1 | CURRENT
000130567 | ADHESIVE | SUPAGLUE; 3 ML TUBE;PACK OF 1; | BLKWOOD | J BLACKWOOD & SON LTD | 07271515 | CURRENT
000130567 | ADHESIVE | SUPAGLUE; 3 ML TUBE;PACK OF 1; | SELLEYS |  | SG3 | CURRENT
000139279 | NUT,SELF-LOCKING,GANG CHANNEL | OBLONG;STEEL; ZINC PLATED;M8;WITH SPRING ;PACK OF 100,PACK WEIGHT 4.10 KG; | EZYSTRUT | EZYSTRUT CABLE & PIPE SUPPORTS | E1007Z | CURRENT
000221986 | CRAYON, MARKING | LUMBER;YELLOW;BOX OF 12; | BLKWOOD | J BLACKWOOD & SON LTD | 04035709 | CURRENT
000221986 | CRAYON, MARKING | LUMBER;YELLOW;BOX OF 12; | STATEWD | STATEWIDE FSTNERS & ENG SPLS PL | CLY3 | CURRENT
000221986 | CRAYON, MARKING | LUMBER;YELLOW;BOX OF 12; | KEYLINE | KEY-LINE DISTRIBUTORS PTY LTD | LEV 3YE | CURRENT
000234674 | BRAZING ALLOY, SILVER | BROWN TIP;15%; | CONALLOY |  | 1306536 | CURRENT
000239194 | BRACKET, CANTILEVER | STEEL; GALV; 400 MM LG; PACK OF 1,PACK WEIGHT 1.2 KG; | EZYSTRUT | EZYSTRUT CABLE & PIPE SUPPORTS | CB2-400H | CURRENT
000242362 | BRACKET, CANTILEVER | STEEL;GALV;750 MM LG; PACK OF 1,PACK WEIGHT 4 KG; | EZYSTRUT | EZYSTRUT CABLE & PIPE SUPPORTS | CB2-750H | CURRENT
000242693 | BRACKET, CANTILEVER | STEEL;GALV; 550 MM LG; PACK OF 1,PACK WEIGHT 3 KG; | CNWPL | CNW PL - SLACKS CREEK | UNSP2663-550 | CURRENT
000242693 | BRACKET, CANTILEVER | STEEL;GALV; 550 MM LG; PACK OF 1,PACK WEIGHT 3 KG; | CNWPL | CNW PL - SLACKS CREEK | 4001134 | CURRENT
000242693 | BRACKET, CANTILEVER | STEEL;GALV; 550 MM LG; PACK OF 1,PACK WEIGHT 3 KG; | UNISTRUT | UNISTRUT AUSTRALIA (MANUFACTURER) | UNSP2663-550 | CURRENT
000242693 | BRACKET, CANTILEVER | STEEL;GALV; 550 MM LG; PACK OF 1,PACK WEIGHT 3 KG; | NORTHGAR | NORTHGARD SERVICES PTY LTD | P2663-550 | CURRENT
000243683 | BRACKET, CANTILEVER | STEEL;GALV;250 MM LG;PACK OF 1, PACK WEIGHT 1.08 KG; | EZYSTRUT | EZYSTRUT CABLE & PIPE SUPPORTS | CB2-250H | CURRENT
000252262 | SETSCREW | STEEL; ZINC PLATED;M10 X 30 MM LG; HEX HD;PACK OF 100,PACK WEIGHT 2.0 KG; | EZYSTRUT | EZYSTRUT CABLE & PIPE SUPPORTS | HS1030Z | CURRENT
000290130 | SETSCREW | STEEL; ZINC PLATED;M8 X 20 MM LG;HEX HD; PACK OF 100;PACK WEIGHT 1.2 KG; | EZYSTRUT | EZYSTRUT CABLE & PIPE SUPPORTS | HS820Z | CURRENT
000323865 | PLATE,IDENTIFICATION | BRASS;STAMPED `G';PACK OF 1; | RMSTOLFB | RMS TOLLFAB | PLATE | PURCHASE AS REQUIRED
000327213 | VEST,HIGH VISIBILITY. | C/W REFLECTIVE STRIPES,;XXOS;100% COTTON | KEYLINE | KEY-LINE DISTRIBUTORS PTY LTD | 172R | CURRENT
000381467 | SETSCREW | STEEL; ZINC PLATED; M12 X 25 MM LG; HEX HD;PACK OF 100,PACK WEIGHT 3.0 KG; | EZYSTRUT | EZYSTRUT CABLE & PIPE SUPPORTS | HS1225Z | CURRENT
000382473 | RAKE,GARDEN | Grass, Plastic c/w Handle | SPEARJAC |  | SJR-480 | CURRENT
000382473 | RAKE,GARDEN | Grass, Plastic c/w Handle | QES |  | RLEA450P1 | CURRENT
000451534 | CONNECTOR,ELECTRICAL | CORD EXTENSION SOCKET;10 AMP GREY; 3 PIN;PACK OF 10; | CLIPSAL | GERARD INDUSTRIES QLD DIVSN P/L | CLI438GY (BOX OF 10) | PURCHASE AS REQUIRED
000020069 | POLE,PUBLIC LIGHTING | BASE PLATE MTD;STEEL;GALV;5 .0 M ABOVE GROUND;FINISHED POWDER COATED GREEN;MID HINGED RIGHT;COUNTER BALANCED;C/W INTEGRAL 0.5 M OUTREACH;34 MM OD; | GM POLES | GM POLES PTY LTD | MH 5E-GR | CURRENT
000020070 | POLE,PUBLIC LIGHTING | BASE PLATE MTD;STEEL;GALV;5.0 M ABOVE GROUND;FINISHED POWDER COATED BLACK; MID HINGED RIGHT;COUNTER BALANCED;C/W INTEGRAL 0.5 M OUTREACH;34 MM OD;100 MM | GM POLES | GM POLES PTY LTD | MH 5E-BL | CURRENT
000020071 | POLE,PUBLIC LIGHTING | BASE PLATE MTD;STEEL;GALV;5.0 M ABOVE GROUND;FINISHED POWDER COATED BLUE- GREY;MID HINGED RIGHT;COUNTER BALANCED; C/W INTEGRAL 0.5 M OUTREACH;34 MM OD; | GM POLES | GM POLES PTY LTD | MH 5E-BG | CURRENT
000020074 | RAYFLATE,DUCT SEALING SYSTEM | MASTIC SEALING CLIP;CLP-100; PACK OF 5; | TECONN | TE CONNECTIVITY LTD | RDSS-CLIP-100(S5) | CURRENT
000020075 | RAYFLATE,DUCT SEALING SYSTEM | MASTIC SEALING CLIP;CLP-125; PACK OF 5; | TECONN | TE CONNECTIVITY LTD | RDSS-CLIP-125(S5) | CURRENT
000020076 | RAYFLATE,DUCT SEALING SYSTEM | INFLATABLE CONDUIT SEAL; RAYRDSS-125;PACK OF 10; | TECONN | TE CONNECTIVITY LTD | RDSS-125(S10) | CURRENT
000020072 | BOX,ELECTRICAL,MULTIAPPLICATION. | POLYCARBONATE;600 MM H,400 MM W, 220 MM D;C/W HINGED DOOR;ENCLOSURE FIBOX CAB PC604022G 3B; C/W MOUNTING PLATE PART#FIBEKIV54; PACK OF 1; | REXEL | REXEL PTY LTD | FIBCABPC504020G3B+ FIBEKIV54 | CURRENT
000020072 | BOX,ELECTRICAL,MULTIAPPLICATION. | POLYCARBONATE;600 MM H,400 MM W, 220 MM D;C/W HINGED DOOR;ENCLOSURE FIBOX CAB PC604022G 3B; C/W MOUNTING PLATE PART#FIBEKIV54; PACK OF 1; | NHP | NHP ELECTRICAL ENGINEERING | FIBCABPC504020G3B | CURRENT
000020072 | BOX,ELECTRICAL,MULTIAPPLICATION. | POLYCARBONATE;600 MM H,400 MM W, 220 MM D;C/W HINGED DOOR;ENCLOSURE FIBOX CAB PC604022G 3B; C/W MOUNTING PLATE PART#FIBEKIV54; PACK OF 1; | CNWPL | CNW PL - SLACKS CREEK | CABPC504020G3B+EKIV54 | CURRENT
000020072 | BOX,ELECTRICAL,MULTIAPPLICATION. | POLYCARBONATE;600 MM H,400 MM W, 220 MM D;C/W HINGED DOOR;ENCLOSURE FIBOX CAB PC604022G 3B; C/W MOUNTING PLATE PART#FIBEKIV54; PACK OF 1; | NHP | NHP ELECTRICAL ENGINEERING | CAB PC 504020 G3B | CURRENT
000020073 | PANEL,ASSEMBLY | POWER QUALITY ENCLOSURE;500 MM H; 400 MM W;200 MM D;FITTED WITH TEST BLOCK;PROVISION TO MTG METER & MODEM;U/W SC20072 & SC05051; | ERGONWS | PROVISION OF WORKSHOP SERVICES | ENCLOSURE PANEL | CURRENT
000020077 | HAT,SUN | Sun Protection, Wide Brim, 56cm, Size S, Soft Fabric, Cool Grey 5, Unbranded | BUNZL | BUNZL LIMITED BRISBANE | CH66-S | CURRENT
000020077 | HAT,SUN | Sun Protection, Wide Brim, 56cm, Size S, Soft Fabric, Cool Grey 5, Unbranded | ATOMSUPP | ATOM SUPPLY | 31120007 | CURRENT
000020077 | HAT,SUN | Sun Protection, Wide Brim, 56cm, Size S, Soft Fabric, Cool Grey 5, Unbranded | ATOMSUPP | ATOM SUPPLY | 453577 | CURRENT
000020077 | HAT,SUN | Sun Protection, Wide Brim, 56cm, Size S, Soft Fabric, Cool Grey 5, Unbranded | MOUNTCAS |  | 55 CM SML | CURRENT
000020081 | CANTEEN,WATER | 1.2L Aventurer Insulated Bottle, Double Wall S/Steel, Rubber Carry Handle, Keeps Drinks Hot for 12hrs & Cold for 24hrs | KEYLINE | KEY-LINE DISTRIBUTORS PTY LTD | 255100-006 | CURRENT
000020083 | INSULATOR,STANDOFF | LINE POST;PORCELAIN,TIE TOP;33 KV NOM V; 475 MM H;8 KN MIN FAILING CANTILEVER; SOLID CORE;880 MM MIN CREEPAGE;VERTICAL/ HORIZONTAL;C/W M20 X 85 MM STUD,SPRING | TYCO | TYCO | 33KV VERTICAL TIE TOP LINE | CURRENT
000020083 | INSULATOR,STANDOFF | LINE POST;PORCELAIN,TIE TOP;33 KV NOM V; 475 MM H;8 KN MIN FAILING CANTILEVER; SOLID CORE;880 MM MIN CREEPAGE;VERTICAL/ HORIZONTAL;C/W M20 X 85 MM STUD,SPRING | BRITECH | BRI-TECH PTY LTD | PPI33-880 -EX | CURRENT
000020083 | INSULATOR,STANDOFF | LINE POST;PORCELAIN,TIE TOP;33 KV NOM V; 475 MM H;8 KN MIN FAILING CANTILEVER; SOLID CORE;880 MM MIN CREEPAGE;VERTICAL/ HORIZONTAL;C/W M20 X 85 MM STUD,SPRING | DULHUNTY | DULHUNTY INDUSTRIES PTY LTD | R8ET200L-475 | CURRENT
000020083 | INSULATOR,STANDOFF | LINE POST;PORCELAIN,TIE TOP;33 KV NOM V; 475 MM H;8 KN MIN FAILING CANTILEVER; SOLID CORE;880 MM MIN CREEPAGE;VERTICAL/ HORIZONTAL;C/W M20 X 85 MM STUD,SPRING | GRAPHSOL | GRAPH SOLUTIONS PTY LTD | 28602S | CURRENT
000020089 | RELAY,VOLTAGE | TAP CHANGE CONTROL;63.5-110 V AC INPUT; 1 AMP,5 AMP LDC;110 V DC DIGITAL INPUT; MIDOS SIZE 4 CASE; | RMS | RELAY MONITORING SYSTEMS PL | 2V164 BBBAB | CURRENT
000020090 | RELAY,VOLTAGE | TAP CHANGE CONTROL;63.5-110 V AC INPUT; 1 AMP,5 AMP LDC;48 V DC DIGITAL INPUT; MIDOS SIZE 4 CASE; | RMS | RELAY MONITORING SYSTEMS PL | 2V164BAAAB | STRATEGIC SPARE
000020091 | ARRESTER,ELECTRICAL SURGE | GAPLESS TYPE;96 KV;10 KA;CLASS 3,LINE DISCHARGE;PEDESTAL MTG;FOR 110 KV NOM VOLTAGE SYSTEM;POLYMERIC HOUSING; | ABB | ABB FAN PTY LTD | PEXLIM Q096-XH123 | MAINTENANCE STOCK
000020092 | RELAY,FEEDER DIFFERENTIAL. | REYROLLE SOLKOR N;RS485;5/1 AMP;24/30/48 V DC AUX;30/34 V DC DI;MTG FLUSH RACK; | REYROLLE |  | SO1-131AA | PURCHASE AS REQUIRED
000020093 | RELAY SET,BUSBAR DIFFERENTIAL PROTECTION | SEL 487B;5 AMP;24/48 V DC AUX;24 V DC LOGIC INPUTS;HORIZONTAL RACK MTG; | SEL | SCHWEITZER ENGINEERING LABORATORIES INC. | 0487B025X2XBBBXXH | PHASING
000020107 | INVERTER,POWER | ePOWER Inverter; 12V 400W 230VAC; to suit RCD/GPO; C/W Mounting plate | ADVTRID | ADVANCE TRIDENT LIMITED | RCD-GPO-EP400W | PURCHASE AS REQUIRED
000020108 | CABLE,CONTROL,ELECTRICAL | TELEPHONE CABLE;10 PAIR;0.64 MM;EXT JELLY FILLED;PE/NY; | REXEL | REXEL PTY LTD | CLI2T10POJPN6 | PURCHASE AS REQUIRED
000020108 | CABLE,CONTROL,ELECTRICAL | TELEPHONE CABLE;10 PAIR;0.64 MM;EXT JELLY FILLED;PE/NY; | HAYMANS | HAYMANS ELECTRICAL | CLI2T10POJPN6 | PURCHASE AS REQUIRED
000020109 | INDICATOR,FAULTED CIRCUIT. | MONITOR EARTH;CT CABLE MTG;FOR 11 KV REMOTE INDICATOR;ELECTRONIC,SELF POWERED;RESET AFTER 4 HRS OR MANUAL RESET BY LOCAL;REFER SC20110 FOR TESTER | HYLEC | HYLEC PTY LTD | CFIOPTOE3.0EGXPMTKI | CURRENT
000020109 | INDICATOR,FAULTED CIRCUIT. | MONITOR EARTH;CT CABLE MTG;FOR 11 KV REMOTE INDICATOR;ELECTRONIC,SELF POWERED;RESET AFTER 4 HRS OR MANUAL RESET BY LOCAL;REFER SC20110 FOR TESTER | HYLEC | HYLEC PTY LTD | MVCFIENERGEXPMTKI | CURRENT
000020110 | TESTER,INDICATOR | NEON TRIP TESTER;FOR NEON FAULT INDICATOR LIGHTS;U/W SC20109 INDICATOR FAULTED CIRCUIT; | HYLEC | HYLEC PTY LTD | 49-0109-002 | CURRENT
000020111 | RIVETER TOOL | SRC HR706, HD Rivet Tool, 3 Piece Jaws, Heat Treated, Powder Coat, 4 Nozzles 2.4mm(3/32"), 3.2mm(1/8"), 4.0mm(5/32"), 4.8mm(3/16"), used to secure remote | SRC TOOL | SRC TOOLS (MANUFACTURER) | HR-706 | PHASING
000020111 | RIVETER TOOL | SRC HR706, HD Rivet Tool, 3 Piece Jaws, Heat Treated, Powder Coat, 4 Nozzles 2.4mm(3/32"), 3.2mm(1/8"), 4.0mm(5/32"), 4.8mm(3/16"), used to secure remote | HYLEC | HYLEC PTY LTD | RIVETER | PHASING
000020082 | CROSSARM,METAL | Galv Steel, for 11kV & 33kV Expanded Trident Constructions, Dwg 15627-A3, Pallet of 16 (scm) | HAYMAN | HAYMANS INDUSTRIES PTY LTD | 20082 | CURRENT
000020082 | CROSSARM,METAL | Galv Steel, for 11kV & 33kV Expanded Trident Constructions, Dwg 15627-A3, Pallet of 16 (scm) | GREATWST |  | 20082 | CURRENT
000020112 | TRANSFORMER,VOLTAGE | METERING AUXILIARY;240 V/110 V/90 V AC; 60 V OUTPUT;SINGLE PHASE;PAPER INSUL, AIR COOLED;TERMINATION VIA 200 MM FLYING LEADS;STEPDOWN TRANSFORMER; | GAYRAD | JJ ELECTRICAL MANUFACTURING T/A GAYRAD | MODEL 06 | PURCHASE AS REQUIRED
000020113 | FILTER, OIL | OIL;FLEXIBLE BUND FILTER;300 MM DIA; SUIT 225 MM DIA FRC PIPE OUTLET USING CABLE TIES; | ABSORBEN | ABSORB ENVIROMENTAL SOLUTIONS | AES BF 300 | PURCHASE AS REQUIRED
000020114 | RELAY,FEEDER DIFFERENTIAL. | GE L90;1 AMP OR 5 AMP;50 V TO 240 V AC; AUX 125 V 250 V DC;100 V TO 240 V AC;L90 -D00-HCH-F8A-H6G-L6U-5XX-U6T-W7S;FOR USE ON 3 TERMINAL FEEDERS; | POWERLNK | POWERLINK | SXX-U6T-W7S | STRATEGIC SPARE
000020114 | RELAY,FEEDER DIFFERENTIAL. | GE L90;1 AMP OR 5 AMP;50 V TO 240 V AC; AUX 125 V 250 V DC;100 V TO 240 V AC;L90 -D00-HCH-F8A-H6G-L6U-5XX-U6T-W7S;FOR USE ON 3 TERMINAL FEEDERS; | POWERLNK | POWERLINK | L90-D00-HCH-F8A-H6G-L6U-N6U- | STRATEGIC SPARE
000020094 | TRANSFORMER,VOLTAGE | 33000/110 V;3 PHASE;VA/PHASE 200-100; CLASS 0.5M5P3R;S/N 17753,PLANT VT6; ITEM 1;REFER TO SC19737; | HANSOM |  | 33000/110 V | CURRENT
000020095 | TRANSFORMER,VOLTAGE | 33000/110 V;3 PHASE;VA/PHASE 200-100; CLASS 0.5M5P3R;S/N 17752,PLANT VT5; ITEM 2;REFER SC19737 FOR REPLACEMENT; | HANSOM |  | 33000/110 V VT5 | PURCHASE AS REQUIRED
000020096 | CIRCUIT BREAKER | OX36;IR-1250 AMP;FR 50 HZ;UP 200 KV; IK-25 KA;TK-3S;CONTRACT CE30Z-G;240 V AC SPRING CHARGE MOTOR;32 V DC CLOSING & TRIPPING; | AREVA | AREVA T&D AUSTRALIA LIMITED | OX36 1250 AMP | STRATEGIC SPARE
000020097 | TRANSFORMER,CURRENT | POST TYPE;OUTDOOR;GIF 36-68;IL 36/70,200 KV;3 CORES,1200/800/600/5 AMP,1200/800/ 600/5 AMP,1600/1200/500/5 AMP; S/N 04/10402110,S/N04/10402111,S/N | POWERENG |  | 36 KV OUTDOOR POST TYPE | STRATEGIC SPARE
000020098 | TRANSFORMER,CURRENT | POST TYPE;OUTDOOR;GIF 36-38;IL 36/70 200 KV;4 CORES,1200/800/600/5 AMP, 1200/800/600/5 AMP,1000/1 AMP,1000/1 AMP ;S/N 04/10402107,S/N 04/10402108,S/N | POWERENG |  | 36 KV GIF 36/38 | STRATEGIC SPARE
000020099 | TRANSFORMER,CURRENT | POST TYPE;OUTDOOR;GIF 36-68;IL 36/70 200 KV;4 CORES,1200/800/600/5 AMP,1200/ 800/600/5 AMP,1000/1 AMP,1000/1 AMP; S/N 04/10402104,S/N 04/10402105,S/N | POWERENG |  | 36 KV GIF 36/38 | STRATEGIC SPARE
000020100 | TRANSFORMER,CURRENT | POST TYPE;OUTDOOR;GIF 36-38;IL 36/70 200 KV;3 CORES,1200/800/600/5 AMP,1200/ 800/600/5 AMP,1600/1200/500/5 AMP;S/N 04/10402113,S/N 04/10402114,S/N | POWERENG |  | 36 KV GIF 36-38 | STRATEGIC SPARE
000020102 | TRANSFORMER,CURRENT | POST TYPE;OUTDOOR;TYPE 06/36/203; 800 AMP;3 CORES,400/600/800/1 AMP,400/ 600/800/1 AMP,1200/1600/1 AMP;S/N 25443/ 1;SEQEB 50356;ITEM 9; | ABB | ABB FAN PTY LTD | GIF 36-58 | CURRENT
000020103 | TRANSFORMER,CURRENT | POST TYPE;OUTDOOR;06/36/203;800 AMP; 3 CORES,400/600/800/1 AMP,400/600/800/ 1 AMP,1200/1600/1 AMP;S/N 25446/1;SEQEB 50135;ITEM 10; | ABB | ABB FAN PTY LTD | 06/36/203 | STRATEGIC SPARE
000020117 | TAPE,INSULATION,ELECTRICAL | RAYSULATE ETHYLENE-PROPYLENE POLYMER; HEAT SHRINKABLE;36 KV HV BUSBAR TAPE; 50 MM W;10 M LG; | RAYCHEM | RAYCHEM (AUSTRALIA) PTY LTD | HVBT-14-A | CURRENT
000020116 | ARRESTER,ELECTRICAL SURGE | GAPLESS,METAL OXIDE;12 KV;10 KA;INSUL M12 MTG & EARTH DISCONNECTOR; U/W CCT;POLYMER HOUSED; Class A; C/W 500 MM X 16 SQ MM LINE LEAD & LUG; | SIEMENS | SIEMENS LTD | 3EK41201CK4ZQ97R51P12P31 | CURRENT
000020116 | ARRESTER,ELECTRICAL SURGE | GAPLESS,METAL OXIDE;12 KV;10 KA;INSUL M12 MTG & EARTH DISCONNECTOR; U/W CCT;POLYMER HOUSED; Class A; C/W 500 MM X 16 SQ MM LINE LEAD & LUG; | BRITECH | BRI-TECH PTY LTD | OB12-100EN | CURRENT
000020116 | ARRESTER,ELECTRICAL SURGE | GAPLESS,METAL OXIDE;12 KV;10 KA;INSUL M12 MTG & EARTH DISCONNECTOR; U/W CCT;POLYMER HOUSED; Class A; C/W 500 MM X 16 SQ MM LINE LEAD & LUG; | MVTECH | MV TECHNOLOGY SOLUTIONS P/L | S3EK4120-1CK4-ZQ97R51R59P12P31 | CURRENT
000020116 | ARRESTER,ELECTRICAL SURGE | GAPLESS,METAL OXIDE;12 KV;10 KA;INSUL M12 MTG & EARTH DISCONNECTOR; U/W CCT;POLYMER HOUSED; Class A; C/W 500 MM X 16 SQ MM LINE LEAD & LUG; | ACCULEC | ACCULEC PTY LTD - E18524 | OB12A-100EQ | CURRENT
000019938 | ACTUATOR,MECHANICAL,MANUAL: | LINK STICK OPERATED;FOR OPERATING LOAD BREAK SWITCH SC19920 WHEN MTG POLE TOP PACK OF 1, 6 M LG ROD;C/W CARTON OF ACCESSORIES,HELD IN DESPATCH; | NGK | NGK STANGER PTY LTD | 95110 EXS | PHASING
000020121 | CAPACITOR UNIT. | 7.45 KV;800 KVAR;SINGLE PHASE;45.8MF; 107.4 AMP CONT @ 50 HZ;NON PCB IMPREGNANT;POLYPROPYLENE FILM DIELECTRIC;INTERNALLY FUSED;2 BUSHINGS | ABB | ABB FAN PTY LTD | CHDB 162 | MAINTENANCE STOCK
000020084 | CROSSARM,METAL | STEEL;GALV;89 X 89 X 5 SHS;940 MM LG HORIZONTAL,1995 MM LG VERT;1 KN WORKING LOAD;U/W LOAD BREAK SWITCH SC19920 WHEN POLE TOP MTD;PACK OF 1, | MEFCO | MEFCO AUSTRALIA PTY LTD SUNSHINE VIC | 20084 | PHASING
000020133 | RELAY,OVERCURRENT AND EARTH FAULT | SEL 351-6;1 AMP PHASE;1 AMP NEUTRAL; 110 V DC AUX;110 V DC LOGIC INPUTS; FIRMWARE V6; HORIZONTAL RACK MTG; | SEL | SCHWEITZER ENGINEERING LABORATORIES INC. | 035160H4513XX1 | PHASING
000020134 | SWITCH,ROTARY | 2 POSN;12 POLE;STANDARD-NON STANDARD; | KRAUSNMR | KRAUS & NAIMER (MANUFACTURER) | CAD12 AU323R-600E | PURCHASE AS REQUIRED
000020135 | SWITCH,ROTARY | 3 POSN;5 POLE;LOCAL-REMOTE-VRR; | KRAUSNMR | KRAUS & NAIMER (MANUFACTURER) | CA10B AU95R8-600E | PHASING
000020115 | BRACKET,MOUNTING | FOR FRONT MTD;11 KV SURGE ARRESTER ON GAINBASE,SC16630;PACK OF 1,PACK WEIGHT 1.5 KG; | HAYMAN | HAYMANS INDUSTRIES PTY LTD | 20115 | CURRENT
000020115 | BRACKET,MOUNTING | FOR FRONT MTD;11 KV SURGE ARRESTER ON GAINBASE,SC16630;PACK OF 1,PACK WEIGHT 1.5 KG; | MEFCO | MEFCO AUSTRALIA PTY LTD SUNSHINE VIC | 20115 | CURRENT
000020088 | BRACKET,MOUNTING | FOR OUTER PHASE;11 KV SURGE ARRESTER ON TRIDENT CROSSARM,SC20082;PACK OF 1, PACK WEIGHT 1.6 KG | HAYMAN | HAYMANS INDUSTRIES PTY LTD | 20088 | CURRENT
000020088 | BRACKET,MOUNTING | FOR OUTER PHASE;11 KV SURGE ARRESTER ON TRIDENT CROSSARM,SC20082;PACK OF 1, PACK WEIGHT 1.6 KG | MEFCO | MEFCO AUSTRALIA PTY LTD SUNSHINE VIC | 20088 | CURRENT
000020087 | BRACKET,MOUNTING | FOR MID PHASE;11 KV SURGE ARRESTER ON TRIDENT CROSSARM,SC20082;PACK OF 1, PACK WEIGHT 1.2 KG; | HAYMAN | HAYMANS INDUSTRIES PTY LTD | 20087 | CURRENT
000020087 | BRACKET,MOUNTING | FOR MID PHASE;11 KV SURGE ARRESTER ON TRIDENT CROSSARM,SC20082;PACK OF 1, PACK WEIGHT 1.2 KG; | MEFCO | MEFCO AUSTRALIA PTY LTD SUNSHINE VIC | 20087 | CURRENT
000020086 | BRACKET,MOUNTING | FOR REAR MOUNTED;11 KV SURGE ARRESTER ON GAINBASE,SC16630;PACK OF 1,PACK WEIGHT 1.5 KG; | HAYMAN | HAYMANS INDUSTRIES PTY LTD | 20086 | CURRENT
000020086 | BRACKET,MOUNTING | FOR REAR MOUNTED;11 KV SURGE ARRESTER ON GAINBASE,SC16630;PACK OF 1,PACK WEIGHT 1.5 KG; | MEFCO | MEFCO AUSTRALIA PTY LTD SUNSHINE VIC | 20086 | CURRENT
000020085 | BRACKET,MOUNTING | STEEL;GALV;89 MM X 89 MM X 6 MM SHS; 850 MM LG;1 KN MAX WORKING LOAD;U/W LOAD BREAK SWITCH SC23483 WHEN MID POLE MTD;PACK OF 1,PACK WEIGHT 16 KG; | HAYMAN | HAYMANS INDUSTRIES PTY LTD | 20085 | CURRENT
000020085 | BRACKET,MOUNTING | STEEL;GALV;89 MM X 89 MM X 6 MM SHS; 850 MM LG;1 KN MAX WORKING LOAD;U/W LOAD BREAK SWITCH SC23483 WHEN MID POLE MTD;PACK OF 1,PACK WEIGHT 16 KG; | MEFCO | MEFCO AUSTRALIA PTY LTD SUNSHINE VIC | 20085 | CURRENT
000019870 | TRANSFORMER,CURRENT | PROTECTION,TOROIDAL;INDOOR;2 KV; 1000/1 AMP;CLASS 0.05PX 350 R4.5;THERMAL LIMIT 2000 AMP; | HAWKSIDD | HAWKER SIDDELEY SWITCHGEAR LTD | 1000/1 AMP | PURCHASE AS REQUIRED
000020136 | RACK,CABLE | CABLE LADDER;450 MM W,4 M LG;SUIT NEMA 12B;PACK OF 1,PACK WEIGHT 17.0 KG; | EZYSTRUT | EZYSTRUT CABLE & PIPE SUPPORTS | N1L4504H | CURRENT
000020137 | BRACKET. | SUPPORT BRACKET;BEAM CLAMP;SUIT UNISTRUT P1000,P2000,P3000 & P4000; 76 MM W,86 MM H;HOT DIPPED GALV; PACK OF 10,PACK WEIGHT 4.30 KG; | EZYSTRUT | EZYSTRUT CABLE & PIPE SUPPORTS | E2785H | PURCHASE AS REQUIRED
000019549 | MONITOR,OIL | ON-LINE;CONTINUOUS MONITORING OF POWER TRANSFORMERS;SINGLE VALVE; SENSOR & SYSTEM SELF TEST DIAGONSTICS; MONITORING OF MOISTURE IN OIL; | PMS | PROTECTION & MONITORING SYSTEMS PTY LTD | HYDRAN M2 | PURCHASE AS REQUIRED
000020125 | TRANSFORMER,CURRENT | PROTECTION,TOROIDAL;OUTDOOR;UV PROTECTED CYCLOALIPHATIC RESIN CASTING; 0.72/3 KV;2000/1 AMP;CLASS 0.15PX 1500 R10;SINGLE PHASE;50 HZ;FOR NEF | TWS | TWS ENERGY CONTROLS | PROTECTION UV | PURCHASE AS REQUIRED
000020139 | CONNECTOR,BUSBAR | COPPER;38 MM TUBE TO RIGHT ANGLE PALM; 50 MM X 50 MM HOLE CENTRES; | DULMISON | DULMISON (AUST) PTY LTD | LS40 | PURCHASE AS REQUIRED
000019942 | CAPACITOR SHUNT INSTALLATION. | COMPRISES THE FOLLOWING STOCK CODES, 3 X 20188 (RX) PLANT NO.REQ.3 X 20190 (VT) PLANT NO.REQ.1 X 20189 (CT) PLANT NO.REQ.;36 KV;3 PHASE;50 HZ;20 MVAR @ | ABB | ABB FAN PTY LTD | 20 MVAR | PURCHASE AS REQUIRED
000019856 | CAPACITOR SHUNT INSTALLATION. | COMPRISES THE FOLLOWING STOCK CODES, 4 X 20192 (SW) 4 X 20191 (RX);12 KV; 3 PHASE;50 HZ;4 X 3.75 MVAR STAGES @ 11 KV;I/D CUBICLE;C/W BANK DISCONNECTOR/ | ABB | ABB FAN PTY LTD | ABACUS | CURRENT
000020078 | HAT,SUN | Sun Protection, Wide Brim, 58cm, Size M, Soft Fabric, Cool Grey 5, Unbranded | BUNZL | BUNZL LIMITED BRISBANE | CH66-M | CURRENT
000020078 | HAT,SUN | Sun Protection, Wide Brim, 58cm, Size M, Soft Fabric, Cool Grey 5, Unbranded | ATOMSUPP | ATOM SUPPLY | 31120008 | CURRENT
000020078 | HAT,SUN | Sun Protection, Wide Brim, 58cm, Size M, Soft Fabric, Cool Grey 5, Unbranded | MOUNTCAS |  | 57 CM MED | CURRENT
000020079 | HAT,SUN | Sun Protection, Wide Brim, 60cm, Size L, Soft Fabric, Cool Grey 5, Unbranded | BUNZL | BUNZL LIMITED BRISBANE | CH66-L | CURRENT
000020079 | HAT,SUN | Sun Protection, Wide Brim, 60cm, Size L, Soft Fabric, Cool Grey 5, Unbranded | ATOMSUPP | ATOM SUPPLY | 31120009 | CURRENT
000020079 | HAT,SUN | Sun Protection, Wide Brim, 60cm, Size L, Soft Fabric, Cool Grey 5, Unbranded | MOUNTCAS |  | 59 CM LGE | CURRENT
000020080 | HAT,SUN | Sun Protection, Wide Brim, 62cm, Size XL Soft Fabric, Cool Grey 5, Unbranded | BUNZL | BUNZL LIMITED BRISBANE | CH66-XL | CURRENT
000020080 | HAT,SUN | Sun Protection, Wide Brim, 62cm, Size XL Soft Fabric, Cool Grey 5, Unbranded | ATOMSUPP | ATOM SUPPLY | 31120010 | CURRENT
000020080 | HAT,SUN | Sun Protection, Wide Brim, 62cm, Size XL Soft Fabric, Cool Grey 5, Unbranded | MOUNTCAS |  | 61 CM X-LGE | CURRENT
000020140 | SUPPORT | STEEL;HOT DIPPED GALV;3 X 1 PHASE FOR 33 KV CAPACITOR; C/W 2 X STEEL POLES, 1 X STEEL CROSSARM, 3 X STEEL BRACES; HEIGHT-DIMENSION X = 3830 MM,2400 MM W; | ERGON | ERGON ENERGY | STEEL SUPPORT | PURCHASE AS REQUIRED
000020141 | SUPPORT | STEEL;HOT DIPPED GALV;33 KV INSULATOR SUPPORT ADAPTOR;2400 MM LG,120 MM CENTRES;C/W 2 X ELBOWS, 1 X BOX OF NUTS/BOLTS; | DRAWING | DRAWING NO | LOSTD-ST026-12 TYPE A | CURRENT
000020141 | SUPPORT | STEEL;HOT DIPPED GALV;33 KV INSULATOR SUPPORT ADAPTOR;2400 MM LG,120 MM CENTRES;C/W 2 X ELBOWS, 1 X BOX OF NUTS/BOLTS; | ERGON | ERGON ENERGY | STEEL SUPPORT | CURRENT
000020142 | SIGN | DANGER-ENTRY INTO CAP BANK ENCLOSURE WITH CLAUSES 1-6 AS PER DWG;ALUMINIUM, SHEETED & SCREEN PRINTED;170 MM W, 320 MM H X 1.6 MM THK;LETTERING & | ARTCRAFT | ARTCRAFT PTY LTD | DANGER-ENTRY INTO CAPACITOR | CURRENT
000020143 | INDICATOR,FAULTED CIRCUIT. | ELECTRONIC,BATTERY POWERED; PROGRAMMABLE USING DIP SWITCHES; CONDUCTOR MOUNTED USING HOTSTICK ADAPTOR FOR 11 KV; | MACLEAN | MACLEAN POWER PL - E15128 | FLITE 110-SA | CURRENT
000020143 | INDICATOR,FAULTED CIRCUIT. | ELECTRONIC,BATTERY POWERED; PROGRAMMABLE USING DIP SWITCHES; CONDUCTOR MOUNTED USING HOTSTICK ADAPTOR FOR 11 KV; | SCHNEDER | SCHNEIDER PTY LTD | 59938 | CURRENT
000020143 | INDICATOR,FAULTED CIRCUIT. | ELECTRONIC,BATTERY POWERED; PROGRAMMABLE USING DIP SWITCHES; CONDUCTOR MOUNTED USING HOTSTICK ADAPTOR FOR 11 KV; | DULHUNTY | DULHUNTY INDUSTRIES PTY LTD | FLITE 110-SA | CURRENT
000020144 | CIRCUIT BREAKER | GENERAL PURPOSE;440 V AC;TP;32 AMP; 6 KA BKG CAP;PACK OF 1; | REXEL | REXEL PTY LTD | CUTQ332 | PHASING
000020144 | CIRCUIT BREAKER | GENERAL PURPOSE;440 V AC;TP;32 AMP; 6 KA BKG CAP;PACK OF 1; | EMAIL |  | CUTQ332C | PHASING
000020144 | CIRCUIT BREAKER | GENERAL PURPOSE;440 V AC;TP;32 AMP; 6 KA BKG CAP;PACK OF 1; | EMAIL |  | Q332C | PHASING
000020151 | LABEL | VINYL;SELF ADHESIVE;INFORMATION LABEL;FOR APPLICATION TO SMARTNET MODULES; | UES | UTILITY ENGRAVING & SIGNS | SMARTNET STICKER | PURCHASE AS REQUIRED
000020152 | PRINTED CIRCUIT BOARD | SPMM;PRINTED CIRCUIT BOARD POWER MONITOR; | SURTEK | SURTEK PTY LTD | SPMM | PURCHASE AS REQUIRED
000020160 | SEAL,ANTIPILFERAGE | Bi-Lok Seal, Plastic, for Sealing of Demand Reset Mechanisms, Pack of 1000 | HARCOR | HARCOR SECURITY SEALS | BR66114 | CURRENT
000020168 | FUSE,CARTRIDGE | FERRULE;25 MM LG,5 MM DIA CAP;315 MA QUICK BLOW;250 V AC;SUIT FUSEHOLDER TERMINAL BLOCK SC04629;PACK OF 10; | FUSECO | FUSECO PTY LTD | 51NM-0315H | CURRENT
000020170 | FACESHIELD,INDUSTRIAL | COLOURLESS POLYCARBONATE VISOR; UNCOATED;ABS FRAME;HIGH IMPACT & SPLASH PROTECTION NON METALLIC; 245 MM LG X 225 H X 290 H; | ENERGYNW | THE ENERGY NETWORK | 1011623 | CURRENT
000020169 | PANEL,POWER DISTRIBUTION | DC DISTRIBUTION BOARD;1000 MM H X 640 MM W X 245 MM D;INCLUDING 160 AMP MAIN SWITCH;36 POLE CHASSIS;C/W CB'S; QUOTATION BRV54809;WHEN STOCKS ARE | NHP | NHP ELECTRICAL ENGINEERING | BRV54809 | STRATEGIC SPARE
000020171 | RELAY,ELECTROMAGNETIC | 48 V DC COIL;30 V DC/110 V AC CONT; 10 AMP NOM;2 C/O CONTACTS;PLUG-IN TO RAIL MTD BASE SC07338;PACK OF 1; | CNWPL | CNW PL - SLACKS CREEK | RH2B-UDC48 | CURRENT
000020171 | RELAY,ELECTROMAGNETIC | 48 V DC COIL;30 V DC/110 V AC CONT; 10 AMP NOM;2 C/O CONTACTS;PLUG-IN TO RAIL MTD BASE SC07338;PACK OF 1; | IZUMIDEN |  | IDCRH2B-UDC48 | CURRENT
000020172 | RELAY,ELECTROMAGNETIC | 48 V DC COIL;240 V AC CONT;7.5 AMP NOM; 2 C/O CONT;BI-STABLE LATCHING OPERATION; PLUG-IN TO RAIL MTD SOCKET SC16593; | IZUMIDEN |  | RR2KP-U48V DC | PURCHASE AS REQUIRED
000020173 | CRIMPING TOOL,HYDRAULIC | ELECTRIC HYDRAULIC PUMP TYPE;STEP DOWN TRANSFORMER;FOR REMOTE 25017 HAND SWITCH;IP 65;HAND SWITCH ADJ EXTERNAL PRESSURE RELIEF VALVE;SNAP | CNWPL | CNW PL - SLACKS CREEK | SPESMP-30AR-329C | PHASING
000020173 | CRIMPING TOOL,HYDRAULIC | ELECTRIC HYDRAULIC PUMP TYPE;STEP DOWN TRANSFORMER;FOR REMOTE 25017 HAND SWITCH;IP 65;HAND SWITCH ADJ EXTERNAL PRESSURE RELIEF VALVE;SNAP | SPECFORC | SPECIALISED FORCE | SMP3AR-329 (E) | PHASING
000020174 | LEAD,ELECTRICAL | LOW VOLTAGE TEMPORARY BRIDGE LEAD;3 M LG ;250 AMP CONTINUOUS CURRENT RATING;50 SQ MM FLEXIBLE SINGLE CORE FINE WIRE MULTI STRANDED PLAIN ANNEALED COPPER CONDUCTOR | BRITECH | BRI-TECH PTY LTD | LEAD ELECTRICAL | CURRENT
000020174 | LEAD,ELECTRICAL | LOW VOLTAGE TEMPORARY BRIDGE LEAD;3 M LG ;250 AMP CONTINUOUS CURRENT RATING;50 SQ MM FLEXIBLE SINGLE CORE FINE WIRE MULTI STRANDED PLAIN ANNEALED COPPER CONDUCTOR | ENERGYNW | THE ENERGY NETWORK | LEAD ELECTRICAL | CURRENT
000020174 | LEAD,ELECTRICAL | LOW VOLTAGE TEMPORARY BRIDGE LEAD;3 M LG ;250 AMP CONTINUOUS CURRENT RATING;50 SQ MM FLEXIBLE SINGLE CORE FINE WIRE MULTI STRANDED PLAIN ANNEALED COPPER CONDUCTOR | THEWMCAN | TMAC THEW & MCCANN GROUP | LEAD ELECTRICAL | CURRENT
000020174 | LEAD,ELECTRICAL | LOW VOLTAGE TEMPORARY BRIDGE LEAD;3 M LG ;250 AMP CONTINUOUS CURRENT RATING;50 SQ MM FLEXIBLE SINGLE CORE FINE WIRE MULTI STRANDED PLAIN ANNEALED COPPER CONDUCTOR | HYLEC | HYLEC PTY LTD | LEAD ELECTRICAL | CURRENT
000020175 | CIRCUIT BREAKER | GENERAL PURPOSE;415 V AC;20 AMP;TRIPLE POLE;6 KA BKG CAP;DIN RAIL MTG;PACK OF 1 ; | REXEL | REXEL PTY LTD | TERDTCB6320C | PURCHASE AS REQUIRED
000020175 | CIRCUIT BREAKER | GENERAL PURPOSE;415 V AC;20 AMP;TRIPLE POLE;6 KA BKG CAP;DIN RAIL MTG;PACK OF 1 ; | NHP | NHP ELECTRICAL ENGINEERING | TERDTCB6320C | PURCHASE AS REQUIRED
000020175 | CIRCUIT BREAKER | GENERAL PURPOSE;415 V AC;20 AMP;TRIPLE POLE;6 KA BKG CAP;DIN RAIL MTG;PACK OF 1 ; | CNWPL | CNW PL - SLACKS CREEK | DTCB6320C | PURCHASE AS REQUIRED
000020175 | CIRCUIT BREAKER | GENERAL PURPOSE;415 V AC;20 AMP;TRIPLE POLE;6 KA BKG CAP;DIN RAIL MTG;PACK OF 1 ; | NHP | NHP ELECTRICAL ENGINEERING | DTCB6320C | PURCHASE AS REQUIRED
000020176 | SIGN | CAUTION-WATCH YOUR STEP;PLASTIC; RETROREFLECTIVE;200 MM LG,150 MM W, 3 MM THK;PACK OF 200,PACK WEIGHT 4.0 KG; | CUTLER | CUTLER BRANDS PTY LTD | ENERGE-20176 | CURRENT
000020177 | SIGN | CAUTION;TRIP HAZARDS EXIST WITHIN THIS LOCATION;PLASTIC;RETROREFLECTIVE; 200 MM LG,150 MM W, 3 MM THK;PACK OF 200,PACK WEIGHT 4.0 KG; | CUTLER | CUTLER BRANDS PTY LTD | ENERGE-20177 | CURRENT
000020178 | TAPE,PRESSURE SENSITIVE ADHESIVE | RETRORFLECTIVE SAFETY MARKING TAPE; DIAGONAL BLACK/YELLOW STRIPES APPROX 73 MM W,4.5 M LG;FOR USE ON SUBSTN BUNDING;PACK OF 1; | ARTCRAFT | ARTCRAFT PTY LTD | 20178 | CURRENT
000020178 | TAPE,PRESSURE SENSITIVE ADHESIVE | RETRORFLECTIVE SAFETY MARKING TAPE; DIAGONAL BLACK/YELLOW STRIPES APPROX 73 MM W,4.5 M LG;FOR USE ON SUBSTN BUNDING;PACK OF 1; | CUTLER | CUTLER BRANDS PTY LTD | ENERGE-20178 | CURRENT
000020180 | PLATE,BLANKING | Type 3U Special, 19" Rack Blanking Plate 3U | GLOBAL | GLOBAL MANUFACTURING GROUP | CCSTD-EP001-04 | CURRENT
000020180 | PLATE,BLANKING | Type 3U Special, 19" Rack Blanking Plate 3U | ENI | ENI INDUSTRIES PL | 84101 | CURRENT
000020180 | PLATE,BLANKING | Type 3U Special, 19" Rack Blanking Plate 3U | GREATWST |  | 20180 | CURRENT
000020182 | GLOVES | Leather Outer Glove, Size 13, Goat Skin, Velcro Strap, for Class 00 & 0 Gloves, AS/NZS2161.3:2005, EN388 & EN420 | LEGEND | LEGEND POWER SYSTEMS | 0019-13 | CURRENT
000020183 | RELAY,ELECTROMAGNETIC | MULTITRIP;RMS 2HSM514D2E 20M ;HR FLAG; 20 HR CONT;125 V DC;SIZE 4 MODULAR CASE; | RMS | RELAY MONITORING SYSTEMS PL | 2HSM514D2-E-20M0B-2M56-S1 | CURRENT
000020185 | CIRCUIT BREAKER | AREVA WSA;36 KV;800 AMP;31.5 KA GAS INSULATED METALCLAD,TRANSFORMER UNIT; INCLUDES BUS VT 19 KV/63.5 V,100 VA SINGLE PHASE CLASS 1;3 CABLE PLUGS; | AREVA | AREVA T&D AUSTRALIA LIMITED | WSA 6/36-2/623 | PURCHASE AS REQUIRED
000020186 | RELAY,ELECTROMAGNETIC | MULTITRIP;RMS;2HS514K25;HR FLAG; 10 N/O HR CONT;125 V DC COIL;SIZE 2 MODULAR CASE; | RMS | RELAY MONITORING SYSTEMS PL | 2HSM514B2-E-10M0B-2M28-S1 | CURRENT
000020187 | DUMMY CONNECTOR,PLUG | Type 3/3-S, suit Pfisterer Size 3 Cable Sockets, Pack of 10 | PFISTER | PFISTERER HOLDINGS | K827150004 | CURRENT
000020187 | DUMMY CONNECTOR,PLUG | Type 3/3-S, suit Pfisterer Size 3 Cable Sockets, Pack of 10 | PFISTER | PFISTERER HOLDINGS | 827 150 004 | CURRENT
000020188 | REACTOR | INRUSH LIMITING;50 MICRO H;546 AMP;50 HZ 19 KV;1 PHASE;30.7 KA FOR 3 SEC;PEDISTAL POST INSULATOR MTG;AIR INSUL;IN-RUSH REACTORS FOR SC19942; | ABB | ABB FAN PTY LTD | HVB10023.21 (50 MICRO) | PURCHASE AS REQUIRED
000020189 | TRANSFORMER,CURRENT | POST TYPE;O/D;CAST RESIN;36 KV;1 CORE; 10/5 AMP;20 VA CLASS 1.0M;CURRENT TRANSFORMER FOR SC19942; | ABB | ABB FAN PTY LTD | 6002265 | CURRENT
000020190 | TRANSFORMER,VOLTAGE | 19 KV/63.5 V;SINGLE PHASE UNIT;100 VA OUTPUT;CLASS 1;50 HZ;8MS/100 VA PER PHASE;VOLTAGE TRANSFORMER FOR SC19942; | ABB | ABB FAN PTY LTD | HVB10023.22 (YE7) | PURCHASE AS REQUIRED
000020191 | REACTOR | DETUNING;7.7 MILLI H;226.8 AMP;50 HZ; 6.35 KV;3 PHASE;10 KA FOR 3 SEC;AIR INSULATED;DETUNING REACTOR FOR SC19856,SC19857 & SC19941; | ABB | ABB FAN PTY LTD | DETUNING | PURCHASE AS REQUIRED
000020192 | INDOOR SWITCHGEAR. | CONTACTOR;12 KV;3 PHASE;400 AMP;6 KA FOR 1 SEC;110 V DC;ELECT L;ATCHED CAPACITOR BANK SWITCHING;CONTACTOR FOR SC19856,SC19857 & SC19941; | ABB | ABB FAN PTY LTD | SACE V12 | PURCHASE AS REQUIRED
000020194 | DIE,CRIMPING TOOL | STEEL;HEX;26.0 MM AF;SUITABLE FOR 12 TONNE HYDRAULIC CRIMP TOOL; SUIT 300 SQ MM COPPER CONDUCTOR;UTILUX 38-260CU; | UTILUX |  | 38-260CU | CURRENT
000020181 | BRACKET,EXTENSION | BRACKET RISER;STEEL;GALV;SHS;100 MM X 100 MM X 6 MM;2990 MM LG;5 KN MWT; PROVIDES 1.9 M EXT FOR TRIDENT & TERMINATION/SHACKLE CONSTR; | HAYMAN | HAYMANS INDUSTRIES PTY LTD | 20181 | CURRENT
000020181 | BRACKET,EXTENSION | BRACKET RISER;STEEL;GALV;SHS;100 MM X 100 MM X 6 MM;2990 MM LG;5 KN MWT; PROVIDES 1.9 M EXT FOR TRIDENT & TERMINATION/SHACKLE CONSTR; | MEFCO | MEFCO AUSTRALIA PTY LTD SUNSHINE VIC | 20181 | CURRENT
000020196 | CONDUIT,NONMETALLIC,RIGID | 200 MM NOM SIZE;UPVC;ORANGE;CLASS 6; LIGHT DUTY;SOCKET MOULDED ONE END; 4 M LG;MARKED ELECTRICITY SUPPLY CABLES; SOLID WALL; CLASS 6 PIPE AS1477; PACK 10 | TRI UGRD | TRI UNDERGROUND AUSTRALIA PTY LTD | CONLD200P | VENDOR HELD
000020196 | CONDUIT,NONMETALLIC,RIGID | 200 MM NOM SIZE;UPVC;ORANGE;CLASS 6; LIGHT DUTY;SOCKET MOULDED ONE END; 4 M LG;MARKED ELECTRICITY SUPPLY CABLES; SOLID WALL; CLASS 6 PIPE AS1477; PACK 10 | HAYMANS | HAYMANS ELECTRICAL | PIP200LD | VENDOR HELD
000020196 | CONDUIT,NONMETALLIC,RIGID | 200 MM NOM SIZE;UPVC;ORANGE;CLASS 6; LIGHT DUTY;SOCKET MOULDED ONE END; 4 M LG;MARKED ELECTRICITY SUPPLY CABLES; SOLID WALL; CLASS 6 PIPE AS1477; PACK 10 | VINIDEX |  | 11330 | VENDOR HELD
000020197 | PLATE,YOKE,ELECTRICAL CONDUCTOR SUPPORT. | STEEL;GALV;NOM 457 MM X 100 MM CENTRES; 16 MM THK;70 KN MIN FAILING LOAD; | TYCO | TYCO | YPT70 | PURCHASE AS REQUIRED
000020197 | PLATE,YOKE,ELECTRICAL CONDUCTOR SUPPORT. | STEEL;GALV;NOM 457 MM X 100 MM CENTRES; 16 MM THK;70 KN MIN FAILING LOAD; | DULHUNTY | DULHUNTY INDUSTRIES PTY LTD | YPT-70-457 | PURCHASE AS REQUIRED
000020198 | LINE,TENSIONER | MAXI TENSIONER;C/W 2 STAINLESS STEEL ASYMMETRIC SNAP HOOKS;12 M HIGH STRENGTH MARINE ROPE;12 MM DIA ROPE;SWL - 100 KG; 2 FALLS OF ROPE; | ALLTRADE | ALLTRADE MANUFACTURING PTY LTD | ATMILSTP.40MEG | CURRENT
000020199 | BRACKET,RAISER | Extension, Galv Steel, SHS, 800mm Ext, 100 x 100 x 5mm, 1490mm Lg, 9kN MWT, for u/w Metal Xarm, EQTS 01-03-01 | HAYMAN | HAYMANS INDUSTRIES PTY LTD | 20199 | CURRENT
000020199 | BRACKET,RAISER | Extension, Galv Steel, SHS, 800mm Ext, 100 x 100 x 5mm, 1490mm Lg, 9kN MWT, for u/w Metal Xarm, EQTS 01-03-01 | MEFCO | MEFCO AUSTRALIA PTY LTD SUNSHINE VIC | 20199 | CURRENT
000020204 | NUMERAL,SIGN. | NUMBER 3;VINYL;25 MM H NUMBERING;40 MM SQ BACKGROUND;ADHESIVE BACKED;WHITE REFLECTIVE PRINT;ON GREEN BACKGROUND; U/W STEEL COLUMNS;PACK OF 100; | ARTCRAFT | ARTCRAFT PTY LTD | 20204 | CURRENT
000020204 | NUMERAL,SIGN. | NUMBER 3;VINYL;25 MM H NUMBERING;40 MM SQ BACKGROUND;ADHESIVE BACKED;WHITE REFLECTIVE PRINT;ON GREEN BACKGROUND; U/W STEEL COLUMNS;PACK OF 100; | CUTLER | CUTLER BRANDS PTY LTD | ENERGE-20204 | CURRENT
000020205 | METER,WATTHOUR | 240 V,50 HZ;15-100 AMP;2 SINGLE PHASE ELEMENTS;2 X 40 AMP OUTPUT RELAYS; RIPPLE CONTROL;LOAD PROFILING;RS232 PORT FOR CUSTOMER DISPLAY TRIAL; | EMAIL |  | E1212R220NNNEX | PHASING
000020206 | JOINT,ELECTRICAL POWER CABLE | 33 KV;SINGLE PHASE;STRAIGHT JOINT;FOR ;630 SQ MM COPPER CONDUCTOR;SINGLE CORE;XLPE;INCLUDING CRIMP LINK;PACK OF 1,PACK WEIGHT 6 KG; | TECONN | TE CONNECTIVITY LTD | MXSU-6161-AU01 | CURRENT
000020207 | CRIMPER,BATTERY OPERATED | 12 TON C FRAME OPENING;14.4 V DC MOTOR ;30 MM JAW OPENING;AC/DC CHARGER PACK; C/W 2 X (LITHIUM-ION) LI-ION BATTERIES & CASE; | REXEL | REXEL PTY LTD | SFCIZU REC-3430A(BB) | PHASING
000020207 | CRIMPER,BATTERY OPERATED | 12 TON C FRAME OPENING;14.4 V DC MOTOR ;30 MM JAW OPENING;AC/DC CHARGER PACK; C/W 2 X (LITHIUM-ION) LI-ION BATTERIES & CASE; | SPECFORC | SPECIALISED FORCE | REC3430 | PHASING
000020208 | CUTTER,BATTERY OPERATED | HOOK HEAD DESIGN;14.4 V DC MOTOR;50 MM CUTTING CAPACITY;C/W 2 XLITHIUM ION BATTERIES;CH-90 CHARGING BASE WITHCH-DCC 12V DC CHARGE LEAD & CH-ACC-A 240V AC | REXEL | REXEL PTY LTD | SFCIZUREC-50M(BB) | PHASING
000020208 | CUTTER,BATTERY OPERATED | HOOK HEAD DESIGN;14.4 V DC MOTOR;50 MM CUTTING CAPACITY;C/W 2 XLITHIUM ION BATTERIES;CH-90 CHARGING BASE WITHCH-DCC 12V DC CHARGE LEAD & CH-ACC-A 240V AC | SPECFORC | SPECIALISED FORCE | REC 54M | PHASING
000020209 | SHOVEL,HAND. | INDUSTRAIL IMPACT SHOVEL;ALL PLASTIC; SPARK RESISTANT;D TYPE HANDLE; PACK OF 1,PACK WEIGHT 2 KG; | ABSORBEN | ABSORB ENVIROMENTAL SOLUTIONS | SHOVEL | PURCHASE AS REQUIRED
000020210 | ABSORBENT MATERIAL,SPILL CLEANUP | SOKEROL;BIODEGRADABLE ORGANIC PLANT ABSORBENT;FOR OIL SPILLS;5 KG BAG;U/W SC17288; | ABSORBEN | ABSORB ENVIROMENTAL SOLUTIONS | AES SK5 | PHASING
000020211 | GLOVES,PROTECTIVE | GENERAL PURPOSE;UNIPUR POLYURETHANE WORK GLOVE;SIZE 8;GREY;WITH KNITTED NYLON WRIST BAND;PALM & FINGERTIPS PU COATED;LENGTH 23-25 CM APPROX;ITEM HAS | UVEX | UVEX SAFETY GROUP | UP6631FI (SIZE 8) SML | PHASING
000020212 | GLOVES,PROTECTIVE | GENERAL PURPOSE;UNIPUR POLYURETHANE COATED WORK GLOVE;SIZE 9;GREY;WITH KNITTED NYLON WRIST BAND;PALM & FINGERTIPS ARE PU COATED;LENGTH 23- | UVEX | UVEX SAFETY GROUP | UP6631F2 (SIZE 9) MED | PHASING
000020213 | GLOVES,PROTECTIVE | GENERAL PURPOSE;UNIPUR POLYURETHANE COATED WORK GLOVE;SIZE 10;GREY;KNITTED NYLON WRIST BAND;PALM & FINGERTIPS ARE PU COATED;LENGTH 23-25 CM APPROX;WHEN | UVEX | UVEX SAFETY GROUP | UP6631F3 9SIZE 10) LGE | PHASING
000020214 | ACTUATOR,SPRING RETURN | RETROFIT;70.5-FM TA;ROLOFF SPRING RETURN ACTUATOR;BUND WALL OIL VALVE; 240 V AC; | ARMSTEAM | ARMSTRONG STEAM ENGINEERING | ROLOFF 70.5 FM | PURCHASE AS REQUIRED
000020215 | RESCUE KIT | POLE TOP KIT;YELLOW VENTED BOX 310MM X 310MM X 275MM BOX LABELLED "POLE TOP RESCUE" ON THE LID AND "45M ROPE" ALL SIDE WALLS; VENTED VIA SECTIONS; CUT OUT | REXEL | REXEL PTY LTD | HDYPOLETOPKIT45QC# | PURCHASE AS REQUIRED
000020215 | RESCUE KIT | POLE TOP KIT;YELLOW VENTED BOX 310MM X 310MM X 275MM BOX LABELLED "POLE TOP RESCUE" ON THE LID AND "45M ROPE" ALL SIDE WALLS; VENTED VIA SECTIONS; CUT OUT | HEIGHDYN | HEIGHT DYNAMICS | POLE TOP RESCUE KIT | PURCHASE AS REQUIRED
000020221 | RECLOSER | 12 KV;3 PHASE;50 HZ;560 AMP;13.1 KA BKG CAP;4 SHOTS TO L/O;O/C,E/F & SEF PROTECTION,BRUSH REM CONT PMR12; CONCRETE OR WOOD POLE MTG;TO | BRUSH | BRUSH SWITCHGEAR AUSTRALIA | PMR12 560 AMP | PURCHASE AS REQUIRED
000020222 | RECLOSER | 12 KV;3 PHASE;50 HZ;560 AMP;13.1 KA BKG CAP;4 SHOTS TO L/O;O/C,E/F & SEF PROTECTION,BRUSH REM CONT PMR12; CONCRETE OR WOOD POLE MTG;CT RATIO | BRUSH | BRUSH SWITCHGEAR AUSTRALIA | PMR12 13.1 KA | PURCHASE AS REQUIRED
000020219 | GRIP,CABLE,JAW | FOR AERIAL BUNDLED SERVICE CABLE;O/D RANGE 8 MM - 25 MM;SUITABLE FOR 2 CORE 16 MM - 50 MM & 4 CORE 16 MM - 35 MM; PACK OF 1,PACK WEIGHT 0.9 KG; WLL 500KG; | THEWMCAN | TMAC THEW & MCCANN GROUP | TM10078 | CURRENT
000020219 | GRIP,CABLE,JAW | FOR AERIAL BUNDLED SERVICE CABLE;O/D RANGE 8 MM - 25 MM;SUITABLE FOR 2 CORE 16 MM - 50 MM & 4 CORE 16 MM - 35 MM; PACK OF 1,PACK WEIGHT 0.9 KG; WLL 500KG; | SPECFORC | SPECIALISED FORCE | ABC-S-GRIP | CURRENT
000020220 | CONTACTOR | 4 POLE;CA7-9C-10/110 V DC + CS7-PV-40; PACK OF 1; | REXEL | REXEL PTY LTD | CA7-9E-10-110E | PURCHASE AS REQUIRED
000020220 | CONTACTOR | 4 POLE;CA7-9C-10/110 V DC + CS7-PV-40; PACK OF 1; | REXEL | REXEL PTY LTD | SPRCA7-9C-10-110VDC | PURCHASE AS REQUIRED
000020220 | CONTACTOR | 4 POLE;CA7-9C-10/110 V DC + CS7-PV-40; PACK OF 1; | HAYMANS | HAYMANS ELECTRICAL | S&SCA7-9C-10/110VDC+S&SSCS7-PV | PURCHASE AS REQUIRED
000020220 | CONTACTOR | 4 POLE;CA7-9C-10/110 V DC + CS7-PV-40; PACK OF 1; | CNWPL | CNW PL - SLACKS CREEK | CA79E10110E | PURCHASE AS REQUIRED
000020220 | CONTACTOR | 4 POLE;CA7-9C-10/110 V DC + CS7-PV-40; PACK OF 1; | HAYMANS | HAYMANS ELECTRICAL | CA7-9C-10/110 V DC + | PURCHASE AS REQUIRED
000020223 | JACK,ISOLATING. | 1 CIRCUIT BRIDGING;2 POLE;15 KV;RMS RATING; | EUGAQUIP |  | 2 POLE ISOLATING JACK | PURCHASE AS REQUIRED
000020227 | HANDLE,SWITCH | OPERATING HANDLE;FOR APPLYING 3 POLE HOLEC EARTH & LINKS; | HOLEC | HOLEC | 685.312 | CURRENT
000020228 | BOX,INTERMEDIATE PACKAGING | CARDBOARD CARTON PLAIN;450-C (1); 500 MM X 200 MM X 200 MM;RSC; GLUED INSIDE;MIN BUY 960,PACK WEIGHT APPROX 250 KG; | SIGNET | SIGNET PTY LTD | 9324 | CURRENT
000020230 | VEST,HIGH VISIBILITY. | POLYESTER FABRIC;FASTEN-UP SIDES; W/VELCRO FASTENERS;FLURO YELLOW WITH RED REFLECTIVE STRIPS;LEGEND-TRAFFIC CONTROL ON FRONT & BACK;DAY/NIGHT | ARTCRAFT | ARTCRAFT PTY LTD | OV 002 | CURRENT
000020231 | LINK,NON CONDUCTIVE | PVC;16.7 MM OD;LT DUTY CONDUIT;35 MM LG; BLANK USED WITH 45 AMP FUSE BASES;U/W SC04439; | TRI UGRD | TRI UNDERGROUND AUSTRALIA PTY LTD | C16LINK35 | CURRENT
000020231 | LINK,NON CONDUCTIVE | PVC;16.7 MM OD;LT DUTY CONDUIT;35 MM LG; BLANK USED WITH 45 AMP FUSE BASES;U/W SC04439; | HAYMANS | HAYMANS ELECTRICAL | VIN30811 | CURRENT
000020231 | LINK,NON CONDUCTIVE | PVC;16.7 MM OD;LT DUTY CONDUIT;35 MM LG; BLANK USED WITH 45 AMP FUSE BASES;U/W SC04439; | VINIDEX |  | 30811 | CURRENT
000020233 | PANEL,POWER DISTRIBUTION | DC MAIN BOARD;1400 MM H X 580 MM W X 250 MM D;INCLUDING 250 AMP BUSBAR CHASSIS;C/W CB'S,BATTERY SUPERVISION; | NHP | NHP ELECTRICAL ENGINEERING | EGXSC20233 | CURRENT
000020234 | PANEL,POWER DISTRIBUTION | DC DISTRIBUTION BOARD;1400 MM H X 580 MM W X 250 MM D;INCLUDING 160 AMP MAIN SWITCH;60 POLE CHASSIS;C/W CB'S; QUOTATION BRA104350; | NHP | NHP ELECTRICAL ENGINEERING | QUOTATION BRA104350; | PHASING
000020235 | PANEL,POWER DISTRIBUTION | DC DISTRIBUTION BOARD;1400 MM H X 580 MM W X 250 MM D;INCLUDING 2 X 160 AMP MAIN SWITCHES;60 POLE CHASSIS;C/W CB'S; | NHP | NHP ELECTRICAL ENGINEERING | EGXSC20235 | CURRENT
000020236 | PANEL,POWER DISTRIBUTION | DC DISTRIBUTION BOARD;1400 MM H X 580 MM W X 250 MM D;INCLUDING 160 AMP MAIN SWITCH;60 POLE CHASSIS;C/W CB'S,BATTERY SUPERVISION; | NHP | NHP ELECTRICAL ENGINEERING | EGXSC20236 | CURRENT
000020237 | PANEL,POWER DISTRIBUTION | DC DISTRIBUTION BOARD;1000 MM H X 640 MM W X 245 MM D;INCLUDING 160 AMP MAIN SWITCH;36 POLE CHASSIS;C/W CB'S; | NHP | NHP ELECTRICAL ENGINEERING | EGXSC20237 | CURRENT
000020238 | SWITCHBOARD,POWER | 110 V SUB BOARD;245 MM H X 493 MM W X 68 MM D;INCLUDING 100 AMP DP MAIN SWITCH ;4 X 32 AMP DC,DP,CB & 4 X 20 AMP DC,DP, CB; | NHP | NHP ELECTRICAL ENGINEERING | EGXSC20238 | CURRENT
000020240 | KIT,CONNECTION | PARALLEL KIT,V-TS;SUITABLE FOR WEBER VERTIGROUP;250 AMP- 630 AMP;FOR CONNECTION OF CABLES UP TO 2 X 300 MM WEBER V-TS KIT;C/W CABLE COVER; | WEBER | WEBER SOUTH PACIFIC PTY LTD | V-TSKIT | CURRENT
000020239 | CLEANING COMPOUND. | CT-18;VEHICLE CLEANING AGENT;VISCOUS OPAQUE GREEN LIQUID;SLIGHT ODOUR; SOLUBLE;20 L DRUM; | BLKWOOD | J BLACKWOOD & SON LTD | 04075502 | CURRENT
000020239 | CLEANING COMPOUND. | CT-18;VEHICLE CLEANING AGENT;VISCOUS OPAQUE GREEN LIQUID;SLIGHT ODOUR; SOLUBLE;20 L DRUM; | BLKWOODS | J BLACKWOOD & SON LTD | 04075502/CT18-20L | CURRENT
000020239 | CLEANING COMPOUND. | CT-18;VEHICLE CLEANING AGENT;VISCOUS OPAQUE GREEN LIQUID;SLIGHT ODOUR; SOLUBLE;20 L DRUM; | KEYLINE | KEY-LINE DISTRIBUTORS PTY LTD | CT-18 20 L DRUM | CURRENT
000020241 | CIRCUIT BREAKER | GENERAL PURPOSE;400 V AC;63 AMP;DP;DIN RAIL MTG;U/W 110 V DC BOARDS;REFER CCMAST-SC201-SC206;PACK OF 1; | HAYMANS | HAYMANS ELECTRICAL | TERDTCB6263C | PURCHASE AS REQUIRED
000020241 | CIRCUIT BREAKER | GENERAL PURPOSE;400 V AC;63 AMP;DP;DIN RAIL MTG;U/W 110 V DC BOARDS;REFER CCMAST-SC201-SC206;PACK OF 1; | NHP | NHP ELECTRICAL ENGINEERING | TERDTCB6263C | PURCHASE AS REQUIRED
000020241 | CIRCUIT BREAKER | GENERAL PURPOSE;400 V AC;63 AMP;DP;DIN RAIL MTG;U/W 110 V DC BOARDS;REFER CCMAST-SC201-SC206;PACK OF 1; | CNWPL | CNW PL - SLACKS CREEK | TERDTCB6263C | PURCHASE AS REQUIRED
000020241 | CIRCUIT BREAKER | GENERAL PURPOSE;400 V AC;63 AMP;DP;DIN RAIL MTG;U/W 110 V DC BOARDS;REFER CCMAST-SC201-SC206;PACK OF 1; | NHP | NHP ELECTRICAL ENGINEERING | DTCB6263C | PURCHASE AS REQUIRED
000020242 | CIRCUIT BREAKER | GENERAL PURPOSE;400 V AC;10 AMP;DP;DIN RAIL MTG;U/W 110 V DC BOARDS;REFER CCMAST-SC201-SC206;PACK OF 1; | HAYMANS | HAYMANS ELECTRICAL | TERDTCB6210C | CURRENT
000020242 | CIRCUIT BREAKER | GENERAL PURPOSE;400 V AC;10 AMP;DP;DIN RAIL MTG;U/W 110 V DC BOARDS;REFER CCMAST-SC201-SC206;PACK OF 1; | NHP | NHP ELECTRICAL ENGINEERING | TERDTCB6210C | CURRENT
000020242 | CIRCUIT BREAKER | GENERAL PURPOSE;400 V AC;10 AMP;DP;DIN RAIL MTG;U/W 110 V DC BOARDS;REFER CCMAST-SC201-SC206;PACK OF 1; | CNWPL | CNW PL - SLACKS CREEK | TERDTCB6210C | CURRENT
000020242 | CIRCUIT BREAKER | GENERAL PURPOSE;400 V AC;10 AMP;DP;DIN RAIL MTG;U/W 110 V DC BOARDS;REFER CCMAST-SC201-SC206;PACK OF 1; | NHP | NHP ELECTRICAL ENGINEERING | DTCB6210C | CURRENT
000020243 | CIRCUIT BREAKER | GENERAL PURPOSE;400 V AC;16 AMP;DP;DIN RAIL MTG;U/W 110 V DC BOARDS;REFER CCMAST-SC201-SC206;PACK OF 1; | HAYMANS | HAYMANS ELECTRICAL | TERDTCB6216C | CURRENT
000020243 | CIRCUIT BREAKER | GENERAL PURPOSE;400 V AC;16 AMP;DP;DIN RAIL MTG;U/W 110 V DC BOARDS;REFER CCMAST-SC201-SC206;PACK OF 1; | NHP | NHP ELECTRICAL ENGINEERING | TERDTCB6216C | CURRENT
000020243 | CIRCUIT BREAKER | GENERAL PURPOSE;400 V AC;16 AMP;DP;DIN RAIL MTG;U/W 110 V DC BOARDS;REFER CCMAST-SC201-SC206;PACK OF 1; | CNWPL | CNW PL - SLACKS CREEK | TERDTCB6216C | CURRENT
000020244 | CIRCUIT BREAKER | GENERAL PURPOSE;400 V AC;20 AMP;DP;DIN RAIL MTG;U/W 110 V DC BOARDS;REFER CCMAST-SC201-SC206;PACK OF 1; | HAYMANS | HAYMANS ELECTRICAL | TERDTCB6220C | CURRENT
000020244 | CIRCUIT BREAKER | GENERAL PURPOSE;400 V AC;20 AMP;DP;DIN RAIL MTG;U/W 110 V DC BOARDS;REFER CCMAST-SC201-SC206;PACK OF 1; | NHP | NHP ELECTRICAL ENGINEERING | TERDTCB6220C | CURRENT
000020245 | CIRCUIT BREAKER | GENERAL PURPOSE;400 V AC;32 AMP;DP;DIN RAIL MTG;U/W 110 V DC BOARDS;REFER CCMAST-SC201-SC206;PACK OF 1; | HAYMANS | HAYMANS ELECTRICAL | TERDTCB6232C | CURRENT
000020245 | CIRCUIT BREAKER | GENERAL PURPOSE;400 V AC;32 AMP;DP;DIN RAIL MTG;U/W 110 V DC BOARDS;REFER CCMAST-SC201-SC206;PACK OF 1; | NHP | NHP ELECTRICAL ENGINEERING | TERDTCB6232C | CURRENT
000020245 | CIRCUIT BREAKER | GENERAL PURPOSE;400 V AC;32 AMP;DP;DIN RAIL MTG;U/W 110 V DC BOARDS;REFER CCMAST-SC201-SC206;PACK OF 1; | CNWPL | CNW PL - SLACKS CREEK | TERDTCB6232C | CURRENT
000020246 | PADLOCK | LOCKABLE L TYPE HANDLE;U/W SC20247 & SC20248;USED FOR REVENUE METERING; | CNWPL | CNW PL - SLACKS CREEK | B&RIP052 | CURRENT
000020246 | PADLOCK | LOCKABLE L TYPE HANDLE;U/W SC20247 & SC20248;USED FOR REVENUE METERING; | HAYMANS | HAYMANS ELECTRICAL | IP052 | CURRENT
000020247 | HINGED,PANEL | DOUBLE HINGED PANEL;720 MM H X 525 MM W X 6 MM D;TO SUIT 600 MM X 800 MM MONARCH ENCLOSURE;USED FOR REVENUE METERING; U/W SC20246 & SC20248;PACK OF 1; | CNWPL | CNW PL - SLACKS CREEK | B&RIPHP2921 | CURRENT
000020247 | HINGED,PANEL | DOUBLE HINGED PANEL;720 MM H X 525 MM W X 6 MM D;TO SUIT 600 MM X 800 MM MONARCH ENCLOSURE;USED FOR REVENUE METERING; U/W SC20246 & SC20248;PACK OF 1; | HAYMANS | HAYMANS ELECTRICAL | IPHP2921 | CURRENT
000020248 | ENCLOSURE,ELECTRICAL BOX | MONARCH ENCLOSURE;800 MM X 600 MM X 400 MM D;PROTECTION RATING IP66;USED FOR REVENUE METERING;U/W SC20246 & SC20247;PACK OF 1; | CNWPL | CNW PL - SLACKS CREEK | B&RIP29214 | CURRENT
000020248 | ENCLOSURE,ELECTRICAL BOX | MONARCH ENCLOSURE;800 MM X 600 MM X 400 MM D;PROTECTION RATING IP66;USED FOR REVENUE METERING;U/W SC20246 & SC20247;PACK OF 1; | B&R | B&R ENCLOSURES | IP29214 | CURRENT
000020249 | SHACKLE | BOW;120 KN;STEEL;GALV;C/W CL8.8 (GDE 8.8) BOLT,NUT & HUMPBACK PIN; | DULHUNTY | DULHUNTY INDUSTRIES PTY LTD | AS-120 | CURRENT
000020250 | SIGN,TRAFFIC | TELESCOPIC STOP/SLOW SIGN;450 MM DIA BAT ;ALL ALUMINIUM HANDLE,EXTENDS FROM 1200 MM TO 2600 MM;(STOP) RED REFLECTIVE CLASS 1W BACKGRD WHITE LETTERING;(SLOW) | ARTCRAFT | ARTCRAFT PTY LTD | T7-1A-EH-1W | CURRENT
000020251 | SIGN | Kerb Marker, 155 x 65 x 2mm, ELECTRIC CABLE IN ROAD, S/STEEL Plate, c/w QTY 2 x 6mm Holes & QTY 2 x 50 x 5mm S/STEEL Mush HD Spikes | HTDKERB | HTD KERBMARKERS AUSTRALIA | E3-20251 | PURCHASE AS REQUIRED
000020252 | STRAP,RETAINING | STRAIGHT LINE POLE STRAP;4 M LG;COLOUR ORANGE;C/W ADJ BUCKLE;SHELF LIFE = 10 YEARS;NZ ANSI 16KN, VAIPOLEEN24NZORNA | HEIGHDYN | HEIGHT DYNAMICS | VAIPOLEEN24NZORNA | PURCHASE AS REQUIRED
000020252 | STRAP,RETAINING | STRAIGHT LINE POLE STRAP;4 M LG;COLOUR ORANGE;C/W ADJ BUCKLE;SHELF LIFE = 10 YEARS;NZ ANSI 16KN, VAIPOLEEN24NZORNA | HEIGHDYN | HEIGHT DYNAMICS | MOW PS 4MORA | PURCHASE AS REQUIRED
000020253 | STRAP,RETAINING | STRAIGHT LINE POLE STRAP;2.7 M LG;COLOUR ORANGE;C/W ADJ BUCKLE;SHELF LIFE = 10 YEARS;RESTRICTED ISSUE;REFER REDEQP DEVLMT MGR;PACK OF 1,PACK WEIGHT 2.5 KG; | HEIGHDYN | HEIGHT DYNAMICS | HD POLEEN2.7ORA | PURCHASE AS REQUIRED
000020253 | STRAP,RETAINING | STRAIGHT LINE POLE STRAP;2.7 M LG;COLOUR ORANGE;C/W ADJ BUCKLE;SHELF LIFE = 10 YEARS;RESTRICTED ISSUE;REFER REDEQP DEVLMT MGR;PACK OF 1,PACK WEIGHT 2.5 KG; | HEIGHDYN | HEIGHT DYNAMICS | VAIPOLEEN27NZOANSI | PURCHASE AS REQUIRED
000020254 | STRAP,RETAINING | STRAIGHT LINE POST STRAP;2.7 M LG;COLOUR GREEN;C/W ADJ BUCKLE;SHELF LIFE = 10 YEARS;RESTRICTED ISSUE;REFER REDEQP DEVLMT MGR;PACK OF 1,PACK WEIGHT .75 KG; | HEIGHDYN | HEIGHT DYNAMICS | HD POLEEN2.7GRN | PURCHASE AS REQUIRED
000020254 | STRAP,RETAINING | STRAIGHT LINE POST STRAP;2.7 M LG;COLOUR GREEN;C/W ADJ BUCKLE;SHELF LIFE = 10 YEARS;RESTRICTED ISSUE;REFER REDEQP DEVLMT MGR;PACK OF 1,PACK WEIGHT .75 KG; | HEIGHDYN | HEIGHT DYNAMICS | VAIPOLEEN27NZGANSI | PURCHASE AS REQUIRED
000020258 | BUSHING | DRY MAINTENANCE;FREE OIL O/D BUSHING; RATE VOLTAGE 36 KV;BIL;200 KV RATED CURR ;1250 AMP;COPPER COND;FLAT SEAT;RESIN IMPREGNATED PAPER WITHJ SILICON SHEDS; | POWERENG |  | 2006.68.10 | MAINTENANCE STOCK
000020259 | BUSHING | DRY MAINTENANCE;FREE OIL O/D BUSHING; RATE VOLTAGE 36 KV;BIL;200 KV RATED CURR ;1250 AMP;COPPER COND;CONICAL SEAT;RESIN IMPRGNATED PAPER WITH SILICON SHEDS; | POWERENG |  | 2006.68.20 | PURCHASE AS REQUIRED
000020260 | ANCHOR,GUY | TWIN STAY POLE ANCHOR PLATE;LSUL; 110 KN;COMES WITH BACKING WASHERS; 100 MM X 100 MM; | ERGON | ERGON ENERGY | STAY POLE ANCHOR PLATE | CURRENT
000020261 | SWITCH,ROTARY | 660 V AC;20 AMP;2 POLE;2 POSN;CONTROL SELECTOR,MAN-AUTO 60 DEG SWITCHING; | KRAUSNMR | KRAUS & NAIMER (MANUFACTURER) | CA20B AU2 R26,CAB026-A721-604E | PURCHASE AS REQUIRED
000020262 | POLE,PUBLIC LIGHTING | Minor Road Mid Hinged (Left), 5.0m, Base Plate Mounted, 350 PCD Bolt Spacing, Galv, Integral 0.5m Outreach, EQTS 05-02-01, Dwg 5HG-A3 (scm) | GM POLES | GM POLES PTY LTD | MH 5E-LEFT | CURRENT
000020263 | CONNECTOR,BUSBAR | 25 MM TUBE TO 70-150 SQ MM CABLE;COPPER BUSBAR TO CABLE;STRAIGHT CONNECTOR; PACK OF 1; | PLP AUST | PREFORMED LINE PRODUCTS (AUST) | D-E30 | CURRENT
000020264 | CONNECTOR,BUSBAR | 25 MM TUBE TO 70-150 SQ MM CABLE;COPPER BUSBAR TO CABLE;TEE CONNECTOR; PACK OF 1; | PLP AUST | PREFORMED LINE PRODUCTS (AUST) | D-T30 | PURCHASE AS REQUIRED
000020266 | ROPE,FIBROUS | POLYPROPYLENE FILM ROPE;8 MM DIA; ROPE MUST HAVE BROWN FILAMENT IN ONE STRAND;GREEN COLOUR;AS4142.2/1993; FOR LIVE LINE USE;250 M COIL,PACK WEIGHT | NATROPES | NATIONAL ROPES. ALTONA GATE VIC 3025. | 005817 | CURRENT
000020265 | CABLE GLAND | METAL,NICKEL PLATED BRASS; WEATHERPROOF TO IP66;M60 OD;NEOPRENE SEAL;FOR MIN CABLE 40.1 MM;MAX CABLE 49.9 MM;C/W GU63 LOCKNUT;PACK OF 1; | STATEWD | STATEWIDE FSTNERS & ENG SPLS PL | A263S+LNM63 | CURRENT
000020265 | CABLE GLAND | METAL,NICKEL PLATED BRASS; WEATHERPROOF TO IP66;M60 OD;NEOPRENE SEAL;FOR MIN CABLE 40.1 MM;MAX CABLE 49.9 MM;C/W GU63 LOCKNUT;PACK OF 1; | CABLACES | CABLACES | A2-63S M/GLAND + GU63 L/NUT | CURRENT
000020265 | CABLE GLAND | METAL,NICKEL PLATED BRASS; WEATHERPROOF TO IP66;M60 OD;NEOPRENE SEAL;FOR MIN CABLE 40.1 MM;MAX CABLE 49.9 MM;C/W GU63 LOCKNUT;PACK OF 1; | LEGEND | LEGEND POWER SYSTEMS | GU63+LNM63 | CURRENT
000020267 | SUNSCREEN PREPARATION | Hamilton, SPF 50+, 200ml Pump Action Spray Bottle, Non-Greasy, Approx 4hr Water Resistant | ALPHA | ALPHA FIRST AID SUPPLIES QLD | 510019 | CURRENT
000020267 | SUNSCREEN PREPARATION | Hamilton, SPF 50+, 200ml Pump Action Spray Bottle, Non-Greasy, Approx 4hr Water Resistant | ATOMSUPP | ATOM SUPPLY | 236517 | CURRENT
000020267 | SUNSCREEN PREPARATION | Hamilton, SPF 50+, 200ml Pump Action Spray Bottle, Non-Greasy, Approx 4hr Water Resistant | BLKWOODS | J BLACKWOOD & SON LTD | 01903617/10786 | CURRENT
000020267 | SUNSCREEN PREPARATION | Hamilton, SPF 50+, 200ml Pump Action Spray Bottle, Non-Greasy, Approx 4hr Water Resistant | EGO | EGO PHARMACEUTICALS PTY LTD BRAESIDE VIC | SUNSENSE | CURRENT
000020267 | SUNSCREEN PREPARATION | Hamilton, SPF 50+, 200ml Pump Action Spray Bottle, Non-Greasy, Approx 4hr Water Resistant | ATOMSUPP | ATOM SUPPLY | 210666 | CURRENT
000020268 | DISPENSER,DRINKING WATER | 2L Bladder, Hydration Backpack, Portable Personal Fluid System | WHITAKER | WHITTAKER L.E. & SONS SUMNER PK QLD | BPH-GOA-F | CURRENT
000020268 | DISPENSER,DRINKING WATER | 2L Bladder, Hydration Backpack, Portable Personal Fluid System | BLKWOOD | J BLACKWOOD & SON LTD | 02795080 STINGER | CURRENT
000020268 | DISPENSER,DRINKING WATER | 2L Bladder, Hydration Backpack, Portable Personal Fluid System | HAYMANS | HAYMANS ELECTRICAL | MMBPACK2LBLADDER | CURRENT
000020269 | TUBE,METALLIC | ALUMINIUM;GDE 6060;RD;6.5 M LG;40 MM OD; 3 MM WALL THK;T5 TEMPER; | CAPRAL | CAPRAL ALUMINIUM CENTRE | GDE 6060 | PURCHASE AS REQUIRED
000020273 | CUBICLE,RACK FRAME. | STEEL;19 IN RACK FRAME;C/W SIDE PANELS, REAR PANEL & SHELVES/PANELS/SLIDES; 45 U x 700MM D, 600MM W; AS PER DWG 8830-A4; | HALLAMOZ | HALLAM OZ CONNECT | DWG 8830-A4 | PHASING
000020275 | ROPE,FIBROUS | Kernmantle Rope, Light Blue, 11mm Dia, Sewn Eye with Nylon Thimble, EWP Rescue Rope, 20m Long | CNWPL | CNW PL - SLACKS CREEK | ENE ROP LAN 20 1EYE EWP | PURCHASE AS REQUIRED
000020275 | ROPE,FIBROUS | Kernmantle Rope, Light Blue, 11mm Dia, Sewn Eye with Nylon Thimble, EWP Rescue Rope, 20m Long | HEIGHDYN | HEIGHT DYNAMICS | ROPLAN201EYEEWP | PURCHASE AS REQUIRED
000020278 | CUTTER,CABLE,HAND OPERATED | Pencil Sharpener Type, 95mm2 ABC | TEN | THE ENERGY NETWORK | HABCP-95 | CURRENT
000020278 | CUTTER,CABLE,HAND OPERATED | Pencil Sharpener Type, 95mm2 ABC | SPECFORC | SPECIALISED FORCE | HABC-95 | CURRENT
000020279 | CABLE,POWER,ELECTRICAL | AERIAL;COVERED CONDUCTOR THICK; 120mm2; CCT;X90;AAC GDE 1350; 600 M DRUM,DRUM WEIGHT 500 KG; SOFT XLPE COVERING; | MIDLANDS | MIDLAND METALS | MMO-11KV CCT 1X120 AL/1350 2 | CURRENT
000020279 | CABLE,POWER,ELECTRICAL | AERIAL;COVERED CONDUCTOR THICK; 120mm2; CCT;X90;AAC GDE 1350; 600 M DRUM,DRUM WEIGHT 500 KG; SOFT XLPE COVERING; | OLEX | OLEX AUSTRALIA PTY LTD | UJAB90A1X01AAGX | CURRENT
000020280 | LABEL | VINYL;RED & BLACK BACKGROUND;WHITE PRINT;-CAUTION-CONTAINS ASBESTOS- INHALATION HEALTH HAZARD-DO NOT CREATE DUST; | UES | UTILITY ENGRAVING & SIGNS | LABEL | CURRENT
000020282 | INSULATION HOOD | RE-USEABLE CLIP-ON WILDLIFE PROOFING COVER;FOR WEDGE-CLEVIS STRAIN CLAMP SC20281;PACK OF 12; | MACLEAN | MACLEAN POWER PL - E15128 | CCT-COVER | CURRENT
000020282 | INSULATION HOOD | RE-USEABLE CLIP-ON WILDLIFE PROOFING COVER;FOR WEDGE-CLEVIS STRAIN CLAMP SC20281;PACK OF 12; | PLP AUST | PREFORMED LINE PRODUCTS (AUST) | D-CCC80120 | CURRENT
000020281 | CLAMP,ELEC CONDUCTOR,STRAIN | WEDGE-CLEVIS TYPE;FOR 120 SQ MM COVERED CONDUCTOR (CCT),14.3 MM OD;CLEVIS END TO SUIT 16 MM INSULATOR TONGUE;FOR COVER REFER SC20714 & SC21288;U/W CCT CABLE; | PLP AUST | PREFORMED LINE PRODUCTS (AUST) | D-CCS120 | CURRENT
000020283 | BRACKET,MOUNTING | FOR MTG 11 KV SURGE ARRESTER ON 11 FP/ NCCTLOK CONSTR;PACK OF 1,PACK WEIGHT 1.0 KG; | HAYMAN | HAYMANS INDUSTRIES PTY LTD | 20283 | CURRENT
000020283 | BRACKET,MOUNTING | FOR MTG 11 KV SURGE ARRESTER ON 11 FP/ NCCTLOK CONSTR;PACK OF 1,PACK WEIGHT 1.0 KG; | DULMISON | DULMISON (AUST) PTY LTD | CCC80120 | CURRENT
000020283 | BRACKET,MOUNTING | FOR MTG 11 KV SURGE ARRESTER ON 11 FP/ NCCTLOK CONSTR;PACK OF 1,PACK WEIGHT 1.0 KG; | MEFCO | MEFCO AUSTRALIA PTY LTD SUNSHINE VIC | 20283 | CURRENT
000020284 | FUSE,CARTRIDGE | TYPE T;32 X 6.35 MM;3.15 AMP;VT SECONDARY FUSE;SUIT FUSEHOLDER IN-LINE 10 AMP,250 V (SC20285);PART OF NULEC EXTERNAL VT POWER CABLE & FUSE | RSCOMP | RADIOSPARES COMPONENT PTY LTD | 414-049 | CURRENT
000020285 | FUSEHOLDER | FUSEHOLDER IN-LINE;10 AMP,250 V;PART OF NULEC EXTERNAL POWER CABLE & FUSE ASSEMBLY;CONNECTING EXTERNAL VT SECONDARY TO SECM IN 11 KV RECLOSER; | RSCOMP | RADIOSPARES COMPONENT PTY LTD | 414-594 | CURRENT
000020286 | REDUCER,CONDUIT | PLAIN INTERNAL REDUCER;SIZE 50 MM TO 40 MM;OUTSIDE DIA 50 MM;INSIDE DIA 40 MM ;LENGTH 35 MM LG;ORANGE PVC CONDUIT;DWG 4927-A4/A SECT 2,P 58/59 PUBLIC LIGHTING | TRI UGRD | TRI UNDERGROUND AUSTRALIA PTY LTD | HDE5040COUPFF | CURRENT
000020286 | REDUCER,CONDUIT | PLAIN INTERNAL REDUCER;SIZE 50 MM TO 40 MM;OUTSIDE DIA 50 MM;INSIDE DIA 40 MM ;LENGTH 35 MM LG;ORANGE PVC CONDUIT;DWG 4927-A4/A SECT 2,P 58/59 PUBLIC LIGHTING | REXEL | REXEL PTY LTD | CLI264/5MEO | CURRENT
000020286 | REDUCER,CONDUIT | PLAIN INTERNAL REDUCER;SIZE 50 MM TO 40 MM;OUTSIDE DIA 50 MM;INSIDE DIA 40 MM ;LENGTH 35 MM LG;ORANGE PVC CONDUIT;DWG 4927-A4/A SECT 2,P 58/59 PUBLIC LIGHTING | HAYMANS | HAYMANS ELECTRICAL | FABH242450 | CURRENT
000020286 | REDUCER,CONDUIT | PLAIN INTERNAL REDUCER;SIZE 50 MM TO 40 MM;OUTSIDE DIA 50 MM;INSIDE DIA 40 MM ;LENGTH 35 MM LG;ORANGE PVC CONDUIT;DWG 4927-A4/A SECT 2,P 58/59 PUBLIC LIGHTING | CLIPSAL | GERARD INDUSTRIES QLD DIVSN P/L | 264/5MORG | CURRENT
000020272 | SAFE LOGGER | SINGLE PHASE;RECORDER FOR MEN VOLTAGE ;LOWIMPEDENCE INPUT;14 DAY MEMORY CAPACITY;VOLTAGE MEASUREMENT RANGE, 1-12 V AC 7 DC;FREQ 0-5 K HZ;RS232 DATA | THEWMCAN | TMAC THEW & MCCANN GROUP | SAFELOG-EN | PHASING
000020288 | SUBSTATION | SKID MTD;8 MVA;FOR ESTIMATING PURPOSES ONLY;REFER TO DAVE CHILL; | DRAWING | DRAWING NO | ERGON LOSTD-GA035-01E | CURRENT
000020289 | BUILDING | PRE-FABRICATED;11 KV;SWITCHROOM; FOR ESTIMATING PURPOSES ONLY;REFER DAVE CHILL; | DRAWING | DRAWING NO | ERGON SST160-GA003-02-01 | CURRENT
000020290 | BUILDING | PRE-FABRICATED;33 KV;SWITCHROOM; FOR ESTIMATING PURPOSES ONLY;REFER DAVE CHILL; | DRAWING | DRAWING NO | ERGON SSH38-GA003-02-2 | CURRENT
000020291 | BUILDING | PRE-FABRICATED;MODULAR;33 KV/11 KV; SWITCHROOM:FOR ESTIMATING PURPOSES ONLY;REFER DAVE CHILL; | DRAWING | DRAWING NO | ERGON SSDRD-GA003-01-1 | CURRENT
000020292 | BUILDING | PRE-FABRICATED;CONTROL ROOM; FOR ESTIMATING PURPOSES ONLY;REFER DAVE CHILL; | DRAWING | DRAWING NO | ERGON SSGBS-GA003-01-1 | CURRENT
000020293 | STRAP,RETAINING | Ratchet Tie Down, 1.6m Tail, 36mm W, 600Kg Lashing Capacity, S Hook on Each End, Bog of 10 | BULIVANT | BULLIVANTS LIFTING & SAFETY SPECIALISTS | WRA-036-600-1.6 M TAIL | CURRENT
000020293 | STRAP,RETAINING | Ratchet Tie Down, 1.6m Tail, 36mm W, 600Kg Lashing Capacity, S Hook on Each End, Bog of 10 | BULIVANT | BULLIVANTS LIFTING & SAFETY SPECIALISTS | WRA-036-0600-016-SH | CURRENT
000020294 | FUSE LINK,ENCLOSED ELEMENT | 100 AMP;HRC FUSE LINK;30 MM X 57 MM LG; PACK OF 20; | ALSTOM | ALSTOM GRID AUSTRALIA LIMITED | RHLF100 | CURRENT
000020295 | CONVERTER | FO SIGNAL CONVERTER;RS485/RS232/FO;FOR MULTIMODE;ST CONNECTOR;10-30 V;U/W SACS EQUIPMENT; | ADVANTEC | ADVANTECH AUSTRALIA PTY LTD | ADAM-4541 | CURRENT
000020296 | CONVERTER | FO SIGNAL CONVERTER;RS485/RS232/FO; SINGLE MODE;SC CONNECTOR;10-30 V;U/W SACS EQUIPMENT; | ADVANTEC | ADVANTECH AUSTRALIA PTY LTD | ADAM-4542+ | CURRENT
000020297 | PROCESSOR,INTEGRATED CIRCUIT | MEMORY;FOR PC-SACS S1.0;KINGSTON 512 MB DDR400 RAM;PURCHASE ORDER NO. TO BE PLACED ON EACH BOX*** | ICP AUST | ICP ELECTRONICS AUSTRALIA P/L | DDR 512MB PC3200 | PURCHASE AS REQUIRED
000020298 | BOLT,MACHINE | STEEL;GALV;HEX HD;M20;ISO M;600 MM LG; C/W 2 HEX NUTS ATTACHED;HIGH TENSILE GDE 8.8;FULL SHANK,MIN THD 100 MM;MATERIAL GDE 1340;AS1110,AS1111;BAG OF 10;HEAD | STATEWD | STATEWIDE FSTNERS & ENG SPLS PL | HBNPEM20600 | CURRENT
000020618 | COVER,ELECTRICAL EQUIPMENT | BROADBAND COVER;C/W SINGLE SLOT; 600 MM X 300 MM DOUBLE DROP X 3 MM THK; SUPPLIED ASSET & BARCODED; | REXEL | REXEL PTY LTD | BLE8018 | PURCHASE AS REQUIRED
000020618 | COVER,ELECTRICAL EQUIPMENT | BROADBAND COVER;C/W SINGLE SLOT; 600 MM X 300 MM DOUBLE DROP X 3 MM THK; SUPPLIED ASSET & BARCODED; | BALMORAL | BALMORAL ENGINEERING | 8018 ENGX | PURCHASE AS REQUIRED
000020618 | COVER,ELECTRICAL EQUIPMENT | BROADBAND COVER;C/W SINGLE SLOT; 600 MM X 300 MM DOUBLE DROP X 3 MM THK; SUPPLIED ASSET & BARCODED; | TRELEBOR | TRELLEBORG QUEENSLAND RUBBER P/L | F111973-D14647 | PURCHASE AS REQUIRED
000020299 | INSULATOR | INSULATION BARRIER PIECES;DELRIN;NYLON; SET TO SUIT ONE WILSON TFMR;CONSISTS OF 2 X WASHERS & 2 BOARDS;ITEMS 1 & 2 FOR TFRM RAD,3 & 4 TFRM MAIN OIL PIPE; | PLASTIC | PLASTIC ENGINEERING | DELRIN | PHASING
000019833 | INSULATOR,STRAIN | LONG ROD;SYNTHETIC COMPOSITE;132 KV NOM V;120 KN SML;AS4435.2 D24 EYE-D20 BALL ENDS;1550 MM NOM COUPLING;3650 MM MIN CREEPAGE;USED FOR PROJECTS; | THEWMCAN | TMAC THEW & MCCANN GROUP | TM00726 | CURRENT
000019833 | INSULATOR,STRAIN | LONG ROD;SYNTHETIC COMPOSITE;132 KV NOM V;120 KN SML;AS4435.2 D24 EYE-D20 BALL ENDS;1550 MM NOM COUPLING;3650 MM MIN CREEPAGE;USED FOR PROJECTS; | FLOWLINE | FLOWLINE INDUSTRIES PTY LTD | EH4032005 | CURRENT
000019834 | INSULATOR,STRAIN | LONG ROD;SYNTHETIC COMPOSITE;132 KV NOM V;160 KN SML;AS4435.2 D24 EYE-D20;BALL ENDS;USED FOR PROJECTS;BOX OF 50;PACK WEIGHT 20 KG,PALLET WEIGHT 200 KG; | THEWMCAN | TMAC THEW & MCCANN GROUP | TM00727 | STRATEGIC SPARE
000019834 | INSULATOR,STRAIN | LONG ROD;SYNTHETIC COMPOSITE;132 KV NOM V;160 KN SML;AS4435.2 D24 EYE-D20;BALL ENDS;USED FOR PROJECTS;BOX OF 50;PACK WEIGHT 20 KG,PALLET WEIGHT 200 KG; | DULHUNTY | DULHUNTY INDUSTRIES PTY LTD | S698063VX06 | STRATEGIC SPARE
000020620 | CONTACT,ELECTRICAL | CONTACT ASSEMBLY MAIN MOVING TYPE AT OLTC;300 AMP;MAIN MOVINF ATL TYPE AT TAPCHANGER; | REINHAUS | REINHAUSEN (AUST) PL | 561281-A | CURRENT
000020620 | CONTACT,ELECTRICAL | CONTACT ASSEMBLY MAIN MOVING TYPE AT OLTC;300 AMP;MAIN MOVINF ATL TYPE AT TAPCHANGER; | ENGCOM | ENG-COM PTY LTD | 300-091-A (DWG 561281-A) | CURRENT
000020621 | COIL,ELECTRICAL | TRIP & CLOSE COIL;110 V DC;FOR U/W 11 KV SBV1 & SVB2 CB'S; | AREVA | AREVA T&D AUSTRALIA LIMITED | 422-387 (FLOIO NO.40/572) | CURRENT
000020622 | MOTOR AND GEARBOX | 110 V DC;MOTOR AND GEARBOX; C/W MOTOR ADAPTOR PLATE;FOR USE ON SBV & VLX VACCUM CIRCUIT BREAKERS; | AREVA | AREVA T&D AUSTRALIA LIMITED | 102-620 | CURRENT
000020624 | CONTACT,ELECTRICAL | Fixed Contact Assembly, Ratchet, for AT Type L Tap Charger | REINHAUS | REINHAUSEN (AUST) PL | 563146-A | CURRENT
000020624 | CONTACT,ELECTRICAL | Fixed Contact Assembly, Ratchet, for AT Type L Tap Charger | ENGCOM | ENG-COM PTY LTD | 300-905-A | CURRENT
000020627 | PIN,COTTER,SPLIT | Split Pin, M4 x 36mm Lg, Zinc Plated, Pack of 200, Pack Weight 4kg | DULHUNTY | DULHUNTY INDUSTRIES PTY LTD | SPLITPIN-4X36 | CURRENT
000020628 | CONTACT,ELECTRICAL | MOVING SCISSOR ARM ASSEMBLY- RATCHET; FOR ATL AT TAPCHANGER; | REINHAUS | REINHAUSEN (AUST) PL | 591801-A | CURRENT
000020628 | CONTACT,ELECTRICAL | MOVING SCISSOR ARM ASSEMBLY- RATCHET; FOR ATL AT TAPCHANGER; | ENGCOM | ENG-COM PTY LTD | 300-228-A | CURRENT
000020632 | KIT,CONVERSION | FOR 12/36 KV RECLOSER;VT CONVERSION KIT; POLE MTG;C/W POLE BKT'S,EXT VT AUX SUPPLY POWER CABLE ASSEMBLY & IN-LINE FUSE; | NU-LEC | NU-LEC | VT CONVERSION KIT | MAINTENANCE STOCK
000020629 | WASHER,FLAT | RECESSED BRASS WASHER;U/W CHANGEOVER OPERATING ARM ATL; | ERGON | ERGON ENERGY | RECESSED BRASS WASHER | CURRENT
000020630 | CIRCLIP | CIRCLIP;FOR CHANGEOVER OPERATING ARM; ELC 18 MM X 1.2 MM THK; | BSC | BSC MOTION TECHNOLOGY | 1400-18 EX DIN471 18 X 1.2 MM | CURRENT
000020631 | SWITCH,ELECTRICAL | CHANGEOVER SWITCH;TYPE AT OLTC; | REINHAUS | REINHAUSEN (AUST) PL | 561282-A | PURCHASE AS REQUIRED
000020631 | SWITCH,ELECTRICAL | CHANGEOVER SWITCH;TYPE AT OLTC; | ENGCOM | ENG-COM PTY LTD | 300-795-A | PURCHASE AS REQUIRED
000020633 | TRANSFORMER,POWER | 132 KV/11 KV;30 MVA;3 PHASE;GROUND MTG; BSH HV 180 LV AIR;MINERAL OIL INSULATED; ODAF;YND11;FREE STANDING RADIATORS; REDUCED SOUND LEVEL UNIT; | WILSON | WILSON TRANSFORMER CO. PTY LTD | REDUCED SOUND LEVEL UNIT | PHASING
000020634 | KIT,SHUNT TRIP | 240 V AC;SHUNT TRIP KIT;SUITABLE FOR ABB SAFELINK CFCC;U/W SC19654 RMU; | ABB | ABB FAN PTY LTD | 5810419 | CURRENT
000020635 | CIRCUIT BREAKER | TURBULATOR;SOUTHWALES;11 KV; CB TURBULATOR; | ERGON | ERGON ENERGY | STHWALES 11 KV CB TURBULATOR | CURRENT
000020636 | CONTACT,ELECTRICAL | CONTACT;(CLUSTER);FIXED;TYPE D4XD;11 KV; OCB;400 AMP SOUTHWALES;CONTRACT 76/35A; | ERGON | ERGON ENERGY | CLUSTER TYPE D4XD 400A 76/35A | CURRENT
000020637 | CONTACT,ELECTRICAL | CONTACT;MOVING;TYPE D8XD;11 KV; OCB;800 AMP;SOUTHWALES;C/W THREADED 5MM HOLE IN BASE;165MM x 22.2MM | ERGON | ERGON ENERGY | MOVING CONTACTS (SILVERED)D8XD | CURRENT
000020637 | CONTACT,ELECTRICAL | CONTACT;MOVING;TYPE D8XD;11 KV; OCB;800 AMP;SOUTHWALES;C/W THREADED 5MM HOLE IN BASE;165MM x 22.2MM | SBA | SBA AMALGAMATED PTY LTD | C0084 | CURRENT
000020638 | CONTACT,ELECTRICAL | CONTACT;MOVING;TYPE D4XD;11 KV;OCB; 400 AMP;SOUTHWALES;COPPER TO BE SILVER PLATED;CONTRACT 76/35A; | ERGON | ERGON ENERGY | C85 400A STH WALES MOVING CONT | CURRENT
000020638 | CONTACT,ELECTRICAL | CONTACT;MOVING;TYPE D4XD;11 KV;OCB; 400 AMP;SOUTHWALES;COPPER TO BE SILVER PLATED;CONTRACT 76/35A; | ERGON | ERGON ENERGY | MOVING (SML CU)D4XD 400A | CURRENT
000020639 | CONTACT,ELECTRICAL | CONTACT MOVING;SOUTHWALES;CB;11 KV; 350 MVA & 250 MVA;SILVERED;22 MM HOLE CENTRES;150MM x 25.4MM | ERGON | ERGON ENERGY | C00721 | CURRENT
000020639 | CONTACT,ELECTRICAL | CONTACT MOVING;SOUTHWALES;CB;11 KV; 350 MVA & 250 MVA;SILVERED;22 MM HOLE CENTRES;150MM x 25.4MM | ERGON | ERGON ENERGY | MOVING 11 KV,350MVA & 250MVA | CURRENT
000020640 | CONTACT,ELECTRICAL | CONTACT FIXED;SOUTHWALES;CLUSTER;11 KV; 350 MVA;SILVERED COPPER BASE; | ERGON | ERGON ENERGY | CLUSTER 11 KV 350MVA | CURRENT
000020641 | CONDUIT,NONMETALLIC,RIGID | 100 MM NOM SIZE;UPVC;WHITE;MEDIUM DUTY; SOCKET MOULDED ONE END;6 M LG;MARKED COMMUNICATIONS CONDUIT;CRATE QTY 57 LENGTHS,PACK WEIGHT 585 KG; | TRI UGRD | TRI UNDERGROUND AUSTRALIA PTY LTD | CONCOM100P | CURRENT
000020641 | CONDUIT,NONMETALLIC,RIGID | 100 MM NOM SIZE;UPVC;WHITE;MEDIUM DUTY; SOCKET MOULDED ONE END;6 M LG;MARKED COMMUNICATIONS CONDUIT;CRATE QTY 57 LENGTHS,PACK WEIGHT 585 KG; | HAYMANS | HAYMANS ELECTRICAL | PIP100NBN | CURRENT
000020641 | CONDUIT,NONMETALLIC,RIGID | 100 MM NOM SIZE;UPVC;WHITE;MEDIUM DUTY; SOCKET MOULDED ONE END;6 M LG;MARKED COMMUNICATIONS CONDUIT;CRATE QTY 57 LENGTHS,PACK WEIGHT 585 KG; | IPLEX | IPLEX PIPELINES AUSTRALIA PTY LTD | B35 | CURRENT
000020641 | CONDUIT,NONMETALLIC,RIGID | 100 MM NOM SIZE;UPVC;WHITE;MEDIUM DUTY; SOCKET MOULDED ONE END;6 M LG;MARKED COMMUNICATIONS CONDUIT;CRATE QTY 57 LENGTHS,PACK WEIGHT 585 KG; | VINIDEX |  | 11750 | CURRENT
000020642 | CONTACT,ELECTRICAL | CONTACT,SML FIXED (38 MM);FOR ASEA UZERT 33 KV OLTC;TO SUIT KIT 50; | ABB | ABB FAN PTY LTD | 2657-957 AF FIXED CONTACT SGL | CURRENT
000020643 | CONTACT,ELECTRICAL | CONTACT,BLADE;FIXED (DOUBLE TAP); TRANSITION,ELCONITE TIPS;FOR ASEA UZERN OLTC;TO SUIT KIT 50; | ABB | ABB FAN PTY LTD | 2657-957-AL FIXED CONTACT DBL | CURRENT
000020644 | CONTACT,ELECTRICAL | CONTACT,SML FIXED (28 MM);FOR ASEA UZERN 33 KV OLTC;TO SUIT KIT 50; | ABB | ABB FAN PTY LTD | 2657-957-AK FIXED CONTACT SGL | CURRENT
000020645 | CONTACT,ELECTRICAL | CONTACT,MAIN MOVING;ELCONITE ROLLERS; FOR ASEA UZERN 33 KV OLTC;TO SUIT KIT 50 ; | ABB | ABB FAN PTY LTD | 5474-025 N/MOVING MAIN CONTACT | CURRENT
000020646 | CONTACT,ELECTRICAL | CONTACT,MOVING;TRANSITION,ELCONITE ROLLERS;FOR ASEA UZERN 33 KV OLTC;TO SUIT KIT 50; | ABB | ABB FAN PTY LTD | 5474-013-AD TRANSITION CONTACT | CURRENT
000020647 | CONTACT,ELECTRICAL | CONTACT,LGE FIXED (DOUBLE);FOR ASEA UZERN OLTC;TO SUIT KIT 50; | ABB | ABB FAN PTY LTD | 2657-957-AH FIXED CONTACT DBL | CURRENT
000020648 | COIL,ELECTRICAL | CLOSING COIL;CB;MERLIN GERIN F400;33 KV; | SCHNEDER | SCHNEIDER PTY LTD | 887191 AF (110VDC CLOSING) | CURRENT
000020649 | TAG,INSTRUCTION | Test Tag, Vinyl, Self Adhesive, Black Text, TESTED BY EQL, 8 x spaces for Next Test Due, Wrap Around Type, 32 x 109.9mm c/w Permanent Marking Pen, Pack of 100 | PROMARK | PROMARK PACKAGING PTY LTD GEEBUNG | 7291 | CURRENT
000020146 | SWITCH,FUSED | 400A Fuse Disconnect Device, 415VAC, 3Ph Ganged, ABC, suits DIN Type Fuse Links Size 1 & 2, M12 Bolted Lug Terminals on Line & Load Sides, Dwg 71969-5EX2 | NGK | NGK STANGER PTY LTD | 71969-5EX2 | CURRENT
000020147 | FUSECARRIER | TO SUIT DISCONNECT DEVICE;6-95 SQ MM AL XLPE SERVICE CABLE;LOCATED AT POLE END; PACK OF 50,PACK WEIGHT 2.8 KG; now replaced by stock code 22879 | SICAME | SICAME AUSTRALIA PTY LTD | PF100/BASE+PIN | PHASING
000020148 | CLAMP,TERMINAL,ELECTRICAL CONNECTOR | IN-LINE BI-METAL SERVICE CONNECTOR;TO SUIT 35-95 SQ MM LV HARD DRAWN CU,35-95 SQ MM SOFT DRAWN CU,35-95 SQ MM AL INSULATED CABLE PACK OF 6,PK WEIGHT 2 KG | SICAME | SICAME AUSTRALIA PTY LTD | ILC3595E | CURRENT
000020149 | TERMINAL BOX. | 3 PHASE MAINS CONNECTION BOX;200 AMP; WITH 4 BI-METAL CONNECTORS;IPC 35-95 SQ MM SERVICE SIDE;IPC 35-95 SQ MM HOUSE SIDE;PACK OF 1,PACK WEIGHT 1.5 KG; | SICAME | SICAME AUSTRALIA PTY LTD | MCB3/4ILCE3595 | CURRENT
000020650 | CABLE,FIBRE OPTIC | 48 FIBRE;SINGLE MODE;UNDERGROUND;C/W TERMITE PROTECTION;DRUM SIZE 2000 M, DRUM DIA 1200/600/740;DRUM WEIGHT 300 KG ; | OPTIMAL | OPTIMAL CABLE SERVICES PTY LTD | EMD61DPA048BE | STRATEGIC SPARE
000020651 | CABLE,FIBRE OPTIC | 48 FIBRE;SINGLE MODE;12.8 MM OD; OVERHEAD ALL DIELECTRIC SELF SUPPORTING (ADSS);DRUM SIZE 6000 M, DRUM DIA 1600/800/1065,DRUM WEIGHT | OPTIMAL | OPTIMAL CABLE SERVICES PTY LTD | EMMU1CGA048BK | STRATEGIC SPARE
000020652 | SCREW,TAPPING,THREAD CUTTING | BUILDEX TYPE 17;SELF DRILLING POINT;HEX HD;WITHOUT WASHER;10 MM-12 MM X 25 MM; CLASS 3,GALVANISED;U/W 5/16 IN HEX SOCKET SC22279; | STATEWD | STATEWIDE FSTNERS & ENG SPLS PL | S17G 101225 | CURRENT
000020659 | KEY,SOCKET HEAD SCREW | D-Head Tube Spanner, Drill Operated, Exisiting D-Head Spanner to be cut to 400mm in Length, c/w 8mm Hex Drive for Battery Drill | BRITECH | BRI-TECH PTY LTD | TSL_S TUBE SPANNER | PHASING
000020653 | VALVE. | INTAKE/EXHAUST VALVE;TO SUIT CAT G3500 CYLINDER HEAD; | HASTINGS | HASTING DEERING PTY LTD | 104-7184 | PURCHASE AS REQUIRED
000020654 | CYLINDER HEAD | RE-MAN CYLINDER HEADS;TO SUIT CAT G3500 ENGINES;SPECIFICALLY MODIFIED FOR NRX; REFER R.BUTCHER,GERNERATION TECH/ SUPPORT MANAGER; | HASTINGS | HASTING DEERING PTY LTD | 247-4573 (OR3680 - NRX SPECIAL | PURCHASE AS REQUIRED
000020655 | VALVE. | INSERT EXHAUST VALVE;TO SUIT CAT G3500 CYLINDER HEAD; | HASTINGS | HASTING DEERING PTY LTD | 6I-1713 | PURCHASE AS REQUIRED
000020656 | VALVE. | INSERT INTAKE VALVE;TO SUIT CAT G3500 CYLINDER HEAD; | HASTINGS | HASTING DEERING PTY LTD | 122-5963 | PURCHASE AS REQUIRED
000020657 | VALVE. | EXHAUST VALVE GUIDE;TO SUIT G3500 CYLINDER HEAD; | HASTINGS | HASTING DEERING PTY LTD | 184-5494 | PURCHASE AS REQUIRED
000020658 | VALVE. | INTAKE VALVE GUIDE;TO SUIT G3500 CYLINDER HEAD; | HASTINGS | HASTING DEERING PTY LTD | 184-5495 | PURCHASE AS REQUIRED
000020660 | LINE,TENSIONER | MAXI TENSIONER;C/W 2 STAINLESS STEEL ASYMMETRIC SNAP HOOKS; FITTED WITH NON-REMOVEABLE BECKET PIN;12 M HIGH STRENGTH MARINE ROPE;12 MM DIA ROPE; | ALLTRADE | ALLTRADE MANUFACTURING PTY LTD | 1LST4 | CURRENT
000020661 | TERMINAL,LUG | LONG BARREL,DRILLED PALM;2 X 14 MM HOLES @ 50 MM CENTRES;SUITABLE FOR 2 BOLTS; TINNED COPPER;CRIMP TYPE;FOR 300 SQ MM, 61/2.52 MM COPPER COND;PACK OF 1; | CABLACES | CABLACES | CAL300PLB1450EX | CURRENT
000020661 | TERMINAL,LUG | LONG BARREL,DRILLED PALM;2 X 14 MM HOLES @ 50 MM CENTRES;SUITABLE FOR 2 BOLTS; TINNED COPPER;CRIMP TYPE;FOR 300 SQ MM, 61/2.52 MM COPPER COND;PACK OF 1; | UTILUX |  | H16038X08/1 | CURRENT
000020662 | VALVE. | INLET/OUTLET VALVE STEM SEAL;TO SUIT CAT G3500 CYLINDER HEAD; | HASTINGS | HASTING DEERING PTY LTD | 228-9673 | PURCHASE AS REQUIRED
000020663 | CYLINDER HEAD | NEW CYLINDER HEADS;TO SUIT CAT G3500 ENGINES;TO BE SPECIFICALLY MODIFIED FOR NRX (CONTACT R.BUTCHER);TWO MAN LIFT ITEMS OVER 20 KG; | HASTINGS | HASTING DEERING PTY LTD | 247-4573 | PURCHASE AS REQUIRED
000020664 | CYLINDER HEAD | USED CYLINDER HEAD;TO SUIT CAT G3500 ENGINES;REQUIRING MODIFICATIONS FOR NRX (CONTACT R.BUTCHER);TWO MAN LIFT OVER 20 KG;HOLD STOCK TO SUFFICIENT STOCK | HASTINGS | HASTING DEERING PTY LTD | OR3680 | PURCHASE AS REQUIRED
000020665 | BUSBAR | COPPER BAR;TO BE TINNED;95 MM X 40 MM X 6 MM THK;USED WHEN CONNECTING CONSUMER MAINS DIRECT TO ENERGEX CABLES IN PILLARS ETC;PACK OF 25; | GLOBAL | GLOBAL MANUFACTURING GROUP | ENRGEX-9759-A4B | CURRENT
000020666 | BOX,ELECTRICAL,MULTIAPPLICATION. | ALUMINIUM;400 MM H,600 MM W,300 MM D; 33 KV CAPACITOR CT/VT MARSHALLING BOX; PACK OF 1,PACK WEIGHT 16 KG;SUPPLIED COMPLETE WITH SC15869 WEATHERPROOF BOX; | HAYMAN | HAYMANS INDUSTRIES PTY LTD | 20666 | PHASING
000020666 | BOX,ELECTRICAL,MULTIAPPLICATION. | ALUMINIUM;400 MM H,600 MM W,300 MM D; 33 KV CAPACITOR CT/VT MARSHALLING BOX; PACK OF 1,PACK WEIGHT 16 KG;SUPPLIED COMPLETE WITH SC15869 WEATHERPROOF BOX; | GLOBAL | GLOBAL MANUFACTURING GROUP | ENERGEX-CCSTD-AR064-10 | PHASING
000020667 | SHADE BRIM,SAFETY HELMET | Hard Hat Brim with Shade & Neck Protection, Elastic Inner Rim for perfect fit, Elastic Straps | ATOMSUPP | ATOM SUPPLY | 236717 | CURRENT
000020667 | SHADE BRIM,SAFETY HELMET | Hard Hat Brim with Shade & Neck Protection, Elastic Inner Rim for perfect fit, Elastic Straps | BOC | BOC GASES | 3001-BLUE | CURRENT
000020667 | SHADE BRIM,SAFETY HELMET | Hard Hat Brim with Shade & Neck Protection, Elastic Inner Rim for perfect fit, Elastic Straps | AUSTSAF | AUSTRALIAN SAFETY SUPPLIES | SB03 (BLUE) | CURRENT
000020668 | JOINT,ELECTRICAL POWER CABLE | 11 KV;RESIN FILLED STOP END JOINT; 3 PHASE;UP TO 300 SQ MM CU OR AL XLPE CABLES;C/W PLASTIC SHELL BOX,SEALING ACCESSORIES,MECHANICAL CONNECTORS, | SICAME | SICAME AUSTRALIA PTY LTD | WTH52462-29 | CURRENT
000020668 | JOINT,ELECTRICAL POWER CABLE | 11 KV;RESIN FILLED STOP END JOINT; 3 PHASE;UP TO 300 SQ MM CU OR AL XLPE CABLES;C/W PLASTIC SHELL BOX,SEALING ACCESSORIES,MECHANICAL CONNECTORS, | SICAME | SICAME AUSTRALIA PTY LTD | MIRP-20668 | CURRENT
000020668 | JOINT,ELECTRICAL POWER CABLE | 11 KV;RESIN FILLED STOP END JOINT; 3 PHASE;UP TO 300 SQ MM CU OR AL XLPE CABLES;C/W PLASTIC SHELL BOX,SEALING ACCESSORIES,MECHANICAL CONNECTORS, | ALSTOM | ALSTOM GRID AUSTRALIA LIMITED | 8AE70000-010 | CURRENT
000020669 | BLADE,CUTTER,CABLE | REPLACEMENT BLADE TO SUIT LSC & CS CABLE STRIPPER;U/W CCT STRIPPER SC19217; | HYLEC | HYLEC PTY LTD | LSCBLADE | CURRENT
000020670 | CLAMP,ELEC CONDUCTOR,STRAIN | FIBERLIGN DIELECTRIC HELICAL DEAD END; 12.6 MM CABLE; | PLP AUST | PREFORMED LINE PRODUCTS (AUST) | OFTFG-120-LITE | CURRENT
000020671 | CLAMP,ELEC CONDUCTOR,STRAIN | FIBERLIGN DIELECTRIC HELICAL DEAD END; 13.5 MM CABLE; | PLP AUST | PREFORMED LINE PRODUCTS (AUST) | OFTG-130-SG | CURRENT
000020672 | CLAMP | Dielectric Suspension/Support Clamp, Short Span, 12mm to 12.6mm Dia Cable Range | PLP AUST | PREFORMED LINE PRODUCTS (AUST) | OFFDS2-120129 | CURRENT
000020673 | SUPPORT | FIBERLIGN DIELECTRIC SUPPORT;13.5 MM CABLE; | PLP AUST | PREFORMED LINE PRODUCTS (AUST) | OFFDS2-130139 | CURRENT
000020674 | DAMPER,VIBRATION,TRANSMISSION LINE | FIBERLIGN DIELECTRIC DAMPER VIBRATION; SPIRAL;ADSS DIA 11.75 MM -14.30 MM;FOR ADSS FIBRE INSTALLATION;COLOUR YELLOW; | ACCULEC | ACCULEC PTY LTD - E18524 | SVD1173A | CURRENT
000020674 | DAMPER,VIBRATION,TRANSMISSION LINE | FIBERLIGN DIELECTRIC DAMPER VIBRATION; SPIRAL;ADSS DIA 11.75 MM -14.30 MM;FOR ADSS FIBRE INSTALLATION;COLOUR YELLOW; | PLP AUST | PREFORMED LINE PRODUCTS (AUST) | OFSVD-0105-B | CURRENT
000020479 | JOINT,ELECTRICAL POWER CABLE | 11 KV;RESIN FILLED JOINT;3 PHASE; 240 SQ MM CU XLPE MAIN TO 95-185 CU OR AL PLY BRANCH & PARALLEL CABLE;C/W SHEAR BOLT CONNECTORS;C/W PVC OUTER BOX;FOR | SICAME | SICAME AUSTRALIA PTY LTD | WTH52462-74 | CURRENT
000020479 | JOINT,ELECTRICAL POWER CABLE | 11 KV;RESIN FILLED JOINT;3 PHASE; 240 SQ MM CU XLPE MAIN TO 95-185 CU OR AL PLY BRANCH & PARALLEL CABLE;C/W SHEAR BOLT CONNECTORS;C/W PVC OUTER BOX;FOR | SICAME | SICAME AUSTRALIA PTY LTD | MIRP-20479 | CURRENT
000020479 | JOINT,ELECTRICAL POWER CABLE | 11 KV;RESIN FILLED JOINT;3 PHASE; 240 SQ MM CU XLPE MAIN TO 95-185 CU OR AL PLY BRANCH & PARALLEL CABLE;C/W SHEAR BOLT CONNECTORS;C/W PVC OUTER BOX;FOR | ALSTOM | ALSTOM GRID AUSTRALIA LIMITED | 8AE5500-090 | CURRENT
000020473 | JOINT,ELECTRICAL POWER CABLE | 11 KV;RESIN FILLED JOINT;3 PHASE;185-240 SQ MM CU XLPE MAIN TO 240-300 CU PLY BRANCH & PARALLEL CABLE;C/W SHEAR BOLT CONNECTORS;C/W PVC OUTER BOX;FOR | SICAME | SICAME AUSTRALIA PTY LTD | WTH52462-71 | CURRENT
000020473 | JOINT,ELECTRICAL POWER CABLE | 11 KV;RESIN FILLED JOINT;3 PHASE;185-240 SQ MM CU XLPE MAIN TO 240-300 CU PLY BRANCH & PARALLEL CABLE;C/W SHEAR BOLT CONNECTORS;C/W PVC OUTER BOX;FOR | SICAME | SICAME AUSTRALIA PTY LTD | MIRP-20473 | CURRENT
000020473 | JOINT,ELECTRICAL POWER CABLE | 11 KV;RESIN FILLED JOINT;3 PHASE;185-240 SQ MM CU XLPE MAIN TO 240-300 CU PLY BRANCH & PARALLEL CABLE;C/W SHEAR BOLT CONNECTORS;C/W PVC OUTER BOX;FOR | ALSTOM | ALSTOM GRID AUSTRALIA LIMITED | 8AE5500-100 | CURRENT
000020475 | JOINT,ELECTRICAL POWER CABLE | 11 KV;RESIN FILLED JOINT;3 PHASE;258-300 SQ MM CU OR AL PLY MAIN TO 95-185 CU OR AL PLY BRANCH & PARALLEL CABLE;C/W SHEAR BOLT CONNECTORS;C/W PVC OUTER | SICAME | SICAME AUSTRALIA PTY LTD | WTH52462-69 | CURRENT
000020475 | JOINT,ELECTRICAL POWER CABLE | 11 KV;RESIN FILLED JOINT;3 PHASE;258-300 SQ MM CU OR AL PLY MAIN TO 95-185 CU OR AL PLY BRANCH & PARALLEL CABLE;C/W SHEAR BOLT CONNECTORS;C/W PVC OUTER | SICAME | SICAME AUSTRALIA PTY LTD | MIRP-20475 | CURRENT
000020475 | JOINT,ELECTRICAL POWER CABLE | 11 KV;RESIN FILLED JOINT;3 PHASE;258-300 SQ MM CU OR AL PLY MAIN TO 95-185 CU OR AL PLY BRANCH & PARALLEL CABLE;C/W SHEAR BOLT CONNECTORS;C/W PVC OUTER | ALSTOM | ALSTOM GRID AUSTRALIA LIMITED | 8AE5500-110 | CURRENT
000020469 | JOINT,ELECTRICAL POWER CABLE | 11 KV;RESIN FILLED JOINT;3 PHASE;25-185 SQ MM CU PLY MAIN TO 25-185 CU PLY BRANCH & PARALLEL CABLE;C/W SHEAR BOLT CONNECTORS;C/W PVC OUTER BOX;FOR | SICAME | SICAME AUSTRALIA PTY LTD | WTH52462-65 | CURRENT
000020469 | JOINT,ELECTRICAL POWER CABLE | 11 KV;RESIN FILLED JOINT;3 PHASE;25-185 SQ MM CU PLY MAIN TO 25-185 CU PLY BRANCH & PARALLEL CABLE;C/W SHEAR BOLT CONNECTORS;C/W PVC OUTER BOX;FOR | SICAME | SICAME AUSTRALIA PTY LTD | 52462-65 | CURRENT
000020469 | JOINT,ELECTRICAL POWER CABLE | 11 KV;RESIN FILLED JOINT;3 PHASE;25-185 SQ MM CU PLY MAIN TO 25-185 CU PLY BRANCH & PARALLEL CABLE;C/W SHEAR BOLT CONNECTORS;C/W PVC OUTER BOX;FOR | ALSTOM | ALSTOM GRID AUSTRALIA LIMITED | 8AE5500-080 | CURRENT
000020675 | CABLE,FIBRE OPTIC | Aerial, 48 Fibres SMOF, OPGW, 14.5mm Dia Rating 14.85kA/0.5Sec & 10.7kA/1Sec, Breaking Load 65kN, Central Core S/Steel Tube, Left Hand Lay | SFPOC | SUZHOU FURUKAWA POWER OPTIC CABLE CO LTD | SFSJ-J-1522 | CURRENT
000020676 | CABLE,FIBRE OPTIC | 48 SINGLE MODE 9OPGW0 GROUNDWIRE COMPOSITE FIBRE CABLE;CENTRAL CORE WITHIN A PROTECTIVE TUBE;CABLE DIA 11.4 MM;LEFT HAND LAY;FAULT LEVELS 0.5 SEC, | SFPOC | SUZHOU FURUKAWA POWER OPTIC CABLE CO LTD | SFSJ-J-1156 | PHASING
000020677 | STRAP,RETAINING | Ratchet Tie Down, 6m Strap, Endless Loop 4000Kg Lashing Capacity (P1) | MINEMECH | MINEMECH SERVICES (QLD) PL | 47S01857C00-0X06 | CURRENT
000020677 | STRAP,RETAINING | Ratchet Tie Down, 6m Strap, Endless Loop 4000Kg Lashing Capacity (P1) | BULIVANT | BULLIVANTS LIFTING & SAFETY SPECIALISTS | WRA-050-4000-060-EL | CURRENT
000020678 | ROPE,FIBROUS | SUPERBRAID WHITE KERMANTLE ROPE; DL-12 MM DIA;RATED @ 32 KN;6370 KG BREAKING FORCE;WITH EYES SPLICED ONTO UNDERGROUND CABLE HAULING ROPE;ONLY | DONAGHYS | DONAGHYS PTY LTD | RBY12LDH | CURRENT
000020678 | ROPE,FIBROUS | SUPERBRAID WHITE KERMANTLE ROPE; DL-12 MM DIA;RATED @ 32 KN;6370 KG BREAKING FORCE;WITH EYES SPLICED ONTO UNDERGROUND CABLE HAULING ROPE;ONLY | DONAGHYS | DONAGHYS PTY LTD | BRY10KPMS | CURRENT
000020679 | ROPE,FIBROUS | SUPERBRAID WHITE KERMANTLE ROPE; DL-12 MM DIA;RATED @ 56 KN;7660 KG BREAKING FORCE;WITH EYES SPLICED ONTO UNDEGROUND CABLE HAULING ROPE;ONLY | DONAGHYS | DONAGHYS PTY LTD | BRY12KSMS | PHASING
000020680 | ROPE,FIBROUS | SUPERBRAID WHITE KERMANTLE ROPE; DL-14 MM DIA;RATED @ 73 KN;8800 KG BREAKING FORCE;WITH EYES SPLICED ONTO UNDEGROUND CABLE HAULING ROPE;ONLY | DONAGHYS | DONAGHYS PTY LTD | BRY14JZM | CURRENT
000020682 | BATTERY,STORAGE | VRLA/AGM;2 V;SINGLE CELL BATTERY;151 MM W X 330 MM H X 171 MM L;WEIGHT 19.85 KG; SPARE CELL SUITABLE FOR 300 AH BATTERY BANK SC19659; | M&H PWR | M + H POWER SYSTEMS P/L | BAT-HZB2/300F-AGM | PURCHASE AS REQUIRED
000020683 | CHARGER,BATTERY | TRANSFORMER TYPE;SINGLE PHASE;240 V AC INPUT;110 V AC;50 AMP OUTPUT;U/W SC19659 BATTERY STORAGE;1200 MM X 900 MM;PACK WEIGHT 250 KG; | BRODRIBB | M BRODRIBB PTY LTD (MANUFACTURER) | D5703.1-110-0050-01 | PHASING
000020685 | TRANSFORMER,DISTRIBUTION | 11 KV;1500 KVA;3 PHASE;EPOXY ENCAPSULATED;DRY TYPE;IP21 ENCLOSURE; BOTTOM CABLE ENTRY;75 KV BIL; | ABB | ABB FAN PTY LTD | 1500 KVA DRY TYPE | PHASING
000020686 | TRANSFORMER,DISTRIBUTION | 11 KV;315 KVA;3 PHASE;EPOXY ENCAPSULATED ;DRY TYPE;IP21 ENCLOSURE;BOTTOM CABLE ENTRY;75 KV BIL; | ABB | ABB FAN PTY LTD | 315 KVA DRY TYPE | PHASING
000020687 | TRANSFORMER,DISTRIBUTION | 11 KV;500 KVA;3 PHASE;EPOXY ENCAPSULATED ;DRY TYPE;IP21 ENCLOSURE;BOTTOM CABLE ENTRY;75 KV BIL; | ABB | ABB FAN PTY LTD | 500 KVA DRY TYPE | PHASING
000020688 | TRANSFORMER,DISTRIBUTION | 11 KV;750 KVA;3 PHASE;EPOXY ENCAPSULATED ;DRY TYPE;IP21 ENCLOSURE;BOTTOM CABLE ENTRY;75 KV BIL; | ABB | ABB FAN PTY LTD | 750 KVA DRY TYPE | PHASING
000020689 | TRANSFORMER,DISTRIBUTION | 11 KV;1000 KVA;3 PHASE;EPOXY ENCAPSULATED;DRY TYPE;IP21 ENCLOSURE; BOTTOM CABLE ENTRY;75 KV BIL; | ABB | ABB FAN PTY LTD | 1000 KVA DRY TYPE | PHASING
000020690 | WASHER,FLAT | STEEL;GALV;M20 BOLT SIZE;FLAT ROUND WASHER;CLASS 8.8;AS1252-1983;Pack of 500 | HOBSON | HOBSON ENGINEERING CO PTY LTD 393904 | WRK0GM20 | CURRENT
000020690 | WASHER,FLAT | STEEL;GALV;M20 BOLT SIZE;FLAT ROUND WASHER;CLASS 8.8;AS1252-1983;Pack of 500 | STATEWD | STATEWIDE FSTNERS & ENG SPLS PL | WFSGM20 | CURRENT
000020691 | WASHER,FLAT | STEEL;GALV;M24 BOLT SIZE;FLAT ROUND WASHER;CLASS 8.8;AS1252-1983;Pack of 350 | HOBSON | HOBSON ENGINEERING CO PTY LTD 393904 | WRK0GM24 | CURRENT
000020691 | WASHER,FLAT | STEEL;GALV;M24 BOLT SIZE;FLAT ROUND WASHER;CLASS 8.8;AS1252-1983;Pack of 350 | STATEWD | STATEWIDE FSTNERS & ENG SPLS PL | WFSGM24 | CURRENT
000020693 | PROCESSOR,INTEGRATED CIRCUIT | MINISACS V3 IDE FLASH MODULE; DOM DISK ON MODULE;4 GB;40 PIN IDE VERTICAL;STANDARD II SERIES; TEMP RANGE 0 TO 70;PACK OF 1; | ALFA-TEK | ALFA-TEK AUSTRALIA | DJ0040G46RP0 | PURCHASE AS REQUIRED
000020694 | SWITCHBOARD,LV | WEBER TYPE;3150 AMP ISOLATOR;TOP ENTRY; FOR USE IN INDOOR SUBSTATIONS;INCLUDES WALL MTG;KIT FOR FLOOR MTG;REFER DWG 9001-A4 SH 1 OF 2;PACK OF 1,PACK WEIGHT | WEBER | WEBER SOUTH PACIFIC PTY LTD | VF130300-EGX30 | PHASING
000020695 | SWITCHBOARD,LV | WEBER TYPE;3150 AMP ISOLATOR;BOTTOM ENTRY;FOR USE IN INDOOR SUBSTATIONS; INCLUDES WALL MTG;KIT FOR FLOOR MTG; REFER TO DWG 9001-A4-SH 2 OF 2;PACK OF 1 | WEBER | WEBER SOUTH PACIFIC PTY LTD | VF130300-EGX32 | PHASING
000020696 | SWITCHBOARD,LV | WEBER TYPE;3150 AMP TRANSFORMER ISOLATOR;3150 AMP CUST ISOLATOR;4 FUSE BASES;BOTTOM ENTRY;FOR USE IN INDOOR SUBSTATIONS;INCLUDES WALL MTG;KIT FOR | WEBER | WEBER SOUTH PACIFIC PTY LTD | VF234250-EGX6 | PHASING
000020697 | SWITCHBOARD,LV | WEBER TYPE;3150 AMP TRANSFORMER ISOLATOR;3150 AMP CUST ISOLATOR;4 FUSE BASES;TOP ENTRY;FOR USE IN INDOOR SUBSTATIONS;INCLUDES WALL MTG;KIT FOR | WEBER | WEBER SOUTH PACIFIC PTY LTD | VF234250-EGX7 | PHASING
000020698 | SWITCHBOARD,LV | WEBER TYPE;1600-3150 AMP TRANSFORMER ISOLATOR;4 FUSE BASES;TOP/BOTTOM ENTRY; FOR USE IN INDOOR SUBSTATIONS;INCLUDES WALL MTG;KIT FOR FLOOR MTG;REFER TO DWG | WEBER | WEBER SOUTH PACIFIC PTY LTD | VF125160-EGX02 | PHASING
000020700 | WIRE,ELECTRICAL | AERIAL;COPPER HARD DRAWN;7/1.70 MM; DRUM SIZE 500 M; | OLEX | OLEX AUSTRALIA PTY LTD | 7/1.70 MM | CURRENT
000020701 | SIGN | LEDGEND-MDI BOX;WHITE EZYGRAVE; ENGRAVED;100 MM LG,40 MM W,20 MM BLACK LETTERING;PACK OF 10,PACK WEIGHT 1.0 KG ; | ARTCRAFT | ARTCRAFT PTY LTD | 20701 | CURRENT
000020701 | SIGN | LEDGEND-MDI BOX;WHITE EZYGRAVE; ENGRAVED;100 MM LG,40 MM W,20 MM BLACK LETTERING;PACK OF 10,PACK WEIGHT 1.0 KG ; | CUTLER | CUTLER BRANDS PTY LTD | ENERGE-20701 | CURRENT
000020701 | SIGN | LEDGEND-MDI BOX;WHITE EZYGRAVE; ENGRAVED;100 MM LG,40 MM W,20 MM BLACK LETTERING;PACK OF 10,PACK WEIGHT 1.0 KG ; | ES | QUALITY ENGRAVING SERVICES PTY LTD | 20701 | CURRENT
000020702 | SIGN | WARNING-DRY TYPE TRANSFORMER WILL TRIP IF DOOR IS OPENED;YELLOW EZYGRAVE PLASTIC;ENGRAVED;LEGEND TO BE UNDERLINED;100 MM LG,80 MM W,10 MM H | CUTLER | CUTLER BRANDS PTY LTD | ENERGE-20702 | CURRENT
000020702 | SIGN | WARNING-DRY TYPE TRANSFORMER WILL TRIP IF DOOR IS OPENED;YELLOW EZYGRAVE PLASTIC;ENGRAVED;LEGEND TO BE UNDERLINED;100 MM LG,80 MM W,10 MM H | ES | QUALITY ENGRAVING SERVICES PTY LTD | 20702 | CURRENT
000020703 | SIGN | DANGER -415 V SUPPLY BEHIND COVER;RED EZYGRAVE PLASTIC;ENGRAVED;LEGEND TO BE UNDERLINED;70 MM LG,30 MM W, 415 V SUPPLY (7 MM H WHITE LETTERING), | CUTLER | CUTLER BRANDS PTY LTD | ENERGE-20703 | CURRENT
000020703 | SIGN | DANGER -415 V SUPPLY BEHIND COVER;RED EZYGRAVE PLASTIC;ENGRAVED;LEGEND TO BE UNDERLINED;70 MM LG,30 MM W, 415 V SUPPLY (7 MM H WHITE LETTERING), | ES | QUALITY ENGRAVING SERVICES PTY LTD | 20703 | CURRENT
000020704 | THERMOSTAT | 10 TO 60 C;1 NO CONTACT;6 AMP;250 V AC; 67 MM H X 50 MM W X 38 MM D; | NHP | NHP ELECTRICAL ENGINEERING | FZK01100 | CURRENT
000020357 | JOINT,ELECTRICAL POWER CABLE | 11 KV;HEATSHRINK,STRAIGHT TRANSITION JOINT;1 PHASE;SUIT 630 SQ MM CU XLPE/CWS /HDPE 11 KV CABLE TO 630 SQ MM XLPE/LY/ HDPE 33 KV CABLE; | RAYCHEM | RAYCHEM (AUSTRALIA) PTY LTD | EPKJ 17D/1XU-1XU | STRATEGIC SPARE
000020705 | BATTERY,MONITOR SYSTEM | 110 V;FOR 54 X 2 V CELLS;CONSISTS OF WALL MTG ENCLOSURE;400 MM W X 500 MM H X 150 D;WITHOUT MINICSU2 CONTROLLER OR MUIB1 INTERFACE;CONTAINS BATTERY CELL | EXIDE | EXIDE TECHNOLOGIES - SALISBURY | BCM3 | PHASING
000020699 | RACK,BATTERY | 110V, 160Ah Battery Stand, 1350 x 1200 x 380mm, S/Steel | ERGON | ERGON ENERGY | BATTERY STAND | PURCHASE AS REQUIRED
000020707 | SETSCREW | STEEL;ZINC PLATED;M6 X 20 MM LG;HEX HD; PACK OF 100; | EZYSTRUT | EZYSTRUT CABLE & PIPE SUPPORTS | HS620Z | CURRENT
000020708 | BASE,DISTRIBUTION PILLAR | ELECTRICITY DISTRIBUTION PILLAR;LGE SIZE ;LOW VOLTAGE;C/W BASE,TURRET,PANEL,GALV STEEL FRAME,4 X S/S HOLDING DOWN BOLTS, 2 X SET SCREWS;FOR FIXING 2 X CFS UNITS; | DULMISON | DULMISON (AUST) PTY LTD | UET80,VEC8E,UEPF8,DHB32S770224 | CURRENT
000020709 | SWITCH FUSE GEAR | Magnefix, Replacement Single Phase Switch Cap for Hazemeyer Type RMUs, Shelf life 20 years. | EATON | EATON ELECTRIC SYSTEMS PTY LTD | 2683.497 | CURRENT
000020710 | SWITCH FUSE GEAR | Magnefix 11kV, Hazemeyer, Single to 3 Ph Conversion Kit, c/w Bridging Handle & Instalationl Hardware, for Replacing Damaged/Degraded 3 Ph Ganging | EATON | EATON ELECTRIC SYSTEMS PTY LTD | 913.1010 | CURRENT
000020711 | CABLE TIE | 520 MM LG;7.9 MM W;STAINLESS STEEL; GDE 340 HVY DUTY;PACK OF 100;U/W COMPOSITE CROSSARM IN LIEU OF SC12466; | REXEL | REXEL PTY LTD | TABLSY-7.9-520B | CURRENT
000020711 | CABLE TIE | 520 MM LG;7.9 MM W;STAINLESS STEEL; GDE 340 HVY DUTY;PACK OF 100;U/W COMPOSITE CROSSARM IN LIEU OF SC12466; | GENERAL | GENERAL TRADE SUPPLIES | LSY-7.9-520B | CURRENT
000020711 | CABLE TIE | 520 MM LG;7.9 MM W;STAINLESS STEEL; GDE 340 HVY DUTY;PACK OF 100;U/W COMPOSITE CROSSARM IN LIEU OF SC12466; | CNWPL | CNW PL - SLACKS CREEK | SST520X7.9 | CURRENT
000020748 | CABLE,POWER,ELECTRICAL | 0.6/1kV, 2 Core, 2.5mm2, HFI-90-TP Insulated Red & Black, HFS-90-TP, Red Sheath, Fire Retardant, WS52W, IEC 60331-21, 100m Drum, JTS03-01-08 | MIDLANDS | MIDLAND METALS | MMO-2X2.5 CU HFI HFS | CURRENT
000020748 | CABLE,POWER,ELECTRICAL | 0.6/1kV, 2 Core, 2.5mm2, HFI-90-TP Insulated Red & Black, HFS-90-TP, Red Sheath, Fire Retardant, WS52W, IEC 60331-21, 100m Drum, JTS03-01-08 | OLEX | OLEX AUSTRALIA PTY LTD | PEKP07AA002JBAA | CURRENT
000020749 | FIRST AID KIT,GENERAL PURPOSE. | SML SHOULDER BAG ONLY;FOR STORM KIT, CARS, ETC;REFER TO CONTENTS LIST FOR REPLACEMENT OF MEDICAL PRODUCTS; FOR REPLACEMENT KIT REFER SC21188; | ALPHA | ALPHA FIRST AID SUPPLIES QLD | 9400 SML SHOULDER BAG | PHASING
000020771 | PANEL,SWITCH | 3U UF;LOAD SHED GROUP SELECTORS;16 K & N CG4 SWITCHES;FOR 19 IN MTG RACK; | ERGON | ERGON ENERGY | K&N CG4 SWITCHES | CURRENT
000020772 | PANEL,BLANK | ASEA EQUIPMENT FRAME BLANK PANEL; 12 C; 162MM X 83MM; PACK OF 1; | ENI | ENI INDUSTRIES PL | 84167 | CURRENT
000020772 | PANEL,BLANK | ASEA EQUIPMENT FRAME BLANK PANEL; 12 C; 162MM X 83MM; PACK OF 1; | GREATWST |  | 20772 | CURRENT
000020773 | PANEL,BLANK | ASEA EQUIPMENT FRAME BLANK PANEL;24 C; PACK OF 10,PACK WEIGHT 1.5 KG; | ENI | ENI INDUSTRIES PL | 84166 | CURRENT
000020773 | PANEL,BLANK | ASEA EQUIPMENT FRAME BLANK PANEL;24 C; PACK OF 10,PACK WEIGHT 1.5 KG; | GLOBAL | GLOBAL MANUFACTURING GROUP | ENERGEX-CCSTD-EP006-02 | CURRENT
000020774 | CIRCUIT BREAKER | GENERAL PURPOSE;240 V AC;25 AMP;D CURVE; SINGLE POLE;6 KA BKG CAP;DIN RAIL MTG; PACK OF 1; | REXEL | REXEL PTY LTD | TERDTCB6125D | CURRENT
000020774 | CIRCUIT BREAKER | GENERAL PURPOSE;240 V AC;25 AMP;D CURVE; SINGLE POLE;6 KA BKG CAP;DIN RAIL MTG; PACK OF 1; | NHP | NHP ELECTRICAL ENGINEERING | TERDTCB6125D | CURRENT
000020774 | CIRCUIT BREAKER | GENERAL PURPOSE;240 V AC;25 AMP;D CURVE; SINGLE POLE;6 KA BKG CAP;DIN RAIL MTG; PACK OF 1; | CNWPL | CNW PL - SLACKS CREEK | DTCB6125D | CURRENT
000020775 | BOLT,U. | STAINLESS STEEL;MARINE GDE 316;3/4 IN NB ,1/4 IN THREAD;C/W 2 S/S HEX NUTS FOR FOR USE WITH REINHAUSEN OIL SAMPLE PIPE INSTALLATION KIT;PACK OF 1; | STATEWD | STATEWIDE FSTNERS & ENG SPLS PL | UBSSNB34 | CURRENT
000020775 | BOLT,U. | STAINLESS STEEL;MARINE GDE 316;3/4 IN NB ,1/4 IN THREAD;C/W 2 S/S HEX NUTS FOR FOR USE WITH REINHAUSEN OIL SAMPLE PIPE INSTALLATION KIT;PACK OF 1; | COVENTRY | COVENTRY FASTENERS QLD | 14X34G316UBNW | CURRENT
000020780 | CONVERTER | PACIFIC AERIALS DC/DC CONVERTER;24 V DC TO 12 V DC;10 AMP; | COMWIDE | COMWIDE | P5027 | PHASING
000020782 | SIGN | WARNING-REMOTE HV EARTH DUE TO PROXIMITY OF TELSTRA PLANT;1.6 MM ALUMINIUM;YELLOW REFLECTIVE BACKING; BLACK VINYL LETTERS;180 MM H X 150 MM W; | ARTCRAFT | ARTCRAFT PTY LTD | 20782 | CURRENT
000020782 | SIGN | WARNING-REMOTE HV EARTH DUE TO PROXIMITY OF TELSTRA PLANT;1.6 MM ALUMINIUM;YELLOW REFLECTIVE BACKING; BLACK VINYL LETTERS;180 MM H X 150 MM W; | UES | UTILITY ENGRAVING & SIGNS | 180 MM H X 150 MM W | CURRENT
000020783 | SIGN | WARNING-REMOTE HIGH VOLTAGE EARTH; BLACK LETTERING ON YELLOW ENGRAVING ABS PLASTIC; 80 MM W X 45 MM LG;REFER DWG 9154-A4;PACK OF 10,PACK WEIGHT 1.0 KG; | CUTLER | CUTLER BRANDS PTY LTD | ENERGE-20783 | CURRENT
000020783 | SIGN | WARNING-REMOTE HIGH VOLTAGE EARTH; BLACK LETTERING ON YELLOW ENGRAVING ABS PLASTIC; 80 MM W X 45 MM LG;REFER DWG 9154-A4;PACK OF 10,PACK WEIGHT 1.0 KG; | ES | QUALITY ENGRAVING SERVICES PTY LTD | 20783 | CURRENT
000020789 | CORD,ELECTRICAL | FLEXIBLE LEAD;50 SQ MM;750 MM LG;200 AMP ;SUIT BATTERY STAND SC20788;FOR 110 V, 160 A/HR BATTERY;2 REQUIRED PER STAND; | LEGEND | LEGEND POWER SYSTEMS | LEAD 750 MM LG 50 SQ MM | CURRENT
000020787 | FUSEHOLDER | LV TFR ISOLATION;160 AMP;REQUIRES DIN TYPE 00 FUSE;MTG TO BRACKET SC16576; SUITS 6-95 SQ MM CABLE;FOR FUSE LINK REFER TO SC19939 (125 AMP); | MICHAUD | MICHAUD Z.I.LE-BLANDCHON | K292 | PURCHASE AS REQUIRED
000020793 | COVER,ELECTRICAL EQUIPMENT | HD Downlead Cover, 30mm ID, 2.7m Lg, 2.5mm Wall, Black, UV Stablilsed PVC, Fire Retardant, for use on Timber Poles | TECONN | TE CONNECTIVITY LTD | EG-PVCBUV-270030 | CURRENT
000020793 | COVER,ELECTRICAL EQUIPMENT | HD Downlead Cover, 30mm ID, 2.7m Lg, 2.5mm Wall, Black, UV Stablilsed PVC, Fire Retardant, for use on Timber Poles | RMS | RELAY MONITORING SYSTEMS PL | EWG30-FRM | CURRENT
000020794 | CONDUIT,NONMETALLIC,FLEXIBLE | 40 MM NB;PVC CORRUGATED;MEDIUM DUTY; GREY;SUPPLIED IN 25 M ROLL; | REXEL | REXEL PTY LTD | CLI9040TCMGY | CURRENT
000020794 | CONDUIT,NONMETALLIC,FLEXIBLE | 40 MM NB;PVC CORRUGATED;MEDIUM DUTY; GREY;SUPPLIED IN 25 M ROLL; | HAYMANS | HAYMANS ELECTRICAL | REEPOWCON 4025MD | CURRENT
000020794 | CONDUIT,NONMETALLIC,FLEXIBLE | 40 MM NB;PVC CORRUGATED;MEDIUM DUTY; GREY;SUPPLIED IN 25 M ROLL; | CLIPSAL | GERARD INDUSTRIES QLD DIVSN P/L | 9040CM | CURRENT
000020784 | FIXTURE,LIGHTING | COMPACT FLUORESCENT;42 W;STREET LIGHT; MINOR ROAD;END ENTRY;34 MM SPIGOT;C/W INTEGRAL VARIABLE WATTAGE ELECTRONIC BALLAST;D2 ELECTRONIC PHOTO ELECTRIC | GERARD | GERARD PROFESSIONAL SOLUTIONS PL | JS97BD09L | PHASING
000020785 | LAMP,FLUORESCENT. | LINEAR BI-PIN;COMPACT LAMP;26 W; LYNX-840;GX24Q-3 CAP;131 MM LG; AMALGAM 840;COOLWHITE DELUXE;U/W SC20784 FIXTURE LIGHTING;CARTON OF 10; | GERARD | GERARD PROFESSIONAL SOLUTIONS PL | 278210 | PHASING
000020785 | LAMP,FLUORESCENT. | LINEAR BI-PIN;COMPACT LAMP;26 W; LYNX-840;GX24Q-3 CAP;131 MM LG; AMALGAM 840;COOLWHITE DELUXE;U/W SC20784 FIXTURE LIGHTING;CARTON OF 10; | LSSOLUTI | LIGHT SOURCE SOLUTIONS PL | S93105903 | PHASING
000020752 | TRANSFORMER,METERING | INDOOR/OUTDOOR TYPE;FREE STANDING; 12 KV;3 PHASE;1600 AMP;OIL FILLED DOUBLE CABLE BOX;CT'S,CLASS 0.5,ME2,15 VA;RATIO 800/5 AMP;3 PH VT;CLASS 0.5M;VOLTAGE | TWS | TWS ENERGY CONTROLS | SBT02B | CURRENT
000020796 | LOCKOUT DEVICE | Universal Circuit Breaker Lockout Device u/w LV CB Lock off, Pack of 1 | REXEL | REXEL PTY LTD | PANPSL-CB | CURRENT
000020796 | LOCKOUT DEVICE | Universal Circuit Breaker Lockout Device u/w LV CB Lock off, Pack of 1 | HAYMANS | HAYMANS ELECTRICAL | PANPSL-CB | CURRENT
000020795 | BRACKET. | DOUBLE SERVICE HOOK TYPE;CROSSARM MTG; DADIC BRACKET;OVERHEAD LINE HARDWARE; PACK OF 20; | HAYMAN | HAYMANS INDUSTRIES PTY LTD | 20795 | CURRENT
000020795 | BRACKET. | DOUBLE SERVICE HOOK TYPE;CROSSARM MTG; DADIC BRACKET;OVERHEAD LINE HARDWARE; PACK OF 20; | LIVINGST | LIVINGSTONE ENGINEERING | 20795 | CURRENT
000020797 | SLING,ENDLESS | SYNTHETIC ENDLESS ROUND;600 MM LG; C/W SLEEVE;2 TONNE;GREEN COLOUR TO IDENTIFY WORKING LOAD LIMIT (WLL); | BULIVANT | BULLIVANTS LIFTING & SAFETY SPECIALISTS | WRS-020-006-E | PHASING
000020798 | LEAD,TEST | 1 PAIR FUSED TEST LEADS,1.2 M LG, (RED & BLACK);CAT III 600 V;FOR 10 AMP 50 KA RATING;PART NO.PJP 4940IEC-10A 600V-R (RED)& PJP 4940IEC-10A 600V-N(BLK | PACTEST | PACIFIC TEST EQUIPMENT P/L | PTE-066 | CURRENT
000020750 | ARRESTER,ELECTRICAL SURGE | GAPLESS;METAL OXIDE;12 KV;10 KA;CLASS A; DIRECT M12 S/S MTG;POLYMER HOUSING; C/W 25 SQ MM LINE END LEAD UNLUGGED & INSULATING CAP;PACK OF 1,PACK PALLET OF | SIEMENS | SIEMENS LTD | 3EK4 120-1CK4-Z Q97 R59 | CURRENT
000020750 | ARRESTER,ELECTRICAL SURGE | GAPLESS;METAL OXIDE;12 KV;10 KA;CLASS A; DIRECT M12 S/S MTG;POLYMER HOUSING; C/W 25 SQ MM LINE END LEAD UNLUGGED & INSULATING CAP;PACK OF 1,PACK PALLET OF | BRITECH | BRI-TECH PTY LTD | OB12-100STEN | CURRENT
000020750 | ARRESTER,ELECTRICAL SURGE | GAPLESS;METAL OXIDE;12 KV;10 KA;CLASS A; DIRECT M12 S/S MTG;POLYMER HOUSING; C/W 25 SQ MM LINE END LEAD UNLUGGED & INSULATING CAP;PACK OF 1,PACK PALLET OF | MVTECH | MV TECHNOLOGY SOLUTIONS P/L | S3EK4 120-1CK4-Z Q97 R59 | CURRENT
000020750 | ARRESTER,ELECTRICAL SURGE | GAPLESS;METAL OXIDE;12 KV;10 KA;CLASS A; DIRECT M12 S/S MTG;POLYMER HOUSING; C/W 25 SQ MM LINE END LEAD UNLUGGED & INSULATING CAP;PACK OF 1,PACK PALLET OF | ACCULEC | ACCULEC PTY LTD - E18524 | OB12A-100STEQ | CURRENT
000020800 | BAG,PACKING | POLYPROPYLENE;BULK BAG,HVY DUTY FIBC; CROSS CORNER LIFTING LOOPS;90 CM X 90 CM X160 CM H;WHITE BAG;OPEN TOP,FLAT BOTTOM,SINGLE TRIP;SWL 1500 KG;PALLET OF | COLQUHON | COLQUHOUN'S BRISBANE BAG CO | 32372 | PHASING
000020799 | RELAY,OVERCURRENT AND EARTH FAULT | SEL 351;1 AMP NEUTRAL;110 V DC;FIRMWARE V6,HORIZONTAL PANEL MOUNT; | SEL | SCHWEITZER ENGINEERING LABORATORIES INC. | 035110H4213XX1 | CURRENT
000020801 | LEAD, ANALYSER | SINGLE PHASE;CURRENT TRANSFORMER; 500 AMP;RESTRICTED ISSUE TO ASSET SERVICES MGR POSN 9583; | CHKPOWER | CHK POWER QUALITY PL | CR500 | PURCHASE AS REQUIRED
000020802 | LEAD SET,TEST | Replacement Test Leads c/w Non-Fused Black & Red Test Leads, Black & Red Probes & Crocodile Clip, for Kyoristsu Insulation Tester 3132A | CNWPL | CNW PL - SLACKS CREEK | 7122B | CURRENT
000020802 | LEAD SET,TEST | Replacement Test Leads c/w Non-Fused Black & Red Test Leads, Black & Red Probes & Crocodile Clip, for Kyoristsu Insulation Tester 3132A | EATON | EATON ELECTRIC SYSTEMS PTY LTD | 7122 | CURRENT
000020802 | LEAD SET,TEST | Replacement Test Leads c/w Non-Fused Black & Red Test Leads, Black & Red Probes & Crocodile Clip, for Kyoristsu Insulation Tester 3132A | KYORITSU | KYORITSU | 7122B | CURRENT
000020804 | TERMINAL,LUG | STRAIGHT PALM TYPE;UNDRILLED;ALUMINIUM COMPRESSION TYPE;1000 AMP PALM;TO SUIT 37/3.75 AAC CABLE;REFER ENERGEX DWG LOSTD-EC009-01;PACK OF 1; | DULMISON | DULMISON (AUST) PTY LTD | UNDRILLED STRAIGHT TYPE | CURRENT
000020805 | TERMINAL,LUG | ANGLE = 30 DEG;PALM TYPE;UNDRILLED; ALUMINIUM COMPRESSION TYPE;1000 AMP PALM;TO SUIT 37/3.75 AAC CABLE;REFER ENERGEX DWG LOSTD-EC010-01;PACK OF 1; | DULMISON | DULMISON (AUST) PTY LTD | UNDRILLED 30 DEG | PURCHASE AS REQUIRED
000020806 | TERMINAL,LUG | ANGLE = 45 DEG;PALM TYPE;UNDRILLED; ALUMINIUM COMPRESSION TYPE;1000 AMP PALM;TO SUIT 37/3.75 AAC CABLE;REFER DWG LOSTD-EC010-01;PACK OF 1; | DULMISON | DULMISON (AUST) PTY LTD | UNDRILLED 45 DEG | PURCHASE AS REQUIRED
000020807 | TERMINAL,LUG | ANGLE = 60 DEG;PALM TYPE;UNDRILLED; ALUMINIUM COMPRESSION TYPE;1000 AMP PALM;TO SUIT 37/3.75 AAC CABLE;REFER ENERGEX DWG LOSTD-EC010-01;PACK OF 1; | DULMISON | DULMISON (AUST) PTY LTD | UNDRILLED 60 DEG | PURCHASE AS REQUIRED
000020808 | TERMINAL,LUG | ANGLE = 90 DEG;PALM TYPE;UNDRILLED; ALUMINIUM COMPRESSION TYPE;1000 AMP PALM;TO SUIT 37/3.75 AAC CABLE;REFER ENERGEX DWG LOSTD-EC010-01;PACK OF 1; | DULMISON | DULMISON (AUST) PTY LTD | CTA-236-72310 | PURCHASE AS REQUIRED
000020811 | LETTER,SIGN | LETTER X;VINYL,BLACK;25 MM H;STICK ON; APPLICATION PAPER;AS1744 SERIES C LETTERS;STRIP OF 10,5 PER PACK = 50; | IDENMARK | IDENTIMARK SOLUTIONS - 310679 | 20811 | CURRENT
000020811 | LETTER,SIGN | LETTER X;VINYL,BLACK;25 MM H;STICK ON; APPLICATION PAPER;AS1744 SERIES C LETTERS;STRIP OF 10,5 PER PACK = 50; | CUTLER | CUTLER BRANDS PTY LTD | ENERGE-20811 | CURRENT
000020813 | TEE,CABLE RACK | Nema 1, 450mm W, 300mm Inner Radius, Hot Dip Galv, suit NEMA 12B Class | EZYSTRUT | EZYSTRUT CABLE & PIPE SUPPORTS | N1T4503H | CURRENT
000020814 | REMOTE I/O MODULE | SEL 2505,48/125 V DC AUX;110 V DC LOGIC INPUTS;SEL 2800 COMPATIBLE; | SEL | SCHWEITZER ENGINEERING LABORATORIES INC. | 2505313XX | CURRENT
000020809 | TRANSFORMER,DISTRIBUTION | 33 KV;63 KVA;3 PHASE;PLATFORM & POLE MTG ;LID BSH HV 90 LV BSH SIDE;MINERAL OIL INSULATED;ONAN;DZNO;7 TAP POSN;33 KV/ 433-250 V;RECT GALV TANK;3.5% IMPEDANCE; | ABB | ABB FAN PTY LTD | QUOTE 50160Q-44_45 | STRATEGIC SPARE
000020810 | TRANSFORMER,DISTRIBUTION | 33 KV;200 KVA;3 PHASE;PLATFORM & POLE MTG;LID BSH HV 90 LV BSH SIDE;MINERAL OIL INSULATED;ONAN;DZNO;7 TAP POSN;33 KV /433-250 V;RECT GALV TANK;4.1% INPEDANCE | WILSON | WILSON TRANSFORMER CO. PTY LTD | 874-0834-11 | CURRENT
000020810 | TRANSFORMER,DISTRIBUTION | 33 KV;200 KVA;3 PHASE;PLATFORM & POLE MTG;LID BSH HV 90 LV BSH SIDE;MINERAL OIL INSULATED;ONAN;DZNO;7 TAP POSN;33 KV /433-250 V;RECT GALV TANK;4.1% INPEDANCE | ABB | ABB FAN PTY LTD | 15Q2671744 | CURRENT
000020810 | TRANSFORMER,DISTRIBUTION | 33 KV;200 KVA;3 PHASE;PLATFORM & POLE MTG;LID BSH HV 90 LV BSH SIDE;MINERAL OIL INSULATED;ONAN;DZNO;7 TAP POSN;33 KV /433-250 V;RECT GALV TANK;4.1% INPEDANCE | ABB | ABB FAN PTY LTD | QUOTE 5016Q-44-55 | CURRENT
000020815 | FUSE ELEMENT,ELEC | 20 AMP;36 KV;SIBA TYPE 30 008 13.20;TO FIT SIBA BASE 310030220;SIBA STD SIZE BODY LENGTH,537 MM (NOT INCL ENDS); 53 MM OVERALL BODY DIA; | FUSECO | FUSECO PTY LTD | SIBA TYPE 30 008 13.20 | CURRENT
000020817 | HAND CLEANER | Aqium Anti Bacterial Hand Sanitiser Gel; 1 L Pump/alternative 900 ML Pump Bris Dist; For use when water isn't availlable. | ATOMSUPP | ATOM SUPPLY | 90120187 | CURRENT
000020817 | HAND CLEANER | Aqium Anti Bacterial Hand Sanitiser Gel; 1 L Pump/alternative 900 ML Pump Bris Dist; For use when water isn't availlable. | ALPHA | ALPHA FIRST AID SUPPLIES QLD | 99644 | CURRENT
000020817 | HAND CLEANER | Aqium Anti Bacterial Hand Sanitiser Gel; 1 L Pump/alternative 900 ML Pump Bris Dist; For use when water isn't availlable. | TOOWFAID | TOOWOOMBA FIRST AID SUPPLIES | AQI-00080 | CURRENT
000020817 | HAND CLEANER | Aqium Anti Bacterial Hand Sanitiser Gel; 1 L Pump/alternative 900 ML Pump Bris Dist; For use when water isn't availlable. | ATOMSUPP | ATOM SUPPLY | 11577 | CURRENT
000020818 | LABEL | SELF ADHESIVE SUPER VINYL V-90;WHITE MATT PERMANENT 160 GSM;SOLID BACK WITH SLIT BACK;LEGEND REMOVE/FAULTY AS PER DWG LBS 048-A4;C/W METERING DYNAMICS | ARTCRAFT | ARTCRAFT PTY LTD | 20818 | CURRENT
000020818 | LABEL | SELF ADHESIVE SUPER VINYL V-90;WHITE MATT PERMANENT 160 GSM;SOLID BACK WITH SLIT BACK;LEGEND REMOVE/FAULTY AS PER DWG LBS 048-A4;C/W METERING DYNAMICS | CUTLER | CUTLER BRANDS PTY LTD | ENERGE-20818 | CURRENT
000020820 | LABEL | SELF ADHESIVE SUPER VINYL V-90;YELLOW MATT PERMANENT 160 GSM;SOLID BACK WITH SLIT BACK;LEGEND MESSAGE FOR ELECTRICAL CONTRACTORS AS PER DWG LBS 047-A4(B);C/W | MARKIT |  | LABEL | PHASING
000020822 | ROLLER,CABLE | FOR U/W LV ABC SUSPENSION CLAMP;SC20821; PACK OF 1,PACK WEIGHT 2 KG; | DULMISON | DULMISON (AUST) PTY LTD | IBSRA | PURCHASE AS REQUIRED
000020822 | ROLLER,CABLE | FOR U/W LV ABC SUSPENSION CLAMP;SC20821; PACK OF 1,PACK WEIGHT 2 KG; | UTILUX |  | IBSRA | PURCHASE AS REQUIRED