## Sheet1
Compatible Unit Listing
System: | Ellipse - Energex Prod
Req By: | ZR003
Date: | 2026-03-27
Time: | 0.34631
Parameter Values:
CU Type: | OH
CU Status: | A
CU Number | Status | Type | Type Description | Description 1 | Description 2 | Creation Date | Modified Date
1 | Active | OH | 17000. DISTRIBUTION OH CONSTRUCTION MATERIALS | 11KV ABS CONST'N - MID POLE (CONC. POLE) | 1 | 1999-06-24 | 1999-06-24
1-500-1 | Active | OH | 17000. DISTRIBUTION OH CONSTRUCTION MATERIALS | O.F. HOOK BOLT TO WOOD POLE | 1-500-1 | 2001-06-12 | 2015-11-19
1-500-2 | Active | OH | 17000. DISTRIBUTION OH CONSTRUCTION MATERIALS | O.F. SUSPENSION (MED SPAN-WOOD POLE) | 1-500-2 | 2001-06-12 | 2015-11-19
1-500-3 | Active | OH | 17000. DISTRIBUTION OH CONSTRUCTION MATERIALS | O.F. DIELECTRIC SUPPORT TO WOOD POLE | 1-500-3 | 2001-06-13 | 2015-11-19
1-500-4 | Active | OH | 17000. DISTRIBUTION OH CONSTRUCTION MATERIALS | O.F. DIELECTRIC SUPPORT TO CONCRETE POLE | 1-500-4 | 2001-06-13 | 2015-11-19
1-501-1 | Active | OH | 17000. DISTRIBUTION OH CONSTRUCTION MATERIALS | O.F. DOWNLEAD CUSHION TO WOOD POLE | 1-501-1 | 2001-06-13 | 2015-11-19
1-501-2 | Active | OH | 17000. DISTRIBUTION OH CONSTRUCTION MATERIALS | O.F. DOWNLEAD CUSHION TO CONCRETE POLE | 1-501-2 | 2001-06-13 | 2015-11-19
1-501-3 | Active | OH | 17000. DISTRIBUTION OH CONSTRUCTION MATERIALS | O.F. SAFETY HOOK TO CONCRETE POLE | 1-501-3 | 2001-06-13 | 2015-11-19
11/NC3T | Active | OH | 17000. DISTRIBUTION OH CONSTRUCTION MATERIALS | 11KV PIN/NORM.INSUL. 7/.104 CU TIGHT | 11/NC3T | 1991-10-21 | 1991-10-21
11A | Active | OH | 17000. DISTRIBUTION OH CONSTRUCTION MATERIALS | 11KV STRAIGHT LINE & ANGLE CONSTRUCTION | 11A | 1989-12-01 | 2015-11-19
11A/N | Active | OH | 17000. DISTRIBUTION OH CONSTRUCTION MATERIALS | 11KV STRAIGHT & ANGLE CONSTN NORM INS | 11A/N | 1989-12-01 | 2015-11-19
11A/N/CCT | Active | OH | 17000. DISTRIBUTION OH CONSTRUCTION MATERIALS | 11KV ANGLE CONSTRUCTION / NORM INS CCT | 11A/N/CCT | 2006-11-22 | 2022-07-06
11A/NCCT | Active | OH | 17000. DISTRIBUTION OH CONSTRUCTION MATERIALS | 11KV ANGLE CONSTRUCTION / NORM INS CCT | 11A/NCCT | 2010-10-06 | 2015-11-19
11A/NCCTLOK | Active | OH | 17000. DISTRIBUTION OH CONSTRUCTION MATERIALS | 11KV ANGLE CONST CCT LOK | 11A/NCCTLOK | 2007-09-26 | 2022-07-06
11ABC/A | Active | OH | 17000. DISTRIBUTION OH CONSTRUCTION MATERIALS | 11KV ABC ANGLE CONSTRUCTION | 11ABC/A | 1996-02-09 | 2015-11-19
11ABC/CS | Active | OH | 17000. DISTRIBUTION OH CONSTRUCTION MATERIALS | 11KV SHACKLE ABC CONCRETE POLE | 11ABC/CS | 1988-09-24 | 2015-11-19
11ABC/CSU | Active | OH | 17000. DISTRIBUTION OH CONSTRUCTION MATERIALS | 11KV SUSPENSION ABC CONCRETE POLE | 11ABC/CSU | 1988-09-24 | 2015-11-19
11ABC/CSUA | Active | OH | 17000. DISTRIBUTION OH CONSTRUCTION MATERIALS | 11KV SUSPENSION ANGLE ABC CONCRETE POLE | 11ABC/CSUA | 1988-09-24 | 2015-11-19
11ABC/CT | Active | OH | 17000. DISTRIBUTION OH CONSTRUCTION MATERIALS | 11KV TERMINATION ABC CONCRETE POLE | 11ABC/CT | 1988-09-24 | 2015-11-19
11ABC/CTRS | Active | OH | 17000. DISTRIBUTION OH CONSTRUCTION MATERIALS | 11KV TRANSITION SHACKLE ABC CONC POLE | 11ABC/CTRS | 1988-09-24 | 2015-11-19
11ABC/CTRT | Active | OH | 17000. DISTRIBUTION OH CONSTRUCTION MATERIALS | 11KV TRANSITION TERM ABC CONCRETE POLE | 11ABC/CTRT | 1988-09-24 | 2015-11-19
11ABC/CXS | Active | OH | 17000. DISTRIBUTION OH CONSTRUCTION MATERIALS | 11KV CROSSCHECK SHACKLE ABC WOOD POLE | 11ABC/CXS | 1988-09-24 | 2015-11-19
11ABC/OW | Active | OH | 17000. DISTRIBUTION OH CONSTRUCTION MATERIALS | 11KV ABC TO OPEN WIRE CONSTRUCTION | 11ABC/OW | 1996-02-16 | 2015-11-19
11ABC/S | Active | OH | 17000. DISTRIBUTION OH CONSTRUCTION MATERIALS | 11KV ABC SHACKLE CONSTRUCTION | 11ABC/S | 1996-02-09 | 2015-11-19
11ABC/S120 | Active | OH | 17000. DISTRIBUTION OH CONSTRUCTION MATERIALS | 11KV ABC SHACKLE CONSTRUCTION 120 SQMM | 11ABC/S120 | 2012-03-26 | 2015-11-19
11ABC/S35 | Active | OH | 17000. DISTRIBUTION OH CONSTRUCTION MATERIALS | 11KV ABC SHACKLE CONSTRUCTION 35 SQMM | 11ABC/S35 | 2012-03-26 | 2015-11-19
11ABC/T | Active | OH | 17000. DISTRIBUTION OH CONSTRUCTION MATERIALS | 11KV ABC TERMINATION CONSTRUCTION | 11ABC/T | 1995-07-05 | 2015-11-19
11ABC/T120 | Active | OH | 17000. DISTRIBUTION OH CONSTRUCTION MATERIALS | 11ABC TERMINATION 120 SQ MM | 11ABC/T120 | 2012-03-12 | 2015-11-19
11ABC/T35 | Active | OH | 17000. DISTRIBUTION OH CONSTRUCTION MATERIALS | 11ABC TERMINATION 35 SQ MM | 11ABC/T35 | 2012-03-12 | 2015-11-19
11ABC/TO | Active | OH | 17000. DISTRIBUTION OH CONSTRUCTION MATERIALS | 11KV ABC TEE OFF CONSTRUCTION | 11ABC/TO | 1996-02-19 | 2022-07-06
11ABC/TRS | Active | OH | 17000. DISTRIBUTION OH CONSTRUCTION MATERIALS | 11KV TRANSITION SHACKLE ABC WOOD POLE | 11ABC/TRS | 1988-09-24 | 2015-11-19
11ABC/TRT | Active | OH | 17000. DISTRIBUTION OH CONSTRUCTION MATERIALS | 11KV TRANSITION TERM ABC WOOD POLE | 11ABC/TRT | 1988-09-24 | 2015-11-19
11ABC/XS | Active | OH | 17000. DISTRIBUTION OH CONSTRUCTION MATERIALS | 11KV ABC CROSSCHECK CONSTRUCTION | 11ABC/XS | 1996-02-09 | 2015-11-19
11ABC/XS120 | Active | OH | 17000. DISTRIBUTION OH CONSTRUCTION MATERIALS | 11KV ABC CROSSCHECK CONSTN 120SQMM | 11ABC/XS120 | 2012-03-28 | 2015-11-19
11ABC/XS35 | Active | OH | 17000. DISTRIBUTION OH CONSTRUCTION MATERIALS | 11KV ABC CROSSCHECK CONSTN 35SQMM | 11ABC/XS35 | 2012-03-28 | 2015-11-19
11ABC120/OW | Active | OH | 17000. DISTRIBUTION OH CONSTRUCTION MATERIALS | 11KV 120 ABC TO OPEN WIRE CONSTRUCTION | 11ABC120/OW | 2010-04-27 | 2015-11-19
11ABC35/OW | Active | OH | 17000. DISTRIBUTION OH CONSTRUCTION MATERIALS | 11KV 35 ABC TO OPEN WIRE CONSTRUCTION | 11ABC35/OW | 2010-04-27 | 2015-11-19
11ABC70/OW | Active | OH | 17000. DISTRIBUTION OH CONSTRUCTION MATERIALS | 11KV 70 ABC-OPEN WIRE *maintenance only* | 11ABC70/OW | 2010-04-27 | 2015-11-19
11ABCJ1 | Active | OH | 17000. DISTRIBUTION OH CONSTRUCTION MATERIALS | OW-11ABC X-ARM JOINT WITH ARRESTERS | 11ABCJ1 | 2012-03-12 | 2015-11-19
11ABCJ120 | Active | OH | 17000. DISTRIBUTION OH CONSTRUCTION MATERIALS | 11ABC OH JNT 120MM 3 PHASES | 11ABCJ120 | 2012-04-19 | 2022-11-23
11ABCJ2 | Active | OH | 17000. DISTRIBUTION OH CONSTRUCTION MATERIALS | 11ABC X-ARM JOINT UPRIGHT STYLE | 11ABCJ2 | 2012-03-12 | 2015-11-19
11ABCJ3 | Active | OH | 17000. DISTRIBUTION OH CONSTRUCTION MATERIALS | 11ABC X-ARM JOINT SIDE JOINT STYLE | 11ABCJ3 | 2012-03-12 | 2015-11-19
11ABCJ35 | Active | OH | 17000. DISTRIBUTION OH CONSTRUCTION MATERIALS | 11ABC OH JNT 35MM 3 PHASES | 11ABCJ35 | 2012-04-19 | 2022-11-23
11ABCJ70 | Active | OH | 17000. DISTRIBUTION OH CONSTRUCTION MATERIALS | 11ABC OH JNT 70MM 3 PHASES | 11ABCJ70 | 2012-04-19 | 2022-11-23
11ABCSU/120 | Active | OH | 17000. DISTRIBUTION OH CONSTRUCTION MATERIALS | 11KV ABC SUSPENSION 120 SQMM | 11ABCSU/120 | 2012-03-12 | 2015-11-19
11ABCSU/35 | Active | OH | 17000. DISTRIBUTION OH CONSTRUCTION MATERIALS | 11KV ABC SUSPENSION 35 SQMM | 11ABCSU/35 | 2012-03-12 | 2015-11-19
11ABSUMPLP | Active | OH | 17000. DISTRIBUTION OH CONSTRUCTION MATERIALS | 11KV MID OR TOP MTG - PLP | 11ABSUMPLP | 2014-05-08 | 2015-11-19
11AM/N | Active | OH | 17000. DISTRIBUTION OH CONSTRUCTION MATERIALS | 11KV ANGLE METRO CONSTR / NORMAL INSUL. | 11AM/N | 1994-11-01 | 2015-11-19
11BP | Active | OH | 17000. DISTRIBUTION OH CONSTRUCTION MATERIALS | 11KV BRIDGING POST (TRIDENT) | 11BP | 1994-06-15 | 2015-11-19
11BRCCTAL | Active | OH | 17000. DISTRIBUTION OH CONSTRUCTION MATERIALS | 11KV 120MM CCT AL BRIDGE AL MAINS LONG | 11BRCCTAL | 2012-04-19 | 2015-11-19
11BRCCTAL/3 | Active | OH | 17000. DISTRIBUTION OH CONSTRUCTION MATERIALS | 11KV 120MMCCT AL BRIDGE AL MAINS LONG X3 | 11BRCCTAL/3 | 2012-04-19 | 2015-11-19
11BRCCTAS | Active | OH | 17000. DISTRIBUTION OH CONSTRUCTION MATERIALS | 11KV 120MM CCT AL BRIDGE AL MAINS SHORT | 11BRCCTAS | 2012-04-19 | 2015-11-19
11BRCCTAS/3 | Active | OH | 17000. DISTRIBUTION OH CONSTRUCTION MATERIALS | 11KV 120MMCCT AL BRIDG AL MAINS SHORT X3 | 11BRCCTAS/3 | 2012-04-19 | 2015-11-19
11BRCCTCL | Active | OH | 17000. DISTRIBUTION OH CONSTRUCTION MATERIALS | 11KV 120MM CCT AL BRIDGE CU MAINS LONG | 11BRCCTCL | 2012-04-19 | 2015-11-19
11BRCCTCL/3 | Active | OH | 17000. DISTRIBUTION OH CONSTRUCTION MATERIALS | 11KV 120MMCCT AL BRIDGE CU MAINS LONG X3 | 11BRCCTCL/3 | 2012-04-19 | 2015-11-19
11BRCCTCS | Active | OH | 17000. DISTRIBUTION OH CONSTRUCTION MATERIALS | 11KV 120MM CCT AL BRIDGE CU MAINS SHORT | 11BRCCTCS | 2012-04-19 | 2015-11-19
11BRCCTCS/3 | Active | OH | 17000. DISTRIBUTION OH CONSTRUCTION MATERIALS | 11KV 120MMCCT AL BRIDG CU MAINS SHORT X3 | 11BRCCTCS/3 | 2012-04-19 | 2023-02-23
11BS | Active | OH | 17000. DISTRIBUTION OH CONSTRUCTION MATERIALS | 11KV BRIDGE SUPPORT CONSTR (5 PINS) | 11BS | 1994-06-24 | 2015-11-19
11BS1 | Active | OH | 17000. DISTRIBUTION OH CONSTRUCTION MATERIALS | 11KV BRIDGE SUPPORT CONSTR (6 PINS) | 11BS1 | 1994-04-19 | 2015-11-19
11BS2 | Active | OH | 17000. DISTRIBUTION OH CONSTRUCTION MATERIALS | 11KV BRIDGE SUPPORT CONSTR VICE V | 11BS2 | 2024-07-19 | 2024-07-23
11BS3 | Active | OH | 17000. DISTRIBUTION OH CONSTRUCTION MATERIALS | 11KV BRIDGE SUPPORT CONSTR VICE H | 11BS3 | 2024-07-19 | 2024-07-23
11CCT1350 | Active | OH | 17000. DISTRIBUTION OH CONSTRUCTION MATERIALS | 11KV CCT 120 SQMM 1350 grade AAC XLPE | 11CCT1350 | 2008-02-13 | 2015-11-19
11CCTSSA | Active | OH | 17000. DISTRIBUTION OH CONSTRUCTION MATERIALS | 11KV CCT SHACKLE SURGEARRESTORS SPECIAL | 11CCTSSA | 2021-04-22 | 2021-04-22
11D/S | Active | OH | 17000. DISTRIBUTION OH CONSTRUCTION MATERIALS | 11KV DEVIATION / SHORT ARM (3PH) | 11D/S | 1988-09-24 | 1988-09-24
11DCI | Active | OH | 17000. DISTRIBUTION OH CONSTRUCTION MATERIALS | 11KV DOUBLE CCT INTERMED STRUCT NO INS | 11DCI | 2003-08-07 | 2015-11-19
11DCI/2NDFDR | Active | OH | 17000. DISTRIBUTION OH CONSTRUCTION MATERIALS | 11 DOUBLE CIRCUIT-2ND FDR-DO NOT DELETE- | 11DCI/2NDFDR | 2017-02-01 | 2017-02-01
11DCI/N | Active | OH | 17000. DISTRIBUTION OH CONSTRUCTION MATERIALS | 11KV DOUBLE CCT INTERMEDIATE NORM INS | 11DCI/N | 2003-08-07 | 2015-11-19
11DCS7 | Active | OH | 17000. DISTRIBUTION OH CONSTRUCTION MATERIALS | 11KV DC SHACKLE 0-70 DEG | 11DCS7 | 2003-08-07 | 2015-11-19
11DCS7/F | Active | OH | 17000. DISTRIBUTION OH CONSTRUCTION MATERIALS | 11KV DC SHACKLE 0-70 DEG FOG INS | 11DCS7/F | 2016-06-28 | 2016-06-28
11DCS7/N | Active | OH | 17000. DISTRIBUTION OH CONSTRUCTION MATERIALS | 11KV DC SHACKLE 0-70 DEG NORMAL INS | 11DCS7/N | 2016-06-28 | 2016-06-28
11DCS7/S | Active | OH | 17000. DISTRIBUTION OH CONSTRUCTION MATERIALS | 11KV DC SHACKLE 0-70 DEG SYN INS | 11DCS7/S | 2003-08-07 | 2015-11-19
11DCS9 | Active | OH | 17000. DISTRIBUTION OH CONSTRUCTION MATERIALS | 11KV DC SHACKLE 71-90 DEG | 11DCS9 | 2003-08-07 | 2015-11-19
11DCS9/F | Active | OH | 17000. DISTRIBUTION OH CONSTRUCTION MATERIALS | 11KV DC SHACKLE 71-90 DEG FOG INS | 11DCS9/F | 2016-06-28 | 2016-06-28
11DCS9/N | Active | OH | 17000. DISTRIBUTION OH CONSTRUCTION MATERIALS | 11KV DC SHACKLE 71-90 DEG NORMAL INS | 11DCS9/N | 2016-06-28 | 2016-06-28
11DCS9/S | Active | OH | 17000. DISTRIBUTION OH CONSTRUCTION MATERIALS | 11KV DC SHACKLE 71-90 DEG SYN INS | 11DCS9/S | 2003-08-07 | 2015-11-19
11EDO2 | Active | OH | 17000. DISTRIBUTION OH CONSTRUCTION MATERIALS | 11KV EDO 2PH F'GLASS XARM WOODPOLE | 11EDO2 | 1998-05-19 | 2021-11-09
11EDO2C | Active | OH | 17000. DISTRIBUTION OH CONSTRUCTION MATERIALS | 11KV EDO 2PH F'GLASS XARM CONC POLE | 11EDO2C | 1996-09-14 | 2021-11-09
11EDO3 | Active | OH | 17000. DISTRIBUTION OH CONSTRUCTION MATERIALS | 11KV EDO 3PH F'GLASS XARM WOOD POLE) | 11EDO3 | 1996-09-14 | 2021-11-09
11EDO3C | Active | OH | 17000. DISTRIBUTION OH CONSTRUCTION MATERIALS | 11KV EDO 3PH F'GLASS ARM CONC POLE | 11EDO3C | 1996-09-14 | 2022-10-25
11EDOG | Active | OH | 17000. DISTRIBUTION OH CONSTRUCTION MATERIALS | 11KV EDO (GANGED) CONST | 11EDOG | 1990-09-26 | 2021-11-09
11EXPTCLO | Active | OH | 17000. DISTRIBUTION OH CONSTRUCTION MATERIALS | 11EXPTCLO 11KV EXTENSION WITH PT (SP) | 11EXPTCLO | 2010-02-09 | 2022-05-31
11EXPTINT | Active | OH | 17000. DISTRIBUTION OH CONSTRUCTION MATERIALS | 11EXPTINT 11KV EXTENSION WITH PT (SP) | 11EXPTINT | 2010-02-09 | 2022-05-31
11FAS | Active | OH | 17000. DISTRIBUTION OH CONSTRUCTION MATERIALS | 11KV FUSE SAVER - ONE PHASE 100A | 11FAS | 2012-08-08 | 2016-10-26
11FAS-3 | Active | OH | 17000. DISTRIBUTION OH CONSTRUCTION MATERIALS | 11KV FUSE SAVER - THREE PHASE 100A | 11FAS-3 | 2012-08-08 | 2016-10-26
11FAS32 | Active | OH | 17000. DISTRIBUTION OH CONSTRUCTION MATERIALS | 11KV FUSE SAVER - ONE PHASE 32A | 11FAS32 | 2014-02-20 | 2015-11-19
11FAS32-3 | Active | OH | 17000. DISTRIBUTION OH CONSTRUCTION MATERIALS | 11KV FUSE SAVER - THREE PHASE 32A | 11FAS32-3 | 2014-02-20 | 2015-11-19
11FP | Active | OH | 17000. DISTRIBUTION OH CONSTRUCTION MATERIALS | 11KV FLAT POST CONSTRUCTION | 11FP | 2006-04-29 | 2015-11-19
11FP/N | Active | OH | 17000. DISTRIBUTION OH CONSTRUCTION MATERIALS | 11KV FLAT POST CONSTRUCTION - POST INS | 11FP/N | 2006-04-29 | 2015-11-19
11FP/NCCT | Active | OH | 17000. DISTRIBUTION OH CONSTRUCTION MATERIALS | 11KV FLAT POST CONSTRUCTION - CCT | 11FP/NCCT | 2006-04-29 | 2015-11-19
11FP/NCCTLOK | Active | OH | 17000. DISTRIBUTION OH CONSTRUCTION MATERIALS | 11KV FLAT POST CONSTN - CCT WITH LOK | 11FP/NCCTLOK | 2006-05-05 | 2015-11-19
11FS/SMO | Active | OH | 17000. DISTRIBUTION OH CONSTRUCTION MATERIALS | 11kV,FlyingShackle,Synthetic,Moon/Wire | 11FS/SMO | 2009-01-27 | 2015-11-19
11HS | Active | OH | 17000. DISTRIBUTION OH CONSTRUCTION MATERIALS | 11H Frame Shackle 5550x150x100arm | 11HS | 2016-08-19 | 2016-08-19
11HS1 | Active | OH | 17000. DISTRIBUTION OH CONSTRUCTION MATERIALS | 11H Frame Shackle 5550x150x150arm | 11HS1 | 2016-08-19 | 2016-08-19
11HS2 | Active | OH | 17000. DISTRIBUTION OH CONSTRUCTION MATERIALS | 11H Frame Shackle 5550x200x200arm | 11HS2 | 2016-08-19 | 2016-08-19
11HS3 | Active | OH | 17000. DISTRIBUTION OH CONSTRUCTION MATERIALS | 11H Frame Shackle 5550x150x150arm | 11HS3 | 2016-08-19 | 2016-08-19
11HSU | Active | OH | 17000. DISTRIBUTION OH CONSTRUCTION MATERIALS | 11H Frame Suspension 5550x150x100arm | 11HSU | 2016-08-19 | 2016-08-19
11ISO | Active | OH | 17000. DISTRIBUTION OH CONSTRUCTION MATERIALS | 11KV ISOLATING SWITCH CONSTRUCTION | 11ISO | 1994-06-24 | 2021-11-09
11ISOT | Active | OH | 17000. DISTRIBUTION OH CONSTRUCTION MATERIALS | 11KV ISOLATING SWITCH CONSTN TIMBER XARM | 11ISOT | 2007-04-03 | 2021-11-09
11LBS-EQP | Active | OH | 17000. DISTRIBUTION OH CONSTRUCTION MATERIALS | 11KV LOAD BREAK SWITCH INSTALLATION | 11LBS-EQP | 2001-10-30 | 2015-11-19
11LBSMPFF | Active | OH | 17000. DISTRIBUTION OH CONSTRUCTION MATERIALS | 11KV MANUAL LOAD BREAK SW- MID POLE FF | 11LBSMPFF | 2011-08-02 | 2025-06-09
11LBSMPFFIS | Active | OH | 17000. DISTRIBUTION OH CONSTRUCTION MATERIALS | 11KV MANUAL LBS- MID POLE FF ILJIN | 11LBSMPFFIS | 2013-12-31 | 2023-03-09
11LBSNGKREF | Active | OH | 17000. DISTRIBUTION OH CONSTRUCTION MATERIALS | 11KV MANUAL LOAD BREAK SW- NGK REFURBISH | 11LBSNGKREF | 2016-10-07 | 2016-10-07
11LBSPTFF | Active | OH | 17000. DISTRIBUTION OH CONSTRUCTION MATERIALS | 11KV MANUAL LOAD BREAK SW- POLE TOP FF | 11LBSPTFF | 2011-08-01 | 2025-06-09
11LBSPTFFIS | Active | OH | 17000. DISTRIBUTION OH CONSTRUCTION MATERIALS | 11KV MANUAL LBS- POLE TOP FF ILJIN | 11LBSPTFFIS | 2013-12-31 | 2022-10-26
11LBSRMP | Active | OH | 17000. DISTRIBUTION OH CONSTRUCTION MATERIALS | 11KV REMOTE CONTROLLED LOAD BREAK SWITCH | 11LBSRMP | 2008-02-06 | 2022-12-02
11LBSRMPFF | Active | OH | 17000. DISTRIBUTION OH CONSTRUCTION MATERIALS | 11KV REMOTE CONTROLLED LOAD BREAK SW FF | 11LBSRMPFF | 2013-11-08 | 2022-12-02
11MTU | Active | OH | 17000. DISTRIBUTION OH CONSTRUCTION MATERIALS | 11KV METERING UNIT POLE- TWS | 11MTU | 1995-10-03 | 2017-09-13
11MTU3 | Active | OH | 17000. DISTRIBUTION OH CONSTRUCTION MATERIALS | 11KV METERING UNIT POLE- 3 PHASE | 11MTU3 | 2024-05-07 | 2024-07-23
11NTD/N/CCT | Active | OH | 17000. DISTRIBUTION OH CONSTRUCTION MATERIALS | 11KV NARROW TRIDENT STRAIGHT LINE CCT | 11NTD/N/CCT | 2018-01-31 | 2018-02-16
11NTDA/N/CCT | Active | OH | 17000. DISTRIBUTION OH CONSTRUCTION MATERIALS | 11KV NARROW TRIDENT ANGLE CONST CCT | 11NTDA/N/CCT | 2018-01-31 | 2018-02-16
11NTDANCCTLO | Active | OH | 17000. DISTRIBUTION OH CONSTRUCTION MATERIALS | 11KV NARROW TRIDENT ANGLE CONST CCT LOK | 11NTDANCCTLOK | 2018-01-31 | 2018-02-16
11NTDNCCTLOK | Active | OH | 17000. DISTRIBUTION OH CONSTRUCTION MATERIALS | 11KV NARROWTRIDENT STRAIGHT LINE CCT LOK | 11NTDNCCTLOK | 2018-01-31 | 2021-05-20
11P | Active | OH | 17000. DISTRIBUTION OH CONSTRUCTION MATERIALS | 11KV PIN CONSTRUCTION | 11P | 1997-07-14 | 2021-10-13
11P/1 | Active | OH | 17000. DISTRIBUTION OH CONSTRUCTION MATERIALS | 11KV PIN CONSTRUCTION (NORM , 1 PH) | 11P/1 | 1989-02-15 | 2015-11-19
11P/F | Active | OH | 17000. DISTRIBUTION OH CONSTRUCTION MATERIALS | 11KV PIN CONSTRUCTION / FOG INSULATORS | 11P/F | 1989-09-19 | 2015-11-19
11P/N | Active | OH | 17000. DISTRIBUTION OH CONSTRUCTION MATERIALS | 11KV PIN CONSTRUCTION / NORM. INSULATORS | 11P/N | 1989-09-19 | 2020-04-30
11PC1 | Active | OH | 17000. DISTRIBUTION OH CONSTRUCTION MATERIALS | 11KV INTELLIRUPER PULSE CLOSER CONSTN | 11PC1 | 2012-03-06 | 2021-11-09
11PE | Active | OH | 17000. DISTRIBUTION OH CONSTRUCTION MATERIALS | 11KV POLE EXTENSION - PIN CONSTRUCTION | 11PE | 1996-09-14 | 2015-11-19
11PE/F | Active | OH | 17000. DISTRIBUTION OH CONSTRUCTION MATERIALS | 11KV POLE EXT. - PIN CONST./ FOG INSUL. | 11PE/F | 1989-07-11 | 2015-11-19
11PE/N | Active | OH | 17000. DISTRIBUTION OH CONSTRUCTION MATERIALS | 11KV POLE EXT. - PIN CONST./NORM. INSUL. | 11PE/N | 1989-07-11 | 2015-11-19
11PEP | Active | OH | 17000. DISTRIBUTION OH CONSTRUCTION MATERIALS | 11KV POLE EXTENSION POST TRIDENT CONSTR. | 11PEP | 1994-10-14 | 2015-11-19
11PEP/F | Active | OH | 17000. DISTRIBUTION OH CONSTRUCTION MATERIALS | 11KV POLE EXTENSION - POST CON (POST) | 11PEP/F | 1994-09-20 | 2015-11-19
11PEP/N | Active | OH | 17000. DISTRIBUTION OH CONSTRUCTION MATERIALS | 11KV POLE EXTENSION SHORT - TRIDENT | 11PEP/N | 1994-09-20 | 2015-11-19
11PEP/NCCT | Active | OH | 17000. DISTRIBUTION OH CONSTRUCTION MATERIALS | 11KV POLE EXTENSION SHORT - TRIDENT CCT | 11PEP/NCCT | 2007-03-29 | 2015-11-19
11PES | Active | OH | 17000. DISTRIBUTION OH CONSTRUCTION MATERIALS | 11KV POLE EXTN-SHACKLE | 11PES | 2011-08-03 | 2015-11-19
11PES/F | Active | OH | 17000. DISTRIBUTION OH CONSTRUCTION MATERIALS | 11KV POLE EXTN-SHACKLE FOG INS | 11PES/F | 2011-08-03 | 2015-11-19
11PES/N | Active | OH | 17000. DISTRIBUTION OH CONSTRUCTION MATERIALS | 11KV POLE EXTN-SHACKLE NORM INS | 11PES/N | 2011-08-03 | 2015-11-19
11PES/S | Active | OH | 17000. DISTRIBUTION OH CONSTRUCTION MATERIALS | 11KV POLE EXTN-SHACKLE SYN INS | 11PES/S | 2011-08-03 | 2015-11-19
11PET | Active | OH | 17000. DISTRIBUTION OH CONSTRUCTION MATERIALS | 11KV POLE EXTN-TERMINATION | 11PET | 1996-05-01 | 2015-11-19
11PET/F | Active | OH | 17000. DISTRIBUTION OH CONSTRUCTION MATERIALS | 11KV POLE EXTN-TERMINATION FOG INS | 11PET/F | 1996-05-01 | 2015-11-19
11PET/N | Active | OH | 17000. DISTRIBUTION OH CONSTRUCTION MATERIALS | 11KV POLE EXTN-TERMINATION NORM INS | 11PET/N | 1996-05-01 | 2015-11-19
11PET/S | Active | OH | 17000. DISTRIBUTION OH CONSTRUCTION MATERIALS | 11KV POLE EXTN-TERMINATION SYN INS | 11PET/S | 1996-05-01 | 2015-11-19
11PETD | Active | OH | 17000. DISTRIBUTION OH CONSTRUCTION MATERIALS | 11KV POLE EXTENSION LONG - TRIDENT | 11PETD | 2000-09-27 | 2015-11-19
11PETD/N | Active | OH | 17000. DISTRIBUTION OH CONSTRUCTION MATERIALS | 11KV POLE EXTENSION LONG - TRIDENT | 11PETD/N | 2007-03-29 | 2015-11-19
11PETD/NCCT | Active | OH | 17000. DISTRIBUTION OH CONSTRUCTION MATERIALS | 11KV POLE EXTENSION LONG - TRIDENT CCT | 11PETD/NCCT | 2007-03-29 | 2022-07-07
11PETF/1 | Active | OH | 17000. DISTRIBUTION OH CONSTRUCTION MATERIALS | 11KV POLE EXTENSION-TERM.CONST. (1 PH) | 11PETF/1 | 1996-09-14 | 2015-11-19
11PQA3 | Active | OH | 17000. DISTRIBUTION OH CONSTRUCTION MATERIALS | 11KV PQ ANALYSER - 3 PHASE | 11PQA3 | 2024-07-18 | 2024-10-10
11PT/100 | Active | OH | 17000. DISTRIBUTION OH CONSTRUCTION MATERIALS | SUNDRY ITEMS 100KVA PT HVOW LVOW WP | 11PT/100 | 1998-12-16 | 2023-01-23
11PT/100AAL | Active | OH | 17000. DISTRIBUTION OH CONSTRUCTION MATERIALS | SUNDRY ITEMS 100KVA PT HVABC LVABC WP | 11PT/100AAL | 2007-11-02 | 2015-11-19
11PT/100C | Active | OH | 17000. DISTRIBUTION OH CONSTRUCTION MATERIALS | SUNDRY ITEMS 100KVA PT HVOW LVOW CP | 11PT/100C | 2007-11-02 | 2023-01-23
11PT/100WA | Active | OH | 17000. DISTRIBUTION OH CONSTRUCTION MATERIALS | SUNDRY ITEMS 100KVA PT HVOW LVABC WP | 11PT/100WA | 1997-11-21 | 2015-11-19
11PT/100WAC | Active | OH | 17000. DISTRIBUTION OH CONSTRUCTION MATERIALS | SUNDRY ITEMS 100KVA PT HVOW LVABC CP | 11PT/100WAC | 1997-11-21 | 2022-09-26
11PT/10B | Active | OH | 17000. DISTRIBUTION OH CONSTRUCTION MATERIALS | SUNDRY ITEMS 10KVA PT 1PH WOOD BOLT | 11PT/10B | 1997-11-21 | 2015-11-19
11PT/10BC | Active | OH | 17000. DISTRIBUTION OH CONSTRUCTION MATERIALS | SUNDRY ITEMS 10KVA 1PH CONC BOLT | 11PT/10BC | 1997-11-21 | 2015-11-19
11PT/200 | Active | OH | 17000. DISTRIBUTION OH CONSTRUCTION MATERIALS | SUNDRY ITEMS 200KVA PT HVOW LVOW WP | 11PT/200 | 1998-12-30 | 2023-01-23
11PT/200AAL | Active | OH | 17000. DISTRIBUTION OH CONSTRUCTION MATERIALS | SUNDRY ITEMS 200KVA PT HVABC LVABC WP | 11PT/200AAL | 2007-11-08 | 2015-11-19
11PT/200C | Active | OH | 17000. DISTRIBUTION OH CONSTRUCTION MATERIALS | SUNDRY ITEMS 200KVA PT HVOW LVOW CP | 11PT/200C | 2011-06-29 | 2023-01-23
11PT/200WA | Active | OH | 17000. DISTRIBUTION OH CONSTRUCTION MATERIALS | SUNDRY ITEMS 200KVA PT HVOW LVABC WP | 11PT/200WA | 1998-12-11 | 2015-11-19
11PT/200WAC | Active | OH | 17000. DISTRIBUTION OH CONSTRUCTION MATERIALS | SUNDRY ITEMS 200KVA PT HVOW LVABC CP | 11PT/200WAC | 2007-11-08 | 2022-09-26
11PT/25 | Active | OH | 17000. DISTRIBUTION OH CONSTRUCTION MATERIALS | SUNDRY ITEMS 25KVA 3PH PT HVOW LVOW WP | 11PT/25 | 2009-07-22 | 2023-01-23
11PT/25ABC | Active | OH | 17000. DISTRIBUTION OH CONSTRUCTION MATERIALS | SUNDRY ITEMS 25KVA 3PH PT HVOW LVABC WP | 11PT/25ABC | 2009-07-22 | 2015-11-19
11PT/25B | Active | OH | 17000. DISTRIBUTION OH CONSTRUCTION MATERIALS | SUNDRY ITEMS 25KVA PT 1PH HVOW LV SER WP | 11PT/25B | 1997-11-21 | 2021-03-30
11PT/25C | Active | OH | 17000. DISTRIBUTION OH CONSTRUCTION MATERIALS | SUNDRY ITEMS 25KVA PT CONC BOLT | 11PT/25C | 1997-11-21 | 2023-01-23
11PT/25WA | Active | OH | 17000. DISTRIBUTION OH CONSTRUCTION MATERIALS | SUNDRY ITEMS 25KVA 3PH PT HVOW LVSERV WP | 11PT/25WA | 1997-11-21 | 2015-11-19
11PT/315 | Active | OH | 17000. DISTRIBUTION OH CONSTRUCTION MATERIALS | SUNDRY ITEMS 315KVA PT HVOW LVOW WP | 11PT/315 | 1994-11-02 | 2023-01-23
11PT/315AAL | Active | OH | 17000. DISTRIBUTION OH CONSTRUCTION MATERIALS | SUNDRY ITEMS 315KVA PT HVABC LVABC WP | 11PT/315AAL | 2007-11-08 | 2015-11-19
11PT/315C | Active | OH | 17000. DISTRIBUTION OH CONSTRUCTION MATERIALS | SUNDRY ITEMS 315KVA PT HVOW LVOW CP | 11PT/315C | 1996-09-14 | 2023-01-23
11PT/315WA | Active | OH | 17000. DISTRIBUTION OH CONSTRUCTION MATERIALS | SUNDRY ITEMS 315KVA PT HVOW LVABC WP | 11PT/315WA | 1998-12-16 | 2015-11-19
11PT/315WAC | Active | OH | 17000. DISTRIBUTION OH CONSTRUCTION MATERIALS | SUNDRY ITEMS 315KVA PT HVOW LVABC CP | 11PT/315WAC | 2007-11-08 | 2022-09-26
11PT/500 | Active | OH | 17000. DISTRIBUTION OH CONSTRUCTION MATERIALS | SUNDRY ITEMS 500KVA PT HVOW LVOW WP | 11PT/500 | 1999-06-08 | 2023-01-23
11PT/500AAL | Active | OH | 17000. DISTRIBUTION OH CONSTRUCTION MATERIALS | SUNDRIES FOR 500KVA PT HVABC LVABC WP | 11PT/500AAL | 2007-11-08 | 2015-11-19
11PT/500C | Active | OH | 17000. DISTRIBUTION OH CONSTRUCTION MATERIALS | SUNDRY ITEMS 500KVA PT HVOW LVOW CP | 11PT/500C | 2009-03-05 | 2023-01-23
11PT/500WA | Active | OH | 17000. DISTRIBUTION OH CONSTRUCTION MATERIALS | SUNDRIES FOR 500KVA PT HVOW LVABC WP | 11PT/500WA | 2007-11-01 | 2015-11-19
11PT/500WAC | Active | OH | 17000. DISTRIBUTION OH CONSTRUCTION MATERIALS | SUNDRIES FOR 500KVA PT HVOW LVABC CP | 11PT/500WAC | 2007-11-08 | 2022-09-26
11PT/63 | Active | OH | 17000. DISTRIBUTION OH CONSTRUCTION MATERIALS | SUNDRY ITEMS 63KVA 3PH PT HVOW LVOW WP | 11PT/63 | 1997-11-21 | 2023-01-23
11PT/63S | Active | OH | 17000. DISTRIBUTION OH CONSTRUCTION MATERIALS | SUNDRY ITEMS 63KVA 1PH PT HVOW LVOW WP | 11PT/63S | 2025-06-25 | 2025-06-25
11PT/63SWA | Active | OH | 17000. DISTRIBUTION OH CONSTRUCTION MATERIALS | SUNDRY ITEMS 63KVA 1PH PT HVOW LVABC | 11PT/63SWA | 2025-06-25 | 2025-06-25
11PT/63WA | Active | OH | 17000. DISTRIBUTION OH CONSTRUCTION MATERIALS | SUNDRY ITEMS 63KVA 3PH PT HVOW LVABC WP | 11PT/63WA | 1997-11-21 | 2015-11-19
11PT100-200 | Active | OH | 17000. DISTRIBUTION OH CONSTRUCTION MATERIALS | SUNDRY ITEMS UPRATE 100KVA TO 200KVA PT | 11PT100-200 | 1994-08-22 | 2015-11-19
11PT100-315 | Active | OH | 17000. DISTRIBUTION OH CONSTRUCTION MATERIALS | SUNDRY ITEMS UPRATE 100KVA TO 315KVA PT | 11PT100-315 | 1995-07-12 | 2015-11-19
11PT101-253 | Active | OH | 17000. DISTRIBUTION OH CONSTRUCTION MATERIALS | SUNDRY ITEMS UPRATE 10KVA 1PH -25KVA 3PH | 11PT101-253 | 1998-01-13 | 2015-11-19
11PT200-300 | Active | OH | 17000. DISTRIBUTION OH CONSTRUCTION MATERIALS | SUNDRY ITEMS UPRATE 200KVA TO 315KVA PT | 11PT200-300 | 1994-08-22 | 2015-11-19
11PT200-315 | Active | OH | 17000. DISTRIBUTION OH CONSTRUCTION MATERIALS | SUNDRY ITEMS UPRATE 200KVA TO 315KVA PT | 11PT200-315 | 1995-07-12 | 2015-11-19
11PT200-500 | Active | OH | 17000. DISTRIBUTION OH CONSTRUCTION MATERIALS | SUNDRY ITEMS UPRATE 200KVA TO 500KVA PT | 11PT200-500 | 1998-12-30 | 2015-11-19
11PT251-633 | Active | OH | 17000. DISTRIBUTION OH CONSTRUCTION MATERIALS | SUNDRY ITEMS 5KVA 1PH TO 63KVA 3PH PT | 11PT251-633 | 1999-05-28 | 2015-11-19
11PT253-633 | Active | OH | 17000. DISTRIBUTION OH CONSTRUCTION MATERIALS | SUNDRY ITEMS UPRATE 25KVA3PH-63KVA3PH PT | 11PT253-633 | 1997-11-21 | 2015-11-19
11PT315-500 | Active | OH | 17000. DISTRIBUTION OH CONSTRUCTION MATERIALS | SUNDRY ITEMS UPRATE 315KVA TO 500KVA PT | 11PT315-500 | 1999-06-08 | 2015-11-19
11PT503-100 | Active | OH | 17000. DISTRIBUTION OH CONSTRUCTION MATERIALS | SUNDRY ITEMS UPRATE 50KVA TO 100KVA PT | 11PT503-100 | 1996-07-29 | 2015-11-19
11PT633-100 | Active | OH | 17000. DISTRIBUTION OH CONSTRUCTION MATERIALS | SUNDRY ITEMS UPRATE 63KVA TO 100KVA PT | 11PT633-100 | 1997-11-21 | 2015-11-19
11PTBS | Active | OH | 17000. DISTRIBUTION OH CONSTRUCTION MATERIALS | 11KV P.T. BRIDGE SUPPORT CONSTRUCTION | 11PTBS | 1989-02-15 | 2015-11-19
11PTBS/1 | Active | OH | 17000. DISTRIBUTION OH CONSTRUCTION MATERIALS | 11KV P.T. BRIDGE SUPPORT CONST. (1 PH) | 11PTBS/1 | 1989-02-15 | 2015-11-19
11PTBS2 | Active | OH | 17000. DISTRIBUTION OH CONSTRUCTION MATERIALS | 11KV Bridge Support Construction | 11PTBS2 | 2011-02-02 | 2015-11-19
11PTH/100 | Active | OH | 17000. DISTRIBUTION OH CONSTRUCTION MATERIALS | SUNDRY ITEMS 100KVA PT WOOD HANGER | 11PTH/100 | 1997-11-21 | 2023-01-23
11PTH/100WA | Active | OH | 17000. DISTRIBUTION OH CONSTRUCTION MATERIALS | SUNDRY ITEMS 100KVA PT ABC WOOD HANGER | 11PTH/100WA | 1997-11-21 | 2020-07-30
11PTH/200 | Active | OH | 17000. DISTRIBUTION OH CONSTRUCTION MATERIALS | SUNDRY ITEMS 200KVA PT WOOD HANGER | 11PTH/200 | 1996-09-14 | 2023-01-23
11PTH/200AAL | Active | OH | 17000. DISTRIBUTION OH CONSTRUCTION MATERIALS | SUNDRY ITEMS 200KVA PT ABC LLC WOOD HANG | 11PTH/200AAL | 1995-07-12 | 2015-11-19
11PTH/200C | Active | OH | 17000. DISTRIBUTION OH CONSTRUCTION MATERIALS | SUNDRY ITEMS 200KVA PT CONC HANGER | 11PTH/200C | 1996-09-14 | 2023-01-23
11PTH/200WA | Active | OH | 17000. DISTRIBUTION OH CONSTRUCTION MATERIALS | SUNDRY ITEMS 200KVA PT ABC WOOD HANGER | 11PTH/200WA | 1995-07-12 | 2015-11-19
11PTH/25 | Active | OH | 17000. DISTRIBUTION OH CONSTRUCTION MATERIALS | SUNDRY ITEMS 25KVA PT WOOD HANGER | 11PTH/25 | 1997-11-21 | 2023-01-23
11PTH/300 | Active | OH | 17000. DISTRIBUTION OH CONSTRUCTION MATERIALS | SUNDRY ITEMS 300KVA PT WOOD HANGER | 11PTH/300 | 1995-07-12 | 2023-01-23
11PTH/300C | Active | OH | 17000. DISTRIBUTION OH CONSTRUCTION MATERIALS | SUNDRY ITEMS 300KVA PT CONC HANGER | 11PTH/300C | 1996-09-14 | 2023-01-23
11PTH/50 | Active | OH | 17000. DISTRIBUTION OH CONSTRUCTION MATERIALS | SUNDRY ITEMS 50KVA PT WOOD HANGER | 11PTH/50 | 1997-11-21 | 2023-01-23
11PTH/500 | Active | OH | 17000. DISTRIBUTION OH CONSTRUCTION MATERIALS | SUNDRY ITEMS 500KVA PT WOOD HANGER | 11PTH/500 | 1996-09-14 | 2023-01-23
11PTH/500C | Active | OH | 17000. DISTRIBUTION OH CONSTRUCTION MATERIALS | SUNDRY ITEMS 500KVA PT CONC HANGER | 11PTH/500C | 1994-08-12 | 2023-01-23
11PTH/50WA | Active | OH | 17000. DISTRIBUTION OH CONSTRUCTION MATERIALS | SUNDRY ITEMS 50KVA PT ABC WOOD HANGER | 11PTH/50WA | 1997-11-21 | 2023-01-23
11PTM/500 | Active | OH | 17000. DISTRIBUTION OH CONSTRUCTION MATERIALS | SUNDRIES 500KVA PT HVOW LVOW CP EX METRO | 11PTM/500 | 2007-11-08 | 2023-01-23
11PTUG | Active | OH | 17000. DISTRIBUTION OH CONSTRUCTION MATERIALS | 11KV PT SUPPLIED BY UG CABLE | 11PTUG | 2015-02-20 | 2015-11-19
11REC/630 | Active | OH | 17000. DISTRIBUTION OH CONSTRUCTION MATERIALS | 11KV RECLOSER(NULEC 630A) SUNDRY MATL | 11REC/630 | 1994-06-24 | 2022-12-07
11REC/NOJA | Active | OH | 17000. DISTRIBUTION OH CONSTRUCTION MATERIALS | NOJA 400A RECLOSER & SUNDRY MATERIALS | 11REC/NOJA | 2009-02-25 | 2022-12-07
11REC/NOJAFF | Active | OH | 17000. DISTRIBUTION OH CONSTRUCTION MATERIALS | NOJA FF 400A RECLOSER & SUNDRY MATERIALS | 11REC/NOJAFF | 2013-11-27 | 2022-12-02
11REG/200/23 | Active | OH | 17000. DISTRIBUTION OH CONSTRUCTION MATERIALS | 11KV REG UPGRADE 2 TO 3 TANK DWG 20084 | 11REG/200/23 | 2014-10-23 | 2022-08-25
11REG/2003 | Active | OH | 17000. DISTRIBUTION OH CONSTRUCTION MATERIALS | 11KV REG STN 200A 3 PHASE DWG 20084-A3 | 11REG/2003 | 2011-09-22 | 2022-08-25
11REG/200R | Active | OH | 17000. DISTRIBUTION OH CONSTRUCTION MATERIALS | 11KV 200A REGULATOR ACCESORIES (COOPER) | 11REG/200R | 1997-01-21 | 2015-11-19
11RGT/100 | Active | OH | 17000. DISTRIBUTION OH CONSTRUCTION MATERIALS | SUNDRY ITEMS 100KVA REGFOR HVOW LVOW | 11RGT/100 | 2015-01-07 | 2015-11-19
11RGT/100AAL | Active | OH | 17000. DISTRIBUTION OH CONSTRUCTION MATERIALS | SUNDRY ITEMS 100KVA REGFOR HVABCLVABC WP | 11RGT/100AAL | 2015-01-07 | 2015-11-19
11RGT/100WA | Active | OH | 17000. DISTRIBUTION OH CONSTRUCTION MATERIALS | SUNDRY ITEMS 100KVA REGFOR HVOW LVABC WP | 11RGT/100WA | 2015-01-07 | 2015-11-19
11SA2 | Active | OH | 17000. DISTRIBUTION OH CONSTRUCTION MATERIALS | 11KV SHACK.ABS CONST-TWIN X-ARM | 11SA2 | 1990-03-06 | 2015-11-19
11SA2/F | Active | OH | 17000. DISTRIBUTION OH CONSTRUCTION MATERIALS | 11KV SHACK.ABS CONST-TWIN X-ARMS (FOG) | 11SA2/F | 1989-09-19 | 2015-11-19
11SA2/N | Active | OH | 17000. DISTRIBUTION OH CONSTRUCTION MATERIALS | 11KV SHACK.ABS CONST-TWIN X-ARMS (NORM) | 11SA2/N | 1989-09-19 | 2015-11-19
11SA2/S | Active | OH | 17000. DISTRIBUTION OH CONSTRUCTION MATERIALS | 11KV SHACK.ABS CONST-TWIN X-ARMS (SYN) | 11SA2/S | 1989-09-19 | 2015-11-19
11SC | Active | OH | 17000. DISTRIBUTION OH CONSTRUCTION MATERIALS | 11KV SHACKLE COMP XARM 7KN NO INS | 11SC | 2010-08-24 | 2021-09-09
11SC/F | Active | OH | 17000. DISTRIBUTION OH CONSTRUCTION MATERIALS | 11KV SHACKLE COMP XARM 7KN FOG INS | 11SC/F | 2010-12-17 | 2025-02-12
11SC/N | Active | OH | 17000. DISTRIBUTION OH CONSTRUCTION MATERIALS | 11KV SHACKLE COMP XARM 7KN NORM INS | 11SC/N | 2010-12-17 | 2025-02-12
11SC/S | Active | OH | 17000. DISTRIBUTION OH CONSTRUCTION MATERIALS | 11KV SHACKLE COMP XARM 7KN SYN INS | 11SC/S | 2010-12-17 | 2025-02-12
11SC/SCCT | Active | OH | 17000. DISTRIBUTION OH CONSTRUCTION MATERIALS | 11KV SHACKLE COMP XARM 7KN CCT | 11SC/SCCT | 2012-10-11 | 2022-11-25
11SC2 | Active | OH | 17000. DISTRIBUTION OH CONSTRUCTION MATERIALS | 11KV SHACKLE COMP XARM 13KN NO INS | 11SC2 | 2010-08-24 | 2021-07-30
11SC2/F | Active | OH | 17000. DISTRIBUTION OH CONSTRUCTION MATERIALS | 11KV SHACKLE COMP XARM 13KN FOG INS | 11SC2/F | 2010-12-17 | 2015-11-19
11SC2/N | Active | OH | 17000. DISTRIBUTION OH CONSTRUCTION MATERIALS | 11KV SHACKLE COMP XARM 13KN NORM INS | 11SC2/N | 2010-12-17 | 2015-11-19
11SC2/S | Active | OH | 17000. DISTRIBUTION OH CONSTRUCTION MATERIALS | 11KV SHACKLE COMP XARM 13KN SYN INS | 11SC2/S | 2010-12-17 | 2015-11-19
11SDO2 | Active | OH | 17000. DISTRIBUTION OH CONSTRUCTION MATERIALS | 11KV SPARKLESS DROP OUT CONSTRUCTION 1PH | 11SDO2 | 2010-07-08 | 2021-11-09
11SDO3 | Active | OH | 17000. DISTRIBUTION OH CONSTRUCTION MATERIALS | 11KV SPARKLESS DROP OUT CONSTRUCTION 3PH | 11SDO3 | 2010-07-08 | 2021-11-09
11SM | Active | OH | 17000. DISTRIBUTION OH CONSTRUCTION MATERIALS | 11KV SHACKLE METROPOLITAN CONSTRUCTION | 11SM | 1990-09-26 | 2015-11-19
11SM/F | Active | OH | 17000. DISTRIBUTION OH CONSTRUCTION MATERIALS | 11KV SHACKLE METRO. CONST/FOG INSULATORS | 11SM/F | 1989-09-18 | 2015-11-19
11SM/N | Active | OH | 17000. DISTRIBUTION OH CONSTRUCTION MATERIALS | 11KV SHACKLE METRO.CONST/NORMAL INSUL'S | 11SM/N | 1989-09-18 | 2015-11-19
11SM/S | Active | OH | 17000. DISTRIBUTION OH CONSTRUCTION MATERIALS | 11KV SHACKLE METRO. CONST/SYNTH. INSULS | 11SM/S | 1989-09-18 | 2015-11-19
11SS/1 | Active | OH | 17000. DISTRIBUTION OH CONSTRUCTION MATERIALS | 11KV SHACKLE CONST' (1 PH) SYNTHETIC | 11SS/1 | 1995-01-05 | 2015-11-19
11SUAC | Active | OH | 17000. DISTRIBUTION OH CONSTRUCTION MATERIALS | 11KV SUSPENSION ANGLE CONSTRUCTION | 11SUAC | 2015-11-16 | 2015-12-22
11SUAC/F | Active | OH | 17000. DISTRIBUTION OH CONSTRUCTION MATERIALS | 11KV SUSP.ANGLE CONST./ FOG INSULATORS | 11SUAC/F | 2015-11-16 | 2015-12-15
11SUAC/N | Active | OH | 17000. DISTRIBUTION OH CONSTRUCTION MATERIALS | 11KV SUSP.ANGLE CONST./NORM INSULATORS | 11SUAC/N | 2015-11-16 | 2015-12-15
11SUAC/S | Active | OH | 17000. DISTRIBUTION OH CONSTRUCTION MATERIALS | 11KV SUSP.ANGLE CONST./ SYN INSULATORS | 11SUAC/S | 2015-11-16 | 2015-12-15
11SUAHC | Active | OH | 17000. DISTRIBUTION OH CONSTRUCTION MATERIALS | 11KV SUSPENSION ANGLE HEAVY CONSTRUCTION | 11SUAHC | 2015-11-16 | 2015-12-22
11SUAHC/F | Active | OH | 17000. DISTRIBUTION OH CONSTRUCTION MATERIALS | 11KV SUSP. ANGLE HEAVY CONST/ FOG INSUL | 11SUAHC/F | 2015-11-16 | 2015-12-15
11SUAHC/N | Active | OH | 17000. DISTRIBUTION OH CONSTRUCTION MATERIALS | 11KV SUSP. ANGLE HEAVY CONST/NORM INSUL | 11SUAHC/N | 2015-11-16 | 2015-12-15
11SUAHC/S | Active | OH | 17000. DISTRIBUTION OH CONSTRUCTION MATERIALS | 11KV SUSP. ANGLE HEAVY CONST/ SYN INSUL | 11SUAHC/S | 2015-11-16 | 2015-12-15
11SUC | Active | OH | 17000. DISTRIBUTION OH CONSTRUCTION MATERIALS | 11KV SUSPENSION CONSTRUCTION Composite | 11SUC | 2015-11-16 | 2015-12-22
11SUC/F | Active | OH | 17000. DISTRIBUTION OH CONSTRUCTION MATERIALS | 11KV SUSPENSION CONST./FOG INSULATORS | 11SUC/F | 2015-11-16 | 2015-12-15
11SUC/N | Active | OH | 17000. DISTRIBUTION OH CONSTRUCTION MATERIALS | 11KV SUSPENSION CONST./NORMAL INSULATORS | 11SUC/N | 2015-11-16 | 2015-12-15
11SUC/S | Active | OH | 17000. DISTRIBUTION OH CONSTRUCTION MATERIALS | 11KV SUSPENSION CONST./SYNTH. INSULATORS | 11SUC/S | 2015-11-16 | 2015-12-15
11SUC/ST | Active | OH | 17000. DISTRIBUTION OH CONSTRUCTION MATERIALS | 11KV SUSPENSION CONST./SYNTH. INSULATORS | 11SUC/ST | 2015-11-16 | 2015-12-15
11SYN/NOJAFF | Active | OH | 17000. DISTRIBUTION OH CONSTRUCTION MATERIALS | 11kV NOJA FF SYNCHROPHASER & SUNDRY ITEM | 11SYN/NOJAFF | 2018-12-05 | 2022-11-10
11TC | Active | OH | 17000. DISTRIBUTION OH CONSTRUCTION MATERIALS | 11KV TERMINATION COMP XARM 7KN NO INS | 11TC | 2010-08-24 | 2021-05-06
11TC/F | Active | OH | 17000. DISTRIBUTION OH CONSTRUCTION MATERIALS | 11KV TERMINATION COMP XARM 7KN FOG INS | 11TC/F | 2010-12-17 | 2021-05-06
11TC/N | Active | OH | 17000. DISTRIBUTION OH CONSTRUCTION MATERIALS | 11KV TERMINATION COMP XARM 7KN NORM INS | 11TC/N | 2010-12-17 | 2021-05-06
11TC/S | Active | OH | 17000. DISTRIBUTION OH CONSTRUCTION MATERIALS | 11KV TERMINATION COMP XARM 7KN SYN INS | 11TC/S | 2010-12-17 | 2021-05-06
11TC/SCCT | Active | OH | 17000. DISTRIBUTION OH CONSTRUCTION MATERIALS | 11KV TERMINATION COMP XARM 7KN CCT | 11TC/SCCT | 2012-10-11 | 2015-11-19
11TC2 | Active | OH | 17000. DISTRIBUTION OH CONSTRUCTION MATERIALS | 11KV TERMINATION COMP XARM 13KN NO INS | 11TC2 | 2010-08-24 | 2015-11-19
11TC2/F | Active | OH | 17000. DISTRIBUTION OH CONSTRUCTION MATERIALS | 11KV TERMINATION COMP XARM 13KN FOG INS | 11TC2/F | 2010-12-17 | 2015-11-19
11TC2/N | Active | OH | 17000. DISTRIBUTION OH CONSTRUCTION MATERIALS | 11KV TERMINATION COMP XARM 13KN NORM INS | 11TC2/N | 2010-12-17 | 2015-11-19
11TC2/S | Active | OH | 17000. DISTRIBUTION OH CONSTRUCTION MATERIALS | 11KV TERMINATION COMP XARM 13KN SYN INS | 11TC2/S | 2010-12-17 | 2015-11-19
11TD | Active | OH | 17000. DISTRIBUTION OH CONSTRUCTION MATERIALS | 11KV TRIDENT STRAIGHT LINE CONSTRUCTION | 11TD | 1997-09-09 | 2019-08-09
11TD/N | Active | OH | 17000. DISTRIBUTION OH CONSTRUCTION MATERIALS | 11KV TRIDENT STRAIGHT LINE CONSTR(NORM) | 11TD/N | 1997-02-12 | 2019-08-09
11TD/N/CCT | Active | OH | 17000. DISTRIBUTION OH CONSTRUCTION MATERIALS | 11KV TRIDENT STRAIGHT LINE CONST CCT | 11TD/N/CCT | 2001-02-23 | 2019-08-09
11TD/N1 | Active | OH | 17000. DISTRIBUTION OH CONSTRUCTION MATERIALS | 11KV TRIDENT CONSTR(NORM) 1PH | 11TD/N1 | 2003-09-30 | 2019-08-09
11TD/NCCT | Active | OH | 17000. DISTRIBUTION OH CONSTRUCTION MATERIALS | 11KV TRIDENT STRAIGHT LINE CONST CCT | 11TD/NCCT | 2008-06-16 | 2019-10-24
11TDA | Active | OH | 17000. DISTRIBUTION OH CONSTRUCTION MATERIALS | 11KV TRIDENT ANGLE CONSTRUCTION | 11TDA | 1997-09-09 | 2023-03-02
11TDA/N | Active | OH | 17000. DISTRIBUTION OH CONSTRUCTION MATERIALS | 11KV TRIDENT ANGLE CONST (NORMAL INS) | 11TDA/N | 1994-11-02 | 2015-11-19
11TDA/N/CCT | Active | OH | 17000. DISTRIBUTION OH CONSTRUCTION MATERIALS | 11KV TRIDENT ANGLE CONST CCT | 11TDA/N/CCT | 2001-02-23 | 2019-10-24
11TDA/NCCT | Active | OH | 17000. DISTRIBUTION OH CONSTRUCTION MATERIALS | 11KV TRIDENT ANGLE CONST CCT | 11TDA/NCCT | 2008-06-16 | 2019-10-24
11TDAC | Active | OH | 17000. DISTRIBUTION OH CONSTRUCTION MATERIALS | 11KV TRIDENT ANGLE CONST (CONC POLE) | 11TDAC | 1996-09-14 | 2015-11-19
11TDAC/N | Active | OH | 17000. DISTRIBUTION OH CONSTRUCTION MATERIALS | 11KV TRIDENT ANGLE CONST,CONC,NORMAL INS | 11TDAC/N | 1990-03-28 | 2015-11-19
11TDANCCTLOK | Active | OH | 17000. DISTRIBUTION OH CONSTRUCTION MATERIALS | 11KV TRIDENT ANGLE CONST CCT LOK | 11TDANCCTLOK | 2001-08-01 | 2015-11-19
11TDC | Active | OH | 17000. DISTRIBUTION OH CONSTRUCTION MATERIALS | 11KV TRIDENT STRAIGHT LINE CONSTR-(CONC) | 11TDC | 1996-09-14 | 2015-11-19
11TDC/N | Active | OH | 17000. DISTRIBUTION OH CONSTRUCTION MATERIALS | 11KV STRAIGHT LINE CONST - CONC,NORMAL | 11TDC/N | 1990-03-28 | 2015-11-19
11TDCA/N | Active | OH | 17000. DISTRIBUTION OH CONSTRUCTION MATERIALS | 11KV TRIDENT ANGLE CONST (NORMAL INS) CU | 11TDCA/N | 1996-08-01 | 2015-11-19
11TDNCCTLOK | Active | OH | 17000. DISTRIBUTION OH CONSTRUCTION MATERIALS | 11KV TRIDENT STRAIGHT LINE CONST CCT LOK | 11TDNCCTLOK | 2001-02-23 | 2015-11-19
11TDSC | Active | OH | 17000. DISTRIBUTION OH CONSTRUCTION MATERIALS | 11KV TRIDENT SHACKLE CONST (LONG) (CONC) | 11TDSC | 2003-08-27 | 2015-11-19
11TDSC/F | Active | OH | 17000. DISTRIBUTION OH CONSTRUCTION MATERIALS | 11KV TRIDENT SHACKLE CONST FOG (CONC) | 11TDSC/F | 1996-09-14 | 2015-11-19
11TDSC/N | Active | OH | 17000. DISTRIBUTION OH CONSTRUCTION MATERIALS | 11KV TRIDENT CONST NORMAL (CONC) | 11TDSC/N | 1996-09-14 | 2015-11-19
11TDSC/S | Active | OH | 17000. DISTRIBUTION OH CONSTRUCTION MATERIALS | 11KV TRIDENT SHACKLE CONST SYNTH (CONC) | 11TDSC/S | 1996-09-14 | 2015-11-19
11TM | Active | OH | 17000. DISTRIBUTION OH CONSTRUCTION MATERIALS | 11KV TERMINATION METROPOLITAN CONST. | 11TM | 1989-09-19 | 2015-11-19
11TM/F | Active | OH | 17000. DISTRIBUTION OH CONSTRUCTION MATERIALS | 11KV TERM'N METRO. CONST/FOG INSULATORS | 11TM/F | 1989-09-18 | 2015-11-19
11TM/N | Active | OH | 17000. DISTRIBUTION OH CONSTRUCTION MATERIALS | 11KV TERM'N. METRO. CONST/NORMAL INSUL. | 11TM/N | 1989-09-18 | 2020-06-30
11TM/S | Active | OH | 17000. DISTRIBUTION OH CONSTRUCTION MATERIALS | 11KV TERM.METRO.CONST/SYNTH INSULATORS | 11TM/S | 1991-10-21 | 2015-11-19
11TN | Active | OH | 17000. DISTRIBUTION OH CONSTRUCTION MATERIALS | 11KV TERMINATION CONSTRUCTION (NORMAL) | 11TN | 1988-12-01 | 2015-11-19
11TP3/S | Active | OH | 17000. DISTRIBUTION OH CONSTRUCTION MATERIALS | 11KV 3PH TRANSPOSITION SHORT ARM | 11TP3/S | 1988-09-24 | 2015-11-19
11TSC2 | Active | OH | 17000. DISTRIBUTION OH CONSTRUCTION MATERIALS | 11KV TRIANG SHKLE COMP XARM 13KN NO INS | 11TSC2 | 2010-12-17 | 2015-11-19
11TSC2/F | Active | OH | 17000. DISTRIBUTION OH CONSTRUCTION MATERIALS | 11KV TRIANG SHKLE COMP XARM 13KN FOG INS | 11TSC2/F | 2010-12-17 | 2015-11-19
11TSC2/N | Active | OH | 17000. DISTRIBUTION OH CONSTRUCTION MATERIALS | 11KV TRIANG SHKLE COMP XARM 13KN NORM IN | 11TSC2/N | 2010-12-17 | 2015-11-19
11TSC2/S | Active | OH | 17000. DISTRIBUTION OH CONSTRUCTION MATERIALS | 11KV TRIANG SHKLE COMP XARM 13KN SYN INS | 11TSC2/S | 2010-12-17 | 2015-11-19
11TSC2/SLOK | Active | OH | 17000. DISTRIBUTION OH CONSTRUCTION MATERIALS | 11kV TRIANGULAR SHACKLE 13KN MWT LOK | 11TSC2/SLOK | 2012-05-29 | 2015-11-19
11TTC2 | Active | OH | 17000. DISTRIBUTION OH CONSTRUCTION MATERIALS | 11KV TRIANG TERM COMP XARM 13KN NO INS | 11TTC2 | 2010-12-17 | 2015-11-19
11TTC2/F | Active | OH | 17000. DISTRIBUTION OH CONSTRUCTION MATERIALS | 11KV TRIANG TERM COMP XARM 13KN FOG INS | 11TTC2/F | 2010-12-17 | 2015-11-19
11TTC2/N | Active | OH | 17000. DISTRIBUTION OH CONSTRUCTION MATERIALS | 11KV TRIANG TERM COMP XARM 13KN NORM IN | 11TTC2/N | 2010-12-17 | 2015-11-19
11TTC2/S | Active | OH | 17000. DISTRIBUTION OH CONSTRUCTION MATERIALS | 11KV TRIANG TERM COMP XARM 13KN SYN INS | 11TTC2/S | 2010-12-17 | 2015-11-19
11VA | Active | OH | 17000. DISTRIBUTION OH CONSTRUCTION MATERIALS | 11KV VERTICAL ANGLE CONSTRUCTION | 11VA | 1997-08-26 | 2015-11-19
11VA/F | Active | OH | 17000. DISTRIBUTION OH CONSTRUCTION MATERIALS | 11KV VERTICAL ANGLE CONST. / FOG INSUL | 11VA/F | 1989-07-19 | 2015-11-19
11VA/N | Active | OH | 17000. DISTRIBUTION OH CONSTRUCTION MATERIALS | 11KV VERTICAL ANGLE CONST./NORMAL INSUL | 11VA/N | 1989-07-19 | 2015-11-19
11VA/S | Active | OH | 17000. DISTRIBUTION OH CONSTRUCTION MATERIALS | 11KV VERTICAL ANGLE CONST. / SYNTH INSUL | 11VA/S | 1989-07-19 | 2015-11-19
11VDR | Active | OH | 17000. DISTRIBUTION OH CONSTRUCTION MATERIALS | 11KV VERTICAL DELTA RURAL CONSTRUCTION | 11VDR | 1997-12-02 | 2015-11-19
11VDR/N | Active | OH | 17000. DISTRIBUTION OH CONSTRUCTION MATERIALS | 11KV VERTICAL DELTA RURAL NORMAL INS | 11VDR/N | 1998-03-11 | 2015-11-19
11VDU | Active | OH | 17000. DISTRIBUTION OH CONSTRUCTION MATERIALS | 11KV VERTICAL DELTA URBAN CONSTRUCTION | 11VDU | 1997-12-02 | 2015-11-19
11VDU/N | Active | OH | 17000. DISTRIBUTION OH CONSTRUCTION MATERIALS | 11KV VERTICAL DELTA URBAN NORMAL INS | 11VDU/N | 1997-12-02 | 2015-11-19
11VDUCCTLOK | Active | OH | 17000. DISTRIBUTION OH CONSTRUCTION MATERIALS | 11KV VERT DELTA CONST CCT LIGHTN OV KIT | 11VDUCCTLOK | 2001-02-26 | 2021-03-01
11VDUNCCTLOK | Active | OH | 17000. DISTRIBUTION OH CONSTRUCTION MATERIALS | 11KV VERT DELTA CONST CCT LIGHTN OV KIT | 11VDUNCCTLOK | 2001-02-23 | 2021-03-01
11VOR | Active | OH | 17000. DISTRIBUTION OH CONSTRUCTION MATERIALS | 11KV VERTICAL OFFSET RURAL CONSTRUCTION | 11VOR | 1997-12-02 | 2015-11-19
11VOR/N | Active | OH | 17000. DISTRIBUTION OH CONSTRUCTION MATERIALS | 11KV VERTICAL OFFSET RURAL NORMAL INS | 11VOR/N | 1997-12-02 | 2015-11-19
11VORNCCTLOK | Active | OH | 17000. DISTRIBUTION OH CONSTRUCTION MATERIALS | 11KV VERT OFFSET CONST CCT LIGHTN OV KIT | 11VORNCCTLOK | 2009-04-08 | 2015-11-19
11VOU | Active | OH | 17000. DISTRIBUTION OH CONSTRUCTION MATERIALS | 11KV VERTICAL OFFSET URBAN CONSTRUCTION | 11VOU | 1997-12-02 | 2015-11-19
11VOU/N | Active | OH | 17000. DISTRIBUTION OH CONSTRUCTION MATERIALS | 11KV VERTICAL OFFSET URBAN NORMAL INS | 11VOU/N | 1997-12-02 | 2015-11-19
11VOU/NCCT | Active | OH | 17000. DISTRIBUTION OH CONSTRUCTION MATERIALS | 11KV VOU NORMAL CCT | 11VOU/NCCT | 2008-05-29 | 2015-11-19
11VOUNCCTLOK | Active | OH | 17000. DISTRIBUTION OH CONSTRUCTION MATERIALS | 11KV VERT OFFSET CONST CCT LIGHTN OV KIT | 11VOUNCCTLOK | 2001-08-02 | 2015-11-19
11VS | Active | OH | 17000. DISTRIBUTION OH CONSTRUCTION MATERIALS | 11KV VERTICAL SHACKLE CONSTRUCTION | 11VS | 1997-08-26 | 2015-11-19
11VS/F | Active | OH | 17000. DISTRIBUTION OH CONSTRUCTION MATERIALS | 11KV VERTICAL SHACK. CONST./ FOG INSUL. | 11VS/F | 1989-07-19 | 2015-11-19
11VS/N | Active | OH | 17000. DISTRIBUTION OH CONSTRUCTION MATERIALS | 11KV VERTICAL SHACK. CONST./NORM. INSUL. | 11VS/N | 1989-07-19 | 2015-11-19
11VS/S | Active | OH | 17000. DISTRIBUTION OH CONSTRUCTION MATERIALS | 11KV VERTICAL SHACK. CONST./SYNTH INSUL. | 11VS/S | 1989-07-19 | 2015-11-19
11VT | Active | OH | 17000. DISTRIBUTION OH CONSTRUCTION MATERIALS | 11KV VERTICAL TERMINATION CONSTRUCTION | 11VT | 1997-08-26 | 2015-11-19
11VT/F | Active | OH | 17000. DISTRIBUTION OH CONSTRUCTION MATERIALS | 11KV VERTICAL TERM. CONST. / FOG INSUL. | 11VT/F | 1989-07-11 | 2015-11-19
11VT/N | Active | OH | 17000. DISTRIBUTION OH CONSTRUCTION MATERIALS | 11KV VERTICAL TERM. CONST. / NORM INSUL | 11VT/N | 1989-07-11 | 2015-11-19
11VT/S | Active | OH | 17000. DISTRIBUTION OH CONSTRUCTION MATERIALS | 11KV VERTICAL TERM. CONST. / SYNTH INSUL | 11VT/S | 1989-07-11 | 2015-11-19
11VXS | Active | OH | 17000. DISTRIBUTION OH CONSTRUCTION MATERIALS | 11KV VERTICAL CROSSCHECK CONSTRUCTION | 11VXS | 1997-08-26 | 2015-11-19
11VXS/F | Active | OH | 17000. DISTRIBUTION OH CONSTRUCTION MATERIALS | 11KV VERT. CROSSCHECK CONST./ FOG INSUL. | 11VXS/F | 1989-07-11 | 2015-11-19
11VXS/N | Active | OH | 17000. DISTRIBUTION OH CONSTRUCTION MATERIALS | 11KV VERT. CROSSCHECK CONST./NORM INSUL. | 11VXS/N | 1989-07-11 | 2015-11-19
11VXS/S | Active | OH | 17000. DISTRIBUTION OH CONSTRUCTION MATERIALS | 11KV VERT. CROSSCHECK CONST./SYNTH INSUL | 11VXS/S | 1989-07-11 | 2015-11-19
11W | Active | OH | 17000. DISTRIBUTION OH CONSTRUCTION MATERIALS | 11KV WISHBONE CONSTRUCTION | 11W | 1989-07-14 | 2015-11-19
11W/F | Active | OH | 17000. DISTRIBUTION OH CONSTRUCTION MATERIALS | 11KV WISHBONE CONSTRUCTION / FOG INSUL | 11W/F | 1989-07-19 | 2015-11-19
11W/N | Active | OH | 17000. DISTRIBUTION OH CONSTRUCTION MATERIALS | 11KV WISHBONE CONSTRUCTION/NORMAL INSUL | 11W/N | 1989-07-19 | 2015-11-19
11W/S | Active | OH | 17000. DISTRIBUTION OH CONSTRUCTION MATERIALS | 11KV WISHBONE CONSTRUCTION/SYNTHETIC INS | 11W/S | 1989-07-19 | 2015-11-19
11WA | Active | OH | 17000. DISTRIBUTION OH CONSTRUCTION MATERIALS | 11KV WISHBONE ANGLE CONSTRUCTION | 11WA | 1989-07-14 | 2015-11-19
11WA/F | Active | OH | 17000. DISTRIBUTION OH CONSTRUCTION MATERIALS | 11KV WISHBONE ANGLE CONST/FOG INSULATORS | 11WA/F | 1989-07-19 | 2015-11-19
11WA/N | Active | OH | 17000. DISTRIBUTION OH CONSTRUCTION MATERIALS | 11KV WISHBONE ANGLE CONST/NORMAL INSUL | 11WA/N | 1989-07-19 | 2015-11-19
11WA/S | Active | OH | 17000. DISTRIBUTION OH CONSTRUCTION MATERIALS | 11KV WISHBONE ANGLE CONST/SYNTH INSUL | 11WA/S | 1989-07-19 | 2015-11-19
11WAC | Active | OH | 17000. DISTRIBUTION OH CONSTRUCTION MATERIALS | 11KV WISHBONE ANGLE CONSTRUCTION | 11WAC | 2021-01-29 | 2021-01-29
11WAC/F | Active | OH | 17000. DISTRIBUTION OH CONSTRUCTION MATERIALS | 11KV WISHBONE ANGLE CONST/FOG INSULATORS | 11WAC/F | 2021-01-29 | 2021-01-29
11WAC/N | Active | OH | 17000. DISTRIBUTION OH CONSTRUCTION MATERIALS | 11KV WISHBONE ANGLE CONST/NORMAL INSUL | 11WAC/N | 2021-01-29 | 2021-01-29
11WAC/S | Active | OH | 17000. DISTRIBUTION OH CONSTRUCTION MATERIALS | 11KV WISHBONE ANGLE CONST/SYNTH INSUL | 11WAC/S | 2021-01-29 | 2021-01-29
11WC | Active | OH | 17000. DISTRIBUTION OH CONSTRUCTION MATERIALS | 11KV WISHBONE CONSTRUCTION | 11WC | 2021-01-29 | 2021-01-29
11WC/F | Active | OH | 17000. DISTRIBUTION OH CONSTRUCTION MATERIALS | 11KV WISHBONE CONSTRUCTION / FOG INSUL | 11WC/F | 2021-01-29 | 2021-01-29
11WC/N | Active | OH | 17000. DISTRIBUTION OH CONSTRUCTION MATERIALS | 11KV WISHBONE CONSTRUCTION/NORMAL INSUL | 11WC/N | 2021-01-29 | 2021-01-29
11WC/S | Active | OH | 17000. DISTRIBUTION OH CONSTRUCTION MATERIALS | 11KV WISHBONE CONSTRUCTION/SYNTHETIC INS | 11WC/S | 2021-01-29 | 2021-01-29
132VO | Active | OH | 17000. DISTRIBUTION OH CONSTRUCTION MATERIALS | 132KV VERTICAL OFFSET SUSP & EW (WP) | 132VO | 1989-01-11 | 1989-01-11
1912CUA | Active | OH | 17000. DISTRIBUTION OH CONSTRUCTION MATERIALS | 19/.101(19/12) COPPER ACCESSORIES | 1912CUA | 1992-11-18 | 1992-11-18
1914CUA | Active | OH | 17000. DISTRIBUTION OH CONSTRUCTION MATERIALS | 19/.083(19/14) COPPER ACCESSORIES | 1914CUA | 1992-11-18 | 1992-11-18
2B25 | Active | OH | 17000. DISTRIBUTION OH CONSTRUCTION MATERIALS | AL/XLPE SERVICE CABLE 2 CORE 25 SQ MM | 2B25 | 1995-12-15 | 2015-11-19
2B6 | Active | OH | 17000. DISTRIBUTION OH CONSTRUCTION MATERIALS | CU/XLPE SERVICE CABLE 2 CORE 6 SQ MM | 2B6 | 2008-05-29 | 2015-11-19
2B95 | Active | OH | 17000. DISTRIBUTION OH CONSTRUCTION MATERIALS | 2 X 95 SQ MM LVABC /M | 2B95 | 2002-11-26 | 2023-03-01
2NS-16 | Active | OH | 17000. DISTRIBUTION OH CONSTRUCTION MATERIALS | 2NS SERVICE CABLE 16 MM SQ (INC.TERM'S) | 2NS-16 | 1991-10-09 | 2015-11-19
3/2.75SCAC | Active | OH | 17000. DISTRIBUTION OH CONSTRUCTION MATERIALS | 3/2.75SCAC / METRE 3/12 | 3/2.75SCAC | 2018-01-03 | 2018-01-03
33ABSES | Active | OH | 17000. DISTRIBUTION OH CONSTRUCTION MATERIALS | 33KV ABS EARTH SEP & COMMON | 33ABSES | 2011-09-14 | 2011-09-14
33ABSUMPLP | Active | OH | 17000. DISTRIBUTION OH CONSTRUCTION MATERIALS | 33KV MID OR TOP MOUNT ABS - PLP | 33ABSUMPLP | 2014-05-08 | 2014-05-12
33DCI | Active | OH | 17000. DISTRIBUTION OH CONSTRUCTION MATERIALS | 33KV DOUBLE CCT INTERMED STRUCT NO INS | 33DCI | 2003-08-14 | 2016-06-28
33DCI/2NDFDR | Active | OH | 17000. DISTRIBUTION OH CONSTRUCTION MATERIALS | 33 DOUBLE CIRCUIT-2ND FDR-DO NOT DELETE- | 33DCI/2NDFDR | 2017-02-01 | 2022-11-08
33DCI/N | Active | OH | 17000. DISTRIBUTION OH CONSTRUCTION MATERIALS | 33KV DOUBLE CCT INTERMED STRUCT NORM INS | 33DCI/N | 2003-08-14 | 2015-11-19
33DCI/NMOS | Active | OH | 17000. DISTRIBUTION OH CONSTRUCTION MATERIALS | 33KV DOUBLE CCT INTERMED NORM INS MO SL | 33DCI/NMOS | 2003-08-14 | 2015-11-19
33DCI/NPLS | Active | OH | 17000. DISTRIBUTION OH CONSTRUCTION MATERIALS | 33KV DOUBLE CCT INTERMED NORM INS PL SL | 33DCI/NPLS | 2003-08-14 | 2015-11-19
33DCS7 | Active | OH | 17000. DISTRIBUTION OH CONSTRUCTION MATERIALS | 33KV DC SHACKLE 0-70 DEG | 33DCS7 | 2003-08-14 | 2015-11-19
33DCS7/F | Active | OH | 17000. DISTRIBUTION OH CONSTRUCTION MATERIALS | 33KV DC SHACKLE 0-70 DEG FOG INS | 33DCS7/F | 2016-06-28 | 2016-06-28
33DCS7/N | Active | OH | 17000. DISTRIBUTION OH CONSTRUCTION MATERIALS | 33KV DC SHACKLE 0-70 DEG NORMAL INS | 33DCS7/N | 2016-06-28 | 2016-06-28
33DCS7/S | Active | OH | 17000. DISTRIBUTION OH CONSTRUCTION MATERIALS | 33KV DC SHACKLE 0-70 DEG SYN INS | 33DCS7/S | 2003-08-14 | 2015-11-19
33DCS7/SPLS | Active | OH | 17000. DISTRIBUTION OH CONSTRUCTION MATERIALS | 33KV DC SHACKLE 0-70 DEG SYN INS PL SL | 33DCS7/SPLS | 2003-08-14 | 2015-11-19
33DCS9 | Active | OH | 17000. DISTRIBUTION OH CONSTRUCTION MATERIALS | 33KV DC SHACKLE 71-90 DEG | 33DCS9 | 2003-08-14 | 2015-11-19
33DCS9/F | Active | OH | 17000. DISTRIBUTION OH CONSTRUCTION MATERIALS | 33KV DC SHACKLE 71-90 DEG FOG INS | 33DCS9/F | 2016-06-28 | 2016-06-28
33DCS9/N | Active | OH | 17000. DISTRIBUTION OH CONSTRUCTION MATERIALS | 33KV DC SHACKLE 71-90 NORMAL FOG INS | 33DCS9/N | 2016-06-28 | 2016-06-28
33DCS9/S | Active | OH | 17000. DISTRIBUTION OH CONSTRUCTION MATERIALS | 33KV DC SHACKLE 71-90 DEG SYN INS | 33DCS9/S | 2003-08-14 | 2015-11-19
33DCS9/SPLS | Active | OH | 17000. DISTRIBUTION OH CONSTRUCTION MATERIALS | 33KV DC SHACKLE 71-90 DEG SYN INS PL SL | 33DCS9/SPLS | 2003-08-14 | 2015-11-19
33EDCI | Active | OH | 17000. DISTRIBUTION OH CONSTRUCTION MATERIALS | 33KV OHEW FOR 33DCI CONSTRUCTION | 33EDCI | 2007-01-18 | 2015-11-19
33EDCS7 | Active | OH | 17000. DISTRIBUTION OH CONSTRUCTION MATERIALS | 33KV OHEW FOR 33DCS7 CONSTRUCTION | 33EDCS7 | 2007-01-18 | 2015-11-19
33EDCS9 | Active | OH | 17000. DISTRIBUTION OH CONSTRUCTION MATERIALS | 33KV OHEW FOR 33DCS9 CONSTRUCTION | 33EDCS9 | 2007-01-18 | 2015-11-19
33EP | Active | OH | 17000. DISTRIBUTION OH CONSTRUCTION MATERIALS | 33KV OHEW POLE EARTH DOWNLEAD ASSY | 33EP | 1998-10-08 | 2015-11-19
33EPOR | Active | OH | 17000. DISTRIBUTION OH CONSTRUCTION MATERIALS | OHEW ON RISER FOR 33KV PIN CONSTRUCTION | 33EPOR | 2009-09-10 | 2015-11-19
33ES | Active | OH | 17000. DISTRIBUTION OH CONSTRUCTION MATERIALS | 33KV OHEW SHACKLE CONSTRUCTION | 33ES | 1996-02-08 | 2015-11-19
33ES2 | Active | OH | 17000. DISTRIBUTION OH CONSTRUCTION MATERIALS | 33KV OHEW TWIN X-ARM SHACKLE CONSTR | 33ES2 | 1989-06-21 | 2015-11-19
33ESR | Active | OH | 17000. DISTRIBUTION OH CONSTRUCTION MATERIALS | OHEW ON RISER FOR 33KV SHACKLE CONSTRUCT | 33ESR | 2009-09-10 | 2015-11-19
33ESU | Active | OH | 17000. DISTRIBUTION OH CONSTRUCTION MATERIALS | 33KV OHEW SUSPENSION CONSTRUCTION | 33ESU | 1996-02-08 | 2015-11-19
33ESUA | Active | OH | 17000. DISTRIBUTION OH CONSTRUCTION MATERIALS | 33KV OHEW SUSPENSION ANGLE CONSTRUCTION | 33ESUA | 1996-02-08 | 2015-11-19
33ESUR | Active | OH | 17000. DISTRIBUTION OH CONSTRUCTION MATERIALS | OHEW ON RISER FOR 33KV SUSPENSION CONSTR | 33ESUR | 2009-09-10 | 2015-11-19
33ET | Active | OH | 17000. DISTRIBUTION OH CONSTRUCTION MATERIALS | 33KV OHEW TERMINATION CONSTRUCTION | 33ET | 1996-02-08 | 2015-11-19
33ET2 | Active | OH | 17000. DISTRIBUTION OH CONSTRUCTION MATERIALS | 33KV OHEW TWIN X-ARM TERMINATION CONSTR | 33ET2 | 1989-06-21 | 2015-11-19
33ETR | Active | OH | 17000. DISTRIBUTION OH CONSTRUCTION MATERIALS | OHEW ON RISER FOR 33KV TERM CONSTRUCTION | 33ETR | 2009-09-10 | 2015-11-19
33EVA | Active | OH | 17000. DISTRIBUTION OH CONSTRUCTION MATERIALS | 33KV OHEW VERTICAL ANGLE CONSTRUCTION | 33EVA | 1996-02-08 | 2015-11-19
33EVDR | Active | OH | 17000. DISTRIBUTION OH CONSTRUCTION MATERIALS | 33KV OHEW FOR 33VDR CONSTRUCTION | 33EVDR | 1997-12-19 | 2015-11-19
33EVDSR3 | Active | OH | 17000. DISTRIBUTION OH CONSTRUCTION MATERIALS | 33KV OHEW FOR 33VDSR3 CONSTRUCTION | 33EVDSR3 | 1997-12-19 | 2015-12-24
33EVDSR7 | Active | OH | 17000. DISTRIBUTION OH CONSTRUCTION MATERIALS | 33KV OHEW FOR 33VDSR7 CONSTRUCTION | 33EVDSR7 | 1997-12-19 | 2015-12-24
33EVDSR9 | Active | OH | 17000. DISTRIBUTION OH CONSTRUCTION MATERIALS | 33KV OHEW FOR 33VDSR9 CONSTRUCTION | 33EVDSR9 | 1997-12-19 | 2015-12-24
33EVDSU3 | Active | OH | 17000. DISTRIBUTION OH CONSTRUCTION MATERIALS | 33KV OHEW FOR 33VDSU3 CONSTRUCTION | 33EVDSU3 | 1997-12-19 | 2015-12-24
33EVDSU7 | Active | OH | 17000. DISTRIBUTION OH CONSTRUCTION MATERIALS | 33KV OHEW FOR 33VDSU7 CONSTRUCTION | 33EVDSU7 | 1997-12-19 | 2015-12-24
33EVDSU9 | Active | OH | 17000. DISTRIBUTION OH CONSTRUCTION MATERIALS | 33KV OHEW FOR 33VDSU9 CONSTRUCTION | 33EVDSU9 | 1997-12-19 | 2015-12-24
33EVDU | Active | OH | 17000. DISTRIBUTION OH CONSTRUCTION MATERIALS | 33KV OHEW FOR VDU CONSTRUCTION | 33EVDU | 1997-12-19 | 2015-11-19
33EVOR | Active | OH | 17000. DISTRIBUTION OH CONSTRUCTION MATERIALS | 33KV OHEW FOR 33VOR CONSTRUCTION | 33EVOR | 1997-12-19 | 2015-11-19
33EVOU | Active | OH | 17000. DISTRIBUTION OH CONSTRUCTION MATERIALS | 33KV OHEW FOR 33VOU CONSTRUCTION | 33EVOU | 1997-12-19 | 2015-11-19
33EVS | Active | OH | 17000. DISTRIBUTION OH CONSTRUCTION MATERIALS | 33KV OHEW | 33EVS | 1996-02-08 | 2015-11-19
33EVXS | Active | OH | 17000. DISTRIBUTION OH CONSTRUCTION MATERIALS | 33KV OHEW VERTICAL CROSSCHECK CONSTR | 33EVXS | 1996-02-08 | 2015-11-19
33FS/SPL | Active | OH | 17000. DISTRIBUTION OH CONSTRUCTION MATERIALS | 33kV,FlyingShackle,Synthetic,Pluto/Wire | 33FS/SPL | 2009-01-27 | 2015-11-19
33HS | Active | OH | 17000. DISTRIBUTION OH CONSTRUCTION MATERIALS | 33H Frame Shackle 5550x150x100arm | 33HS | 2016-08-19 | 2016-08-19
33HS1 | Active | OH | 17000. DISTRIBUTION OH CONSTRUCTION MATERIALS | 33H Frame Shackle 5550x150x150arm | 33HS1 | 2016-08-19 | 2016-08-19
33HS2 | Active | OH | 17000. DISTRIBUTION OH CONSTRUCTION MATERIALS | 33H Frame Shackle 5550x200x200arm | 33HS2 | 2016-08-19 | 2016-08-19
33HS3 | Active | OH | 17000. DISTRIBUTION OH CONSTRUCTION MATERIALS | 33H Frame Shackle 5550x150x150arm | 33HS3 | 2016-08-19 | 2016-08-19
33HSU | Active | OH | 17000. DISTRIBUTION OH CONSTRUCTION MATERIALS | 33H Frame Suspension 5550x150x100arm | 33HSU | 2016-08-19 | 2016-08-19
33LS | Active | OH | 17000. DISTRIBUTION OH CONSTRUCTION MATERIALS | 33KV LIGHTWEIGHT SHACKLE 6KN MWT | 33LS | 2012-03-30 | 2015-11-19
33LS/F | Active | OH | 17000. DISTRIBUTION OH CONSTRUCTION MATERIALS | 33KV LIGHTWEIGHT SHACKLE 6KN FOG INS | 33LS/F | 2012-03-30 | 2015-11-19
33LS/N | Active | OH | 17000. DISTRIBUTION OH CONSTRUCTION MATERIALS | 33KV LIGHTWEIGHT SHACKLE 6KN NORM INS | 33LS/N | 2012-03-30 | 2015-11-19
33LS/S | Active | OH | 17000. DISTRIBUTION OH CONSTRUCTION MATERIALS | 33KV LIGHTWEIGHT SHACKLE 6KN SYN INS | 33LS/S | 2012-03-30 | 2015-11-19
33LS2 | Active | OH | 17000. DISTRIBUTION OH CONSTRUCTION MATERIALS | 33KV LIGHTWEIGHT SHACKLE 12KN MWT | 33LS2 | 2012-03-30 | 2015-11-19
33LS2/F | Active | OH | 17000. DISTRIBUTION OH CONSTRUCTION MATERIALS | 33KV LIGHTWEIGHT SHACKLE 12KN FOG INS | 33LS2/F | 2012-03-30 | 2015-11-19
33LS2/N | Active | OH | 17000. DISTRIBUTION OH CONSTRUCTION MATERIALS | 33KV LIGHTWEIGHT SHACKLE 12KN NORM INS | 33LS2/N | 2012-03-30 | 2015-11-19
33LS2/S | Active | OH | 17000. DISTRIBUTION OH CONSTRUCTION MATERIALS | 33KV LIGHTWEIGHT SHACKLE 12KN SYN INS | 33LS2/S | 2012-03-30 | 2015-11-19
33LT | Active | OH | 17000. DISTRIBUTION OH CONSTRUCTION MATERIALS | 33KV LIGHTWEIGHT TERM CONSTN 6KN MWT | 33LT | 2012-03-30 | 2015-11-19
33LT/F | Active | OH | 17000. DISTRIBUTION OH CONSTRUCTION MATERIALS | 33KV LIGHTWEIGHT TERM 6KN MWT FOG INS | 33LT/F | 2012-03-30 | 2015-11-19
33LT/N | Active | OH | 17000. DISTRIBUTION OH CONSTRUCTION MATERIALS | 33KV LIGHTWEIGHT TERM 6KN MWT NORM INS | 33LT/N | 2012-03-30 | 2015-11-19
33LT/S | Active | OH | 17000. DISTRIBUTION OH CONSTRUCTION MATERIALS | 33KV LIGHTWEIGHT TERM 6KN MWT SYN INS | 33LT/S | 2012-03-30 | 2015-11-19
33LT2 | Active | OH | 17000. DISTRIBUTION OH CONSTRUCTION MATERIALS | 33KV LIGHTWEIGHT TERM CONSTN 12KN MWT | 33LT2 | 2012-03-30 | 2015-11-19
33LT2/F | Active | OH | 17000. DISTRIBUTION OH CONSTRUCTION MATERIALS | 33KV LIGHTWEIGHT TERM 12KN MWT FOG INS | 33LT2/F | 2012-03-30 | 2015-11-19
33LT2/N | Active | OH | 17000. DISTRIBUTION OH CONSTRUCTION MATERIALS | 33KV LIGHTWEIGHT TERM 12KN MWT NORM INS | 33LT2/N | 2012-03-30 | 2015-11-19
33LT2/S | Active | OH | 17000. DISTRIBUTION OH CONSTRUCTION MATERIALS | 33KV LIGHTWEIGHT TERM 12KN MWT SYN INS | 33LT2/S | 2012-03-30 | 2015-11-19
33MTU | Active | OH | 17000. DISTRIBUTION OH CONSTRUCTION MATERIALS | 33KV METERING UNIT POLE - TWS | 33MTU | 2008-02-06 | 2017-09-13
33OHEW | Active | OH | 17000. DISTRIBUTION OH CONSTRUCTION MATERIALS | OVERHEAD EARTHWIRE DOWNLEAD | 33OHEW | 1998-08-11 | 2015-11-19
33PC | Active | OH | 17000. DISTRIBUTION OH CONSTRUCTION MATERIALS | 33KV PIN CONSTRUCTION | 33PC | 2015-11-17 | 2015-12-22
33PC/N | Active | OH | 17000. DISTRIBUTION OH CONSTRUCTION MATERIALS | 33KV PIN CONSTRUCTION /NORMAL INSULATORS | 33PC/N | 2015-11-17 | 2015-12-22
33POC | Active | OH | 17000. DISTRIBUTION OH CONSTRUCTION MATERIALS | 33KV PIN OFFSET CONSTRUCTION | 33POC | 2015-11-17 | 2015-12-22
33POC/N | Active | OH | 17000. DISTRIBUTION OH CONSTRUCTION MATERIALS | 33KV PIN OFFSET CONST./ NORM. INSULATORS | 33POC/N | 2015-11-17 | 2015-12-22
33REC/630 | Active | OH | 17000. DISTRIBUTION OH CONSTRUCTION MATERIALS | 33KV RECLOSER (630A) CONSTRUCTION | 33REC/630 | 1994-06-24 | 2022-12-07
33REC/NOJAFF | Active | OH | 17000. DISTRIBUTION OH CONSTRUCTION MATERIALS | 33KV RECLOSER (630A) NOJA FULLY FITTED | 33REC/NOJAFF | 2013-12-03 | 2022-12-02
33S | Active | OH | 17000. DISTRIBUTION OH CONSTRUCTION MATERIALS | 33KV 8KN SHACKLE CONST (STEEL) | 33S | 1996-09-14 | 2015-11-19
33S/F | Active | OH | 17000. DISTRIBUTION OH CONSTRUCTION MATERIALS | 33KV SHACKLE CONST. / FOG INSULATORS | 33S/F | 1989-07-19 | 2015-11-19
33S/N | Active | OH | 17000. DISTRIBUTION OH CONSTRUCTION MATERIALS | 33KV SHACKLE CONST. / NORMAL INSULATORS | 33S/N | 1989-07-19 | 2015-11-19
33S/S | Active | OH | 17000. DISTRIBUTION OH CONSTRUCTION MATERIALS | 33KV SHACKLE CONST. / SYNTH INSULATORS | 33S/S | 1989-07-19 | 2015-11-19
33S2 | Active | OH | 17000. DISTRIBUTION OH CONSTRUCTION MATERIALS | 33KV 13KN SHACKLE (STEEL) | 33S2 | 1996-09-13 | 2015-11-19
33S2/F | Active | OH | 17000. DISTRIBUTION OH CONSTRUCTION MATERIALS | 33KV SHACK. CONST.-13KN X-ARM/FOG INSUL | 33S2/F | 1989-07-12 | 2015-11-19
33S2/N | Active | OH | 17000. DISTRIBUTION OH CONSTRUCTION MATERIALS | 33KV SHACK. CONST.-13KN X-ARM/NORM INSUL | 33S2/N | 1989-07-12 | 2015-11-19
33S2/S | Active | OH | 17000. DISTRIBUTION OH CONSTRUCTION MATERIALS | 33KV SHACK. CONST.-13KN X-ARM/SYN INSUL | 33S2/S | 1996-09-13 | 2015-11-19
33S2L/N | Active | OH | 17000. DISTRIBUTION OH CONSTRUCTION MATERIALS | 33KV SHACKLE 13KN ARM NORM INS | 33S2L/N | 1996-09-14 | 2015-11-19
33SS | Active | OH | 17000. DISTRIBUTION OH CONSTRUCTION MATERIALS | 33KV SHACKLE STEEL X-ARM (FLAT) 13KN MWT | 33SS | 2001-08-30 | 2015-12-24
33SS/F | Active | OH | 17000. DISTRIBUTION OH CONSTRUCTION MATERIALS | 33KV SHACKLE STEEL X-ARM - INSULATOR FOG | 33SS/F | 2001-09-04 | 2015-11-19
33SS/N | Active | OH | 17000. DISTRIBUTION OH CONSTRUCTION MATERIALS | 33KV SHACKLE STEEL X-ARM - INSULATOR NOR | 33SS/N | 2001-09-04 | 2015-11-19
33SSA | Active | OH | 17000. DISTRIBUTION OH CONSTRUCTION MATERIALS | 33KV STEEL SHACKLE ABS 0-31 DEG | 33SSA | 2001-09-04 | 2015-11-19
33SSA/F | Active | OH | 17000. DISTRIBUTION OH CONSTRUCTION MATERIALS | 33KV STEEL SHACKLE ABS 0-31DEG INSUL FOG | 33SSA/F | 2001-09-04 | 2015-11-19
33SSA/N | Active | OH | 17000. DISTRIBUTION OH CONSTRUCTION MATERIALS | 33KV STEEL SHACKLE ABS 0-31DEG INSUL NOR | 33SSA/N | 2001-09-04 | 2015-11-19
33SUAC | Active | OH | 17000. DISTRIBUTION OH CONSTRUCTION MATERIALS | 33KV SUSPENSION ANGLE CONSTRUCTION | 33SUAC | 2015-11-17 | 2015-12-22
33SUAC/F | Active | OH | 17000. DISTRIBUTION OH CONSTRUCTION MATERIALS | 33KV SUSPENSION ANGLE CONST./FOG INSUL. | 33SUAC/F | 2015-11-17 | 2015-12-15
33SUAC/N | Active | OH | 17000. DISTRIBUTION OH CONSTRUCTION MATERIALS | 33KV SUSPENSION ANGLE CONST./NORM. INSUL | 33SUAC/N | 2015-11-17 | 2015-12-15
33SUAC/S | Active | OH | 17000. DISTRIBUTION OH CONSTRUCTION MATERIALS | 33KV SUSPENSION ANGLE CONST./SYN. INSUL. | 33SUAC/S | 2015-11-17 | 2015-12-15
33SUAHC | Active | OH | 17000. DISTRIBUTION OH CONSTRUCTION MATERIALS | 33KV SUSPENSION ANGLE HEAVY CONSTRUCTION | 33SUAHC | 2015-11-17 | 2015-12-22
33SUAHC/F | Active | OH | 17000. DISTRIBUTION OH CONSTRUCTION MATERIALS | 33KV SUSP. ANGLE HEAVY CONST./FOG INSUL | 33SUAHC/F | 2015-11-17 | 2015-12-15
33SUAHC/N | Active | OH | 17000. DISTRIBUTION OH CONSTRUCTION MATERIALS | 33KV SUSP. ANGLE HEAVY CONST./NORM INSUL | 33SUAHC/N | 2015-11-17 | 2015-12-15
33SUAHC/S | Active | OH | 17000. DISTRIBUTION OH CONSTRUCTION MATERIALS | 33KV SUSP. ANGLE HEAVY CONST./SYN INSUL | 33SUAHC/S | 2015-11-17 | 2015-12-15
33SUC | Active | OH | 17000. DISTRIBUTION OH CONSTRUCTION MATERIALS | 33KV SUSPENSION CONSTRUCTION | 33SUC | 2015-11-17 | 2015-12-22
33SUC/F | Active | OH | 17000. DISTRIBUTION OH CONSTRUCTION MATERIALS | 33KV SUSPENSION CONST./ FOG INSULATORS | 33SUC/F | 2015-11-17 | 2015-12-15
33SUC/N | Active | OH | 17000. DISTRIBUTION OH CONSTRUCTION MATERIALS | 33KV SUSPENSION CONST./NORMAL INSULATORS | 33SUC/N | 2015-11-17 | 2015-12-15
33SUC/S | Active | OH | 17000. DISTRIBUTION OH CONSTRUCTION MATERIALS | 33KV SUSPENSION CONST./SYNTH. INSULATORS | 33SUC/S | 2015-11-17 | 2015-12-15
33T | Active | OH | 17000. DISTRIBUTION OH CONSTRUCTION MATERIALS | 33KV 8KN TERMINATION CONSTN (STEEL) | 33T | 1998-04-01 | 2015-11-19
33T/F | Active | OH | 17000. DISTRIBUTION OH CONSTRUCTION MATERIALS | 33KV TERMINATION CONST. / FOG INSULATORS | 33T/F | 1989-07-12 | 2015-11-19
33T/N | Active | OH | 17000. DISTRIBUTION OH CONSTRUCTION MATERIALS | 33KV TERMINATION CONST./NORM. INSULATORS | 33T/N | 1989-07-12 | 2015-11-19
33T/S | Active | OH | 17000. DISTRIBUTION OH CONSTRUCTION MATERIALS | 33KV TERMINATION CONST. / SYNTH. INSUL. | 33T/S | 1989-07-12 | 2015-11-19
33T2 | Active | OH | 17000. DISTRIBUTION OH CONSTRUCTION MATERIALS | 33KV 13KN TERMINATION (STEEL) | 33T2 | 1989-04-06 | 2015-11-19
33T2/F | Active | OH | 17000. DISTRIBUTION OH CONSTRUCTION MATERIALS | 33KV TERM. CONST. -13KN X-ARM/ FOG INSUL | 33T2/F | 1989-07-12 | 2015-11-19
33T2/N | Active | OH | 17000. DISTRIBUTION OH CONSTRUCTION MATERIALS | 33KV TERM. CONST. 13KN /NORM INSUL | 33T2/N | 1989-07-12 | 2015-11-19
33T2/S | Active | OH | 17000. DISTRIBUTION OH CONSTRUCTION MATERIALS | 33KV TERM. CONST.13KN X-ARM/ SYN INSUL | 33T2/S | 1989-07-12 | 2015-11-19
33TA | Active | OH | 17000. DISTRIBUTION OH CONSTRUCTION MATERIALS | 33KV TRIANGULAR ANGLE CONST | 33TA | 2021-02-17 | 2021-02-17
33TA/F | Active | OH | 17000. DISTRIBUTION OH CONSTRUCTION MATERIALS | 33KV TRIANGULAR ANGLE CONST. / FOG INSUL | 33TA/F | 1989-07-12 | 2021-02-17
33TA/N | Active | OH | 17000. DISTRIBUTION OH CONSTRUCTION MATERIALS | 33KV TRIANGULAR ANGLE CONST./NORM. INSUL | 33TA/N | 1989-07-12 | 2021-02-17
33TA/S | Active | OH | 17000. DISTRIBUTION OH CONSTRUCTION MATERIALS | 33KV TRIANGULAR ANGLE CONST. / SYN INSUL | 33TA/S | 1989-07-12 | 2021-02-17
33TD | Active | OH | 17000. DISTRIBUTION OH CONSTRUCTION MATERIALS | 33KV TRIDENT CONSTRUCTION | 33TD | 2006-08-08 | 2015-11-19
33TD/N | Active | OH | 17000. DISTRIBUTION OH CONSTRUCTION MATERIALS | 33KV TRIDENT - NORM INS | 33TD/N | 2006-08-08 | 2015-11-19
33TPC | Active | OH | 17000. DISTRIBUTION OH CONSTRUCTION MATERIALS | 33KV TRIANGULAR PIN CONSTRUCTION | 33TPC | 2015-11-16 | 2015-12-15
33TPC/N | Active | OH | 17000. DISTRIBUTION OH CONSTRUCTION MATERIALS | 33KV TRIANGULAR PIN CONST./ NORM. INSUL. | 33TPC/N | 2015-11-16 | 2015-12-22
33TS | Active | OH | 17000. DISTRIBUTION OH CONSTRUCTION MATERIALS | 33KV 13KN TRIANGULAR SHACKLE (STEEL) | 33TS | 1989-07-14 | 2015-11-19
33TS/F | Active | OH | 17000. DISTRIBUTION OH CONSTRUCTION MATERIALS | 33KV TRIANGULAR SHACK CONST. / FOG INSUL | 33TS/F | 1989-07-19 | 2015-11-19
33TS/N | Active | OH | 17000. DISTRIBUTION OH CONSTRUCTION MATERIALS | 33KV TRIANGULAR SHACK CONST./ NORM INSUL | 33TS/N | 1989-07-19 | 2015-11-19
33TS/S | Active | OH | 17000. DISTRIBUTION OH CONSTRUCTION MATERIALS | 33KV TRIANGULAR SHACK CONST./SYNTH INSUL | 33TS/S | 1989-07-19 | 2015-11-19
33TT | Active | OH | 17000. DISTRIBUTION OH CONSTRUCTION MATERIALS | 33KV 13KN TRIANGULAR TERMINATION (STEEL) | 33TT | 1989-07-14 | 2015-11-19
33TT/F | Active | OH | 17000. DISTRIBUTION OH CONSTRUCTION MATERIALS | 33KV TRIANGULAR TERM. CONST. / FOG INSUL | 33TT/F | 1989-07-19 | 2015-11-19
33TT/N | Active | OH | 17000. DISTRIBUTION OH CONSTRUCTION MATERIALS | 33KV TRIANGULAR TERM. CONST./ NORM INSUL | 33TT/N | 1989-07-19 | 2015-11-19
33TT/S | Active | OH | 17000. DISTRIBUTION OH CONSTRUCTION MATERIALS | 33KV TRIANGULAR TERM. CONST./SYNTH INSUL | 33TT/S | 1989-07-19 | 2015-11-19
33VA/F | Active | OH | 17000. DISTRIBUTION OH CONSTRUCTION MATERIALS | 33KV VERTICAL ANGLE CONST. / FOG INSUL. | 33VA/F | 1989-07-19 | 2015-11-19
33VA/N | Active | OH | 17000. DISTRIBUTION OH CONSTRUCTION MATERIALS | 33KV VERTICAL ANGLE CONST. / NORM. INSUL | 33VA/N | 1989-07-19 | 2015-11-19
33VA/S | Active | OH | 17000. DISTRIBUTION OH CONSTRUCTION MATERIALS | 33KV VERTICAL ANGLE CONST. /SYNTH. INSUL | 33VA/S | 1989-07-19 | 2015-11-19
33VA/SSAT | Active | OH | 17000. DISTRIBUTION OH CONSTRUCTION MATERIALS | 33KV VERTICAL ANGLE CONST. /SYNTH. INSUL | 33VA/SSAT | 1995-11-12 | 2015-11-19
33VDR | Active | OH | 17000. DISTRIBUTION OH CONSTRUCTION MATERIALS | 33KV VERTICAL DELTA RURAL CONSTRUCTION | 33VDR | 1997-12-01 | 2015-11-19
33VDR/N | Active | OH | 17000. DISTRIBUTION OH CONSTRUCTION MATERIALS | 33KV VERTICAL DELTA RURAL NORMAL INS | 33VDR/N | 1997-12-01 | 2015-11-19
33VDR/NMOT | Active | OH | 17000. DISTRIBUTION OH CONSTRUCTION MATERIALS | 33KV VDR NORMAL MOON TIGHT | 33VDR/NMOT | 1997-12-19 | 2015-11-19
33VDR/NNES | Active | OH | 17000. DISTRIBUTION OH CONSTRUCTION MATERIALS | 33KV VDR NORMAL INS NEON SLACK | 33VDR/NNES | 2012-08-21 | 2015-11-19
33VDR/NNET | Active | OH | 17000. DISTRIBUTION OH CONSTRUCTION MATERIALS | 33KV VDR NORMAL INS NEON TIGHT | 33VDR/NNET | 2012-08-21 | 2015-11-19
33VDR/NPLS | Active | OH | 17000. DISTRIBUTION OH CONSTRUCTION MATERIALS | 33KV VDR NORMAL PLUTO SLACK | 33VDR/NPLS | 2000-08-25 | 2015-11-19
33VDR/NPLT | Active | OH | 17000. DISTRIBUTION OH CONSTRUCTION MATERIALS | 33KV VDR NORMAL PLUTO TIGHT | 33VDR/NPLT | 1997-12-01 | 2015-11-19
33VDSR3 | Active | OH | 17000. DISTRIBUTION OH CONSTRUCTION MATERIALS | 33KV VERTICAL DELTA SHACKLE RURAL 0-30 D | 33VDSR3 | 1997-12-01 | 2015-11-19
33VDSR3/S | Active | OH | 17000. DISTRIBUTION OH CONSTRUCTION MATERIALS | 33KV VDR SHACKLE 0-30 DEGREE SYN INS | 33VDSR3/S | 1998-04-06 | 2015-11-19
33VDSR3/SPLS | Active | OH | 17000. DISTRIBUTION OH CONSTRUCTION MATERIALS | 33KV VDR SHACKLE 0-30 SYN PLUTO | 33VDSR3/SPLS | 2009-09-21 | 2015-11-19
33VDSR3/SPLT | Active | OH | 17000. DISTRIBUTION OH CONSTRUCTION MATERIALS | 33KV VDR SHACKLE 0-30 SYN PLUTO TIGHT | 33VDSR3/SPLT | 1998-04-06 | 2015-11-19
33VDSR7 | Active | OH | 17000. DISTRIBUTION OH CONSTRUCTION MATERIALS | 33KV VERTICAL DELTA SHACKLE RURAL 31-70D | 33VDSR7 | 1997-12-02 | 2015-11-19
33VDSR7/S | Active | OH | 17000. DISTRIBUTION OH CONSTRUCTION MATERIALS | 33KV VDR SHACKLE 31-70 DEGREE SYN INS | 33VDSR7/S | 1998-04-06 | 2015-11-19
33VDSR7/SPLS | Active | OH | 17000. DISTRIBUTION OH CONSTRUCTION MATERIALS | 33KV VDR SHACKLE 70DEG SYN PL | 33VDSR7/SPLS | 2009-09-21 | 2015-11-19
33VDSR7/SPLT | Active | OH | 17000. DISTRIBUTION OH CONSTRUCTION MATERIALS | 33KV VDR SHACKLE 70DEG SYN PL TIGHT | 33VDSR7/SPLT | 1998-04-06 | 2015-11-19
33VDSR9 | Active | OH | 17000. DISTRIBUTION OH CONSTRUCTION MATERIALS | 33KV VERTICAL DELTA SHACKLE RURAL 71-90 | 33VDSR9 | 1998-04-06 | 2015-11-19
33VDSR9/S | Active | OH | 17000. DISTRIBUTION OH CONSTRUCTION MATERIALS | 33KV VDR SHACKLE 71-90DEGREE SYN INS | 33VDSR9/S | 1998-04-06 | 2015-11-19
33VDSR9/SPLS | Active | OH | 17000. DISTRIBUTION OH CONSTRUCTION MATERIALS | 33KV VDR SHACKLE 90EG SYNL PL | 33VDSR9/SPLS | 2009-09-21 | 2015-11-19
33VDSR9/SPLT | Active | OH | 17000. DISTRIBUTION OH CONSTRUCTION MATERIALS | 33KV VDR SHACKLE 90EG SYNL PL TIGHT | 33VDSR9/SPLT | 1998-04-06 | 2015-11-19
33VOR | Active | OH | 17000. DISTRIBUTION OH CONSTRUCTION MATERIALS | 33KV VERTICAL OFFSET RURAL CONSTRUCTION | 33VOR | 1997-12-02 | 2015-11-19
33VOR/N | Active | OH | 17000. DISTRIBUTION OH CONSTRUCTION MATERIALS | 33KV VERTICAL OFFSET RURAL NORMAL INS | 33VOR/N | 1997-12-02 | 2015-11-19
33VOR/NNES | Active | OH | 17000. DISTRIBUTION OH CONSTRUCTION MATERIALS | 33KV VOR NORMAL NEON SLACK | 33VOR/NNES | 2012-08-21 | 2015-11-19
33VOR/NNET | Active | OH | 17000. DISTRIBUTION OH CONSTRUCTION MATERIALS | 33KV VOR NORMAL PLUTO TIGHT | 33VOR/NNET | 2012-08-21 | 2015-11-19
33VOR/NPLS | Active | OH | 17000. DISTRIBUTION OH CONSTRUCTION MATERIALS | 33KV VOR NORMAL PLUTO SLACK | 33VOR/NPLS | 2012-08-21 | 2015-11-19
33VOR/NPLT | Active | OH | 17000. DISTRIBUTION OH CONSTRUCTION MATERIALS | 33KV VOR NORMAL PLUTO TIGHT | 33VOR/NPLT | 1997-12-02 | 2015-11-19
33VOU | Active | OH | 17000. DISTRIBUTION OH CONSTRUCTION MATERIALS | 33KV VERTICAL OFFSET URBAN CONSTRUCTION | 33VOU | 1997-12-02 | 2015-11-19
33VOU/N | Active | OH | 17000. DISTRIBUTION OH CONSTRUCTION MATERIALS | 33KV VERTICAL OFFSET URBAN NORMAL INS | 33VOU/N | 1997-12-02 | 2015-11-19
33VOU/NPLT | Active | OH | 17000. DISTRIBUTION OH CONSTRUCTION MATERIALS | 33KV VOU NORMAL PLUTO TIGHT | 33VOU/NPLT | 1997-12-02 | 2015-11-19
33VS | Active | OH | 17000. DISTRIBUTION OH CONSTRUCTION MATERIALS | 33KV VERTICAL SHACKLE CONSTRUCTION | 33VS | 1998-06-16 | 2015-11-19
33VS/F | Active | OH | 17000. DISTRIBUTION OH CONSTRUCTION MATERIALS | 33KV VERTICAL SHACKLE CONST. / FOG INSUL | 33VS/F | 1989-07-19 | 2015-11-19
33VS/N | Active | OH | 17000. DISTRIBUTION OH CONSTRUCTION MATERIALS | 33KV VERTICAL SHACKLE CONST./NORM. INSUL | 33VS/N | 1989-07-19 | 2015-11-19
33VS/S | Active | OH | 17000. DISTRIBUTION OH CONSTRUCTION MATERIALS | 33KV VERTICAL SHACKLE CONST./SYNTH INSUL | 33VS/S | 1989-07-19 | 2015-11-19
33VT | Active | OH | 17000. DISTRIBUTION OH CONSTRUCTION MATERIALS | 33KV VERTICAL TERMINATION CONSTRUCTION | 33VT | 1988-09-24 | 2015-11-19
33VT/F | Active | OH | 17000. DISTRIBUTION OH CONSTRUCTION MATERIALS | 33KV VERTICAL TERM. CONST. / FOG INSUL. | 33VT/F | 1989-07-12 | 2015-11-19
33VT/N | Active | OH | 17000. DISTRIBUTION OH CONSTRUCTION MATERIALS | 33KV VERTICAL TERM. CONST. / NORM. INSUL | 33VT/N | 1989-07-12 | 2015-11-19
33VT/S | Active | OH | 17000. DISTRIBUTION OH CONSTRUCTION MATERIALS | 33KV VERTICAL TERM. CONST. /SYNTH. INSUL | 33VT/S | 1989-07-12 | 2015-11-19
33VXS | Active | OH | 17000. DISTRIBUTION OH CONSTRUCTION MATERIALS | 33KV VERTICAL CROSSCHECK CONSTRUCTION | 33VXS | 1988-09-24 | 2015-11-19
33VXS/F | Active | OH | 17000. DISTRIBUTION OH CONSTRUCTION MATERIALS | 33KV VERT. CROSSCHECK CONST. / FOG INSUL | 33VXS/F | 1989-07-12 | 2015-11-19
33VXS/N | Active | OH | 17000. DISTRIBUTION OH CONSTRUCTION MATERIALS | 33KV VERT. CROSSCHECK CONST./NORM. INSUL | 33VXS/N | 1989-07-12 | 2015-11-19
33VXS/S | Active | OH | 17000. DISTRIBUTION OH CONSTRUCTION MATERIALS | 33KV VERT. CROSSCHECK CONST./SYNTH INSUL | 33VXS/S | 1989-07-12 | 2015-11-19
33W | Active | OH | 17000. DISTRIBUTION OH CONSTRUCTION MATERIALS | 33KV WISHBONE CONSTRUCTION | 33W | 1989-07-14 | 2015-11-19
33W/F | Active | OH | 17000. DISTRIBUTION OH CONSTRUCTION MATERIALS | 33KV WISHBONE CONSTRUCTION / FOG INSUL. | 33W/F | 1995-06-15 | 2015-11-19
33W/N | Active | OH | 17000. DISTRIBUTION OH CONSTRUCTION MATERIALS | 33KV W'BONE CONSTRUCTION / NORM INSUL. | 33W/N | 1995-06-15 | 2015-11-19
33W/S | Active | OH | 17000. DISTRIBUTION OH CONSTRUCTION MATERIALS | 33KV WISHBONE CONSTRUCTION / SYNTH INSUL | 33W/S | 1989-07-19 | 2015-11-19
33WA | Active | OH | 17000. DISTRIBUTION OH CONSTRUCTION MATERIALS | 33KV WISHBONE ANGLE CONSTRUCTION | 33WA | 1989-07-14 | 2015-11-19
33WA/F | Active | OH | 17000. DISTRIBUTION OH CONSTRUCTION MATERIALS | 33KV WISHBONE ANGLE CONST. / FOG INSUL. | 33WA/F | 1989-07-19 | 2015-11-19
33WA/S | Active | OH | 17000. DISTRIBUTION OH CONSTRUCTION MATERIALS | 33KV WISHBONE ANGLE CONST. / SYNTH INSUL | 33WA/S | 1989-07-19 | 2015-11-19
33WAC | Active | OH | 17000. DISTRIBUTION OH CONSTRUCTION MATERIALS | 33KV WISHBONE ANGLE CONSTRUCTION | 33WAC | 2021-01-29 | 2021-01-29
33WAC/F | Active | OH | 17000. DISTRIBUTION OH CONSTRUCTION MATERIALS | 33KV WISHBONE ANGLE CONST. / FOG INSUL. | 33WAC/F | 2021-01-29 | 2021-01-29
33WAC/N | Active | OH | 17000. DISTRIBUTION OH CONSTRUCTION MATERIALS | 33KV WISHBONE ANGLE CONST. / NORM INSUL | 33WAC/N | 2021-01-29 | 2021-01-29
33WAC/S | Active | OH | 17000. DISTRIBUTION OH CONSTRUCTION MATERIALS | 33KV WISHBONE ANGLE CONST. / SYNTH INSUL | 33WAC/S | 2021-01-29 | 2021-01-29
33WACON1/F | Active | OH | 17000. DISTRIBUTION OH CONSTRUCTION MATERIALS | 33KV W'BONE ANGLE CONST 1 / FOG INSUL. | 33WACON1/F | 1995-06-16 | 2015-11-19
33WACON1/N | Active | OH | 17000. DISTRIBUTION OH CONSTRUCTION MATERIALS | 33KV W'BONE ANGLE CONST 1 / NORMAL | 33WACON1/N | 1995-06-16 | 2015-11-19
33WACON1/S | Active | OH | 17000. DISTRIBUTION OH CONSTRUCTION MATERIALS | 33KV W'BONE ANGLE CONST 1 / SYNTH INSUL | 33WACON1/S | 1995-06-16 | 2015-11-19
33WACON2/F | Active | OH | 17000. DISTRIBUTION OH CONSTRUCTION MATERIALS | 33KV W'BONE ANGLE CONST 2 / FOG INSUL. | 33WACON2/F | 1995-06-16 | 2015-11-19
33WACON2/N | Active | OH | 17000. DISTRIBUTION OH CONSTRUCTION MATERIALS | 33KV W'BONE ANGLE CONST 2 / NORMAL | 33WACON2/N | 1995-06-16 | 2015-11-19
33WACON2/S | Active | OH | 17000. DISTRIBUTION OH CONSTRUCTION MATERIALS | 33KV W'BONE ANGLE CONST 2 / SYNTH INSUL | 33WACON2/S | 1995-06-16 | 2015-11-19
33WC | Active | OH | 17000. DISTRIBUTION OH CONSTRUCTION MATERIALS | 33KV WISHBONE CONSTRUCTION | 33WC | 2021-01-29 | 2021-01-29
33WC/F | Active | OH | 17000. DISTRIBUTION OH CONSTRUCTION MATERIALS | 33KV WISHBONE CONSTRUCTION / FOG INSUL. | 33WC/F | 2021-01-29 | 2021-01-29
33WC/N | Active | OH | 17000. DISTRIBUTION OH CONSTRUCTION MATERIALS | 33KV W'BONE CONSTRUCTION / NORM INSUL. | 33WC/N | 2021-01-29 | 2021-01-29
33WC/S | Active | OH | 17000. DISTRIBUTION OH CONSTRUCTION MATERIALS | 33KV WISHBONE CONSTRUCTION / SYNTH INSUL | 33WC/S | 2021-01-29 | 2021-01-29
33WCON1 | Active | OH | 17000. DISTRIBUTION OH CONSTRUCTION MATERIALS | 33KV WISHBONE CONSTRUCTION 1 | 33WCON1 | 1995-06-15 | 2015-11-19
33WCON1/F | Active | OH | 17000. DISTRIBUTION OH CONSTRUCTION MATERIALS | 33KV W'BONE CONSTRUCTION 1 / FOG INSUL. | 33WCON1/F | 1995-06-15 | 2015-11-19
33WCON1/N | Active | OH | 17000. DISTRIBUTION OH CONSTRUCTION MATERIALS | 33KV W'BONE CONSTRUCTION 2 / NORM INSUL. | 33WCON1/N | 1995-06-15 | 2015-11-19
33WCON1/S | Active | OH | 17000. DISTRIBUTION OH CONSTRUCTION MATERIALS | 33KV W'BONE CONSTRUCTION 1 / SYNTH INSUL | 33WCON1/S | 1995-06-15 | 2015-11-19
33WCON2 | Active | OH | 17000. DISTRIBUTION OH CONSTRUCTION MATERIALS | 33KV WISHBONE CONSTRUCTION 2 | 33WCON2 | 1995-06-15 | 2015-11-19
33WCON2/F | Active | OH | 17000. DISTRIBUTION OH CONSTRUCTION MATERIALS | 33KV W'BONE CONSTRUCTION 2 / FOG INSUL. | 33WCON2/F | 1995-06-15 | 2015-11-19
33WCON2/N | Active | OH | 17000. DISTRIBUTION OH CONSTRUCTION MATERIALS | 33KV W'BONE CONSTRUCTION 2 / NORM INSUL. | 33WCON2/N | 1995-06-15 | 2015-11-19
33WCON2/S | Active | OH | 17000. DISTRIBUTION OH CONSTRUCTION MATERIALS | 33KV W'BONE CONSTRUCTION 2 / SYNTH INSUL | 33WCON2/S | 1995-06-15 | 2015-11-19
33WN | Active | OH | 17000. DISTRIBUTION OH CONSTRUCTION MATERIALS | 33KV WISHBONE CONSTRUCTION (NORMAL) | 33WN | 1989-07-19 | 2015-11-19
36REC800A | Active | OH | 17000. DISTRIBUTION OH CONSTRUCTION MATERIALS | 36KV ACR NULEC TYPE N36 | 36REC800A | 2007-08-01 | 2008-07-29
3B25 | Active | OH | 17000. DISTRIBUTION OH CONSTRUCTION MATERIALS | AL/XLPE SERVICE CABLE 3 CORE 25 SQ MM | 3B25 | 1994-12-15 | 2015-11-19
400TBKT/C | Active | OH | 17000. DISTRIBUTION OH CONSTRUCTION MATERIALS | Floor Mted T Bracket asbly 400mm CHEMSET | 400TBKT/C | 2017-02-06 | 2017-02-06
400TBKT/D | Active | OH | 17000. DISTRIBUTION OH CONSTRUCTION MATERIALS | Floor Mted T Bracket asbly 400mmDYNABOLT | 400TBKT/D | 2017-02-06 | 2017-02-06
400TBKT/T | Active | OH | 17000. DISTRIBUTION OH CONSTRUCTION MATERIALS | Floor Mted T Bracket asbly 400mm TRUBOLT | 400TBKT/T | 2017-02-06 | 2017-02-06
4B25 | Active | OH | 17000. DISTRIBUTION OH CONSTRUCTION MATERIALS | AL/XLPE SERVICE CABLE 4 CORE 25 SQ MM | 4B25 | 1995-10-20 | 2015-11-19
4B35 | Active | OH | 17000. DISTRIBUTION OH CONSTRUCTION MATERIALS | AL/XLPE SERVICE CABLE 4 CORE 35 SQ MM | 4B35 | 1994-12-15 | 2015-11-19
4B95 | Active | OH | 17000. DISTRIBUTION OH CONSTRUCTION MATERIALS | 4 X 95 SQ MM LVABC/M | 4B95 | 2002-11-26 | 2023-03-01
4B95TWIN | Active | OH | 17000. DISTRIBUTION OH CONSTRUCTION MATERIALS | TWIN 4 X 95 SQ MM LVABC/M | 4B95TWIN | 2003-02-21 | 2023-03-01
712CUA | Active | OH | 17000. DISTRIBUTION OH CONSTRUCTION MATERIALS | 7/.104(7/12) COPPER ACCESSORIES | 712CUA | 1992-11-18 | 1992-11-18
714CUA | Active | OH | 17000. DISTRIBUTION OH CONSTRUCTION MATERIALS | 7/.080(7/14) COPPER ACCESSORIES | 714CUA | 1992-11-18 | 1992-11-18
716CUA | Active | OH | 17000. DISTRIBUTION OH CONSTRUCTION MATERIALS | 7/.064(7/16) COPPER ACCESSORIES | 716CUA | 1995-08-11 | 1995-08-11
ABC | Active | OH | 17000. DISTRIBUTION OH CONSTRUCTION MATERIALS | CONDUCTOR MODEL PER 10M "95 SQMM" ABC | ABC | 1988-09-24 | 1988-09-24
ABC11120 | Active | OH | 17000. DISTRIBUTION OH CONSTRUCTION MATERIALS | COND.MODEL FOR 11KV ABC 3X120 SQMM AL | ABC11120 | 2010-05-06 | 2010-05-06
ABC1135 | Active | OH | 17000. DISTRIBUTION OH CONSTRUCTION MATERIALS | CONDUCTOR MODEL FOR 11KV ABC 3X35SQMM AL | ABC1135 | 1988-09-24 | 1999-07-19
ABC1170 | Active | OH | 17000. DISTRIBUTION OH CONSTRUCTION MATERIALS | CONDUCTOR MODEL FOR 11KV ABC 3X70SQMM AL | ABC1170 | 2008-05-21 | 2011-08-25
ABCLV95 | Active | OH | 17000. DISTRIBUTION OH CONSTRUCTION MATERIALS | CONDUCTOR MODEL FOR ABC LV 4X95SQMM AL | ABCLV95 | 1991-02-20 | 1999-11-03
ABSE | Active | OH | 17000. DISTRIBUTION OH CONSTRUCTION MATERIALS | COM EARTH MATLS - 11KV ABS WP | ABSE | 1993-12-17 | 2011-09-14
ABSE1 | Active | OH | 17000. DISTRIBUTION OH CONSTRUCTION MATERIALS | SEP EARTH MATLS - 11KV ABS TYPE 1 WP | ABSE1 | 1996-07-31 | 2011-09-30
ABSE2 | Active | OH | 17000. DISTRIBUTION OH CONSTRUCTION MATERIALS | COM EARTH MATLS - 11KV ABS TYPE 2 WP | ABSE2 | 1993-12-17 | 2011-09-30
ABSE3 | Active | OH | 17000. DISTRIBUTION OH CONSTRUCTION MATERIALS | COMM EARTH - 11KV ABS & CABLE GUARD WP | ABSE3 | 1996-04-22 | 2011-09-14
ABSE5 | Active | OH | 17000. DISTRIBUTION OH CONSTRUCTION MATERIALS | SEP EARTH MATLS -11KV ABS + HV CABLE WP | ABSE5 | 1998-11-25 | 2017-02-10
ABSES | Active | OH | 17000. DISTRIBUTION OH CONSTRUCTION MATERIALS | SEP EARTH MATLS - 11KV ABS | ABSES | 1989-11-07 | 2011-09-14
AC08 | Active | OH | 17000. DISTRIBUTION OH CONSTRUCTION MATERIALS | AC08 LV Cond Recovery only - NAMP CA08 | AC08 | 2011-07-07 | 2025-02-21
AC13 | Active | OH | 17000. DISTRIBUTION OH CONSTRUCTION MATERIALS | AC13 HV Cond Recovery only - NAMP CA13 | AC13 | 2011-07-07 | 2025-02-21
AC20 | Active | OH | 17000. DISTRIBUTION OH CONSTRUCTION MATERIALS | AC20 Install Tfmr For Cond Recovery CA20 | AC20 | 2011-07-07 | 2025-02-21
AD/BC12 | Active | OH | 17000. DISTRIBUTION OH CONSTRUCTION MATERIALS | 12.6MM ADSS INTERMEDIATE TO CONC POLE | AD/BC12 | 2009-04-30 | 2015-11-19
AD/BC13 | Active | OH | 17000. DISTRIBUTION OH CONSTRUCTION MATERIALS | 13.5MM ADSS INTERMEDIATE TO CONC POLE | AD/BC13 | 2009-04-30 | 2015-11-19
AD/BW12 | Active | OH | 17000. DISTRIBUTION OH CONSTRUCTION MATERIALS | 12.6MM ADSS INTERMEDIATE TO WOOD POLE | AD/BW12 | 2009-04-30 | 2015-11-19
AD/BW13 | Active | OH | 17000. DISTRIBUTION OH CONSTRUCTION MATERIALS | 13.5MM ADSS INTERMEDIATE TO WOOD POLE | AD/BW13 | 2009-04-30 | 2015-11-19
AD/BX12 | Active | OH | 17000. DISTRIBUTION OH CONSTRUCTION MATERIALS | 12.6MM ADSS INTERMEDIATE TO XARM | AD/BX12 | 2009-04-30 | 2015-11-19
AD/BX13 | Active | OH | 17000. DISTRIBUTION OH CONSTRUCTION MATERIALS | 13.5MM ADSS INTERMEDIATE TO XARM | AD/BX13 | 2009-04-30 | 2015-11-19
AD/HAC12 | Active | OH | 17000. DISTRIBUTION OH CONSTRUCTION MATERIALS | 12.6MM ADSS HEAVY ANGLE CONS CP | AD/HAC12 | 2009-05-01 | 2015-11-19
AD/HAC13 | Active | OH | 17000. DISTRIBUTION OH CONSTRUCTION MATERIALS | 13.5MM ADSS HEAVY ANGLE CONS CP | AD/HAC13 | 2009-05-01 | 2015-11-19
AD/HAW12 | Active | OH | 17000. DISTRIBUTION OH CONSTRUCTION MATERIALS | 12.6MM ADSS HEAVY ANGLE CONS WP | AD/HAW12 | 2009-05-01 | 2015-11-19
AD/HAW13 | Active | OH | 17000. DISTRIBUTION OH CONSTRUCTION MATERIALS | 13.5MM ADSS HEAVY ANGLE CONS WP | AD/HAW13 | 2009-05-01 | 2015-11-19
AD/OHJ12 | Active | OH | 17000. DISTRIBUTION OH CONSTRUCTION MATERIALS | 12.6MM ADSS JOINT WOOD POLE | AD/OHJ12 | 2023-01-16 | 2023-01-16
AD/OHJ13 | Active | OH | 17000. DISTRIBUTION OH CONSTRUCTION MATERIALS | 13.5MM ADSS JOINT WOOD POLE | AD/OHJ13 | 2023-01-16 | 2023-01-16
AD/SRW12 | Active | OH | 17000. DISTRIBUTION OH CONSTRUCTION MATERIALS | 12.6MM ADSS SHACKLE RISER CONST WP | AD/SRW12 | 2009-04-30 | 2015-11-19
AD/SRW13 | Active | OH | 17000. DISTRIBUTION OH CONSTRUCTION MATERIALS | 13.5MM ADSS SHACKLE RISER CONST WP | AD/SRW13 | 2009-05-01 | 2015-11-19
AD/SW12 | Active | OH | 17000. DISTRIBUTION OH CONSTRUCTION MATERIALS | 12.6MM ADSS SHACKLE CONSTRUCTION | AD/SW12 | 2009-04-30 | 2015-11-19
AD/SW13 | Active | OH | 17000. DISTRIBUTION OH CONSTRUCTION MATERIALS | 13.5MM ADSS SHACKLE CONSTRUCTION | AD/SW13 | 2009-04-30 | 2015-11-19
AD/TC12 | Active | OH | 17000. DISTRIBUTION OH CONSTRUCTION MATERIALS | 12.6MM ADSS TERMINATION CONC POLE | AD/TC12 | 2009-05-01 | 2015-11-19
AD/TC13 | Active | OH | 17000. DISTRIBUTION OH CONSTRUCTION MATERIALS | 13.5MM ADSS TERMINATION CONC POLE | AD/TC13 | 2009-05-01 | 2015-11-19
AD/TRW12 | Active | OH | 17000. DISTRIBUTION OH CONSTRUCTION MATERIALS | 12.6MM ADSS RISER TERMINATION WP | AD/TRW12 | 2009-05-01 | 2015-11-19
AD/TRW13 | Active | OH | 17000. DISTRIBUTION OH CONSTRUCTION MATERIALS | 13.5MM ADSS RISER TERMINATION WP | AD/TRW13 | 2009-05-01 | 2015-11-19
AD/TW12 | Active | OH | 17000. DISTRIBUTION OH CONSTRUCTION MATERIALS | 12.6MM ADSS TERMINATION WOOD POLE | AD/TW12 | 2009-05-01 | 2015-11-19
AD/TW13 | Active | OH | 17000. DISTRIBUTION OH CONSTRUCTION MATERIALS | 13.5MM ADSS TERMINATION WOOD POLE | AD/TW13 | 2009-05-01 | 2015-11-19
AD/UGTC | Active | OH | 17000. DISTRIBUTION OH CONSTRUCTION MATERIALS | ADSS UG TERM CP | AD/UGTC | 2009-05-01 | 2022-11-04
AD/UGTW | Active | OH | 17000. DISTRIBUTION OH CONSTRUCTION MATERIALS | ADSS UG TERM WP | AD/UGTW | 2009-05-01 | 2022-11-04
AD12OM4 | Active | OH | 17000. DISTRIBUTION OH CONSTRUCTION MATERIALS | OPTIC UG CABLE 12 FIBRES (OM4) / MR | AD12OM4 | 2017-06-02 | 2017-06-02
AD24 | Active | OH | 17000. DISTRIBUTION OH CONSTRUCTION MATERIALS | ADSS 24 SNGL MODE 12.8 MM OD / METRE | AD24 | 2009-05-27 | 2019-12-17
AD48 | Active | OH | 17000. DISTRIBUTION OH CONSTRUCTION MATERIALS | ADSS 48 CORE SNGL MODE 13.5MM OD / METRE | AD48 | 2009-05-27 | 2012-06-15
AD72 | Active | OH | 17000. DISTRIBUTION OH CONSTRUCTION MATERIALS | ADSS 72 CORE FIBRE OPTIC 12.6MM OD / MR | AD72 | 2010-02-25 | 2012-06-15
AD72L | Active | OH | 17000. DISTRIBUTION OH CONSTRUCTION MATERIALS | ADSS 72 CORE FIBRE OPTIC 12.6MM LONG | AD72L | 2024-05-03 | 2024-05-03
AD8 | Active | OH | 17000. DISTRIBUTION OH CONSTRUCTION MATERIALS | ADSS 8 CORE FIBRE OPTIC 12.8MM OD / MR | AD8 | 2011-04-01 | 2024-04-19
AD8OM4 | Active | OH | 17000. DISTRIBUTION OH CONSTRUCTION MATERIALS | ADSS 8 CORE FIBRE OPTIC 12.8MM OD / MR | AD8OM4 | 2017-05-15 | 2017-05-15
ADDCON | Active | OH | 17000. DISTRIBUTION OH CONSTRUCTION MATERIALS | ADDITIONAL CONSTRUCTION LABOUR /MHR | ADDCON | 1999-12-09 | 1999-12-09
ADDCONOT1.5 | Active | OH | 17000. DISTRIBUTION OH CONSTRUCTION MATERIALS | ADDIT CONSTRUCTION LABOUR /MHR (O/T 1.5 | ADDCONOT1.5 | 1999-12-09 | 1999-12-09
ADDOH | Active | OH | 17000. DISTRIBUTION OH CONSTRUCTION MATERIALS | ADDITIONAL LABOUR & TRANSPORT (OVERHEAD) | ADDOH | 1988-09-24 | 1988-09-24
ADE | Active | OH | 17000. DISTRIBUTION OH CONSTRUCTION MATERIALS | ADDITIONAL EARTH | ADE | 1998-11-25 | 2017-02-10
AFLCOW | Active | OH | 17000. DISTRIBUTION OH CONSTRUCTION MATERIALS | ALFC FILTER OVERHEAD WOOD POLE | AFLCOW | 2013-09-30 | 2013-12-09
APPLE | Active | OH | 17000. DISTRIBUTION OH CONSTRUCTION MATERIALS | APPLE 6/1/3.00 ACSR/GZ / METRE | APPLE | 1991-02-20 | 2019-12-17
APS | Active | OH | 17000. DISTRIBUTION OH CONSTRUCTION MATERIALS | COND EXTRAS APPLE TERM SLACK 1PH | APS | 2008-08-20 | 2008-08-20
APSAS | Active | OH | 17000. DISTRIBUTION OH CONSTRUCTION MATERIALS | COND EXTRAS APPLE SUSP ANGLE SLACK 1PH | APSAS | 2002-11-26 | 2002-11-26
APSS | Active | OH | 17000. DISTRIBUTION OH CONSTRUCTION MATERIALS | COND EXTRAS APPLE SUSPENSION SLACK 1PH | APSS | 2002-11-26 | 2002-11-26
APT | Active | OH | 17000. DISTRIBUTION OH CONSTRUCTION MATERIALS | COND EXTRAS APPLE TERM TIGHT 1PH | APT | 2008-08-20 | 2008-08-20
ASA25 | Active | OH | 17000. DISTRIBUTION OH CONSTRUCTION MATERIALS | ANCHOR STAY ATTACHMENT | ASA25 | 1999-06-23 | 1999-06-23
ASA37 | Active | OH | 17000. DISTRIBUTION OH CONSTRUCTION MATERIALS | ANCHOR STAY ATTACHMENT | ASA37 | 1999-06-23 | 1999-06-23
ASA56 | Active | OH | 17000. DISTRIBUTION OH CONSTRUCTION MATERIALS | ANCHOR STAY ATTACHMENT | ASA56 | 1999-06-23 | 1999-06-23
ASAE25 | Active | OH | 17000. DISTRIBUTION OH CONSTRUCTION MATERIALS | ANCHOR (EYENUT) STAY ATTACHMENT | ASAE25 | 1999-06-23 | 1999-06-23
ASAE37 | Active | OH | 17000. DISTRIBUTION OH CONSTRUCTION MATERIALS | ANCHOR (EYENUT) STAY ATTACHMENT | ASAE37 | 1999-06-23 | 1999-06-23
ASAE56 | Active | OH | 17000. DISTRIBUTION OH CONSTRUCTION MATERIALS | ANCHOR (EYENUT) STAY ATTACHMENT | ASAE56 | 1999-06-23 | 1999-06-23
BABC95 | Active | OH | 17000. DISTRIBUTION OH CONSTRUCTION MATERIALS | BRIDGE 95SQMM ABC - AAC MAINS (3PH) | BABC95 | 1991-09-02 | 2004-02-27
BANANA | Active | OH | 17000. DISTRIBUTION OH CONSTRUCTION MATERIALS | BANANA 6/1/3.75 ACSR/GZ / METRE | BANANA | 1991-02-20 | 2019-12-17
BAS | Active | OH | 17000. DISTRIBUTION OH CONSTRUCTION MATERIALS | COND EXTRAS BANANA TERM SLACK 1PH | BAS | 2008-08-20 | 2008-08-20
BAT | Active | OH | 17000. DISTRIBUTION OH CONSTRUCTION MATERIALS | COND EXTRAS BANANA TERMINATION 1PH | BAT | 1999-06-23 | 2008-08-20
BC07052 | Active | OH | 17000. DISTRIBUTION OH CONSTRUCTION MATERIALS | Recover Scrap O/H 7/2.75 (7/.104, 7/12) | BC07052 | 2011-02-01 | 2011-03-21
BC07053 | Active | OH | 17000. DISTRIBUTION OH CONSTRUCTION MATERIALS | Recover Scrap O/H19/2.14(19/.083, 19/14) | BC07053 | 2011-02-01 | 2011-03-21
BC07054 | Active | OH | 17000. DISTRIBUTION OH CONSTRUCTION MATERIALS | Recover Scrap O/H 19/2.75(19/.101,19/12) | BC07054 | 2011-02-01 | 2015-02-26
BC07232 | Active | OH | 17000. DISTRIBUTION OH CONSTRUCTION MATERIALS | Recover Scrap O/H 7/1.70 (7/.064, 7/16) | BC07232 | 2011-01-28 | 2012-11-28
BC12188 | Active | OH | 17000. DISTRIBUTION OH CONSTRUCTION MATERIALS | Recover Scrap O/H 7/2.03 (7/.080, 7/14) | BC12188 | 2011-02-01 | 2011-03-21
BGS25/L | Active | OH | 17000. DISTRIBUTION OH CONSTRUCTION MATERIALS | GROUND STAY-REFER OHMM PAGE 8.42 | BGS25/L | 1993-08-09 | 1993-08-09
BGS25/SA | Active | OH | 17000. DISTRIBUTION OH CONSTRUCTION MATERIALS | GROUND STAY-REFER OHMM PAGE 8.42 | BGS25/SA | 1999-06-24 | 1999-06-24
BGS37/L | Active | OH | 17000. DISTRIBUTION OH CONSTRUCTION MATERIALS | GROUND STAY-REFER OHMM PAGE 8.42 | BGS37/L | 1999-06-24 | 1999-06-24
BGS37/SA | Active | OH | 17000. DISTRIBUTION OH CONSTRUCTION MATERIALS | GROUND STAY-REFER OHMM PAGE 8.42 | BGS37/SA | 1993-08-13 | 1993-08-13
BONDCT | Active | OH | 17000. DISTRIBUTION OH CONSTRUCTION MATERIALS | BOND CT $2000 / UNIT | BONDCT | 2015-10-27 | 2024-06-05
BONDURD | Active | OH | 17000. DISTRIBUTION OH CONSTRUCTION MATERIALS | BOND URD $2500/UNIT | BONDURD | 2015-10-27 | 2024-06-05
BORING | Active | OH | 17000. DISTRIBUTION OH CONSTRUCTION MATERIALS | EXTRA MHRS & TPT FOR POLE BORING/LIFTING | BORING | 1988-09-24 | 1988-09-24
BPS25/PH | Active | OH | 17000. DISTRIBUTION OH CONSTRUCTION MATERIALS | GROUND STAY-REFER OHMM PAGE 8.42 | BPS25/PH | 1993-08-13 | 1993-08-13
BPS37/PH | Active | OH | 17000. DISTRIBUTION OH CONSTRUCTION MATERIALS | GROUND STAY-REFER OHMM PAGE 8.42 | BPS37/PH | 1993-08-13 | 1993-08-13
BR50 | Active | OH | 17000. DISTRIBUTION OH CONSTRUCTION MATERIALS | NORMAL BRIDGE-19/1.78CU | BR50 | 1989-06-28 | 1989-06-28
BR50/4 | Active | OH | 17000. DISTRIBUTION OH CONSTRUCTION MATERIALS | 4PH BR50 - NORMAL BRIDGE-19/1.78CU | BR50/4 | 2000-12-05 | 2011-05-18
BR95 | Active | OH | 17000. DISTRIBUTION OH CONSTRUCTION MATERIALS | NORMAL BRIDGE-37/1.78 CU | BR95 | 1998-12-31 | 1998-12-31
BR95/4 | Active | OH | 17000. DISTRIBUTION OH CONSTRUCTION MATERIALS | 4PH BR95 - NORMAL BRIDGE-37/1.78 CU | BR95/4 | 2000-12-05 | 2007-03-14
BRC50 | Active | OH | 17000. DISTRIBUTION OH CONSTRUCTION MATERIALS | CU MAIN NORMAL BRIDGE-19/1.78CU | BRC50 | 1992-03-11 | 1992-03-11
BRC50/4 | Active | OH | 17000. DISTRIBUTION OH CONSTRUCTION MATERIALS | 4PH BRC50 - CU MAIN NORMAL BR-19/1.78CU | BRC50/4 | 2000-12-05 | 2011-05-17
BRC95 | Active | OH | 17000. DISTRIBUTION OH CONSTRUCTION MATERIALS | CU MAIN NORMAL BRIDGE-37/1.78CU | BRC95 | 1989-06-28 | 1989-06-28
BRC95/4 | Active | OH | 17000. DISTRIBUTION OH CONSTRUCTION MATERIALS | 4PH BRC95- CU MAIN NORMAL BR-37/1.78CU | BRC95/4 | 2000-12-05 | 2010-05-25
BRIDGING | Active | OH | 17000. DISTRIBUTION OH CONSTRUCTION MATERIALS | BRIDGING CONFIGURATION(S) | BRIDGING | 1991-11-15 | 1991-11-15
BSA25 | Active | OH | 17000. DISTRIBUTION OH CONSTRUCTION MATERIALS | BOLLARD EBOLT-POLE ATTACHMENT 25KN | BSA25 | 2021-04-30 | 2022-03-31
BSA37 | Active | OH | 17000. DISTRIBUTION OH CONSTRUCTION MATERIALS | BOLLARD EBOLT-POLE ATTACHMENT 37KN | BSA37 | 2021-04-30 | 2022-03-31
BSA56 | Active | OH | 17000. DISTRIBUTION OH CONSTRUCTION MATERIALS | BOLLARD EBOLT-POLE ATTACHMENT 56KN | BSA56 | 2021-04-30 | 2022-03-31
C25WBSTEMPC | Active | OH | 17000. DISTRIBUTION OH CONSTRUCTION MATERIALS | C25 WBS TEMPLATE - CONSTRUCT (SP) | C25WBSTEMPC | 2009-11-30 | 2011-08-25
CA70 | Active | OH | 17000. DISTRIBUTION OH CONSTRUCTION MATERIALS | AER-CA70-Replace LV BESS Unit - Demand | CA70 | 2025-11-28 | 2025-12-05
CCF | Active | OH | 17000. DISTRIBUTION OH CONSTRUCTION MATERIALS | CCF-CONCRETE COLLAR FOUNDATION | CCF | 1996-06-14 | 2003-07-10
CCT | Active | OH | 17000. DISTRIBUTION OH CONSTRUCTION MATERIALS | COND EXTRAS CCT TERM SLACK 1PH | CCT | 2008-08-20 | 2008-08-20
CCTEA | Active | OH | 17000. DISTRIBUTION OH CONSTRUCTION MATERIALS | LIGHTNING OVERVOLTAGE KIT - EARTHING | CCTEA | 2001-02-16 | 2011-09-30
CCTPETD | Active | OH | 17000. DISTRIBUTION OH CONSTRUCTION MATERIALS | CCT POLE EARTH FOR TRIDENT | CCTPETD | 2009-06-16 | 2011-09-30
CCTPEVD | Active | OH | 17000. DISTRIBUTION OH CONSTRUCTION MATERIALS | CCT POLE EARTH FOR VERT DELTA | CCTPEVD | 2009-06-16 | 2011-09-30
CCTPEVO | Active | OH | 17000. DISTRIBUTION OH CONSTRUCTION MATERIALS | CCT POLE EARTH FOR VERT OFFSET | CCTPEVO | 2009-06-16 | 2011-09-30
CCTWC | Active | OH | 17000. DISTRIBUTION OH CONSTRUCTION MATERIALS | CCT WEDGE CLAMP TERMINATION ASSY (1PH) | CCTWC | 2009-12-01 | 2009-12-01
CE/11A | Active | OH | 17000. DISTRIBUTION OH CONSTRUCTION MATERIALS | 11kV Straight/Angle Const - Corrs Enviro | CE/11A | 2024-08-08 | 2025-11-07
CE/11A/N | Active | OH | 17000. DISTRIBUTION OH CONSTRUCTION MATERIALS | 11kV Strght/Angle Const Norm Ins Cor Env | CE/11A/N | 2024-08-08 | 2025-11-07
CE/11SC2 | Active | OH | 17000. DISTRIBUTION OH CONSTRUCTION MATERIALS | 11kV Shackle C/Xarm 13kN No Ins Cors Env | CE/11SC2 | 2024-08-08 | 2025-11-07
CE/11SUAC | Active | OH | 17000. DISTRIBUTION OH CONSTRUCTION MATERIALS | 11kV Susp Angle Const Corrosive Enviro | CE/11SUAC | 2024-08-08 | 2025-11-07
CE/11SUC | Active | OH | 17000. DISTRIBUTION OH CONSTRUCTION MATERIALS | 11kV Susp Const Comp Xarm Corrs Enviro | CE/11SUC | 2024-08-08 | 2025-11-07
CE/11TC | Active | OH | 17000. DISTRIBUTION OH CONSTRUCTION MATERIALS | 11kV Term C/Xarm 7Kn No Ins Corrs Enviro | CE/11TC | 2024-08-08 | 2025-11-07
CE/11TC2 | Active | OH | 17000. DISTRIBUTION OH CONSTRUCTION MATERIALS | 11kV Term C/Xarm 13kN No Ins Corrs Envro | CE/11TC2 | 2024-08-08 | 2025-11-07
CE/11TD | Active | OH | 17000. DISTRIBUTION OH CONSTRUCTION MATERIALS | 11kV Trident Strt Line Const Corrs Envro | CE/11TD | 2024-08-08 | 2025-11-07
CE/11TSC2 | Active | OH | 17000. DISTRIBUTION OH CONSTRUCTION MATERIALS | 11kV T/Shkle C/Xarm 13kN No Ins Corr Env | CE/11TSC2 | 2024-08-08 | 2025-11-07
CE/11TTC2 | Active | OH | 17000. DISTRIBUTION OH CONSTRUCTION MATERIALS | 11kV T/Term C/Xarm 13kN No Ins Corrs Env | CE/11TTC2 | 2024-08-08 | 2025-11-07
CE/33PC | Active | OH | 17000. DISTRIBUTION OH CONSTRUCTION MATERIALS | 33kV Pin Const Corrosive Environment | CE/33PC | 2024-08-08 | 2025-11-07
CE/33POC | Active | OH | 17000. DISTRIBUTION OH CONSTRUCTION MATERIALS | 33kV Pin Offset Const Corrosive Enviro | CE/33POC | 2024-08-08 | 2025-11-07
CE/33S | Active | OH | 17000. DISTRIBUTION OH CONSTRUCTION MATERIALS | 33kV 8kN Shackle Const Steel Corrs Envro | CE/33S | 2024-08-08 | 2025-11-07
CE/33S2 | Active | OH | 17000. DISTRIBUTION OH CONSTRUCTION MATERIALS | 33kV 13kN Shackle Steel Const Corrs Env | CE/33S2 | 2024-08-08 | 2025-11-07
CE/33SUAC | Active | OH | 17000. DISTRIBUTION OH CONSTRUCTION MATERIALS | 33Kv Susp Angle Const Corrosive Enviro | CE/33SUAC | 2024-08-08 | 2025-11-07
CE/33SUC | Active | OH | 17000. DISTRIBUTION OH CONSTRUCTION MATERIALS | 33kV Susp Const Corrosive Environment | CE/33SUC | 2024-08-08 | 2025-11-07
CE/33T | Active | OH | 17000. DISTRIBUTION OH CONSTRUCTION MATERIALS | 33kV 8kN Term Const Steel Corrs Enviro | CE/33T | 2024-08-08 | 2025-11-07
CE/33T2 | Active | OH | 17000. DISTRIBUTION OH CONSTRUCTION MATERIALS | 33kV 13kN Term Steel Corrosive Enviro | CE/33T2 | 2024-08-08 | 2025-11-07
CE/33TA | Active | OH | 17000. DISTRIBUTION OH CONSTRUCTION MATERIALS | 33Kv Tri Angle Const Corrosive Enviro | CE/33TA | 2024-08-08 | 2025-11-07
CE/33TD | Active | OH | 17000. DISTRIBUTION OH CONSTRUCTION MATERIALS | 33kV Trident Const Corrosive Environment | CE/33TD | 2024-08-08 | 2025-11-07
CE/33TPC | Active | OH | 17000. DISTRIBUTION OH CONSTRUCTION MATERIALS | 33Kv Triangle Pin Const Corrosive Enviro | CE/33TPC | 2024-08-08 | 2025-11-07
CE/33TS | Active | OH | 17000. DISTRIBUTION OH CONSTRUCTION MATERIALS | 33kV 13kN Tri Shackle Steel Corrs Enviro | CE/33TS | 2024-08-08 | 2025-11-07
CE/33TT | Active | OH | 17000. DISTRIBUTION OH CONSTRUCTION MATERIALS | 33kV 13kN Tri Term Steel Const Corrs Env | CE/33TT | 2024-08-08 | 2025-11-07
CE/EB20I | Active | OH | 17000. DISTRIBUTION OH CONSTRUCTION MATERIALS | Eye Bolt Galv M20x450mm Corrosive Enviro | CE/EB20I | 2024-08-08 | 2025-11-07
CE/EB20J | Active | OH | 17000. DISTRIBUTION OH CONSTRUCTION MATERIALS | Eye Bolt Galv M20x500mm Corrosive Enviro | CE/EB20J | 2024-08-08 | 2025-11-07
CE/LVA | Active | OH | 17000. DISTRIBUTION OH CONSTRUCTION MATERIALS | LV Angle Const Corrosive Environment | CE/LVA | 2024-08-08 | 2025-11-07
CE/LVP | Active | OH | 17000. DISTRIBUTION OH CONSTRUCTION MATERIALS | LV Pin Const Corrosive Environment | CE/LVP | 2024-08-08 | 2025-11-07
CE/LVPTS | Active | OH | 17000. DISTRIBUTION OH CONSTRUCTION MATERIALS | LV PT Bkt Shackle Const Corrs Enviro | CE/LVPTS | 2024-08-08 | 2025-11-07
CE/LVPTT | Active | OH | 17000. DISTRIBUTION OH CONSTRUCTION MATERIALS | LV PT Bkt Termination Const Corrs Enviro | CE/LVPTT | 2024-08-08 | 2025-11-07
CE/LVS | Active | OH | 17000. DISTRIBUTION OH CONSTRUCTION MATERIALS | LV Shackle Const Corrosive Environment | CE/LVS | 2024-08-08 | 2025-11-07
CE/LVT | Active | OH | 17000. DISTRIBUTION OH CONSTRUCTION MATERIALS | LV Termination Const Corrosive Environ | CE/LVT | 2024-08-08 | 2025-11-07
CE/SET151-11 | Active | OH | 17000. DISTRIBUTION OH CONSTRUCTION MATERIALS | 11kV/33kV Comp X-Arm to Pole Corrs Envro | CE/SET151-11 | 2024-08-08 | 2025-11-07
CE/SET151-2 | Active | OH | 17000. DISTRIBUTION OH CONSTRUCTION MATERIALS | 11kV/33kV X-Arm 100x150mm Pole Corrs Env | CE/SET151-2 | 2024-08-08 | 2025-11-07
CE/SET151-21 | Active | OH | 17000. DISTRIBUTION OH CONSTRUCTION MATERIALS | 11kV Comp X-Arm 125mm Pole Corrs Envro | CE/SET151-21 | 2024-08-08 | 2025-11-07
CE/SET152-1 | Active | OH | 17000. DISTRIBUTION OH CONSTRUCTION MATERIALS | 11/33kV Brace 650mm Xarm 100mm Corrs Env | CE/SET152-1 | 2024-08-08 | 2025-11-07
CE/SET152-11 | Active | OH | 17000. DISTRIBUTION OH CONSTRUCTION MATERIALS | 11kV/33kV Brace 650mm C/XArm Corrs Envro | CE/SET152-11 | 2024-08-08 | 2025-11-07
CE/SET152-21 | Active | OH | 17000. DISTRIBUTION OH CONSTRUCTION MATERIALS | 11kV Brace 650mm C/Xarm 125mm Corrs Env | CE/SET152-21 | 2024-08-08 | 2025-11-07
CE/SET152-31 | Active | OH | 17000. DISTRIBUTION OH CONSTRUCTION MATERIALS | 33kV Brace 1000mm C/Xarm 125mm Corrs Env | CE/SET152-31 | 2024-08-08 | 2025-11-07
CE/SET153-1 | Active | OH | 17000. DISTRIBUTION OH CONSTRUCTION MATERIALS | 11/33kV Xarm 100mm A/Splt Blt Corrs Env | CE/SET153-1 | 2024-08-08 | 2025-11-07
CE/SET155-2 | Active | OH | 17000. DISTRIBUTION OH CONSTRUCTION MATERIALS | 11kV Post To Comp X-Arm Corrs Enviro | CE/SET155-2 | 2024-08-08 | 2025-11-07
CE/SET156-1 | Active | OH | 17000. DISTRIBUTION OH CONSTRUCTION MATERIALS | 11kV Term Comp Xarm 100mm Corrs Enviro | CE/SET156-1 | 2024-08-08 | 2025-11-07
CE/SET156-11 | Active | OH | 17000. DISTRIBUTION OH CONSTRUCTION MATERIALS | 11kV Term C/Xarm 125mm Corrosive Enviro | CE/SET156-11 | 2024-08-08 | 2025-11-07
CE/SET156-21 | Active | OH | 17000. DISTRIBUTION OH CONSTRUCTION MATERIALS | 11kV Shackle Comp Arm 125mm Corrs Enviro | CE/SET156-21 | 2024-08-08 | 2025-11-07
CE/SET156-31 | Active | OH | 17000. DISTRIBUTION OH CONSTRUCTION MATERIALS | 11kV/33kV Susp Comp X-Arm Corrs Enviro | CE/SET156-31 | 2024-08-08 | 2025-11-07
CE/SET156-4 | Active | OH | 17000. DISTRIBUTION OH CONSTRUCTION MATERIALS | 11kV/33kV Susp Angle Xarm Corrs Enviro | CE/SET156-4 | 2024-08-08 | 2025-11-07
CE/SET156-41 | Active | OH | 17000. DISTRIBUTION OH CONSTRUCTION MATERIALS | 11kV/33kV Susp Angle C/Xarm Corrs Enviro | CE/SET156-41 | 2024-08-08 | 2025-11-07
CE/SET157-1 | Active | OH | 17000. DISTRIBUTION OH CONSTRUCTION MATERIALS | 11Kv Term C/Xarm 100mm Pole Corrs Envro | CE/SET157-1 | 2024-08-08 | 2025-11-07
CE/SET157-11 | Active | OH | 17000. DISTRIBUTION OH CONSTRUCTION MATERIALS | 11kV Term C/Xarm 125mm Pole Corrs Envro | CE/SET157-11 | 2024-08-08 | 2025-11-07
CE/SET157-21 | Active | OH | 17000. DISTRIBUTION OH CONSTRUCTION MATERIALS | 11kV Shackle C/Xarm 125mm Pole Corrs Env | CE/SET157-21 | 2024-08-08 | 2025-11-07
CE/SET157-3 | Active | OH | 17000. DISTRIBUTION OH CONSTRUCTION MATERIALS | 11kV/33kV Term Direct Pole Corrs Enviro | CE/SET157-3 | 2024-08-08 | 2025-11-07
CE/SET157-4 | Active | OH | 17000. DISTRIBUTION OH CONSTRUCTION MATERIALS | 11kV/33kV Shackle Direct Pole Corrs Env | CE/SET157-4 | 2024-08-08 | 2025-11-07
CE/SET160-1 | Active | OH | 17000. DISTRIBUTION OH CONSTRUCTION MATERIALS | 11kV/33kV Susp Angle Bkt Xarm Corrs Env | CE/SET160-1 | 2024-08-08 | 2025-11-07
CE/SET160-11 | Active | OH | 17000. DISTRIBUTION OH CONSTRUCTION MATERIALS | 11/33kV Susp Ang/Bkt C/Xarm Corrs Enviro | CE/SET160-11 | 2024-08-08 | 2025-11-07
CE/SET160-2 | Active | OH | 17000. DISTRIBUTION OH CONSTRUCTION MATERIALS | 11kV/33kV Angle Bkt Pole Corrs Enviro | CE/SET160-2 | 2024-08-08 | 2025-11-07
CE/SET165-2 | Active | OH | 17000. DISTRIBUTION OH CONSTRUCTION MATERIALS | 11kV Trident Bracket To Pole Corrs Envro | CE/SET165-2 | 2024-08-08 | 2025-11-07
CE/SET165-2A | Active | OH | 17000. DISTRIBUTION OH CONSTRUCTION MATERIALS | 11kV Cct Trident Brckt Pole Corrs Enviro | CE/SET165-2A | 2024-08-08 | 2025-11-07
CE/SET166-3 | Active | OH | 17000. DISTRIBUTION OH CONSTRUCTION MATERIALS | Bow Shackle To Steel X-Arm Corrs Enviro | CE/SET166-3 | 2024-08-08 | 2025-11-07
CE/SET167-5 | Active | OH | 17000. DISTRIBUTION OH CONSTRUCTION MATERIALS | 11kV Post Insulator Xarm 125mm Corrs Env | CE/SET167-5 | 2024-08-08 | 2025-11-07
CE/SET168-3 | Active | OH | 17000. DISTRIBUTION OH CONSTRUCTION MATERIALS | 8kN Steel X-Arm To Pole Corrs Enviro | CE/SET168-3 | 2024-08-08 | 2025-11-07
CE/SET168-4 | Active | OH | 17000. DISTRIBUTION OH CONSTRUCTION MATERIALS | 13kN Steel Xarm To Pole Corrs Enviro | CE/SET168-4 | 2024-08-08 | 2025-11-07
CE/SET169-3 | Active | OH | 17000. DISTRIBUTION OH CONSTRUCTION MATERIALS | 33Kv Brdng L/Post Steel Xarm Corrs Envro | CE/SET169-3 | 2024-08-08 | 2025-11-07
CE/SET169-31 | Active | OH | 17000. DISTRIBUTION OH CONSTRUCTION MATERIALS | 33kV Brdg Ln/Post 125mm C/Xarm Corrs Env | CE/SET169-31 | 2024-08-08 | 2025-11-07
CE/SET51-1 | Active | OH | 17000. DISTRIBUTION OH CONSTRUCTION MATERIALS | LV Single X-Arm 100mm Pole Corrs Environ | CE/SET51-1 | 2024-08-08 | 2025-11-07
CE/SET51-4 | Active | OH | 17000. DISTRIBUTION OH CONSTRUCTION MATERIALS | LV Single X-Arm PT Bkt/Pole Corrs Envro | CE/SET51-4 | 2024-08-08 | 2025-11-07
CE/SET53-1 | Active | OH | 17000. DISTRIBUTION OH CONSTRUCTION MATERIALS | LV Brace To X-Arm 100mm Pole Corrs Envro | CE/SET53-1 | 2024-08-08 | 2025-11-07
CE/SET53-4 | Active | OH | 17000. DISTRIBUTION OH CONSTRUCTION MATERIALS | LV Twin Brace X-Arm 150mm Pole Corrs Env | CE/SET53-4 | 2024-08-08 | 2025-11-07
CE/SET54-1 | Active | OH | 17000. DISTRIBUTION OH CONSTRUCTION MATERIALS | L V PIin to X-Arm Corrosive Environment | CE/SET54-1 | 2024-08-08 | 2025-11-07
CE/SET54-2 | Active | OH | 17000. DISTRIBUTION OH CONSTRUCTION MATERIALS | LV Reel To X-Arm Corrosive Environment | CE/SET54-2 | 2024-08-08 | 2025-11-07
CE/SET56-1 | Active | OH | 17000. DISTRIBUTION OH CONSTRUCTION MATERIALS | LV Term Reel To Single X-Arm Corrs Envro | CE/SET56-1 | 2024-08-08 | 2025-11-07
CE/SET56-2 | Active | OH | 17000. DISTRIBUTION OH CONSTRUCTION MATERIALS | LV Shackle Reel Single X-Arm Corrs Envro | CE/SET56-2 | 2024-08-08 | 2025-11-07
CGE33 | Active | OH | 17000. DISTRIBUTION OH CONSTRUCTION MATERIALS | CABLE GUARD 33kV SEPARATE EARTH | CGE33 | 2012-12-31 | 2012-12-31
CGEC | Active | OH | 17000. DISTRIBUTION OH CONSTRUCTION MATERIALS | CABLE GUARD EARTH (COMMON) | CGEC | 1996-04-22 | 2011-09-14
CGECROD | Active | OH | 17000. DISTRIBUTION OH CONSTRUCTION MATERIALS | CABLE GUARD EARTH COMMON ANTI-THEFT ROD | CGECROD | 2019-07-03 | 2019-10-22
CGES | Active | OH | 17000. DISTRIBUTION OH CONSTRUCTION MATERIALS | CABLE GUARD EARTH (SEPARATE) | CGES | 1998-11-25 | 2012-10-23
CHERRY | Active | OH | 17000. DISTRIBUTION OH CONSTRUCTION MATERIALS | CHERRY 6/4.75+7/1.60 ACSR/GZ / METRE | CHERRY | 1996-08-13 | 2019-12-17
CHS | Active | OH | 17000. DISTRIBUTION OH CONSTRUCTION MATERIALS | COND EXTRAS CHERRY TERM SLACK 1PH | CHS | 2008-08-20 | 2008-08-20
CHSAS | Active | OH | 17000. DISTRIBUTION OH CONSTRUCTION MATERIALS | COND EXTRAS CHERRY SUSP ANGLE SLACK 1PH | CHSAS | 2002-11-26 | 2002-11-26
CHSS | Active | OH | 17000. DISTRIBUTION OH CONSTRUCTION MATERIALS | COND EXTRAS CHERRY SUSPENSION SLACK 1PH | CHSS | 2002-11-26 | 2002-11-26
CHT | Active | OH | 17000. DISTRIBUTION OH CONSTRUCTION MATERIALS | COND EXTRAS CHERRY TERMINATION TIGHT 1PH | CHT | 2008-08-20 | 2008-08-20
CON1 | Active | OH | 17000. DISTRIBUTION OH CONSTRUCTION MATERIALS | 33KV WISHBONE (SEAQ) CON1 | CON1 | 2007-04-27 | 2007-04-27
CON2 | Active | OH | 17000. DISTRIBUTION OH CONSTRUCTION MATERIALS | 33KV WISHBONE (SEAQ) CON2 | CON2 | 2007-04-27 | 2007-04-27
CONC15MPA | Active | OH | 17000. DISTRIBUTION OH CONSTRUCTION MATERIALS | 15MPA CONCRETE PER CUBIC METRE DELIVERED | CONC15MPA | 1989-09-06 | 2025-07-03
CONNECT1 | Active | OH | 17000. DISTRIBUTION OH CONSTRUCTION MATERIALS | CONNECTOR, PG, AL-AL 16-70 SQMM, 2 BOLT | CONNECT1 | 1993-08-04 | 2012-04-16
CONNECT2 | Active | OH | 17000. DISTRIBUTION OH CONSTRUCTION MATERIALS | CONNECTOR, PG, AL-AL 16-120 SQMM, 2 BOLT | CONNECT2 | 1993-08-04 | 2012-04-16
CSBAC | Active | OH | 17000. DISTRIBUTION OH CONSTRUCTION MATERIALS | Crossarm Support Bridging Arm | CSBAC | 2016-04-18 | 2016-04-18
CU1900T | Active | OH | 17000. DISTRIBUTION OH CONSTRUCTION MATERIALS | CONDUCTOR MODEL FOR 19/.00 TERM 1PH TIGH | CU1900T | 2008-08-20 | 2008-08-20
CU19083S | Active | OH | 17000. DISTRIBUTION OH CONSTRUCTION MATERIALS | COND EXTRAS 19/.083CU TERM SLACK 1PH | CU19083S | 2008-08-27 | 2008-08-27
CU19083T | Active | OH | 17000. DISTRIBUTION OH CONSTRUCTION MATERIALS | COND EXTRAS 19/.083CU TERM TIGHT 1PH | CU19083T | 2008-08-27 | 2008-08-27
CU19101S | Active | OH | 17000. DISTRIBUTION OH CONSTRUCTION MATERIALS | COND EXTRAS 19/.101CU TERM SLACK 1PH | CU19101S | 2008-08-27 | 2008-08-27
CU19101T | Active | OH | 17000. DISTRIBUTION OH CONSTRUCTION MATERIALS | COND EXTRAS 19/.101CU TERM SLACK 1PH | CU19101T | 2008-08-27 | 2008-08-27
CU19200S | Active | OH | 17000. DISTRIBUTION OH CONSTRUCTION MATERIALS | CONDUCTOR MODEL FOR 19/.00 TERM 1PH SLAC | CU19200S | 2008-08-20 | 2008-08-20
CU19214 | Active | OH | 17000. DISTRIBUTION OH CONSTRUCTION MATERIALS | CONDUCTOR MODEL FOR 19/2.14MM CU | CU19214 | 1991-04-18 | 1999-07-15
CU19275 | Active | OH | 17000. DISTRIBUTION OH CONSTRUCTION MATERIALS | CONDUCTOR MODEL FOR 19/2.75MM CU | CU19275 | 1988-09-24 | 1999-07-15
CU19275S | Active | OH | 17000. DISTRIBUTION OH CONSTRUCTION MATERIALS | CONDUCTOR MODEL FOR 19/2.75 TERM 1PH SLK | CU19275S | 2008-08-20 | 2008-08-20
CU19275T | Active | OH | 17000. DISTRIBUTION OH CONSTRUCTION MATERIALS | CONDUCTOR MODEL FOR 19/2.75 TRM 1PH TIGT | CU19275T | 2008-08-20 | 2008-08-20
CU7080S | Active | OH | 17000. DISTRIBUTION OH CONSTRUCTION MATERIALS | COND EXTRAS 7/.080CU TERM SLACK 1PH | CU7080S | 2008-08-20 | 2008-08-20
CU7080T | Active | OH | 17000. DISTRIBUTION OH CONSTRUCTION MATERIALS | COND EXTRAS 7/.080CU TERM TIGHT 1PH | CU7080T | 2008-08-20 | 2008-08-20
CU7104S | Active | OH | 17000. DISTRIBUTION OH CONSTRUCTION MATERIALS | COND EXTRAS 7/.104CU TERM SLACK 1PH | CU7104S | 2008-08-20 | 2008-08-20
CU7104T | Active | OH | 17000. DISTRIBUTION OH CONSTRUCTION MATERIALS | COND EXTRAS 7/.104CU TERM TIGHT 1PH | CU7104T | 2008-08-20 | 2008-08-20
CU7203 | Active | OH | 17000. DISTRIBUTION OH CONSTRUCTION MATERIALS | Aerial CU Wire HD 7/.080 (7/2.03mm) /M | CU7203 | 1988-09-24 | 2020-01-07
CU7275 | Active | OH | 17000. DISTRIBUTION OH CONSTRUCTION MATERIALS | Aerial CU Wire HD 7/.108 (7/2.75mm) /M | CU7275 | 1991-04-18 | 2020-01-07
CUASSYTEST | Active | OH | 17000. DISTRIBUTION OH CONSTRUCTION MATERIALS | Assembly CU for Testing | CUASSYTEST | 2025-03-27 | 2025-03-27
CUTT | Active | OH | 17000. DISTRIBUTION OH CONSTRUCTION MATERIALS | COPPER TOP TIE | CUTT | 1990-09-26 | 1990-09-26
D/PT21DOCWU3 | Active | OH | 17000. DISTRIBUTION OH CONSTRUCTION MATERIALS | D/Out P/Top 11/22kV 1xEDO Wd 2700x100 | DOUT/PT221DOCWU3 | 2021-11-09 | 2021-11-09
D/PT22DOCCC1 | Active | OH | 17000. DISTRIBUTION OH CONSTRUCTION MATERIALS | D/O P/T 11/22kV 2xEDO C/F 2574x100 Conc | DOUT/PT222DOCCC1 | 2021-11-09 | 2021-11-09
D/PT22DOCCF1 | Active | OH | 17000. DISTRIBUTION OH CONSTRUCTION MATERIALS | D/Out P/Top 11/22kV 2xEDO C/F 2574x100 | DOUT/PT222DOCCF1 | 2021-11-09 | 2021-11-09
D/PT22SOCCF1 | Active | OH | 17000. DISTRIBUTION OH CONSTRUCTION MATERIALS | D/Out P/Top 11/22kV 2xSDO C/F 2574x100 | DOUT/PT222SOCCF1 | 2021-11-09 | 2021-11-09
D/PT23DGCGE | Active | OH | 17000. DISTRIBUTION OH CONSTRUCTION MATERIALS | D/Out P/T 11/22kV 3xEDO Ganged to pole | DOUT/PT223DGCGE | 2021-11-09 | 2021-11-09
D/PT23DOCCC1 | Active | OH | 17000. DISTRIBUTION OH CONSTRUCTION MATERIALS | D/O P/T 11/22kV 3xEDO C/F 2574x100 Conc | DOUT/PT223DOCCC1 | 2021-11-09 | 2021-11-09
D/PT23DOCCF1 | Active | OH | 17000. DISTRIBUTION OH CONSTRUCTION MATERIALS | D/Out P/Top 11/22kV 3xEDO C/F 2574x100 | DOUT/PT223DOCCF1 | 2021-11-09 | 2021-11-09
D/PT23SOCCF1 | Active | OH | 17000. DISTRIBUTION OH CONSTRUCTION MATERIALS | D/Out P/Top 11/22kV 3xSDO C/F 2574x100 | DOUT/PT223SOCCF1 | 2021-11-09 | 2021-11-09
DI50 | Active | OH | 17000. DISTRIBUTION OH CONSTRUCTION MATERIALS | D/CONNECT BRIDGE-19/1.78CU(SINGLE X-ARM) | DI50 | 1989-06-28 | 1989-06-28
DI502 | Active | OH | 17000. DISTRIBUTION OH CONSTRUCTION MATERIALS | DISCONNECT BRIDGE-19/1.78CU (TWIN X-ARM) | DI502 | 1989-06-28 | 1989-06-28
DI95 | Active | OH | 17000. DISTRIBUTION OH CONSTRUCTION MATERIALS | D/CONNECT BRIDGE-37/1.78CU(SINGLE X-ARM) | DI95 | 1989-06-28 | 1989-06-28
DNRMAT0001 | Active | OH | 17000. DISTRIBUTION OH CONSTRUCTION MATERIALS | DNR MATERIAL $148.00 (VALUE ONLY) | DNRMAT0001 | 2011-08-03 | 2024-06-05
DOUT/22E1CWC | Active | OH | 17000. DISTRIBUTION OH CONSTRUCTION MATERIALS | 11/22kV EDO x 1 to XArm 100 | DOUT/22E1CWC | 2021-11-09 | 2021-11-09
DOUT/22E2CWC | Active | OH | 17000. DISTRIBUTION OH CONSTRUCTION MATERIALS | 11/22kV EDO x 2 to XArm 100 | DOUT/22E2CWC | 2021-11-09 | 2021-11-09
DOUT/22E3CGE | Active | OH | 17000. DISTRIBUTION OH CONSTRUCTION MATERIALS | 11/22kV 3 x EDO Ganged | DOUT/22E3CGE | 2021-11-09 | 2021-11-11
DOUT/22E3CWC | Active | OH | 17000. DISTRIBUTION OH CONSTRUCTION MATERIALS | 11/22kV EDO x 3 to XArm 100 | DOUT/22E3CWC | 2021-11-09 | 2021-11-09
DOUT/22S2CWC | Active | OH | 17000. DISTRIBUTION OH CONSTRUCTION MATERIALS | 11/22kV SDO x 2 to XArm 100 | DOUT/22S2CWC | 2021-11-09 | 2021-11-09
DOUT/22S3CWC | Active | OH | 17000. DISTRIBUTION OH CONSTRUCTION MATERIALS | 11/22kV SDO x 3 to XArm 100 | DOUT/22S3CWC | 2021-11-09 | 2021-11-09
DOUT/33E2CWC | Active | OH | 17000. DISTRIBUTION OH CONSTRUCTION MATERIALS | 33kV EDO x 2 to XArm 100 | DOUT/33E2CWC | 2021-11-09 | 2021-11-11
DU10 | Active | OH | 17000. DISTRIBUTION OH CONSTRUCTION MATERIALS | GUY ANCHOR 100 MM DOUBLE | DU10 | 1989-11-27 | 1989-11-27
DU25 | Active | OH | 17000. DISTRIBUTION OH CONSTRUCTION MATERIALS | GUY ANCHOR 250 MM DOUBLE | DU25 | 1989-11-27 | 1989-11-27
EE | Active | OH | 17000. DISTRIBUTION OH CONSTRUCTION MATERIALS | ESTABLISHED EARTH - NEW POLE | EE | 2012-05-21 | 2012-05-21
EEX | Active | OH | 17000. DISTRIBUTION OH CONSTRUCTION MATERIALS | ESTABLISHED EARTH - EXISTING POLE | EEX | 2012-05-21 | 2017-02-10
ESA | Active | OH | 17000. DISTRIBUTION OH CONSTRUCTION MATERIALS | HORIZ EBOLT-POLE ATTACHMENT 25KN | ESA | 1999-06-23 | 2022-10-13
ESA25 | Active | OH | 17000. DISTRIBUTION OH CONSTRUCTION MATERIALS | ANGULAR EBOLT-POLE ATTACHMENT 25KN | ESA25 | 2005-06-09 | 2022-10-13
ESA37 | Active | OH | 17000. DISTRIBUTION OH CONSTRUCTION MATERIALS | ANGULAR EBOLT-POLE ATTACHMENT 37KN | ESA37 | 2005-06-09 | 2022-10-13
ESA56 | Active | OH | 17000. DISTRIBUTION OH CONSTRUCTION MATERIALS | ANGULAR EBOLT-POLE ATTACHMENT 56KN | ESA56 | 2005-06-09 | 2022-10-13
EVDSR3 | Active | OH | 17000. DISTRIBUTION OH CONSTRUCTION MATERIALS | OHEW construction for 33VDSR3 | EVDSR3 | 2009-09-24 | 2009-09-24
EXBASE1MAT | Active | OH | 17000. DISTRIBUTION OH CONSTRUCTION MATERIALS | BASE,DISTRIBUTION PILLAR 530 MM LG | EXBASE1MAT | 2010-01-29 | 2011-05-18
EXBODP1MAT | Active | OH | 17000. DISTRIBUTION OH CONSTRUCTION MATERIALS | BODY,PIT; TYPE P4;704 MM LG, 400 MM W | EXBODP1MAT | 2010-02-01 | 2011-05-18
EXCA2MAT | Active | OH | 17000. DISTRIBUTION OH CONSTRUCTION MATERIALS | COVER,ACCESS.; LITE LIFT DOUBLE FOOTPATH | EXCA2MAT | 2010-01-29 | 2011-05-18
EXCAB16MAT | Active | OH | 17000. DISTRIBUTION OH CONSTRUCTION MATERIALS | CABLE,POWER,ELECTRICAL; 0.6/1 KV;16 SQMM | EXCAB16MAT | 2010-02-01 | 2011-05-18
EXCAB240MAT | Active | OH | 17000. DISTRIBUTION OH CONSTRUCTION MATERIALS | CABLE,POWER,ELECTRICAL; 0.6/1 KV;240SQMM | EXCAB240MAT | 2010-02-01 | 2011-05-18
EXCAP1MAT | Active | OH | 17000. DISTRIBUTION OH CONSTRUCTION MATERIALS | CAPACITOR UNIT.; 5 KV,23.55 KVAR | EXCAP1MAT | 2010-01-29 | 2010-02-11
EXCOV1MAT | Active | OH | 17000. DISTRIBUTION OH CONSTRUCTION MATERIALS | COVER,ELEC SPLY PILLAR 630 MM H,320 MM | EXCOV1MAT | 2010-01-29 | 2011-05-18
EXCOVSMAT | Active | OH | 17000. DISTRIBUTION OH CONSTRUCTION MATERIALS | COVER,ELEC SPLY PILLAR;SHORT;315MM | EXCOVSMAT | 2010-02-01 | 2011-05-18
EXCOVTMAT | Active | OH | 17000. DISTRIBUTION OH CONSTRUCTION MATERIALS | COVER,ELEC SPLY PILLAR;TALL;545MM | EXCOVTMAT | 2010-02-01 | 2011-05-18
EXCROS8MAT | Active | OH | 17000. DISTRIBUTION OH CONSTRUCTION MATERIALS | CROSSARM; FIBREGLASS;2700 MM 11ED03 POW | EXCROS8MAT | 2010-02-05 | 2010-02-11
EXCROS9MAT | Active | OH | 17000. DISTRIBUTION OH CONSTRUCTION MATERIALS | CROSSARM; STL; GALV; FOR 11KV & 33KV USE | EXCROS9MAT | 2010-02-09 | 2010-02-11
EXDM05AMAT | Active | OH | 17000. DISTRIBUTION OH CONSTRUCTION MATERIALS | COOL CHANGE LOAD CONTROL DEVICE | EXDM05AMAT | 2010-01-22 | 2011-08-25
EXDM05BMAT | Active | OH | 17000. DISTRIBUTION OH CONSTRUCTION MATERIALS | POOL PUMP LOAD CONTROL DEVICE | EXDM05BMAT | 2010-01-22 | 2010-01-22
EXFL1MAT | Active | OH | 17000. DISTRIBUTION OH CONSTRUCTION MATERIALS | FUSE LINK,ELECTRICAL.; 16 AMP;12 KV | EXFL1MAT | 2010-01-29 | 2010-02-11
EXFLMAT | Active | OH | 17000. DISTRIBUTION OH CONSTRUCTION MATERIALS | FUSE LINK, 12KV; 100A HRC | EXFLMAT | 2010-01-27 | 2010-06-30
EXFSC1MAT | Active | OH | 17000. DISTRIBUTION OH CONSTRUCTION MATERIALS | FUSE-SWITCH COMBINATION.; 12/24 KV;100 A | EXFSC1MAT | 2010-01-29 | 2010-02-11
EXIND3MAT | Active | OH | 17000. DISTRIBUTION OH CONSTRUCTION MATERIALS | INDICATOR,FAULTED CIRCUIT | EXIND3MAT | 2010-02-01 | 2010-02-11
EXJNT5MAT | Active | OH | 17000. DISTRIBUTION OH CONSTRUCTION MATERIALS | JOINT 11 KV;HEATSHRINK 3 PHASE 95 SQ MM | EXJNT5MAT | 2010-02-01 | 2011-05-18
EXJNT6MAT | Active | OH | 17000. DISTRIBUTION OH CONSTRUCTION MATERIALS | JOINTLV;TO SUIT 3.5 CORE 185 SQ MM TRANS | EXJNT6MAT | 2010-02-01 | 2010-02-11
EXJNT7MAT | Active | OH | 17000. DISTRIBUTION OH CONSTRUCTION MATERIALS | JOINTLV;TO SUIT 3.5 CORE 240 SQ MM TRANS | EXJNT7MAT | 2010-02-01 | 2010-02-11
EXJNT8MAT | Active | OH | 17000. DISTRIBUTION OH CONSTRUCTION MATERIALS | JOINT UNDERGROUND SERVICE TEE JOINT;LV | EXJNT8MAT | 2010-02-01 | 2010-02-11
EXJNT9MAT | Active | OH | 17000. DISTRIBUTION OH CONSTRUCTION MATERIALS | JOINT LV;TO SUIT 150 TO 185 PLY CABLE | EXJNT9MAT | 2010-02-09 | 2011-05-18
EXLDBS1MAT | Active | OH | 17000. DISTRIBUTION OH CONSTRUCTION MATERIALS | SWITCH LD BRK;MANUAL OPERATED;12KV 630A | EXLDBS1MAT | 2010-02-01 | 2012-05-31
EXPROT1MAT | Active | OH | 17000. DISTRIBUTION OH CONSTRUCTION MATERIALS | PROTECTOR,GUY; STEEL TUBE,MED;GALV;32 MM | EXPROT1MAT | 2010-02-05 | 2010-02-11
EXREG1MAT | Active | OH | 17000. DISTRIBUTION OH CONSTRUCTION MATERIALS | REGULATOR CL6A REGULATOR CONTROL PANEL | EXREG1MAT | 2010-02-01 | 2010-02-11
EXSRGAMAT | Active | OH | 17000. DISTRIBUTION OH CONSTRUCTION MATERIALS | SURGE ARRESTER GAPLESS,METAL OXIDE;12 KV | EXSRGAMAT | 2010-01-28 | 2011-05-18
EXTC1MAT | Active | OH | 17000. DISTRIBUTION OH CONSTRUCTION MATERIALS | TERMINATION COMPONENTS, 11 KV;HAZEMEYER | EXTC1MAT | 2010-01-29 | 2011-05-18
EXTERM8MAT | Active | OH | 17000. DISTRIBUTION OH CONSTRUCTION MATERIALS | TERMINATION LV;INDOOR & OUTDOOR; | EXTERM8MAT | 2010-02-01 | 2010-02-11
EXTRANS2MAT | Active | OH | 17000. DISTRIBUTION OH CONSTRUCTION MATERIALS | TRANS DIST 11 KV;25 KVA;3 PHASE | EXTRANS2MAT | 2010-02-01 | 2010-02-11
FBSA25 | Active | OH | 17000. DISTRIBUTION OH CONSTRUCTION MATERIALS | FIN BRACKET STAY-POLE ATTACHMENT 25KN | FBSA25 | 2021-05-19 | 2022-01-12
FBSA37 | Active | OH | 17000. DISTRIBUTION OH CONSTRUCTION MATERIALS | FIN BRACKET STAY-POLE ATTACHMENT 37KN | FBSA37 | 2021-05-19 | 2022-01-12
FBSA56 | Active | OH | 17000. DISTRIBUTION OH CONSTRUCTION MATERIALS | FIN BRACKET STAY-POLE ATTACHMENT 56KN | FBSA56 | 2021-05-19 | 2022-01-12
FBSC | Active | OH | 17000. DISTRIBUTION OH CONSTRUCTION MATERIALS | FOUR BOLT STRAIN CLAMP - (SUSPENSION) | FBSC | 1994-06-22 | 2024-07-15
FBSCT | Active | OH | 17000. DISTRIBUTION OH CONSTRUCTION MATERIALS | FOUR BOLT STRAIN CLAMP - (TERMINATION) | FBSCT | 1994-06-22 | 2024-07-15
FEEQRENC | Active | OH | 17000. DISTRIBUTION OH CONSTRUCTION MATERIALS | QR ENCUMBRANCE FEE ALL NEW SERVICE | FEEQRENC | 2015-01-08 | 2025-07-03
FEEQRMOD | Active | OH | 17000. DISTRIBUTION OH CONSTRUCTION MATERIALS | QR APP FEE UPGRADE/MAINTENANCE (WLTYPE3) | FEEQRMOD | 2012-01-30 | 2025-07-03
FEEQRNEW | Active | OH | 17000. DISTRIBUTION OH CONSTRUCTION MATERIALS | QR APP FEE NEW OH/UG CROSSING (WLTYPE2) | FEEQRNEW | 2012-01-30 | 2025-07-03
FEEQRSRR | Active | OH | 17000. DISTRIBUTION OH CONSTRUCTION MATERIALS | QR STD REL REQ OF QR CIVIL STD | FEEQRSRR | 2016-05-24 | 2025-07-03
FEEQRWLO | Active | OH | 17000. DISTRIBUTION OH CONSTRUCTION MATERIALS | QR APPROVAL IN PRINCIPLE TYPE 1 (O/H) | FEEQRWLO | 2015-01-08 | 2025-07-03
FEEQRWLU | Active | OH | 17000. DISTRIBUTION OH CONSTRUCTION MATERIALS | QR APPROVAL IN PRINCIPLE TYPE 2 (U/G) | FEEQRWLU | 2015-01-08 | 2025-07-03
FIND/CBFLIND | Active | OH | 17000. DISTRIBUTION OH CONSTRUCTION MATERIALS | Cable Fault Indicator Create FLOC/Equip | FIND/CABFLTIND | 2021-11-09 | 2021-11-09
FP/FM | Active | OH | 17000. DISTRIBUTION OH CONSTRUCTION MATERIALS | FIRE MESH TO WOOD POLE | FP/FM | 2023-04-13 | 2023-04-13
FS200 | Active | OH | 17000. DISTRIBUTION OH CONSTRUCTION MATERIALS | MAINS FUSE SPLIT SUPPLY FROM 200KVA PT | FS200 | 2012-12-21 | 2012-12-21
FS200/200 | Active | OH | 17000. DISTRIBUTION OH CONSTRUCTION MATERIALS | MAINS FUSE SPLIT SUPPLY FROM 200KVA PT | FS200/200 | 2014-10-20 | 2025-05-02
FS200/315 | Active | OH | 17000. DISTRIBUTION OH CONSTRUCTION MATERIALS | MAINS FUSE SPLIT SUPPLY FROM 200KVA PT | FS200/315 | 2014-10-20 | 2025-05-02
FS315 | Active | OH | 17000. DISTRIBUTION OH CONSTRUCTION MATERIALS | MAINS FUSE SPLIT SUPPLY FROM 315KVA PT | FS315 | 2012-12-21 | 2012-12-21
FS315/315 | Active | OH | 17000. DISTRIBUTION OH CONSTRUCTION MATERIALS | MAINS FUSE SPLIT SUPPLY FROM 315KVA PT | FS315/315 | 2014-10-20 | 2025-05-02
FS315/500 | Active | OH | 17000. DISTRIBUTION OH CONSTRUCTION MATERIALS | MAINS FUSE SPLIT SUPPLY FROM 315KVA PT | FS315/500 | 2014-10-20 | 2025-05-02
FS500 | Active | OH | 17000. DISTRIBUTION OH CONSTRUCTION MATERIALS | MAINS FUSE SPLIT SUPPLY FROM 500KVA PT | FS500 | 2012-12-21 | 2012-12-21
FS500/500 | Active | OH | 17000. DISTRIBUTION OH CONSTRUCTION MATERIALS | MAINS FUSE SPLIT SUPPLY FROM 500KVA PT | FS500/500 | 2014-10-20 | 2025-05-02
G1HC | Active | OH | 17000. DISTRIBUTION OH CONSTRUCTION MATERIALS | ANCHOR SCREW 19/2.75 | G1HC | 1988-09-24 | 1988-09-24
G1LC | Active | OH | 17000. DISTRIBUTION OH CONSTRUCTION MATERIALS | ANCHOR SCREW 7/2.75 | G1LC | 1988-09-24 | 1988-09-24
G1MA | Active | OH | 17000. DISTRIBUTION OH CONSTRUCTION MATERIALS | STAY,GROUND 19/2.00 (AUGER) | G1MA | 1988-09-24 | 1988-09-24
G1MB | Active | OH | 17000. DISTRIBUTION OH CONSTRUCTION MATERIALS | STAY,GROUND 19/2.00 (BED LOG) | G1MB | 1988-09-24 | 1988-09-24
G1MC | Active | OH | 17000. DISTRIBUTION OH CONSTRUCTION MATERIALS | ANCHOR SCREW 19/2.00 | G1MC | 1988-09-24 | 1988-09-24
G1MD | Active | OH | 17000. DISTRIBUTION OH CONSTRUCTION MATERIALS | TWIN ANCHOR SCREW 19/2.00 | G1MD | 1988-09-24 | 1988-09-24
GATE5BAR | Active | OH | 17000. DISTRIBUTION OH CONSTRUCTION MATERIALS | GATE 5 BAR WITH POST SET | GATE5BAR | 2020-11-19 | 2020-11-19
GATEMESH | Active | OH | 17000. DISTRIBUTION OH CONSTRUCTION MATERIALS | GATE MESH WITH POST SET | GATEMESH | 2020-11-19 | 2020-11-19
GLA | Active | OH | 17000. DISTRIBUTION OH CONSTRUCTION MATERIALS | GROUND LOG ANCHOR | GLA | 1989-09-06 | 1989-09-06
GPGL | Active | OH | 17000. DISTRIBUTION OH CONSTRUCTION MATERIALS | GUY PROTECTOR GUARD (LARGE) | GPGL | 1991-11-01 | 1991-11-01
GPGS | Active | OH | 17000. DISTRIBUTION OH CONSTRUCTION MATERIALS | GUY PROTECTOR GUARD (SMALL) | GPGS | 1991-11-01 | 1991-11-01
GPS | Active | OH | 17000. DISTRIBUTION OH CONSTRUCTION MATERIALS | GUY PROTECTOR (SMALL) | GPS | 1989-09-06 | 1989-09-06
GRNDLOG | Active | OH | 17000. DISTRIBUTION OH CONSTRUCTION MATERIALS | GROUND LOG 300 DIA X 1500 LONG | GRNDLOG | 1989-09-06 | 2024-09-23
GSE108/MCA | Active | OH | 17000. DISTRIBUTION OH CONSTRUCTION MATERIALS | GRND STAY,EBOLT,19/2.75/CONC. ANCHOR | GSE108/MCA | 2015-09-25 | 2015-09-30
GSE108/RA | Active | OH | 17000. DISTRIBUTION OH CONSTRUCTION MATERIALS | GRND STAY,EBOLT,19/2.75/ROCK ANCHOR | GSE108/RA | 2015-09-25 | 2015-09-30
GSE108/SA | Active | OH | 17000. DISTRIBUTION OH CONSTRUCTION MATERIALS | GRND STAY,EBOLT,19/2.75/SCREW ANCHOR | GSE108/SA | 2015-09-25 | 2015-09-30
GSE108/SAD10 | Active | OH | 17000. DISTRIBUTION OH CONSTRUCTION MATERIALS | GRND STAY,EBOLT,19/2.75/SCREW ANCHOR D10 | GSE108/SAD10 | 2015-09-25 | 2017-02-07
GSE108/SAD25 | Active | OH | 17000. DISTRIBUTION OH CONSTRUCTION MATERIALS | GRND STAY,EBOLT,19/2.75/SCREW ANCHOR D25 | GSE108/SAD25 | 2015-09-25 | 2017-02-07
GSE108/SAS20 | Active | OH | 17000. DISTRIBUTION OH CONSTRUCTION MATERIALS | GRND STAY,EBOLT,19/2.75/SCREW ANCHOR S20 | GSE108/SAS20 | 2015-09-25 | 2017-02-07
GSE108/SAS25 | Active | OH | 17000. DISTRIBUTION OH CONSTRUCTION MATERIALS | GRND STAY,EBOLT,19/2.75/SCREW ANCHOR S25 | GSE108/SAS25 | 2015-09-25 | 2017-02-07
GSE108/SAS30 | Active | OH | 17000. DISTRIBUTION OH CONSTRUCTION MATERIALS | GRND STAY,EBOLT,19/2.75/SCREW ANCHOR S30 | GSE108/SAS30 | 2015-09-25 | 2017-02-07
GSE39/GLA | Active | OH | 17000. DISTRIBUTION OH CONSTRUCTION MATERIALS | GRND STAY,E'BOLT,7/2.75/GRNDLOG ANCH. | GSE39/GLA | 2015-09-25 | 2015-09-30
GSE39/MCA | Active | OH | 17000. DISTRIBUTION OH CONSTRUCTION MATERIALS | GRND STAY,E'BOLT,7/2.75/CONC. ANCHOR | GSE39/MCA | 2015-09-25 | 2015-09-30
GSE39/SA | Active | OH | 17000. DISTRIBUTION OH CONSTRUCTION MATERIALS | GRND STAY,E'BOLT,7/2.75/SCREW ANCHOR | GSE39/SA | 2015-09-25 | 2015-09-30
GSE39/SAD10 | Active | OH | 17000. DISTRIBUTION OH CONSTRUCTION MATERIALS | GRND STAY,E'BOLT,7/2.75/SCREW ANCHOR D10 | GSE39/SAD10 | 2015-09-25 | 2017-02-09
GSE39/SAD25 | Active | OH | 17000. DISTRIBUTION OH CONSTRUCTION MATERIALS | GRND STAY,E'BOLT,7/2.75/SCREW ANCHOR D25 | GSE39/SAD25 | 2015-09-25 | 2017-02-09
GSE39/SAS20 | Active | OH | 17000. DISTRIBUTION OH CONSTRUCTION MATERIALS | GRND STAY,E'BOLT,7/2.75/SCREW ANCHOR S20 | GSE39/SAS20 | 2015-09-25 | 2017-02-09
GSE39/SAS25 | Active | OH | 17000. DISTRIBUTION OH CONSTRUCTION MATERIALS | GRND STAY,E'BOLT,7/2.75/SCREW ANCHOR S25 | GSE39/SAS25 | 2015-09-25 | 2017-02-09
GSE39/SAS30 | Active | OH | 17000. DISTRIBUTION OH CONSTRUCTION MATERIALS | GRND STAY,E'BOLT,7/2.75/SCREW ANCHOR S30 | GSE39/SAS30 | 2015-09-25 | 2017-02-09
GSE55/MCA | Active | OH | 17000. DISTRIBUTION OH CONSTRUCTION MATERIALS | GRND STAY,EBOLT,19/2.00/CONC. ANCHOR | GSE55/MCA | 2015-09-25 | 2015-09-30
GSE55/SA | Active | OH | 17000. DISTRIBUTION OH CONSTRUCTION MATERIALS | GRND STAY,EBOLT,19/2.00/SCREW ANCHOR | GSE55/SA | 2015-09-25 | 2015-09-30
GSE55/SAD10 | Active | OH | 17000. DISTRIBUTION OH CONSTRUCTION MATERIALS | GRND STAY,EBOLT,19/2.00/SCREW ANCHOR D10 | GSE55/SAD10 | 2015-09-25 | 2017-02-09
GSE55/SAD25 | Active | OH | 17000. DISTRIBUTION OH CONSTRUCTION MATERIALS | GRND STAY,EBOLT,19/2.00/SCREW ANCHOR D25 | GSE55/SAD25 | 2015-09-25 | 2017-02-09
GSE55/SAS20 | Active | OH | 17000. DISTRIBUTION OH CONSTRUCTION MATERIALS | GRND STAY,EBOLT,19/2.00/SCREW ANCHOR S20 | GSE55/SAS20 | 2015-09-25 | 2017-02-09
GSE55/SAS25 | Active | OH | 17000. DISTRIBUTION OH CONSTRUCTION MATERIALS | GRND STAY,EBOLT,19/2.00/SCREW ANCHOR S25 | GSE55/SAS25 | 2015-09-25 | 2017-02-09
GSE55/SAS30 | Active | OH | 17000. DISTRIBUTION OH CONSTRUCTION MATERIALS | GRND STAY,EBOLT,19/2.00/SCREW ANCHOR S30 | GSE55/SAS30 | 2015-09-25 | 2017-02-09
GSF108/MCA | Active | OH | 17000. DISTRIBUTION OH CONSTRUCTION MATERIALS | GRND STAY,FIN,19/2.75/CONC. ANCHOR | GSF108/MCA | 2022-01-12 | 2022-01-12
GSF108/RA | Active | OH | 17000. DISTRIBUTION OH CONSTRUCTION MATERIALS | GRND STAY,FIN,19/2.75/ROCK ANCHOR | GSF108/RA | 2022-01-12 | 2022-01-12
GSF108/SA | Active | OH | 17000. DISTRIBUTION OH CONSTRUCTION MATERIALS | GRND STAY,FIN,19/2.75/SCREW ANCHOR | GSF108/SA | 2022-01-12 | 2022-01-12
GSF108/SAD10 | Active | OH | 17000. DISTRIBUTION OH CONSTRUCTION MATERIALS | GRND STAY,FIN,19/2.75/SCREW ANCHOR D10 | GSF108/SAD10 | 2022-01-12 | 2022-01-12
GSF108/SAD25 | Active | OH | 17000. DISTRIBUTION OH CONSTRUCTION MATERIALS | GRND STAY,FIN,19/2.75/SCREW ANCHOR D25 | GSF108/SAD25 | 2022-01-12 | 2022-01-12
GSF108/SAS20 | Active | OH | 17000. DISTRIBUTION OH CONSTRUCTION MATERIALS | GRND STAY,FIN,19/2.75/SCREW ANCHOR S20 | GSF108/SAS20 | 2022-01-12 | 2022-01-12
GSF108/SAS25 | Active | OH | 17000. DISTRIBUTION OH CONSTRUCTION MATERIALS | GRND STAY,FIN,19/2.75/SCREW ANCHOR S25 | GSF108/SAS25 | 2022-01-12 | 2022-01-12
GSF108/SAS30 | Active | OH | 17000. DISTRIBUTION OH CONSTRUCTION MATERIALS | GRND STAY,FIN,19/2.75/SCREW ANCHOR S30 | GSF108/SAS30 | 2022-01-12 | 2022-01-12
GSF39/MCA | Active | OH | 17000. DISTRIBUTION OH CONSTRUCTION MATERIALS | GRND STAY,FIN,7/2.75/CONC. ANCHOR | GSF39/MCA | 2022-01-12 | 2022-01-12
GSF39/RA | Active | OH | 17000. DISTRIBUTION OH CONSTRUCTION MATERIALS | GRND STAY,FIN,7/2.75/ROCK ANCHOR | GSF39/RA | 2022-01-12 | 2022-01-12
GSF39/SA | Active | OH | 17000. DISTRIBUTION OH CONSTRUCTION MATERIALS | GRND STAY,FIN,7/2.75/SCREW ANCHOR | GSF39/SA | 2022-01-12 | 2022-01-12
GSF39/SAD10 | Active | OH | 17000. DISTRIBUTION OH CONSTRUCTION MATERIALS | GRND STAY,FIN,7/2.75/SCREW ANCHOR D10 | GSF39/SAD10 | 2022-01-12 | 2022-01-12
GSF39/SAD25 | Active | OH | 17000. DISTRIBUTION OH CONSTRUCTION MATERIALS | GRND STAY,FIN,7/2.75/SCREW ANCHOR D25 | GSF39/SAD25 | 2022-01-12 | 2022-01-12
GSF39/SAS20 | Active | OH | 17000. DISTRIBUTION OH CONSTRUCTION MATERIALS | GRND STAY,FIN,7/2.75/SCREW ANCHOR S20 | GSF39/SAS20 | 2022-01-12 | 2022-01-12
GSF39/SAS25 | Active | OH | 17000. DISTRIBUTION OH CONSTRUCTION MATERIALS | GRND STAY,FIN,7/2.75/SCREW ANCHOR S25 | GSF39/SAS25 | 2022-01-12 | 2022-01-12
GSF39/SAS30 | Active | OH | 17000. DISTRIBUTION OH CONSTRUCTION MATERIALS | GRND STAY,FIN,7/2.75/SCREW ANCHOR S30 | GSF39/SAS30 | 2022-01-12 | 2022-01-12
GSF55/MCA | Active | OH | 17000. DISTRIBUTION OH CONSTRUCTION MATERIALS | GRND STAY,FIN,19/2.00/CONC. ANCHOR | GSF55/MCA | 2022-01-12 | 2022-01-12
GSF55/RA | Active | OH | 17000. DISTRIBUTION OH CONSTRUCTION MATERIALS | GRND STAY,FIN,19/2.00/ROCK ANCHOR | GSF55/RA | 2022-01-12 | 2022-01-12
GSF55/SA | Active | OH | 17000. DISTRIBUTION OH CONSTRUCTION MATERIALS | GRND STAY,FIN,19/2.00/SCREW ANCHOR | GSF55/SA | 2022-01-12 | 2022-01-12
GSF55/SAD10 | Active | OH | 17000. DISTRIBUTION OH CONSTRUCTION MATERIALS | GRND STAY,FIN,19/2.00/SCREW ANCHOR D10 | GSF55/SAD10 | 2022-01-12 | 2022-01-12
GSF55/SAD25 | Active | OH | 17000. DISTRIBUTION OH CONSTRUCTION MATERIALS | GRND STAY,FIN,19/2.00/SCREW ANCHOR D25 | GSF55/SAD25 | 2022-01-12 | 2022-01-12
GSF55/SAS20 | Active | OH | 17000. DISTRIBUTION OH CONSTRUCTION MATERIALS | GRND STAY,FIN,19/2.00/SCREW ANCHOR S20 | GSF55/SAS20 | 2022-01-12 | 2022-01-12
GSF55/SAS25 | Active | OH | 17000. DISTRIBUTION OH CONSTRUCTION MATERIALS | GRND STAY,FIN,19/2.00/SCREW ANCHOR S25 | GSF55/SAS25 | 2022-01-12 | 2022-01-12
GSF55/SAS30 | Active | OH | 17000. DISTRIBUTION OH CONSTRUCTION MATERIALS | GRND STAY,FIN,19/2.00/SCREW ANCHOR S30 | GSF55/SAS30 | 2022-01-12 | 2022-01-12
GSW108/GLA | Active | OH | 17000. DISTRIBUTION OH CONSTRUCTION MATERIALS | GRND STAY,WRAP,19/2.75/GRNDLOG ANCH. | GSW108/GLA | 2015-09-25 | 2015-09-30
GSW108/MCA | Active | OH | 17000. DISTRIBUTION OH CONSTRUCTION MATERIALS | GRND STAY,WRAP,19/2.75/CONC. ANCHOR | GSW108/MCA | 2015-09-25 | 2022-07-07
GSW108/RA | Active | OH | 17000. DISTRIBUTION OH CONSTRUCTION MATERIALS | GRND STAY,WRAP,19/2.75/ROCK ANCHOR | GSW108/RA | 2015-09-25 | 2015-09-30
GSW108/SA | Active | OH | 17000. DISTRIBUTION OH CONSTRUCTION MATERIALS | GRND STAY,WRAP,19/2.75/SCREW ANCHOR | GSW108/SA | 2015-09-25 | 2015-09-30
GSW108/SAD10 | Active | OH | 17000. DISTRIBUTION OH CONSTRUCTION MATERIALS | GRND STAY,WRAP,19/2.75/SCREW ANCHOR D10 | GSW108/SAD10 | 2015-09-25 | 2017-02-07
GSW108/SAD25 | Active | OH | 17000. DISTRIBUTION OH CONSTRUCTION MATERIALS | GRND STAY,WRAP,19/2.75/SCREW ANCHOR D25 | GSW108/SAD25 | 2015-09-25 | 2017-02-07
GSW108/SAS20 | Active | OH | 17000. DISTRIBUTION OH CONSTRUCTION MATERIALS | GRND STAY,WRAP,19/2.75/SCREW ANCHOR S20 | GSW108/SAS20 | 2015-09-25 | 2017-02-07
GSW108/SAS25 | Active | OH | 17000. DISTRIBUTION OH CONSTRUCTION MATERIALS | GRND STAY,WRAP,19/2.75/SCREW ANCHOR S25 | GSW108/SAS25 | 2015-09-25 | 2017-02-07
GSW108/SAS30 | Active | OH | 17000. DISTRIBUTION OH CONSTRUCTION MATERIALS | GRND STAY,WRAP,19/2.75/SCREW ANCHOR S30 | GSW108/SAS30 | 2015-09-24 | 2017-02-07
GSW39/GLA | Active | OH | 17000. DISTRIBUTION OH CONSTRUCTION MATERIALS | GRND STAY,WRAP,7/2.75/GRNDLOG ANCH | GSW39/GLA | 2015-09-25 | 2015-09-30
GSW39/MCA | Active | OH | 17000. DISTRIBUTION OH CONSTRUCTION MATERIALS | GRND STAY,WRAP,7/2.75/CONC. ANCHOR | GSW39/MCA | 2015-09-25 | 2015-09-30
GSW39/RA | Active | OH | 17000. DISTRIBUTION OH CONSTRUCTION MATERIALS | GRND STAY,WRAP,7/2.75/ROCK ANCHOR | GSW39/RA | 2015-09-25 | 2015-09-30
GSW39/SA | Active | OH | 17000. DISTRIBUTION OH CONSTRUCTION MATERIALS | GRND STAY,WRAP,7/2.75/SCREW ANCHOR | GSW39/SA | 2015-09-25 | 2015-09-30
GSW39/SAD10 | Active | OH | 17000. DISTRIBUTION OH CONSTRUCTION MATERIALS | GRND STAY,WRAP,7/2.75/SCREW ANCHOR D10 | GSW39/SAD10 | 2015-09-25 | 2017-02-07
GSW39/SAD25 | Active | OH | 17000. DISTRIBUTION OH CONSTRUCTION MATERIALS | GRND STAY,WRAP,7/2.75/SCREW ANCHOR D25 | GSW39/SAD25 | 2015-09-25 | 2017-02-07
GSW39/SAS20 | Active | OH | 17000. DISTRIBUTION OH CONSTRUCTION MATERIALS | GRND STAY,WRAP,7/2.75/SCREW ANCHOR S20 | GSW39/SAS20 | 2015-09-25 | 2017-02-07
GSW39/SAS25 | Active | OH | 17000. DISTRIBUTION OH CONSTRUCTION MATERIALS | GRND STAY,WRAP,7/2.75/SCREW ANCHOR S25 | GSW39/SAS25 | 2015-09-25 | 2017-02-07
GSW39/SAS30 | Active | OH | 17000. DISTRIBUTION OH CONSTRUCTION MATERIALS | GRND STAY,WRAP,7/2.75/SCREW ANCHOR S30 | GSW39/SAS30 | 2015-09-25 | 2017-02-07
GSW55/GLA | Active | OH | 17000. DISTRIBUTION OH CONSTRUCTION MATERIALS | GRND STAY,WRAP,19/2.00/GRNDLOG ANCH. | GSW55/GLA | 2015-09-25 | 2015-09-30
GSW55/MCA | Active | OH | 17000. DISTRIBUTION OH CONSTRUCTION MATERIALS | GRND STAY,WRAP,19/2.00/CONC. ANCHOR | GSW55/MCA | 2015-09-25 | 2015-09-30
GSW55/RA | Active | OH | 17000. DISTRIBUTION OH CONSTRUCTION MATERIALS | GRND STAY,WRAP,19/2.00/ROCK ANCHOR | GSW55/RA | 2015-09-25 | 2015-09-30
GSW55/SA | Active | OH | 17000. DISTRIBUTION OH CONSTRUCTION MATERIALS | GRND STAY,WRAP,19/2.00/SCREW ANCHOR | GSW55/SA | 2015-09-25 | 2015-09-30
GSW55/SAD10 | Active | OH | 17000. DISTRIBUTION OH CONSTRUCTION MATERIALS | GRND STAY,WRAP,19/2.00/SCREW ANCHOR D10 | GSW55/SAD10 | 2015-09-25 | 2017-02-07
GSW55/SAD25 | Active | OH | 17000. DISTRIBUTION OH CONSTRUCTION MATERIALS | GRND STAY,WRAP,19/2.00/SCREW ANCHOR D25 | GSW55/SAD25 | 2015-09-25 | 2017-02-07
GSW55/SAS20 | Active | OH | 17000. DISTRIBUTION OH CONSTRUCTION MATERIALS | GRND STAY,WRAP,19/2.00/SCREW ANCHOR S20 | GSW55/SAS20 | 2015-09-25 | 2017-02-07
GSW55/SAS25 | Active | OH | 17000. DISTRIBUTION OH CONSTRUCTION MATERIALS | GRND STAY,WRAP,19/2.00/SCREW ANCHOR S25 | GSW55/SAS25 | 2015-09-25 | 2017-02-07
GSW55/SAS30 | Active | OH | 17000. DISTRIBUTION OH CONSTRUCTION MATERIALS | GRND STAY,WRAP,19/2.00/SCREW ANCHOR S30 | GSW55/SAS30 | 2015-09-25 | 2017-02-07
H2O_VAC_FEES | Active | OH | 17000. DISTRIBUTION OH CONSTRUCTION MATERIALS | WATER VACUUM EXCAVATION FEES / UNIT | H2O_VAC_FEES | 2021-09-21 | 2025-07-03
HFRAMESH1 | Active | OH | 17000. DISTRIBUTION OH CONSTRUCTION MATERIALS | H Frame Shackle Accessories for 1 X-arm | HFRAMESH1 | 2015-01-20 | 2015-01-20
HFRAMESH2 | Active | OH | 17000. DISTRIBUTION OH CONSTRUCTION MATERIALS | H Frame Shackle Accessories for 2 X-arms | HFRAMESH2 | 2015-01-20 | 2015-01-20
HFRAMESHSETA | Active | OH | 17000. DISTRIBUTION OH CONSTRUCTION MATERIALS | H Frame Shackle Set A | HFRAMESHSETA | 2015-01-20 | 2015-01-20
HFRAMESHSETB | Active | OH | 17000. DISTRIBUTION OH CONSTRUCTION MATERIALS | H Frame Shackle Set B | HFRAMESHSETB | 2015-01-20 | 2015-01-20
HFRAMESHSETC | Active | OH | 17000. DISTRIBUTION OH CONSTRUCTION MATERIALS | H Frame Shackle Set C | HFRAMESHSETC | 2015-01-20 | 2015-01-29
HFRAMESU1 | Active | OH | 17000. DISTRIBUTION OH CONSTRUCTION MATERIALS | H Frame Suspension Accessories for 1 X-a | HFRAMESU1 | 2015-01-20 | 2015-01-20
HFRAMESU2 | Active | OH | 17000. DISTRIBUTION OH CONSTRUCTION MATERIALS | H Frame Suspension Accessories for 2 X-a | HFRAMESU2 | 2015-01-20 | 2015-01-20
HFRAMESUSETA | Active | OH | 17000. DISTRIBUTION OH CONSTRUCTION MATERIALS | H Frame Suspension Set A | HFRAMESUSETA | 2015-01-20 | 2015-01-20
HFRAMESUSETB | Active | OH | 17000. DISTRIBUTION OH CONSTRUCTION MATERIALS | H Frame Suspension Set B | HFRAMESUSETB | 2015-01-20 | 2015-01-20
HFRAMESUSETC | Active | OH | 17000. DISTRIBUTION OH CONSTRUCTION MATERIALS | H Frame Suspension Set C | HFRAMESUSETC | 2015-01-20 | 2015-01-20
HVE | Active | OH | 17000. DISTRIBUTION OH CONSTRUCTION MATERIALS | HV EQUIPMENT EARTH SEPARATE | HVE | 1992-02-03 | 2011-09-14
HVE1 | Active | OH | 17000. DISTRIBUTION OH CONSTRUCTION MATERIALS | HV EARTH (BUTT EARTH TYPE 1 SEPARATE) | HVE1 | 1993-12-17 | 2011-09-14
HVE1/A | Active | OH | 17000. DISTRIBUTION OH CONSTRUCTION MATERIALS | HV EQUIP EARTH(SEPARATE)ANTENNA ABOVE HV | HVE1/A | 1993-06-29 | 2022-12-22
HVE1/B | Active | OH | 17000. DISTRIBUTION OH CONSTRUCTION MATERIALS | HV EQUIP EARTH(SEPARATE)ANTENNA BELOW HV | HVE1/B | 1993-12-17 | 2022-12-22
HVE1/C | Active | OH | 17000. DISTRIBUTION OH CONSTRUCTION MATERIALS | HV EQUIP EARTH(TYPE1,COM)C/W HV ARRESTER | HVE1/C | 1993-12-17 | 2022-12-22
HVE1/D | Active | OH | 17000. DISTRIBUTION OH CONSTRUCTION MATERIALS | HV EQUIP EARTH(TYPE1,SEP) | HVE1/D | 2008-02-06 | 2022-12-22
HVE2 | Active | OH | 17000. DISTRIBUTION OH CONSTRUCTION MATERIALS | HV EQUIPMENT EARTH (TYPE 2, COMMON) | HVE2 | 1994-03-08 | 2011-09-14
HVE2/A | Active | OH | 17000. DISTRIBUTION OH CONSTRUCTION MATERIALS | HV EQUIP EARTH(COMMON)ANTENNA ABOVE HV | HVE2/A | 1994-03-08 | 2022-12-22
HVE2/B | Active | OH | 17000. DISTRIBUTION OH CONSTRUCTION MATERIALS | HV EQUIP EARTH(COMMON)ANTENNA BELOW HV | HVE2/B | 1993-12-17 | 2022-12-22
HVE2/C | Active | OH | 17000. DISTRIBUTION OH CONSTRUCTION MATERIALS | HV EQUIP EARTH(TYPE2,COM)C/W HV ARRESTER | HVE2/C | 1993-12-17 | 2022-12-22
HVE3 | Active | OH | 17000. DISTRIBUTION OH CONSTRUCTION MATERIALS | HV SEPARATE EARTH - TAVRIDA & NULEC EQMT | HVE3 | 1998-08-11 | 2011-09-14
HVE3/A | Active | OH | 17000. DISTRIBUTION OH CONSTRUCTION MATERIALS | HV EQUIPMENT EARTH (TYPE 3A, SEPARATE) | HVE3/A | 1998-08-11 | 2022-12-22
HVE3/B | Active | OH | 17000. DISTRIBUTION OH CONSTRUCTION MATERIALS | HV EQUIPMENT EARTH (TYPE 3B, SEPARATE) | HVE3/B | 1998-08-11 | 2022-12-22
HVE4 | Active | OH | 17000. DISTRIBUTION OH CONSTRUCTION MATERIALS | HV COMMON EARTH - TAVRIDA & NULEC EQMT | HVE4 | 1998-08-11 | 2011-09-14
HVE4/A | Active | OH | 17000. DISTRIBUTION OH CONSTRUCTION MATERIALS | HV EQUIPMENT EARTH (TYPE 4A, COMMON) | HVE4/A | 1998-08-11 | 2022-12-22
HVE4/B | Active | OH | 17000. DISTRIBUTION OH CONSTRUCTION MATERIALS | HV EQUIPMENT EARTH (TYPE 4B, COMMON) | HVE4/B | 1998-08-11 | 2022-12-22
HVEC | Active | OH | 17000. DISTRIBUTION OH CONSTRUCTION MATERIALS | HV EQUIPMENT EARTH COMMON | HVEC | 2008-02-06 | 2011-09-14
HVEREMOTE | Active | OH | 17000. DISTRIBUTION OH CONSTRUCTION MATERIALS | REMOTE HV EQUIP EARTH FOR TELSTRA EPR | HVEREMOTE | 2006-10-20 | 2017-02-10
HVES | Active | OH | 17000. DISTRIBUTION OH CONSTRUCTION MATERIALS | HV SEPARATE EARTH-EARTH ELECTRODE TYPE | HVES | 1999-12-09 | 1999-12-09
HVFAULTD1 | Active | OH | 17000. DISTRIBUTION OH CONSTRUCTION MATERIALS | INDT.EFD components to pole | HVFAULTD1 | 2022-05-12 | 2022-06-08
HVSTS | Active | OH | 17000. DISTRIBUTION OH CONSTRUCTION MATERIALS | HIGH VOLTAGE SIDE TIE (SLACK STRUNG) | HVSTS | 1989-09-08 | 1989-09-08
HVT | Active | OH | 17000. DISTRIBUTION OH CONSTRUCTION MATERIALS | HIGH VOLTAGE TERMINATION | HVT | 1991-12-18 | 1991-12-18
HVT19083CU | Active | OH | 17000. DISTRIBUTION OH CONSTRUCTION MATERIALS | HV CONDUCTOR TERM 19/.083 (19/14) CU | HVT19083CU | 2012-08-21 | 2012-08-22
HVT19101CU | Active | OH | 17000. DISTRIBUTION OH CONSTRUCTION MATERIALS | HV CONDUCTOR TERM 19/.101 (19/12) CU | HVT19101CU | 2012-08-22 | 2012-08-22
HVT19104CU | Active | OH | 17000. DISTRIBUTION OH CONSTRUCTION MATERIALS | HV CONDUCTOR TERM 19/.104 (19/12) CU | HVT19104CU | 2012-08-21 | 2012-08-22
HVT7080CU | Active | OH | 17000. DISTRIBUTION OH CONSTRUCTION MATERIALS | HV CONDUCTOR TERM 7/.080 (7/14) CU | HVT7080CU | 2012-08-21 | 2012-08-22
HVT7104CU | Active | OH | 17000. DISTRIBUTION OH CONSTRUCTION MATERIALS | HV CONDUCTOR TERM 7/.104 (7/12) CU | HVT7104CU | 2012-08-21 | 2012-08-22
HVTA | Active | OH | 17000. DISTRIBUTION OH CONSTRUCTION MATERIALS | HIGH VOLTAGE TERMINATION - ALUMINIUM | HVTA | 1994-06-22 | 2024-07-15
HVTAP | Active | OH | 17000. DISTRIBUTION OH CONSTRUCTION MATERIALS | HV CONDUCTOR TERMINATION - APPLE | HVTAP | 1990-02-21 | 2012-08-21
HVTBA | Active | OH | 17000. DISTRIBUTION OH CONSTRUCTION MATERIALS | HV CONDUCTOR TERMINATION - BANANA | HVTBA | 1990-02-21 | 2012-08-21
HVTCH | Active | OH | 17000. DISTRIBUTION OH CONSTRUCTION MATERIALS | HV CONDUCTOR TERMINATION - CHERRY | HVTCH | 1990-02-21 | 2012-08-21
HVTF | Active | OH | 17000. DISTRIBUTION OH CONSTRUCTION MATERIALS | HIGH VOLTAGE TERMINATION - FOG | HVTF | 1989-09-08 | 2024-07-15
HVTFL | Active | OH | 17000. DISTRIBUTION OH CONSTRUCTION MATERIALS | HV CONDUCTOR TERMINATION - FLY | HVTFL | 2013-09-26 | 2016-08-17
HVTLE | Active | OH | 17000. DISTRIBUTION OH CONSTRUCTION MATERIALS | HV CONDUCTOR TERMINATION - LEMON | HVTLE | 2012-08-21 | 2012-08-21
HVTLI | Active | OH | 17000. DISTRIBUTION OH CONSTRUCTION MATERIALS | HV CONDUCTOR TERMINATION - LIBRA | HVTLI | 1990-02-21 | 2012-08-21
HVTMA | Active | OH | 17000. DISTRIBUTION OH CONSTRUCTION MATERIALS | HV CONDUCTOR TERMINATION - MARS | HVTMA | 1992-02-12 | 2012-08-21
HVTMO | Active | OH | 17000. DISTRIBUTION OH CONSTRUCTION MATERIALS | HV CONDUCTOR TERMINATION - MOON | HVTMO | 1990-02-21 | 2012-08-21
HVTN | Active | OH | 17000. DISTRIBUTION OH CONSTRUCTION MATERIALS | HIGH VOLTAGE TERMINATION - NORMAL | HVTN | 1990-09-26 | 2024-07-15
HVTNE | Active | OH | 17000. DISTRIBUTION OH CONSTRUCTION MATERIALS | HV CONDUCTOR TERMINATION - NEON | HVTNE | 2012-08-21 | 2012-08-21
HVTPL | Active | OH | 17000. DISTRIBUTION OH CONSTRUCTION MATERIALS | HV CONDUCTOR TERMINATION - PLUTO | HVTPL | 1990-02-21 | 2012-08-21
HVTRA | Active | OH | 17000. DISTRIBUTION OH CONSTRUCTION MATERIALS | HV CONDUCTOR TERMINATION - RAISIN | HVTRA | 1990-02-21 | 2012-08-21
HVTSA | Active | OH | 17000. DISTRIBUTION OH CONSTRUCTION MATERIALS | HV CONDUCTOR TERMINATION - SATURN | HVTSA | 2012-08-21 | 2012-08-21
HVTTS | Active | OH | 17000. DISTRIBUTION OH CONSTRUCTION MATERIALS | HIGH VOLTAGE TOP TIE (SLACK STRUNG) | HVTTS | 1989-09-08 | 1989-09-08
I2B25AW | Active | OH | 17000. DISTRIBUTION OH CONSTRUCTION MATERIALS | INTERMEDIATE;2B25;ANGLE;WOOD | I2B25AW | 1995-06-19 | 2015-11-23
I2B25SLW | Active | OH | 17000. DISTRIBUTION OH CONSTRUCTION MATERIALS | INTERMEDIATE;2B25;STRAIGHT LINE;WOOD | I2B25SLW | 1995-06-19 | 2015-11-23
I2B25SW | Active | OH | 17000. DISTRIBUTION OH CONSTRUCTION MATERIALS | INTERMEDIATE;2B25;SHACKLE;WOOD | I2B25SW | 1995-06-19 | 2015-11-23
I2B25XCW | Active | OH | 17000. DISTRIBUTION OH CONSTRUCTION MATERIALS | INTERMEDIATE;2B25;CROSS CHECK;WOOD | I2B25XCW | 1995-06-19 | 2015-11-23
I2NS16XCW | Active | OH | 17000. DISTRIBUTION OH CONSTRUCTION MATERIALS | INTERMEDIATE;2NS/16;CROSS CHECK;WOOD | I2NS16XCW | 1993-07-26 | 2015-11-23
I3B25AW | Active | OH | 17000. DISTRIBUTION OH CONSTRUCTION MATERIALS | INTERMEDIATE;3B25;ANGLE;WOOD | I3B25AW | 1995-06-19 | 2015-11-23
I3B25SW | Active | OH | 17000. DISTRIBUTION OH CONSTRUCTION MATERIALS | INTERMEDIATE;3B25;SHACKLE;WOOD | I3B25SW | 1995-06-19 | 2015-11-23
I3B25XCW | Active | OH | 17000. DISTRIBUTION OH CONSTRUCTION MATERIALS | INTERMEDIATE;3B25;CROSS CHECK;WOOD | I3B25XCW | 1995-06-19 | 2015-11-23
I4B25AW | Active | OH | 17000. DISTRIBUTION OH CONSTRUCTION MATERIALS | INTERMEDIATE;4B25;ANGLE;WOOD | I4B25AW | 1996-01-30 | 2015-11-23
I4B25SLW | Active | OH | 17000. DISTRIBUTION OH CONSTRUCTION MATERIALS | INTERMEDIATE;4B25;STRAIGHT LINE;WOOD | I4B25SLW | 1996-01-30 | 2015-11-23
I4B25SW | Active | OH | 17000. DISTRIBUTION OH CONSTRUCTION MATERIALS | INTERMEDIATE;4B25;SHACKLE;WOOD | I4B25SW | 1996-01-30 | 2015-11-23
I4B25XCW | Active | OH | 17000. DISTRIBUTION OH CONSTRUCTION MATERIALS | INTERMEDIATE;4B25;CROSS CHECK;WOOD | I4B25XCW | 1996-01-30 | 2015-11-23
I4B35AW | Active | OH | 17000. DISTRIBUTION OH CONSTRUCTION MATERIALS | INTERMEDIATE;4B35;ANGLE;WOOD | I4B35AW | 1995-06-19 | 2015-11-23
I4B35SLW | Active | OH | 17000. DISTRIBUTION OH CONSTRUCTION MATERIALS | INTERMEDIATE;4B35;STRAIGHT LINE;WOOD | I4B35SLW | 1995-06-19 | 2015-11-23
I4B35SW | Active | OH | 17000. DISTRIBUTION OH CONSTRUCTION MATERIALS | INTERMEDIATE;4B35;SHACKLE;WOOD | I4B35SW | 1995-06-19 | 2015-11-23
I4B35XCW | Active | OH | 17000. DISTRIBUTION OH CONSTRUCTION MATERIALS | INTERMEDIATE;4B35;CROSS CHECK;WOOD | I4B35XCW | 1995-06-19 | 2015-11-23
I4TT16SW | Active | OH | 17000. DISTRIBUTION OH CONSTRUCTION MATERIALS | INTERMEDIATE;4TT/16;SHACKLE;WOOD | I4TT16SW | 1993-07-26 | 2015-11-23
IODINE | Active | OH | 17000. DISTRIBUTION OH CONSTRUCTION MATERIALS | IODINE 7/4.75 AAAC 1120 WIRE / M | IODINE | 2012-05-04 | 2012-06-15
IPW10AW | Active | OH | 17000. DISTRIBUTION OH CONSTRUCTION MATERIALS | INTERMEDIATE;PW/10;ANGLE;WOOD | IPW10AW | 1993-07-26 | 2015-11-23
IPW10SW | Active | OH | 17000. DISTRIBUTION OH CONSTRUCTION MATERIALS | INTERMEDIATE;PW/10;SHACKLE;WOOD | IPW10SW | 1993-07-26 | 2015-11-23
IPW16SW | Active | OH | 17000. DISTRIBUTION OH CONSTRUCTION MATERIALS | INTERMEDIATE;PW/16;SHACKLE;WOOD | IPW16SW | 1993-07-26 | 2020-03-10
IPW16XCW | Active | OH | 17000. DISTRIBUTION OH CONSTRUCTION MATERIALS | INTERMEDIATE;PW/16;CROSS CHECK;WOOD | IPW16XCW | 1993-07-26 | 2020-03-10
IS50 | Active | OH | 17000. DISTRIBUTION OH CONSTRUCTION MATERIALS | ISOLATER BRIDGE-19/1.78CU | IS50 | 1990-05-03 | 2015-11-23
IS50-4 | Active | OH | 17000. DISTRIBUTION OH CONSTRUCTION MATERIALS | ISOLATER BRIDGE-19/1.78CU 4 way | IS50-4 | 2011-12-08 | 2015-11-23
IS50-4/3 | Active | OH | 17000. DISTRIBUTION OH CONSTRUCTION MATERIALS | IS50 3 PH BRIDGING + BR50 4 way | IS50-4/3 | 2011-12-08 | 2015-11-23
IS50/3 | Active | OH | 17000. DISTRIBUTION OH CONSTRUCTION MATERIALS | IS50 3 PH BRIDGING + BR50 | IS50/3 | 2000-12-05 | 2015-11-23
IS95 | Active | OH | 17000. DISTRIBUTION OH CONSTRUCTION MATERIALS | ISOLATOR BRIDGE-37/1.78 CU | IS95 | 1992-03-06 | 2015-11-23
IS95-4 | Active | OH | 17000. DISTRIBUTION OH CONSTRUCTION MATERIALS | ISOLATOR BRIDGE-37/1.78 CU 4 way | IS95-4 | 2011-12-08 | 2015-11-23
IS95-4/3 | Active | OH | 17000. DISTRIBUTION OH CONSTRUCTION MATERIALS | IS95 3 PH BRIDGING + BR95 4 way | IS95-4/3 | 2011-12-08 | 2015-11-23
IS95/3 | Active | OH | 17000. DISTRIBUTION OH CONSTRUCTION MATERIALS | IS95 3 PH BRIDGING + BR95 | IS95/3 | 2000-12-05 | 2015-11-23
JB50 | Active | OH | 17000. DISTRIBUTION OH CONSTRUCTION MATERIALS | JUMPER BRIDGE-19/1.78 CU | JB50 | 1989-06-28 | 2015-11-23
JB95 | Active | OH | 17000. DISTRIBUTION OH CONSTRUCTION MATERIALS | JUMPER BRIDGE-37/1.78 CU | JB95 | 1992-10-15 | 2015-11-23
JU50 | Active | OH | 17000. DISTRIBUTION OH CONSTRUCTION MATERIALS | JUMPER-19/1.78 CU | JU50 | 1989-06-28 | 2015-11-23
JU95 | Active | OH | 17000. DISTRIBUTION OH CONSTRUCTION MATERIALS | JUMPER-37/1.78 CU | JU95 | 1989-06-28 | 2015-11-23
LEMON | Active | OH | 17000. DISTRIBUTION OH CONSTRUCTION MATERIALS | LEMON 30/7/3.00 ACSR/GZ / METRE | LEMON | 1988-09-24 | 2019-12-17
LIBRA | Active | OH | 17000. DISTRIBUTION OH CONSTRUCTION MATERIALS | LIBRA 7/3.00 AAC / METRE | LIBRA | 1996-05-24 | 2019-12-20
LIBRAT | Active | OH | 17000. DISTRIBUTION OH CONSTRUCTION MATERIALS | "LIBRA" 7/3.00 AAC / METRE | LIBRAT | 2015-12-23 | 2015-12-23
LIS | Active | OH | 17000. DISTRIBUTION OH CONSTRUCTION MATERIALS | COND EXTRAS LIBRA TERM SLACK 1PH | LIS | 2008-08-20 | 2008-08-20
LIT | Active | OH | 17000. DISTRIBUTION OH CONSTRUCTION MATERIALS | COND EXTRAS LIBRA TERM TIGHT 1PH | LIT | 2008-08-20 | 2008-08-20
LVA | Active | OH | 17000. DISTRIBUTION OH CONSTRUCTION MATERIALS | LV ANGLE CONSTRUCTION | LVA | 1998-12-30 | 2015-11-19
LVA/1 | Active | OH | 17000. DISTRIBUTION OH CONSTRUCTION MATERIALS | LV ANGLE CONSTRUCTION (1 PH) | LVA/1 | 1989-02-14 | 2015-11-19
LVABC | Active | OH | 17000. DISTRIBUTION OH CONSTRUCTION MATERIALS | 4 X 95 SQ MM LVABC /M | LVABC | 1988-09-24 | 2015-11-19
LVABC/A | Active | OH | 17000. DISTRIBUTION OH CONSTRUCTION MATERIALS | LV ABC ANGLE CONSTRUCTION | LVABC/A | 1998-06-16 | 2015-11-19
LVABC/A-1 | Active | OH | 17000. DISTRIBUTION OH CONSTRUCTION MATERIALS | LV ABC ANGLE CONSTRUCTION (1PH) | LVABC/A-1 | 2002-11-14 | 2015-11-19
LVABC/AC | Active | OH | 17000. DISTRIBUTION OH CONSTRUCTION MATERIALS | LVABC ANGLE CONSTRUCTION (CONCRETE) | LVABC/AC | 1990-04-03 | 2015-11-19
LVABC/AC-1 | Active | OH | 17000. DISTRIBUTION OH CONSTRUCTION MATERIALS | LVABC ANGLE CONSTRUCTION,CONCRETE,1 PH | LVABC/AC-1 | 2003-08-31 | 2015-11-19
LVABC/C | Active | OH | 17000. DISTRIBUTION OH CONSTRUCTION MATERIALS | LV ABC CANTILEVER CONST 3PH SINGLE | LVABC/C | 2025-12-29 | 2025-12-29
LVABC/C-1 | Active | OH | 17000. DISTRIBUTION OH CONSTRUCTION MATERIALS | LV ABC CANTILEVER CONST 1PH SINGLE | LVABC/C-1 | 2025-12-29 | 2025-12-29
LVABC/C2 | Active | OH | 17000. DISTRIBUTION OH CONSTRUCTION MATERIALS | LV ABC CANTILEVER CONST 3PH DUAL | LVABC/C2 | 2025-12-29 | 2025-12-29
LVABC/C2-1 | Active | OH | 17000. DISTRIBUTION OH CONSTRUCTION MATERIALS | LV ABC CANTILEVER CONST 1PH DUAL | LVABC/C2-1 | 2025-12-29 | 2025-12-29
LVABC/CS | Active | OH | 17000. DISTRIBUTION OH CONSTRUCTION MATERIALS | LV SHACKLE ABC CONCRETE POLE | LVABC/CS | 1988-09-24 | 2020-07-30
LVABC/CSU | Active | OH | 17000. DISTRIBUTION OH CONSTRUCTION MATERIALS | LV SUSPENSION ABC CONCRETE POLE | LVABC/CSU | 1988-09-24 | 2015-11-19
LVABC/CSUA | Active | OH | 17000. DISTRIBUTION OH CONSTRUCTION MATERIALS | LV ANGLE SUSPENSION ABC CONCRETE POLE | LVABC/CSUA | 1988-09-24 | 2015-11-19
LVABC/CT | Active | OH | 17000. DISTRIBUTION OH CONSTRUCTION MATERIALS | LV ABC TERMINATION (CONC) BANDIT STRAPS | LVABC/CT | 1988-09-24 | 2015-11-19
LVABC/CXS | Active | OH | 17000. DISTRIBUTION OH CONSTRUCTION MATERIALS | LV CROSSCHECK ABC CONCRETE POLE | LVABC/CXS | 1988-09-24 | 2015-11-19
LVABC/DS2 | Active | OH | 17000. DISTRIBUTION OH CONSTRUCTION MATERIALS | LV ABC DISCONNECT SWITCH WITH 200A FUSES | LVABC/DS2 | 1997-08-26 | 2020-06-09
LVABC/DS2C | Active | OH | 17000. DISTRIBUTION OH CONSTRUCTION MATERIALS | LVABC DISCONECT SWITCH CONSTR-200A,CONC | LVABC/DS2C | 1990-03-19 | 2020-06-09
LVABC/DS2T | Active | OH | 17000. DISTRIBUTION OH CONSTRUCTION MATERIALS | LV ABC DISC SW WITH 315A FUSES TWIN ABC | LVABC/DS2T | 2006-10-25 | 2020-06-09
LVABC/DS4 | Active | OH | 17000. DISTRIBUTION OH CONSTRUCTION MATERIALS | LV ABC DISCONNECT SWITCH WITH LINKS | LVABC/DS4 | 1997-08-26 | 2020-06-09
LVABC/DS4C | Active | OH | 17000. DISTRIBUTION OH CONSTRUCTION MATERIALS | LVABC DISCONNECT SWITCH W LINKS, CONC | LVABC/DS4C | 1990-03-19 | 2020-06-09
LVABC/DS4T | Active | OH | 17000. DISTRIBUTION OH CONSTRUCTION MATERIALS | LV ABC DISC SW WITH 630A LINKS TWIN ABC | LVABC/DS4T | 2006-10-25 | 2020-06-09
LVABC/HA | Active | OH | 17000. DISTRIBUTION OH CONSTRUCTION MATERIALS | LVABC HEAVY ANGLE CONSTRUCTION | LVABC/HA | 1998-06-16 | 2015-11-19
LVABC/HAC | Active | OH | 17000. DISTRIBUTION OH CONSTRUCTION MATERIALS | LVABC HEAVY ANGLE CONSTRUCTION-(CONC.) | LVABC/HAC | 1990-03-19 | 2015-11-19
LVABC/HS | Active | OH | 17000. DISTRIBUTION OH CONSTRUCTION MATERIALS | HOUSE SERVICE ABC WOOD POLE | LVABC/HS | 1999-06-02 | 2015-11-19
LVABC/PTDAT | Active | OH | 17000. DISTRIBUTION OH CONSTRUCTION MATERIALS | DUAL LVABC P.T. ALT TERM CONS | LVABC/PTDAT | 2025-07-02 | 2025-07-02
LVABC/PTS | Active | OH | 17000. DISTRIBUTION OH CONSTRUCTION MATERIALS | LVABC P.T. SHACKLE CONSTRUCTION | LVABC/PTS | 1997-08-26 | 2015-11-19
LVABC/PTSC | Active | OH | 17000. DISTRIBUTION OH CONSTRUCTION MATERIALS | LVABC P.T. SHACKLE CONST - (CONCRETE) | LVABC/PTSC | 2003-08-29 | 2015-11-19
LVABC/PTSU | Active | OH | 17000. DISTRIBUTION OH CONSTRUCTION MATERIALS | LVABC P.T. SUSPENSION CONSTRUCTION | LVABC/PTSU | 1998-06-16 | 2015-11-19
LVABC/PTSUC | Active | OH | 17000. DISTRIBUTION OH CONSTRUCTION MATERIALS | LVABC P.T. SUSPENSION CONST - (CONCRETE) | LVABC/PTSUC | 1992-07-24 | 2015-11-19
LVABC/S | Active | OH | 17000. DISTRIBUTION OH CONSTRUCTION MATERIALS | LV ABC SHACKLE CONSTRUCTION | LVABC/S | 1998-06-16 | 2015-11-19
LVABC/SA | Active | OH | 17000. DISTRIBUTION OH CONSTRUCTION MATERIALS | LV ABC SMALL ANGLE CONSTRUCTION | LVABC/SA | 1988-10-31 | 2015-11-19
LVABC/SC | Active | OH | 17000. DISTRIBUTION OH CONSTRUCTION MATERIALS | LVABC SHACKLE CONSTRUCTION (CONCRETE) | LVABC/SC | 1990-03-19 | 2015-11-19
LVABC/SU | Active | OH | 17000. DISTRIBUTION OH CONSTRUCTION MATERIALS | LV SUSPENSION ABC WOOD POLE | LVABC/SU | 1988-09-24 | 2015-11-19
LVABC/SU3 | Active | OH | 17000. DISTRIBUTION OH CONSTRUCTION MATERIALS | LVABC SUSPENSION CONSTRUCTION (300) | LVABC/SU3 | 1998-06-16 | 2015-11-19
LVABC/SU3-1 | Active | OH | 17000. DISTRIBUTION OH CONSTRUCTION MATERIALS | LVABC SUSPENSION CONST (300) (1PH) | LVABC/SU3-1 | 2003-03-07 | 2015-11-19
LVABC/SU3C | Active | OH | 17000. DISTRIBUTION OH CONSTRUCTION MATERIALS | LVABC SUSPENSION CONST (300,CONCRETE) | LVABC/SU3C | 1990-03-19 | 2015-11-19
LVABC/SU3C-1 | Active | OH | 17000. DISTRIBUTION OH CONSTRUCTION MATERIALS | LVABC SUSPENSION CONST(300,CONCRETE,1PH) | LVABC/SU3C-1 | 2003-08-31 | 2015-11-19
LVABC/SU4 | Active | OH | 17000. DISTRIBUTION OH CONSTRUCTION MATERIALS | LVABC SUSPENSION CONSTRUCTION (400) | LVABC/SU4 | 1997-10-16 | 2015-11-19
LVABC/SU4-1 | Active | OH | 17000. DISTRIBUTION OH CONSTRUCTION MATERIALS | LVABC SUSPENSION CONST (400) (1PH) | LVABC/SU4-1 | 2002-11-14 | 2015-11-19
LVABC/SU4C | Active | OH | 17000. DISTRIBUTION OH CONSTRUCTION MATERIALS | LVABC SUSPENSION CONST (400,CONCRETE) | LVABC/SU4C | 1990-03-19 | 2015-11-19
LVABC/SU4C-1 | Active | OH | 17000. DISTRIBUTION OH CONSTRUCTION MATERIALS | LVABC SUSPENSION CONST(400,CONCRETE,1PH) | LVABC/SU4C-1 | 2003-08-31 | 2015-11-19
LVABC/SUA | Active | OH | 17000. DISTRIBUTION OH CONSTRUCTION MATERIALS | LV ANGLE SUSPENSION ABC WOOD POLE | LVABC/SUA | 1988-09-24 | 2015-11-19
LVABC/T | Active | OH | 17000. DISTRIBUTION OH CONSTRUCTION MATERIALS | LVABC TERMINATION CONSTRUCTION | LVABC/T | 1998-06-16 | 2015-11-19
LVABC/TC | Active | OH | 17000. DISTRIBUTION OH CONSTRUCTION MATERIALS | LVABC TERMINATION CONSTRUCTION (CONC) | LVABC/TC | 1990-03-19 | 2015-11-19
LVABC/XS | Active | OH | 17000. DISTRIBUTION OH CONSTRUCTION MATERIALS | LVABC CROSSCHECK CONSTRUCTION | LVABC/XS | 1998-06-16 | 2015-11-19
LVABC/XSC | Active | OH | 17000. DISTRIBUTION OH CONSTRUCTION MATERIALS | LVABC CROSSCHECK CONSTRUCTION (CONC) | LVABC/XSC | 1990-03-19 | 2015-11-19
LVABCIPCSET | Active | OH | 17000. DISTRIBUTION OH CONSTRUCTION MATERIALS | LVABC IPC SET 4 CONNECTORS 3PH 1N | LVABCIPCSET | 2015-10-28 | 2015-11-19
LVAM | Active | OH | 17000. DISTRIBUTION OH CONSTRUCTION MATERIALS | LV ANGLE CONSTRUCTION (METRO NON STD) | LVAM | 2007-08-16 | 2015-11-19
LVAUX | Active | OH | 17000. DISTRIBUTION OH CONSTRUCTION MATERIALS | LV ISOLATION TRANSFORMER SUPPLY | LVAUX | 2002-03-19 | 2015-11-19
LVC26X | Active | OH | 17000. DISTRIBUTION OH CONSTRUCTION MATERIALS | LV CABLE CU 2 C 6 XLPE | LVC26X | 2003-09-17 | 2015-11-19
LVCA | Active | OH | 17000. DISTRIBUTION OH CONSTRUCTION MATERIALS | LV CANTILEVER ANGLE CONSTRUCTION | LVCA | 1996-02-08 | 2015-11-19
LVCCT1350 | Active | OH | 17000. DISTRIBUTION OH CONSTRUCTION MATERIALS | LV CCT 120 SQMM 1350 grade AAC XLPE | LVCCT1350 | 2009-08-25 | 2015-11-19
LVCP | Active | OH | 17000. DISTRIBUTION OH CONSTRUCTION MATERIALS | LV CANTILEVER PIN CONSTRUCTION | LVCP | 1996-02-08 | 2015-11-19
LVD/S | Active | OH | 17000. DISTRIBUTION OH CONSTRUCTION MATERIALS | LV DEVIATION SHORT ARN (3PH) | LVD/S | 1988-09-24 | 2015-11-19
LVFM | Active | OH | 17000. DISTRIBUTION OH CONSTRUCTION MATERIALS | Low Voltage Feeder Monitor | LVFM | 2015-11-04 | 2024-10-01
LVFMA | Active | OH | 17000. DISTRIBUTION OH CONSTRUCTION MATERIALS | Low Voltage Feeder Monitor with Antenna | LVFMA | 2015-11-04 | 2017-02-23
LVGENPSCP | Active | OH | 17000. DISTRIBUTION OH CONSTRUCTION MATERIALS | LV GEN CON SINGLE STANDARD POLE | LVGENPSCP | 2022-10-27 | 2022-11-16
LVGENPTCP | Active | OH | 17000. DISTRIBUTION OH CONSTRUCTION MATERIALS | LV GEN CON TWIN STANDARD POLE | LVGENPTCP | 2022-10-27 | 2022-11-16
LVGENTSCP | Active | OH | 17000. DISTRIBUTION OH CONSTRUCTION MATERIALS | LV GEN CON SINGLE TRANSFORMER POLE | LVGENTSCP | 2022-10-27 | 2022-11-16
LVGENTTCP | Active | OH | 17000. DISTRIBUTION OH CONSTRUCTION MATERIALS | LV GEN CON TWIN TRANSFORMER POLE | LVGENTTCP | 2022-10-27 | 2022-11-16
LVP | Active | OH | 17000. DISTRIBUTION OH CONSTRUCTION MATERIALS | LV PIN CONSTRUCTION | LVP | 1998-12-30 | 2015-11-19
LVP/1 | Active | OH | 17000. DISTRIBUTION OH CONSTRUCTION MATERIALS | LV PIN CONSTRUCTION (1 PH) | LVP/1 | 1996-02-08 | 2015-11-19
LVP/L(+) | Active | OH | 17000. DISTRIBUTION OH CONSTRUCTION MATERIALS | L.V. PIN / LONG ARM.(ADD PH) | LVP/L(+) | 1988-09-24 | 2015-11-19
LVP/M(+) | Active | OH | 17000. DISTRIBUTION OH CONSTRUCTION MATERIALS | LV PIN MEDIUM ARM ADD PH | LVP/M(+) | 1988-09-24 | 2015-11-19
LVPL | Active | OH | 17000. DISTRIBUTION OH CONSTRUCTION MATERIALS | LV PIN LONG X-ARM CONSTRUCTION | LVPL | 2013-04-05 | 2015-11-19
LVPM | Active | OH | 17000. DISTRIBUTION OH CONSTRUCTION MATERIALS | LV PIN METROPOLITAN CONSTRUCTION | LVPM | 1996-02-06 | 2015-11-19
LVPS | Active | OH | 17000. DISTRIBUTION OH CONSTRUCTION MATERIALS | LV PIN TO SHACKLE CONSTRUCTION | LVPS | 2015-10-20 | 2015-11-19
LVPTS | Active | OH | 17000. DISTRIBUTION OH CONSTRUCTION MATERIALS | LV P.T. SHACKLE CONSTRUCTION | LVPTS | 1990-09-26 | 2015-11-19
LVPTS/1 | Active | OH | 17000. DISTRIBUTION OH CONSTRUCTION MATERIALS | LV P.T. SHACKLE CONSTRUCTION (1 PH) | LVPTS/1 | 1989-02-14 | 2015-11-19
LVPTS/2L | Active | OH | 17000. DISTRIBUTION OH CONSTRUCTION MATERIALS | LV POLE T'FORMER SHACKLE/TWIN LONG ARMS | LVPTS/2L | 1999-06-24 | 2015-11-19
LVPTS/3(+) | Active | OH | 17000. DISTRIBUTION OH CONSTRUCTION MATERIALS | LV S'KLE T'FORMER POLE 3.0M ARM (ADD PH) | LVPTS/3(+) | 1988-09-24 | 2015-11-19
LVPTS2 | Active | OH | 17000. DISTRIBUTION OH CONSTRUCTION MATERIALS | LV P.T. SHACKLE CONSTRUCTION/TWIN X-ARM | LVPTS2 | 1990-09-26 | 2015-11-19
LVPTS2/1 | Active | OH | 17000. DISTRIBUTION OH CONSTRUCTION MATERIALS | LV P.T. SHACKLE CONST./TWIN X-ARM (1 PH) | LVPTS2/1 | 1993-04-02 | 2015-11-19
LVPTT | Active | OH | 17000. DISTRIBUTION OH CONSTRUCTION MATERIALS | LV P.T. TERMINATION CONSTRUCTION | LVPTT | 1990-09-26 | 2015-11-19
LVPTT/1 | Active | OH | 17000. DISTRIBUTION OH CONSTRUCTION MATERIALS | LV P.T. TERMINATION CONSTRUCTION (1 PH) | LVPTT/1 | 1989-02-14 | 2015-11-19
LVPTT/2L | Active | OH | 17000. DISTRIBUTION OH CONSTRUCTION MATERIALS | LV POLE T'FORMER TERM.TWIN LONG ARMS | LVPTT/2L | 1988-09-24 | 2015-11-19
LVPTT2 | Active | OH | 17000. DISTRIBUTION OH CONSTRUCTION MATERIALS | LV P.T. TERM. CONST./TWIN X-ARM | LVPTT2 | 1990-09-26 | 2015-11-19
LVPTT2/1 | Active | OH | 17000. DISTRIBUTION OH CONSTRUCTION MATERIALS | LV P.T. TERM. CONST./TWIN X-ARM (1 PH) | LVPTT2/1 | 1989-08-31 | 2015-11-19
LVPTU | Active | OH | 17000. DISTRIBUTION OH CONSTRUCTION MATERIALS | LV P.T. UPLIFT CONSTRUCTION | LVPTU | 1990-09-26 | 2015-11-19
LVPTU/1 | Active | OH | 17000. DISTRIBUTION OH CONSTRUCTION MATERIALS | LV P.T. UPLIFT CONSTRUCTION (1 PH) | LVPTU/1 | 1989-02-15 | 2015-11-19
LVPTU/3(+) | Active | OH | 17000. DISTRIBUTION OH CONSTRUCTION MATERIALS | LV POLE T'FORMER U'HUNG 3.0M ARM(ADD PH) | LVPTU/3(+) | 1988-09-24 | 2015-11-19
LVS | Active | OH | 17000. DISTRIBUTION OH CONSTRUCTION MATERIALS | LV SHACKLE CONSTRUCTION | LVS | 1998-12-30 | 2015-11-19
LVS/1 | Active | OH | 17000. DISTRIBUTION OH CONSTRUCTION MATERIALS | LV SHACKLE CONSTRUCTION (1 PH) | LVS/1 | 1989-02-14 | 2015-11-19
LVS/1L(+) | Active | OH | 17000. DISTRIBUTION OH CONSTRUCTION MATERIALS | LV SHACKLE SNGL ARM LONG (ADD PH) | LVS/1L(+) | 1988-09-24 | 2015-11-19
LVS2 | Active | OH | 17000. DISTRIBUTION OH CONSTRUCTION MATERIALS | LV SHACKLE CONSTRUCTION 125 X-ARM | LVS2 | 1990-09-26 | 2015-11-19
LVS2/1 | Active | OH | 17000. DISTRIBUTION OH CONSTRUCTION MATERIALS | LV SHACKLE CONSTRUCTION 125 X-ARM 1PH | LVS2/1 | 2012-10-22 | 2015-11-19
LVS2C/SCCT | Active | OH | 17000. DISTRIBUTION OH CONSTRUCTION MATERIALS | LV SHACKLE CCT-CCT SYN INS | LVS2C/SCCT | 2023-09-21 | 2023-09-21
LVSL | Active | OH | 17000. DISTRIBUTION OH CONSTRUCTION MATERIALS | LV SHACKLE LONG X-ARM CONSTRUCTION | LVSL | 2013-04-08 | 2018-09-03
LVSM | Active | OH | 17000. DISTRIBUTION OH CONSTRUCTION MATERIALS | L.V. SHACKLE METROPOLITAN CONSTRUCTION | LVSM | 1996-02-06 | 2015-11-19
LVSTS | Active | OH | 17000. DISTRIBUTION OH CONSTRUCTION MATERIALS | LOW VOLTAGE SIDE TIE (SLACK STRUNG) | LVSTS | 1989-09-08 | 1989-09-08
LVSUA | Active | OH | 17000. DISTRIBUTION OH CONSTRUCTION MATERIALS | LV SUSPENSION ANGLE CONSTRUCTION | LVSUA | 1990-09-26 | 2015-11-19
LVSUA/1 | Active | OH | 17000. DISTRIBUTION OH CONSTRUCTION MATERIALS | LV SUSPENSION ANGLE CONSTRUCTION (1 PH) | LVSUA/1 | 1989-02-14 | 2015-11-19
LVT | Active | OH | 17000. DISTRIBUTION OH CONSTRUCTION MATERIALS | LV TERMINATION CONSTRUCTION | LVT | 1998-12-30 | 2015-11-19
LVT/1 | Active | OH | 17000. DISTRIBUTION OH CONSTRUCTION MATERIALS | LV TERMINATION CONSTRUCTION (1 PH) | LVT/1 | 1989-02-14 | 2015-11-19
LVT/1L(+) | Active | OH | 17000. DISTRIBUTION OH CONSTRUCTION MATERIALS | LV TERM SNGL ARM LONG (ADD PH) | LVT/1L(+) | 1988-09-24 | 2015-11-19
LVT/1S | Active | OH | 17000. DISTRIBUTION OH CONSTRUCTION MATERIALS | LV TERM SNGL ARM SHORT (3PH) | LVT/1S | 1988-09-24 | 2015-11-19
LVT/1S(1) | Active | OH | 17000. DISTRIBUTION OH CONSTRUCTION MATERIALS | LV TERM SNGL ARM SHORT (1PH) | LVT/1S(1) | 1988-09-24 | 2015-11-19
LVT/SX | Active | OH | 17000. DISTRIBUTION OH CONSTRUCTION MATERIALS | L.V. TERM'N EXTENTION SHORT ARM - (3PH) | LVT/SX | 1988-09-24 | 2015-11-19
LVT19083CU | Active | OH | 17000. DISTRIBUTION OH CONSTRUCTION MATERIALS | LV CONDUCTOR TERM 19/.083 (19/14) CU | LVT19083CU | 2012-08-22 | 2015-11-19
LVT19101CU | Active | OH | 17000. DISTRIBUTION OH CONSTRUCTION MATERIALS | LV CONDUCTOR TERM 19/.101 (19/12) CU | LVT19101CU | 2012-08-22 | 2015-11-19
LVT19104CU | Active | OH | 17000. DISTRIBUTION OH CONSTRUCTION MATERIALS | LV CONDUCTOR TERM 19/.104 (19/12) CU | LVT19104CU | 2012-08-22 | 2015-11-19
LVT2 | Active | OH | 17000. DISTRIBUTION OH CONSTRUCTION MATERIALS | LV TERMINATION CONSTRUCTION 125 X-ARM | LVT2 | 1990-09-26 | 2015-11-19
LVT2/1 | Active | OH | 17000. DISTRIBUTION OH CONSTRUCTION MATERIALS | LV TERM CONSTRUCTION 125 X-ARM 1PH | LVT2/1 | 2012-10-22 | 2015-11-19
LVT7080CU | Active | OH | 17000. DISTRIBUTION OH CONSTRUCTION MATERIALS | LV CONDUCTOR TERM 7/.080 (7/14) CU | LVT7080CU | 2012-08-22 | 2015-11-19
LVT7104CU | Active | OH | 17000. DISTRIBUTION OH CONSTRUCTION MATERIALS | LV CONDUCTOR TERM 7/.104 (7/12) CU | LVT7104CU | 2012-08-22 | 2015-11-19
LVTAP | Active | OH | 17000. DISTRIBUTION OH CONSTRUCTION MATERIALS | LV CONDUCTOR TERMINATION - APPLE | LVTAP | 2012-08-22 | 2015-11-19
LVTBA | Active | OH | 17000. DISTRIBUTION OH CONSTRUCTION MATERIALS | LV CONDUCTOR TERMINATION - BANANA | LVTBA | 2012-08-22 | 2015-11-19
LVTCH | Active | OH | 17000. DISTRIBUTION OH CONSTRUCTION MATERIALS | LV CONDUCTOR TERMINATION - CHERRY | LVTCH | 2012-08-22 | 2015-11-19
LVTFL | Active | OH | 17000. DISTRIBUTION OH CONSTRUCTION MATERIALS | LV CONDUCTOR TERMINATION - FLY | LVTFL | 2017-01-23 | 2017-01-23
LVTL | Active | OH | 17000. DISTRIBUTION OH CONSTRUCTION MATERIALS | LV TERM CONSTRUCTION 125 LONG X-ARM | LVTL | 2018-09-03 | 2018-09-03
LVTLI | Active | OH | 17000. DISTRIBUTION OH CONSTRUCTION MATERIALS | LV CONDUCTOR TERMINATION - LIBRA | LVTLI | 2012-08-22 | 2015-11-19
LVTM | Active | OH | 17000. DISTRIBUTION OH CONSTRUCTION MATERIALS | L.V. TERMINATION METROPOLITAN CONST. | LVTM | 1989-09-19 | 2015-11-19
LVTMA | Active | OH | 17000. DISTRIBUTION OH CONSTRUCTION MATERIALS | LV CONDUCTOR TERMINATION - MARS | LVTMA | 2012-08-22 | 2015-11-19
LVTMO | Active | OH | 17000. DISTRIBUTION OH CONSTRUCTION MATERIALS | LV CONDUCTOR TERMINATION - MOON | LVTMO | 2012-08-22 | 2015-11-19
LVTP/S | Active | OH | 17000. DISTRIBUTION OH CONSTRUCTION MATERIALS | LV TRANSPOSITION SHORT ARM (3PH) | LVTP/S | 1995-08-25 | 2015-11-19
LVTPL | Active | OH | 17000. DISTRIBUTION OH CONSTRUCTION MATERIALS | LV CONDUCTOR TERMINATION - PLUTO | LVTPL | 2012-08-22 | 2015-11-19
LVTRA | Active | OH | 17000. DISTRIBUTION OH CONSTRUCTION MATERIALS | LV CONDUCTOR TERMINATION - RAISIN | LVTRA | 2012-08-22 | 2015-11-19
LVTRAP | Active | OH | 17000. DISTRIBUTION OH CONSTRUCTION MATERIALS | LV TERMINATION - AP | LVTRAP | 1990-02-21 | 2015-11-19
LVTRBA | Active | OH | 17000. DISTRIBUTION OH CONSTRUCTION MATERIALS | LV TERMINATION - BA | LVTRBA | 1990-02-21 | 2015-11-19
LVTRLI | Active | OH | 17000. DISTRIBUTION OH CONSTRUCTION MATERIALS | LV TERMINATION - LI | LVTRLI | 1990-02-21 | 2015-11-19
LVTRMA | Active | OH | 17000. DISTRIBUTION OH CONSTRUCTION MATERIALS | LV TERMINATION - MA | LVTRMA | 1990-02-21 | 2015-11-19
LVTRMO | Active | OH | 17000. DISTRIBUTION OH CONSTRUCTION MATERIALS | LV TERMINATION - MO | LVTRMO | 1990-02-21 | 2015-11-19
LVTRPL | Active | OH | 17000. DISTRIBUTION OH CONSTRUCTION MATERIALS | LV TERMINATION - PL | LVTRPL | 1990-02-21 | 2015-11-19
LVTRRA | Active | OH | 17000. DISTRIBUTION OH CONSTRUCTION MATERIALS | LV TERMINATION - RA | LVTRRA | 1990-02-21 | 2015-11-19
LVTTS | Active | OH | 17000. DISTRIBUTION OH CONSTRUCTION MATERIALS | LOW VOLTAGE TOP TIE (SLACK STRUNG) | LVTTS | 1989-09-08 | 2015-11-19
LVTWA | Active | OH | 17000. DISTRIBUTION OH CONSTRUCTION MATERIALS | LV CONDUCTOR TERMINATION - WASP | LVTWA | 2017-01-23 | 2017-01-23
LVU | Active | OH | 17000. DISTRIBUTION OH CONSTRUCTION MATERIALS | LV UPLIFT CONSTRUCTION | LVU | 1996-02-08 | 2015-11-19
LVU/1 | Active | OH | 17000. DISTRIBUTION OH CONSTRUCTION MATERIALS | LV UPLIFT CONSTRUCTION (1 PH) | LVU/1 | 1989-02-14 | 2015-11-19
LVUM | Active | OH | 17000. DISTRIBUTION OH CONSTRUCTION MATERIALS | LV UPLIFT METRO CONSTRUCTION | LVUM | 2016-06-28 | 2016-06-28
LVV | Active | OH | 17000. DISTRIBUTION OH CONSTRUCTION MATERIALS | LV VERTICAL CONSTRUCTION | LVV | 1990-09-26 | 2015-11-19
LVV(1) | Active | OH | 17000. DISTRIBUTION OH CONSTRUCTION MATERIALS | L.V. VERTICAL - (1PH) | LVV(1) | 1988-09-24 | 2015-11-19
LVV/1 | Active | OH | 17000. DISTRIBUTION OH CONSTRUCTION MATERIALS | L.V. VERTICAL CONSTION (1 PH) | LVV/1 | 1989-02-14 | 2015-11-19
LVVA | Active | OH | 17000. DISTRIBUTION OH CONSTRUCTION MATERIALS | LV VERTICAL ANGLE CONSTRUCTION | LVVA | 1990-09-26 | 2015-11-19
LVVA/1 | Active | OH | 17000. DISTRIBUTION OH CONSTRUCTION MATERIALS | LV VERTICAL ANGLE CONSTRUCTION (1 PH) | LVVA/1 | 1989-05-23 | 2015-11-19
LVVS | Active | OH | 17000. DISTRIBUTION OH CONSTRUCTION MATERIALS | LV VERTICAL SHACKLE CONSTRUCTION | LVVS | 1990-09-26 | 2015-11-19
LVVS/1 | Active | OH | 17000. DISTRIBUTION OH CONSTRUCTION MATERIALS | L.V. VERTICAL SHACKLE CONST. (1 PH) | LVVS/1 | 1995-05-08 | 2015-11-19
LVVT | Active | OH | 17000. DISTRIBUTION OH CONSTRUCTION MATERIALS | LV VERTICAL TERMINATION CONSTRUCTION | LVVT | 1990-09-26 | 2015-11-19
LVVT/1 | Active | OH | 17000. DISTRIBUTION OH CONSTRUCTION MATERIALS | LV VERTICAL TERMINATION CONST. (1 PH) | LVVT/1 | 1989-05-23 | 2015-11-19
M04410 | Active | OH | 17000. DISTRIBUTION OH CONSTRUCTION MATERIALS | DESIGN | M04410 | 1999-09-20 | 1999-09-20
MARS | Active | OH | 17000. DISTRIBUTION OH CONSTRUCTION MATERIALS | MARS 7/3.75 AAC / METRE | MARS | 1988-09-24 | 2019-12-17
MAS | Active | OH | 17000. DISTRIBUTION OH CONSTRUCTION MATERIALS | COND EXTRAS MARS TERM SLACK 1PH | MAS | 1999-04-20 | 2008-08-20
MAT | Active | OH | 17000. DISTRIBUTION OH CONSTRUCTION MATERIALS | COND EXTRAS MARS TERMINATION TIGHT 1PH | MAT | 1999-04-20 | 2008-08-20
MCA | Active | OH | 17000. DISTRIBUTION OH CONSTRUCTION MATERIALS | MASS CONCRETE ANCHOR | MCA | 1989-09-06 | 2004-02-27
MCBJ | Active | OH | 17000. DISTRIBUTION OH CONSTRUCTION MATERIALS | MAINS CONNECTION BOX & J HOOK | MCBJ | 1990-03-09 | 2020-10-12
MCPF | Active | OH | 17000. DISTRIBUTION OH CONSTRUCTION MATERIALS | MCPF-MIXED CONCRETE PAD FOOTING. | MCPF | 1995-08-09 | 2001-02-26
MDCF | Active | OH | 17000. DISTRIBUTION OH CONSTRUCTION MATERIALS | MDCF-MAXIMUM DEPTH CONCRETE FOUNDATION | MDCF | 1995-08-09 | 2011-06-24
MEN | Active | OH | 17000. DISTRIBUTION OH CONSTRUCTION MATERIALS | MEN EARTH | MEN | 1998-12-31 | 2011-09-14
MENEX | Active | OH | 17000. DISTRIBUTION OH CONSTRUCTION MATERIALS | MEN EARTH FOR EXISTING POLE | MENEX | 1998-11-25 | 2017-02-10
MENLVABC | Active | OH | 17000. DISTRIBUTION OH CONSTRUCTION MATERIALS | MEN EARTH L V ABC | MENLVABC | 1988-09-24 | 2011-12-13
MISCMAT | Active | OH | 17000. DISTRIBUTION OH CONSTRUCTION MATERIALS | MISCELLANEOUS MATERIAL ** SPECIFY COST** | MISCMAT | 2015-10-27 | 2024-06-05
MOON | Active | OH | 17000. DISTRIBUTION OH CONSTRUCTION MATERIALS | MOON 7/4.75 AAC / METRE | MOON | 1996-06-13 | 2019-12-17
MOS | Active | OH | 17000. DISTRIBUTION OH CONSTRUCTION MATERIALS | COND EXTRAS MOON TERM SLACK 1PH | MOS | 1999-04-20 | 2008-08-20
MOT | Active | OH | 17000. DISTRIBUTION OH CONSTRUCTION MATERIALS | COND EXTRAS MOON TERMINATION TIGHT 1PH | MOT | 1999-04-20 | 2008-08-20
MR/11REG | Active | OH | 17000. DISTRIBUTION OH CONSTRUCTION MATERIALS | Mesh Radio for Reg LV supply from Reg | MR/11REG | 2010-10-15 | 2010-11-09
MR/11REGVT | Active | OH | 17000. DISTRIBUTION OH CONSTRUCTION MATERIALS | Mesh Radio for Reg LV supply from VT | MR/11REGVT | 2010-10-15 | 2012-11-13
MR/HECE | Active | OH | 17000. DISTRIBUTION OH CONSTRUCTION MATERIALS | Mesh Radio Headend Common Earth | MR/HECE | 2014-05-12 | 2024-10-01
MR/HESE | Active | OH | 17000. DISTRIBUTION OH CONSTRUCTION MATERIALS | Mesh Radio Headend Seperate Earth | MR/HESE | 2014-05-22 | 2014-05-22
MR/SACE | Active | OH | 17000. DISTRIBUTION OH CONSTRUCTION MATERIALS | Mesh radio stand Alone Common Earth | MR/SACE | 2010-10-15 | 2024-10-01
MR/SASE | Active | OH | 17000. DISTRIBUTION OH CONSTRUCTION MATERIALS | Mesh radio stand Alone Seperate Earth | MR/SASE | 2010-10-15 | 2024-10-01
N11T/N | Active | OH | 17000. DISTRIBUTION OH CONSTRUCTION MATERIALS | 11KV TERMINATION CONST/SYNTH INSULATORS | N11T/N | 1989-07-11 | 1989-07-11
N2B25CAI50 | Active | OH | 17000. DISTRIBUTION OH CONSTRUCTION MATERIALS | NEW;2B25;CONC;AL MAIN;IN LINE;50A | N2B25CAI50 | 1996-05-14 | 2015-11-19
N2B25CAI80 | Active | OH | 17000. DISTRIBUTION OH CONSTRUCTION MATERIALS | NEW;2B25;CONC;AL MAIN;IN LINE;80A | N2B25CAI80 | 1996-05-14 | 2015-11-19
N2B25CAN50 | Active | OH | 17000. DISTRIBUTION OH CONSTRUCTION MATERIALS | NEW;2B25;CONC;AL MAIN;50A | N2B25CAN50 | 1995-02-17 | 2025-07-10
N2B25CAN80 | Active | OH | 17000. DISTRIBUTION OH CONSTRUCTION MATERIALS | NEW;2B25;CONC;AL MAIN;80A | N2B25CAN80 | 1995-02-17 | 2025-07-10
N2B25CAY80 | Active | OH | 17000. DISTRIBUTION OH CONSTRUCTION MATERIALS | NEW;2B25;CONC;AL MAIN;MAINS BOX;80A | N2B25CAY80 | 1995-02-17 | 2015-11-19
N2B25CBI50 | Active | OH | 17000. DISTRIBUTION OH CONSTRUCTION MATERIALS | NEW;2B25;CONC;ABC MAIN;IN LINE;50A | N2B25CBI50 | 1996-05-14 | 2015-11-19
N2B25CBN50 | Active | OH | 17000. DISTRIBUTION OH CONSTRUCTION MATERIALS | NEW;2B25;CONC;ABC MAIN;50A | N2B25CBN50 | 1995-02-17 | 2015-11-19
N2B25CBN80 | Active | OH | 17000. DISTRIBUTION OH CONSTRUCTION MATERIALS | NEW;2B25;CONC;ABC MAIN;80A | N2B25CBN80 | 1995-02-17 | 2015-11-19
N2B25CBY80 | Active | OH | 17000. DISTRIBUTION OH CONSTRUCTION MATERIALS | NEW;2B25;CONC;ABC MAIN;MAINS BOX;80A | N2B25CBY80 | 1995-02-17 | 2015-11-19
N2B25CCI50 | Active | OH | 17000. DISTRIBUTION OH CONSTRUCTION MATERIALS | NEW;2B25;CONC;CU MAIN;IN LINE;50A | N2B25CCI50 | 1996-05-14 | 2015-11-19
N2B25CCI80 | Active | OH | 17000. DISTRIBUTION OH CONSTRUCTION MATERIALS | NEW;2B25;CONC;CU MAIN;IN LINE;80A | N2B25CCI80 | 1996-05-14 | 2015-11-19
N2B25CCN50 | Active | OH | 17000. DISTRIBUTION OH CONSTRUCTION MATERIALS | NEW;2B25;CONC;CU MAIN;50A | N2B25CCN50 | 1995-02-17 | 2025-07-10
N2B25CCN80 | Active | OH | 17000. DISTRIBUTION OH CONSTRUCTION MATERIALS | NEW;2B25;CONC;CU MAIN;80A | N2B25CCN80 | 1995-02-17 | 2025-07-10
N2B25CCY50 | Active | OH | 17000. DISTRIBUTION OH CONSTRUCTION MATERIALS | NEW;2B25;CONC;CU MAIN;MAINS BOX;50A | N2B25CCY50 | 1995-02-17 | 2015-11-19
N2B25CCY80 | Active | OH | 17000. DISTRIBUTION OH CONSTRUCTION MATERIALS | NEW;2B25;CONC;CU MAIN;MAINS BOX;80A | N2B25CCY80 | 1995-02-17 | 2015-11-19
N2B25WAI50 | Active | OH | 17000. DISTRIBUTION OH CONSTRUCTION MATERIALS | NEW;2B25;WOOD;AL MAIN;IN LINE;50A | N2B25WAI50 | 1996-05-14 | 2015-11-19
N2B25WAI80 | Active | OH | 17000. DISTRIBUTION OH CONSTRUCTION MATERIALS | NEW;2B25;WOOD;AL MAIN;IN LINE;80A | N2B25WAI80 | 1996-05-14 | 2015-11-19
N2B25WAN50 | Active | OH | 17000. DISTRIBUTION OH CONSTRUCTION MATERIALS | NEW;2B25;WOOD;AL MAIN;50A | N2B25WAN50 | 1995-02-16 | 2025-07-10
N2B25WAN80 | Active | OH | 17000. DISTRIBUTION OH CONSTRUCTION MATERIALS | NEW;2B25;WOOD;AL MAIN;80A | N2B25WAN80 | 1995-02-16 | 2025-07-10
N2B25WAY50 | Active | OH | 17000. DISTRIBUTION OH CONSTRUCTION MATERIALS | NEW;2B25;WOOD;AL MAIN;MAINS BOX;50A | N2B25WAY50 | 1995-02-17 | 2015-11-19
N2B25WAY80 | Active | OH | 17000. DISTRIBUTION OH CONSTRUCTION MATERIALS | NEW;2B25;WOOD;AL MAIN;MAINS BOX;80A | N2B25WAY80 | 1995-09-27 | 2015-11-19
N2B25WBI50 | Active | OH | 17000. DISTRIBUTION OH CONSTRUCTION MATERIALS | NEW;2B25;WOOD;ABC MAIN;IN LINE;50A | N2B25WBI50 | 1996-05-14 | 2015-11-19
N2B25WBI80 | Active | OH | 17000. DISTRIBUTION OH CONSTRUCTION MATERIALS | NEW;2B25;WOOD;ABC MAIN;IN LINE;80A | N2B25WBI80 | 1996-05-14 | 2015-11-19
N2B25WBN50 | Active | OH | 17000. DISTRIBUTION OH CONSTRUCTION MATERIALS | NEW;2B25;WOOD;ABC MAIN;50A | N2B25WBN50 | 1995-02-17 | 2015-11-19
N2B25WBN80 | Active | OH | 17000. DISTRIBUTION OH CONSTRUCTION MATERIALS | NEW;2B25;WOOD;ABC MAIN;80A | N2B25WBN80 | 1995-02-17 | 2015-11-19
N2B25WBY50 | Active | OH | 17000. DISTRIBUTION OH CONSTRUCTION MATERIALS | NEW;2B25;WOOD;ABC MAIN;MAINS BOX;50A | N2B25WBY50 | 1995-02-17 | 2015-11-19
N2B25WBY80 | Active | OH | 17000. DISTRIBUTION OH CONSTRUCTION MATERIALS | NEW;2B25;WOOD;ABC MAIN;MAINS BOX;80A | N2B25WBY80 | 1995-02-17 | 2015-11-19
N2B25WCI50 | Active | OH | 17000. DISTRIBUTION OH CONSTRUCTION MATERIALS | NEW;2B25;WOOD;CU MAIN;IN LINE;50A | N2B25WCI50 | 1996-05-14 | 2015-11-19
N2B25WCI80 | Active | OH | 17000. DISTRIBUTION OH CONSTRUCTION MATERIALS | NEW;2B25;WOOD;CU MAIN;IN LINE;80A | N2B25WCI80 | 1996-05-14 | 2015-11-19
N2B25WCN50 | Active | OH | 17000. DISTRIBUTION OH CONSTRUCTION MATERIALS | NEW;2B25;WOOD;CU MAIN;50A | N2B25WCN50 | 1995-02-17 | 2025-07-10
N2B25WCN80 | Active | OH | 17000. DISTRIBUTION OH CONSTRUCTION MATERIALS | NEW;2B25;WOOD;CU MAIN;80A | N2B25WCN80 | 1995-02-17 | 2025-07-10
N2B25WCY50 | Active | OH | 17000. DISTRIBUTION OH CONSTRUCTION MATERIALS | NEW;2B25;WOOD;CU MAIN;MAINS BOX;50A | N2B25WCY50 | 1995-02-17 | 2015-11-19
N2B25WCY80 | Active | OH | 17000. DISTRIBUTION OH CONSTRUCTION MATERIALS | NEW;2B25;WOOD;CU MAIN;MAINS BOX;80A | N2B25WCY80 | 1995-02-17 | 2015-11-19
N2NS16WAN50 | Active | OH | 17000. DISTRIBUTION OH CONSTRUCTION MATERIALS | NEW;2NS/16;WOOD;AL COND;50A | N2NS16WAN50 | 1993-08-02 | 2015-11-19
N2NS16WAN80 | Active | OH | 17000. DISTRIBUTION OH CONSTRUCTION MATERIALS | NEW;2NS/16;WOOD;AL COND;80A | N2NS16WAN80 | 1993-08-02 | 2015-11-19
N2NS16WCN50 | Active | OH | 17000. DISTRIBUTION OH CONSTRUCTION MATERIALS | NEW;2NS/16;WOOD;CU COND;50A | N2NS16WCN50 | 1993-08-02 | 2015-11-19
N3B25CAI50 | Active | OH | 17000. DISTRIBUTION OH CONSTRUCTION MATERIALS | NEW;3B25;CONC;AL MAIN;IN LINE;50A | N3B25CAI50 | 1996-05-14 | 2015-11-19
N3B25CAI80 | Active | OH | 17000. DISTRIBUTION OH CONSTRUCTION MATERIALS | NEW;3B25;CONC;AL MAIN;IN LINE;80A | N3B25CAI80 | 1996-05-14 | 2015-11-19
N3B25CAN50 | Active | OH | 17000. DISTRIBUTION OH CONSTRUCTION MATERIALS | NEW;3B25;CONC;AL MAIN;50A | N3B25CAN50 | 1995-02-17 | 2025-07-10
N3B25CAN80 | Active | OH | 17000. DISTRIBUTION OH CONSTRUCTION MATERIALS | NEW;3B25;CONC;AL MAIN;80A | N3B25CAN80 | 1995-02-17 | 2025-07-10
N3B25CBI80 | Active | OH | 17000. DISTRIBUTION OH CONSTRUCTION MATERIALS | NEW;3B25;CONC;ABC MAIN;IN LINE;80A | N3B25CBI80 | 1996-05-14 | 2015-11-19
N3B25CBN80 | Active | OH | 17000. DISTRIBUTION OH CONSTRUCTION MATERIALS | NEW;3B25;CONC;ABC MAIN;80A | N3B25CBN80 | 1995-02-17 | 2015-11-19
N3B25CCN50 | Active | OH | 17000. DISTRIBUTION OH CONSTRUCTION MATERIALS | NEW;3B25;CONC;CU MAIN;50A | N3B25CCN50 | 1995-02-17 | 2025-07-10
N3B25WAI50 | Active | OH | 17000. DISTRIBUTION OH CONSTRUCTION MATERIALS | NEW;3B25;WOOD;AL MAIN;IN LINE;50A | N3B25WAI50 | 1996-05-14 | 2015-11-19
N3B25WAI80 | Active | OH | 17000. DISTRIBUTION OH CONSTRUCTION MATERIALS | NEW;3B25;WOOD;AL MAIN;IN LINE;80A | N3B25WAI80 | 1996-05-14 | 2015-11-19
N3B25WAN50 | Active | OH | 17000. DISTRIBUTION OH CONSTRUCTION MATERIALS | NEW;3B25;WOOD;AL MAIN;50A | N3B25WAN50 | 1995-02-17 | 2025-07-10
N3B25WAN80 | Active | OH | 17000. DISTRIBUTION OH CONSTRUCTION MATERIALS | NEW;3B25;WOOD;AL MAIN;80A | N3B25WAN80 | 1995-02-17 | 2025-07-10
N3B25WAY50 | Active | OH | 17000. DISTRIBUTION OH CONSTRUCTION MATERIALS | NEW;3B25;WOOD;AL MAIN;MAINS BOX;50A | N3B25WAY50 | 1995-02-17 | 2015-11-19
N3B25WAY80 | Active | OH | 17000. DISTRIBUTION OH CONSTRUCTION MATERIALS | NEW;3B25;WOOD;AL MAIN;MAINS BOX;80A | N3B25WAY80 | 1995-02-17 | 2015-11-19
N3B25WBI50 | Active | OH | 17000. DISTRIBUTION OH CONSTRUCTION MATERIALS | NEW;3B25;WOOD;ABC MAIN;IN LINE;50A | N3B25WBI50 | 1996-05-14 | 2015-11-19
N3B25WBI80 | Active | OH | 17000. DISTRIBUTION OH CONSTRUCTION MATERIALS | NEW;3B25;WOOD;ABC MAIN;IN LINE;80A | N3B25WBI80 | 1996-05-14 | 2015-11-19
N3B25WBN50 | Active | OH | 17000. DISTRIBUTION OH CONSTRUCTION MATERIALS | NEW;3B25;WOOD;ABC MAIN;50A | N3B25WBN50 | 1995-02-17 | 2015-11-19
N3B25WBN80 | Active | OH | 17000. DISTRIBUTION OH CONSTRUCTION MATERIALS | NEW;3B25;WOOD;ABC MAIN;80A | N3B25WBN80 | 1995-02-17 | 2015-11-19
N3B25WBY50 | Active | OH | 17000. DISTRIBUTION OH CONSTRUCTION MATERIALS | NEW;3B25;WOOD;ABC MAIN;MAINS BOX;50A | N3B25WBY50 | 1995-02-17 | 2015-11-19
N3B25WBY80 | Active | OH | 17000. DISTRIBUTION OH CONSTRUCTION MATERIALS | NEW;3B25;WOOD;ABC MAIN;MAINS BOX;80A | N3B25WBY80 | 1995-02-17 | 2015-11-19
N3B25WCI50 | Active | OH | 17000. DISTRIBUTION OH CONSTRUCTION MATERIALS | NEW;3B25;WOOD;CU MAIN;IN LINE;50A | N3B25WCI50 | 1996-05-14 | 2015-11-19
N3B25WCI80 | Active | OH | 17000. DISTRIBUTION OH CONSTRUCTION MATERIALS | NEW;3B25;WOOD;CU MAIN;IN LINE;80A | N3B25WCI80 | 1996-05-14 | 2015-11-19
N3B25WCN50 | Active | OH | 17000. DISTRIBUTION OH CONSTRUCTION MATERIALS | NEW;3B25;WOOD;CU MAIN;50A | N3B25WCN50 | 1995-02-17 | 2025-07-10
N3B25WCN80 | Active | OH | 17000. DISTRIBUTION OH CONSTRUCTION MATERIALS | NEW;3B25;WOOD;CU MAIN;80A | N3B25WCN80 | 1995-02-17 | 2025-07-10
N3B25WCY50 | Active | OH | 17000. DISTRIBUTION OH CONSTRUCTION MATERIALS | NEW;3B25;WOOD;CU MAIN;MAINS BOX;50A | N3B25WCY50 | 1995-02-17 | 2015-11-19
N3B25WCY80 | Active | OH | 17000. DISTRIBUTION OH CONSTRUCTION MATERIALS | NEW;3B25;WOOD;CU MAIN;MAINS BOX;80A | N3B25WCY80 | 1995-02-17 | 2015-11-19
N4B25CAI80 | Active | OH | 17000. DISTRIBUTION OH CONSTRUCTION MATERIALS | NEW;4B25;CONC;AL MAIN;IN LINE;80A | N4B25CAI80 | 1996-05-14 | 2015-11-19
N4B25CAN80 | Active | OH | 17000. DISTRIBUTION OH CONSTRUCTION MATERIALS | NEW;4B25;CONC;AL MAIN;80A | N4B25CAN80 | 1995-10-20 | 2025-07-10
N4B25CBI80 | Active | OH | 17000. DISTRIBUTION OH CONSTRUCTION MATERIALS | NEW;4B25;CONC;ABC MAIN;IN LINE;80A | N4B25CBI80 | 1996-05-14 | 2015-11-19
N4B25CBN80 | Active | OH | 17000. DISTRIBUTION OH CONSTRUCTION MATERIALS | NEW;4B25;CONC;ABC MAIN;80A | N4B25CBN80 | 1995-10-20 | 2015-11-19
N4B25CCI80 | Active | OH | 17000. DISTRIBUTION OH CONSTRUCTION MATERIALS | NEW;4B25;CONC;CU MAIN;IN LINE;80A | N4B25CCI80 | 1996-05-14 | 2015-11-19
N4B25CCN100 | Active | OH | 17000. DISTRIBUTION OH CONSTRUCTION MATERIALS | NEW;4B25;CONC;CU MAIN;100A | N4B25CCN100 | 1995-10-20 | 2025-07-10
N4B25CCN80 | Active | OH | 17000. DISTRIBUTION OH CONSTRUCTION MATERIALS | NEW;4B25;CONC;CU MAIN;80A | N4B25CCN80 | 1995-10-20 | 2025-07-10
N4B25CCY80 | Active | OH | 17000. DISTRIBUTION OH CONSTRUCTION MATERIALS | NEW;4B25;CONC;CU MAIN;MAINS BOX;80A | N4B25CCY80 | 1995-10-20 | 2015-11-19
N4B25WAI100 | Active | OH | 17000. DISTRIBUTION OH CONSTRUCTION MATERIALS | NEW;4B25;WOOD;AL MAIN;IN LINE;100A | N4B25WAI100 | 1996-05-14 | 2015-11-19
N4B25WAI50 | Active | OH | 17000. DISTRIBUTION OH CONSTRUCTION MATERIALS | NEW;4B25;WOOD;AL MAIN;IN LINE;50A | N4B25WAI50 | 1996-05-14 | 2015-11-19
N4B25WAI80 | Active | OH | 17000. DISTRIBUTION OH CONSTRUCTION MATERIALS | NEW;4B25;WOOD;AL MAIN;IN LINE;80A | N4B25WAI80 | 1996-05-14 | 2015-11-19
N4B25WAN100 | Active | OH | 17000. DISTRIBUTION OH CONSTRUCTION MATERIALS | NEW;4B25;WOOD;AL MAIN;100A | N4B25WAN100 | 1995-10-20 | 2025-07-10
N4B25WAN50 | Active | OH | 17000. DISTRIBUTION OH CONSTRUCTION MATERIALS | NEW;4B25;WOOD;AL MAIN;50A | N4B25WAN50 | 1995-10-20 | 2025-07-10
N4B25WAN80 | Active | OH | 17000. DISTRIBUTION OH CONSTRUCTION MATERIALS | NEW;4B25;WOOD;AL MAIN;80A | N4B25WAN80 | 1995-10-20 | 2025-07-10
N4B25WAY100 | Active | OH | 17000. DISTRIBUTION OH CONSTRUCTION MATERIALS | NEW;4B25;WOOD;AL MAIN;MAINS BOX;100A | N4B25WAY100 | 1995-10-20 | 2015-11-19
N4B25WAY50 | Active | OH | 17000. DISTRIBUTION OH CONSTRUCTION MATERIALS | NEW;4B25;WOOD;AL MAIN;MAINS BOX;50A | N4B25WAY50 | 1995-10-20 | 2015-11-19
N4B25WAY80 | Active | OH | 17000. DISTRIBUTION OH CONSTRUCTION MATERIALS | NEW;4B25;WOOD;AL MAIN;MAINS BOX;80A | N4B25WAY80 | 1995-10-20 | 2015-11-19
N4B25WBI100 | Active | OH | 17000. DISTRIBUTION OH CONSTRUCTION MATERIALS | NEW;4B25;WOOD;ABC MAIN;IN LINE;100A | N4B25WBI100 | 1996-05-14 | 2015-11-19
N4B25WBI50 | Active | OH | 17000. DISTRIBUTION OH CONSTRUCTION MATERIALS | NEW;4B25;WOOD;ABC MAIN;IN LINE;50A | N4B25WBI50 | 1996-05-14 | 2015-11-19
N4B25WBI80 | Active | OH | 17000. DISTRIBUTION OH CONSTRUCTION MATERIALS | NEW;4B25;WOOD;ABC MAIN;IN LINE;80A | N4B25WBI80 | 1996-05-14 | 2015-11-19
N4B25WBN100 | Active | OH | 17000. DISTRIBUTION OH CONSTRUCTION MATERIALS | NEW;4B25;WOOD;ABC MAIN;100A | N4B25WBN100 | 1995-10-20 | 2015-11-19
N4B25WBN50 | Active | OH | 17000. DISTRIBUTION OH CONSTRUCTION MATERIALS | NEW;4B25;WOOD;ABC MAIN;50A | N4B25WBN50 | 1995-10-20 | 2015-11-19
N4B25WBN80 | Active | OH | 17000. DISTRIBUTION OH CONSTRUCTION MATERIALS | NEW;4B25;WOOD;ABC MAIN;80A | N4B25WBN80 | 1995-10-20 | 2015-11-19
N4B25WBY100 | Active | OH | 17000. DISTRIBUTION OH CONSTRUCTION MATERIALS | NEW;4B25;WOOD;ABC MAIN;MAINS BOX;100A | N4B25WBY100 | 1995-10-20 | 2015-11-19
N4B25WBY80 | Active | OH | 17000. DISTRIBUTION OH CONSTRUCTION MATERIALS | NEW;4B25;WOOD;ABC MAIN;MAINS BOX;80A | N4B25WBY80 | 1995-10-20 | 2015-11-19
N4B25WCI100 | Active | OH | 17000. DISTRIBUTION OH CONSTRUCTION MATERIALS | NEW;4B25;WOOD;CU MAIN;IN LINE;100A | N4B25WCI100 | 1996-05-14 | 2015-11-19
N4B25WCI50 | Active | OH | 17000. DISTRIBUTION OH CONSTRUCTION MATERIALS | NEW;4B25;WOOD;CU MAIN;IN LINE;50A | N4B25WCI50 | 1996-05-14 | 2015-11-19
N4B25WCI80 | Active | OH | 17000. DISTRIBUTION OH CONSTRUCTION MATERIALS | NEW;4B25;WOOD;CU MAIN;IN LINE;80A | N4B25WCI80 | 1996-05-14 | 2015-11-19
N4B25WCN100 | Active | OH | 17000. DISTRIBUTION OH CONSTRUCTION MATERIALS | NEW;4B25;WOOD;CU MAIN;100A | N4B25WCN100 | 1995-10-20 | 2025-07-10
N4B25WCN50 | Active | OH | 17000. DISTRIBUTION OH CONSTRUCTION MATERIALS | NEW;4B25;WOOD;CU MAIN;50A | N4B25WCN50 | 1995-10-20 | 2025-07-10
N4B25WCN80 | Active | OH | 17000. DISTRIBUTION OH CONSTRUCTION MATERIALS | NEW;4B25;WOOD;CU MAIN;80A | N4B25WCN80 | 1995-10-20 | 2025-07-10
N4B25WCY100 | Active | OH | 17000. DISTRIBUTION OH CONSTRUCTION MATERIALS | NEW;4B25;WOOD;CU MAIN;MAINS BOX;100A | N4B25WCY100 | 1995-10-20 | 2015-11-19
N4B25WCY50 | Active | OH | 17000. DISTRIBUTION OH CONSTRUCTION MATERIALS | NEW;4B25;WOOD;CU MAIN;MAINS BOX;50A | N4B25WCY50 | 1995-10-20 | 2015-11-19
N4B25WCY80 | Active | OH | 17000. DISTRIBUTION OH CONSTRUCTION MATERIALS | NEW;4B25;WOOD;CU MAIN;MAINS BOX;80A | N4B25WCY80 | 1995-10-20 | 2015-11-19
N4B35CAI100 | Active | OH | 17000. DISTRIBUTION OH CONSTRUCTION MATERIALS | NEW;4B35;CONC;AL MAIN;IN LINE;100A | N4B35CAI100 | 2009-11-27 | 2025-07-10
N4B35CAI80 | Active | OH | 17000. DISTRIBUTION OH CONSTRUCTION MATERIALS | NEW;4B35;CONC;AL MAIN;IN LINE;80A | N4B35CAI80 | 1996-05-14 | 2015-11-19
N4B35CAN100 | Active | OH | 17000. DISTRIBUTION OH CONSTRUCTION MATERIALS | NEW;4B35;CONC;AL MAIN;100A | N4B35CAN100 | 2009-11-27 | 2025-07-10
N4B35CAN80 | Active | OH | 17000. DISTRIBUTION OH CONSTRUCTION MATERIALS | NEW;4B35;CONC;AL MAIN;80A | N4B35CAN80 | 1995-02-17 | 2025-07-10
N4B35CAY100 | Active | OH | 17000. DISTRIBUTION OH CONSTRUCTION MATERIALS | NEW;4B35;CONC;AL MAIN;MAINS BOX;100A | N4B35CAY100 | 2009-11-27 | 2025-07-10
N4B35CBI100 | Active | OH | 17000. DISTRIBUTION OH CONSTRUCTION MATERIALS | NEW;4B35;CONC;ABC MAIN;IN LINE;100A | N4B35CBI100 | 1996-05-14 | 2015-11-19
N4B35CBN100 | Active | OH | 17000. DISTRIBUTION OH CONSTRUCTION MATERIALS | NEW;4B35;CONC;ABC MAIN;100A | N4B35CBN100 | 1995-02-17 | 2015-11-19
N4B35CBY100 | Active | OH | 17000. DISTRIBUTION OH CONSTRUCTION MATERIALS | NEW;4B35;CONC;ABC MAIN;MAINS BOX;100A | N4B35CBY100 | 2009-11-26 | 2015-11-19
N4B35CCI100 | Active | OH | 17000. DISTRIBUTION OH CONSTRUCTION MATERIALS | NEW;4B35;CONC;CU MAIN;IN LINE;100A | N4B35CCI100 | 2009-11-27 | 2025-07-10
N4B35CCN100 | Active | OH | 17000. DISTRIBUTION OH CONSTRUCTION MATERIALS | NEW;4B35;CONC;CU MAIN;100A | N4B35CCN100 | 2009-11-27 | 2025-07-10
N4B35CCY100 | Active | OH | 17000. DISTRIBUTION OH CONSTRUCTION MATERIALS | NEW;4B35;CONC;CU MAIN;MAINS BOX;100A | N4B35CCY100 | 2009-11-27 | 2025-07-10
N4B35WAI100 | Active | OH | 17000. DISTRIBUTION OH CONSTRUCTION MATERIALS | NEW;4B35;WOOD;AL MAIN;IN LINE;100A | N4B35WAI100 | 1996-05-14 | 2015-11-19
N4B35WAI80 | Active | OH | 17000. DISTRIBUTION OH CONSTRUCTION MATERIALS | NEW;4B35;WOOD;AL MAIN;IN LINE;80A | N4B35WAI80 | 1996-05-14 | 2015-11-19
N4B35WAN100 | Active | OH | 17000. DISTRIBUTION OH CONSTRUCTION MATERIALS | NEW;4B35;WOOD;AL MAIN;100A | N4B35WAN100 | 1995-02-17 | 2025-07-10
N4B35WAN50 | Active | OH | 17000. DISTRIBUTION OH CONSTRUCTION MATERIALS | NEW;4B35;WOOD;AL MAIN;50A | N4B35WAN50 | 1995-02-17 | 2025-07-10
N4B35WAN80 | Active | OH | 17000. DISTRIBUTION OH CONSTRUCTION MATERIALS | NEW;4B35;WOOD;AL MAIN;80A | N4B35WAN80 | 1995-02-17 | 2025-07-10
N4B35WAY100 | Active | OH | 17000. DISTRIBUTION OH CONSTRUCTION MATERIALS | NEW;4B35;WOOD;AL MAIN;MAINS BOX;100A | N4B35WAY100 | 1995-02-17 | 2015-11-19
N4B35WAY50 | Active | OH | 17000. DISTRIBUTION OH CONSTRUCTION MATERIALS | NEW;4B35;WOOD;AL MAIN;MAINS BOX;50A | N4B35WAY50 | 1995-02-17 | 2015-11-19
N4B35WAY80 | Active | OH | 17000. DISTRIBUTION OH CONSTRUCTION MATERIALS | NEW;4B35;WOOD;AL MAIN;MAINS BOX;80A | N4B35WAY80 | 1995-02-17 | 2015-11-19
N4B35WBI100 | Active | OH | 17000. DISTRIBUTION OH CONSTRUCTION MATERIALS | NEW;4B35;WOOD;ABC MAIN;IN LINE;100A | N4B35WBI100 | 1996-05-14 | 2015-11-19
N4B35WBI50 | Active | OH | 17000. DISTRIBUTION OH CONSTRUCTION MATERIALS | NEW;4B35;WOOD;ABC MAIN;IN LINE;50A | N4B35WBI50 | 1996-05-14 | 2015-11-19
N4B35WBI80 | Active | OH | 17000. DISTRIBUTION OH CONSTRUCTION MATERIALS | NEW;4B35;WOOD;ABC MAIN;IN LINE;80A | N4B35WBI80 | 1996-05-14 | 2015-11-19
N4B35WBN100 | Active | OH | 17000. DISTRIBUTION OH CONSTRUCTION MATERIALS | NEW;4B35;WOOD;ABC MAIN;100A | N4B35WBN100 | 1995-02-17 | 2015-11-19
N4B35WBN50 | Active | OH | 17000. DISTRIBUTION OH CONSTRUCTION MATERIALS | NEW;4B35;WOOD;ABC MAIN;50A | N4B35WBN50 | 1995-02-17 | 2015-11-19
N4B35WBN80 | Active | OH | 17000. DISTRIBUTION OH CONSTRUCTION MATERIALS | NEW;4B35;WOOD;ABC MAIN;80A | N4B35WBN80 | 1995-02-17 | 2015-11-19
N4B35WBY100 | Active | OH | 17000. DISTRIBUTION OH CONSTRUCTION MATERIALS | NEW;4B35;WOOD;ABC MAIN;MAINS BOX;100A | N4B35WBY100 | 1995-02-17 | 2015-11-19
N4B35WBY80 | Active | OH | 17000. DISTRIBUTION OH CONSTRUCTION MATERIALS | NEW;4B35;WOOD;ABC MAIN;MAINS BOX;80A | N4B35WBY80 | 1995-02-17 | 2015-11-19
N4B35WCI100 | Active | OH | 17000. DISTRIBUTION OH CONSTRUCTION MATERIALS | NEW;4B35;WOOD;CU MAIN;IN LINE;100A | N4B35WCI100 | 1996-05-14 | 2015-11-19
N4B35WCI50 | Active | OH | 17000. DISTRIBUTION OH CONSTRUCTION MATERIALS | NEW;4B35;WOOD;CU MAIN;IN LINE;50A | N4B35WCI50 | 1996-05-14 | 2015-11-19
N4B35WCI80 | Active | OH | 17000. DISTRIBUTION OH CONSTRUCTION MATERIALS | NEW;4B35;WOOD;CU MAIN;IN LINE;80A | N4B35WCI80 | 1996-05-14 | 2015-11-19
N4B35WCN100 | Active | OH | 17000. DISTRIBUTION OH CONSTRUCTION MATERIALS | NEW;4B35;WOOD;CU MAIN;100A | N4B35WCN100 | 1995-02-17 | 2025-07-10
N4B35WCN50 | Active | OH | 17000. DISTRIBUTION OH CONSTRUCTION MATERIALS | NEW;4B35;WOOD;CU MAIN;50A | N4B35WCN50 | 1995-02-17 | 2025-07-10
N4B35WCN80 | Active | OH | 17000. DISTRIBUTION OH CONSTRUCTION MATERIALS | NEW;4B35;WOOD;CU MAIN;80A | N4B35WCN80 | 1995-02-17 | 2025-07-10
N4B35WCY100 | Active | OH | 17000. DISTRIBUTION OH CONSTRUCTION MATERIALS | NEW;4B35;WOOD;CU MAIN;MAINS BOX;100A | N4B35WCY100 | 1995-02-17 | 2015-11-19
N4B35WCY80 | Active | OH | 17000. DISTRIBUTION OH CONSTRUCTION MATERIALS | NEW;4B35;WOOD;CU MAIN;MAINS BOX;80A | N4B35WCY80 | 1995-02-17 | 2015-11-19
N4TT16CAN80 | Active | OH | 17000. DISTRIBUTION OH CONSTRUCTION MATERIALS | NEW;4TT/16;CONC;AL COND;80A | N4TT16CAN80 | 1993-08-06 | 2015-11-19
N4TT16WAN50 | Active | OH | 17000. DISTRIBUTION OH CONSTRUCTION MATERIALS | NEW;4TT/16;WOOD;AL COND;50A | N4TT16WAN50 | 1993-08-02 | 2015-11-19
N4TT16WAN80 | Active | OH | 17000. DISTRIBUTION OH CONSTRUCTION MATERIALS | NEW;4TT/16;WOOD;AL COND;80A | N4TT16WAN80 | 1993-08-02 | 2015-11-19
N4TT16WCN50 | Active | OH | 17000. DISTRIBUTION OH CONSTRUCTION MATERIALS | NEW;4TT/16;WOOD;CU COND;50A | N4TT16WCN50 | 1993-08-02 | 2015-11-19
N4TT16WCN80 | Active | OH | 17000. DISTRIBUTION OH CONSTRUCTION MATERIALS | NEW;4TT/16;WOOD;CU COND;80A | N4TT16WCN80 | 1993-08-02 | 2015-11-19
N4TT16WMN80 | Active | OH | 17000. DISTRIBUTION OH CONSTRUCTION MATERIALS | NEW;4TT/16;WOOD;MOON;80A | N4TT16WMN80 | 1994-01-19 | 2015-11-19
NAEF | Active | OH | 17000. DISTRIBUTION OH CONSTRUCTION MATERIALS | NAEF-NATURAL EARTH FOUNDATION | NAEF | 1991-11-28 | 2001-03-08
NEON | Active | OH | 17000. DISTRIBUTION OH CONSTRUCTION MATERIALS | NEON 19/3.75 AAAC 1120 WIRE / M | NEON | 2002-08-02 | 2012-06-15
NMTR/NWMNTR | Active | OH | 17000. DISTRIBUTION OH CONSTRUCTION MATERIALS | Network Monitor Create FLOC/Equip Only | NMTR/NWMONITOR | 2021-11-09 | 2021-11-09
NPW10WAN50 | Active | OH | 17000. DISTRIBUTION OH CONSTRUCTION MATERIALS | NEW;PW/10;WOOD;AL COND;50A | NPW10WAN50 | 1993-08-02 | 2015-11-19
NPW16WAN50 | Active | OH | 17000. DISTRIBUTION OH CONSTRUCTION MATERIALS | NEW;PW/16;WOOD;AL COND;50A | NPW16WAN50 | 1993-08-02 | 2020-03-10
NPW16WAN80 | Active | OH | 17000. DISTRIBUTION OH CONSTRUCTION MATERIALS | NEW;PW/16;WOOD;AL COND;80A | NPW16WAN80 | 1993-08-02 | 2020-03-10
NPW16WCN50 | Active | OH | 17000. DISTRIBUTION OH CONSTRUCTION MATERIALS | NEW;PW/16;WOOD;CU COND;50A | NPW16WCN50 | 1993-08-02 | 2020-03-10
NPW16WCN80 | Active | OH | 17000. DISTRIBUTION OH CONSTRUCTION MATERIALS | NEW;PW/16;WOOD;CU COND;80A | NPW16WCN80 | 1993-08-02 | 2020-03-10
NPW16WMN50 | Active | OH | 17000. DISTRIBUTION OH CONSTRUCTION MATERIALS | NEW;PW/16;WOOD;MOON;50A | NPW16WMN50 | 1994-01-19 | 2020-03-10
NULECW27-1 | Active | OH | 17000. DISTRIBUTION OH CONSTRUCTION MATERIALS | SWER recloser replacement with nulec w27 | NULECW27-1 | 2008-09-15 | 2008-09-15
OD11-1 | Active | OH | 17000. DISTRIBUTION OH CONSTRUCTION MATERIALS | 2B25 SERVICE + 30 M CABLE (MATERIALS) | OD11-1 | 2002-08-02 | 2015-11-23
OD11-2 | Active | OH | 17000. DISTRIBUTION OH CONSTRUCTION MATERIALS | 4B25 SERVICE + 30M CABLE (MATERIALS) | OD11-2 | 2002-08-02 | 2015-11-23
ODMAT15 | Active | OH | 17000. DISTRIBUTION OH CONSTRUCTION MATERIALS | S/STEEL_CORROSIVE ENVIRONMENT |  | 2025-11-11 | 2025-11-11
OE | Active | OH | 17000. DISTRIBUTION OH CONSTRUCTION MATERIALS | OHEW INLINE SUSPENSION (AAC, ACSR) | OE | 2009-06-15 | 2015-11-23
OEA | Active | OH | 17000. DISTRIBUTION OH CONSTRUCTION MATERIALS | OHEW ANGLE SUSPENSION (AAC, ACSR) | OEA | 2009-06-15 | 2015-11-23
OEAR | Active | OH | 17000. DISTRIBUTION OH CONSTRUCTION MATERIALS | OHEW RAISER ANGLE SUSPENSION(AAC, ACSR) | OEAR | 2009-06-15 | 2015-11-23
OEP | Active | OH | 17000. DISTRIBUTION OH CONSTRUCTION MATERIALS | OHEW POLE EARTH | OEP | 2009-06-15 | 2015-11-23
OEPR | Active | OH | 17000. DISTRIBUTION OH CONSTRUCTION MATERIALS | OHEW INLINE PIN RAISER (AAC, ACSR) | OEPR | 2009-06-15 | 2015-11-23
OER | Active | OH | 17000. DISTRIBUTION OH CONSTRUCTION MATERIALS | OHEW RAISER INLINE SUSPENSION(AAC, ACSR) | OER | 2009-06-15 | 2015-11-23
OES3 | Active | OH | 17000. DISTRIBUTION OH CONSTRUCTION MATERIALS | OHEW SHACKLE 0-30 DEG (AAC, ACSR) | OES3 | 2009-06-15 | 2015-11-23
OES9 | Active | OH | 17000. DISTRIBUTION OH CONSTRUCTION MATERIALS | OHEW SHACKLE 31-90 DEG (AAC, ACSR) | OES9 | 2009-06-15 | 2015-11-23
OESR | Active | OH | 17000. DISTRIBUTION OH CONSTRUCTION MATERIALS | OHEW RAISER TERMINATION (AAC, ACSR) | OESR | 2009-06-15 | 2015-11-23
OET | Active | OH | 17000. DISTRIBUTION OH CONSTRUCTION MATERIALS | OHEW TERMINATION (AAC, ACSR) | OET | 2009-06-15 | 2015-11-23
OETR | Active | OH | 17000. DISTRIBUTION OH CONSTRUCTION MATERIALS | OHEW RAISER TERMINATION (AAC, ACSR) | OETR | 2009-06-15 | 2015-11-23
OEV | Active | OH | 17000. DISTRIBUTION OH CONSTRUCTION MATERIALS | OHEW SUSPENSION VD,VO (AAC, ACSR) | OEV | 2009-06-15 | 2015-11-23
OEVR | Active | OH | 17000. DISTRIBUTION OH CONSTRUCTION MATERIALS | OHEW RAISER VDR, VOR (AAC, ACSR) | OEVR | 2009-08-03 | 2015-11-23
OFPC-DTC | Active | OH | 17000. DISTRIBUTION OH CONSTRUCTION MATERIALS | O.F.PILOT 12.8mm CABLE DBL TERM CONCRETE | OFPC-DTC | 2001-06-01 | 2015-11-23
OFPC-DTW | Active | OH | 17000. DISTRIBUTION OH CONSTRUCTION MATERIALS | O.F.PILOT CABLE DOUBLE TERM WOOD | OFPC-DTW | 2001-06-01 | 2015-11-23
OFPC-STC | Active | OH | 17000. DISTRIBUTION OH CONSTRUCTION MATERIALS | O.F.PILOT CABLE SINGLE TERM CONCRETE | OFPC-STC | 2001-06-01 | 2015-11-23
OFPC-STW | Active | OH | 17000. DISTRIBUTION OH CONSTRUCTION MATERIALS | O.F.PILOT CABLE SINGLE TERM WOOD | OFPC-STW | 2001-06-01 | 2015-11-23
OH130-55 | Active | OH | 17000. DISTRIBUTION OH CONSTRUCTION MATERIALS | 12KV 630A LBS NULEC RL27 (REMOTE CTRL) | OH130-55 | 2007-08-31 | 2015-11-23
OHEW/SUW | Active | OH | 17000. DISTRIBUTION OH CONSTRUCTION MATERIALS | OHEW SUSPENSION ON WOOD POLE | OHEW/SUW | 2008-04-16 | 2015-11-23
OHEW/SW | Active | OH | 17000. DISTRIBUTION OH CONSTRUCTION MATERIALS | OHEW SHACKLE ON WOOD POLE | OHEW/SW | 2008-04-16 | 2015-11-23
OHEW/TW | Active | OH | 17000. DISTRIBUTION OH CONSTRUCTION MATERIALS | OHEW TERM ON WOOD POLE | OHEW/TW | 2008-04-16 | 2015-11-23
OHMAT100 | Active | OH | 17000. DISTRIBUTION OH CONSTRUCTION MATERIALS | LINE FAULT INDICATORS (3PH SET) | OHMAT100 | 2007-10-26 | 2007-10-26
OHMAT1000 | Active | OH | 17000. DISTRIBUTION OH CONSTRUCTION MATERIALS | $1000 Allocation - Material Purchases | OHMAT1000 | 2023-02-07 | 2024-06-05
OHMAT101 | Active | OH | 17000. DISTRIBUTION OH CONSTRUCTION MATERIALS | HV LINE SPACERS (33kV) | OHMAT101 | 2008-03-12 | 2008-03-12
OHMAT15 | Active | OH | 17000. DISTRIBUTION OH CONSTRUCTION MATERIALS | FIBRE OPTIC CABLE (12 SM+4MM) 17830 / M | OHMAT15 | 2012-04-17 | 2012-04-17
OHMAT48 | Active | OH | 17000. DISTRIBUTION OH CONSTRUCTION MATERIALS | CABLE; 48 FIBRE OPTIC; SM; 9.6MM OD | OHMAT48 | 2012-04-17 | 2012-04-17
OHMAT8C | Active | OH | 17000. DISTRIBUTION OH CONSTRUCTION MATERIALS | 14/12 KN CONC POLE FOR PT STATIONS MATLS | OHMAT8C | 2002-07-31 | 2023-03-16
OHSPOIL/BR | Active | OH | 17000. DISTRIBUTION OH CONSTRUCTION MATERIALS | OH VAC EXC SPOIL DUMP PER POLE/BRISBANE | OHSPOIL/BR | 2018-06-22 | 2021-09-21
OHSPOIL/GC | Active | OH | 17000. DISTRIBUTION OH CONSTRUCTION MATERIALS | OH VAC EXC SPOIL DUMP PER POLE/GOLD COAS | OHSPOIL/GC | 2018-06-22 | 2021-09-21
OP/AR11 | Active | OH | 17000. DISTRIBUTION OH CONSTRUCTION MATERIALS | 11.1MM OPGW ANGLE RISER 11-30 DEG WP | OP/AR11 | 2009-05-08 | 2015-11-23
OP/AW11 | Active | OH | 17000. DISTRIBUTION OH CONSTRUCTION MATERIALS | 11.1MM OPGW ANGLE 11-30 DEG WP | OP/AW11 | 2009-05-01 | 2015-11-23
OP/HAW11 | Active | OH | 17000. DISTRIBUTION OH CONSTRUCTION MATERIALS | 11.1MM OPGW HEAVY ANGLE 46-90 DEG WP | OP/HAW11 | 2009-05-01 | 2015-11-23
OP/SR11 | Active | OH | 17000. DISTRIBUTION OH CONSTRUCTION MATERIALS | 11.1MM OPGW SHACKLE RISER 0-90 DEG WP | OP/SR11 | 2009-05-08 | 2015-11-23
OP/SUR11 | Active | OH | 17000. DISTRIBUTION OH CONSTRUCTION MATERIALS | 11.1MM OPGW SUSP RISER 0-10 DEG WP | OP/SUR11 | 2009-05-08 | 2015-11-23
OP/SUW11 | Active | OH | 17000. DISTRIBUTION OH CONSTRUCTION MATERIALS | 11.1MM OPGW SUSPENSION 0-10 DEG WP | OP/SUW11 | 2009-05-01 | 2015-11-23
OP/SW11 | Active | OH | 17000. DISTRIBUTION OH CONSTRUCTION MATERIALS | 11.1MM OPGW SHACKLE 0-45 DEG WP | OP/SW11 | 2009-05-01 | 2015-11-23
OP/TR11 | Active | OH | 17000. DISTRIBUTION OH CONSTRUCTION MATERIALS | 11.1MM OPGW TERM RISER WP | OP/TR11 | 2009-05-08 | 2015-11-23
OP/TW11 | Active | OH | 17000. DISTRIBUTION OH CONSTRUCTION MATERIALS | 11.1MM OPGW TERM WP | OP/TW11 | 2009-05-08 | 2015-11-23
OP48-16KA | Active | OH | 17000. DISTRIBUTION OH CONSTRUCTION MATERIALS | OPGW 48 SNGL MODE 14.48 MM OD /M | OP48-16KA | 2011-04-01 | 2019-12-17
OP72 | Active | OH | 17000. DISTRIBUTION OH CONSTRUCTION MATERIALS | OPGW 72 SNGL MODE 11.1MM OD /M | OP72 | 2017-04-05 | 2019-12-17
OP72-16KA | Active | OH | 17000. DISTRIBUTION OH CONSTRUCTION MATERIALS | OPGW 72 SNGL MODE 14.48 MM OD /M | OP72-16KA | 2024-01-30 | 2024-02-01
OPGW/AR | Active | OH | 17000. DISTRIBUTION OH CONSTRUCTION MATERIALS | OPGW ANGLE WITH RISER ON WOOD POLE | OPGW/AR | 2007-06-23 | 2015-11-23
OPGW/AW | Active | OH | 17000. DISTRIBUTION OH CONSTRUCTION MATERIALS | OPGW ANGLE ON WOOD POLE | OPGW/AW | 2007-06-23 | 2015-11-23
OPGW/SAW | Active | OH | 17000. DISTRIBUTION OH CONSTRUCTION MATERIALS | OPGW SHACKLE /ANGLE ON WOOD POLE | OPGW/SAW | 2007-06-23 | 2015-11-23
OPGW/SR | Active | OH | 17000. DISTRIBUTION OH CONSTRUCTION MATERIALS | OPGW SHACKLE WITH RISER ON WOOD POLE | OPGW/SR | 2007-06-23 | 2015-11-23
OPGW/SUR | Active | OH | 17000. DISTRIBUTION OH CONSTRUCTION MATERIALS | OPGW ANGLE WITH RISER ON WOOD POLE | OPGW/SUR | 2007-07-05 | 2015-11-23
OPGW/SUW | Active | OH | 17000. DISTRIBUTION OH CONSTRUCTION MATERIALS | OPGW ANGLE ON WOOD POLE | OPGW/SUW | 2007-07-05 | 2015-11-23
OPGW/SW | Active | OH | 17000. DISTRIBUTION OH CONSTRUCTION MATERIALS | OPGW SHACKLE /ANGLE ON WOOD POLE | OPGW/SW | 2007-06-23 | 2015-11-23
OPGW/TR | Active | OH | 17000. DISTRIBUTION OH CONSTRUCTION MATERIALS | OPGW TERM WITH RISER ON WOOD POLE | OPGW/TR | 2007-06-23 | 2015-11-23
OPGW/TW | Active | OH | 17000. DISTRIBUTION OH CONSTRUCTION MATERIALS | OPGW TERM ON WOOD POLE | OPGW/TW | 2007-06-23 | 2015-11-23
OPGW1 | Active | OH | 17000. DISTRIBUTION OH CONSTRUCTION MATERIALS | "OPGW" COMMS - OHEW 11.1MM DIA / METRE | OPGW1 | 2003-01-03 | 2015-11-23
OPJ/11 | Active | OH | 17000. DISTRIBUTION OH CONSTRUCTION MATERIALS | 11MM OPGW JOINT | OPJ/11 | 2009-06-15 | 2023-05-17
OPS4/11 | Active | OH | 17000. DISTRIBUTION OH CONSTRUCTION MATERIALS | 11MM OPGW SHACKLE 0-45 DEG | OPS4/11 | 2009-06-15 | 2015-11-23
OPS9/11 | Active | OH | 17000. DISTRIBUTION OH CONSTRUCTION MATERIALS | 11MM OPGW SHACKLE 45-90 DEG | OPS9/11 | 2009-06-15 | 2015-11-23
OPSR/11 | Active | OH | 17000. DISTRIBUTION OH CONSTRUCTION MATERIALS | 11MM OPGW SHACKLE RAISER 0-90 DEG | OPSR/11 | 2009-06-15 | 2015-11-23
OPSU/11 | Active | OH | 17000. DISTRIBUTION OH CONSTRUCTION MATERIALS | 11MM OPGW SUSPENSION 0-30 DEG | OPSU/11 | 2009-06-15 | 2015-11-23
OPSUR/11 | Active | OH | 17000. DISTRIBUTION OH CONSTRUCTION MATERIALS | 11MM OPGW SUSPENSION RAISER 0-10 DEG | OPSUR/11 | 2009-06-15 | 2015-11-23
OPT/11 | Active | OH | 17000. DISTRIBUTION OH CONSTRUCTION MATERIALS | 11MM OPGW TERMINATION | OPT/11 | 2009-06-15 | 2015-11-23
OPTR/11 | Active | OH | 17000. DISTRIBUTION OH CONSTRUCTION MATERIALS | 11MM OPGW RAISER TERMINATION | OPTR/11 | 2009-06-15 | 2015-11-23
OPUGT/11 | Active | OH | 17000. DISTRIBUTION OH CONSTRUCTION MATERIALS | 11MM OPGW UG TERMINATION | OPUGT/11 | 2009-06-15 | 2017-11-13
OPV/11 | Active | OH | 17000. DISTRIBUTION OH CONSTRUCTION MATERIALS | 11MM OPGW SUSPENSION FOR VD, VO | OPV/11 | 2009-08-04 | 2015-11-23
OPVR/11 | Active | OH | 17000. DISTRIBUTION OH CONSTRUCTION MATERIALS | 11MM OPGW SUSPENSION RAISER FOR VD,VO | OPVR/11 | 2009-08-04 | 2015-11-23
OTMAT1138 | Active | OH | 17000. DISTRIBUTION OH CONSTRUCTION MATERIALS | TRANSFORMER MONITOR EQUIP TO PT STATION | OTMAT1138 | 2011-02-13 | 2015-10-12
OTMAT731 | Active | OH | 17000. DISTRIBUTION OH CONSTRUCTION MATERIALS | NULEC N12 RECLOSER, 12KV, 630A | OTMAT731 | 2007-06-27 | 2007-06-27
OTMAT820 | Active | OH | 17000. DISTRIBUTION OH CONSTRUCTION MATERIALS | MATERIAL PURCHASES - SPECIFY$ | OTMAT820 | 2002-07-31 | 2024-06-05
OTSC11 | Active | OH | 17000. DISTRIBUTION OH CONSTRUCTION MATERIALS | ENERGEX ACCOMMODATION / PERSON / NIGHT | OTSC11 | 2002-11-27 | 2024-06-05
OTSC3 | Active | OH | 17000. DISTRIBUTION OH CONSTRUCTION MATERIALS | QUEENSLAND RAIL - ISOLATION FEES | OTSC3 | 2004-06-07 | 2024-06-05
OTSC4 | Active | OH | 17000. DISTRIBUTION OH CONSTRUCTION MATERIALS | QUEENSLAND RAIL - PROTECTION OFFICER/HR | OTSC4 | 2004-06-07 | 2025-07-03
OVERTIME1 | Active | OH | 17000. DISTRIBUTION OH CONSTRUCTION MATERIALS | OVERHEAD GANG OVERTIME/MHR (TIME & HALF) | OVERTIME1 | 1988-09-24 | 1988-09-24
OVERTIME2 | Active | OH | 17000. DISTRIBUTION OH CONSTRUCTION MATERIALS | OVERHEAD GANG OVERTIME/MHR (DOUBLE TIME) | OVERTIME2 | 1988-09-24 | 1988-09-24
P11/12-22 | Active | OH | 17000. DISTRIBUTION OH CONSTRUCTION MATERIALS | POLE, WOOD 11 MTR 22KN LST C/W FITTINGS | P11/12-22 | 2015-09-24 | 2024-01-10
P11/12-22R | Active | OH | 17000. DISTRIBUTION OH CONSTRUCTION MATERIALS | POLE, REBUTT WOOD 11 MTR 22KN LST C/W FI | P11/12-22R | 2019-06-12 | 2024-01-10
P11/12-22S | Active | OH | 17000. DISTRIBUTION OH CONSTRUCTION MATERIALS | POLE, SOFTWOOD 11 MTR 22KN LST C/W FITT | P11/12-22S | 2017-02-10 | 2024-01-10
P11/5-9 | Active | OH | 17000. DISTRIBUTION OH CONSTRUCTION MATERIALS | POLE, WOOD 11 MTR 9KN LST C/W FITTINGS | P11/5-9 | 2015-09-30 | 2015-09-30
P11/5-9R | Active | OH | 17000. DISTRIBUTION OH CONSTRUCTION MATERIALS | POLE, REBUTT WOOD 11 MTR 9KN LST C/W FIT | P11/5-9R | 2019-06-12 | 2019-06-12
P11/5-9S | Active | OH | 17000. DISTRIBUTION OH CONSTRUCTION MATERIALS | POLE, SOFTWOOD 11 MTR 9KN LST C/W FITTIN | P11/5-9S | 2017-02-10 | 2017-06-09
P11/8-14 | Active | OH | 17000. DISTRIBUTION OH CONSTRUCTION MATERIALS | POLE, WOOD 11 MTR 14KN LST C/W FITTINGS | P11/8-14 | 2015-09-24 | 2015-09-24
P11/8-14R | Active | OH | 17000. DISTRIBUTION OH CONSTRUCTION MATERIALS | POLE, REBUTTWOOD 11 MTR 14KN LST C/W FIT | P11/8-14R | 2019-06-12 | 2019-06-12
P11/8-14S | Active | OH | 17000. DISTRIBUTION OH CONSTRUCTION MATERIALS | POLE, SOFTWOOD 11 MTR 14KN LST C/W FITT | P11/8-14S | 2017-02-10 | 2017-06-09
P12.5/12-22 | Active | OH | 17000. DISTRIBUTION OH CONSTRUCTION MATERIALS | POLE, WOOD 12.5 MTR 22KN LSTC/W FITTINGS | P12.5/12-22 | 2015-09-24 | 2024-01-10
P12.5/12-22C | Active | OH | 17000. DISTRIBUTION OH CONSTRUCTION MATERIALS | POLE, CONC 12.5 MTR 22KN C/W STEPS | P12.5/12-22C | 2020-05-13 | 2020-05-13
P12.5/12-22R | Active | OH | 17000. DISTRIBUTION OH CONSTRUCTION MATERIALS | POLE, REBUTTWOOD 12.5 MTR 22KN LSTC/W FI | P12.5/12-22R | 2019-06-12 | 2024-01-10
P12.5/12-22S | Active | OH | 17000. DISTRIBUTION OH CONSTRUCTION MATERIALS | POLE, SOFTWOOD 12.5 MTR 22KN LSTC/W FITT | P12.5/12-22S | 2017-02-10 | 2024-01-10
P12.5/5-9 | Active | OH | 17000. DISTRIBUTION OH CONSTRUCTION MATERIALS | POLE, WOOD 12.5 M 9KN LST C/W FITTINGS | P12.5/5-9 | 2015-09-30 | 2015-09-30
P12.5/5-9FC | Active | OH | 17000. DISTRIBUTION OH CONSTRUCTION MATERIALS | POLE, COMPOSITE 12.5 M 9KN LST C/W FIT | P12.5/5-9FC | 2025-01-08 | 2025-01-08
P12.5/5-9R | Active | OH | 17000. DISTRIBUTION OH CONSTRUCTION MATERIALS | POLE, REBUTT WOOD 12.5 M 9KN LST C/W FI | P12.5/5-9R | 2019-06-12 | 2019-06-12
P12.5/5-9S | Active | OH | 17000. DISTRIBUTION OH CONSTRUCTION MATERIALS | POLE, SOFTWOOD 12.5 M 9KN LST C/W FITTI | P12.5/5-9S | 2017-02-10 | 2020-05-13
P12.5/8-14 | Active | OH | 17000. DISTRIBUTION OH CONSTRUCTION MATERIALS | POLE, WOOD 12.5 MTR 14KN LSTC/W FITTINGS | P12.5/8-14 | 2015-09-24 | 2015-09-24
P12.5/8-14C | Active | OH | 17000. DISTRIBUTION OH CONSTRUCTION MATERIALS | POLE, CONC 12.5 MTR 14KN C/W STEPS | P12.5/8-14C | 2020-05-13 | 2020-05-13
P12.5/8-14FC | Active | OH | 17000. DISTRIBUTION OH CONSTRUCTION MATERIALS | POLE, COMPOISTE 12.5 MTR 14KN LSTC/W FIT | P12.5/8-14FC | 2025-01-08 | 2025-01-08
P12.5/8-14R | Active | OH | 17000. DISTRIBUTION OH CONSTRUCTION MATERIALS | POLE, REBUTTWOOD 12.5 MTR 14KN LSTC/W FI | P12.5/8-14R | 2019-06-12 | 2019-06-12
P12.5/8-14S | Active | OH | 17000. DISTRIBUTION OH CONSTRUCTION MATERIALS | POLE, SOFTWOOD 12.5 MTR 14KN LSTC/W FITT | P12.5/8-14S | 2017-02-10 | 2019-09-10
P12.5/8C | Active | OH | 17000. DISTRIBUTION OH CONSTRUCTION MATERIALS | POLE, CONC 12.5 MTR 8KN C/W STEPS | P12.5/8C | 2004-06-22 | 2011-06-16
P14/12-22 | Active | OH | 17000. DISTRIBUTION OH CONSTRUCTION MATERIALS | POLE, WOOD 14 MTR 22KN LSTC/W FITTINGS | P14/12-22 | 2015-09-24 | 2024-01-10
P14/12-22C | Active | OH | 17000. DISTRIBUTION OH CONSTRUCTION MATERIALS | POLE, CONC 14 MTR 22KN C/W STEPS | P14/12-22C | 2020-05-13 | 2020-05-13
P14/12-22R | Active | OH | 17000. DISTRIBUTION OH CONSTRUCTION MATERIALS | POLE, REBUTTWOOD 14 MTR 22KN LSTC/W FI | P14/12-22R | 2019-06-12 | 2024-01-10
P14/12-22S | Active | OH | 17000. DISTRIBUTION OH CONSTRUCTION MATERIALS | POLE, SOFTWOOD 14 MTR 22KN LSTC/W FITT | P14/12-22S | 2017-02-10 | 2024-01-10
P14/12-24CPT | Active | OH | 17000. DISTRIBUTION OH CONSTRUCTION MATERIALS | STD CONCRETE POLE FOR PTS - 14M | P14/12-24CPT | 2015-09-30 | 2015-09-30
P14/20-36 | Active | OH | 17000. DISTRIBUTION OH CONSTRUCTION MATERIALS | POLE, WOOD 14 MTR 36KN LST C/W FITTINGS | P14/20-36 | 2015-09-24 | 2015-09-24
P14/5-9 | Active | OH | 17000. DISTRIBUTION OH CONSTRUCTION MATERIALS | POLE, WOOD 14 MTR 9KN LST C/W FITTINGS | P14/5-9 | 2015-09-30 | 2015-09-30
P14/5-9CF | Active | OH | 17000. DISTRIBUTION OH CONSTRUCTION MATERIALS | POLE, COMPOSITE 14 MTR 9KN LST C/W FIT | P14/5-9CF | 2025-01-08 | 2025-01-08
P14/5-9R | Active | OH | 17000. DISTRIBUTION OH CONSTRUCTION MATERIALS | POLE, REBUTTWOOD 14 MTR 9KN LST C/W FI | P14/5-9R | 2019-06-12 | 2019-06-12
P14/5-9S | Active | OH | 17000. DISTRIBUTION OH CONSTRUCTION MATERIALS | POLE, SOFTWOOD 14 MTR 9KN LST C/W FITT | P14/5-9S | 2017-02-10 | 2021-12-14
P14/8-14 | Active | OH | 17000. DISTRIBUTION OH CONSTRUCTION MATERIALS | POLE, WOOD 14 MTR 14KN LST C/W FITTINGS | P14/8-14 | 2015-09-24 | 2015-09-24
P14/8-14C | Active | OH | 17000. DISTRIBUTION OH CONSTRUCTION MATERIALS | POLE, CONC 14 MTR 14KN C/W STEPS | P14/8-14C | 2020-05-13 | 2020-05-13
P14/8-14CF | Active | OH | 17000. DISTRIBUTION OH CONSTRUCTION MATERIALS | POLE, COMPOSITE 14 MTR 14KN LST C/W FIT | P14/8-14CF | 2025-01-08 | 2025-01-08
P14/8-14R | Active | OH | 17000. DISTRIBUTION OH CONSTRUCTION MATERIALS | POLE, REBUTTWOOD 14 MTR 14KN LST C/W FI | P14/8-14R | 2019-06-12 | 2019-06-12
P14/8-14S | Active | OH | 17000. DISTRIBUTION OH CONSTRUCTION MATERIALS | POLE, SOFTWOOD 14 MTR 14KN LST C/W FITT | P14/8-14S | 2017-02-10 | 2019-09-10
P15.5/12-22 | Active | OH | 17000. DISTRIBUTION OH CONSTRUCTION MATERIALS | POLE, WOOD 15.5 MTR 22KN LSTC/W FITTINGS | P15.5/12-22 | 2015-09-24 | 2024-01-10
P15.5/12-22R | Active | OH | 17000. DISTRIBUTION OH CONSTRUCTION MATERIALS | POLE, REBUTTWOOD 15.5 MTR 22KN LSTC/W FI | P15.5/12-22R | 2019-06-12 | 2024-01-10
P15.5/20-36 | Active | OH | 17000. DISTRIBUTION OH CONSTRUCTION MATERIALS | POLE, WOOD 15.5 MTR 36KN LSTC/W FITTINGS | P15.5/20-36 | 2015-09-24 | 2015-09-24
P15.5/5-9 | Active | OH | 17000. DISTRIBUTION OH CONSTRUCTION MATERIALS | POLE, WOOD 15.5 MTR 9KN LSTC/W FITTINGS | P15.5/5-9 | 2021-11-05 | 2021-11-05
P15.5/8-14 | Active | OH | 17000. DISTRIBUTION OH CONSTRUCTION MATERIALS | POLE, WOOD 15.5 MTR 14KN LSTC/W FITTINGS | P15.5/8-14 | 2015-09-24 | 2015-09-24
P15.5/8-14R | Active | OH | 17000. DISTRIBUTION OH CONSTRUCTION MATERIALS | POLE, REBUTTWOOD 15.5 MTR 14KN LSTC/W FI | P15.5/8-14R | 2019-06-12 | 2019-06-12
P17/12-22 | Active | OH | 17000. DISTRIBUTION OH CONSTRUCTION MATERIALS | POLE, WOOD 17 MTR 22KN LST C/W FITTINGS | P17/12-22 | 2015-09-24 | 2024-01-10
P17/12-22R | Active | OH | 17000. DISTRIBUTION OH CONSTRUCTION MATERIALS | POLE, REBUTTWOOD 17 MTR 22KN LST C/W FI | P17/12-22R | 2019-06-12 | 2024-01-10
P17/20-36 | Active | OH | 17000. DISTRIBUTION OH CONSTRUCTION MATERIALS | POLE, WOOD 17 MTR 36KN LST C/W FITTINGS | P17/20-36 | 2015-09-24 | 2015-09-24
P17/5-9 | Active | OH | 17000. DISTRIBUTION OH CONSTRUCTION MATERIALS | POLE, WOOD 17 MTR 9KN LST C/W FITTINGS | P17/5-9 | 2021-11-05 | 2021-11-05
P17/8-14 | Active | OH | 17000. DISTRIBUTION OH CONSTRUCTION MATERIALS | POLE, WOOD 17 MTR 14KN LST C/W FITTINGS | P17/8-14 | 2015-09-24 | 2015-09-24
P17/8-14R | Active | OH | 17000. DISTRIBUTION OH CONSTRUCTION MATERIALS | POLE, REBUTTWOOD 17 MTR 14KN LST C/W FI | P17/8-14R | 2019-06-12 | 2019-06-12
P18.5/12-22 | Active | OH | 17000. DISTRIBUTION OH CONSTRUCTION MATERIALS | POLE, WOOD 18.5 MTR 22KN LSTC/W FITTINGS | P18.5/12-22 | 2015-09-24 | 2024-01-10
P18.5/20-36 | Active | OH | 17000. DISTRIBUTION OH CONSTRUCTION MATERIALS | POLE, WOOD 18.5 MTR 36KN LSTC/W FITTINGS | P18.5/20-36 | 2015-09-24 | 2015-09-24
P18.5/5-9 | Active | OH | 17000. DISTRIBUTION OH CONSTRUCTION MATERIALS | POLE, WOOD 18.5 MTR 9KN LSTC/W FITTINGS | P18.5/5-9 | 2021-11-05 | 2021-11-05
P18.5/8-14 | Active | OH | 17000. DISTRIBUTION OH CONSTRUCTION MATERIALS | POLE, WOOD 18.5 MTR 14KN LSTC/W FITTINGS | P18.5/8-14 | 2015-09-24 | 2015-09-24
P1M | Active | OH | 17000. DISTRIBUTION OH CONSTRUCTION MATERIALS | STAY,POLE 19/2.00 | P1M | 1988-09-24 | 1988-09-24
P20/12-22 | Active | OH | 17000. DISTRIBUTION OH CONSTRUCTION MATERIALS | POLE, WOOD 20 MTR 22KN LST C/W FITTINGS | P20/12-22 | 2015-09-24 | 2024-01-10
P20/20-36 | Active | OH | 17000. DISTRIBUTION OH CONSTRUCTION MATERIALS | POLE, WOOD 20 MTR 36KN LST C/W FITTINGS | P20/20-36 | 2015-09-24 | 2015-09-24
P20/5-9 | Active | OH | 17000. DISTRIBUTION OH CONSTRUCTION MATERIALS | POLE, WOOD 20 MTR 9KN LSTC/W FITTINGS | P20/5-9 | 2021-11-05 | 2021-11-05
P20/8-14 | Active | OH | 17000. DISTRIBUTION OH CONSTRUCTION MATERIALS | POLE, WOOD 20 MTR 14KN LSTC/W FITTINGS | P20/8-14 | 2015-09-24 | 2015-09-24
P21.5/12-22 | Active | OH | 17000. DISTRIBUTION OH CONSTRUCTION MATERIALS | POLE, WOOD 21.5 MTR 22KN LSTC/W FITTINGS | P21.5/12-22 | 2015-09-24 | 2015-09-24
P21.5/20-36 | Active | OH | 17000. DISTRIBUTION OH CONSTRUCTION MATERIALS | POLE, WOOD 21.5 MTR 36KN LSTC/W FITTINGS | P21.5/20-36 | 2015-09-24 | 2015-09-24
P21.5/5-9 | Active | OH | 17000. DISTRIBUTION OH CONSTRUCTION MATERIALS | POLE, WOOD 21.5 MTR 9KN LSTC/W FITTINGS | P21.5/5-9 | 2021-11-05 | 2021-11-05
P21.5/8-14 | Active | OH | 17000. DISTRIBUTION OH CONSTRUCTION MATERIALS | POLE, WOOD 21.5 MTR 14KN LSTC/W FITTINGS | P21.5/8-14 | 2021-11-05 | 2021-11-05
P23/12-22 | Active | OH | 17000. DISTRIBUTION OH CONSTRUCTION MATERIALS | POLE, WOOD 23 MTR 22KN LST C/W FITTINGS | P23/12-22 | 2015-09-24 | 2015-09-24
P23/20-36 | Active | OH | 17000. DISTRIBUTION OH CONSTRUCTION MATERIALS | POLE, WOOD 23 MTR 36KN LSTC/W FITTINGS | P23/20-36 | 2015-09-24 | 2015-09-24
P8/12-22 | Active | OH | 17000. DISTRIBUTION OH CONSTRUCTION MATERIALS | POLE, WOOD 8 MTR 22KN LST C/W FITTINGS | P8/12-22 | 2015-09-24 | 2015-09-24
P8/20-36 | Active | OH | 17000. DISTRIBUTION OH CONSTRUCTION MATERIALS | POLE,WOOD 8M 36KN LST BOLLARDC/WFITTINGS | P8/20-36 | 2015-09-24 | 2024-01-10
P9.5/12-22 | Active | OH | 17000. DISTRIBUTION OH CONSTRUCTION MATERIALS | POLE, WOOD 9.5 MTR 22KN LST C/W FITTINGS | P9.5/12-22 | 2015-09-24 | 2024-01-10
P9.5/12-22S | Active | OH | 17000. DISTRIBUTION OH CONSTRUCTION MATERIALS | POLE, SOFTWOOD 9.5 MTR 22KN LST C/W FITT | P9.5/12-22S | 2017-02-10 | 2024-01-10
P9.5/5-9 | Active | OH | 17000. DISTRIBUTION OH CONSTRUCTION MATERIALS | POLE, WOOD 9.5MTR 9KN LST C/W FITTINGS | P9.5/5-9 | 2015-09-30 | 2015-09-30
P9.5/5-9S | Active | OH | 17000. DISTRIBUTION OH CONSTRUCTION MATERIALS | POLE, SOFTWOOD 9.5MTR 9KN LST C/W FITTIN | P9.5/5-9S | 2017-02-10 | 2020-05-13
P9.5/8-14 | Active | OH | 17000. DISTRIBUTION OH CONSTRUCTION MATERIALS | POLE, WOOD 9.5MTR 14KN LST C/W FITTINGS | P9.5/8-14 | 2015-09-24 | 2022-07-07
P9.5/8-14S | Active | OH | 17000. DISTRIBUTION OH CONSTRUCTION MATERIALS | POLE, SOFTWOOD 9.5MTR 14KN LST C/W FITTI | P9.5/8-14S | 2017-02-10 | 2022-07-07
PAGE3-220-1 | Active | OH | 17000. DISTRIBUTION OH CONSTRUCTION MATERIALS | MAIN TO 19/1.53 CU BRIDGE | PAGE3-220-1 | 1996-08-21 | 1996-08-21
PAGE3-220-2 | Active | OH | 17000. DISTRIBUTION OH CONSTRUCTION MATERIALS | MAIN TO 19/1.78 CU BRIDGE | PAGE3-220-2 | 1996-08-21 | 1996-08-21
PAGE3-220-3 | Active | OH | 17000. DISTRIBUTION OH CONSTRUCTION MATERIALS | MAIN TO 37/1.78 CU BRIDGE | PAGE3-220-3 | 1996-08-21 | 1996-08-21
PAGE3-220-4 | Active | OH | 17000. DISTRIBUTION OH CONSTRUCTION MATERIALS | MAIN TO 37/2.52 CU BRIDGE | PAGE3-220-4 | 1993-10-05 | 1993-10-05
PAGE3-221-1 | Active | OH | 17000. DISTRIBUTION OH CONSTRUCTION MATERIALS | 19/1.78 CU BRIDGE TO ISOLATING SWITCH | PAGE3-221-1 | 1998-02-20 | 2006-09-25
PAGE3-221-2 | Active | OH | 17000. DISTRIBUTION OH CONSTRUCTION MATERIALS | 37/1.78 CU BRIDGE AT ISOLATING SWITCH | PAGE3-221-2 | 1998-02-20 | 2006-09-24
PAGE3-221-3 | Active | OH | 17000. DISTRIBUTION OH CONSTRUCTION MATERIALS | BRIDGE TO 19/1.78 CU BRIDGE | PAGE3-221-3 | 1996-08-21 | 2011-09-28
PAGE3-221-4 | Active | OH | 17000. DISTRIBUTION OH CONSTRUCTION MATERIALS | BRIDGE TO 37/1.78 CU BRIDGE | PAGE3-221-4 | 1996-08-21 | 2001-10-17
PAGE3-221-5 | Active | OH | 17000. DISTRIBUTION OH CONSTRUCTION MATERIALS | 37/2.52 CU BRIDGE AT ISOLATING SWITCH | PAGE3-221-5 | 2012-12-21 | 2013-09-18
PAGE3-222-1 | Active | OH | 17000. DISTRIBUTION OH CONSTRUCTION MATERIALS | CU MAIN TO 19/1.78 CU BRIDGE | PAGE3-222-1 | 1996-08-21 | 1996-08-21
PAGE3-222-2 | Active | OH | 17000. DISTRIBUTION OH CONSTRUCTION MATERIALS | CU MAIN TO 37/1.78 CU BRIDGE | PAGE3-222-2 | 1996-04-22 | 1996-04-22
PAGE3-222-7 | Active | OH | 17000. DISTRIBUTION OH CONSTRUCTION MATERIALS | BRIDGING INSULATOR (CU) | PAGE3-222-7 | 1990-09-26 | 1990-09-26
PAGE3-222-8 | Active | OH | 17000. DISTRIBUTION OH CONSTRUCTION MATERIALS | BRIDGING INSULATOR (AL) | PAGE3-222-8 | 1990-09-26 | 1990-09-26
PAGE4-204 | Active | OH | 17000. DISTRIBUTION OH CONSTRUCTION MATERIALS | BRIDGING- TEE OFF | PAGE4-204 | 1991-11-15 | 1991-11-15
PAGE4-208 | Active | OH | 17000. DISTRIBUTION OH CONSTRUCTION MATERIALS | BRIDGING- CROSSCHECK,TEE OFF (TRIDENT) | PAGE4-208 | 1991-11-15 | 1991-11-15
PAGE6-202-1 | Active | OH | 17000. DISTRIBUTION OH CONSTRUCTION MATERIALS | INDT.EFD Sensor to pole | PAGE6-202-1 | 2022-05-12 | 2022-06-08
PAGE6-202-2 | Active | OH | 17000. DISTRIBUTION OH CONSTRUCTION MATERIALS | INDT.EFD Solar Panel to pole | PAGE6-202-2 | 2022-05-12 | 2022-06-08
PAGE6-202-3 | Active | OH | 17000. DISTRIBUTION OH CONSTRUCTION MATERIALS | INDT.EFD Marshalling boxes to pole | PAGE6-202-3 | 2022-05-12 | 2022-06-08
PAGE7-145-1 | Active | OH | 17000. DISTRIBUTION OH CONSTRUCTION MATERIALS | OPEN WIRE TO ABS PALM | PAGE7-145-1 | 1989-03-02 | 2004-02-27
PAGE7-145-3 | Active | OH | 17000. DISTRIBUTION OH CONSTRUCTION MATERIALS | HVABC TO CONNECTOR BRACKET & PALM | PAGE7-145-3 | 1993-06-28 | 2012-06-15
PAGE7-145-4 | Active | OH | 17000. DISTRIBUTION OH CONSTRUCTION MATERIALS | HVABC TO ABS PALM | PAGE7-145-4 | 1991-10-24 | 2004-02-27
PAGE7-251-2 | Active | OH | 17000. DISTRIBUTION OH CONSTRUCTION MATERIALS | BRIDGING FOR 630A NULEC RECLOSER | PAGE7-251-2 | 2002-10-21 | 2012-05-23
PAGE7-255-1 | Active | OH | 17000. DISTRIBUTION OH CONSTRUCTION MATERIALS | OPEN WIRE TO ISOLATING SWITCH PALM | PAGE7-255-1 | 1999-02-23 | 2004-02-27
PAGE7-255-2 | Active | OH | 17000. DISTRIBUTION OH CONSTRUCTION MATERIALS | HV RECLOSER BUSHING | PAGE7-255-2 | 1999-02-23 | 2015-11-23
PAGE7-255-3 | Active | OH | 17000. DISTRIBUTION OH CONSTRUCTION MATERIALS | HV RECLOSER BUSHING TO ISOLATE SWITCH | PAGE7-255-3 | 1999-02-23 | 2015-11-23
PAGE7-256-1 | Active | OH | 17000. DISTRIBUTION OH CONSTRUCTION MATERIALS | RECLOSER(NULEC 630A) HV BRIDGING SET | PAGE7-256-1 | 1994-04-13 | 2015-11-23
PAGE7-324-1 | Active | OH | 17000. DISTRIBUTION OH CONSTRUCTION MATERIALS | EDO TO REGFORMER HV | PAGE7-324-1 | 2015-01-07 | 2015-11-23
PAGE7-451-1 | Active | OH | 17000. DISTRIBUTION OH CONSTRUCTION MATERIALS | BRIDGING CLAMP FOR LBS | PAGE7-451-1 | 1999-02-23 | 2015-11-23
PAGE7-455-1 | Active | OH | 17000. DISTRIBUTION OH CONSTRUCTION MATERIALS | HV LBS BUSHING TO HV SURGE ARRESTER | PAGE7-455-1 | 1994-03-08 | 2015-11-23
PAGE7-53-1 | Active | OH | 17000. DISTRIBUTION OH CONSTRUCTION MATERIALS | BR FROM CU MAINS STIRRUP & LLC TO EDO | PAGE7-53-1 | 1994-06-15 | 2007-09-07
PAGE7-53-2 | Active | OH | 17000. DISTRIBUTION OH CONSTRUCTION MATERIALS | BRIDGE FROM CU TERM LOOP WITH LLC TO EDO | PAGE7-53-2 | 1993-06-23 | 2006-09-10
PAGE7-53-3 | Active | OH | 17000. DISTRIBUTION OH CONSTRUCTION MATERIALS | BR FROM AL MAINS STIRRUP & LLC TO EDO | PAGE7-53-3 | 1993-06-23 | 2007-08-23
PAGE7-53-4 | Active | OH | 17000. DISTRIBUTION OH CONSTRUCTION MATERIALS | BRIDGE FROM AL TERM LOOP WITH LLC TO EDO | PAGE7-53-4 | 1994-06-15 | 2006-09-10
PAGE7-54-1 | Active | OH | 17000. DISTRIBUTION OH CONSTRUCTION MATERIALS | CONNECTOR TO CU. MAIN OR STIRRUP | PAGE7-54-1 | 1993-09-24 | 1993-09-24
PAGE7-54-2 | Active | OH | 17000. DISTRIBUTION OH CONSTRUCTION MATERIALS | CONNECTOR TO AL. MAIN OR STIRRUP | PAGE7-54-2 | 1993-06-23 | 1993-06-23
PAGE7-54-3 | Active | OH | 17000. DISTRIBUTION OH CONSTRUCTION MATERIALS | H.V. DOWNROD TO BUSHING | PAGE7-54-3 | 1993-12-17 | 2003-09-22
PAGE7-55-1 | Active | OH | 17000. DISTRIBUTION OH CONSTRUCTION MATERIALS | L.L.C. TO BAR STIRRUP (ABC) | PAGE7-55-1 | 1994-06-15 | 1994-06-15
PAGE7-55-2 | Active | OH | 17000. DISTRIBUTION OH CONSTRUCTION MATERIALS | LLC TO CU BAR STIRRUP (OPEN WIRE) | PAGE7-55-2 | 2007-09-18 | 2007-09-18
PAGE7-55-3 | Active | OH | 17000. DISTRIBUTION OH CONSTRUCTION MATERIALS | BR FROM CU MAIN WITH BAIL & LLC TO EDO | PAGE7-55-3 | 2007-09-07 | 2007-09-07
PAGE7-55-4 | Active | OH | 17000. DISTRIBUTION OH CONSTRUCTION MATERIALS | BR FROM AL MAIN WITH BAIL & LLC TO EDO | PAGE7-55-4 | 2007-09-07 | 2007-09-07
PAGE7-74-1 | Active | OH | 17000. DISTRIBUTION OH CONSTRUCTION MATERIALS | BUCK ARM, 630A ISOLATORS & N-BUS | PAGE7-74-1 | 2007-10-31 | 2022-08-25
PAGE7-74-2 | Active | OH | 17000. DISTRIBUTION OH CONSTRUCTION MATERIALS | BUCK ARM, 800A ISOLATORS & N-BUS | PAGE7-74-2 | 2007-10-31 | 2022-08-25
PAGE7-74-3 | Active | OH | 17000. DISTRIBUTION OH CONSTRUCTION MATERIALS | BUCK ARM, 630A FUSE SWITCHES & N-BUS | PAGE7-74-3 | 2007-10-31 | 2022-08-25
PAGE7-74-3-1 | Active | OH | 17000. DISTRIBUTION OH CONSTRUCTION MATERIALS | BUCK ARM, 1x 630A FUSE SWITCH & N-BUS | PAGE7-74-3-1 | 2025-06-25 | 2025-06-25
PAGE7-74-4 | Active | OH | 17000. DISTRIBUTION OH CONSTRUCTION MATERIALS | BUCK ARM, 800A FUSE SWITCHES & N-BUS | PAGE7-74-4 | 2009-07-17 | 2022-08-25
PAGE7-79-1 | Active | OH | 17000. DISTRIBUTION OH CONSTRUCTION MATERIALS | NEUTRAL BUSHING BRIDGING 10,25&63KVA | PAGE7-79-1 | 1996-07-29 | 2015-11-23
PAGE7-79-11 | Active | OH | 17000. DISTRIBUTION OH CONSTRUCTION MATERIALS | NEUTRAL BRIDGE TRF TO NEUTRAL BUS 63KVA | PAGE7-79-11 | 2007-11-02 | 2015-11-23
PAGE7-79-12 | Active | OH | 17000. DISTRIBUTION OH CONSTRUCTION MATERIALS | NEUTRAL BRIDGE TRF TO NEUTRAL BUS 100KVA | PAGE7-79-12 | 2007-11-02 | 2015-11-23
PAGE7-79-13 | Active | OH | 17000. DISTRIBUTION OH CONSTRUCTION MATERIALS | NEUTRAL BRIDGE TRF TO NEUTRAL BUS 200KVA | PAGE7-79-13 | 2007-11-02 | 2015-11-23
PAGE7-79-14 | Active | OH | 17000. DISTRIBUTION OH CONSTRUCTION MATERIALS | NEUTRAL BRIDGE TRF TO NEUTRAL BUS 315KVA | PAGE7-79-14 | 2007-11-02 | 2015-11-23
PAGE7-79-15 | Active | OH | 17000. DISTRIBUTION OH CONSTRUCTION MATERIALS | NEUTRAL BRIDGE TRF TO NEUTRAL BUS 500KVA | PAGE7-79-15 | 2007-11-01 | 2015-11-23
PAGE7-79-16 | Active | OH | 17000. DISTRIBUTION OH CONSTRUCTION MATERIALS | NEUTRAL BRIDGE FROM TRF NEUTRAL 63KVA | PAGE7-79-16 | 2007-11-02 | 2015-11-23
PAGE7-79-17 | Active | OH | 17000. DISTRIBUTION OH CONSTRUCTION MATERIALS | NEUTRAL BRIDGE TRF MAINS 100KVA | PAGE7-79-17 | 2007-11-02 | 2015-11-23
PAGE7-79-18 | Active | OH | 17000. DISTRIBUTION OH CONSTRUCTION MATERIALS | NEUTRAL BRIDGE TRF MAINS 200KVA | PAGE7-79-18 | 2007-11-02 | 2015-11-23
PAGE7-79-19 | Active | OH | 17000. DISTRIBUTION OH CONSTRUCTION MATERIALS | NEUTRAL BRIDGE TRF MAINS 315KVA | PAGE7-79-19 | 2007-11-02 | 2015-11-23
PAGE7-79-2 | Active | OH | 17000. DISTRIBUTION OH CONSTRUCTION MATERIALS | NEUTRAL BUSHING BRIDGING 100KVA | PAGE7-79-2 | 1998-12-16 | 2015-11-23
PAGE7-79-20 | Active | OH | 17000. DISTRIBUTION OH CONSTRUCTION MATERIALS | NEUTRAL BRIDGE TRF MAINS 500KVA | PAGE7-79-20 | 2007-11-02 | 2015-11-23
PAGE7-79-3 | Active | OH | 17000. DISTRIBUTION OH CONSTRUCTION MATERIALS | NEUTRAL BUSHING BRIDGING 200&315KVA | PAGE7-79-3 | 1998-12-30 | 2015-11-23
PAGE7-79-3A | Active | OH | 17000. DISTRIBUTION OH CONSTRUCTION MATERIALS | NEUTRAL BUSHING BRIDGING 315KVA | PAGE7-79-3A | 2007-09-19 | 2015-11-23
PAGE7-79-4 | Active | OH | 17000. DISTRIBUTION OH CONSTRUCTION MATERIALS | NEUTRAL BUSHING BRIDGING 500KVA | PAGE7-79-4 | 1998-12-30 | 2015-11-23
PAGE7-80-1 | Active | OH | 17000. DISTRIBUTION OH CONSTRUCTION MATERIALS | NEUTRAL BUSHING BRIDGING(LVABC)63KVA | PAGE7-80-1 | 1996-07-29 | 2015-11-23
PAGE7-80-11 | Active | OH | 17000. DISTRIBUTION OH CONSTRUCTION MATERIALS | LV PHASE BRIDGE FROM 1PH FUSE 63KVA | PAGE7-80-11 | 2007-11-02 | 2023-03-17
PAGE7-80-12 | Active | OH | 17000. DISTRIBUTION OH CONSTRUCTION MATERIALS | LV PHASE BRIDGE FROM 1PH FUSE SW 100KVA | PAGE7-80-12 | 2007-11-02 | 2023-03-17
PAGE7-80-13 | Active | OH | 17000. DISTRIBUTION OH CONSTRUCTION MATERIALS | LV PHASE BRIDGE FROM 1PH FUSE SW 200KVA | PAGE7-80-13 | 2007-11-02 | 2023-03-17
PAGE7-80-14 | Active | OH | 17000. DISTRIBUTION OH CONSTRUCTION MATERIALS | LV PHASE BRIDGE FROM 1PH FUSE SW 315KVA | PAGE7-80-14 | 2007-11-02 | 2023-03-17
PAGE7-80-15 | Active | OH | 17000. DISTRIBUTION OH CONSTRUCTION MATERIALS | LV PHASE BRIDGE FROM 1PH FUSE SW 500KVA | PAGE7-80-15 | 2007-11-02 | 2023-03-17
PAGE7-80-16 | Active | OH | 17000. DISTRIBUTION OH CONSTRUCTION MATERIALS | BRIDGES FROM TRF FUSES & N BUS 63KVA | PAGE7-80-16 | 2007-11-02 | 2015-11-23
PAGE7-80-17 | Active | OH | 17000. DISTRIBUTION OH CONSTRUCTION MATERIALS | BRIDGES FROM TRF FUSES & N BUS 100KVA | PAGE7-80-17 | 2007-11-01 | 2015-11-23
PAGE7-80-18 | Active | OH | 17000. DISTRIBUTION OH CONSTRUCTION MATERIALS | BRIDGES FROM TRF ISOLS & N BUS 200KVA | PAGE7-80-18 | 2007-11-01 | 2015-11-23
PAGE7-80-19 | Active | OH | 17000. DISTRIBUTION OH CONSTRUCTION MATERIALS | BRIDGES FROM TRF ISOLS & N BUS 315KVA | PAGE7-80-19 | 2007-11-01 | 2015-11-23
PAGE7-80-2 | Active | OH | 17000. DISTRIBUTION OH CONSTRUCTION MATERIALS | NEUTRAL BUSHING (LVABC) 100 KVA | PAGE7-80-2 | 1996-07-29 | 2015-11-23
PAGE7-80-20 | Active | OH | 17000. DISTRIBUTION OH CONSTRUCTION MATERIALS | BRIDGES FROM TRF ISOLS & N BUS 500KVA | PAGE7-80-20 | 2007-11-01 | 2015-11-23
PAGE7-80-3 | Active | OH | 17000. DISTRIBUTION OH CONSTRUCTION MATERIALS | NEUTRAL BUSHING (LVABC) 200KVA | PAGE7-80-3 | 1996-07-29 | 2015-11-23
PAGE7-80-4 | Active | OH | 17000. DISTRIBUTION OH CONSTRUCTION MATERIALS | NEUTRAL BUSHING (LVABC) 315KVA | PAGE7-80-4 | 1996-07-29 | 2015-11-23
PAGE7-80-6 | Active | OH | 17000. DISTRIBUTION OH CONSTRUCTION MATERIALS | NEUTRAL BUS TO XARM | PAGE7-80-6 | 2007-11-02 | 2018-03-29
PAGE7-81-1 | Active | OH | 17000. DISTRIBUTION OH CONSTRUCTION MATERIALS | PHASE BUSHING BRIDGING-10,25&63KVA | PAGE7-81-1 | 1996-11-14 | 2015-11-23
PAGE7-81-11 | Active | OH | 17000. DISTRIBUTION OH CONSTRUCTION MATERIALS | LV PHASE BRIDGE TRF TO 1PH FUSE 63KVA | PAGE7-81-11 | 2007-11-01 | 2015-11-23
PAGE7-81-12 | Active | OH | 17000. DISTRIBUTION OH CONSTRUCTION MATERIALS | LV PH BRIDGE TRF TO 1PH FUSE/ISOL 100KVA | PAGE7-81-12 | 2007-11-01 | 2015-11-23
PAGE7-81-13 | Active | OH | 17000. DISTRIBUTION OH CONSTRUCTION MATERIALS | LV PH BRIDGE TRF TO 1PH FUSE/ISOL 200KVA | PAGE7-81-13 | 2007-11-01 | 2015-11-23
PAGE7-81-14 | Active | OH | 17000. DISTRIBUTION OH CONSTRUCTION MATERIALS | LV PH BRIDGE TRF TO 1PH FUSE/ISOL 315KVA | PAGE7-81-14 | 2007-11-01 | 2015-11-23
PAGE7-81-15 | Active | OH | 17000. DISTRIBUTION OH CONSTRUCTION MATERIALS | LV PH BRIDGE TRF TO 1PH FUSE/ISOL 500KVA | PAGE7-81-15 | 2007-11-01 | 2015-11-23
PAGE7-81-16 | Active | OH | 17000. DISTRIBUTION OH CONSTRUCTION MATERIALS | LV PHASE BRIDGE TRF TO FUSE 25/63KVA | PAGE7-81-16 | 2007-11-01 | 2015-11-23
PAGE7-81-2 | Active | OH | 17000. DISTRIBUTION OH CONSTRUCTION MATERIALS | PHASE BUSHING BRIDGING - 100KVA | PAGE7-81-2 | 1998-12-16 | 2015-11-23
PAGE7-81-3 | Active | OH | 17000. DISTRIBUTION OH CONSTRUCTION MATERIALS | PHASE BUSHING BRIDGING - 200 & 315KVA | PAGE7-81-3 | 1998-12-30 | 2015-11-23
PAGE7-81-4 | Active | OH | 17000. DISTRIBUTION OH CONSTRUCTION MATERIALS | PHASE BUSHING BRIDGING - 500KVA | PAGE7-81-4 | 1998-12-30 | 2015-11-23
PAGE7-82-1 | Active | OH | 17000. DISTRIBUTION OH CONSTRUCTION MATERIALS | PHASE BUSHING BRIDGING (LVABC) - 100KVA | PAGE7-82-1 | 1996-07-29 | 2015-11-23
PAGE7-82-2 | Active | OH | 17000. DISTRIBUTION OH CONSTRUCTION MATERIALS | PHASE BUSHING BRIDGING (LVABC) 200KVA | PAGE7-82-2 | 1996-07-29 | 2015-11-23
PAGE7-82-3 | Active | OH | 17000. DISTRIBUTION OH CONSTRUCTION MATERIALS | PHASE BUSHING BRIDGING (LVABC) 63KVA | PAGE7-82-3 | 1996-07-29 | 2015-11-23
PAGE7-83-1 | Active | OH | 17000. DISTRIBUTION OH CONSTRUCTION MATERIALS | LV ISOLATING SWITCH BRIDGING - 100KVA | PAGE7-83-1 | 1993-08-19 | 2015-11-23
PAGE7-83-2 | Active | OH | 17000. DISTRIBUTION OH CONSTRUCTION MATERIALS | LV ISOL SWITCH BRIDGING - 200&315KVA | PAGE7-83-2 | 1994-06-24 | 2015-11-23
PAGE7-83-3 | Active | OH | 17000. DISTRIBUTION OH CONSTRUCTION MATERIALS | LV ISOLATING SWITCH BRIDGING - 500KVA | PAGE7-83-3 | 1993-08-19 | 2015-11-23
PAGE7-84-1 | Active | OH | 17000. DISTRIBUTION OH CONSTRUCTION MATERIALS | LV ISOL SWITCH BRIDGING(LVABC)-315KVA | PAGE7-84-1 | 1994-06-24 | 2015-11-23
PCA | Active | OH | 17000. DISTRIBUTION OH CONSTRUCTION MATERIALS | PILOT CABLE ANGLE-(10 DEG MAXIMUM) | PCA | 1988-09-24 | 2015-11-23
PCEARTH | Active | OH | 17000. DISTRIBUTION OH CONSTRUCTION MATERIALS | PILOT CABLE CANISTER EARTH | PCEARTH | 2025-01-23 | 2025-01-23
PCJB | Active | OH | 17000. DISTRIBUTION OH CONSTRUCTION MATERIALS | PILOT CABLE JUNCTION BOX CONSTRUCTION | PCJB | 1993-10-21 | 2015-11-23
PCPF | Active | OH | 17000. DISTRIBUTION OH CONSTRUCTION MATERIALS | PCPF-PRECAST CONCRETE PAD FOOTING | PCPF | 1995-08-09 | 2015-11-23
PCS | Active | OH | 17000. DISTRIBUTION OH CONSTRUCTION MATERIALS | PILOT CABLE SHACKLE CONSTRUCTION | PCS | 1994-09-22 | 2015-11-23
PCSL | Active | OH | 17000. DISTRIBUTION OH CONSTRUCTION MATERIALS | PILOT CABLE STRAIGHT LINE CONSTRUCTION | PCSL | 1988-09-24 | 2015-11-23
PCSU | Active | OH | 17000. DISTRIBUTION OH CONSTRUCTION MATERIALS | PILOT CABLE SUSPENSION CONSTRUCTION | PCSU | 1988-09-24 | 2015-11-23
PCT | Active | OH | 17000. DISTRIBUTION OH CONSTRUCTION MATERIALS | PILOT CABLE TERMINATION CONSTRUCTION | PCT | 1988-09-24 | 2023-02-01
PILOT20 | Active | OH | 17000. DISTRIBUTION OH CONSTRUCTION MATERIALS | CABLE, PILOT; AERIAL; 20PR; 1/0.9MM DIA | PILOT20 | 1989-10-26 | 2015-11-23
PLANT | Active | OH | 17000. DISTRIBUTION OH CONSTRUCTION MATERIALS | PLANT - MIN. HIRE OUT TIME 4 HOURS | PLANT | 1989-10-10 | 2024-06-05
PLS | Active | OH | 17000. DISTRIBUTION OH CONSTRUCTION MATERIALS | COND EXTRAS PLUTO TERM SLACK 1PH | PLS | 2008-08-20 | 2008-08-20
PLT | Active | OH | 17000. DISTRIBUTION OH CONSTRUCTION MATERIALS | COND EXTRAS PLUTO TERMINATION TIGHT 1PH | PLT | 2008-08-20 | 2008-08-20
PLUTO | Active | OH | 17000. DISTRIBUTION OH CONSTRUCTION MATERIALS | PLUTO 19/3.75 AAC / METRE | PLUTO | 1988-09-24 | 2019-12-17
PMLVESS/EJ | Active | OH | 17000. DISTRIBUTION OH CONSTRUCTION MATERIALS | Pole Mounted LV Energy Storage System EJ | PMLVESS/EJ | 2023-10-09 | 2023-10-09
PMLVESS/P1 | Active | OH | 17000. DISTRIBUTION OH CONSTRUCTION MATERIALS | Pole Mounted LV Energy Storage System Pi | PMLVESS/P1 | 2025-08-27 | 2026-02-03
PMLVESS/P2 | Active | OH | 17000. DISTRIBUTION OH CONSTRUCTION MATERIALS | Pole Mounted LV Energy Storage System Pi | PMLVESS/P2 | 2025-09-18 | 2026-02-03
PSE25/SP8 | Active | OH | 17000. DISTRIBUTION OH CONSTRUCTION MATERIALS | POLE STAY,E'BOLT,7/2.75/8.0MTR POLE | PSE25/SP8 | 1994-07-08 | 1994-07-08
PSE25/SP9.5 | Active | OH | 17000. DISTRIBUTION OH CONSTRUCTION MATERIALS | POLE STAY,E'BOLT,7/2.75/9.5MTR POLE | PSE25/SP9.5 | 1994-07-08 | 1994-07-08
PSE39/SP8 | Active | OH | 17000. DISTRIBUTION OH CONSTRUCTION MATERIALS | POLE STAY,E'BOLT,7/2.75/8.0MTR POLE | PSE39/SP8 | 2015-09-24 | 2015-09-30
PSE39/SP9.5 | Active | OH | 17000. DISTRIBUTION OH CONSTRUCTION MATERIALS | POLE STAY,E'BOLT,7/2.75/9.5MTR POLE | PSE39/SP9.5 | 2015-09-24 | 2015-09-30
PSF108/SP8 | Active | OH | 17000. DISTRIBUTION OH CONSTRUCTION MATERIALS | POLE STAY,FIN,19/2.75/8.0MTR POLE | PSF108/SP8 | 2022-01-12 | 2022-01-12
PSF108/SP9.5 | Active | OH | 17000. DISTRIBUTION OH CONSTRUCTION MATERIALS | POLE STAY,FIN,19/2.75/9.5MTR POLE | PSF108/SP9.5 | 2022-01-12 | 2022-01-12
PSF25/9.5 | Active | OH | 17000. DISTRIBUTION OH CONSTRUCTION MATERIALS | POLE STAY,FIN,7/2.75/9.5MTR POLE | PSF25/9.5 | 2022-01-12 | 2022-01-12
PSF25/SP8 | Active | OH | 17000. DISTRIBUTION OH CONSTRUCTION MATERIALS | POLE STAY,FIN,7/2.75/8.0MTR POLE | PSF25/SP8 | 2022-01-12 | 2022-01-12
PSF25/SP9.5 | Active | OH | 17000. DISTRIBUTION OH CONSTRUCTION MATERIALS | POLE STAY,FIN,7/2.75/9.5MTR POLE | PSF25/SP9.5 | 2022-01-12 | 2022-01-12
PSF37/SP8 | Active | OH | 17000. DISTRIBUTION OH CONSTRUCTION MATERIALS | POLE STAY,FIN,19/2.00/8.0MTR POLE | PSF37/SP8 | 2022-01-12 | 2022-01-12
PSF37/SP9.5 | Active | OH | 17000. DISTRIBUTION OH CONSTRUCTION MATERIALS | POLE STAY,FIN,19/2.00/9.5MTR POLE | PSF37/SP9.5 | 2022-01-12 | 2022-01-12
PSF39/9.5 | Active | OH | 17000. DISTRIBUTION OH CONSTRUCTION MATERIALS | POLE STAY,FIN,7/2.75/9.5MTR POLE | PSF39/9.5 | 2022-01-12 | 2022-01-12
PSF39/SP8 | Active | OH | 17000. DISTRIBUTION OH CONSTRUCTION MATERIALS | POLE STAY,FIN,7/2.75/8.0MTR POLE | PSF39/SP8 | 2022-01-12 | 2022-01-12
PSF39/SP9.5 | Active | OH | 17000. DISTRIBUTION OH CONSTRUCTION MATERIALS | POLE STAY,FIN,7/2.75/9.5MTR POLE | PSF39/SP9.5 | 2022-01-12 | 2022-01-12
PSF55/SP8 | Active | OH | 17000. DISTRIBUTION OH CONSTRUCTION MATERIALS | POLE STAY,FIN,19/2.00/8.0MTR POLE | PSF55/SP8 | 2022-01-12 | 2022-01-12
PSF55/SP9.5 | Active | OH | 17000. DISTRIBUTION OH CONSTRUCTION MATERIALS | POLE STAY,FIN,19/2.00/9.5MTR POLE | PSF55/SP9.5 | 2022-01-12 | 2022-01-12
PSF56/SP8 | Active | OH | 17000. DISTRIBUTION OH CONSTRUCTION MATERIALS | POLE STAY,FIN,19/2.75/8.0MTR POLE | PSF56/SP8 | 2022-01-12 | 2022-01-12
PSF56/SP9.5 | Active | OH | 17000. DISTRIBUTION OH CONSTRUCTION MATERIALS | POLE STAY,FIN,19/2.75/9.5MTR POLE | PSF56/SP9.5 | 2022-01-12 | 2022-01-12
PSW108/SP8 | Active | OH | 17000. DISTRIBUTION OH CONSTRUCTION MATERIALS | POLE STAY,WRAP,19/2.75/8.0MTR POLE | PSW108/SP8 | 2015-09-24 | 2015-09-30
PSW108/SP9.5 | Active | OH | 17000. DISTRIBUTION OH CONSTRUCTION MATERIALS | POLE STAY,WRAP,19/2.75/9.5MTR POLE | PSW108/SP9.5 | 2015-09-24 | 2015-09-30
PSW39/9.5 | Active | OH | 17000. DISTRIBUTION OH CONSTRUCTION MATERIALS | POLE STAY,WRAP,7/2.75/9.5MTR POLE | PSW39/9.5 | 2015-09-24 | 2015-09-30
PSW39/SP8 | Active | OH | 17000. DISTRIBUTION OH CONSTRUCTION MATERIALS | POLE STAY,WRAP,7/2.75/8.0MTR POLE | PSW39/SP8 | 2015-09-24 | 2015-09-30
PSW39/SP9.5 | Active | OH | 17000. DISTRIBUTION OH CONSTRUCTION MATERIALS | POLE STAY,WRAP,7/2.75/9.5MTR POLE | PSW39/SP9.5 | 2015-09-24 | 2015-09-30
PSW55/SP8 | Active | OH | 17000. DISTRIBUTION OH CONSTRUCTION MATERIALS | POLE STAY,WRAP,19/2.00/8.0MTR POLE | PSW55/SP8 | 2015-09-24 | 2015-09-30
PSW55/SP9.5 | Active | OH | 17000. DISTRIBUTION OH CONSTRUCTION MATERIALS | POLE STAY,WRAP,19/2.00/9.5MTR POLE | PSW55/SP9.5 | 2015-09-24 | 2015-09-30
PT185 | Active | OH | 17000. DISTRIBUTION OH CONSTRUCTION MATERIALS | PT BRIDGE-37/2.52 CU | PT185 | 1989-06-28 | 2015-11-23
PT35 | Active | OH | 17000. DISTRIBUTION OH CONSTRUCTION MATERIALS | PT BRIDGE-19/1.53 CU | PT35 | 1989-06-28 | 2015-11-23
PT50 | Active | OH | 17000. DISTRIBUTION OH CONSTRUCTION MATERIALS | PT BRIDGE-19/1.78 CU | PT50 | 1989-06-28 | 2015-11-23
PT95 | Active | OH | 17000. DISTRIBUTION OH CONSTRUCTION MATERIALS | PT BRIDGE-37/1.78 CU | PT95 | 1990-04-03 | 2015-11-23
PTCOM | Active | OH | 17000. DISTRIBUTION OH CONSTRUCTION MATERIALS | TRANSFORMER COMMON EARTH | PTCOM | 1993-12-17 | 2015-11-23
PTCOMC | Active | OH | 17000. DISTRIBUTION OH CONSTRUCTION MATERIALS | TRANSFORMER COMMON EARTH (CONC. POLE) | PTCOMC | 1996-02-08 | 2015-11-23
PTHV/CDA8 | Active | OH | 17000. DISTRIBUTION OH CONSTRUCTION MATERIALS | Wood XArm 3600x100x125 to 2 x Wood Poles | PTHV/CDA8 | 2022-08-25 | 2022-08-25
PTHVE/CCC1 | Active | OH | 17000. DISTRIBUTION OH CONSTRUCTION MATERIALS | C/F X-Arm 2574x100x100 to Conc Pole | PTHVE/CCC1 | 2021-11-09 | 2021-11-11
PTHVE/CCF1 | Active | OH | 17000. DISTRIBUTION OH CONSTRUCTION MATERIALS | C/F X-Arm 2574x100x100 to Wood Pole | PTHVE/CCF1 | 2021-11-09 | 2021-11-11
PTHVE/CGE | Active | OH | 17000. DISTRIBUTION OH CONSTRUCTION MATERIALS | Ganged EDO to Pole | PTHVE/CGE | 2021-11-09 | 2021-11-09
PTHVE/CWU3 | Active | OH | 17000. DISTRIBUTION OH CONSTRUCTION MATERIALS | Wood X-Arm 2700x100x100 to Wood Pole | PTHVE/CWU3 | 2021-11-09 | 2021-11-11
PTHVE/CWU5 | Active | OH | 17000. DISTRIBUTION OH CONSTRUCTION MATERIALS | Wood X-Arm 3000x100x100 to Wood Pole | PTHVE/CWU5 | 2021-11-09 | 2021-11-09
PTLVE/CCF9 | Active | OH | 17000. DISTRIBUTION OH CONSTRUCTION MATERIALS | C/F X-Arm 1700x100x100 to Wood Pole | PTLVE/CCF9 | 2022-08-25 | 2022-08-25
PTSEP | Active | OH | 17000. DISTRIBUTION OH CONSTRUCTION MATERIALS | TRANSFORMER SEPARATE EARTH | PTSEP | 1998-11-25 | 2017-02-10
PTSEPC | Active | OH | 17000. DISTRIBUTION OH CONSTRUCTION MATERIALS | TRANSFORMER SEPARATE EARTH (CONC. POLE) | PTSEPC | 2004-07-22 | 2017-08-08
PTSMNC | Active | OH | 17000. DISTRIBUTION OH CONSTRUCTION MATERIALS | MONITOR EQUIP TO PT STATION NEW CONC | PTSMNC | 2011-02-14 | 2024-10-01
PTSMNC100 | Active | OH | 17000. DISTRIBUTION OH CONSTRUCTION MATERIALS | MONITOR EQUIP TO PT STATION NEW CONC 100 | PTSMNC100 | 2013-02-28 | 2015-11-23
PTSMNC200 | Active | OH | 17000. DISTRIBUTION OH CONSTRUCTION MATERIALS | MONITOR EQUIP TO PT STATION NEW CONC 200 | PTSMNC200 | 2013-02-28 | 2015-11-23
PTSMNC500 | Active | OH | 17000. DISTRIBUTION OH CONSTRUCTION MATERIALS | MONITOR EQUIP TO PT STATION NEW CONC 500 | PTSMNC500 | 2013-02-28 | 2015-11-23
PTSMNW | Active | OH | 17000. DISTRIBUTION OH CONSTRUCTION MATERIALS | MONITOR EQUIP TO PT STATION NEW WOOD | PTSMNW | 2011-02-14 | 2024-10-01
PTSMNW100 | Active | OH | 17000. DISTRIBUTION OH CONSTRUCTION MATERIALS | MONITOR EQUIP TO PT STATION NEW WOOD 100 | PTSMNW100 | 2013-02-28 | 2015-11-23
PTSMNW200 | Active | OH | 17000. DISTRIBUTION OH CONSTRUCTION MATERIALS | MONITOR EQUIP TO PT STATION NEW WOOD 200 | PTSMNW200 | 2013-02-28 | 2015-11-23
PTSMNW500 | Active | OH | 17000. DISTRIBUTION OH CONSTRUCTION MATERIALS | MONITOR EQUIP TO PT STATION NEW WOOD 500 | PTSMNW500 | 2013-02-28 | 2015-11-23
PTSMRC | Active | OH | 17000. DISTRIBUTION OH CONSTRUCTION MATERIALS | MONITOR EQUIP TO PT STATION RETRO CONC | PTSMRC | 2011-02-14 | 2024-10-01
PTSMRC100 | Active | OH | 17000. DISTRIBUTION OH CONSTRUCTION MATERIALS | MON EQUIP TO PT STATION RET C 100 WILSON | PTSMRC100 | 2013-02-28 | 2015-11-23
PTSMRC200 | Active | OH | 17000. DISTRIBUTION OH CONSTRUCTION MATERIALS | MON EQUIP TO PT STATION RET CONC 100-315 | PTSMRC200 | 2013-02-28 | 2015-11-23
PTSMRC500 | Active | OH | 17000. DISTRIBUTION OH CONSTRUCTION MATERIALS | MONITOR EQUIP TO PT STATION RET CONC 500 | PTSMRC500 | 2013-02-28 | 2015-11-23
PTSMRC63 | Active | OH | 17000. DISTRIBUTION OH CONSTRUCTION MATERIALS | MON EQUIP TO PT STATION RET CONC 25-63 | PTSMRC63 | 2013-08-29 | 2015-11-23
PTSMRW | Active | OH | 17000. DISTRIBUTION OH CONSTRUCTION MATERIALS | MONITOR EQUIP TO PT STATION RETRO WOOD | PTSMRW | 2011-02-24 | 2024-10-01
PTSMRW100 | Active | OH | 17000. DISTRIBUTION OH CONSTRUCTION MATERIALS | MON EQUIP TO PT STATION RET W 100 WILSON | PTSMRW100 | 2013-02-28 | 2015-11-23
PTSMRW200 | Active | OH | 17000. DISTRIBUTION OH CONSTRUCTION MATERIALS | MON EQUIP TO PT STATION RET WOOD 100-315 | PTSMRW200 | 2013-02-28 | 2015-11-23
PTSMRW500 | Active | OH | 17000. DISTRIBUTION OH CONSTRUCTION MATERIALS | MONITOR EQUIP TO PT STATION RET WOOD 500 | PTSMRW500 | 2013-02-28 | 2015-11-23
PTSMRW63 | Active | OH | 17000. DISTRIBUTION OH CONSTRUCTION MATERIALS | MON EQUIP TO PT STATION RET W 25-63 | PTSMRW63 | 2013-08-29 | 2015-11-23
RA | Active | OH | 17000. DISTRIBUTION OH CONSTRUCTION MATERIALS | ROCK ANCHOR | RA | 1989-09-06 | 2004-02-27
RAISIN | Active | OH | 17000. DISTRIBUTION OH CONSTRUCTION MATERIALS | RAISIN 3/4/2.50 ACSR/GZ / METRE | RAISIN | 1991-02-20 | 2019-12-17
RAS | Active | OH | 17000. DISTRIBUTION OH CONSTRUCTION MATERIALS | COND EXTRAS RAISIN TERM 1PH | RAS | 2012-07-09 | 2012-07-09
RAT | Active | OH | 17000. DISTRIBUTION OH CONSTRUCTION MATERIALS | COND EXTRAS RAISIN TERMINATION TIGHT 1PH | RAT | 2008-08-20 | 2008-08-20
RBGF | Active | OH | 17000. DISTRIBUTION OH CONSTRUCTION MATERIALS | RBGF-ROAD BASE GRAVEL FOUNDATION | RBGF | 1991-11-28 | 2022-03-01
REC0001 | Active | OH | 17000. DISTRIBUTION OH CONSTRUCTION MATERIALS | Recovery Costs $ (no oncost applied) | REC0001 | 2010-08-04 | 2024-06-05
RECLVSUPPLY | Active | OH | 17000. DISTRIBUTION OH CONSTRUCTION MATERIALS | 11KV RECLOSER LV SUPPLY | RECLVSUPPLY | 2000-07-12 | 2000-07-12
RECOH | Active | OH | 17000. DISTRIBUTION OH CONSTRUCTION MATERIALS | RECOVERY LABOUR & TPT BY OVERHEAD GANG | RECOH | 1988-09-24 | 1988-09-24
RL/ADVC3NOM | Active | OH | 17000. DISTRIBUTION OH CONSTRUCTION MATERIALS | Switch Controller Schneider ADVC3 | SWCTRL/ADVC3/NOM | 2022-12-02 | 2022-12-02
RL/CAPM5NOM | Active | OH | 17000. DISTRIBUTION OH CONSTRUCTION MATERIALS | Switch Controller Nulec CAPM5 | RL/CAPM5NOM | 2022-12-07 | 2022-12-07
RL/RC10NOM | Active | OH | 17000. DISTRIBUTION OH CONSTRUCTION MATERIALS | Switch Controller Noja RC10 | SWCTRL/RC10/NOM | 2022-12-02 | 2022-12-02
RMUTZ/RMU/Z | Active | OH | 17000. DISTRIBUTION OH CONSTRUCTION MATERIALS | Ring Main Unit Create FLOC/Equip Only | RMUTZ/RINGMAINUNIT | 2021-11-09 | 2021-11-09
RP11M/SL | Active | OH | 17000. DISTRIBUTION OH CONSTRUCTION MATERIALS | 11.0M WOOD POLE INSTALLED COST | RP11M/SL | 1990-05-09 | 1990-05-09
S10/C | Active | OH | 17000. DISTRIBUTION OH CONSTRUCTION MATERIALS | 1PHASE SERVICE TO OPEN WIRE MAINS - CONC | S10/C | 2001-05-22 | 2015-11-23
S10/C45 | Active | OH | 17000. DISTRIBUTION OH CONSTRUCTION MATERIALS | 1PHASE SER TO OPEN WIRE MAINS > 45M CONC | S10/C45 | 2001-05-22 | 2015-11-23
S10/W | Active | OH | 17000. DISTRIBUTION OH CONSTRUCTION MATERIALS | 1PHASE SERVICE TO OPEN WIRE MAINS | S10/W | 2001-04-19 | 2015-11-23
S10/W45 | Active | OH | 17000. DISTRIBUTION OH CONSTRUCTION MATERIALS | 1 PHASE SERVICE TO OPEN WIRE MAINS>45M W | S10/W45 | 2001-05-17 | 2015-11-23
S14689 | Active | OH | 17000. DISTRIBUTION OH CONSTRUCTION MATERIALS | GROUND MTG TRANSFMR;11KV;1000KVA;3PHASE | S14689 | 2010-08-10 | 2015-11-23
S17521 | Active | OH | 17000. DISTRIBUTION OH CONSTRUCTION MATERIALS | 11KV 25 KVA 1PH POLE MOUNTED TFMR | S17521 | 2010-02-05 | 2017-06-14
S17523 | Active | OH | 17000. DISTRIBUTION OH CONSTRUCTION MATERIALS | PT;11KV;63 KVA;3 PH;POLE BOLT MTG;BSH | S17523 | 2010-01-29 | 2015-11-23
S17524 | Active | OH | 17000. DISTRIBUTION OH CONSTRUCTION MATERIALS | 100 KVA 3 PH POLE MOUNT TRF (MATL ONLY) | S17524 | 2010-02-05 | 2015-11-23
S17525 | Active | OH | 17000. DISTRIBUTION OH CONSTRUCTION MATERIALS | 11KV 200KVA POLE MOUNTED TFMR | S17525 | 2010-01-29 | 2015-11-23
S19083CU | Active | OH | 17000. DISTRIBUTION OH CONSTRUCTION MATERIALS | SHACKLE COND EXTRAS 19/.083CU 1PH | S19083CU | 2012-07-09 | 2012-07-10
S19101CU | Active | OH | 17000. DISTRIBUTION OH CONSTRUCTION MATERIALS | SHACKLE COND EXTRAS 19/.101CU 1PH | S19101CU | 2012-07-09 | 2012-07-10
S1B/C | Active | OH | 17000. DISTRIBUTION OH CONSTRUCTION MATERIALS | 1 PH SERVICE; LVABC MAINS; CONCRETE POLE | S1B/C | 1995-02-16 | 2015-11-23
S1B/C45 | Active | OH | 17000. DISTRIBUTION OH CONSTRUCTION MATERIALS | 1 PH>45m SERVICE; LVABC MAINS; CONC POLE | S1B/C45 | 2012-02-03 | 2015-11-23
S1B/W | Active | OH | 17000. DISTRIBUTION OH CONSTRUCTION MATERIALS | 1 PH SERVICE; LVABC MAINS; WOOD POLE | S1B/W | 1995-02-15 | 2015-11-23
S1B/W45 | Active | OH | 17000. DISTRIBUTION OH CONSTRUCTION MATERIALS | 1 PH>45m SERVICE; LVABC MAINS; WOOD POLE | S1B/W45 | 2012-02-03 | 2015-11-23
S1BC | Active | OH | 17000. DISTRIBUTION OH CONSTRUCTION MATERIALS | 1 PH SERVICE - LVABC MAINS CONCRETE POLE | S1BC | 1996-12-13 | 2015-11-23
S1BW | Active | OH | 17000. DISTRIBUTION OH CONSTRUCTION MATERIALS | 1 PH SERVICE - LVABC MAINS WOOD POLE | S1BW | 1996-12-13 | 2015-11-23
S1O/C | Active | OH | 17000. DISTRIBUTION OH CONSTRUCTION MATERIALS | 1 PH SERVICE; OPEN WIRE MAINS; CONC POLE | S1O/C | 1995-02-16 | 2015-11-23
S1O/W | Active | OH | 17000. DISTRIBUTION OH CONSTRUCTION MATERIALS | 1 PH SERVICE; OPEN WIRE MAINS; WOOD POLE | S1O/W | 1995-02-16 | 2015-11-23
S1OC | Active | OH | 17000. DISTRIBUTION OH CONSTRUCTION MATERIALS | 1 PH SERVICE - OPEN WIRE MAINS CONC POLE | S1OC | 1996-12-13 | 2015-11-23
S1OW | Active | OH | 17000. DISTRIBUTION OH CONSTRUCTION MATERIALS | 1 PH SERVICE - OPEN WIRE MAINS WOOD POLE | S1OW | 1996-12-13 | 2015-11-23
S20/C | Active | OH | 17000. DISTRIBUTION OH CONSTRUCTION MATERIALS | 2PHASE SERVICE TO OPEN WIRE MAINS - CONC | S20/C | 2001-05-22 | 2015-11-23
S20/C45 | Active | OH | 17000. DISTRIBUTION OH CONSTRUCTION MATERIALS | 2PHASE SER TO OPEN WIRE MAINS > 45M CONC | S20/C45 | 2001-05-22 | 2015-11-23
S20/W | Active | OH | 17000. DISTRIBUTION OH CONSTRUCTION MATERIALS | 2 PHASE SERVICE TO OPEN MAINS-WOOD | S20/W | 2001-05-17 | 2015-11-23
S20/W45 | Active | OH | 17000. DISTRIBUTION OH CONSTRUCTION MATERIALS | 2PHASE SERVICE TO OPEN WIRE MAINS>45M W | S20/W45 | 2001-05-17 | 2015-11-23
S20277 | Active | OH | 17000. DISTRIBUTION OH CONSTRUCTION MATERIALS | 3 PH POWER QUALITY METER, DIST TR | S20277 | 2010-12-24 | 2011-06-17
S20810 | Active | OH | 17000. DISTRIBUTION OH CONSTRUCTION MATERIALS | 33KV 200KVA POLE MOUNTED TFMR | S20810 | 2023-08-08 | 2023-08-08
S21650 | Active | OH | 17000. DISTRIBUTION OH CONSTRUCTION MATERIALS | 11KV 100 KVA 3 PH POLE MOUNTED TFMR | S21650 | 2011-02-01 | 2015-11-23
S21651 | Active | OH | 17000. DISTRIBUTION OH CONSTRUCTION MATERIALS | 11KV 200KVA POLE MOUNTED TFMR | S21651 | 2011-02-01 | 2015-11-23
S21652 | Active | OH | 17000. DISTRIBUTION OH CONSTRUCTION MATERIALS | 11KV 315KVA POLE MOUNTED TFMR | S21652 | 2011-02-01 | 2015-11-23
S21653 | Active | OH | 17000. DISTRIBUTION OH CONSTRUCTION MATERIALS | 11KV 500KVA POLE MOUNTED TFMR | S21653 | 2011-02-01 | 2015-11-23
S22442 | Active | OH | 17000. DISTRIBUTION OH CONSTRUCTION MATERIALS | 11KV 25 KVA 3PH POLE MOUNTED TFMR | S22442 | 2011-02-01 | 2015-11-23
S22443 | Active | OH | 17000. DISTRIBUTION OH CONSTRUCTION MATERIALS | 11KV 63 KVA 3PH POLE MOUNTED TFMR | S22443 | 2011-02-01 | 2015-11-23
S23495 | Active | OH | 17000. DISTRIBUTION OH CONSTRUCTION MATERIALS | 11KV 100KVA POLE MOUNT REGFORMER | S23495 | 2015-01-07 | 2015-11-23
S2482024 | Active | OH | 17000. DISTRIBUTION OH CONSTRUCTION MATERIALS | 11KV 200KVA Polemount Tx with OLTC | S2482024 | 2021-09-10 | 2021-09-10
S2B/C | Active | OH | 17000. DISTRIBUTION OH CONSTRUCTION MATERIALS | 2 PH SERVICE; LVABC MAINS; CONCRETE POLE | S2B/C | 1995-02-16 | 2015-11-23
S2B/W | Active | OH | 17000. DISTRIBUTION OH CONSTRUCTION MATERIALS | 2 PH SERVICE; LVABC MAINS; WOOD POLE | S2B/W | 1995-02-15 | 2015-11-23
S2BW | Active | OH | 17000. DISTRIBUTION OH CONSTRUCTION MATERIALS | 2 PH SERVICE - LVABC MAINS WOOD POLE | S2BW | 1996-12-13 | 2015-11-23
S2O/C | Active | OH | 17000. DISTRIBUTION OH CONSTRUCTION MATERIALS | 2 PH SERVICE; OPEN WIRE MAINS; CONC POLE | S2O/C | 1995-02-16 | 2015-11-23
S2O/W | Active | OH | 17000. DISTRIBUTION OH CONSTRUCTION MATERIALS | 2 PH SERVICE; OPEN WIRE MAINS; WOOD POLE | S2O/W | 1995-02-16 | 2015-11-23
S2OC | Active | OH | 17000. DISTRIBUTION OH CONSTRUCTION MATERIALS | 2 PHASE SERVICE - OPEN WIRE MAINS CONC P | S2OC | 1996-12-13 | 2015-11-23
S2OW | Active | OH | 17000. DISTRIBUTION OH CONSTRUCTION MATERIALS | 2 PH SERVICE - OPEN WIRE MAINS WOOD POLE | S2OW | 1996-12-13 | 2015-11-23
S30/C | Active | OH | 17000. DISTRIBUTION OH CONSTRUCTION MATERIALS | 3PHASE SERVICE TO OPEN WIRE MAINS -CONC | S30/C | 2001-05-22 | 2015-11-23
S30/W | Active | OH | 17000. DISTRIBUTION OH CONSTRUCTION MATERIALS | 3 PHASE SERVICE TO OPEN WIRE MAINS-WOOD | S30/W | 2001-05-17 | 2015-11-23
S3B/C | Active | OH | 17000. DISTRIBUTION OH CONSTRUCTION MATERIALS | 3 PH SERVICE; LVABC MAINS; CONCRETE POLE | S3B/C | 1995-02-16 | 2015-11-23
S3B/C45 | Active | OH | 17000. DISTRIBUTION OH CONSTRUCTION MATERIALS | 3 PH>45m SERVICE; LVABC MAINS; CONC POLE | S3B/C45 | 2012-02-03 | 2015-11-23
S3B/W | Active | OH | 17000. DISTRIBUTION OH CONSTRUCTION MATERIALS | 3 PH SERVICE; LVABC MAINS; WOOD POLE | S3B/W | 1995-02-16 | 2015-11-23
S3B/W45 | Active | OH | 17000. DISTRIBUTION OH CONSTRUCTION MATERIALS | 3 PH>45m SERVICE; LVABC MAINS; WOOD POLE | S3B/W45 | 2012-02-03 | 2015-11-23
S3BW | Active | OH | 17000. DISTRIBUTION OH CONSTRUCTION MATERIALS | 3 PH SERVICE - LVABC MAINS WOOD POLE | S3BW | 1996-12-13 | 2015-11-23
S3O/C | Active | OH | 17000. DISTRIBUTION OH CONSTRUCTION MATERIALS | 3 PH SERVICE; OPEN WIRE MAINS; CONC POLE | S3O/C | 1995-02-16 | 2015-11-23
S3O/W | Active | OH | 17000. DISTRIBUTION OH CONSTRUCTION MATERIALS | 3 PH SERVICE; OPEN WIRE MAINS; WOOD POLE | S3O/W | 1995-02-16 | 2015-11-23
S3OC | Active | OH | 17000. DISTRIBUTION OH CONSTRUCTION MATERIALS | 3 PHASE SERVICE - OPEN WIRE MAINS CONC P | S3OC | 1996-12-13 | 2015-11-23
S3OW | Active | OH | 17000. DISTRIBUTION OH CONSTRUCTION MATERIALS | 3 PH SERVICE - OPEN WIRE MAINS WOOD POLE | S3OW | 1996-12-13 | 2015-11-23
S3TR/SERVICE | Active | OH | 17000. DISTRIBUTION OH CONSTRUCTION MATERIALS | 3PH BR 10&25 DIRECT TO SERVICE | S3TR/SERVICE | 2000-12-06 | 2015-11-23
S7080CU | Active | OH | 17000. DISTRIBUTION OH CONSTRUCTION MATERIALS | SHACKLE COND EXTRAS 7/.080CU 1PH | S7080CU | 2012-07-09 | 2012-07-10
S7104CU | Active | OH | 17000. DISTRIBUTION OH CONSTRUCTION MATERIALS | SHACKLE COND EXTRAS 7/.104CU 1PH | S7104CU | 2012-07-09 | 2012-07-10
S859803 | Active | OH | 17000. DISTRIBUTION OH CONSTRUCTION MATERIALS | 12.7KV 10 KVA 1 PH SWER POLE MOUNT TFMR | S859803 | 2019-11-08 | 2019-11-08
SA | Active | OH | 17000. DISTRIBUTION OH CONSTRUCTION MATERIALS | SCREW ANCHOR | SA | 1990-01-03 | 2023-02-01
SA100D37 | Active | OH | 17000. DISTRIBUTION OH CONSTRUCTION MATERIALS | SCREW ANCHOR 100 DOUBLE SCREW 37KN | SA100D37 | 1998-12-31 | 1998-12-31
SA250D56 | Active | OH | 17000. DISTRIBUTION OH CONSTRUCTION MATERIALS | SCREW ANCHOR 250 DOUBLE SCREW 56KN | SA250D56 | 1998-12-31 | 1998-12-31
SAP | Active | OH | 17000. DISTRIBUTION OH CONSTRUCTION MATERIALS | COND EXTRAS APPLE SHACKLE SLACK 1PH | SAP | 2012-07-09 | 2012-07-10
SAS2MA | Active | OH | 17000. DISTRIBUTION OH CONSTRUCTION MATERIALS | SUSPENSION ANGLE (SLACK)2MA CLAMP | SAS2MA | 1989-09-08 | 1989-09-08
SAS3MA | Active | OH | 17000. DISTRIBUTION OH CONSTRUCTION MATERIALS | SUSPENSION ANGLE (SLACK)3MA CLAMP | SAS3MA | 1989-09-08 | 1989-09-08
SAT2MA | Active | OH | 17000. DISTRIBUTION OH CONSTRUCTION MATERIALS | SUSPENSION ANGLE (TIGHT)2MA CLAMP | SAT2MA | 1989-09-08 | 1989-09-08
SAT3MA | Active | OH | 17000. DISTRIBUTION OH CONSTRUCTION MATERIALS | SUSPENSION ANGLE (TIGHT)3MA CLAMP | SAT3MA | 1989-09-08 | 2024-07-15
SATURN | Active | OH | 17000. DISTRIBUTION OH CONSTRUCTION MATERIALS | SATURN 37/3.00 AAC / METRE | SATURN | 1991-02-20 | 2019-12-17
SBA | Active | OH | 17000. DISTRIBUTION OH CONSTRUCTION MATERIALS | COND EXTRAS BANANA SHACKLE SLACK 1PH | SBA | 2012-07-09 | 2012-07-10
SBCE | Active | OH | 17000. DISTRIBUTION OH CONSTRUCTION MATERIALS | Steel Butt Common Earth Anti-Theft | SBCE | 2023-11-13 | 2023-11-13
SBLV/LVSWBDZ | Active | OH | 17000. DISTRIBUTION OH CONSTRUCTION MATERIALS | LV Switchboard Create FLOC/Equip Only | SBLV/LV/SWBD/Z | 2021-11-09 | 2021-11-09
SBOC | Active | OH | 17000. DISTRIBUTION OH CONSTRUCTION MATERIALS | LVABC SERVICE - OPEN WIRE MAINS CONC PL | SBOC | 1999-06-23 | 2015-11-23
SBOW | Active | OH | 17000. DISTRIBUTION OH CONSTRUCTION MATERIALS | LVABC SERVICE - OPEN WIRE MAINS WOOD PL | SBOW | 1999-06-23 | 2015-11-23
SBOW20PT | Active | OH | 17000. DISTRIBUTION OH CONSTRUCTION MATERIALS | TWIN LVABC SERVICE OPEN MAINS/TFMER POLE | SBOW20PT | 1998-04-15 | 2015-11-23
SBOW2OPT | Active | OH | 17000. DISTRIBUTION OH CONSTRUCTION MATERIALS | TWIN LVABC SERVICE FROM OPEN WIRE & PT | SBOW2OPT | 1998-07-15 | 2015-11-23
SBOW2PTC | Active | OH | 17000. DISTRIBUTION OH CONSTRUCTION MATERIALS | TWIN LVABC SERV FROM TFMR ON CONC POLE | SBOW2PTC | 1998-04-15 | 2015-11-23
SBOWDS | Active | OH | 17000. DISTRIBUTION OH CONSTRUCTION MATERIALS | TWIN LVABC SERVICE WOOD POLE OPEN WIRE | SBOWDS | 1998-04-15 | 2015-11-23
SBSE | Active | OH | 17000. DISTRIBUTION OH CONSTRUCTION MATERIALS | Steel Butt Separate Earth Anti-Theft | SBSE | 2023-11-13 | 2023-11-13
SC0000172 | Active | OH | 17000. DISTRIBUTION OH CONSTRUCTION MATERIALS | Bolt G/Steel M10x75mm W/Hex Nut | SC0000172 | 2012-01-10 | 2012-01-10
SC0000173 | Active | OH | 17000. DISTRIBUTION OH CONSTRUCTION MATERIALS | Bolt G/Steel M10x90mm W/Hex Nut | SC0000173 | 2012-01-10 | 2012-01-10
SC0000174 | Active | OH | 17000. DISTRIBUTION OH CONSTRUCTION MATERIALS | Bolt G/Steel M10x100mm W/Hex Nut | SC0000174 | 2012-01-10 | 2012-01-10
SC0000175 | Active | OH | 17000. DISTRIBUTION OH CONSTRUCTION MATERIALS | Bolt G/Steel M10x120mm W/Hex Nut | SC0000175 | 2012-01-10 | 2012-01-10
SC0000184 | Active | OH | 17000. DISTRIBUTION OH CONSTRUCTION MATERIALS | Bolt G/Steel M12x40mm W/Hex Nut (PK 200) | SC0000184 | 2012-03-14 | 2014-06-06
SC000022554 | Active | OH | 17000. DISTRIBUTION OH CONSTRUCTION MATERIALS | Eye Bolt 40 eye ID 24mm x 500mm 141kN | SC000022554 | 2023-07-07 | 2023-07-17
SC0000411 | Active | OH | 17000. DISTRIBUTION OH CONSTRUCTION MATERIALS | Bolt S/Steel M12x30mm W/Hex Nut | SC0000411 | 2012-01-10 | 2012-01-10
SC0000412 | Active | OH | 17000. DISTRIBUTION OH CONSTRUCTION MATERIALS | Bolt S/Steel M12x40mm W/Hex Nut (Pk 50) | SC0000412 | 2012-01-10 | 2014-06-06
SC0000413 | Active | OH | 17000. DISTRIBUTION OH CONSTRUCTION MATERIALS | Bolt S/Steel M12x50mm W/Hex Nut | SC0000413 | 2012-01-10 | 2012-01-10
SC0000414 | Active | OH | 17000. DISTRIBUTION OH CONSTRUCTION MATERIALS | Bolt S/Steel M12x60mm W/Hex Nut | SC0000414 | 2012-01-10 | 2012-01-10
SC0000415 | Active | OH | 17000. DISTRIBUTION OH CONSTRUCTION MATERIALS | Bolt S/Steel M12x70mm W/Hex Nut | SC0000415 | 2011-05-24 | 2012-03-15
SC0000500 | Active | OH | 17000. DISTRIBUTION OH CONSTRUCTION MATERIALS | STEEL;SLEEVE ANCHOR;12 MM HOLE DIA;BOLT | SC0000500 | 2022-07-06 | 2022-07-06
SC0000613 | Active | OH | 17000. DISTRIBUTION OH CONSTRUCTION MATERIALS | M16 Galv Nut | SC0000613 | 2012-01-05 | 2012-01-05
SC0000678 | Active | OH | 17000. DISTRIBUTION OH CONSTRUCTION MATERIALS | SCREW,COACH M10/65mm | SC0000678 | 2010-07-20 | 2012-03-15
SC0000684 | Active | OH | 17000. DISTRIBUTION OH CONSTRUCTION MATERIALS | SCREW,COACH M12/90mm | SC0000684 | 2010-10-01 | 2012-03-15
SC0000689 | Active | OH | 17000. DISTRIBUTION OH CONSTRUCTION MATERIALS | SCREW,COACH M16/130mm | SC0000689 | 2012-01-05 | 2012-03-15
SC0000690 | Active | OH | 17000. DISTRIBUTION OH CONSTRUCTION MATERIALS | SCREW,COACH M16/150mm | SC0000690 | 2012-01-05 | 2012-03-15
SC0000903 | Active | OH | 17000. DISTRIBUTION OH CONSTRUCTION MATERIALS | STAINLESS STEEL,M10x25mm;HEX HD;FLAT | SC0000903 | 2022-07-06 | 2022-07-06
SC00010296 | Active | OH | 17000. DISTRIBUTION OH CONSTRUCTION MATERIALS | CT 200/5 Type S | SC00010296 | 2016-01-12 | 2016-01-13
SC0001045 | Active | OH | 17000. DISTRIBUTION OH CONSTRUCTION MATERIALS | 16mm Round Flat Washer Galvanised | SC0001045 | 2012-01-05 | 2014-06-05
SC00011693 | Active | OH | 17000. DISTRIBUTION OH CONSTRUCTION MATERIALS | ADAPTOR GAINBLOCK - LV X-ARM TO CONC. P | SC00011693 | 2012-06-25 | 2015-03-13
SC00012061 | Active | OH | 17000. DISTRIBUTION OH CONSTRUCTION MATERIALS | STRAP S/STEEL 32MM BANDIT | SC00012061 | 2010-10-19 | 2010-10-19
SC0001403 | Active | OH | 17000. DISTRIBUTION OH CONSTRUCTION MATERIALS | COPPER ROD,Round 8mm,AS1567/110H | SC0001403 | 2010-09-30 | 2012-03-15
SC00015492 | Active | OH | 17000. DISTRIBUTION OH CONSTRUCTION MATERIALS | OC RELAY ABB SPAJ140C 3 OC EF 5/1 AMP | SC00015492 | 2011-11-25 | 2012-06-15
SC00016943 | Active | OH | 17000. DISTRIBUTION OH CONSTRUCTION MATERIALS | TRIP OUT SWITCH 20 TO 140V DC | SC00016943 | 2012-07-19 | 2012-07-19
SC00017200 | Active | OH | 17000. DISTRIBUTION OH CONSTRUCTION MATERIALS | ANTENNA | SC00017200 | 2011-12-14 | 2016-01-06
SC00017201 | Active | OH | 17000. DISTRIBUTION OH CONSTRUCTION MATERIALS | Mounting Bracket For Antenna | SC00017201 | 2016-01-13 | 2016-01-13
SC00017352 | Active | OH | 17000. DISTRIBUTION OH CONSTRUCTION MATERIALS | GSM modem | SC00017352 | 2016-01-12 | 2016-01-13
SC00017717 | Active | OH | 17000. DISTRIBUTION OH CONSTRUCTION MATERIALS | GSM modem (Boxed) | SC00017717 | 2016-01-12 | 2016-01-13
SC00018014 | Active | OH | 17000. DISTRIBUTION OH CONSTRUCTION MATERIALS | Mk3 reset | SC00018014 | 2016-01-12 | 2016-01-13
SC00018925 | Active | OH | 17000. DISTRIBUTION OH CONSTRUCTION MATERIALS | 2000-0600 5-20A | SC00018925 | 2016-01-12 | 2016-01-13
SC00018931 | Active | OH | 17000. DISTRIBUTION OH CONSTRUCTION MATERIALS | 2000-0600 5-20A RS485 Slave | SC00018931 | 2016-01-12 | 2016-01-13
SC00018932 | Active | OH | 17000. DISTRIBUTION OH CONSTRUCTION MATERIALS | 2000-0600 5-20A RS485 Master | SC00018932 | 2016-01-12 | 2016-01-13
SC00018936 | Active | OH | 17000. DISTRIBUTION OH CONSTRUCTION MATERIALS | METERING KIT (4A FUSE, LABELS) | SC00018936 | 2016-01-06 | 2016-01-06
SC00019843 | Active | OH | 17000. DISTRIBUTION OH CONSTRUCTION MATERIALS | SAM2 modem (for Mk10 only) | SC00019843 | 2016-01-12 | 2016-01-13
SC00020847 | Active | OH | 17000. DISTRIBUTION OH CONSTRUCTION MATERIALS | GSM modem (Boxed with reset) | SC00020847 | 2016-01-12 | 2016-01-13
SC00020896 | Active | OH | 17000. DISTRIBUTION OH CONSTRUCTION MATERIALS | OC RELAY OL & OOB-CAPACITOR BANK 1/5 AMP | SC00020896 | 2011-11-25 | 2012-06-15
SC00021712 | Active | OH | 17000. DISTRIBUTION OH CONSTRUCTION MATERIALS | ENERGY METER 1AMP WITH AUX SUPPLY | SC00021712 | 2012-02-17 | 2012-02-20
SC00021748 | Active | OH | 17000. DISTRIBUTION OH CONSTRUCTION MATERIALS | PIM3 Master Screw connector | SC00021748 | 2016-01-12 | 2016-01-13
SC00021749 | Active | OH | 17000. DISTRIBUTION OH CONSTRUCTION MATERIALS | PIM3 Master Krone connector | SC00021749 | 2016-01-12 | 2016-01-13
SC00021758 | Active | OH | 17000. DISTRIBUTION OH CONSTRUCTION MATERIALS | REMOTE I/O MODULE SEL 2505,24 V DC AUX | SC00021758 | 2011-11-25 | 2011-11-25
SC00021761 | Active | OH | 17000. DISTRIBUTION OH CONSTRUCTION MATERIALS | PROTECTION RELAY SEL 311 C 1 AMP 150V AC | SC00021761 | 2011-11-25 | 2012-06-15
SC00021810 | Active | OH | 17000. DISTRIBUTION OH CONSTRUCTION MATERIALS | Battery PIM | SC00021810 | 2016-01-12 | 2016-01-13
SC00022060 | Active | OH | 17000. DISTRIBUTION OH CONSTRUCTION MATERIALS | METER MK7C 10-100A 1 PH UNBADGED | SC00022060 | 2016-01-06 | 2016-01-06
SC00022064 | Active | OH | 17000. DISTRIBUTION OH CONSTRUCTION MATERIALS | METER Mk10A 5-100A | SC00022064 | 2016-01-06 | 2016-01-06
SC00022065 | Active | OH | 17000. DISTRIBUTION OH CONSTRUCTION MATERIALS | METER MK10A 5-20A | SC00022065 | 2016-01-06 | 2016-01-06
SC00022081 | Active | OH | 17000. DISTRIBUTION OH CONSTRUCTION MATERIALS | Mk7A 10-100A 1 Ph (RBT) Dual Element | SC00022081 | 2016-01-12 | 2016-01-13
SC00022106 | Active | OH | 17000. DISTRIBUTION OH CONSTRUCTION MATERIALS | METER MK10A 5-20A UNBADGED | SC00022106 | 2016-01-06 | 2016-01-06
SC00022107 | Active | OH | 17000. DISTRIBUTION OH CONSTRUCTION MATERIALS | METER MK10A 10-100A UNBADGED | SC00022107 | 2016-01-06 | 2016-04-15
SC00022247 | Active | OH | 17000. DISTRIBUTION OH CONSTRUCTION MATERIALS | EM5100 5-20A | SC00022247 | 2016-01-12 | 2016-01-13
SC00022361 | Active | OH | 17000. DISTRIBUTION OH CONSTRUCTION MATERIALS | Paddle Pop Antenna | SC00022361 | 2016-01-12 | 2016-01-13
SC00022386 | Active | OH | 17000. DISTRIBUTION OH CONSTRUCTION MATERIALS | LOSAD RJ45 | SC00022386 | 2016-01-12 | 2016-01-13
SC00022387 | Active | OH | 17000. DISTRIBUTION OH CONSTRUCTION MATERIALS | LOSAD DB9 | SC00022387 | 2016-01-12 | 2016-01-13
SC00022441 | Active | OH | 17000. DISTRIBUTION OH CONSTRUCTION MATERIALS | METER Mk7C 10-100A 1PH (Fracnhise) | SC00022441 | 2016-01-06 | 2016-01-06
SC00022452 | Active | OH | 17000. DISTRIBUTION OH CONSTRUCTION MATERIALS | Mk10A 5-20A (Transformer monitor) | SC00022452 | 2016-01-12 | 2016-01-13
SC00022484 | Active | OH | 17000. DISTRIBUTION OH CONSTRUCTION MATERIALS | METER Mk10E 5-20A | SC00022484 | 2016-01-06 | 2016-01-06
SC00022485 | Active | OH | 17000. DISTRIBUTION OH CONSTRUCTION MATERIALS | Mk10E 5-20A Aux Supply | SC00022485 | 2016-01-12 | 2016-01-13
SC00022486 | Active | OH | 17000. DISTRIBUTION OH CONSTRUCTION MATERIALS | Mk10E 1-4A Aux Supply | SC00022486 | 2016-01-12 | 2016-01-13
SC00023048 | Active | OH | 17000. DISTRIBUTION OH CONSTRUCTION MATERIALS | SmartHub | SC00023048 | 2016-01-12 | 2016-01-13
SC00023049 | Active | OH | 17000. DISTRIBUTION OH CONSTRUCTION MATERIALS | SmartHub Access Point | SC00023049 | 2016-01-12 | 2016-01-13
SC00023891 | Active | OH | 17000. DISTRIBUTION OH CONSTRUCTION MATERIALS | SMSH | SC00023891 | 2016-01-12 | 2016-01-13
SC00023964 | Active | OH | 17000. DISTRIBUTION OH CONSTRUCTION MATERIALS | METERING COMMS UNIT SAM3T W TELSTRA IP | SC00023964 | 2016-01-06 | 2016-01-06
SC00023966 | Active | OH | 17000. DISTRIBUTION OH CONSTRUCTION MATERIALS | METERING COMMS UNIT SAM3T UNBADGED TELST | SC00023966 | 2016-01-06 | 2016-01-06
SC00023967 | Active | OH | 17000. DISTRIBUTION OH CONSTRUCTION MATERIALS | METERING COMMS UNIT SAM3T VODAFONE SIM | SC00023967 | 2016-01-06 | 2016-01-06
SC00023969 | Active | OH | 17000. DISTRIBUTION OH CONSTRUCTION MATERIALS | METERING COMMS UNIT SAM3T UNBADGED V'FON | SC00023969 | 2016-01-06 | 2016-01-06
SC00023976 | Active | OH | 17000. DISTRIBUTION OH CONSTRUCTION MATERIALS | SAM3T (with Optus Sim for TR monitoring) | SC00023976 | 2016-01-12 | 2016-01-13
SC00024061 | Active | OH | 17000. DISTRIBUTION OH CONSTRUCTION MATERIALS | SAM3T (with Vodafone Sim and IP push) | SC00024061 | 2016-01-12 | 2016-01-13
SC00024283 | Active | OH | 17000. DISTRIBUTION OH CONSTRUCTION MATERIALS | METER ADAPTER MINI HUB | SC00024283 | 2016-01-06 | 2016-01-06
SC0002475 | Active | OH | 17000. DISTRIBUTION OH CONSTRUCTION MATERIALS | BANDIT STRAP S/S T201 30m L/12.7mm W | SC0002475 | 2010-07-13 | 2012-03-15
SC0002476 | Active | OH | 17000. DISTRIBUTION OH CONSTRUCTION MATERIALS | BANDIT STRAP S/S T201 30m L/19.05mm W | SC0002476 | 2010-09-09 | 2012-03-15
SC0002482 | Active | OH | 17000. DISTRIBUTION OH CONSTRUCTION MATERIALS | BANDIT BUCKLE S/S 12.7mm, box of 100 | SC0002482 | 2010-07-13 | 2012-03-15
SC0002483 | Active | OH | 17000. DISTRIBUTION OH CONSTRUCTION MATERIALS | BANDIT BUCKLE S/S 19.05mm, box of 100 | SC0002483 | 2010-09-09 | 2012-03-15
SC00024900 | Active | OH | 17000. DISTRIBUTION OH CONSTRUCTION MATERIALS | Modem Telstra 4G | SC00024900 | 2017-10-19 | 2017-10-31
SC00025012 | Active | OH | 17000. DISTRIBUTION OH CONSTRUCTION MATERIALS | 4G MODEM WITH GPRS SIM | SC00025012 | 2017-02-16 | 2017-03-08
SC0002557 | Active | OH | 17000. DISTRIBUTION OH CONSTRUCTION MATERIALS | X-ARM POLE ADAPTOR, 100mm, Flat Face | SC0002557 | 2010-07-13 | 2012-03-15
SC0002558 | Active | OH | 17000. DISTRIBUTION OH CONSTRUCTION MATERIALS | X-ARM POLE ADAPTOR, 150mm, Flat Face | SC0002558 | 2010-07-27 | 2012-03-15
SC0002559 | Active | OH | 17000. DISTRIBUTION OH CONSTRUCTION MATERIALS | X-ARM BRACE, G/Steel, 650x40x8mm | SC0002559 | 2010-07-13 | 2012-03-15
SC0002560 | Active | OH | 17000. DISTRIBUTION OH CONSTRUCTION MATERIALS | X-ARM BRACE, G/Steel, 1000x50x10mm | SC0002560 | 2010-07-27 | 2012-03-15
SC0002569 | Active | OH | 17000. DISTRIBUTION OH CONSTRUCTION MATERIALS | Bow Shackle G/Steel 70KN /W HEX CLEVIS | SC0002569 | 2010-07-13 | 2012-03-15
SC0002577 | Active | OH | 17000. DISTRIBUTION OH CONSTRUCTION MATERIALS | REEL INSULATOR, Shackle Type SH.LV.2 | SC0002577 | 2010-07-13 | 2012-03-15
SC0002585 | Active | OH | 17000. DISTRIBUTION OH CONSTRUCTION MATERIALS | STAY BREAKS SMALL, Type GY2 | SC0002585 | 2010-07-13 | 2012-03-15
SC0002604 | Active | OH | 17000. DISTRIBUTION OH CONSTRUCTION MATERIALS | CLEVIS THIMBLE Cu Galv Steel | SC0002604 | 2010-07-13 | 2010-07-21
SC0002605 | Active | OH | 17000. DISTRIBUTION OH CONSTRUCTION MATERIALS | CLAMP,SUSP,STR8LINE,CU&GALVSTEEL,6-16MM | SC0002605 | 2010-07-13 | 2012-03-16
SC0002608 | Active | OH | 17000. DISTRIBUTION OH CONSTRUCTION MATERIALS | CLAMP,SUSP,CLEVIS TYPE 2MA,9-21mm | SC0002608 | 2010-10-01 | 2012-03-19
SC0002609 | Active | OH | 17000. DISTRIBUTION OH CONSTRUCTION MATERIALS | CLAMP,SUSP,CLEVIS TYPE 3MA,9-21mm | SC0002609 | 2010-10-01 | 2012-03-19
SC0002612 | Active | OH | 17000. DISTRIBUTION OH CONSTRUCTION MATERIALS | CLAMP,SUSP,CLEVIS TYPE 2M,9-21mm | SC0002612 | 2010-10-01 | 2012-03-19
SC0002613 | Active | OH | 17000. DISTRIBUTION OH CONSTRUCTION MATERIALS | CLAMP,SUSP,CLEVIS TYPE 3M,14-34mm | SC0002613 | 2010-10-01 | 2012-03-19
SC0002616 | Active | OH | 17000. DISTRIBUTION OH CONSTRUCTION MATERIALS | CLEVIS,TONGUE (FOG INSULATOR ONLY) | SC0002616 | 2010-10-01 | 2010-10-01
SC0002720 | Active | OH | 17000. DISTRIBUTION OH CONSTRUCTION MATERIALS | U Shackle S/Steel&Galv 100mm LG 86mm W | SC0002720 | 2010-07-13 | 2012-03-19
SC0002748 | Active | OH | 17000. DISTRIBUTION OH CONSTRUCTION MATERIALS | STEEL;SLEEVE ANCHOR;10 MM HOLE DIA; | SC0002748 | 2022-07-06 | 2022-07-06
SC0002915 | Active | OH | 17000. DISTRIBUTION OH CONSTRUCTION MATERIALS | Tetoron Clothtape Yellow 20mm | SC0002915 | 2012-01-04 | 2012-01-04
SC0002997 | Active | OH | 17000. DISTRIBUTION OH CONSTRUCTION MATERIALS | Electrical Insulation Tape 50mm Black | SC0002997 | 2012-01-04 | 2012-01-04
SC0002998 | Active | OH | 17000. DISTRIBUTION OH CONSTRUCTION MATERIALS | Electrical Insul Tape Rubber Red 50mm | SC0002998 | 2012-01-04 | 2012-01-04
SC0002999 | Active | OH | 17000. DISTRIBUTION OH CONSTRUCTION MATERIALS | Fibreglass Tape White 75mm | SC0002999 | 2012-01-04 | 2012-01-04
SC0003016 | Active | OH | 17000. DISTRIBUTION OH CONSTRUCTION MATERIALS | Electrical Insul Tape Rubber Blk 19mm | SC0003016 | 2012-01-04 | 2012-01-04
SC0003019 | Active | OH | 17000. DISTRIBUTION OH CONSTRUCTION MATERIALS | Elec Insulation Tape 19mm Green/Yellow | SC0003019 | 2011-12-29 | 2011-12-29
SC0003076 | Active | OH | 17000. DISTRIBUTION OH CONSTRUCTION MATERIALS | Galv Bracket Z Shape 54x41x27mm | SC0003076 | 2012-01-04 | 2012-01-09
SC0003077 | Active | OH | 17000. DISTRIBUTION OH CONSTRUCTION MATERIALS | Unistrut P1047 U angle Fitting 10 pk | SC0003077 | 2012-01-04 | 2014-05-06
SC0003215 | Active | OH | 17000. DISTRIBUTION OH CONSTRUCTION MATERIALS | Staples; 4mm Thk; 30mm Lg | SC0003215 | 2011-03-31 | 2011-04-01
SC0003242 | Active | OH | 17000. DISTRIBUTION OH CONSTRUCTION MATERIALS | Rope 14mm Three Strand Hawser | SC0003242 | 2012-01-05 | 2012-01-05
SC0003245 | Active | OH | 17000. DISTRIBUTION OH CONSTRUCTION MATERIALS | Rope 18mm Three Strand Hawser | SC0003245 | 2012-01-05 | 2012-01-05
SC0003272 | Active | OH | 17000. DISTRIBUTION OH CONSTRUCTION MATERIALS | Wire;Electrolytic Pitch CU(110);1/1.6mm | SC0003272 | 2010-08-16 | 2012-03-19
SC0003341 | Active | OH | 17000. DISTRIBUTION OH CONSTRUCTION MATERIALS | Solder Lead/Tin Alloy 300mm LG 25mm W | SC0003341 | 2010-08-16 | 2012-03-19
SC0003639 | Active | OH | 17000. DISTRIBUTION OH CONSTRUCTION MATERIALS | TUBING,NONMETALIC;16mm OD,RD Shape | SC0003639 | 2012-07-26 | 2012-07-26
SC0003660 | Active | OH | 17000. DISTRIBUTION OH CONSTRUCTION MATERIALS | Insulation Sleeving,12.7-6.4mm ID EXP | SC0003660 | 2010-07-13 | 2012-03-19
SC0003669 | Active | OH | 17000. DISTRIBUTION OH CONSTRUCTION MATERIALS | INSULATION SLEEVING,ELECTRICAL. | SC0003669 | 2014-08-22 | 2014-08-22
SC0003787 | Active | OH | 17000. DISTRIBUTION OH CONSTRUCTION MATERIALS | COMPUND,SEALING 150g tube | SC0003787 | 2010-07-13 | 2012-03-19
SC0003913 | Active | OH | 17000. DISTRIBUTION OH CONSTRUCTION MATERIALS | Silver Spray Paint High Gloss | SC0003913 | 2012-01-04 | 2012-01-04
SC0004126 | Active | OH | 17000. DISTRIBUTION OH CONSTRUCTION MATERIALS | Wasp/Insect Spray | SC0004126 | 2010-07-13 | 2010-07-13
SC0004301 | Active | OH | 17000. DISTRIBUTION OH CONSTRUCTION MATERIALS | SURGE ARRESTER | SC0004301 | 2011-01-18 | 2011-01-18
SC0004392 | Active | OH | 17000. DISTRIBUTION OH CONSTRUCTION MATERIALS | UG Fuse Holder | SC0004392 | 2010-07-13 | 2010-07-13
SC0004421 | Active | OH | 17000. DISTRIBUTION OH CONSTRUCTION MATERIALS | 10 amp Cartridge Fuse | SC0004421 | 2010-07-13 | 2010-07-13
SC0004427 | Active | OH | 17000. DISTRIBUTION OH CONSTRUCTION MATERIALS | 20 amp Offest Cart. Fuse | SC0004427 | 2010-07-13 | 2010-07-13
SC0004429 | Active | OH | 17000. DISTRIBUTION OH CONSTRUCTION MATERIALS | 20 amp Cartridge Fuse | SC0004429 | 2010-07-13 | 2010-07-13
SC0004431 | Active | OH | 17000. DISTRIBUTION OH CONSTRUCTION MATERIALS | 32 amp Flat Lug Cart. Fuse | SC0004431 | 2010-07-13 | 2010-07-13
SC0004434 | Active | OH | 17000. DISTRIBUTION OH CONSTRUCTION MATERIALS | 30 amp Thick Cart. Fuse | SC0004434 | 2010-07-13 | 2010-07-13
SC0004439 | Active | OH | 17000. DISTRIBUTION OH CONSTRUCTION MATERIALS | 45 amp Thick Cart Fuse | SC0004439 | 2010-07-13 | 2010-07-13
SC0004440 | Active | OH | 17000. DISTRIBUTION OH CONSTRUCTION MATERIALS | 45 amp Thin Cart. Fuse | SC0004440 | 2010-07-13 | 2010-07-13
SC0004442 | Active | OH | 17000. DISTRIBUTION OH CONSTRUCTION MATERIALS | 50 amp Thick Cart. Fuse | SC0004442 | 2010-07-13 | 2010-07-13
SC0004443 | Active | OH | 17000. DISTRIBUTION OH CONSTRUCTION MATERIALS | FUSE LINK,CARTRIDGE | SC0004443 | 2014-10-08 | 2014-10-08
SC0004448 | Active | OH | 17000. DISTRIBUTION OH CONSTRUCTION MATERIALS | 63 amp Lug Fuse | SC0004448 | 2010-07-13 | 2010-07-13
SC0004451 | Active | OH | 17000. DISTRIBUTION OH CONSTRUCTION MATERIALS | 80 amp Thick Cart. Fuse | SC0004451 | 2010-07-13 | 2010-07-13
SC0004458 | Active | OH | 17000. DISTRIBUTION OH CONSTRUCTION MATERIALS | FUSE LINK;111mm nom, 415V AC,100AMP | SC0004458 | 2012-07-26 | 2012-07-26
SC0004465 | Active | OH | 17000. DISTRIBUTION OH CONSTRUCTION MATERIALS | BOLT-IN FUSE LINK,111mm Nom,415V 160AMP | SC0004465 | 2010-07-20 | 2012-03-19
SC0004471 | Active | OH | 17000. DISTRIBUTION OH CONSTRUCTION MATERIALS | BOLT-IN FUSE LINK,111mm Nom,415V 200AMP | SC0004471 | 2010-09-07 | 2012-03-19
SC0004477 | Active | OH | 17000. DISTRIBUTION OH CONSTRUCTION MATERIALS | BOLT-IN FUSE LINK,111mm Nom,415V 315AMP | SC0004477 | 2010-08-24 | 2012-03-19
SC0004484 | Active | OH | 17000. DISTRIBUTION OH CONSTRUCTION MATERIALS | BOLT-IN FUSE LINK,111mm Nom,415V 400AMP | SC0004484 | 2011-05-24 | 2012-03-19
SC0004485 | Active | OH | 17000. DISTRIBUTION OH CONSTRUCTION MATERIALS | LV FUSE LINK 500A FOR ABB LV BD | SC0004485 | 2011-03-15 | 2011-05-19
SC0004524 | Active | OH | 17000. DISTRIBUTION OH CONSTRUCTION MATERIALS | SWITCH-DISCONNECTOR,660V;1600AMP;40KA | SC0004524 | 2010-09-13 | 2012-03-19
SC0004559 | Active | OH | 17000. DISTRIBUTION OH CONSTRUCTION MATERIALS | PIT CABLE PORCELAIN SUPPORT INSULATOR | SC0004559 | 2010-07-13 | 2014-03-18
SC0004838 | Active | OH | 17000. DISTRIBUTION OH CONSTRUCTION MATERIALS | 16mm2 Flexiable Conduit | SC0004838 | 2010-07-13 | 2010-07-13
SC0004850 | Active | OH | 17000. DISTRIBUTION OH CONSTRUCTION MATERIALS | BP Connectors | SC0004850 | 2010-07-13 | 2010-07-13
SC0004915 | Active | OH | 17000. DISTRIBUTION OH CONSTRUCTION MATERIALS | CONDUIT, Plug & Seal for 80mm | SC0004915 | 2010-08-16 | 2015-11-23
SC0004928 | Active | OH | 17000. DISTRIBUTION OH CONSTRUCTION MATERIALS | Retaining Strap Galv 2 Holes 20mm | SC0004928 | 2012-01-04 | 2012-01-04
SC0004929 | Active | OH | 17000. DISTRIBUTION OH CONSTRUCTION MATERIALS | 25mm2 Conduit Saddles | SC0004929 | 2010-07-13 | 2010-07-13
SC0004931 | Active | OH | 17000. DISTRIBUTION OH CONSTRUCTION MATERIALS | 40mm2 Conduit Saddles | SC0004931 | 2010-07-13 | 2010-07-13
SC0004932 | Active | OH | 17000. DISTRIBUTION OH CONSTRUCTION MATERIALS | Retaining Strap (50mm Saddle) | SC0004932 | 2011-03-31 | 2011-04-01
SC0004982 | Active | OH | 17000. DISTRIBUTION OH CONSTRUCTION MATERIALS | EXTENSION CORD SOCKET 3;10AMP,250V MAX | SC0004982 | 2010-08-16 | 2012-03-19
SC0004983 | Active | OH | 17000. DISTRIBUTION OH CONSTRUCTION MATERIALS | EXTENSION CORD SOCKET 3;15AMP,250V MAX | SC0004983 | 2010-08-16 | 2012-03-19
SC0005233 | Active | OH | 17000. DISTRIBUTION OH CONSTRUCTION MATERIALS | 20w Fluro Tubes | SC0005233 | 2010-07-13 | 2015-11-23
SC0005234 | Active | OH | 17000. DISTRIBUTION OH CONSTRUCTION MATERIALS | 36w Fluro Tubes | SC0005234 | 2013-05-07 | 2015-11-23
SC0005239 | Active | OH | 17000. DISTRIBUTION OH CONSTRUCTION MATERIALS | M50w Diff. ES Lamp | SC0005239 | 2010-07-13 | 2015-11-23
SC0005241 | Active | OH | 17000. DISTRIBUTION OH CONSTRUCTION MATERIALS | M80w Diff. ES Lamp | SC0005241 | 2010-07-13 | 2015-11-23
SC0005243 | Active | OH | 17000. DISTRIBUTION OH CONSTRUCTION MATERIALS | M125w Diff. ES Lamp | SC0005243 | 2010-07-13 | 2015-11-23
SC0005244 | Active | OH | 17000. DISTRIBUTION OH CONSTRUCTION MATERIALS | M250w Diff. GES Lamp | SC0005244 | 2010-07-13 | 2015-11-23
SC0005245 | Active | OH | 17000. DISTRIBUTION OH CONSTRUCTION MATERIALS | M250w Clear GES Lamp | SC0005245 | 2010-07-13 | 2015-11-23
SC0005247 | Active | OH | 17000. DISTRIBUTION OH CONSTRUCTION MATERIALS | M400w Diff. GES Lamp | SC0005247 | 2010-07-13 | 2015-11-23
SC0005268 | Active | OH | 17000. DISTRIBUTION OH CONSTRUCTION MATERIALS | S150w Clear GES Lamp | SC0005268 | 2010-07-13 | 2015-11-23
SC0005273 | Active | OH | 17000. DISTRIBUTION OH CONSTRUCTION MATERIALS | S400w Clear GES Lamp | SC0005273 | 2010-07-13 | 2015-11-23
SC0005300 | Active | OH | 17000. DISTRIBUTION OH CONSTRUCTION MATERIALS | 3 Amp. PE Cell Base | SC0005300 | 2010-07-13 | 2015-11-23
SC0005302 | Active | OH | 17000. DISTRIBUTION OH CONSTRUCTION MATERIALS | 10 Amp. PE Cell Base | SC0005302 | 2010-07-13 | 2015-11-23
SC0005306 | Active | OH | 17000. DISTRIBUTION OH CONSTRUCTION MATERIALS | F2x20w Greendale Cover | SC0005306 | 2010-07-13 | 2015-11-23
SC0005335 | Active | OH | 17000. DISTRIBUTION OH CONSTRUCTION MATERIALS | BRACKET;0.5m Outreach (M1) | SC0005335 | 2010-07-13 | 2015-11-23
SC0005346 | Active | OH | 17000. DISTRIBUTION OH CONSTRUCTION MATERIALS | BRACKET;4.5m Up-lift Outreach (T5) | SC0005346 | 2010-07-20 | 2015-11-23
SC0005350 | Active | OH | 17000. DISTRIBUTION OH CONSTRUCTION MATERIALS | BRACKET;2.0m Up-lift Outreach (T3) | SC0005350 | 2010-07-20 | 2015-11-23
SC0005352 | Active | OH | 17000. DISTRIBUTION OH CONSTRUCTION MATERIALS | BRACKET;3.0m Outreach (T4) | SC0005352 | 2010-07-20 | 2015-11-23
SC0005376 | Active | OH | 17000. DISTRIBUTION OH CONSTRUCTION MATERIALS | Contactor 415v 4Pole | SC0005376 | 2010-07-20 | 2010-07-20
SC0005385 | Active | OH | 17000. DISTRIBUTION OH CONSTRUCTION MATERIALS | F2x20w Astra Cover | SC0005385 | 2010-07-20 | 2015-11-23
SC0005399 | Active | OH | 17000. DISTRIBUTION OH CONSTRUCTION MATERIALS | Zellweger Box | SC0005399 | 2010-07-20 | 2015-11-23
SC0005401 | Active | OH | 17000. DISTRIBUTION OH CONSTRUCTION MATERIALS | 100w-400w Ignitor | SC0005401 | 2010-07-20 | 2015-11-23
SC0005487 | Active | OH | 17000. DISTRIBUTION OH CONSTRUCTION MATERIALS | Terminal Panel (small C.B) | SC0005487 | 2010-07-20 | 2010-07-20
SC0005502 | Active | OH | 17000. DISTRIBUTION OH CONSTRUCTION MATERIALS | 10 Amp. PE Cell | SC0005502 | 2010-07-20 | 2015-11-23
SC0005503 | Active | OH | 17000. DISTRIBUTION OH CONSTRUCTION MATERIALS | 3 Amp. PE Cell | SC0005503 | 2010-07-20 | 2015-11-23
SC0005504 | Active | OH | 17000. DISTRIBUTION OH CONSTRUCTION MATERIALS | 20w Starters | SC0005504 | 2010-07-20 | 2015-11-23
SC0005505 | Active | OH | 17000. DISTRIBUTION OH CONSTRUCTION MATERIALS | 36/40/58w Starters | SC0005505 | 2013-05-07 | 2015-11-23
SC0005514 | Active | OH | 17000. DISTRIBUTION OH CONSTRUCTION MATERIALS | M400w Control Gear | SC0005514 | 2010-07-20 | 2015-11-23
SC0005631 | Active | OH | 17000. DISTRIBUTION OH CONSTRUCTION MATERIALS | 4.5m BPM Pole(Green) (MAINTENANCE ONLY) | SC0005631 | 2010-07-20 | 2015-11-23
SC0005637 | Active | OH | 17000. DISTRIBUTION OH CONSTRUCTION MATERIALS | 7m BPM Pole | SC0005637 | 2010-07-20 | 2015-11-23
SC0005639 | Active | OH | 17000. DISTRIBUTION OH CONSTRUCTION MATERIALS | 8.5m BPM Pole | SC0005639 | 2010-07-20 | 2015-11-23
SC0005733 | Active | OH | 17000. DISTRIBUTION OH CONSTRUCTION MATERIALS | 1.5 Minor UG Outreach | SC0005733 | 2010-07-20 | 2015-11-23
SC0005734 | Active | OH | 17000. DISTRIBUTION OH CONSTRUCTION MATERIALS | 1.5m Major UG Outreach | SC0005734 | 2010-07-20 | 2015-11-23
SC0005750 | Active | OH | 17000. DISTRIBUTION OH CONSTRUCTION MATERIALS | 3.0m Major UG Outreach | SC0005750 | 2010-07-20 | 2015-11-23
SC0005870 | Active | OH | 17000. DISTRIBUTION OH CONSTRUCTION MATERIALS | Hardwood; 3000mm lg; 150mm x 100mm | SC0005870 | 2017-07-10 | 2017-07-10
SC0005880 | Active | OH | 17000. DISTRIBUTION OH CONSTRUCTION MATERIALS | POLE CAP,ALUMINIUM,350mm DIA,0.55mm THK | SC0005880 | 2011-05-09 | 2012-03-19
SC0005881 | Active | OH | 17000. DISTRIBUTION OH CONSTRUCTION MATERIALS | POLE CAP,ALUMINIUM,400mm DIA,0.55mm THK | SC0005881 | 2010-07-20 | 2012-03-19
SC0005898 | Active | OH | 17000. DISTRIBUTION OH CONSTRUCTION MATERIALS | STIRRUP CLAMP;7/2.25-19/3.75 AL-CU | SC0005898 | 2010-07-20 | 2012-03-19
SC0005909 | Active | OH | 17000. DISTRIBUTION OH CONSTRUCTION MATERIALS | CLAMP,PARALLEL,ELECT;7/4.75-19/3.75 AL | SC0005909 | 2010-07-20 | 2012-03-19
SC0005910 | Active | OH | 17000. DISTRIBUTION OH CONSTRUCTION MATERIALS | PLUTO SPIRAL VIRBRATION DAMPERS | SC0005910 | 2010-08-16 | 2010-08-16
SC0005913 | Active | OH | 17000. DISTRIBUTION OH CONSTRUCTION MATERIALS | SPIRAL VIBRATION DAMPER, 8.29mm DIA | SC0005913 | 2010-07-13 | 2012-03-19
SC0005914 | Active | OH | 17000. DISTRIBUTION OH CONSTRUCTION MATERIALS | VIBRATION DAMPER; MA, BA, LI, AP | SC0005914 | 2010-07-20 | 2012-03-19
SC0005915 | Active | OH | 17000. DISTRIBUTION OH CONSTRUCTION MATERIALS | VIBRATION DAMPER; MO, CH | SC0005915 | 2010-07-20 | 2012-03-19
SC0005926 | Active | OH | 17000. DISTRIBUTION OH CONSTRUCTION MATERIALS | TERMINAL LUG 10-12 MM OD CONDUCTOR | SC0005926 | 2010-08-16 | 2012-03-19
SC0005950 | Active | OH | 17000. DISTRIBUTION OH CONSTRUCTION MATERIALS | Pole Number - #0 Wood | SC0005950 | 2010-07-20 | 2010-07-20
SC0005951 | Active | OH | 17000. DISTRIBUTION OH CONSTRUCTION MATERIALS | LETTER P ,SIGN. ALUMINIUM 50MM | SC0005951 | 2011-05-30 | 2011-05-30
SC0005953 | Active | OH | 17000. DISTRIBUTION OH CONSTRUCTION MATERIALS | LETTER S ,SIGN. ALUMINIUM 50MM | SC0005953 | 2011-05-30 | 2011-05-30
SC0005957 | Active | OH | 17000. DISTRIBUTION OH CONSTRUCTION MATERIALS | Pole Number - #1 Wood | SC0005957 | 2010-07-20 | 2010-07-20
SC0005958 | Active | OH | 17000. DISTRIBUTION OH CONSTRUCTION MATERIALS | Pole Number - #2 Wood | SC0005958 | 2010-07-20 | 2010-07-20
SC0005959 | Active | OH | 17000. DISTRIBUTION OH CONSTRUCTION MATERIALS | Pole Number - #3 Wood | SC0005959 | 2010-07-20 | 2010-07-20
SC0005960 | Active | OH | 17000. DISTRIBUTION OH CONSTRUCTION MATERIALS | Pole Number - #4 Wood | SC0005960 | 2010-07-20 | 2010-07-20
SC0005961 | Active | OH | 17000. DISTRIBUTION OH CONSTRUCTION MATERIALS | Pole Number - #5 Wood | SC0005961 | 2010-07-20 | 2010-07-20
SC0005962 | Active | OH | 17000. DISTRIBUTION OH CONSTRUCTION MATERIALS | Pole Number - #6 Wood | SC0005962 | 2010-07-20 | 2010-07-20
SC0005963 | Active | OH | 17000. DISTRIBUTION OH CONSTRUCTION MATERIALS | Pole Number - #7 Wood | SC0005963 | 2010-07-20 | 2010-07-20
SC0005964 | Active | OH | 17000. DISTRIBUTION OH CONSTRUCTION MATERIALS | Pole Number - #8 Wood | SC0005964 | 2010-07-20 | 2010-07-20
SC0005969 | Active | OH | 17000. DISTRIBUTION OH CONSTRUCTION MATERIALS | ARMOUR RODS,HELICAL;6/1/3.00,7/3.00 | SC0005969 | 2010-07-20 | 2012-03-19
SC0005970 | Active | OH | 17000. DISTRIBUTION OH CONSTRUCTION MATERIALS | ARMOUR RODS,HELICAL;6/1/3.75,7/3.75 | SC0005970 | 2010-07-20 | 2012-03-19
SC0005971 | Active | OH | 17000. DISTRIBUTION OH CONSTRUCTION MATERIALS | ARMOUR RODS,HELICAL;7/1.6+6/4.75,7/4.75 | SC0005971 | 2010-07-20 | 2012-03-19
SC0005972 | Active | OH | 17000. DISTRIBUTION OH CONSTRUCTION MATERIALS | ARMOUR RODS,HELICAL; 19/3.75 | SC0005972 | 2010-07-20 | 2012-03-19
SC0005973 | Active | OH | 17000. DISTRIBUTION OH CONSTRUCTION MATERIALS | 37/3.00 | SC0005973 | 2010-10-01 | 2012-03-19
SC0005974 | Active | OH | 17000. DISTRIBUTION OH CONSTRUCTION MATERIALS | ARMOUR RODS,HELICAL; 3/4/2.50 | SC0005974 | 2010-07-20 | 2012-03-19
SC0005975 | Active | OH | 17000. DISTRIBUTION OH CONSTRUCTION MATERIALS | comp sleeve F/TENSION- LEMON 30/7/3.00mm | SC0005975 | 2010-07-13 | 2015-07-31
SC0005984 | Active | OH | 17000. DISTRIBUTION OH CONSTRUCTION MATERIALS | comp sleeve F/TENSION - MOON 7/4.75mm | SC0005984 | 2010-07-16 | 2015-07-31
SC0005985 | Active | OH | 17000. DISTRIBUTION OH CONSTRUCTION MATERIALS | comp sleeve F/TENSION - PLUTO 19/3.75mm | SC0005985 | 2010-07-16 | 2015-07-31
SC0005987 | Active | OH | 17000. DISTRIBUTION OH CONSTRUCTION MATERIALS | comp sleeve F/TENS -CHERRY 6/4.75+7/1.60 | SC0005987 | 2010-07-16 | 2015-07-31
SC0005990 | Active | OH | 17000. DISTRIBUTION OH CONSTRUCTION MATERIALS | comp sleeve N/TENSION MOON7/4.75mm | SC0005990 | 2010-07-20 | 2015-07-31
SC0005991 | Active | OH | 17000. DISTRIBUTION OH CONSTRUCTION MATERIALS | comp sleeve N/TENSION SATURN 37/3.00mm | SC0005991 | 2010-08-16 | 2019-12-19
SC0006010 | Active | OH | 17000. DISTRIBUTION OH CONSTRUCTION MATERIALS | CLAMP HELICAL DEAD END;SINGLE,6/1/3.75 | SC0006010 | 2010-07-16 | 2012-03-19
SC0006011 | Active | OH | 17000. DISTRIBUTION OH CONSTRUCTION MATERIALS | CLAMP HELICAL DEAD END; 7/3.00AAC | SC0006011 | 2010-07-16 | 2012-03-19
SC0006012 | Active | OH | 17000. DISTRIBUTION OH CONSTRUCTION MATERIALS | CLAMP HELICAL DEAD END; 7/3.75AAC | SC0006012 | 2010-07-16 | 2012-03-19
SC0006013 | Active | OH | 17000. DISTRIBUTION OH CONSTRUCTION MATERIALS | CLAMP HELICAL DEAD END; 7/4.75AAC | SC0006013 | 2010-07-16 | 2012-03-19
SC0006014 | Active | OH | 17000. DISTRIBUTION OH CONSTRUCTION MATERIALS | CLAMP HELICAL DEAD END; 19/3.75AAC | SC0006014 | 2010-07-16 | 2012-03-19
SC0006015 | Active | OH | 17000. DISTRIBUTION OH CONSTRUCTION MATERIALS | CLAMP HELICAL DEAD END; 37/3.00AAC | SC0006015 | 2010-08-16 | 2012-03-19
SC0006016 | Active | OH | 17000. DISTRIBUTION OH CONSTRUCTION MATERIALS | DEADEND 7/.173 WASP, 7/4.5 MERCURY AAC | SC0006016 | 2014-02-24 | 2014-03-07
SC0006018 | Active | OH | 17000. DISTRIBUTION OH CONSTRUCTION MATERIALS | Lemon 30/7/3.00 ACSR/GZ Comp Deadeand | SC0006018 | 2011-06-22 | 2014-07-29
SC0006019 | Active | OH | 17000. DISTRIBUTION OH CONSTRUCTION MATERIALS | CLAMP HELICAL DEAD END; 3/4/2.50AAC | SC0006019 | 2010-07-16 | 2012-03-19
SC0006095 | Active | OH | 17000. DISTRIBUTION OH CONSTRUCTION MATERIALS | Clamp Zinc Plated 57-63mm Single Cable | SC0006095 | 2012-02-24 | 2012-02-24
SC0006122 | Active | OH | 17000. DISTRIBUTION OH CONSTRUCTION MATERIALS | CLAMP,PARALLEL, 7/.044-19/1.78 | SC0006122 | 2010-07-14 | 2010-07-14
SC0006132 | Active | OH | 17000. DISTRIBUTION OH CONSTRUCTION MATERIALS | LIVE LINE CLAMP RING TYPE 11KV CU | SC0006132 | 2010-07-16 | 2010-07-16
SC0006144 | Active | OH | 17000. DISTRIBUTION OH CONSTRUCTION MATERIALS | COUPLING GROUND ROD 13MM | SC0006144 | 2010-07-16 | 2010-07-16
SC0006197 | Active | OH | 17000. DISTRIBUTION OH CONSTRUCTION MATERIALS | FERRULE,COPPER,CONDUCTOR;crimp,35sq mm | SC0006197 | 2012-01-04 | 2012-03-19
SC0006199 | Active | OH | 17000. DISTRIBUTION OH CONSTRUCTION MATERIALS | FERRULE,COPPER,CONDUCTOR;crimp,50sq mm | SC0006199 | 2010-08-16 | 2012-03-19
SC0006200 | Active | OH | 17000. DISTRIBUTION OH CONSTRUCTION MATERIALS | FERRULE,COPPER,CONDUCTOR;crimp,70sq mm | SC0006200 | 2010-08-16 | 2012-03-19
SC0006201 | Active | OH | 17000. DISTRIBUTION OH CONSTRUCTION MATERIALS | FERRULE,COPPER,CONDUCTOR;crimp,95sq mm | SC0006201 | 2012-01-04 | 2012-03-19
SC0006202 | Active | OH | 17000. DISTRIBUTION OH CONSTRUCTION MATERIALS | FERRULE,COPPER,CONDUCTOR;crimp,185sq mm | SC0006202 | 2012-01-04 | 2012-03-19
SC0006248 | Active | OH | 17000. DISTRIBUTION OH CONSTRUCTION MATERIALS | TERMINAL LUG,CRIMP,M6;6 sq mm,7/1.04mm | SC0006248 | 2010-08-09 | 2012-03-19
SC0006249 | Active | OH | 17000. DISTRIBUTION OH CONSTRUCTION MATERIALS | TERMINAL LUG,CRIMP M8;6 sq mm,7/1.04mm | SC0006249 | 2010-07-19 | 2012-03-19
SC0006252 | Active | OH | 17000. DISTRIBUTION OH CONSTRUCTION MATERIALS | TERMINAL LUG,CRIMP M8;16 sq mm,7/1.70mm | SC0006252 | 2010-07-19 | 2012-03-19
SC0006256 | Active | OH | 17000. DISTRIBUTION OH CONSTRUCTION MATERIALS | TERMINAL LUG,CRIMP M10;35 sq mm,19/1.53m | SC0006256 | 2010-08-16 | 2012-03-19
SC0006257 | Active | OH | 17000. DISTRIBUTION OH CONSTRUCTION MATERIALS | TERMINAL LUG,CRIMP M12;35 sq mm,19/1.53m | SC0006257 | 2010-08-16 | 2012-03-19
SC0006259 | Active | OH | 17000. DISTRIBUTION OH CONSTRUCTION MATERIALS | TERMINAL LUG,CRIMP M12;50sq mm,19/1.78mm | SC0006259 | 2010-08-16 | 2012-03-19
SC0006263 | Active | OH | 17000. DISTRIBUTION OH CONSTRUCTION MATERIALS | TERMINAL LUG,CRIMP M12;95sq mm,37/1.78mm | SC0006263 | 2010-07-19 | 2012-03-19
SC0006265 | Active | OH | 17000. DISTRIBUTION OH CONSTRUCTION MATERIALS | TERMINAL LUG,CRIMP M12;120sqmm,37/2.03mm | SC0006265 | 2010-08-17 | 2012-03-19
SC0006320 | Active | OH | 17000. DISTRIBUTION OH CONSTRUCTION MATERIALS | SERVICE WOOD HOOK | SC0006320 | 2010-07-19 | 2010-07-19
SC0006322 | Active | OH | 17000. DISTRIBUTION OH CONSTRUCTION MATERIALS | HEX PIN S/STEEL 16MMDIA 47MML | SC0006322 | 2011-03-29 | 2011-03-29
SC0006327 | Active | OH | 17000. DISTRIBUTION OH CONSTRUCTION MATERIALS | DRIVE POINT, GROUND ROD;Machine 1800mm | SC0006327 | 2010-07-16 | 2012-03-19
SC0006339 | Active | OH | 17000. DISTRIBUTION OH CONSTRUCTION MATERIALS | DRIVE POINT GROUND ROD NORMAL TYPE | SC0006339 | 2010-07-16 | 2010-07-16
SC0006358 | Active | OH | 17000. DISTRIBUTION OH CONSTRUCTION MATERIALS | 3/12 STEEL ARMOUR RODS | SC0006358 | 2010-07-16 | 2010-07-16
SC0006398 | Active | OH | 17000. DISTRIBUTION OH CONSTRUCTION MATERIALS | Splice Conductor Copper 7/2.00 MM | SC0006398 | 2010-08-17 | 2012-03-19
SC0006400 | Active | OH | 17000. DISTRIBUTION OH CONSTRUCTION MATERIALS | Splice Conductor Copper 7/2.75 MM | SC0006400 | 2010-08-17 | 2012-03-19
SC0006401 | Active | OH | 17000. DISTRIBUTION OH CONSTRUCTION MATERIALS | Splice Conductor Copper 19/2.75 MM | SC0006401 | 2010-08-17 | 2017-08-11
SC0006402 | Active | OH | 17000. DISTRIBUTION OH CONSTRUCTION MATERIALS | Splice Conductor Copper 7/2.75 MM | SC0006402 | 2010-09-14 | 2012-03-19
SC0006405 | Active | OH | 17000. DISTRIBUTION OH CONSTRUCTION MATERIALS | SPLICE CONDUCTOR STEEL 3/2.75MM SC/GZ | SC0006405 | 2010-07-16 | 2018-01-03
SC0006425 | Active | OH | 17000. DISTRIBUTION OH CONSTRUCTION MATERIALS | TAG,MARKER | SC0006425 | 2010-08-17 | 2010-08-17
SC0006434 | Active | OH | 17000. DISTRIBUTION OH CONSTRUCTION MATERIALS | TERMINATIONS HELICAL 7/.064IN | SC0006434 | 2010-07-16 | 2010-07-16
SC0006435 | Active | OH | 17000. DISTRIBUTION OH CONSTRUCTION MATERIALS | TERMINATIONS HELICAL 7/.080 CU | SC0006435 | 2010-07-16 | 2010-07-16
SC0006436 | Active | OH | 17000. DISTRIBUTION OH CONSTRUCTION MATERIALS | TERMINATIONS HELICAL 7/.104 | SC0006436 | 2010-07-16 | 2010-07-16
SC0006437 | Active | OH | 17000. DISTRIBUTION OH CONSTRUCTION MATERIALS | TERMINATIONS HELICAL 19/.083 CU | SC0006437 | 2010-07-16 | 2010-07-16
SC0006438 | Active | OH | 17000. DISTRIBUTION OH CONSTRUCTION MATERIALS | TERMINATIONS HELICAL 19/.104 | SC0006438 | 2010-07-16 | 2010-07-16
SC0006439 | Active | OH | 17000. DISTRIBUTION OH CONSTRUCTION MATERIALS | PILOT CABLE HELICAL TERMINATION 7/2.00mm | SC0006439 | 2010-08-17 | 2012-03-19
SC0006441 | Active | OH | 17000. DISTRIBUTION OH CONSTRUCTION MATERIALS | TERMINATIONS HELICAL 3/12 STEEL SCGZ | SC0006441 | 2010-07-16 | 2018-01-03
SC0006442 | Active | OH | 17000. DISTRIBUTION OH CONSTRUCTION MATERIALS | HELICAL D/END STEEL WIRE 7/2.75STEEL | SC0006442 | 2010-09-07 | 2010-09-07
SC0006443 | Active | OH | 17000. DISTRIBUTION OH CONSTRUCTION MATERIALS | HELICAL DEAD END GALV STEEL 19/2.00 | SC0006443 | 2010-11-10 | 2010-11-10
SC0006444 | Active | OH | 17000. DISTRIBUTION OH CONSTRUCTION MATERIALS | HELICAL DEAD END GALV STEEL 19/2.75 | SC0006444 | 2010-11-10 | 2010-11-10
SC0006463 | Active | OH | 17000. DISTRIBUTION OH CONSTRUCTION MATERIALS | CLAMP,STRAIN;Twisted Cable 10sqmm, 4COND | SC0006463 | 2010-07-19 | 2012-03-19
SC0006479 | Active | OH | 17000. DISTRIBUTION OH CONSTRUCTION MATERIALS | THIMBLE,ROPE; G/Steel 10mm Nom DIA | SC0006479 | 2010-08-17 | 2012-03-19
SC0006480 | Active | OH | 17000. DISTRIBUTION OH CONSTRUCTION MATERIALS | THIMBLE,ROPE; G/Steel 12mm Nom DIA | SC0006480 | 2010-08-17 | 2012-03-19
SC0006484 | Active | OH | 17000. DISTRIBUTION OH CONSTRUCTION MATERIALS | THIMBLE,ROPE,ABC; G/Steel 16mm Nom DIA | SC0006484 | 2010-08-17 | 2012-03-19
SC0006486 | Active | OH | 17000. DISTRIBUTION OH CONSTRUCTION MATERIALS | STRAP,TIEDOWN,ELECT COM;350mmx7.5mm | SC0006486 | 2010-08-10 | 2012-03-19
SC0006613 | Active | OH | 17000. DISTRIBUTION OH CONSTRUCTION MATERIALS | Heat Shrink Cap - Large | SC0006613 | 2010-07-20 | 2010-07-20
SC0006615 | Active | OH | 17000. DISTRIBUTION OH CONSTRUCTION MATERIALS | CAP,PROTECTIVE,DUST AND MOISTURE SEAL | SC0006615 | 2010-09-02 | 2011-07-12
SC0006633 | Active | OH | 17000. DISTRIBUTION OH CONSTRUCTION MATERIALS | CLEAT SINGLE 44mm-51mm 1-3/4 -2in | SC0006633 | 2012-01-04 | 2017-09-18
SC0006634 | Active | OH | 17000. DISTRIBUTION OH CONSTRUCTION MATERIALS | CLEAT SINGLE 51-57mm 2.00-2.25in | SC0006634 | 2012-01-04 | 2017-09-18
SC0006635 | Active | OH | 17000. DISTRIBUTION OH CONSTRUCTION MATERIALS | CLEAT SINGLE 57-63mm 2.25 - 2.50in | SC0006635 | 2012-01-04 | 2017-09-18
SC0006682 | Active | OH | 17000. DISTRIBUTION OH CONSTRUCTION MATERIALS | E' Marker | SC0006682 | 2010-07-20 | 2010-07-20
SC0006855 | Active | OH | 17000. DISTRIBUTION OH CONSTRUCTION MATERIALS | PIT STAINLESS STEEL PIN | SC0006855 | 2010-07-21 | 2010-07-21
SC0006889 | Active | OH | 17000. DISTRIBUTION OH CONSTRUCTION MATERIALS | INSULATION HOOD:FLAME RETARDANT,BLACK | SC0006889 | 2012-08-07 | 2012-08-07
SC0007059 | Active | OH | 17000. DISTRIBUTION OH CONSTRUCTION MATERIALS | TIE WIRE ANNEALED CU 2.64MM (39.95g)/ M | SC0007059 | 2013-05-21 | 2013-05-21
SC0007112 | Active | OH | 17000. DISTRIBUTION OH CONSTRUCTION MATERIALS | 2.5mm2 Cu 2C PVC Cable | SC0007112 | 2010-07-20 | 2010-07-22
SC0007121 | Active | OH | 17000. DISTRIBUTION OH CONSTRUCTION MATERIALS | TIE WIRE INSULATED BLACK 2.5MM | SC0007121 | 2010-07-22 | 2013-05-27
SC0007127 | Active | OH | 17000. DISTRIBUTION OH CONSTRUCTION MATERIALS | 4.0mm2 Cu 2C PVC Cable | SC0007127 | 2010-07-20 | 2010-07-22
SC0007156 | Active | OH | 17000. DISTRIBUTION OH CONSTRUCTION MATERIALS | WIRE,ELECT,CU;35sqmm 19/1.53green/yellow | SC0007156 | 2010-08-17 | 2012-03-19
SC0007159 | Active | OH | 17000. DISTRIBUTION OH CONSTRUCTION MATERIALS | WIRE,ELECT;35mm2 Cu 1C PVC Cable ST | SC0007159 | 2010-07-20 | 2012-03-19
SC0007163 | Active | OH | 17000. DISTRIBUTION OH CONSTRUCTION MATERIALS | 19/1.78 50MM2 GREEN/YELLOW WIRE | SC0007163 | 2010-08-17 | 2010-08-17
SC0007172 | Active | OH | 17000. DISTRIBUTION OH CONSTRUCTION MATERIALS | 37/1.78 95MM2 GREEN/YELLOW WIRE | SC0007172 | 2010-08-17 | 2012-03-19
SC0007173 | Active | OH | 17000. DISTRIBUTION OH CONSTRUCTION MATERIALS | PCV CABLE 95MM SQ | SC0007173 | 2010-07-19 | 2010-07-19
SC0007181 | Active | OH | 17000. DISTRIBUTION OH CONSTRUCTION MATERIALS | CABLE 185mm2 Cu 1C PVC | SC0007181 | 2010-07-21 | 2010-07-21
SC0007232 | Active | OH | 17000. DISTRIBUTION OH CONSTRUCTION MATERIALS | WIRE ELECTRICAL 16MM BLACK PVC INSULATED | SC0007232 | 2010-09-20 | 2010-09-20
SC0007235 | Active | OH | 17000. DISTRIBUTION OH CONSTRUCTION MATERIALS | CABLE 19/1.78 50mm2 Cu 1C PVC HD | SC0007235 | 2010-07-21 | 2012-08-22
SC0008277 | Active | OH | 17000. DISTRIBUTION OH CONSTRUCTION MATERIALS | comp sleeve F/TENSION- BANANA 6/1/3.75mm | SC0008277 | 2010-07-21 | 2015-07-31
SC0008345 | Active | OH | 17000. DISTRIBUTION OH CONSTRUCTION MATERIALS | 6.0mm2 Cu 1C PVC Earth Cable | SC0008345 | 2010-07-20 | 2010-07-22
SC0008368 | Active | OH | 17000. DISTRIBUTION OH CONSTRUCTION MATERIALS | Elec Tape Blk Vinyl Plastic 101mm | SC0008368 | 2012-01-04 | 2012-01-04
SC0008372 | Active | OH | 17000. DISTRIBUTION OH CONSTRUCTION MATERIALS | CLAMP 6/1/3.00 ACSR | SC0008372 | 2010-07-21 | 2010-07-21
SC0008373 | Active | OH | 17000. DISTRIBUTION OH CONSTRUCTION MATERIALS | CLAMP 7/1.60+6/4.75 | SC0008373 | 2010-07-21 | 2010-07-21
SC0008374 | Active | OH | 17000. DISTRIBUTION OH CONSTRUCTION MATERIALS | SPLICE;3/4/2.50 (SPLICE only) | SC0008374 | 2010-07-21 | 2012-03-19
SC0008532 | Active | OH | 17000. DISTRIBUTION OH CONSTRUCTION MATERIALS | Self Locking nuts M10 | SC0008532 | 2012-01-10 | 2012-01-10
SC0008669 | Active | OH | 17000. DISTRIBUTION OH CONSTRUCTION MATERIALS | comp sleeve N/TENSION PLUTO,AL19/3.75 | SC0008669 | 2010-08-16 | 2015-07-31
SC0008677 | Active | OH | 17000. DISTRIBUTION OH CONSTRUCTION MATERIALS | GLASS INSULATOR DISK 125KN | SC0008677 | 2011-09-07 | 2011-09-07
SC0008989 | Active | OH | 17000. DISTRIBUTION OH CONSTRUCTION MATERIALS | EYE NUT M20 | SC0008989 | 2011-01-31 | 2012-03-19
SC0009384 | Active | OH | 17000. DISTRIBUTION OH CONSTRUCTION MATERIALS | BOLT TO SUPPORT POLE STEP | SC0009384 | 2013-06-12 | 2013-06-12
SC0009869 | Active | OH | 17000. DISTRIBUTION OH CONSTRUCTION MATERIALS | Lug, Cu 6mm2 M6 Hole (Earth) | SC0009869 | 2010-07-20 | 2010-07-20
SC0009879 | Active | OH | 17000. DISTRIBUTION OH CONSTRUCTION MATERIALS | GATE FOR PRIV PROP ACCESS 4.2M x 1.13M | SC0009879 | 2011-07-06 | 2011-07-06
SC0009885 | Active | OH | 17000. DISTRIBUTION OH CONSTRUCTION MATERIALS | S50w Diff. ES Lamp | SC0009885 | 2010-07-20 | 2010-07-22
SC0009920 | Active | OH | 17000. DISTRIBUTION OH CONSTRUCTION MATERIALS | Busbar Clamp 38mm Sliding | SC0009920 | 2011-12-29 | 2011-12-29
SC0009924 | Active | OH | 17000. DISTRIBUTION OH CONSTRUCTION MATERIALS | THIMBLE,CLEVIS;AL up to 19/3.75 | SC0009924 | 2010-07-20 | 2012-03-19
SC0009943 | Active | OH | 17000. DISTRIBUTION OH CONSTRUCTION MATERIALS | TERMINAL,LUG;50sqmm,7/3.00mm AAC LIBRA | SC0009943 | 2010-08-18 | 2012-03-19
SC0009944 | Active | OH | 17000. DISTRIBUTION OH CONSTRUCTION MATERIALS | TERMINAL,LUG;95sqmm,7/3.75mm AAC MARS | SC0009944 | 2010-08-18 | 2012-03-19
SC0009945 | Active | OH | 17000. DISTRIBUTION OH CONSTRUCTION MATERIALS | TERMINAL,LUG,BI-METAL;120sqmm,7/4.75mm | SC0009945 | 2011-03-02 | 2012-03-19
SC0009946 | Active | OH | 17000. DISTRIBUTION OH CONSTRUCTION MATERIALS | TERMINAL,LUG,BI-METAL;240sqmm U/G CABLE | SC0009946 | 2010-08-18 | 2012-03-19
SC0010412 | Active | OH | 17000. DISTRIBUTION OH CONSTRUCTION MATERIALS | Terminal Panel (large C.B) | SC0010412 | 2010-07-20 | 2010-07-20
SC0010490 | Active | OH | 17000. DISTRIBUTION OH CONSTRUCTION MATERIALS | Plastic Spiral Wrap | SC0010490 | 2010-07-20 | 2010-07-22
SC0010551 | Active | OH | 17000. DISTRIBUTION OH CONSTRUCTION MATERIALS | Electrical Insulation Tape 19mm Black | SC0010551 | 2011-12-29 | 2011-12-29
SC0010560 | Active | OH | 17000. DISTRIBUTION OH CONSTRUCTION MATERIALS | EARTH GUARD STEEL,GALV 375 MM LG | SC0010560 | 2014-08-07 | 2014-08-07
SC0010597 | Active | OH | 17000. DISTRIBUTION OH CONSTRUCTION MATERIALS | CLAMP,COND;C/W CupHead clevis pin65-70mm | SC0010597 | 2010-08-18 | 2012-03-19
SC0010603 | Active | OH | 17000. DISTRIBUTION OH CONSTRUCTION MATERIALS | LVABC BUNDLE CLAMP;16-95sqmm ABC | SC0010603 | 2010-07-20 | 2015-11-23
SC0010604 | Active | OH | 17000. DISTRIBUTION OH CONSTRUCTION MATERIALS | LVABC BUNDLE CLAMP;35-95sqmm ABC | SC0010604 | 2010-07-20 | 2015-11-23
SC0010609 | Active | OH | 17000. DISTRIBUTION OH CONSTRUCTION MATERIALS | HARDWOOD 2700MM LG CROSSARM | SC0010609 | 2010-12-17 | 2010-12-17
SC0010680 | Active | OH | 17000. DISTRIBUTION OH CONSTRUCTION MATERIALS | Electrical Insulation Tape 19mm White | SC0010680 | 2011-12-29 | 2011-12-29
SC0010800 | Active | OH | 17000. DISTRIBUTION OH CONSTRUCTION MATERIALS | Electrical Insulation Tape 19mm Blue | SC0010800 | 2011-12-29 | 2011-12-29
SC0010801 | Active | OH | 17000. DISTRIBUTION OH CONSTRUCTION MATERIALS | Electrical Insulation Tape 19mm Red | SC0010801 | 2011-12-29 | 2011-12-29
SC0010885 | Active | OH | 17000. DISTRIBUTION OH CONSTRUCTION MATERIALS | Unistrut M12 Spring Nut (100 Pack) | SC0010885 | 2012-01-10 | 2014-05-05
SC0010894 | Active | OH | 17000. DISTRIBUTION OH CONSTRUCTION MATERIALS | CROSSARM 3.6m TIMBER | SC0010894 | 2010-07-27 | 2010-07-27
SC0010900 | Active | OH | 17000. DISTRIBUTION OH CONSTRUCTION MATERIALS | Conduit Coupling 80mm Light Duty Orange | SC0010900 | 2012-01-05 | 2012-01-05
SC0010991 | Active | OH | 17000. DISTRIBUTION OH CONSTRUCTION MATERIALS | ALI TIE WIRE 1KG | SC0010991 | 2010-07-13 | 2010-07-13
SC0011006 | Active | OH | 17000. DISTRIBUTION OH CONSTRUCTION MATERIALS | CONDUIT COUPLING ADAPTOR 100mm Orange | SC0011006 | 2010-08-09 | 2012-03-19
SC0011067 | Active | OH | 17000. DISTRIBUTION OH CONSTRUCTION MATERIALS | CROSSARM | SC0011067 | 2010-10-29 | 2010-10-29
SC0011080 | Active | OH | 17000. DISTRIBUTION OH CONSTRUCTION MATERIALS | comp sleeve F/TENSIO - APPLE 6/1/3.00mm | SC0011080 | 2010-07-21 | 2015-07-31
SC0011082 | Active | OH | 17000. DISTRIBUTION OH CONSTRUCTION MATERIALS | comp sleeve F/TENSION - LIBRA 7/3.00mm | SC0011082 | 2010-07-20 | 2015-07-31
SC0011239 | Active | OH | 17000. DISTRIBUTION OH CONSTRUCTION MATERIALS | TERMINAL,LUG,CRIMP M12;185sqmm,37/2.52mm | SC0011239 | 2010-08-18 | 2012-03-19
SC0011314 | Active | OH | 17000. DISTRIBUTION OH CONSTRUCTION MATERIALS | CLEVIS THIMBLE. | SC0011314 | 2010-10-01 | 2010-10-01
SC0011386 | Active | OH | 17000. DISTRIBUTION OH CONSTRUCTION MATERIALS | Lead Strip | SC0011386 | 2011-12-29 | 2011-12-29
SC0011430 | Active | OH | 17000. DISTRIBUTION OH CONSTRUCTION MATERIALS | NAIL; 30mm | SC0011430 | 2010-10-01 | 2012-03-20
SC0011431 | Active | OH | 17000. DISTRIBUTION OH CONSTRUCTION MATERIALS | Nail; 75mm Lg | SC0011431 | 2011-03-31 | 2011-06-14
SC0011685 | Active | OH | 17000. DISTRIBUTION OH CONSTRUCTION MATERIALS | Aluminium Adaptor Plate for Conc Pole | SC0011685 | 2012-04-03 | 2012-04-03
SC0011909 | Active | OH | 17000. DISTRIBUTION OH CONSTRUCTION MATERIALS | HVABC Dual Circuit Identifier Blue | SC0011909 | 2013-02-14 | 2013-02-14
SC0011925 | Active | OH | 17000. DISTRIBUTION OH CONSTRUCTION MATERIALS | INSULATION STRAIN LONG ROD 11KV 23KN | SC0011925 | 2010-07-20 | 2012-03-20
SC0011975 | Active | OH | 17000. DISTRIBUTION OH CONSTRUCTION MATERIALS | TERMINAL,LUG, CRIMP M12;420sqmm | SC0011975 | 2011-05-09 | 2012-03-20
SC0012061 | Active | OH | 17000. DISTRIBUTION OH CONSTRUCTION MATERIALS | STRAP S/STEEL 32MM BANDIT | SC0012061 | 2011-03-18 | 2011-03-18
SC0012203 | Active | OH | 17000. DISTRIBUTION OH CONSTRUCTION MATERIALS | DNOB Tag | SC0012203 | 2010-07-21 | 2010-07-21
SC0012431 | Active | OH | 17000. DISTRIBUTION OH CONSTRUCTION MATERIALS | SUPPORT,ELECTRICAL EQUIPMENT | SC0012431 | 2010-07-22 | 2010-07-22
SC0012454 | Active | OH | 17000. DISTRIBUTION OH CONSTRUCTION MATERIALS | 100 amp Thick Cart. Fuse | SC0012454 | 2010-07-21 | 2010-07-21
SC0012917 | Active | OH | 17000. DISTRIBUTION OH CONSTRUCTION MATERIALS | CROSSARM BOLT ADAPTER | SC0012917 | 2014-08-07 | 2014-08-07
SC0013165 | Active | OH | 17000. DISTRIBUTION OH CONSTRUCTION MATERIALS | PLUG,PROTECTIVE,DUST AND MOISTURE SEAL | SC0013165 | 2010-10-01 | 2010-10-01
SC0013259 | Active | OH | 17000. DISTRIBUTION OH CONSTRUCTION MATERIALS | Black Mastic Rubber Base 300x60x4mm | SC0013259 | 2011-12-29 | 2011-12-29
SC0013401 | Active | OH | 17000. DISTRIBUTION OH CONSTRUCTION MATERIALS | 3 K HV Fuse | SC0013401 | 2024-06-04 | 2024-06-04
SC0013405 | Active | OH | 17000. DISTRIBUTION OH CONSTRUCTION MATERIALS | 20K HV Fuse | SC0013405 | 2010-08-10 | 2010-08-10
SC0013730 | Active | OH | 17000. DISTRIBUTION OH CONSTRUCTION MATERIALS | 25K HV Fuse | SC0013730 | 2010-08-10 | 2010-08-10
SC0013731 | Active | OH | 17000. DISTRIBUTION OH CONSTRUCTION MATERIALS | 40K HV FUSE | SC0013731 | 2010-08-10 | 2015-05-27
SC0013732 | Active | OH | 17000. DISTRIBUTION OH CONSTRUCTION MATERIALS | 50K HV FUSE | SC0013732 | 2010-08-10 | 2010-08-10
SC0013733 | Active | OH | 17000. DISTRIBUTION OH CONSTRUCTION MATERIALS | 63 AMP 12 KV DROPOUT FUSE LINK CLASS "K" | SC0013733 | 2011-12-22 | 2011-12-22
SC0013734 | Active | OH | 17000. DISTRIBUTION OH CONSTRUCTION MATERIALS | 80 AMP " K" TYPE HV FUSE | SC0014231 | 2015-01-29 | 2015-01-29
SC0013777 | Active | OH | 17000. DISTRIBUTION OH CONSTRUCTION MATERIALS | COVER,PROTECTIVE,UNDERGROUND CABLE,POLE | SC0013777 | 2010-07-20 | 2010-07-20
SC0013795 | Active | OH | 17000. DISTRIBUTION OH CONSTRUCTION MATERIALS | ADAPTOR SLIP BASE | SC0013795 | 2010-07-16 | 2010-07-16
SC0013897 | Active | OH | 17000. DISTRIBUTION OH CONSTRUCTION MATERIALS | ENCLOSED ELEMENT FUSE;BLADE,160AMP | SC0013897 | 2010-09-24 | 2012-04-04
SC0013898 | Active | OH | 17000. DISTRIBUTION OH CONSTRUCTION MATERIALS | ENCLOSED ELEMENT FUSE;BLADE,200AMP | SC0013898 | 2010-09-20 | 2012-04-04
SC0013899 | Active | OH | 17000. DISTRIBUTION OH CONSTRUCTION MATERIALS | ENCLOSED ELEMENT FUSE;BLADE,250AMP | SC0013899 | 2010-09-13 | 2012-04-04
SC0013949 | Active | OH | 17000. DISTRIBUTION OH CONSTRUCTION MATERIALS | CLEVIS,PIN | SC0013949 | 2010-10-01 | 2010-10-01
SC0014023 | Active | OH | 17000. DISTRIBUTION OH CONSTRUCTION MATERIALS | TERMINAL LUG,CRIMP;M10,25sqm,19/1.35mm | SC0014023 | 2010-08-24 | 2012-04-04
SC0014090 | Active | OH | 17000. DISTRIBUTION OH CONSTRUCTION MATERIALS | CLAMP LV -ABC 50-150mm2 - 35-95mm2 | SC0014090 | 2010-07-15 | 2010-07-15
SC0014129 | Active | OH | 17000. DISTRIBUTION OH CONSTRUCTION MATERIALS | 3 Bolt Assembly Foundation | SC0014129 | 2010-07-21 | 2010-07-21
SC0014228 | Active | OH | 17000. DISTRIBUTION OH CONSTRUCTION MATERIALS | EDO FUSES 8 AMP T type (660mm L) | SC0014228 | 2010-07-12 | 2010-07-22
SC0014231 | Active | OH | 17000. DISTRIBUTION OH CONSTRUCTION MATERIALS | 16K HV FUSE | SC0014231 | 2010-08-10 | 2010-08-10
SC0014253 | Active | OH | 17000. DISTRIBUTION OH CONSTRUCTION MATERIALS | LVABC-CU CLAMP | SC0014253 | 2010-07-21 | 2015-11-23
SC0014273 | Active | OH | 17000. DISTRIBUTION OH CONSTRUCTION MATERIALS | TERMINAL LUG,CRIMP;M16,50sqm,19/1.78mm | SC0014273 | 2010-08-24 | 2012-04-04
SC0014274 | Active | OH | 17000. DISTRIBUTION OH CONSTRUCTION MATERIALS | TERMINAL LUG,CRIMP;M16,95sqm,37/1.78mm | SC0014274 | 2010-08-24 | 2012-04-04
SC0014296 | Active | OH | 17000. DISTRIBUTION OH CONSTRUCTION MATERIALS | CROSSARM HARDWOOD 100MM | SC0014296 | 2010-07-16 | 2010-07-16
SC0014463 | Active | OH | 17000. DISTRIBUTION OH CONSTRUCTION MATERIALS | TERMINAL LUG 35ABCBi | SC0014463 | 2010-08-24 | 2010-08-24
SC0014677 | Active | OH | 17000. DISTRIBUTION OH CONSTRUCTION MATERIALS | TERMINAL LUG 95ABC | SC0014677 | 2010-08-24 | 2010-08-24
SC0014693 | Active | OH | 17000. DISTRIBUTION OH CONSTRUCTION MATERIALS | CLAMP 7/3.75 - 19/1.78 | SC0014693 | 2010-07-16 | 2010-07-16
SC0014798 | Active | OH | 17000. DISTRIBUTION OH CONSTRUCTION MATERIALS | CABLE,POWER,ELECTRICAL;6.35/11 KV,95 sqm | SC0014798 | 2010-08-24 | 2012-06-15
SC0014835 | Active | OH | 17000. DISTRIBUTION OH CONSTRUCTION MATERIALS | Aluminium Conductor Contact Paste | SC0014835 | 2012-01-25 | 2012-01-25
SC0014965 | Active | OH | 17000. DISTRIBUTION OH CONSTRUCTION MATERIALS | White Rope 10mm | SC0014965 | 2012-01-05 | 2012-01-05
SC0015027 | Active | OH | 17000. DISTRIBUTION OH CONSTRUCTION MATERIALS | WOOD POLE ONLY, 11M LG/8KN TREATED | SC0015027 | 2010-09-02 | 2012-03-15
SC0015028 | Active | OH | 17000. DISTRIBUTION OH CONSTRUCTION MATERIALS | WOOD POLE ONLY, 11M LG/12KN TREATED | SC0015028 | 2010-09-02 | 2012-03-15
SC0015030 | Active | OH | 17000. DISTRIBUTION OH CONSTRUCTION MATERIALS | WOOD POLE ONLY, 12.5M LG/8KN TREATED | SC0015030 | 2010-09-02 | 2012-03-15
SC0015031 | Active | OH | 17000. DISTRIBUTION OH CONSTRUCTION MATERIALS | WOOD POLE ONLY, 12.5M LG/12KN TREATED | SC0015031 | 2010-09-02 | 2012-03-15
SC0015033 | Active | OH | 17000. DISTRIBUTION OH CONSTRUCTION MATERIALS | WOOD POLE ONLY, 14M LG/8KN TREATED | SC0015033 | 2010-09-02 | 2012-03-15
SC0015035 | Active | OH | 17000. DISTRIBUTION OH CONSTRUCTION MATERIALS | WOOD POLE ONLY, 15.5M LG/8KN TREATED | SC0015035 | 2010-09-02 | 2016-09-14
SC0015036 | Active | OH | 17000. DISTRIBUTION OH CONSTRUCTION MATERIALS | WOOD POLE ONLY, 15.5M LG/12KN TREATED | SC0015036 | 2010-09-02 | 2012-03-15
SC0015037 | Active | OH | 17000. DISTRIBUTION OH CONSTRUCTION MATERIALS | WOOD POLE ONLY, 15.5M LG/20KN TREATED | SC0015037 | 2010-09-02 | 2012-03-15
SC0015039 | Active | OH | 17000. DISTRIBUTION OH CONSTRUCTION MATERIALS | WOOD POLE ONLY, 17M LG/12KN TREATED | SC0015039 | 2010-09-02 | 2012-04-04
SC0015040 | Active | OH | 17000. DISTRIBUTION OH CONSTRUCTION MATERIALS | WOOD POLE ONLY, 17M LG/20KN TREATED | SC0015040 | 2010-09-02 | 2012-03-15
SC0015075 | Active | OH | 17000. DISTRIBUTION OH CONSTRUCTION MATERIALS | PG CLAMP 7/.064 - 37/.064 | SC0015075 | 2010-07-15 | 2010-07-15
SC0015125 | Active | OH | 17000. DISTRIBUTION OH CONSTRUCTION MATERIALS | TERMINAL LUG 7/.064, 7/16 | SC0015125 | 2010-09-02 | 2010-09-02
SC0015279 | Active | OH | 17000. DISTRIBUTION OH CONSTRUCTION MATERIALS | STRAP RETAINING, AL;40mm W X 6mm THK | SC0015279 | 2010-09-24 | 2012-04-04
SC0015393 | Active | OH | 17000. DISTRIBUTION OH CONSTRUCTION MATERIALS | LETTER X ,SIGN. ALUMINIUM 50MM | SC0015393 | 2011-05-30 | 2011-05-30
SC0015474 | Active | OH | 17000. DISTRIBUTION OH CONSTRUCTION MATERIALS | POLE,LINE CONSTR | SC0015474 | 2010-09-06 | 2010-09-06
SC0015487 | Active | OH | 17000. DISTRIBUTION OH CONSTRUCTION MATERIALS | BUSHING RIGHT ANGLE STRAIN | SC0015487 | 2010-07-15 | 2010-07-15
SC0015505 | Active | OH | 17000. DISTRIBUTION OH CONSTRUCTION MATERIALS | POLE ALLEN KEY | SC0015505 | 2010-07-15 | 2010-07-15
SC0015567 | Active | OH | 17000. DISTRIBUTION OH CONSTRUCTION MATERIALS | CLAMP PARALLEL CU 16-150mm2 | SC0015567 | 2010-07-15 | 2010-07-15
SC0015568 | Active | OH | 17000. DISTRIBUTION OH CONSTRUCTION MATERIALS | CLAMP, 7/2.00 - 37/2.25 | SC0015568 | 2015-01-09 | 2015-01-09
SC0015569 | Active | OH | 17000. DISTRIBUTION OH CONSTRUCTION MATERIALS | CLAMP, 37/3.00 - 37/2.52 | SC0015569 | 2010-07-15 | 2010-07-15
SC0015612 | Active | OH | 17000. DISTRIBUTION OH CONSTRUCTION MATERIALS | CHARGER,BATTERY 48V | SC0015612 | 2010-09-13 | 2012-06-15
SC0015637 | Active | OH | 17000. DISTRIBUTION OH CONSTRUCTION MATERIALS | SLIP BASE CONNECTOR SET | SC0015637 | 2010-07-15 | 2010-07-15
SC0015638 | Active | OH | 17000. DISTRIBUTION OH CONSTRUCTION MATERIALS | CABLE CLAMP ASSEMBLY | SC0015638 | 2010-07-15 | 2010-07-15
SC0015641 | Active | OH | 17000. DISTRIBUTION OH CONSTRUCTION MATERIALS | Terminal Lug LV 95 Sq mm | SC0015641 | 2010-07-30 | 2010-07-30
SC0015658 | Active | OH | 17000. DISTRIBUTION OH CONSTRUCTION MATERIALS | CONCRETE,PREMIX. | SC0015658 | 2010-07-20 | 2010-07-20
SC0015740 | Active | OH | 17000. DISTRIBUTION OH CONSTRUCTION MATERIALS | HVABC Dual Circuit Identifier Yellow | SC0015740 | 2013-02-14 | 2013-02-14
SC0015742 | Active | OH | 17000. DISTRIBUTION OH CONSTRUCTION MATERIALS | comp sleeve F/TENSION 19/0.83CU (19/14) | SC0015742 | 2010-07-20 | 2015-07-31
SC0015790 | Active | OH | 17000. DISTRIBUTION OH CONSTRUCTION MATERIALS | CONDUIT, Plug & Seal for 125mm | SC0015790 | 2010-08-09 | 2014-05-01
SC0015815 | Active | OH | 17000. DISTRIBUTION OH CONSTRUCTION MATERIALS | comp sleeve F/TENSION 7/.080CU (7/14) | SC0015815 | 2010-07-15 | 2015-07-31
SC0015816 | Active | OH | 17000. DISTRIBUTION OH CONSTRUCTION MATERIALS | comp sleeve F/TENSION 19/0.104CU (19/12) | SC0015816 | 2010-09-06 | 2015-07-31
SC0015831 | Active | OH | 17000. DISTRIBUTION OH CONSTRUCTION MATERIALS | LETTER W BLACK ON WHITE BACKGROUND | SC0015831 | 2015-07-20 | 2015-07-20
SC0015885 | Active | OH | 17000. DISTRIBUTION OH CONSTRUCTION MATERIALS | CIRCUIT BREAKER;16AMP;250V AC | SC0015885 | 2010-07-15 | 2012-04-12
SC0015914 | Active | OH | 17000. DISTRIBUTION OH CONSTRUCTION MATERIALS | TRANSFORMER CURRENT | SC0015914 | 2010-09-06 | 2010-09-06
SC0015918 | Active | OH | 17000. DISTRIBUTION OH CONSTRUCTION MATERIALS | CLAMP,PARALLEL,ELECT;CU TAP;95-240sqmm | SC0015918 | 2010-09-24 | 2012-04-12
SC0015980 | Active | OH | 17000. DISTRIBUTION OH CONSTRUCTION MATERIALS | LABEL;PAD TRFMR;REGIONAL;30x80mm;RED/WH | SC0015980 | 2010-09-06 | 2012-04-12
SC0016117 | Active | OH | 17000. DISTRIBUTION OH CONSTRUCTION MATERIALS | SOCKET TONGUE. | SC0016117 | 2011-06-22 | 2011-08-25
SC0016170 | Active | OH | 17000. DISTRIBUTION OH CONSTRUCTION MATERIALS | Helical Splice Galv Steel Wire 7/2.75 | SC0016170 | 2010-09-06 | 2011-12-20
SC0016171 | Active | OH | 17000. DISTRIBUTION OH CONSTRUCTION MATERIALS | Helical Splice Galv Steel Wire 19/2.00 | SC0016171 | 2010-08-24 | 2019-06-14
SC0016172 | Active | OH | 17000. DISTRIBUTION OH CONSTRUCTION MATERIALS | Helical Splice Galv Steel Wire 19/2.75 | SC0016172 | 2010-09-06 | 2011-12-20
SC0016383 | Active | OH | 17000. DISTRIBUTION OH CONSTRUCTION MATERIALS | MOUNTING ADAPTOR FLAT FOR CB BOX | SC0016383 | 2010-07-15 | 2010-07-15
SC0016385 | Active | OH | 17000. DISTRIBUTION OH CONSTRUCTION MATERIALS | TRUNNION CLAMP FOR COPPER CONDUCTOR | SC0016385 | 2010-07-15 | 2010-07-15
SC0016386 | Active | OH | 17000. DISTRIBUTION OH CONSTRUCTION MATERIALS | CLAMP,LIVELINE;11KV,4.1-18.9mm,Ring type | SC0016386 | 2012-07-26 | 2012-07-26
SC0016412 | Active | OH | 17000. DISTRIBUTION OH CONSTRUCTION MATERIALS | Corrogated Conduit White 16mm | SC0016412 | 2011-12-29 | 2011-12-29
SC0016418 | Active | OH | 17000. DISTRIBUTION OH CONSTRUCTION MATERIALS | FIXTURE,LIGHTING. M50W POST TOP | SC0016418 | 2010-07-15 | 2010-07-15
SC0016431 | Active | OH | 17000. DISTRIBUTION OH CONSTRUCTION MATERIALS | Hy-Zinc Cold Galv Spray 400g Can | SC0016431 | 2012-01-04 | 2012-01-04
SC0016433 | Active | OH | 17000. DISTRIBUTION OH CONSTRUCTION MATERIALS | CB TERMINAL PANEL OUTREACH | SC0016433 | 2010-07-15 | 2010-07-15
SC0016529 | Active | OH | 17000. DISTRIBUTION OH CONSTRUCTION MATERIALS | INDOOR ABB 1250A ISOL.3 400A SWITCH FUSE | SC0016529 | 2010-09-13 | 2015-11-23
SC0016566 | Active | OH | 17000. DISTRIBUTION OH CONSTRUCTION MATERIALS | CLAMP STRAINER;ABC;SUPPORTED;6-35sqmm | SC0016566 | 2010-07-15 | 2012-04-12
SC0016567 | Active | OH | 17000. DISTRIBUTION OH CONSTRUCTION MATERIALS | Al MAINS-SERV Piercing Clamp 6/35mm | SC0016567 | 2010-07-15 | 2011-12-20
SC0016568 | Active | OH | 17000. DISTRIBUTION OH CONSTRUCTION MATERIALS | CU MAINS-SERV Piercing Clamp 6/35mm | SC0016568 | 2010-07-15 | 2011-12-20
SC0016569 | Active | OH | 17000. DISTRIBUTION OH CONSTRUCTION MATERIALS | IPC Piercing Clamp;6/35sqmm;TAP4/35sqmm | SC0016569 | 2010-07-15 | 2012-04-12
SC0016570 | Active | OH | 17000. DISTRIBUTION OH CONSTRUCTION MATERIALS | Insulation Pierce Clamp 6-35 AL/CU 4-35 | SC0016570 | 2010-07-21 | 2011-12-20
SC0016571 | Active | OH | 17000. DISTRIBUTION OH CONSTRUCTION MATERIALS | SINGLE PHASE MAINS CONNECTION BOX | SC0016571 | 2015-11-27 | 2024-03-28
SC0016572 | Active | OH | 17000. DISTRIBUTION OH CONSTRUCTION MATERIALS | 3 PHASE 100Amp MAINS CONNECTION BOX | SC0016572 | 2010-09-06 | 2011-12-20
SC0016574 | Active | OH | 17000. DISTRIBUTION OH CONSTRUCTION MATERIALS | FUSEHOLDER,BASE & CARRIER. | SC0016574 | 2010-09-22 | 2010-09-22
SC0016575 | Active | OH | 17000. DISTRIBUTION OH CONSTRUCTION MATERIALS | BRACKET,MOUNTING;C/W SUPPORT HOOK | SC0016575 | 2010-07-15 | 2015-11-23
SC0016576 | Active | OH | 17000. DISTRIBUTION OH CONSTRUCTION MATERIALS | BRACKET,MOUNTING;C/W DBL SUPPORT HOOK | SC0016576 | 2010-07-30 | 2015-11-23
SC0016605 | Active | OH | 17000. DISTRIBUTION OH CONSTRUCTION MATERIALS | BRACKET,POLE,GALV STEEL;808mm Hx610mm W | SC0016605 | 2010-07-30 | 2015-11-23
SC0016745 | Active | OH | 17000. DISTRIBUTION OH CONSTRUCTION MATERIALS | Ferrule Conductor Shear Bolt 300mm | SC0016745 | 2012-01-04 | 2012-01-04
SC0016793 | Active | OH | 17000. DISTRIBUTION OH CONSTRUCTION MATERIALS | LV SWITCHBOAD OUTDOOR 2500A FUSE | SC0016793 | 2011-05-19 | 2011-05-19
SC0016808 | Active | OH | 17000. DISTRIBUTION OH CONSTRUCTION MATERIALS | BIRD DETERENT 4.40-6.34 | SC0016808 | 2011-12-08 | 2011-12-08
SC0016809 | Active | OH | 17000. DISTRIBUTION OH CONSTRUCTION MATERIALS | BIRD DETERENT 6.35-8.29 | SC0016809 | 2010-09-07 | 2010-09-07
SC0016810 | Active | OH | 17000. DISTRIBUTION OH CONSTRUCTION MATERIALS | BIRD DETERENT 830-11.74 | SC0016810 | 2010-09-07 | 2010-09-07
SC0016811 | Active | OH | 17000. DISTRIBUTION OH CONSTRUCTION MATERIALS | BIRD DETERENT 11.7514.3 | SC0016811 | 2010-09-07 | 2010-09-07
SC0016812 | Active | OH | 17000. DISTRIBUTION OH CONSTRUCTION MATERIALS | BIRD DETERENT 14.32-19.30 | SC0016812 | 2010-09-07 | 2010-09-07
SC0016813 | Active | OH | 17000. DISTRIBUTION OH CONSTRUCTION MATERIALS | ALL CONDUCTORS BIRD DETERRENT | SC0016813 | 2010-09-07 | 2010-09-07
SC0016830 | Active | OH | 17000. DISTRIBUTION OH CONSTRUCTION MATERIALS | BRACKET,MOUNTING Z for CB Box | SC0016830 | 2010-07-14 | 2010-07-21
SC0016833 | Active | OH | 17000. DISTRIBUTION OH CONSTRUCTION MATERIALS | TERMINAL LUG 25ABC BI | SC0016833 | 2010-09-07 | 2010-09-07
SC0017000 | Active | OH | 17000. DISTRIBUTION OH CONSTRUCTION MATERIALS | Clamp Parallell 95Sq mm AL | SC0017000 | 2010-07-30 | 2010-07-30
SC0017005 | Active | OH | 17000. DISTRIBUTION OH CONSTRUCTION MATERIALS | INSULATION SLEEVING,ELECTRICAL. | SC0017005 | 2014-08-22 | 2014-08-22
SC0017196 | Active | OH | 17000. DISTRIBUTION OH CONSTRUCTION MATERIALS | 4.5M BL/GY ESTATE POLE | SC0017196 | 2010-07-27 | 2015-11-23
SC0017247 | Active | OH | 17000. DISTRIBUTION OH CONSTRUCTION MATERIALS | CLAMP IPC SERVICE TO BARE CONSUMER MAINS | SC0017247 | 2010-09-07 | 2010-09-07
SC0017257 | Active | OH | 17000. DISTRIBUTION OH CONSTRUCTION MATERIALS | SLEEVE,FULL TENS;CU,19/.104,19/2.75-.104 | SC0017257 | 2010-09-07 | 2012-04-23
SC0017270 | Active | OH | 17000. DISTRIBUTION OH CONSTRUCTION MATERIALS | INSULATION HOOD | SC0017270 | 2010-11-27 | 2010-11-27
SC0017273 | Active | OH | 17000. DISTRIBUTION OH CONSTRUCTION MATERIALS | INSULATION SLEEVING,ELEC,SPECIAL PURPOSE | SC0017273 | 2010-07-21 | 2010-07-21
SC0017319 | Active | OH | 17000. DISTRIBUTION OH CONSTRUCTION MATERIALS | Reflective Yellow Label 150x50mm | SC0017319 | 2012-02-10 | 2012-02-10
SC0017321 | Active | OH | 17000. DISTRIBUTION OH CONSTRUCTION MATERIALS | ROD,GROUND;STEEL;1800mmLG,13mmDIA | SC0017321 | 2010-07-30 | 2012-10-23
SC0017322 | Active | OH | 17000. DISTRIBUTION OH CONSTRUCTION MATERIALS | BENTONITE GRANUALS | SC0017322 | 2010-07-14 | 2010-07-14
SC0017349 | Active | OH | 17000. DISTRIBUTION OH CONSTRUCTION MATERIALS | LABEL,3M REFLECTIVE;SERIES 3930,50x190mm | SC0017349 | 2012-11-12 | 2012-11-12
SC0017382 | Active | OH | 17000. DISTRIBUTION OH CONSTRUCTION MATERIALS | ADAPTOR,FUSE HOLDER | SC0017382 | 2010-07-14 | 2010-07-14
SC0017404 | Active | OH | 17000. DISTRIBUTION OH CONSTRUCTION MATERIALS | ADAPTER CABLE CLAMP;ABB SPLICE,2x24sqmm | SC0017404 | 2010-09-13 | 2015-11-23
SC0017421 | Active | OH | 17000. DISTRIBUTION OH CONSTRUCTION MATERIALS | Abrasion Protection | SC0017421 | 2011-03-31 | 2015-11-23
SC0017474 | Active | OH | 17000. DISTRIBUTION OH CONSTRUCTION MATERIALS | Elec Insulation Tape Black 38mm Vinyl | SC0017474 | 2010-11-27 | 2012-01-05
SC0017556 | Active | OH | 17000. DISTRIBUTION OH CONSTRUCTION MATERIALS | Conduit Sealing Bag | SC0017556 | 2011-12-29 | 2015-11-23
SC0017557 | Active | OH | 17000. DISTRIBUTION OH CONSTRUCTION MATERIALS | Cable Sheath Lubricant | SC0017557 | 2011-12-29 | 2015-11-23
SC0017576 | Active | OH | 17000. DISTRIBUTION OH CONSTRUCTION MATERIALS | JOINT,ELEC POWER CABLE,11Kv,95-185sqmm | SC0017576 | 2010-09-07 | 2015-11-23
SC0017587 | Active | OH | 17000. DISTRIBUTION OH CONSTRUCTION MATERIALS | FERRULE,ELEC COND;CU,CRIMP,161/161mm | SC0017587 | 2012-01-04 | 2012-04-16
SC0017592 | Active | OH | 17000. DISTRIBUTION OH CONSTRUCTION MATERIALS | FERRULE,ELEC COND;CU,CRIMP,161/185mm | SC0017592 | 2010-09-07 | 2012-04-16
SC0017598 | Active | OH | 17000. DISTRIBUTION OH CONSTRUCTION MATERIALS | Ferrule Conductor 185 to 300mm Cu Crimp | SC0017598 | 2012-01-04 | 2012-01-04
SC0017600 | Active | OH | 17000. DISTRIBUTION OH CONSTRUCTION MATERIALS | Ferrule Conductor 300mm Cu Crimp | SC0017600 | 2012-01-04 | 2012-01-04
SC0017602 | Active | OH | 17000. DISTRIBUTION OH CONSTRUCTION MATERIALS | Ferrule Conductor 400mm Cu Crimp | SC0017602 | 2012-01-04 | 2012-01-04
SC0017784 | Active | OH | 17000. DISTRIBUTION OH CONSTRUCTION MATERIALS | Raychem Tubing 50mm to 20mm | SC0017784 | 2011-12-29 | 2011-12-29
SC0017794 | Active | OH | 17000. DISTRIBUTION OH CONSTRUCTION MATERIALS | BOLTED STRAIN CLAMP;ABC CABLE;4x10-35mm2 | SC0017794 | 2010-07-14 | 2012-04-17
SC0017799 | Active | OH | 17000. DISTRIBUTION OH CONSTRUCTION MATERIALS | SIDE TIE,COND:SPIRAL,PVC;18.3-22.4mm DIA | SC0017799 | 2010-07-19 | 2012-04-17
SC0017803 | Active | OH | 17000. DISTRIBUTION OH CONSTRUCTION MATERIALS | TOP TIE,COND:SPIRAL,PVC;18.3-22.4mm DIA | SC0017803 | 2010-08-10 | 2012-04-17
SC0017829 | Active | OH | 17000. DISTRIBUTION OH CONSTRUCTION MATERIALS | SWITCH FUSE GEAR | SC0017829 | 2010-09-07 | 2010-09-07
SC0017888 | Active | OH | 17000. DISTRIBUTION OH CONSTRUCTION MATERIALS | Chemset Dispensing Tool | SC0017888 | 2014-05-06 | 2014-05-06
SC0017889 | Active | OH | 17000. DISTRIBUTION OH CONSTRUCTION MATERIALS | Chemset Epoxy Compound | SC0017889 | 2011-12-29 | 2011-12-29
SC0018024 | Active | OH | 17000. DISTRIBUTION OH CONSTRUCTION MATERIALS | Spiral Vibration Damper 4.4-6.34mm Dia C | SC0018024 | 2021-07-01 | 2021-07-01
SC0018026 | Active | OH | 17000. DISTRIBUTION OH CONSTRUCTION MATERIALS | Fibre Optic Cable Pole Mtg Bracket | SC0018026 | 2011-12-29 | 2015-11-23
SC0018100 | Active | OH | 17000. DISTRIBUTION OH CONSTRUCTION MATERIALS | M16 Galv Steel Stud 18mm Hole Dia | SC0018100 | 2012-01-05 | 2012-01-05
SC0018156 | Active | OH | 17000. DISTRIBUTION OH CONSTRUCTION MATERIALS | ADHESIVE BACKED;ETHYLENE/PROPYLENERUBBER | SC0018156 | 2017-07-07 | 2017-07-07
SC0018157 | Active | OH | 17000. DISTRIBUTION OH CONSTRUCTION MATERIALS | INSULATION SLEEVING,ELECTRICAL. | SC0018157 | 2017-07-07 | 2017-07-07
SC0018160 | Active | OH | 17000. DISTRIBUTION OH CONSTRUCTION MATERIALS | CABLE RACK INTERIOR;6.0 M LG;150 MM W | SC0018160 | 2022-07-06 | 2022-07-06
SC0018236 | Active | OH | 17000. DISTRIBUTION OH CONSTRUCTION MATERIALS | Busbar Clamp 38mm Mid Span Copper | SC0018236 | 2011-12-29 | 2011-12-29
SC0018282 | Active | OH | 17000. DISTRIBUTION OH CONSTRUCTION MATERIALS | Extension kit to replace stromberg | SC0018282 | 2010-09-13 | 2010-09-13
SC0018460 | Active | OH | 17000. DISTRIBUTION OH CONSTRUCTION MATERIALS | KIT,STREETLIGHT TERMINAL PANEL | SC0018460 | 2010-07-28 | 2015-11-23
SC0018465 | Active | OH | 17000. DISTRIBUTION OH CONSTRUCTION MATERIALS | Unistrut P2452 Ang fitting, Brace 10pk | SC0018465 | 2014-05-05 | 2014-05-06
SC0018469 | Active | OH | 17000. DISTRIBUTION OH CONSTRUCTION MATERIALS | Unistrut P1068 90 Deg Angle Brack 25 pk | SC0018469 | 2014-05-05 | 2014-05-06
SC0018470 | Active | OH | 17000. DISTRIBUTION OH CONSTRUCTION MATERIALS | Dyna Bolt S/Steel M12x80mm | SC0018470 | 2011-12-29 | 2011-12-29
SC0018539 | Active | OH | 17000. DISTRIBUTION OH CONSTRUCTION MATERIALS | Unistrut PCL300 Cantilever Arm | SC0018539 | 2012-01-05 | 2014-05-06
SC0018541 | Active | OH | 17000. DISTRIBUTION OH CONSTRUCTION MATERIALS | Unistrut PCL450 Cantilever Arm | SC0018541 | 2014-05-06 | 2014-05-06
SC0018645 | Active | OH | 17000. DISTRIBUTION OH CONSTRUCTION MATERIALS | Unistrut P1000 Channel 850mm Long | SC0018645 | 2014-05-05 | 2014-05-06
SC0018646 | Active | OH | 17000. DISTRIBUTION OH CONSTRUCTION MATERIALS | Unistrut P1000 Channel 900mm Long | SC0018646 | 2014-05-05 | 2014-05-06
SC0018648 | Active | OH | 17000. DISTRIBUTION OH CONSTRUCTION MATERIALS | Unistrut P1000 Channel 1200mm Long | SC0018648 | 2014-05-05 | 2014-05-06
SC0018649 | Active | OH | 17000. DISTRIBUTION OH CONSTRUCTION MATERIALS | Unistrut P1000 Channel 1800mm Long | SC0018649 | 2014-05-05 | 2014-05-06
SC0018650 | Active | OH | 17000. DISTRIBUTION OH CONSTRUCTION MATERIALS | Unistrut P1000 Channel 2000mm Long | SC0018650 | 2014-05-05 | 2014-05-06
SC0018651 | Active | OH | 17000. DISTRIBUTION OH CONSTRUCTION MATERIALS | Unistrut P1000 Channel 3000mm Long | SC0018651 | 2014-05-05 | 2014-05-06
SC0018663 | Active | OH | 17000. DISTRIBUTION OH CONSTRUCTION MATERIALS | Rubber Insert 4 Ludowici -QtyReq1is 0.4M | SC0018663 | 2012-01-04 | 2021-03-30
SC0018671 | Active | OH | 17000. DISTRIBUTION OH CONSTRUCTION MATERIALS | BRACKET, AVENUE BLACK | SC0018671 | 2010-07-14 | 2015-11-23
SC0018672 | Active | OH | 17000. DISTRIBUTION OH CONSTRUCTION MATERIALS | BRACKET, AVENUE GREEN | SC0018672 | 2010-07-14 | 2015-11-23
SC0018673 | Active | OH | 17000. DISTRIBUTION OH CONSTRUCTION MATERIALS | BRACKET, AVENUE BLUE | SC0018673 | 2010-07-14 | 2015-11-23
SC0018675 | Active | OH | 17000. DISTRIBUTION OH CONSTRUCTION MATERIALS | Unistrut P1001 Channel 1200mm Long | SC0018675 | 2014-05-05 | 2014-05-06
SC0018676 | Active | OH | 17000. DISTRIBUTION OH CONSTRUCTION MATERIALS | Unistrut P1001 Channel 2000mm Long | SC0018676 | 2014-05-05 | 2014-05-06
SC0018681 | Active | OH | 17000. DISTRIBUTION OH CONSTRUCTION MATERIALS | INSULATOR,STANDOFF 5kN NB 2 hole tongue | SC0018681 | 2011-06-22 | 2014-11-05
SC0018684 | Active | OH | 17000. DISTRIBUTION OH CONSTRUCTION MATERIALS | TRUNNION CLAMP SUITS AL 18-35mm | SC0018684 | 2011-12-07 | 2011-12-07
SC0018685 | Active | OH | 17000. DISTRIBUTION OH CONSTRUCTION MATERIALS | TRUNNION CLAMP SUITS AL 26-35mm | SC0018685 | 2011-06-22 | 2011-12-07
SC0018941 | Active | OH | 17000. DISTRIBUTION OH CONSTRUCTION MATERIALS | CLEVIS SOCKET ASSEMBLY;G/Steel;120KN | SC0018941 | 2011-06-22 | 2012-04-19
SC0019034 | Active | OH | 17000. DISTRIBUTION OH CONSTRUCTION MATERIALS | BEAM CLAMP;G/STEEL;L SHAPE,48x13x41x6mm | SC0019034 | 2012-08-27 | 2012-08-27
SC0019089 | Active | OH | 17000. DISTRIBUTION OH CONSTRUCTION MATERIALS | STEEL;GALV;WIRE;19/2.0 MM (20M COIL) | SC0019089 | 2010-07-20 | 2011-12-07
SC0019091 | Active | OH | 17000. DISTRIBUTION OH CONSTRUCTION MATERIALS | Wire, Galv 7/2.75 20m Roll | SC0019091 | 2011-08-02 | 2011-08-02
SC0019204 | Active | OH | 17000. DISTRIBUTION OH CONSTRUCTION MATERIALS | SUSPENSION CLAMP,STRIAGHT LINE OR ANGLE | SC0019204 | 2013-06-12 | 2013-06-12
SC0019280 | Active | OH | 17000. DISTRIBUTION OH CONSTRUCTION MATERIALS | CLEVIS SOCKET ASSEMBLY;5KN;GAIN BASE | SC0019280 | 2011-06-22 | 2012-04-19
SC0019281 | Active | OH | 17000. DISTRIBUTION OH CONSTRUCTION MATERIALS | CROSSARM | SC0019281 | 2011-06-22 | 2011-06-22
SC0019351 | Active | OH | 17000. DISTRIBUTION OH CONSTRUCTION MATERIALS | Ferrule Conductor 240mm Cu Crimp | SC0019351 | 2012-01-04 | 2012-01-04
SC0019366 | Active | OH | 17000. DISTRIBUTION OH CONSTRUCTION MATERIALS | KIT,SHUNT TRIP;ABB SafeLink;CFCF-LHS | SC0019366 | 2010-08-24 | 2015-11-23
SC0019367 | Active | OH | 17000. DISTRIBUTION OH CONSTRUCTION MATERIALS | KIT,SHUNT TRIP;ABB SafeLink;CFCF-RHS | SC0019367 | 2010-08-24 | 2015-11-23
SC0019368 | Active | OH | 17000. DISTRIBUTION OH CONSTRUCTION MATERIALS | KIT,SHUNT TRIP;ABB SafeLink;12-48V DC | SC0019368 | 2010-08-24 | 2015-11-23
SC0019369 | Active | OH | 17000. DISTRIBUTION OH CONSTRUCTION MATERIALS | KIT,SHUNT TRIP;ABB SafeLink;CFC,110V DC | SC0019369 | 2010-08-24 | 2015-11-23
SC0019490 | Active | OH | 17000. DISTRIBUTION OH CONSTRUCTION MATERIALS | 4 WIRE SPREADER ROD PVC 2700mm LG | SC0019490 | 2010-07-13 | 2012-07-04
SC0019491 | Active | OH | 17000. DISTRIBUTION OH CONSTRUCTION MATERIALS | CLIP,SPRING TENSION;S/Steel | SC0019491 | 2010-07-13 | 2012-04-19
SC0019519 | Active | OH | 17000. DISTRIBUTION OH CONSTRUCTION MATERIALS | TERMINAL,LUG;COMPRESSION;30DEG BENT EDGE | SC0019519 | 2011-06-22 | 2012-04-19
SC0019524 | Active | OH | 17000. DISTRIBUTION OH CONSTRUCTION MATERIALS | Sulphur 61/3.75 AAAC 120 Comp Deadend | SC0019524 | 2011-06-22 | 2014-07-29
SC0019528 | Active | OH | 17000. DISTRIBUTION OH CONSTRUCTION MATERIALS | CLAMP, AGSU, SULPHUR. | SC0019528 | 2011-06-22 | 2017-08-14
SC0019570 | Active | OH | 17000. DISTRIBUTION OH CONSTRUCTION MATERIALS | EARTHING CONDUCTOR (120mm2 BARE) /M | SC0019570 | 2016-02-03 | 2016-02-03
SC0019571 | Active | OH | 17000. DISTRIBUTION OH CONSTRUCTION MATERIALS | STEEL;GALV,SLOTTED 41.3 MM W;2.5THK:6MLG | SC0019571 | 2022-07-06 | 2022-07-06
SC0019576 | Active | OH | 17000. DISTRIBUTION OH CONSTRUCTION MATERIALS | KIT,SHUNT TRIP;ABB SafeLink;CFC,240V | SC0019576 | 2010-08-10 | 2015-11-23
SC0019618 | Active | OH | 17000. DISTRIBUTION OH CONSTRUCTION MATERIALS | ROD,CONTINUOUS THREAD - M20 500MM | SC0019618 | 2011-06-22 | 2012-04-19
SC0019624 | Active | OH | 17000. DISTRIBUTION OH CONSTRUCTION MATERIALS | ROD,CONTINUOUS THREAD - M20 800MM | SC0019624 | 2011-06-22 | 2011-08-25
SC0019626 | Active | OH | 17000. DISTRIBUTION OH CONSTRUCTION MATERIALS | ROD,CONTINUOUS THREAD - M20 900MM | SC0019626 | 2011-06-22 | 2011-08-25
SC0019638 | Active | OH | 17000. DISTRIBUTION OH CONSTRUCTION MATERIALS | ROD,CONTINUOUS THREAD - M24 900MM | SC0019638 | 2011-06-22 | 2011-08-25
SC0019649 | Active | OH | 17000. DISTRIBUTION OH CONSTRUCTION MATERIALS | Clamp 57-63mm Bottom Saddle Only | SC0019649 | 2012-02-24 | 2012-02-24
SC0019669 | Active | OH | 17000. DISTRIBUTION OH CONSTRUCTION MATERIALS | Raychem Tubing 65mm to 25mm | SC0019669 | 2011-12-29 | 2011-12-29
SC0019673 | Active | OH | 17000. DISTRIBUTION OH CONSTRUCTION MATERIALS | LAMP;42w Compact Fluro Tube | SC0019673 | 2010-07-13 | 2012-04-19
SC0019674 | Active | OH | 17000. DISTRIBUTION OH CONSTRUCTION MATERIALS | CABLE GLAND (25-83mm) | SC0019674 | 2010-09-07 | 2014-03-11
SC0019699 | Active | OH | 17000. DISTRIBUTION OH CONSTRUCTION MATERIALS | Unistrut P1458 90 deg angle plate 10 pk | SC0019699 | 2014-05-05 | 2014-05-06
SC0019702 | Active | OH | 17000. DISTRIBUTION OH CONSTRUCTION MATERIALS | Galv Floor Plate Double 150x150mm | SC0019702 | 2012-01-04 | 2012-01-04
SC0019730 | Active | OH | 17000. DISTRIBUTION OH CONSTRUCTION MATERIALS | CONCRETE;PRECAST FOUNDATION;1250mmLG | SC0019730 | 2010-09-07 | 2012-04-19
SC0019769 | Active | OH | 17000. DISTRIBUTION OH CONSTRUCTION MATERIALS | Wire, Galv 7/2.75 40m Roll | SC0019769 | 2011-08-02 | 2011-08-02
SC0019770 | Active | OH | 17000. DISTRIBUTION OH CONSTRUCTION MATERIALS | Wire, Galv 7/2.75 50m Roll | SC0019770 | 2011-08-02 | 2011-08-02
SC0019771 | Active | OH | 17000. DISTRIBUTION OH CONSTRUCTION MATERIALS | Wire, Galv 7/2.75 60m Roll | SC0019771 | 2011-08-02 | 2011-08-02
SC0019782 | Active | OH | 17000. DISTRIBUTION OH CONSTRUCTION MATERIALS | CONCRETE;PRECAST FOUNDATION;1000mmLG | SC0019782 | 2010-09-07 | 2012-04-19
SC0019783 | Active | OH | 17000. DISTRIBUTION OH CONSTRUCTION MATERIALS | CONCRETE PRECAST FOUNDATION 2250 MM LG | SC0019783 | 2010-07-20 | 2010-07-20
SC0019799 | Active | OH | 17000. DISTRIBUTION OH CONSTRUCTION MATERIALS | CROSSARM;LVP (Composite),100x100mm | SC0019799 | 2010-07-13 | 2012-04-19
SC0019820 | Active | OH | 17000. DISTRIBUTION OH CONSTRUCTION MATERIALS | CLAMP,SUSPENSION,ELECTRICAL CONDUCTOR. | SC0019820 | 2010-09-09 | 2010-09-09
SC0019824 | Active | OH | 17000. DISTRIBUTION OH CONSTRUCTION MATERIALS | DAMPER,VIBRATION;OPGW 8.3-11.74mm,Spiral | SC0019824 | 2012-08-31 | 2015-11-23
SC0019825 | Active | OH | 17000. DISTRIBUTION OH CONSTRUCTION MATERIALS | EYE,TONGUE | SC0019825 | 2011-06-22 | 2011-08-25
SC0019910 | Active | OH | 17000. DISTRIBUTION OH CONSTRUCTION MATERIALS | FUSEHOLDER,BASE & CARRIER OH | SC0019910 | 2010-07-13 | 2010-07-13
SC0019926 | Active | OH | 17000. DISTRIBUTION OH CONSTRUCTION MATERIALS | CLAMP,ELEC CONNECT;16-95 LVABC - ST/L | SC0019926 | 2010-09-07 | 2014-08-04
SC0019944 | Active | OH | 17000. DISTRIBUTION OH CONSTRUCTION MATERIALS | Non Conductive Link | SC0019944 | 2010-07-30 | 2010-07-30
SC0019950 | Active | OH | 17000. DISTRIBUTION OH CONSTRUCTION MATERIALS | GALV H FRAME,RHS;4KN;5.5M LG,150x100x5mm | SC0019950 | 2012-05-22 | 2012-05-22
SC0019951 | Active | OH | 17000. DISTRIBUTION OH CONSTRUCTION MATERIALS | GALV H FRAME STRAIN,RHS;6.4KN H/2.2KN V | SC0019951 | 2012-05-22 | 2012-05-22
SC0019952 | Active | OH | 17000. DISTRIBUTION OH CONSTRUCTION MATERIALS | GALV H FRAME STRAIN,SHS;8.9KN H/2.4KN V | SC0019952 | 2012-05-22 | 2012-05-22
SC0019953 | Active | OH | 17000. DISTRIBUTION OH CONSTRUCTION MATERIALS | GALV H FRAME STRAIN,SHS;13.5KN H/2.4KN V | SC0019953 | 2012-05-22 | 2012-05-22
SC0019954 | Active | OH | 17000. DISTRIBUTION OH CONSTRUCTION MATERIALS | GALV H FRAME STRAIN,SHS;12.2KN H/3.4KN V | SC0019954 | 2012-05-22 | 2012-05-22
SC0020020 | Active | OH | 17000. DISTRIBUTION OH CONSTRUCTION MATERIALS | FUSE LINK,ELEC;2x400AMP-800AMP BASE | SC0020020 | 2010-07-23 | 2012-04-19
SC0020143 | Active | OH | 17000. DISTRIBUTION OH CONSTRUCTION MATERIALS | INDICATOR FAULTED CIRCUIT | SC0020143 | 2010-09-07 | 2010-09-07
SC0020148 | Active | OH | 17000. DISTRIBUTION OH CONSTRUCTION MATERIALS | TERMINATION,ELEC,CABLE;IN-LINE,BI-METAL | SC0020148 | 2010-09-10 | 2012-06-15
SC0020279 | Active | OH | 17000. DISTRIBUTION OH CONSTRUCTION MATERIALS | CABLE,POWER,ELEC;ARIEL,120mm2;CCT BRIDGE | SC0020279 | 2010-07-13 | 2012-04-19
SC0020281 | Active | OH | 17000. DISTRIBUTION OH CONSTRUCTION MATERIALS | CLAMP,STRAIN,ELEC CONDUCTOR;WEDGE-CLEVIS | SC0020281 | 2010-08-27 | 2012-04-19
SC0020282 | Active | OH | 17000. DISTRIBUTION OH CONSTRUCTION MATERIALS | COVER;WEDGE-CLEVIS STRAIN CLAMP | SC0020282 | 2010-08-27 | 2012-04-19
SC0020284 | Active | OH | 17000. DISTRIBUTION OH CONSTRUCTION MATERIALS | VT FUSE 3.15 AMP TYPE T 32 X 6.35 MM | SC0020284 | 2010-07-12 | 2010-07-12
SC0020285 | Active | OH | 17000. DISTRIBUTION OH CONSTRUCTION MATERIALS | VT FUSE HOLDER 10 AMP | SC0020285 | 2010-07-12 | 2010-07-12
SC0020296 | Active | OH | 17000. DISTRIBUTION OH CONSTRUCTION MATERIALS | CONVERTER;FO SIGNAL;SINGLE MODE;10-30V | SC0020296 | 2010-09-13 | 2012-04-20
SC0020428 | Active | OH | 17000. DISTRIBUTION OH CONSTRUCTION MATERIALS | POWER CABLE,TERMINATION;95mm2 CU | SC0020428 | 2010-07-13 | 2012-04-20
SC0020634 | Active | OH | 17000. DISTRIBUTION OH CONSTRUCTION MATERIALS | KIT,SHUNT TRIP;ABB SafeLink,240V,CFCC | SC0020634 | 2010-08-24 | 2015-11-23
SC0020665 | Active | OH | 17000. DISTRIBUTION OH CONSTRUCTION MATERIALS | BUS BAR,TINNED CU;100mmx40mmx6mmTHK | SC0020665 | 2010-10-26 | 2012-04-20
SC0020674 | Active | OH | 17000. DISTRIBUTION OH CONSTRUCTION MATERIALS | DAMPER,VIBRATION ADSS CABLE | SC0020674 | 2010-09-27 | 2012-12-10
SC0020712 | Active | OH | 17000. DISTRIBUTION OH CONSTRUCTION MATERIALS | SIGN MDCF MAXIMUM DEPTH CONCRETE FNDN | SC0020712 | 2010-11-18 | 2010-11-18
SC0020782 | Active | OH | 17000. DISTRIBUTION OH CONSTRUCTION MATERIALS | WARNING TAG -REMOTE HV EARTH | SC0020782 | 2010-07-21 | 2010-07-21
SC0020783 | Active | OH | 17000. DISTRIBUTION OH CONSTRUCTION MATERIALS | WARNING TAG - REMOTE HIGH VOLTAGE EARTH; | SC0020783 | 2010-07-21 | 2010-07-21
SC0020784 | Active | OH | 17000. DISTRIBUTION OH CONSTRUCTION MATERIALS | LAMP,FLUORESCENT;42W Compact | SC0020784 | 2010-07-13 | 2015-11-23
SC0020785 | Active | OH | 17000. DISTRIBUTION OH CONSTRUCTION MATERIALS | LAMP,FLUORESCENT;26W Compact | SC0020785 | 2010-07-13 | 2015-11-23
SC0020794 | Active | OH | 17000. DISTRIBUTION OH CONSTRUCTION MATERIALS | CONDUIT,NON-METALLIC,FLEXIBLE;40mm2 NB | SC0020794 | 2010-07-13 | 2015-11-23
SC0020843 | Active | OH | 17000. DISTRIBUTION OH CONSTRUCTION MATERIALS | LAMP,FLOURESCENT;14W,T5,840-4000K | SC0020843 | 2010-07-13 | 2015-11-23
SC0020851 | Active | OH | 17000. DISTRIBUTION OH CONSTRUCTION MATERIALS | Nylon Spacer (4 Hole) Baseplate | SC0020851 | 2011-12-29 | 2011-12-29
SC0020852 | Active | OH | 17000. DISTRIBUTION OH CONSTRUCTION MATERIALS | Nylon Spacer (2 Hole) Baseplate | SC0020852 | 2011-12-29 | 2011-12-29
SC0021073 | Active | OH | 17000. DISTRIBUTION OH CONSTRUCTION MATERIALS | Floor Mounted T Bracket assembly 100mm | SC0021073 | 2011-12-29 | 2017-01-05
SC0021074 | Active | OH | 17000. DISTRIBUTION OH CONSTRUCTION MATERIALS | 11kV 240sqmm Triplex Trefoil Cleat | SC0021074 | 2012-01-04 | 2014-05-05
SC0021075 | Active | OH | 17000. DISTRIBUTION OH CONSTRUCTION MATERIALS | 11kV 95sqmm Triplex Single Cleat | SC0021075 | 2012-01-04 | 2014-05-06
SC0021077 | Active | OH | 17000. DISTRIBUTION OH CONSTRUCTION MATERIALS | 11kV 240sqmm Triplex Single Cleat | SC0021077 | 2012-01-04 | 2014-05-05
SC0021089 | Active | OH | 17000. DISTRIBUTION OH CONSTRUCTION MATERIALS | LAMP,FLOURESCENT;26W Compact,34mm SPIGOT | SC0021089 | 2010-07-13 | 2015-11-23
SC0021144 | Active | OH | 17000. DISTRIBUTION OH CONSTRUCTION MATERIALS | INDICATOR,FAULTED CIRCUIT. | SC0021144 | 2010-09-13 | 2010-09-13
SC0021211 | Active | OH | 17000. DISTRIBUTION OH CONSTRUCTION MATERIALS | Bolt G/Steel M10x110mm W/Hex Nut | SC0021211 | 2012-01-10 | 2012-01-10
SC0021223 | Active | OH | 17000. DISTRIBUTION OH CONSTRUCTION MATERIALS | LAMP,FLUORESCENT;32W Compact,Gx24Q-3 CAP | SC0021223 | 2010-07-13 | 2015-11-23
SC0021228 | Active | OH | 17000. DISTRIBUTION OH CONSTRUCTION MATERIALS | LAMP,FLOURESCENT;24W,T5,840-4000K | SC0021228 | 2013-05-07 | 2015-11-23
SC0021268 | Active | OH | 17000. DISTRIBUTION OH CONSTRUCTION MATERIALS | Bolt S/Steel M10x110mm W/Hex Nut | SC0021268 | 2012-01-10 | 2012-01-10
SC0021281 | Active | OH | 17000. DISTRIBUTION OH CONSTRUCTION MATERIALS | 80AMP FUSE FOR FUSE SWITCHES | SC0021281 | 2017-06-08 | 2017-06-08
SC0021310 | Active | OH | 17000. DISTRIBUTION OH CONSTRUCTION MATERIALS | CLAMP,PARALLEL,ELEC;95mm2,AL,4 TAP,RED | SC0021310 | 2010-09-30 | 2012-04-23
SC0021311 | Active | OH | 17000. DISTRIBUTION OH CONSTRUCTION MATERIALS | CLAMP,PARALLEL,ELEC;95mm2,AL,4 TAP,WHITE | SC0021311 | 2010-09-30 | 2012-04-23
SC0021312 | Active | OH | 17000. DISTRIBUTION OH CONSTRUCTION MATERIALS | CLAMP,PARALLEL,ELEC;95mm2,AL,4 TAP,BLUE | SC0021312 | 2010-09-30 | 2012-04-23
SC0021319 | Active | OH | 17000. DISTRIBUTION OH CONSTRUCTION MATERIALS | TERMINATION,ELEC,CABLE;11KV,35-400mm2 | SC0021319 | 2010-08-24 | 2012-04-23
SC0021497 | Active | OH | 17000. DISTRIBUTION OH CONSTRUCTION MATERIALS | BRACKET CANTILEVER HOT DIPPED 320 MM | SC0021497 | 2012-01-05 | 2012-01-05
SC0021511 | Active | OH | 17000. DISTRIBUTION OH CONSTRUCTION MATERIALS | INSULATION SLEEVING HV BOOT | SC0021511 | 2010-07-22 | 2010-07-22
SC0021562 | Active | OH | 17000. DISTRIBUTION OH CONSTRUCTION MATERIALS | 2x18W T8 LINEAR FLUORESCENT | SC0021562 | 2013-05-07 | 2013-05-07
SC0021634 | Active | OH | 17000. DISTRIBUTION OH CONSTRUCTION MATERIALS | Butylbond Sealing Tape 50mm Black | SC0021634 | 2012-01-04 | 2012-01-04
SC0021639 | Active | OH | 17000. DISTRIBUTION OH CONSTRUCTION MATERIALS | 11KV SINGLE PHASE 63KVA POLE TRANSFORMER | SC0021639 | 2010-08-19 | 2015-11-23
SC0021702 | Active | OH | 17000. DISTRIBUTION OH CONSTRUCTION MATERIALS | JOINT,ELEC CABLE;30cm2,ORANGE MarkerFlag | SC0021702 | 2010-08-27 | 2012-04-23
SC0021703 | Active | OH | 17000. DISTRIBUTION OH CONSTRUCTION MATERIALS | JOINT,ELEC CABLE;30cm2,WHITE MarkerFlag | SC0021703 | 2010-08-27 | 2012-04-23
SC0021716 | Active | OH | 17000. DISTRIBUTION OH CONSTRUCTION MATERIALS | 3 x CT 800/5;LV MONITOR CT 100kVA Wilson | SC0021716 | 2015-06-18 | 2015-06-18
SC0021720 | Active | OH | 17000. DISTRIBUTION OH CONSTRUCTION MATERIALS | DISCONNECTOR,HIGH VOLTAGE | SC0021720 | 2010-12-13 | 2010-12-13
SC0021729 | Active | OH | 17000. DISTRIBUTION OH CONSTRUCTION MATERIALS | FUSE LINK;133mm nom,415V AC,800AMP | SC0021729 | 2012-07-26 | 2012-07-26
SC0021730 | Active | OH | 17000. DISTRIBUTION OH CONSTRUCTION MATERIALS | HV expulsion Fuse 12kV 31.5A | SC0021730 | 2011-02-10 | 2011-02-10
SC0021775 | Active | OH | 17000. DISTRIBUTION OH CONSTRUCTION MATERIALS | Siemens Cable Support | SC0021775 | 2011-12-29 | 2011-12-29
SC0021776 | Active | OH | 17000. DISTRIBUTION OH CONSTRUCTION MATERIALS | TX Support Column - Medium | SC0021776 | 2011-12-29 | 2011-12-29
SC0021777 | Active | OH | 17000. DISTRIBUTION OH CONSTRUCTION MATERIALS | TX Support Column Small | SC0021777 | 2011-12-29 | 2011-12-29
SC0021831 | Active | OH | 17000. DISTRIBUTION OH CONSTRUCTION MATERIALS | M16 Hook Nut | SC0021831 | 2011-03-31 | 2011-03-31
SC0021961 | Active | OH | 17000. DISTRIBUTION OH CONSTRUCTION MATERIALS | CB Indoor Switchgear&Panel;12KV,2000AMP | SC0021961 | 2011-05-05 | 2012-04-23
SC0021962 | Active | OH | 17000. DISTRIBUTION OH CONSTRUCTION MATERIALS | BUSBAR JOGGLE CHAMBER;2000 AMP; 12 KV; | SC0021962 | 2011-05-05 | 2011-05-05
SC0022095 | Active | OH | 17000. DISTRIBUTION OH CONSTRUCTION MATERIALS | BUSBAR JOGGLE CHAMBER;2000 AMP; 12 KV; | SC0022095 | 2011-05-05 | 2011-05-05
SC0022096 | Active | OH | 17000. DISTRIBUTION OH CONSTRUCTION MATERIALS | CB Indoor Switchgear&Control;12KV,800AMP | SC0022096 | 2011-05-05 | 2012-04-23
SC0022097 | Active | OH | 17000. DISTRIBUTION OH CONSTRUCTION MATERIALS | SPARKLESS FUSE LINK, EDO:7amp, 12kV | SC0022097 | 2013-09-12 | 2016-06-07
SC0022098 | Active | OH | 17000. DISTRIBUTION OH CONSTRUCTION MATERIALS | SPARKLESS FUSE LINK, EDO:10amp, 12kV | SC0022098 | 2013-09-12 | 2016-06-07
SC0022099 | Active | OH | 17000. DISTRIBUTION OH CONSTRUCTION MATERIALS | SPARKLESS FUSE LINK, EDO:15amp, 12kV | SC0022099 | 2013-09-12 | 2016-06-07
SC0022100 | Active | OH | 17000. DISTRIBUTION OH CONSTRUCTION MATERIALS | SPARKLESS FUSE LINK, EDO:20amp, 12kV | SC0022100 | 2013-09-12 | 2013-10-17
SC0022101 | Active | OH | 17000. DISTRIBUTION OH CONSTRUCTION MATERIALS | 8kA, 12kV, Fault Tamer Dropout Fuse | SC0022101 | 2025-01-08 | 2025-01-08
SC0022110 | Active | OH | 17000. DISTRIBUTION OH CONSTRUCTION MATERIALS | CABLE,CU-4C-6 SQMM-HD,XLPE /M | SC0022110 | 2015-10-13 | 2015-10-13
SC0022152 | Active | OH | 17000. DISTRIBUTION OH CONSTRUCTION MATERIALS | STEEL GALV CROSS ARM FOR O/H EARTHWIRE | SC0022152 | 2013-06-12 | 2013-06-12
SC0022225 | Active | OH | 17000. DISTRIBUTION OH CONSTRUCTION MATERIALS | JOINT,ELECTRICAL POWER CABLE | SC0022225 | 2010-08-09 | 2010-08-09
SC0022277 | Active | OH | 17000. DISTRIBUTION OH CONSTRUCTION MATERIALS | CROSSARM FIBREGLASEE 2250x125x125 | SC0022277 | 2011-09-23 | 2011-09-23
SC0022308 | Active | OH | 17000. DISTRIBUTION OH CONSTRUCTION MATERIALS | BOX,ENCLOSURE,ELEC;MK10 METER in ABS BOX | SC0022308 | 2010-09-16 | 2012-04-23
SC0022309 | Active | OH | 17000. DISTRIBUTION OH CONSTRUCTION MATERIALS | BOX,ELECTRICAL,MULTIAPPLICATION | SC0022309 | 2010-09-16 | 2010-09-16
SC0022370 | Active | OH | 17000. DISTRIBUTION OH CONSTRUCTION MATERIALS | POLYPROPYLENE MEGA ROPE;4 MM DIA / M | SC0022370 | 2012-02-07 | 2012-02-07
SC0022390 | Active | OH | 17000. DISTRIBUTION OH CONSTRUCTION MATERIALS | BRACKET;1.5m Outreach (MA1) | SC0022390 | 2013-03-14 | 2015-11-23
SC0022391 | Active | OH | 17000. DISTRIBUTION OH CONSTRUCTION MATERIALS | 4 Bolt BPM Foundation 1200mm | SC0022391 | 2013-03-14 | 2013-03-14
SC0022392 | Active | OH | 17000. DISTRIBUTION OH CONSTRUCTION MATERIALS | 4 Bolt BPM Foundation 1500mm | SC0022392 | 2013-03-14 | 2013-03-14
SC0022399 | Active | OH | 17000. DISTRIBUTION OH CONSTRUCTION MATERIALS | CONCRETE;PRECAST FOUNDATION;1200mmLG | SC0022399 | 2013-03-14 | 2013-03-14
SC0022400 | Active | OH | 17000. DISTRIBUTION OH CONSTRUCTION MATERIALS | CONCRETE;PRECAST FOUNDATION;1500mmLG | SC0022400 | 2013-03-14 | 2013-03-14
SC0022401 | Active | OH | 17000. DISTRIBUTION OH CONSTRUCTION MATERIALS | Major Road Spigot Adaptor | SC0022401 | 2013-03-14 | 2015-11-23
SC0022402 | Active | OH | 17000. DISTRIBUTION OH CONSTRUCTION MATERIALS | BRACKET;3.0m Outreach (MA2) | SC0022402 | 2013-03-14 | 2015-11-23
SC0022403 | Active | OH | 17000. DISTRIBUTION OH CONSTRUCTION MATERIALS | BRACKET;4.5m Up-lift Outreach (MA4.5) | SC0022403 | 2013-03-14 | 2015-11-23
SC0022404 | Active | OH | 17000. DISTRIBUTION OH CONSTRUCTION MATERIALS | 3.0m Up-lift Outreach (MA3) | SC0022404 | 2013-03-14 | 2015-11-23
SC0022405 | Active | OH | 17000. DISTRIBUTION OH CONSTRUCTION MATERIALS | 1.2m Outreach (MI1) | SC0022405 | 2013-03-14 | 2015-11-23
SC0022406 | Active | OH | 17000. DISTRIBUTION OH CONSTRUCTION MATERIALS | 3.0m Outreach (MI2) | SC0022406 | 2013-03-14 | 2015-11-23
SC0022409 | Active | OH | 17000. DISTRIBUTION OH CONSTRUCTION MATERIALS | FUSE-SAVER,KAON;1PH,12KV,100AMP,4 KARMS | SC0022409 | 2012-10-09 | 2012-10-09
SC0022424 | Active | OH | 17000. DISTRIBUTION OH CONSTRUCTION MATERIALS | BRACKET;0.3m Outreach PT | SC0022424 | 2013-03-14 | 2015-11-23
SC0022425 | Active | OH | 17000. DISTRIBUTION OH CONSTRUCTION MATERIALS | BRACKET;0.5m Outreach (MI3) | SC0022425 | 2013-03-14 | 2015-11-23
SC0022438 | Active | OH | 17000. DISTRIBUTION OH CONSTRUCTION MATERIALS | NGK KBS Actuator and Rod | SC0022438 | 2025-06-09 | 2025-06-09
SC0022447 | Active | OH | 17000. DISTRIBUTION OH CONSTRUCTION MATERIALS | CONDUIT-FLEX-32MM-PVC-MED-GRY-25M/ROLL | SC0022447 | 2015-10-13 | 2015-10-13
SC0022481 | Active | OH | 17000. DISTRIBUTION OH CONSTRUCTION MATERIALS | LETTER S BLACK ON WHITE BACKGROUND | SC0022481 | 2011-04-05 | 2011-04-05
SC0022482 | Active | OH | 17000. DISTRIBUTION OH CONSTRUCTION MATERIALS | LETTER P BLACK ON WHITE BACKGROUND | SC0022482 | 2011-04-05 | 2011-04-05
SC0022483 | Active | OH | 17000. DISTRIBUTION OH CONSTRUCTION MATERIALS | LETTER X BLACK ON WHITE BACKGROUND | SC0022483 | 2011-04-05 | 2011-04-05
SC0022518 | Active | OH | 17000. DISTRIBUTION OH CONSTRUCTION MATERIALS | EARTH GUARD BLACK PVC 2.7M | SC0022518 | 2016-02-03 | 2016-02-03
SC0022519 | Active | OH | 17000. DISTRIBUTION OH CONSTRUCTION MATERIALS | RISER BRACKET 100x100x5mm 1450mm LG | SC0022519 | 2011-05-25 | 2012-02-16
SC0022520 | Active | OH | 17000. DISTRIBUTION OH CONSTRUCTION MATERIALS | CAP,PROTECTIVE,DUST AND MOISTURE SEAL | SC0022520 | 2014-04-28 | 2014-04-28
SC0022535 | Active | OH | 17000. DISTRIBUTION OH CONSTRUCTION MATERIALS | 65 AMP;12 KV;DROPOUT FUSE LINK | SC0022535 | 2016-04-07 | 2016-04-07
SC0022547 | Active | OH | 17000. DISTRIBUTION OH CONSTRUCTION MATERIALS | PG CLAMP, 35-300AL/35-300AL | SC0022547 | 2012-08-21 | 2012-08-21
SC0022548 | Active | OH | 17000. DISTRIBUTION OH CONSTRUCTION MATERIALS | PG CLAMP, 50-300AL/35-240CU | SC0022548 | 2012-08-21 | 2012-08-21
SC0022660 | Active | OH | 17000. DISTRIBUTION OH CONSTRUCTION MATERIALS | 33kV 1000sqmm Al LAT Single Cleat | SC0022660 | 2014-05-05 | 2014-05-06
SC0022810 | Active | OH | 17000. DISTRIBUTION OH CONSTRUCTION MATERIALS | SAFELINK ABB ISOLATOR MECHANISM TYPE C | SC0022810 | 2012-04-03 | 2015-11-23
SC0022811 | Active | OH | 17000. DISTRIBUTION OH CONSTRUCTION MATERIALS | SAFELINK ABB SWITCH FUSE INTERLOCK&MECH | SC0022811 | 2012-04-03 | 2015-11-23
SC0022939 | Active | OH | 17000. DISTRIBUTION OH CONSTRUCTION MATERIALS | 110kV 800sqmm Single Cleat | SC0022939 | 2014-05-05 | 2014-05-06
SC0022944 | Active | OH | 17000. DISTRIBUTION OH CONSTRUCTION MATERIALS | 110kV 1600sqmm Single Cleat | SC0022944 | 2014-05-05 | 2014-05-06
SC0022998 | Active | OH | 17000. DISTRIBUTION OH CONSTRUCTION MATERIALS | 11kV 400sqmm Triplex Trefoil Cleat | SC0022998 | 2014-05-05 | 2014-05-06
SC0023001 | Active | OH | 17000. DISTRIBUTION OH CONSTRUCTION MATERIALS | STRAP,RETAINING-GALV-CONC POLE CONDUIT | SC0023001 | 2015-10-13 | 2015-10-13
SC0023014 | Active | OH | 17000. DISTRIBUTION OH CONSTRUCTION MATERIALS | 3 x CT 800/5;LV MONITOR CT 100-315kVA PT | SC0023014 | 2015-06-12 | 2015-06-12
SC0023015 | Active | OH | 17000. DISTRIBUTION OH CONSTRUCTION MATERIALS | 3 x CT 100/5;LV MONITOR CT 25-63kVA PT | SC0023015 | 2015-06-18 | 2015-06-18
SC0023016 | Active | OH | 17000. DISTRIBUTION OH CONSTRUCTION MATERIALS | 3 x CT 800/5;LV MONITOR CT 500KVA PT | SC0023016 | 2015-06-18 | 2015-06-18
SC0023184 | Active | OH | 17000. DISTRIBUTION OH CONSTRUCTION MATERIALS | DEADEND 7/.134 FLY AAC (7/3.40mm) | SC0023184 | 2013-09-25 | 2014-02-24
SC0023302 | Active | OH | 17000. DISTRIBUTION OH CONSTRUCTION MATERIALS | PG CLAMP, 6-70 Gal Steel/6-50CU | SC0023302 | 2015-01-09 | 2015-01-09
SC0023387 | Active | OH | 17000. DISTRIBUTION OH CONSTRUCTION MATERIALS | FUSE LINK, KMATE TYPE 25K, 8.3kV | SC0023387 | 2013-10-17 | 2014-12-18
SC0023388 | Active | OH | 17000. DISTRIBUTION OH CONSTRUCTION MATERIALS | FUSE LINK, KAMTE TYPE 40K, 8.3kV | SC0023388 | 2013-10-17 | 2014-12-18
SC0023406 | Active | OH | 17000. DISTRIBUTION OH CONSTRUCTION MATERIALS | 11KV RECLOSER NOJA 800A REMOTE CONTROL | SC0023406 | 2014-05-20 | 2022-12-02
SC0023479 | Active | OH | 17000. DISTRIBUTION OH CONSTRUCTION MATERIALS | 110kV 1600sqmm Trefoil Saddle | SC0023479 | 2014-05-05 | 2014-05-06
SC0023480 | Active | OH | 17000. DISTRIBUTION OH CONSTRUCTION MATERIALS | Trefoil Saddle UT1129-A2 109mm | SC0023480 | 2014-05-05 | 2018-12-19
SC0023481 | Active | OH | 17000. DISTRIBUTION OH CONSTRUCTION MATERIALS | Trefoil Saddle UT1239-A2 119mm | SC0023481 | 2014-05-05 | 2018-12-19
SC0023482 | Active | OH | 17000. DISTRIBUTION OH CONSTRUCTION MATERIALS | 33kV 630sqmm Cu (LY /LAT) Trefoil Saddle | SC0023482 | 2014-05-05 | 2014-05-06
SC0023484 | Active | OH | 17000. DISTRIBUTION OH CONSTRUCTION MATERIALS | Iljin remote actuator and down rod | SC0023484 | 2017-10-05 | 2026-01-13
SC0023485 | Active | OH | 17000. DISTRIBUTION OH CONSTRUCTION MATERIALS | 33kV 630/800sqmm Cu CCu Trefoil Saddle | SC0023485 | 2014-05-05 | 2014-05-06
SC0023486 | Active | OH | 17000. DISTRIBUTION OH CONSTRUCTION MATERIALS | 110kV 800sqmm Trefoil Saddle | SC0023486 | 2014-05-05 | 2014-05-06
SC0023487 | Active | OH | 17000. DISTRIBUTION OH CONSTRUCTION MATERIALS | 110kV 400sqmm Trefoil Cleat | SC0023487 | 2014-05-05 | 2014-05-06
SC0023488 | Active | OH | 17000. DISTRIBUTION OH CONSTRUCTION MATERIALS | 110kV 1600sqmm Trefoil Cleat | SC0023488 | 2014-05-05 | 2014-05-06
SC0023489 | Active | OH | 17000. DISTRIBUTION OH CONSTRUCTION MATERIALS | 110kV 800sqmm Trefoil Cleat | SC0023489 | 2014-05-05 | 2014-05-06
SC0023490 | Active | OH | 17000. DISTRIBUTION OH CONSTRUCTION MATERIALS | 110kV 400sqmm Trefoil Saddle | SC0023490 | 2014-05-05 | 2014-05-06
SC0023730 | Active | OH | 17000. DISTRIBUTION OH CONSTRUCTION MATERIALS | IPC Bi metallic Piercing Clamp;6/35sqmm; | SC0023730 | 2015-10-02 | 2015-10-02
SC0023731 | Active | OH | 17000. DISTRIBUTION OH CONSTRUCTION MATERIALS | 1.5mm - 25mm Water Blocked Connector | SC0023731 | 2015-10-02 | 2015-10-02
SC0023732 | Active | OH | 17000. DISTRIBUTION OH CONSTRUCTION MATERIALS | Push on Cap 16 -70mm Suits Service Cable | SC0023732 | 2015-10-02 | 2015-10-02
SC0023789 | Active | OH | 17000. DISTRIBUTION OH CONSTRUCTION MATERIALS | 33kV 1000sqmm Al LAT Trefoil Saddle | SC0023789 | 2014-05-05 | 2014-05-06
SC0023790 | Active | OH | 17000. DISTRIBUTION OH CONSTRUCTION MATERIALS | 33/11kV Variable Floor stand | SC0023790 | 2014-05-05 | 2014-05-06
SC0023791 | Active | OH | 17000. DISTRIBUTION OH CONSTRUCTION MATERIALS | 110kV 400sqmm Single Cleat | SC0023791 | 2014-05-05 | 2014-05-06
SC0023798 | Active | OH | 17000. DISTRIBUTION OH CONSTRUCTION MATERIALS | Unistrut P5501 Channel 6000mm Long | SC0023798 | 2014-05-22 | 2014-05-22
SC0023799 | Active | OH | 17000. DISTRIBUTION OH CONSTRUCTION MATERIALS | Unistrut P2484H 90 Deg Bracket Fitting | SC0023799 | 2014-05-22 | 2014-05-22
SC0023831 | Active | OH | 17000. DISTRIBUTION OH CONSTRUCTION MATERIALS | LIFTING BRK SUITS PLP & 33kV A/B SWITCH | SC0023831 | 2014-12-17 | 2014-12-17
SC0023974 | Active | OH | 17000. DISTRIBUTION OH CONSTRUCTION MATERIALS | F/TShear off Splice - Range 11.0-18.8mm | SC0023974 | 2015-07-30 | 2015-07-30
SC0023975 | Active | OH | 17000. DISTRIBUTION OH CONSTRUCTION MATERIALS | F/TShear off Splice - Range 17.0-22.0mm | SC0023975 | 2015-07-30 | 2015-07-30
SC0024648 | Active | OH | 17000. DISTRIBUTION OH CONSTRUCTION MATERIALS | N/S Concrete Pole Adaptor Bracket | SC0024648 | 2016-02-02 | 2016-02-02
SC0024649 | Active | OH | 17000. DISTRIBUTION OH CONSTRUCTION MATERIALS | N/S Concrete Pole Strap Bracket | SC0024649 | 2016-02-02 | 2016-02-02
SC0024650 | Active | OH | 17000. DISTRIBUTION OH CONSTRUCTION MATERIALS | N/S Concrete Pole Strap 470L 200Dia | SC0024650 | 2016-02-02 | 2016-02-02
SC0024651 | Active | OH | 17000. DISTRIBUTION OH CONSTRUCTION MATERIALS | N/S Concrete Pole Strap 590L 250Dia | SC0024651 | 2016-02-02 | 2016-02-02
SC0024652 | Active | OH | 17000. DISTRIBUTION OH CONSTRUCTION MATERIALS | N/S Concrete Pole Strap 705L 300Dia | SC0024652 | 2016-02-02 | 2016-02-02
SC0024653 | Active | OH | 17000. DISTRIBUTION OH CONSTRUCTION MATERIALS | N/S Concrete Pole Strap 825L 350Dia | SC0024653 | 2016-02-02 | 2016-02-02
SC0024654 | Active | OH | 17000. DISTRIBUTION OH CONSTRUCTION MATERIALS | N/S Concrete Pole Strap 940L 400Dia | SC0024654 | 2016-02-02 | 2016-02-02
SC0024655 | Active | OH | 17000. DISTRIBUTION OH CONSTRUCTION MATERIALS | N/S Concrete Pole Strap 1060L 450Dia | SC0024655 | 2016-02-02 | 2016-02-02
SC0024656 | Active | OH | 17000. DISTRIBUTION OH CONSTRUCTION MATERIALS | N/S Concrete Pole Strap 1180L 500Dia | SC0024656 | 2016-02-02 | 2016-02-02
SC0024657 | Active | OH | 17000. DISTRIBUTION OH CONSTRUCTION MATERIALS | N/S Concrete Pole Strap 1295L 550Dia | SC0024657 | 2016-02-02 | 2016-02-02
SC0024658 | Active | OH | 17000. DISTRIBUTION OH CONSTRUCTION MATERIALS | N/S Concrete Pole Strap 1415L 600Dia | SC0024658 | 2016-02-02 | 2016-02-02
SC0024659 | Active | OH | 17000. DISTRIBUTION OH CONSTRUCTION MATERIALS | N/S Concrete Pole Strap 1530L 650Dia | SC0024659 | 2016-02-02 | 2016-02-02
SC0024660 | Active | OH | 17000. DISTRIBUTION OH CONSTRUCTION MATERIALS | N/S Concrete Pole Strap 1650L 700Dia | SC0024660 | 2016-02-02 | 2016-02-02
SC0024661 | Active | OH | 17000. DISTRIBUTION OH CONSTRUCTION MATERIALS | N/S Concrete Pole B Ph Support 275Dia | SC0024661 | 2016-02-02 | 2016-02-02
SC0024662 | Active | OH | 17000. DISTRIBUTION OH CONSTRUCTION MATERIALS | N/S Concrete Pole B Ph Support 300Dia | SC0024662 | 2016-02-02 | 2016-02-02
SC0024663 | Active | OH | 17000. DISTRIBUTION OH CONSTRUCTION MATERIALS | N/S Concrete Pole B Ph Support 325Dia | SC0024663 | 2016-02-02 | 2016-02-02
SC0024664 | Active | OH | 17000. DISTRIBUTION OH CONSTRUCTION MATERIALS | N/S Concrete Pole B Ph Support 350Dia | SC0024664 | 2016-02-02 | 2016-02-02
SC0024665 | Active | OH | 17000. DISTRIBUTION OH CONSTRUCTION MATERIALS | N/S Concrete Pole B Ph Support 375Dia | SC0024665 | 2016-02-02 | 2016-02-02
SC0024666 | Active | OH | 17000. DISTRIBUTION OH CONSTRUCTION MATERIALS | N/S Concrete Pole B Ph Support 400Dia | SC0024666 | 2016-02-02 | 2016-02-02
SC0024667 | Active | OH | 17000. DISTRIBUTION OH CONSTRUCTION MATERIALS | N/S Concrete Pole B Ph Support 425Dia | SC0024667 | 2016-02-02 | 2016-02-02
SC0024668 | Active | OH | 17000. DISTRIBUTION OH CONSTRUCTION MATERIALS | N/S Concrete Pole B Ph Support 450Dia | SC0024668 | 2016-02-02 | 2016-02-02
SC0024669 | Active | OH | 17000. DISTRIBUTION OH CONSTRUCTION MATERIALS | N/S Concrete Pole B Ph Support 475Dia | SC0024669 | 2016-02-02 | 2016-02-02
SC0024670 | Active | OH | 17000. DISTRIBUTION OH CONSTRUCTION MATERIALS | N/S Concrete Pole B Ph Support 500Dia | SC0024670 | 2016-02-02 | 2016-02-02
SC0024671 | Active | OH | 17000. DISTRIBUTION OH CONSTRUCTION MATERIALS | N/S Concrete Pole B Ph Support 525Dia | SC0024671 | 2016-02-02 | 2016-02-02
SC0024672 | Active | OH | 17000. DISTRIBUTION OH CONSTRUCTION MATERIALS | N/S Concrete Pole B Ph Support 550Dia | SC0024672 | 2016-02-02 | 2016-02-02
SC0024673 | Active | OH | 17000. DISTRIBUTION OH CONSTRUCTION MATERIALS | N/S Concrete Pole B Ph Support 575Dia | SC0024673 | 2016-02-02 | 2016-02-02
SC0024674 | Active | OH | 17000. DISTRIBUTION OH CONSTRUCTION MATERIALS | N/S Concrete Pole B Ph Support 600Dia | SC0024674 | 2016-02-02 | 2016-02-02
SC0024675 | Active | OH | 17000. DISTRIBUTION OH CONSTRUCTION MATERIALS | N/S Concrete Pole B Ph Support 625Dia | SC0024675 | 2016-02-02 | 2016-02-02
SC0024676 | Active | OH | 17000. DISTRIBUTION OH CONSTRUCTION MATERIALS | N/S Concrete Pole B Ph Support 650Dia | SC0024676 | 2016-02-02 | 2016-02-02
SC0024677 | Active | OH | 17000. DISTRIBUTION OH CONSTRUCTION MATERIALS | N/S Concrete Pole B Ph Support 675Dia | SC0024677 | 2016-02-02 | 2016-02-02
SC0024678 | Active | OH | 17000. DISTRIBUTION OH CONSTRUCTION MATERIALS | N/S Concrete Pole B Ph Support 700Dia | SC0024678 | 2016-02-02 | 2016-02-02
SC002471001 | Active | OH | 17000. DISTRIBUTION OH CONSTRUCTION MATERIALS | 11KV POLE MOUNTED LBS SF6 TANK 630A | SC002471001 | 2022-11-03 | 2022-12-06
SC0024848 | Active | OH | 17000. DISTRIBUTION OH CONSTRUCTION MATERIALS | CU MAINS-SERV Double Piercing 6/35mm | SC0024848 | 2025-06-02 | 2025-06-02
SC0024849 | Active | OH | 17000. DISTRIBUTION OH CONSTRUCTION MATERIALS | Al MAINS-SERV Double Piercing 6/35mm | SC0024849 | 2025-06-02 | 2025-06-02
SC0024991 | Active | OH | 17000. DISTRIBUTION OH CONSTRUCTION MATERIALS | Compression Deadend Phosphorus 37/3.75 | SC0024991 | 2017-08-10 | 2017-08-14
SC0024992 | Active | OH | 17000. DISTRIBUTION OH CONSTRUCTION MATERIALS | comp sleeve F/TENSI - PHOSPHORUS 37/3.75 | SC0024992 | 2017-08-10 | 2019-12-19
SC0024993 | Active | OH | 17000. DISTRIBUTION OH CONSTRUCTION MATERIALS | CLAMP, AGSU, Phosphorus | SC0024993 | 2017-08-10 | 2017-08-14
SC0024994 | Active | OH | 17000. DISTRIBUTION OH CONSTRUCTION MATERIALS | Jumper Terminal 37/3.75: 30deg bent edge | SC0024994 | 2017-08-10 | 2017-08-14
SC0025481 | Active | OH | 17000. DISTRIBUTION OH CONSTRUCTION MATERIALS | TERMINATIONS HELICAL 19/.101 Cu | SC0025481 | 2018-06-07 | 2018-06-07
SC0104192 | Active | OH | 17000. DISTRIBUTION OH CONSTRUCTION MATERIALS | TOP TIE,COND:PREFORMED 3/2.75 SCAC | SC0104192 | 2018-01-03 | 2018-01-03
SC0104225 | Active | OH | 17000. DISTRIBUTION OH CONSTRUCTION MATERIALS | SIDE TIE,COND:PREFORMED 3/2.75 SCAC | SC0104225 | 2018-01-03 | 2018-01-03
SC0104435 | Active | OH | 17000. DISTRIBUTION OH CONSTRUCTION MATERIALS | NAIL; 30mm | SC0104435 | 2019-01-09 | 2019-01-09
SC0104498 | Active | OH | 17000. DISTRIBUTION OH CONSTRUCTION MATERIALS | 11kV 95sqmm Triplex Trefoil Cleat | SC0104498 | 2018-12-19 | 2018-12-19
SC0104786 | Active | OH | 17000. DISTRIBUTION OH CONSTRUCTION MATERIALS | S/Steel ,SCREW,COACH M10 x 50mm, | SC0104786 | 2021-03-19 | 2021-03-19
SC0104787 | Active | OH | 17000. DISTRIBUTION OH CONSTRUCTION MATERIALS | S/Steel ,SCREW,COACH M12 x 100mm, | SC0104787 | 2021-03-19 | 2021-03-19
SC0104788 | Active | OH | 17000. DISTRIBUTION OH CONSTRUCTION MATERIALS | S/Steel ,SCREW,COACH M16 x 130mm, | SC0104788 | 2021-03-19 | 2021-03-19
SC0104796 | Active | OH | 17000. DISTRIBUTION OH CONSTRUCTION MATERIALS | S/Steel ,BRACE,CROSSARM Type 650mm | SC0104796 | 2021-03-19 | 2021-03-19
SC0104797 | Active | OH | 17000. DISTRIBUTION OH CONSTRUCTION MATERIALS | S/Steel ,BRACE,CROSSARM Type 1000mm | SC0104797 | 2021-03-19 | 2021-03-19
SC0104798 | Active | OH | 17000. DISTRIBUTION OH CONSTRUCTION MATERIALS | S/Steel ,WASHER, SQUARE M20 75mm x 75mm | SC0104798 | 2021-03-19 | 2021-03-19
SC0104800 | Active | OH | 17000. DISTRIBUTION OH CONSTRUCTION MATERIALS | S/Steel ,STEP,POLE Screw In 16x250mm 90 | SC0104800 | 2021-03-19 | 2021-03-19
SC0139279 | Active | OH | 17000. DISTRIBUTION OH CONSTRUCTION MATERIALS | Self Locking nuts M8 | SC0139279 | 2012-01-10 | 2012-01-10
SC02471977 | Active | OH | 17000. DISTRIBUTION OH CONSTRUCTION MATERIALS | NGK Bundle box identifier LV Tie Black | SC02471977 | 2019-10-02 | 2019-10-02
SC02471985 | Active | OH | 17000. DISTRIBUTION OH CONSTRUCTION MATERIALS | NGK Bundle box identifier 100A White | SC02471985 | 2019-10-02 | 2019-10-02
SC02471993 | Active | OH | 17000. DISTRIBUTION OH CONSTRUCTION MATERIALS | NGK Bundle box identifier 125A Grey | SC02471993 | 2019-10-02 | 2019-10-02
SC02472009 | Active | OH | 17000. DISTRIBUTION OH CONSTRUCTION MATERIALS | NGK Bundle box identifier 160A Blue | SC02472009 | 2019-10-02 | 2019-10-02
SC02472017 | Active | OH | 17000. DISTRIBUTION OH CONSTRUCTION MATERIALS | NGK Bundle box identifier 200A Green | SC02472017 | 2019-10-02 | 2019-10-02
SC02472025 | Active | OH | 17000. DISTRIBUTION OH CONSTRUCTION MATERIALS | NGK Bundle box identifier 250A Yellow | SC02472025 | 2019-10-02 | 2019-10-02
SC02472033 | Active | OH | 17000. DISTRIBUTION OH CONSTRUCTION MATERIALS | NGK Bundle box identifier 315A Orange | SC02472033 | 2019-10-02 | 2019-10-02
SC0405883 | Active | OH | 17000. DISTRIBUTION OH CONSTRUCTION MATERIALS | CROSSARM;11kV NARROW TRIDENT | SC0405883 | 2018-01-31 | 2018-02-16
SC0410219 | Active | OH | 17000. DISTRIBUTION OH CONSTRUCTION MATERIALS | LIVE LINE CLAMP 3/2.75 SCAC | SC0410219 | 2018-01-03 | 2018-01-03
SC0429491 | Active | OH | 17000. DISTRIBUTION OH CONSTRUCTION MATERIALS | TERMINATIONS HELICAL 3/12 STEEL SCAC | SC0429491 | 2018-01-03 | 2018-01-03
SC0468705 | Active | OH | 17000. DISTRIBUTION OH CONSTRUCTION MATERIALS | ARMOUR RODS,HELICAL; 3/2.75 SCAC | SC0468705 | 2018-01-03 | 2018-01-03
SC0477712 | Active | OH | 17000. DISTRIBUTION OH CONSTRUCTION MATERIALS | SPLICE CONDUCTOR STEEL 3/2.75MM SC/AC | SC0477712 | 2018-01-03 | 2018-01-03
SC0491669 | Active | OH | 17000. DISTRIBUTION OH CONSTRUCTION MATERIALS | TIE WIRE ANNEALED CU 2.64MM (39.95g)/ M | SC0491669 | 2019-01-09 | 2019-01-09
SC05893D | Active | OH | 17000. DISTRIBUTION OH CONSTRUCTION MATERIALS | PG CLAMP AL25-150 to AL25-150 Dist | SC05893D | 2009-05-19 | 2012-04-16
SC0919360 | Active | OH | 17000. DISTRIBUTION OH CONSTRUCTION MATERIALS | REFURBISHED RMU 12kV 630A 20KA | SC0919360 | 2015-03-25 | 2023-02-02
SC1313013 | Active | OH | 17000. DISTRIBUTION OH CONSTRUCTION MATERIALS | WIRE ELECTRICAL 16MM BLACK PVC INSULATED | SC1313013 | 2019-01-09 | 2019-01-09
SC14MAT0001 | Active | OH | 17000. DISTRIBUTION OH CONSTRUCTION MATERIALS | MISC MATERIAL CUST SERV METER R/P | SC14MAT0001 | 2011-07-30 | 2025-07-03
SC1542714 | Active | OH | 17000. DISTRIBUTION OH CONSTRUCTION MATERIALS | TIE WIRE INSULATED BLACK 2.5MM | SC1542714 | 2019-01-09 | 2019-01-09
SC1542919 | Active | OH | 17000. DISTRIBUTION OH CONSTRUCTION MATERIALS | 6.0mm2 Cu 1C PVC Earth Cable | SC1542919 | 2019-01-09 | 2019-01-09
SC15568D | Active | OH | 17000. DISTRIBUTION OH CONSTRUCTION MATERIALS | PG CLAMP AL25-150 to CU10-95 Dist | SC15568D | 2010-02-11 | 2010-09-30
SC15725D | Active | OH | 17000. DISTRIBUTION OH CONSTRUCTION MATERIALS | 0.6/1KV 240 SQ MM AL CONDUCTOR | SC15725D | 2009-12-01 | 2009-12-11
SC18076 | Active | OH | 17000. DISTRIBUTION OH CONSTRUCTION MATERIALS | CONDUIT 50MM WHITE L/D 4.5M LGTH | SC18076 | 2009-09-29 | 2015-11-23
SC22547D | Active | OH | 17000. DISTRIBUTION OH CONSTRUCTION MATERIALS | PG CLAMP AL to AL 9-21mm OD (50-300 sqmm | SC22547D | 2012-03-09 | 2012-03-09
SC22548D | Active | OH | 17000. DISTRIBUTION OH CONSTRUCTION MATERIALS | PG CLAMP AL 9-21mm OD to CU 8-19mm OD | SC22548D | 2012-03-09 | 2012-03-09
SC2401190 | Active | OH | 17000. DISTRIBUTION OH CONSTRUCTION MATERIALS | CABLE 19/1.78 50mm2 Cu 1C PVC HD | SC2401190 | 2019-01-09 | 2019-01-09
SC2401821 | Active | OH | 17000. DISTRIBUTION OH CONSTRUCTION MATERIALS | CLAMP,PARALLEL,ELECT;3/2.75 SCAC | SC2401821 | 2018-01-03 | 2018-01-03
SC2403845 | Active | OH | 17000. DISTRIBUTION OH CONSTRUCTION MATERIALS | ALI TIE WIRE 1KG | SC2403845 | 2019-01-09 | 2019-01-09
SC2407095 | Active | OH | 17000. DISTRIBUTION OH CONSTRUCTION MATERIALS | S/Steel ,PIN,INSULATOR M24 | SC2407095 | 2021-03-19 | 2021-03-19
SC2407096 | Active | OH | 17000. DISTRIBUTION OH CONSTRUCTION MATERIALS | S/Steel ,PIN,INSULATOR M20 | SC2407096 | 2021-03-19 | 2021-03-19
SC2407097 | Active | OH | 17000. DISTRIBUTION OH CONSTRUCTION MATERIALS | S/Steel ,WASHER, SQUARE M24 75mm x 75mm | SC2407097 | 2021-03-19 | 2021-03-19
SC2407098 | Active | OH | 17000. DISTRIBUTION OH CONSTRUCTION MATERIALS | S/Steel ,WASHER, SQUARE M16 50mm x 50mm | SC2407098 | 2021-03-19 | 2021-03-19
SC2466464 | Active | OH | 17000. DISTRIBUTION OH CONSTRUCTION MATERIALS | MARKER RED WHITE SPINNING BALL | SC2466464 | 2018-12-05 | 2018-12-05
SC2466654 | Active | OH | 17000. DISTRIBUTION OH CONSTRUCTION MATERIALS | F/TShear off Splice - ACSR 6.0-11.3mm | SC2466654 | 2018-01-03 | 2018-01-03
SC2466662 | Active | OH | 17000. DISTRIBUTION OH CONSTRUCTION MATERIALS | F/TShear off Splice - ACSR 10.0-14.5mm | SC2466662 | 2018-01-03 | 2018-01-03
SC2471266 | Active | OH | 17000. DISTRIBUTION OH CONSTRUCTION MATERIALS | 100mm Universal Bracket 4 Composite xarm | SC2471266 | 2022-06-16 | 2022-06-16
SC2471274 | Active | OH | 17000. DISTRIBUTION OH CONSTRUCTION MATERIALS | 125mm Universal Bracket 4 Composite xarm | SC2471274 | 2022-06-16 | 2022-06-16
SC2473478 | Active | OH | 17000. DISTRIBUTION OH CONSTRUCTION MATERIALS | Red/White Spinning Markers | SC2473478 | 2023-04-19 | 2023-04-27
SC2476976 | Active | OH | 17000. DISTRIBUTION OH CONSTRUCTION MATERIALS | MD100m E20 Module, 20W, 17.5–160V DCInpu | SC2476976 | 2025-10-08 | 2025-10-08
SC2477032 | Active | OH | 17000. DISTRIBUTION OH CONSTRUCTION MATERIALS | MD100m, SFP Transceiver, Cu, 100Base-T | SC2477032 | 2025-10-08 | 2025-10-08
SC2480788 | Active | OH | 17000. DISTRIBUTION OH CONSTRUCTION MATERIALS | MD100m CPU Processor Module, | SC2480788 | 2025-10-08 | 2025-10-08
SC2481596 | Active | OH | 17000. DISTRIBUTION OH CONSTRUCTION MATERIALS | MD100m Mixed Digital I/O Module, | SC2481596 | 2025-10-07 | 2025-10-08
SC2485548 | Active | OH | 17000. DISTRIBUTION OH CONSTRUCTION MATERIALS | IND.T EFD Control unit/ Sensors | SC2485548 | 2022-05-12 | 2022-06-08
SC2485555 | Active | OH | 17000. DISTRIBUTION OH CONSTRUCTION MATERIALS | IND.T EFD solar panel only | SC2485555 | 2022-05-12 | 2022-06-08
SC2485563 | Active | OH | 17000. DISTRIBUTION OH CONSTRUCTION MATERIALS | IND.T EFD Control unit/ Sensors/batterie | SC2485563 | 2022-05-12 | 2022-06-08
SC2486207 | Active | OH | 17000. DISTRIBUTION OH CONSTRUCTION MATERIALS | LV Pole Mounted Energy Storage System | SC2486207 | 2022-06-16 | 2022-11-08
SCAP1 | Active | OH | 17000. DISTRIBUTION OH CONSTRUCTION MATERIALS | 1PH DROP DOWN SERVICE ON WOOD POLE | SCAP1 | 1995-09-01 | 2015-11-23
SCAP3 | Active | OH | 17000. DISTRIBUTION OH CONSTRUCTION MATERIALS | 3PH DROP DOWN SERVICE ON WOOD POLE | SCAP3 | 2006-12-05 | 2015-11-23
SCAPC1 | Active | OH | 17000. DISTRIBUTION OH CONSTRUCTION MATERIALS | 1PH DROPDOWN SERVICE ON CONC POLE | SCAPC1 | 2003-12-23 | 2015-11-23
SCAPC3 | Active | OH | 17000. DISTRIBUTION OH CONSTRUCTION MATERIALS | 3PH DROPDOWN SERVICE ON CONC POLE | SCAPC3 | 2006-12-05 | 2015-11-23
SCAX160 | Active | OH | 17000. DISTRIBUTION OH CONSTRUCTION MATERIALS | NEW;LVABC;CONC;AL MAIN;160A | SCAX160 | 1993-12-06 | 2017-04-11
SCBX160 | Active | OH | 17000. DISTRIBUTION OH CONSTRUCTION MATERIALS | NEW;LVABC;CONC;ABC MAIN;160A | SCBX160 | 2015-06-24 | 2017-04-11
SCCT | Active | OH | 17000. DISTRIBUTION OH CONSTRUCTION MATERIALS | SHACKLES COND EXTRAS CCT 1PH | SCCT | 2012-07-09 | 2012-07-10
SCH | Active | OH | 17000. DISTRIBUTION OH CONSTRUCTION MATERIALS | COND EXTRAS CHERRY SHACKLE SLACK 1PH | SCH | 2012-07-09 | 2012-07-10
SET 2 | Active | OH | 17000. DISTRIBUTION OH CONSTRUCTION MATERIALS | 150(H) X 100(D) XARM LONG BRACE | SET 2 | 1988-09-24 | 1988-09-24
SET 4 | Active | OH | 17000. DISTRIBUTION OH CONSTRUCTION MATERIALS | 100(H) X 150(D) XARM SHORT BRACE | SET 4 | 1988-09-24 | 1988-09-24
SET 52 | Active | OH | 17000. DISTRIBUTION OH CONSTRUCTION MATERIALS | 19/2.00 STAY | SET 52 | 1993-08-13 | 1993-08-13
SET 6 | Active | OH | 17000. DISTRIBUTION OH CONSTRUCTION MATERIALS | LV PIN | SET 6 | 1988-09-24 | 2015-11-23
SET 70 | Active | OH | 17000. DISTRIBUTION OH CONSTRUCTION MATERIALS | ANCHOR SCREW COMMONS | SET 70 | 1988-09-24 | 1988-09-24
SET 8 | Active | OH | 17000. DISTRIBUTION OH CONSTRUCTION MATERIALS | LV SHACKLE + BRACKET | SET 8 | 1988-09-24 | 2015-11-23
SET 9 | Active | OH | 17000. DISTRIBUTION OH CONSTRUCTION MATERIALS | LV SHACKLE + STRAPS | SET 9 | 1988-09-24 | 2015-11-23
SET 9B | Active | OH | 17000. DISTRIBUTION OH CONSTRUCTION MATERIALS | LV SHACKLE +STRAPS(LONG BOLT) | SET 9B | 1988-09-24 | 2015-11-23
SET1-1 | Active | OH | 17000. DISTRIBUTION OH CONSTRUCTION MATERIALS | SERVICE HOOK TO X-ARM (DADIC BRACKET) | SET1-1 | 1994-06-27 | 2015-11-23
SET1-2 | Active | OH | 17000. DISTRIBUTION OH CONSTRUCTION MATERIALS | SINGLE PHASE BRACKET TO WOOD POLE | SET1-2 | 1995-01-03 | 2015-11-23
SET1-2C | Active | OH | 17000. DISTRIBUTION OH CONSTRUCTION MATERIALS | SINGLE PHASE BRACKET TO CONCRETE POLE | SET1-2C | 1998-06-26 | 2015-11-23
SET1-3 | Active | OH | 17000. DISTRIBUTION OH CONSTRUCTION MATERIALS | SERVICE 'J' HOOK TO POLE | SET1-3 | 1999-06-23 | 2015-11-23
SET1-3C | Active | OH | 17000. DISTRIBUTION OH CONSTRUCTION MATERIALS | SERVICE U-BRACKET TO CONCRETE POLE | SET1-3C | 1999-06-23 | 2015-11-23
SET1-4 | Active | OH | 17000. DISTRIBUTION OH CONSTRUCTION MATERIALS | SINGLE PHASE BRACKET TO CONCRETE POLE | SET1-4 | 1995-01-03 | 2015-11-23
SET1-4C | Active | OH | 17000. DISTRIBUTION OH CONSTRUCTION MATERIALS | SERVICE COMBINATION TO CONCRETE POLE | SET1-4C | 1999-06-23 | 2015-11-23
SET101-1 | Active | OH | 17000. DISTRIBUTION OH CONSTRUCTION MATERIALS | HOOK BOLT TO POLE (300) | SET101-1 | 1994-06-28 | 2015-11-23
SET101-1C | Active | OH | 17000. DISTRIBUTION OH CONSTRUCTION MATERIALS | HOOK BOLT TO CONCRETE POLE (300LG) | SET101-1C | 1990-03-16 | 2015-11-23
SET101-2 | Active | OH | 17000. DISTRIBUTION OH CONSTRUCTION MATERIALS | HOOK BOLT TO POLE (400) | SET101-2 | 1994-06-28 | 2015-11-23
SET101-2C | Active | OH | 17000. DISTRIBUTION OH CONSTRUCTION MATERIALS | HOOK BOLT TO CONCRETE POLE (400 LG) | SET101-2C | 1990-03-16 | 2015-11-23
SET101-3 | Active | OH | 17000. DISTRIBUTION OH CONSTRUCTION MATERIALS | EYEBOLT TO POLE | SET101-3 | 1994-06-28 | 2015-11-23
SET101-3C | Active | OH | 17000. DISTRIBUTION OH CONSTRUCTION MATERIALS | EYEBOLT TO CONCRETE POLE | SET101-3C | 1999-06-25 | 2015-11-23
SET101-4 | Active | OH | 17000. DISTRIBUTION OH CONSTRUCTION MATERIALS | EYEBOLT & EYENUT TO POLE | SET101-4 | 1999-06-24 | 2015-11-23
SET101-4C | Active | OH | 17000. DISTRIBUTION OH CONSTRUCTION MATERIALS | EYEBOLT & EYENUT TO CONCRETE POLE | SET101-4C | 1999-06-25 | 2015-11-23
SET102-1 | Active | OH | 17000. DISTRIBUTION OH CONSTRUCTION MATERIALS | LV DISCONNECTOR TO POLE WITH 315A FUSES | SET102-1 | 1994-07-29 | 2015-11-23
SET102-1C | Active | OH | 17000. DISTRIBUTION OH CONSTRUCTION MATERIALS | DISCONNECT SWITCH TO CONC POLE315A FUSES | SET102-1C | 1994-07-25 | 2015-11-23
SET102-2 | Active | OH | 17000. DISTRIBUTION OH CONSTRUCTION MATERIALS | LV DISCONNECTOR TO POLE WITH LINKS | SET102-2 | 1992-08-06 | 2015-11-23
SET102-2C | Active | OH | 17000. DISTRIBUTION OH CONSTRUCTION MATERIALS | DISCONNECT SWITCH TO CON POLE W LINKS | SET102-2C | 1992-08-04 | 2015-11-23
SET102-3 | Active | OH | 17000. DISTRIBUTION OH CONSTRUCTION MATERIALS | EXTENSION BRACKET TO POLE | SET102-3 | 1999-06-23 | 1999-06-23
SET102-3C | Active | OH | 17000. DISTRIBUTION OH CONSTRUCTION MATERIALS | EXTENSION BRACKET TO CONCRETE POLE | SET102-3C | 1999-06-23 | 1999-06-23
SET102-4 | Active | OH | 17000. DISTRIBUTION OH CONSTRUCTION MATERIALS | LV DISCONNECTOR TO POLE WITH 200A FUSES | SET102-4 | 1992-05-22 | 2015-11-23
SET102-4C | Active | OH | 17000. DISTRIBUTION OH CONSTRUCTION MATERIALS | SWITCH FUSE TO CONC POLE 200A FUSES | SET102-4C | 1992-08-04 | 2012-06-15
SET102-5 | Active | OH | 17000. DISTRIBUTION OH CONSTRUCTION MATERIALS | SWITCH FUSE TO WOOD POLE (200A FUSES) | SET102-5 | 1992-08-04 | 2012-06-15
SET102-6 | Active | OH | 17000. DISTRIBUTION OH CONSTRUCTION MATERIALS | LV DISCONNECTOR TO POLE WITH 100A FUSES | SET102-6 | 2022-06-20 | 2022-06-20
SET102-7 | Active | OH | 17000. DISTRIBUTION OH CONSTRUCTION MATERIALS | LV DISCONNECTOR TO POLE WITH 80A FUSES | SET102-7 | 2025-12-15 | 2025-12-15
SET103-1 | Active | OH | 17000. DISTRIBUTION OH CONSTRUCTION MATERIALS | NEUTRAL BUS TO POLE | SET103-1 | 2021-09-09 | 2021-09-09
SET103-2 | Active | OH | 17000. DISTRIBUTION OH CONSTRUCTION MATERIALS | Fuse switch 3x1Ph fuses wood pole | SET103-2 | 2025-09-26 | 2025-09-26
SET103-2C | Active | OH | 17000. DISTRIBUTION OH CONSTRUCTION MATERIALS | Fuse switch 3x1Ph fuses conc pole | SET103-2C | 2025-09-26 | 2025-09-26
SET103-3 | Active | OH | 17000. DISTRIBUTION OH CONSTRUCTION MATERIALS | Fuse switch 3x1Ph links wood pole | SET103-3 | 2025-09-26 | 2025-09-26
SET103-3C | Active | OH | 17000. DISTRIBUTION OH CONSTRUCTION MATERIALS | Fuse switch 3x1Ph links conc pole | SET103-3C | 2025-09-26 | 2025-09-26
SET104-1 | Active | OH | 17000. DISTRIBUTION OH CONSTRUCTION MATERIALS | BUNDLE BOX TO TWIN BRACKET | SET104-1 | 2022-10-27 | 2022-10-27
SET104-2 | Active | OH | 17000. DISTRIBUTION OH CONSTRUCTION MATERIALS | TWIN BUNDLE BRACKET TO POLE | SET104-2 | 2022-10-27 | 2022-10-27
SET104-5 | Active | OH | 17000. DISTRIBUTION OH CONSTRUCTION MATERIALS | FUSE SWITCH 3X1PH TO TWIN BRACKET | SET104-5 | 2025-09-26 | 2025-09-26
SET151-1 | Active | OH | 17000. DISTRIBUTION OH CONSTRUCTION MATERIALS | 11KV/33KV X-ARM(100X100) TO POLE | SET151-1 | 1999-06-23 | 1999-06-23
SET151-11 | Active | OH | 17000. DISTRIBUTION OH CONSTRUCTION MATERIALS | 11KV COMPOSITE X-ARM (100) TO POLE | SET151-11 | 2006-09-06 | 2010-09-24
SET151-1C | Active | OH | 17000. DISTRIBUTION OH CONSTRUCTION MATERIALS | COMPOSITE XARM TO CONC POLE | SET151-1C | 1999-06-23 | 2006-09-06
SET151-2 | Active | OH | 17000. DISTRIBUTION OH CONSTRUCTION MATERIALS | 11KV/33KV X-ARM(100X150) TO POLE | SET151-2 | 1999-06-23 | 1999-06-23
SET151-21 | Active | OH | 17000. DISTRIBUTION OH CONSTRUCTION MATERIALS | 11KV COMPOSITE X-ARM (125) TO POLE | SET151-21 | 2010-08-31 | 2025-06-27
SET151-3 | Active | OH | 17000. DISTRIBUTION OH CONSTRUCTION MATERIALS | 11KV/33KV TWIN X-ARM TO POLE | SET151-3 | 1999-06-23 | 1999-06-23
SET151-3C | Active | OH | 17000. DISTRIBUTION OH CONSTRUCTION MATERIALS | XARM BRACE ADAPTOR TO CONC POLE | SET151-3C | 2009-07-17 | 2009-07-17
SET151-4 | Active | OH | 17000. DISTRIBUTION OH CONSTRUCTION MATERIALS | 11KV/33KV WISHBONE X-ARM TO POLE | SET151-4 | 1999-06-23 | 1999-06-23
SET152-1 | Active | OH | 17000. DISTRIBUTION OH CONSTRUCTION MATERIALS | 11KV/33KV BRACE (650) TO X-ARM (100) | SET152-1 | 1988-09-24 | 1988-09-24
SET152-11 | Active | OH | 17000. DISTRIBUTION OH CONSTRUCTION MATERIALS | 11KV BRACE (650) TO COMP XARM(100) | SET152-11 | 2006-09-06 | 2015-11-23
SET152-1C | Active | OH | 17000. DISTRIBUTION OH CONSTRUCTION MATERIALS | CONC POLE BRACE(650) TO COMPOSIT XARM | SET152-1C | 1990-03-16 | 2006-09-06
SET152-2 | Active | OH | 17000. DISTRIBUTION OH CONSTRUCTION MATERIALS | 11KV/33KV BRACE (650) TO X-ARM (150) | SET152-2 | 1988-09-24 | 1988-09-24
SET152-21 | Active | OH | 17000. DISTRIBUTION OH CONSTRUCTION MATERIALS | 11KV BRACE (650) TO COMP XARM(125) | SET152-21 | 2010-08-31 | 2015-11-23
SET152-3 | Active | OH | 17000. DISTRIBUTION OH CONSTRUCTION MATERIALS | 33KV BRACE (1000) TO X-ARM (150) | SET152-3 | 1988-09-24 | 1988-09-24
SET152-31 | Active | OH | 17000. DISTRIBUTION OH CONSTRUCTION MATERIALS | 33KV BRACE (1000) TO COMP X-ARM (125) | SET152-31 | 2015-12-22 | 2015-12-22
SET152-4 | Active | OH | 17000. DISTRIBUTION OH CONSTRUCTION MATERIALS | 33KV BRACE (1000) TO X-ARM (100) | SET152-4 | 1988-09-24 | 1988-09-24
SET152-41 | Active | OH | 17000. DISTRIBUTION OH CONSTRUCTION MATERIALS | 33KV BRACE (1000) TO COMP XARM(100) | SET152-41 | 2021-07-30 | 2021-07-30
SET153-1 | Active | OH | 17000. DISTRIBUTION OH CONSTRUCTION MATERIALS | 11KV/33KV X-ARM (100) ANTI-SPLIT BOLT | SET153-1 | 1994-06-28 | 1994-06-28
SET153-2 | Active | OH | 17000. DISTRIBUTION OH CONSTRUCTION MATERIALS | 11KV/33KV X-ARM (150) ANTI-SPLIT BOLT | SET153-2 | 1988-09-24 | 1988-09-24
SET153-3 | Active | OH | 17000. DISTRIBUTION OH CONSTRUCTION MATERIALS | 11KV/33KV X-ARM STABILIZER | SET153-3 | 1988-09-24 | 1988-09-24
SET153-3C | Active | OH | 17000. DISTRIBUTION OH CONSTRUCTION MATERIALS | 11KV/33KV X-ARM STABILIZER COMPOSITE ARM | SET153-3C | 2021-01-29 | 2021-01-29
SET153-4 | Active | OH | 17000. DISTRIBUTION OH CONSTRUCTION MATERIALS | 11KV/33KV WISHBONE X-ARM ATTACHMENT | SET153-4 | 1988-09-24 | 1988-09-24
SET154-1 | Active | OH | 17000. DISTRIBUTION OH CONSTRUCTION MATERIALS | 11KV PIN TO COMPOSITE X-ARM (NORM) | SET154-1 | 1988-09-24 | 2015-11-23
SET154-2 | Active | OH | 17000. DISTRIBUTION OH CONSTRUCTION MATERIALS | 11KV PIN TO COMPOSITE X-ARM(FOG) | SET154-2 | 1988-09-24 | 2015-11-23
SET154-3 | Active | OH | 17000. DISTRIBUTION OH CONSTRUCTION MATERIALS | 33KV BRIDGING POST TO X-ARM | SET154-3 | 1990-03-05 | 2015-11-23
SET154-4 | Active | OH | 17000. DISTRIBUTION OH CONSTRUCTION MATERIALS | 11KV BRIDGING PIN TO X-ARM (SHORT) | SET154-4 | 1988-09-24 | 2015-11-23
SET154-5 | Active | OH | 17000. DISTRIBUTION OH CONSTRUCTION MATERIALS | 11KV BRIDGING PIN TO X-ARM (LONG) | SET154-5 | 1988-09-24 | 2015-11-23
SET154-6 | Active | OH | 17000. DISTRIBUTION OH CONSTRUCTION MATERIALS | 33KV PIN TO X-ARM | SET154-6 | 1988-09-24 | 2015-11-23
SET154-61 | Active | OH | 17000. DISTRIBUTION OH CONSTRUCTION MATERIALS | 33KV PIN TO COMPOSITE X-ARM | SET154-61 | 2015-12-22 | 2015-12-22
SET155-2 | Active | OH | 17000. DISTRIBUTION OH CONSTRUCTION MATERIALS | 11KV POST TO COMPOSITE X-ARM | SET155-2 | 1998-06-16 | 2015-11-23
SET155-3 | Active | OH | 17000. DISTRIBUTION OH CONSTRUCTION MATERIALS | 11KV LINE POST TO POLE | SET155-3 | 1999-06-23 | 2015-11-23
SET155-4 | Active | OH | 17000. DISTRIBUTION OH CONSTRUCTION MATERIALS | 33KV LINE POST INSULATOR TO POLE | SET155-4 | 1998-06-16 | 2015-11-23
SET156-1 | Active | OH | 17000. DISTRIBUTION OH CONSTRUCTION MATERIALS | 11KV TERMINATION COMP XARM (100) | SET156-1 | 1988-09-24 | 2015-11-23
SET156-11 | Active | OH | 17000. DISTRIBUTION OH CONSTRUCTION MATERIALS | 11KV TERM. COMPOSITE ARM (125) | SET156-11 | 2007-04-27 | 2015-11-23
SET156-2 | Active | OH | 17000. DISTRIBUTION OH CONSTRUCTION MATERIALS | 11KV SHACKLE COMPOSITE XARM (100) | SET156-2 | 1988-09-24 | 2015-11-23
SET156-21 | Active | OH | 17000. DISTRIBUTION OH CONSTRUCTION MATERIALS | 11KV SHACKLE COMPOSITE ARM (125) | SET156-21 | 2007-04-27 | 2015-11-23
SET156-3 | Active | OH | 17000. DISTRIBUTION OH CONSTRUCTION MATERIALS | 11KV/33KV SUSPENSION TO X-ARM | SET156-3 | 1988-09-24 | 1988-09-24
SET156-31 | Active | OH | 17000. DISTRIBUTION OH CONSTRUCTION MATERIALS | 11KV/33KV SUSPENSION TO COMPOSITE X-ARM | SET156-31 | 2015-12-22 | 2015-12-22
SET156-4 | Active | OH | 17000. DISTRIBUTION OH CONSTRUCTION MATERIALS | 11KV/33KV SUSPENSION ANGLE TO X- ARM | SET156-4 | 1988-09-24 | 1988-09-24
SET156-41 | Active | OH | 17000. DISTRIBUTION OH CONSTRUCTION MATERIALS | 11KV/33KV SUSPENSION ANGLE TO COMPX- ARM | SET156-41 | 2015-12-22 | 2015-12-22
SET157-1 | Active | OH | 17000. DISTRIBUTION OH CONSTRUCTION MATERIALS | 11KV TERM COMP X-ARM (100) TO POLE | SET157-1 | 1999-06-25 | 2015-11-23
SET157-11 | Active | OH | 17000. DISTRIBUTION OH CONSTRUCTION MATERIALS | 11KV TERM COMP X-ARM (125) TO POLE | SET157-11 | 2007-04-27 | 2021-08-10
SET157-2 | Active | OH | 17000. DISTRIBUTION OH CONSTRUCTION MATERIALS | 11KV SHACKLE COMP X-ARM(100) TO POLE | SET157-2 | 1999-06-24 | 2015-11-23
SET157-21 | Active | OH | 17000. DISTRIBUTION OH CONSTRUCTION MATERIALS | 11KV SHACKLE COMP X-ARM (125) TO POLE | SET157-21 | 2007-04-27 | 2021-08-10
SET157-3 | Active | OH | 17000. DISTRIBUTION OH CONSTRUCTION MATERIALS | 11KV/33KV TERM'N. DIRECT TO POLE | SET157-3 | 1999-06-25 | 1999-06-25
SET157-3C | Active | OH | 17000. DISTRIBUTION OH CONSTRUCTION MATERIALS | 11KV/33KV TERM'N DIRECT TO CONC POLE | SET157-3C | 1999-06-25 | 1999-06-25
SET157-4 | Active | OH | 17000. DISTRIBUTION OH CONSTRUCTION MATERIALS | 11KV/33KV SHACKLE DIRECT TO POLE | SET157-4 | 1999-06-24 | 1999-06-24
SET157-4C | Active | OH | 17000. DISTRIBUTION OH CONSTRUCTION MATERIALS | 11KV/33KVSHACKLE DIRECT TO CONC POLE | SET157-4C | 1999-06-25 | 1999-06-25
SET158-1 | Active | OH | 17000. DISTRIBUTION OH CONSTRUCTION MATERIALS | 11KV/33KV TERM'N. TWIN X-ARM TO POLE | SET158-1 | 1999-06-24 | 1999-06-24
SET158-2 | Active | OH | 17000. DISTRIBUTION OH CONSTRUCTION MATERIALS | 11KV/33KV TERM'N. TWIN X-ARM | SET158-2 | 1999-06-24 | 2003-01-23
SET159-1 | Active | OH | 17000. DISTRIBUTION OH CONSTRUCTION MATERIALS | 11KV/33KV SHACKLE TWIN X-ARM TO POLE | SET159-1 | 1999-06-25 | 1999-06-25
SET159-2 | Active | OH | 17000. DISTRIBUTION OH CONSTRUCTION MATERIALS | 11KV/33KV SHACKLE TWIN X-ARM | SET159-2 | 1999-06-24 | 2003-01-23
SET160-1 | Active | OH | 17000. DISTRIBUTION OH CONSTRUCTION MATERIALS | 11KV/33KV SUSP'N. ANGLE TO X-ARM | SET160-1 | 1988-09-24 | 1988-09-24
SET160-11 | Active | OH | 17000. DISTRIBUTION OH CONSTRUCTION MATERIALS | 11KV/33KV SUSP'N. ANGLE TO COMP X-ARM | SET160-11 | 2015-12-22 | 2015-12-22
SET160-2 | Active | OH | 17000. DISTRIBUTION OH CONSTRUCTION MATERIALS | 11KV/33KV ANGLE TO POLE | SET160-2 | 1999-06-23 | 1999-06-23
SET161-1 | Active | OH | 17000. DISTRIBUTION OH CONSTRUCTION MATERIALS | DISC NORMAL (SINGLE) | SET161-1 | 1989-07-10 | 1989-07-10
SET161-2 | Active | OH | 17000. DISTRIBUTION OH CONSTRUCTION MATERIALS | DISC NORMAL (DOUBLE) | SET161-2 | 1989-07-10 | 1989-07-10
SET161-3 | Active | OH | 17000. DISTRIBUTION OH CONSTRUCTION MATERIALS | DISC FOG (SINGLE) | SET161-3 | 1989-07-10 | 1989-07-10
SET161-4 | Active | OH | 17000. DISTRIBUTION OH CONSTRUCTION MATERIALS | DISC FOG (DOUBLE) | SET161-4 | 1989-07-10 | 1989-07-10
SET161-5 | Active | OH | 17000. DISTRIBUTION OH CONSTRUCTION MATERIALS | 11KV SYNTHETIC LONG ROD | SET161-5 | 1989-07-10 | 1989-07-10
SET161-6 | Active | OH | 17000. DISTRIBUTION OH CONSTRUCTION MATERIALS | 33KV SYNTHETIC LONG ROD | SET161-6 | 1989-07-10 | 1989-07-10
SET162-1 | Active | OH | 17000. DISTRIBUTION OH CONSTRUCTION MATERIALS | 11KV/33KV RAISER (WOOD) TO POLE | SET162-1 | 1999-06-23 | 1999-06-23
SET162-10 | Active | OH | 17000. DISTRIBUTION OH CONSTRUCTION MATERIALS | 11ABC JOINT INSULATOR & PLATE TO X-ARM | SET162-10 | 2012-03-12 | 2015-11-23
SET162-2 | Active | OH | 17000. DISTRIBUTION OH CONSTRUCTION MATERIALS | 11KV/33KV X-ARM TO RAISER(WOOD) | SET162-2 | 1988-09-24 | 1988-09-24
SET162-21 | Active | OH | 17000. DISTRIBUTION OH CONSTRUCTION MATERIALS | 11ABC 35 SQMM TO JOINT PLATE (3PH) | SET162-21 | 2012-03-12 | 2015-11-23
SET162-23 | Active | OH | 17000. DISTRIBUTION OH CONSTRUCTION MATERIALS | 11ABC 120 SQMM TO JOINT PLATE (3PH) | SET162-23 | 2012-03-12 | 2015-11-23
SET162-30 | Active | OH | 17000. DISTRIBUTION OH CONSTRUCTION MATERIALS | 11CCT 120 SQMM TO JOINT PLATE (3PH) | SET162-30 | 2012-03-12 | 2015-11-23
SET163-1 | Active | OH | 17000. DISTRIBUTION OH CONSTRUCTION MATERIALS | SHORT RAISER 100X100 TO POLE | SET163-1 | 1999-06-23 | 2006-05-06
SET163-2 | Active | OH | 17000. DISTRIBUTION OH CONSTRUCTION MATERIALS | 11KV XARM TO SHORT RAISER | SET163-2 | 1999-06-24 | 2019-07-31
SET163-3 | Active | OH | 17000. DISTRIBUTION OH CONSTRUCTION MATERIALS | 11KV TRIDENT X-ARM TO SHORT RAISER | SET163-3 | 1995-10-20 | 2015-11-23
SET163-4 | Active | OH | 17000. DISTRIBUTION OH CONSTRUCTION MATERIALS | LONG RAISER 100X100 TO WOOD POLE | SET163-4 | 2000-09-27 | 2006-05-06
SET164-1 | Active | OH | 17000. DISTRIBUTION OH CONSTRUCTION MATERIALS | 33KV PIN TO POLE | SET164-1 | 1999-06-23 | 2015-11-23
SET164-3 | Active | OH | 17000. DISTRIBUTION OH CONSTRUCTION MATERIALS | 33KV PIN TO POLE | SET164-3 | 1999-06-23 | 2015-11-23
SET165-1 | Active | OH | 17000. DISTRIBUTION OH CONSTRUCTION MATERIALS | 11KV ISOLATING SWITCH TO X-ARM | SET165-1 | 1996-02-01 | 2015-11-23
SET165-2 | Active | OH | 17000. DISTRIBUTION OH CONSTRUCTION MATERIALS | 11KV TRIDENT BRACKET TO POLE | SET165-2 | 1999-06-23 | 2015-11-23
SET165-21 | Active | OH | 17000. DISTRIBUTION OH CONSTRUCTION MATERIALS | 11KV NARROW TRIDENT BRACKET TO POLE | SET165-21 | 2018-01-31 | 2018-01-31
SET165-2A | Active | OH | 17000. DISTRIBUTION OH CONSTRUCTION MATERIALS | 11KV CCT TRIDENT BRACKET TO POLE | SET165-2A | 2003-04-03 | 2015-11-23
SET165-2C | Active | OH | 17000. DISTRIBUTION OH CONSTRUCTION MATERIALS | 11KV TRIDENT BRACKET TO CONCRETE POLE | SET165-2C | 1999-06-23 | 2015-11-23
SET165-3 | Active | OH | 17000. DISTRIBUTION OH CONSTRUCTION MATERIALS | 11KV LINE POST INSULATOR TO POLE | SET165-3 | 1999-06-23 | 2015-11-23
SET165-4 | Active | OH | 17000. DISTRIBUTION OH CONSTRUCTION MATERIALS | 11KV BRIDGING INSULATOR TO POLE | SET165-4 | 1999-06-23 | 2015-11-23
SET166-1 | Active | OH | 17000. DISTRIBUTION OH CONSTRUCTION MATERIALS | 11KV LINE POST TO BRACKET (TIE TOP) | SET166-1 | 1989-06-23 | 2015-11-23
SET166-11 | Active | OH | 17000. DISTRIBUTION OH CONSTRUCTION MATERIALS | 33KV LINE POST TO BRACKET (TIE TOP) | SET166-11 | 2006-09-19 | 2015-11-23
SET166-2 | Active | OH | 17000. DISTRIBUTION OH CONSTRUCTION MATERIALS | 11KV LINE POST TO BRACKET (CLAMP TOP) | SET166-2 | 1989-06-23 | 2015-11-23
SET166-21 | Active | OH | 17000. DISTRIBUTION OH CONSTRUCTION MATERIALS | 33KV LINE POST TO BRACKET (CLAMP TOP) | SET166-21 | 2006-12-04 | 2015-11-23
SET166-22 | Active | OH | 17000. DISTRIBUTION OH CONSTRUCTION MATERIALS | 33KV LINE POST TO BRACKET (CLAMP TOP) | SET166-22 | 2006-09-19 | 2015-11-23
SET166-3 | Active | OH | 17000. DISTRIBUTION OH CONSTRUCTION MATERIALS | BOW SHACKLE TO STEEL X-ARM | SET166-3 | 1989-06-23 | 2006-02-09
SET167-1 | Active | OH | 17000. DISTRIBUTION OH CONSTRUCTION MATERIALS | 11KV TERMINATION - 100 | SET167-1 | 1989-09-18 | 2015-11-23
SET167-2 | Active | OH | 17000. DISTRIBUTION OH CONSTRUCTION MATERIALS | 11KV SHACKLE - 100 | SET167-2 | 1989-09-18 | 2015-11-23
SET167-4 | Active | OH | 17000. DISTRIBUTION OH CONSTRUCTION MATERIALS | 11KV POST INSULATOR TO XARM (100) | SET167-4 | 1996-07-16 | 2015-11-23
SET167-5 | Active | OH | 17000. DISTRIBUTION OH CONSTRUCTION MATERIALS | 11KV POST INSULATOR TO XARM (125) | SET167-5 | 2010-09-09 | 2015-11-23
SET168-1 | Active | OH | 17000. DISTRIBUTION OH CONSTRUCTION MATERIALS | GAIN BASE TO POLE | SET168-1 | 1997-12-02 | 1997-12-02
SET168-2 | Active | OH | 17000. DISTRIBUTION OH CONSTRUCTION MATERIALS | TWIN GAIN BASE TO POLE | SET168-2 | 1997-11-28 | 1997-11-28
SET168-3 | Active | OH | 17000. DISTRIBUTION OH CONSTRUCTION MATERIALS | 8KN STEEL X-ARM TO POLE | SET168-3 | 1997-11-28 | 2005-12-22
SET168-4 | Active | OH | 17000. DISTRIBUTION OH CONSTRUCTION MATERIALS | 13KN STEEL X-ARM TO POLE | SET168-4 | 1997-12-02 | 2005-12-22
SET168-6 | Active | OH | 17000. DISTRIBUTION OH CONSTRUCTION MATERIALS | 13KN 2.4M 2 PCE STEEL X-ARM TO POLE | SET168-6 | 2001-09-04 | 2005-12-21
SET169-1 | Active | OH | 17000. DISTRIBUTION OH CONSTRUCTION MATERIALS | 33KV CLAMP TOP LINE POST TO GAIN BASE | SET169-1 | 1997-11-28 | 2015-11-23
SET169-2 | Active | OH | 17000. DISTRIBUTION OH CONSTRUCTION MATERIALS | TRIDENT BRACKET TO 100X100 RAISER | SET169-2 | 2000-09-27 | 2015-11-23
SET169-3 | Active | OH | 17000. DISTRIBUTION OH CONSTRUCTION MATERIALS | 33KV BRIDGE LINE POST TO 100 STEEL XARM | SET169-3 | 1997-12-02 | 2015-11-23
SET169-31 | Active | OH | 17000. DISTRIBUTION OH CONSTRUCTION MATERIALS | 33KV BRIDGING LINE POST TO 125 COMP XARM | SET169-31 | 2011-01-07 | 2015-11-23
SET169-4 | Active | OH | 17000. DISTRIBUTION OH CONSTRUCTION MATERIALS | EYEBOLT & EYENUT TO STEEL X-ARM | SET169-4 | 1997-12-01 | 1997-12-01
SET170-1 | Active | OH | 17000. DISTRIBUTION OH CONSTRUCTION MATERIALS | 11KV VICE TOP INSULATOR TO X-ARM | SET170-1 | 2024-07-19 | 2024-07-23
SET170-5 | Active | OH | 17000. DISTRIBUTION OH CONSTRUCTION MATERIALS | STANDROFF BRACKET TO WOOD X-ARM | SET170-5 | 2024-07-19 | 2024-07-23
SET171-1 | Active | OH | 17000. DISTRIBUTION OH CONSTRUCTION MATERIALS | CONCRETE POLE ADAPTOR BRACKET TO BRACKET | SET171-1 | 2016-07-21 | 2016-07-21
SET171-2 | Active | OH | 17000. DISTRIBUTION OH CONSTRUCTION MATERIALS | CONCRETE POLE ADAPTOR BRACKET-POLE STRAP | SET171-2 | 2016-07-21 | 2016-07-21
SET171-3 | Active | OH | 17000. DISTRIBUTION OH CONSTRUCTION MATERIALS | CONCRETE POLE ADAPTOR BRACKET SET | SET171-3 | 2016-07-21 | 2016-07-21
SET171-4 | Active | OH | 17000. DISTRIBUTION OH CONSTRUCTION MATERIALS | 11kV TRIDENT BRACKET TO CONRETE P -1HOLE | SET171-4 | 2016-07-21 | 2016-07-21
SET171-5 | Active | OH | 17000. DISTRIBUTION OH CONSTRUCTION MATERIALS | 11kV TRIDENT BRACKET TO CONRETE P -0HOLE | SET171-5 | 2016-07-21 | 2016-07-21
SET172-1 | Active | OH | 17000. DISTRIBUTION OH CONSTRUCTION MATERIALS | CONCRETE POLE BRACKET TO POLE | SET172-1 | 2016-12-16 | 2016-12-16
SET172-2 | Active | OH | 17000. DISTRIBUTION OH CONSTRUCTION MATERIALS | CROSSARM TO CONCRETE POLE BRACKET | SET172-2 | 2016-12-16 | 2016-12-16
SET172-3 | Active | OH | 17000. DISTRIBUTION OH CONSTRUCTION MATERIALS | CENTER PHASE ATTACHMENT TO CONCRETE POLE | SET172-3 | 2016-12-16 | 2016-12-16
SET172-4 | Active | OH | 17000. DISTRIBUTION OH CONSTRUCTION MATERIALS | COMPLETE ARRANGEMENT FOR CONCRETE POLE | SET172-4 | 2016-12-16 | 2016-12-16
SET2-1 | Active | OH | 17000. DISTRIBUTION OH CONSTRUCTION MATERIALS | THREE PHASE BRACKET TO WOOD POLE | SET2-1 | 1995-01-03 | 2011-07-08
SET2-1C | Active | OH | 17000. DISTRIBUTION OH CONSTRUCTION MATERIALS | THREE PHASE FUSE BRACKET TO CONC POLE | SET2-1C | 1995-02-15 | 1995-02-15
SET2-1CU | Active | OH | 17000. DISTRIBUTION OH CONSTRUCTION MATERIALS | SERVICE 'J' HOOK COMBINATION | SET2-1CU | 1995-01-03 | 2015-11-23
SET2-2 | Active | OH | 17000. DISTRIBUTION OH CONSTRUCTION MATERIALS | SERVICE REEL TO POLE | SET2-2 | 1988-09-24 | 2015-11-23
SET2-2C | Active | OH | 17000. DISTRIBUTION OH CONSTRUCTION MATERIALS | SERVICE REEL TO CONCRETE POLE | SET2-2C | 1990-03-16 | 2015-11-23
SET2-4 | Active | OH | 17000. DISTRIBUTION OH CONSTRUCTION MATERIALS | CABLE COVER TO X-ARM | SET2-4 | 1989-07-25 | 2020-04-22
SET248-1 | Active | OH | 17000. DISTRIBUTION OH CONSTRUCTION MATERIALS | BOLT - ON TFMR BKT FOR METRO CONC POLE | SET248-1 | 2001-01-08 | 2015-11-23
SET248-2 | Active | OH | 17000. DISTRIBUTION OH CONSTRUCTION MATERIALS | HANGER BKT CONV FOR BOLT - ON TFMR | SET248-2 | 2001-01-08 | 2015-11-23
SET249-1 | Active | OH | 17000. DISTRIBUTION OH CONSTRUCTION MATERIALS | 11KV EDO X-ARM (STEEL) TO WOOD POLE | SET249-1 | 1999-06-23 | 2015-11-23
SET249-2 | Active | OH | 17000. DISTRIBUTION OH CONSTRUCTION MATERIALS | 11KV EDO X-ARM (STEEL) TO CONC POLE | SET249-2 | 1994-09-13 | 2015-11-23
SET249-3 | Active | OH | 17000. DISTRIBUTION OH CONSTRUCTION MATERIALS | 11KV PIN TO POLE | SET249-3 | 2002-02-07 | 2015-11-23
SET250-1 | Active | OH | 17000. DISTRIBUTION OH CONSTRUCTION MATERIALS | BOLT ON PT BRKT TO WOOD POLE 63-315kVA | SET250-1 | 1999-06-23 | 2015-11-23
SET250-12 | Active | OH | 17000. DISTRIBUTION OH CONSTRUCTION MATERIALS | BOLT ON PT BRKT TO WOOD POLE 25kVA | SET250-12 | 2011-03-09 | 2015-11-23
SET250-15 | Active | OH | 17000. DISTRIBUTION OH CONSTRUCTION MATERIALS | BOLT ON PT BRKT TO WP 500KVA + HT BOLTS | SET250-15 | 1999-06-23 | 2015-11-23
SET250-1C | Active | OH | 17000. DISTRIBUTION OH CONSTRUCTION MATERIALS | BOLT ON PT BRKT TO CONC POLE | SET250-1C | 1994-04-18 | 2015-11-23
SET250-1C5 | Active | OH | 17000. DISTRIBUTION OH CONSTRUCTION MATERIALS | BOLT ON PT BRKT TO CONC POLE 500KVA TFMR | SET250-1C5 | 1999-06-08 | 2022-09-26
SET251-1 | Active | OH | 17000. DISTRIBUTION OH CONSTRUCTION MATERIALS | BOLT MOUNTED TRANSF'R-ROUND TANK | SET251-1 | 1999-06-23 | 2015-11-23
SET251-1C | Active | OH | 17000. DISTRIBUTION OH CONSTRUCTION MATERIALS | BOLT MOUNTED TRANSF'R - ROUND TANK | SET251-1C | 1999-06-23 | 2015-11-23
SET251-2 | Active | OH | 17000. DISTRIBUTION OH CONSTRUCTION MATERIALS | BOLT MOUNTED TRANSF'R -RECT. TANK | SET251-2 | 1999-06-23 | 2015-11-23
SET252-1 | Active | OH | 17000. DISTRIBUTION OH CONSTRUCTION MATERIALS | HANGER TRANSFORMER | SET252-1 | 1999-06-23 | 2015-11-23
SET252-2 | Active | OH | 17000. DISTRIBUTION OH CONSTRUCTION MATERIALS | 11KV SURGE ARRESTER & BRACKET | SET252-2 | 1999-06-01 | 2015-11-23
SET253-1 | Active | OH | 17000. DISTRIBUTION OH CONSTRUCTION MATERIALS | 11KV AIR BREAK SWITCH TO X-ARMS | SET253-1 | 1995-10-18 | 2015-11-23
SET253-2 | Active | OH | 17000. DISTRIBUTION OH CONSTRUCTION MATERIALS | 'T'BRACKETS TO POLE | SET253-2 | 1999-06-23 | 1999-06-23
SET253-3 | Active | OH | 17000. DISTRIBUTION OH CONSTRUCTION MATERIALS | X-ARM TO 'T' BRACKETS | SET253-3 | 1995-10-20 | 1995-10-20
SET254-1 | Active | OH | 17000. DISTRIBUTION OH CONSTRUCTION MATERIALS | 11KV EDO 12/24KV TO XARM | SET254-1 | 1996-02-01 | 2015-11-23
SET254-2 | Active | OH | 17000. DISTRIBUTION OH CONSTRUCTION MATERIALS | 11KV EDO SWITCH-24KV-WOOD XARM | SET254-2 | 1996-02-01 | 2015-11-23
SET254-3 | Active | OH | 17000. DISTRIBUTION OH CONSTRUCTION MATERIALS | 11KV EDO SWITCH-12KV-STEEL XARM | SET254-3 | 1994-04-18 | 2015-11-23
SET254-4 | Active | OH | 17000. DISTRIBUTION OH CONSTRUCTION MATERIALS | 11KV EDO SWITCH-24KV-STEEL XARM | SET254-4 | 1994-04-18 | 2015-11-23
SET254-5 | Active | OH | 17000. DISTRIBUTION OH CONSTRUCTION MATERIALS | 11KV SPARKLESS DO 12/24KV TO XARM | SET254-5 | 2010-07-08 | 2015-11-23
SET254-6 | Active | OH | 17000. DISTRIBUTION OH CONSTRUCTION MATERIALS | 33KV EDO 33kV TO XARM | SET254-6 | 2025-06-26 | 2025-06-26
SET255-1 | Active | OH | 17000. DISTRIBUTION OH CONSTRUCTION MATERIALS | 11KV REGULATOR BRACKET TO POLE | SET255-1 | 1999-06-23 | 2015-11-23
SET255-2 | Active | OH | 17000. DISTRIBUTION OH CONSTRUCTION MATERIALS | REGULATOR CONTROL BOX BRACKET TO POLE | SET255-2 | 1999-06-23 | 2015-11-23
SET255-2C | Active | OH | 17000. DISTRIBUTION OH CONSTRUCTION MATERIALS | REGULATOR CONTROL BOX BRACKET TO POLE | SET255-2C | 1999-06-23 | 2015-11-23
SET256-1 | Active | OH | 17000. DISTRIBUTION OH CONSTRUCTION MATERIALS | NGK PT FULLY FITTED LBS - BKT-POLE | SET256-1 | 2011-08-02 | 2015-11-23
SET256-2 | Active | OH | 17000. DISTRIBUTION OH CONSTRUCTION MATERIALS | NGK MP FULLY FITTED LBS - BKT-POLE | SET256-2 | 2011-08-02 | 2015-11-23
SET257-1 | Active | OH | 17000. DISTRIBUTION OH CONSTRUCTION MATERIALS | SURGE ARRESTER TO X-ARM | SET257-1 | 1994-09-19 | 2015-11-23
SET257-2 | Active | OH | 17000. DISTRIBUTION OH CONSTRUCTION MATERIALS | RECLOSER, LOADBREAK SWITCH TO POLE | SET257-2 | 1999-06-23 | 2015-11-23
SET257-3 | Active | OH | 17000. DISTRIBUTION OH CONSTRUCTION MATERIALS | ARRESTER BRACKET TO X-ARM INSULATOR STUD | SET257-3 | 2012-03-12 | 2015-11-23
SET257-4 | Active | OH | 17000. DISTRIBUTION OH CONSTRUCTION MATERIALS | ARRESTER BRACKET TO X-ARM | SET257-4 | 2012-02-16 | 2015-11-23
SET258-1 | Active | OH | 17000. DISTRIBUTION OH CONSTRUCTION MATERIALS | 11KV TWIN BRIDGING PINS TO X-ARM | SET258-1 | 1989-06-22 | 2015-11-23
SET258-11 | Active | OH | 17000. DISTRIBUTION OH CONSTRUCTION MATERIALS | 11KV TWIN BRIDGING PINS TO COMP. X-ARM | SET258-11 | 2010-09-24 | 2015-11-23
SET258-2 | Active | OH | 17000. DISTRIBUTION OH CONSTRUCTION MATERIALS | 11KV UNITISED ABS TO POLE | SET258-2 | 1995-07-19 | 2015-11-23
SET258-2C | Active | OH | 17000. DISTRIBUTION OH CONSTRUCTION MATERIALS | 11KV UNITISED A.B.S. TO CONCRETE POLE | SET258-2C | 1999-06-23 | 2015-11-23
SET258-3 | Active | OH | 17000. DISTRIBUTION OH CONSTRUCTION MATERIALS | 33KV SUSP'N ANGLE TO X-ARM (LARGE) | SET258-3 | 1989-08-17 | 2015-11-23
SET258-31 | Active | OH | 17000. DISTRIBUTION OH CONSTRUCTION MATERIALS | 33KV SUSP'N ANGLE TO COMP X-ARM (LARGE) | SET258-31 | 2015-12-22 | 2015-12-22
SET258-4 | Active | OH | 17000. DISTRIBUTION OH CONSTRUCTION MATERIALS | 11KV UNITISED MIDPOLE ABS TO WOOD POLE | SET258-4 | 1995-07-19 | 2015-11-23
SET259-1 | Active | OH | 17000. DISTRIBUTION OH CONSTRUCTION MATERIALS | 11KV EDO (GANGED) TO POLE | SET259-1 | 1999-06-23 | 2015-11-23
SET259-2 | Active | OH | 17000. DISTRIBUTION OH CONSTRUCTION MATERIALS | 11KV METERING UNIT TO POLE | SET259-2 | 1999-06-23 | 1999-06-23
SET260-1 | Active | OH | 17000. DISTRIBUTION OH CONSTRUCTION MATERIALS | CONTROL BOX BRACKET TO POLE | SET260-1 | 1999-06-23 | 2013-06-24
SET260-2 | Active | OH | 17000. DISTRIBUTION OH CONSTRUCTION MATERIALS | NULEC CTRL BOX TO POLE | SET260-2 | 1999-06-23 | 2011-09-23
SET261-1 | Active | OH | 17000. DISTRIBUTION OH CONSTRUCTION MATERIALS | OHEW SUSPENSION | SET261-1 | 1999-06-24 | 2015-11-23
SET261-2 | Active | OH | 17000. DISTRIBUTION OH CONSTRUCTION MATERIALS | OHEW SUSPENSION ANGLE | SET261-2 | 1999-06-25 | 2015-11-23
SET261-3 | Active | OH | 17000. DISTRIBUTION OH CONSTRUCTION MATERIALS | OHEW TERMINATION | SET261-3 | 1999-06-24 | 2015-11-23
SET261-4 | Active | OH | 17000. DISTRIBUTION OH CONSTRUCTION MATERIALS | OHEW SHACKLE | SET261-4 | 1999-06-25 | 2015-11-23
SET262-1 | Active | OH | 17000. DISTRIBUTION OH CONSTRUCTION MATERIALS | OHEW TWIN X-ARM MOUNTING | SET262-1 | 1988-09-24 | 2015-11-23
SET262-2 | Active | OH | 17000. DISTRIBUTION OH CONSTRUCTION MATERIALS | 1.5KN MWT EARTHWIRE RISER (STEEL TO POLE | SET262-2 | 1997-12-02 | 2015-11-23
SET262-3 | Active | OH | 17000. DISTRIBUTION OH CONSTRUCTION MATERIALS | EARTHING OF GAIN BASE | SET262-3 | 1997-12-01 | 2015-11-23
SET262-4 | Active | OH | 17000. DISTRIBUTION OH CONSTRUCTION MATERIALS | EARTHING OF EYEBOLT | SET262-4 | 1997-12-04 | 2015-11-23
SET263-1 | Active | OH | 17000. DISTRIBUTION OH CONSTRUCTION MATERIALS | OHEW BOND TO RAISER | SET263-1 | 2009-06-15 | 2015-11-23
SET263-2 | Active | OH | 17000. DISTRIBUTION OH CONSTRUCTION MATERIALS | RAISER BOND TO DOWNLEAD | SET263-2 | 2009-06-15 | 2015-11-23
SET263-3 | Active | OH | 17000. DISTRIBUTION OH CONSTRUCTION MATERIALS | OPGW BOND TO RAISER | SET263-3 | 2009-06-15 | 2015-11-23
SET263-4 | Active | OH | 17000. DISTRIBUTION OH CONSTRUCTION MATERIALS | OPGW BOND TO DOWNLEAD | SET263-4 | 2009-06-15 | 2015-11-23
SET264-1 | Active | OH | 17000. DISTRIBUTION OH CONSTRUCTION MATERIALS | OPGW SHACKLE BOND TO DOWNLEAD | SET264-1 | 2009-06-15 | 2015-11-23
SET264-2 | Active | OH | 17000. DISTRIBUTION OH CONSTRUCTION MATERIALS | OPEW TWIN TERM SHORT STEEL X-ARM TO POLE | SET264-2 | 2015-01-08 | 2015-11-23
SET264-3 | Active | OH | 17000. DISTRIBUTION OH CONSTRUCTION MATERIALS | OPEW TWIN PIN SHORT X-ARM TO POLE | SET264-3 | 2016-05-30 | 2018-01-23
SET265-1 | Active | OH | 17000. DISTRIBUTION OH CONSTRUCTION MATERIALS | LV MONITORING BRACKET TO WOOD POLE | SET265-1 | 2013-02-28 | 2026-01-21
SET265-1C | Active | OH | 17000. DISTRIBUTION OH CONSTRUCTION MATERIALS | LV MONITORING BRACKET TO CONCRETE POLE | SET265-1C | 2013-02-28 | 2013-07-31
SET265-2 | Active | OH | 17000. DISTRIBUTION OH CONSTRUCTION MATERIALS | LV MONITORING BOX TO BRACKET | SET265-2 | 2013-02-28 | 2015-04-02
SET265-2A | Active | OH | 17000. DISTRIBUTION OH CONSTRUCTION MATERIALS | ANTENNA FOR LV MONITORING BOX | SET265-2A | 2014-09-25 | 2015-04-02
SET266-1 | Active | OH | 17000. DISTRIBUTION OH CONSTRUCTION MATERIALS | ILJIN PT FULLY FITTED LBS - BKT-POLE | SET266-1 | 2013-12-31 | 2014-07-15
SET266-2 | Active | OH | 17000. DISTRIBUTION OH CONSTRUCTION MATERIALS | ILJIN MP FULLY FITTED LBS - BKT-POLE | SET266-2 | 2013-12-31 | 2013-12-31
SET267-1 | Active | OH | 17000. DISTRIBUTION OH CONSTRUCTION MATERIALS | TRANSFORMER MONITOR TO WOOD POLE | SET267-1 | 2026-01-21 | 2026-03-16
SET267-1C | Active | OH | 17000. DISTRIBUTION OH CONSTRUCTION MATERIALS | TRANSFORMER MONITOR TO CONCRETE POLE | SET267-1C | 2026-01-21 | 2026-03-16
SET269-1 | Active | OH | 17000. DISTRIBUTION OH CONSTRUCTION MATERIALS | POLE TOP LBS TO N/S CONCRETE POLE | SET269-1 | 2016-07-21 | 2016-11-25
SET269-2 | Active | OH | 17000. DISTRIBUTION OH CONSTRUCTION MATERIALS | MID POLE LBS TO N/S CONCRETE POLE | SET269-2 | 2016-07-21 | 2016-11-25
SET270-1 | Active | OH | 17000. DISTRIBUTION OH CONSTRUCTION MATERIALS | LTS/SECT TO POLE | SET270-1 | 1999-06-23 | 1999-06-23
SET270-2 | Active | OH | 17000. DISTRIBUTION OH CONSTRUCTION MATERIALS | SUNDRY ITEMS NULEC LBS TO POLE | SET270-2 | 1999-06-23 | 2007-08-31
SET270-3 | Active | OH | 17000. DISTRIBUTION OH CONSTRUCTION MATERIALS | MOUNTING BRACKET FOR 11LBSPT | SET270-3 | 2010-10-13 | 2015-11-23
SET270-4 | Active | OH | 17000. DISTRIBUTION OH CONSTRUCTION MATERIALS | MOUNTING BRACKET FOR 11LBSMP | SET270-4 | 2010-10-13 | 2015-11-23
SET271-2 | Active | OH | 17000. DISTRIBUTION OH CONSTRUCTION MATERIALS | 11KV SURGE ARRESTER (POLYMER) TO BRACKET | SET271-2 | 1998-07-01 | 2002-10-03
SET271-3 | Active | OH | 17000. DISTRIBUTION OH CONSTRUCTION MATERIALS | 11KV SURGE ARREST (NIL REQMTS) SEE TEXT | SET271-3 | 1997-10-14 | 2003-09-30
SET271-3A | Active | OH | 17000. DISTRIBUTION OH CONSTRUCTION MATERIALS | 11KV SURGE ARRESTER(POLYMER) TO TANK | SET271-3A | 2003-09-30 | 2003-09-30
SET271-4 | Active | OH | 17000. DISTRIBUTION OH CONSTRUCTION MATERIALS | 33KV SURGE ARRESTER(POLYMER) TO TANK | SET271-4 | 1998-07-01 | 2004-02-27
SET272-1 | Active | OH | 17000. DISTRIBUTION OH CONSTRUCTION MATERIALS | 11kV SURGE ARRESTERS TO SCHNEIDER LBS | SET272-1 | 1997-01-29 | 2010-09-24
SET272-2 | Active | OH | 17000. DISTRIBUTION OH CONSTRUCTION MATERIALS | 11KV SURGE ARRESTER TO LBS | SET272-2 | 2006-09-06 | 2009-06-03
SET272-3 | Active | OH | 17000. DISTRIBUTION OH CONSTRUCTION MATERIALS | MID PH ARRESTER TO TRIDENT BRACKET | SET272-3 | 2006-09-06 | 2008-04-01
SET272-4 | Active | OH | 17000. DISTRIBUTION OH CONSTRUCTION MATERIALS | OUTER PH ARRESTER TO TRIDENT BRACKET | SET272-4 | 2006-09-06 | 2008-04-01
SET273-1 | Active | OH | 17000. DISTRIBUTION OH CONSTRUCTION MATERIALS | SURGE ARRESTOR LEAD TO NEUTRAL (1PH TRF) | SET273-1 | 2003-11-17 | 2003-11-17
SET273-10 | Active | OH | 17000. DISTRIBUTION OH CONSTRUCTION MATERIALS | ARRESTER TO BRACKET | SET273-10 | 2012-02-16 | 2021-05-20
SET273-2 | Active | OH | 17000. DISTRIBUTION OH CONSTRUCTION MATERIALS | SURGE ARRESTOR LEADS TO NEUTR (3PH TRF) | SET273-2 | 2003-11-17 | 2003-11-17
SET273-20 | Active | OH | 17000. DISTRIBUTION OH CONSTRUCTION MATERIALS | NEUTRAL / EARTH BUS TO XARM | SET273-20 | 2012-02-16 | 2018-03-29
SET273-3 | Active | OH | 17000. DISTRIBUTION OH CONSTRUCTION MATERIALS | ARRESTER TO GAIN BASE (REAR MTD) | SET273-3 | 2006-09-06 | 2008-04-01
SET273-4 | Active | OH | 17000. DISTRIBUTION OH CONSTRUCTION MATERIALS | ARRESTER TO GAIN BASE (FRONT MTD) | SET273-4 | 2006-09-06 | 2008-04-01
SET274-1 | Active | OH | 17000. DISTRIBUTION OH CONSTRUCTION MATERIALS | VT TO POLE (NOJA) | SET274-1 | 2008-02-06 | 2010-09-24
SET274-2 | Active | OH | 17000. DISTRIBUTION OH CONSTRUCTION MATERIALS | ANTENNA TO XARM (EXCL COMMS EQMT) | SET274-2 | 2009-06-19 | 2010-09-24
SET275-2 | Active | OH | 17000. DISTRIBUTION OH CONSTRUCTION MATERIALS | DUAL POLE MOUNTED BATTERY TO POLE | SET275-2 | 2024-08-21 | 2024-10-24
SET3-1 | Active | OH | 17000. DISTRIBUTION OH CONSTRUCTION MATERIALS | SERVICE RAISER TO POLE | SET3-1 | 1999-06-23 | 2015-11-23
SET3-2 | Active | OH | 17000. DISTRIBUTION OH CONSTRUCTION MATERIALS | LV FUSE-SWITCH TO X-ARM-630A | SET3-2 | 1997-01-17 | 2015-11-23
SET3-3 | Active | OH | 17000. DISTRIBUTION OH CONSTRUCTION MATERIALS | SUPPORT HOOK TO CONCRETE POLE | SET3-3 | 1994-06-27 | 2015-11-23
SET3-4 | Active | OH | 17000. DISTRIBUTION OH CONSTRUCTION MATERIALS | NEUTRAL CONNECTION BOX TO POLE | SET3-4 | 1997-10-16 | 1997-10-16
SET300-1 | Active | OH | 17000. DISTRIBUTION OH CONSTRUCTION MATERIALS | DC INTERMEDIATE STEEL X-ARM TO POLE | SET300-1 | 2003-02-28 | 2003-08-07
SET300-2 | Active | OH | 17000. DISTRIBUTION OH CONSTRUCTION MATERIALS | 8KN 3M STEEL X-ARM TO POLE | SET300-2 | 2003-02-28 | 2003-08-06
SET300-3 | Active | OH | 17000. DISTRIBUTION OH CONSTRUCTION MATERIALS | 11KV BRIDGING POST TO DC STEEL XARM | SET300-3 | 2003-08-06 | 2015-11-23
SET300-4 | Active | OH | 17000. DISTRIBUTION OH CONSTRUCTION MATERIALS | 3.5KN INTERMEDIATE EW RISER TO POLE | SET300-4 | 2007-01-18 | 2009-06-15
SET301 | Active | OH | 17000. DISTRIBUTION OH CONSTRUCTION MATERIALS | LV PIN & INSULATOR ASSY (3-9-1) | SET301 | 1988-09-24 | 2015-11-23
SET301-1 | Active | OH | 17000. DISTRIBUTION OH CONSTRUCTION MATERIALS | OHEW TERM/SHACKLE RAISER TO POLE | SET301-1 | 2009-06-15 | 2015-11-23
SET301-2 | Active | OH | 17000. DISTRIBUTION OH CONSTRUCTION MATERIALS | OHEW PIN OFFSET RAISER TO POLE | SET301-2 | 2009-06-15 | 2015-11-23
SET31 | Active | OH | 17000. DISTRIBUTION OH CONSTRUCTION MATERIALS | FAB GAINBLOCK-1 XARM ASSY CT/S,M,MC | SET31 | 1999-06-23 | 1999-06-23
SET32 | Active | OH | 17000. DISTRIBUTION OH CONSTRUCTION MATERIALS | FAB GAINBLOCK-1 XARM ASSY CS/S,M,MC | SET32 | 1993-11-01 | 1993-11-01
SET4-1C | Active | OH | 17000. DISTRIBUTION OH CONSTRUCTION MATERIALS | REEL INSULATOR TO CONCRETE POLE | SET4-1C | 2006-08-23 | 2012-01-23
SET4-2C | Active | OH | 17000. DISTRIBUTION OH CONSTRUCTION MATERIALS | BOW ADAPTER TO CONCRETE POLE | SET4-2C | 2006-08-23 | 2006-12-04
SET4-3C | Active | OH | 17000. DISTRIBUTION OH CONSTRUCTION MATERIALS | U BRACKET TO CONCRETE POLE | SET4-3C | 2006-10-17 | 2006-12-04
SET4-4 | Active | OH | 17000. DISTRIBUTION OH CONSTRUCTION MATERIALS | YOKE PLATE TO EYEBOLT | SET4-4 | 2006-12-04 | 2006-12-04
SET4-4C | Active | OH | 17000. DISTRIBUTION OH CONSTRUCTION MATERIALS | YOKE PLATE TO BOW ADAPTOR | SET4-4C | 2006-12-04 | 2006-12-04
SET41-1 | Active | OH | 17000. DISTRIBUTION OH CONSTRUCTION MATERIALS | STAY BRACKET TO POLE | SET41-1 | 2021-05-19 | 2021-05-19
SET500-1 | Active | OH | 17000. DISTRIBUTION OH CONSTRUCTION MATERIALS | ADSS HOOK BOLT TO WOOD POLE | SET500-1 | 2003-09-12 | 2015-11-23
SET500-2 | Active | OH | 17000. DISTRIBUTION OH CONSTRUCTION MATERIALS | O.F. SUSPENSION MED SPAN WP | SET500-2 | 2003-09-12 | 2015-11-23
SET500-3 | Active | OH | 17000. DISTRIBUTION OH CONSTRUCTION MATERIALS | O.F. DIELECTRIC SUPPORT TO WOOD POLE | SET500-3 | 2003-09-12 | 2015-11-23
SET500-312 | Active | OH | 17000. DISTRIBUTION OH CONSTRUCTION MATERIALS | ADSS SUPPORT TO WP 12.6 MM CABLE | SET500-312 | 2009-04-28 | 2015-11-23
SET500-313 | Active | OH | 17000. DISTRIBUTION OH CONSTRUCTION MATERIALS | ADSS SUPPORT TO WP 13.5 MM CABLE | SET500-313 | 2009-04-28 | 2015-11-23
SET500-412 | Active | OH | 17000. DISTRIBUTION OH CONSTRUCTION MATERIALS | ADSS SUPPORT TO CP 12.6 MM CABLE | SET500-412 | 2009-04-28 | 2015-11-23
SET500-413 | Active | OH | 17000. DISTRIBUTION OH CONSTRUCTION MATERIALS | ADSS SUPPORT TO CP 13.5 MM CABLE | SET500-413 | 2009-04-28 | 2015-11-23
SET501-1 | Active | OH | 17000. DISTRIBUTION OH CONSTRUCTION MATERIALS | ADSS DOWNLEAD CUSHION TI WOOD POLE | SET501-1 | 2003-09-12 | 2015-11-23
SET501-2 | Active | OH | 17000. DISTRIBUTION OH CONSTRUCTION MATERIALS | ADSS DOWNLEAD CUSHION TO CONCRETE POLE | SET501-2 | 2003-09-12 | 2015-11-23
SET501-3 | Active | OH | 17000. DISTRIBUTION OH CONSTRUCTION MATERIALS | ADSS SAFETY HOOK TO CONC POLE | SET501-3 | 2003-09-12 | 2015-11-23
SET502-1 | Active | OH | 17000. DISTRIBUTION OH CONSTRUCTION MATERIALS | DIELECTRIC DEADEND | SET502-1 | 2003-09-12 | 2015-11-23
SET502-112 | Active | OH | 17000. DISTRIBUTION OH CONSTRUCTION MATERIALS | ADSS TERMINATION FOR 12.6MM CABLE WP | SET502-112 | 2009-04-28 | 2015-11-23
SET502-113 | Active | OH | 17000. DISTRIBUTION OH CONSTRUCTION MATERIALS | ADSS TERMINATION FOR 13.5MM CABLE WP | SET502-113 | 2009-04-28 | 2015-11-23
SET502-2 | Active | OH | 17000. DISTRIBUTION OH CONSTRUCTION MATERIALS | ADSS UG TERM PIT & ACCESSORIES | SET502-2 | 2003-09-12 | 2017-11-13
SET502-3 | Active | OH | 17000. DISTRIBUTION OH CONSTRUCTION MATERIALS | O.F. SUSPENSION (MED SPAN-WOOD POLE) | SET502-3 | 2003-09-12 | 2015-11-23
SET51-1 | Active | OH | 17000. DISTRIBUTION OH CONSTRUCTION MATERIALS | LV SINGLE X-ARM (100X100)TO POLE | SET51-1 | 1999-06-23 | 2015-11-23
SET51-1C | Active | OH | 17000. DISTRIBUTION OH CONSTRUCTION MATERIALS | LV SINGLE X-ARM (100*100) TO CONC POLE | SET51-1C | 1999-06-23 | 2015-11-23
SET51-2 | Active | OH | 17000. DISTRIBUTION OH CONSTRUCTION MATERIALS | L.V.SINGLE X-ARM(100X150) TO POLE | SET51-2 | 1999-06-23 | 2015-11-23
SET51-2C | Active | OH | 17000. DISTRIBUTION OH CONSTRUCTION MATERIALS | LV SINGLE X-ARM (100X150) TO CONC POLE | SET51-2C | 1999-06-23 | 2015-11-23
SET51-3 | Active | OH | 17000. DISTRIBUTION OH CONSTRUCTION MATERIALS | L.V. TWIN X-ARM TO POLE | SET51-3 | 1999-06-23 | 2015-11-23
SET51-4 | Active | OH | 17000. DISTRIBUTION OH CONSTRUCTION MATERIALS | L.V. SINGLE X-ARM TO P.T. BRACKET/POLE | SET51-4 | 1999-06-23 | 2015-11-23
SET51-5 | Active | OH | 17000. DISTRIBUTION OH CONSTRUCTION MATERIALS | L.V. TWIN X-ARM TO P.T. BRACKET/POLE | SET51-5 | 1999-06-23 | 2015-11-23
SET52-1 | Active | OH | 17000. DISTRIBUTION OH CONSTRUCTION MATERIALS | L.V. X-ARM STABILIZER | SET52-1 | 1988-09-24 | 2015-11-23
SET52-2 | Active | OH | 17000. DISTRIBUTION OH CONSTRUCTION MATERIALS | L.V. TWIN X-ARM SPACER | SET52-2 | 1999-06-24 | 2015-11-23
SET52-3 | Active | OH | 17000. DISTRIBUTION OH CONSTRUCTION MATERIALS | L V X-ARM (100X100) ANTI-SPLIT | SET52-3 | 1988-09-24 | 2015-11-23
SET52-4 | Active | OH | 17000. DISTRIBUTION OH CONSTRUCTION MATERIALS | L.V. X-ARM (150X100) ANTI-SPLIT | SET52-4 | 1988-09-24 | 2015-11-23
SET53-1 | Active | OH | 17000. DISTRIBUTION OH CONSTRUCTION MATERIALS | LV BRACE TO X-ARM (100) & POLE | SET53-1 | 1994-06-27 | 2015-11-23
SET53-1C | Active | OH | 17000. DISTRIBUTION OH CONSTRUCTION MATERIALS | LV BRACE X-ARM & CONCRETE POLE (100) | SET53-1C | 1990-03-16 | 2015-11-23
SET53-2 | Active | OH | 17000. DISTRIBUTION OH CONSTRUCTION MATERIALS | LV BRACE TO X-ARM (150) & POLE | SET53-2 | 1994-06-27 | 2015-11-23
SET53-21 | Active | OH | 17000. DISTRIBUTION OH CONSTRUCTION MATERIALS | LV BRACE TO X-ARM (125) & POLE | SET53-21 | 2012-10-10 | 2015-11-23
SET53-2C | Active | OH | 17000. DISTRIBUTION OH CONSTRUCTION MATERIALS | LV BRACE TO X-ARM & CONCRETE POLE (150) | SET53-2C | 1990-03-16 | 2015-11-23
SET53-3 | Active | OH | 17000. DISTRIBUTION OH CONSTRUCTION MATERIALS | L.V. TWIN BRACE TO X-ARM (100) & POLE | SET53-3 | 1994-06-27 | 2015-11-23
SET53-4 | Active | OH | 17000. DISTRIBUTION OH CONSTRUCTION MATERIALS | L.V. TWIN BRACE TO X-ARM (150) & POLE | SET53-4 | 1994-06-27 | 2015-11-23
SET53-4C | Active | OH | 17000. DISTRIBUTION OH CONSTRUCTION MATERIALS | LV TWIN BRACE TO X-ARM & CONC POLE (150) | SET53-4C | 1990-03-16 | 2015-11-23
SET54-1 | Active | OH | 17000. DISTRIBUTION OH CONSTRUCTION MATERIALS | L V PIN TO X-ARM | SET54-1 | 1990-04-24 | 2015-11-23
SET54-2 | Active | OH | 17000. DISTRIBUTION OH CONSTRUCTION MATERIALS | LV REEL TO X-ARM | SET54-2 | 1988-09-24 | 2015-11-23
SET54-3 | Active | OH | 17000. DISTRIBUTION OH CONSTRUCTION MATERIALS | LV REEL TO POLE (COACHSCREW) | SET54-3 | 1993-12-17 | 2015-11-23
SET54-3C | Active | OH | 17000. DISTRIBUTION OH CONSTRUCTION MATERIALS | LV REEL TO CONCRETE POLE (BOLT ONLY) | SET54-3C | 1990-03-16 | 2015-11-23
SET54-4 | Active | OH | 17000. DISTRIBUTION OH CONSTRUCTION MATERIALS | LV REEL TO POLE (BOLT & NUT) | SET54-4 | 1999-06-23 | 2015-11-23
SET55-1 | Active | OH | 17000. DISTRIBUTION OH CONSTRUCTION MATERIALS | L.V. SUSPENSION ANGLE REEL TO X_ARM | SET55-1 | 1996-02-19 | 2015-11-23
SET55-2 | Active | OH | 17000. DISTRIBUTION OH CONSTRUCTION MATERIALS | LV. UPLIFT REEL TO X-ARM | SET55-2 | 1994-06-27 | 2015-11-23
SET55-3 | Active | OH | 17000. DISTRIBUTION OH CONSTRUCTION MATERIALS | L.V. ANGLE REEL TO POLE | SET55-3 | 1999-06-25 | 2015-11-23
SET55-3C | Active | OH | 17000. DISTRIBUTION OH CONSTRUCTION MATERIALS | LV ANGLE REEL TO CONCRETE POLE | SET55-3C | 1999-06-25 | 2015-11-23
SET55-4 | Active | OH | 17000. DISTRIBUTION OH CONSTRUCTION MATERIALS | NEUTRAL MARKER | SET55-4 | 1994-06-27 | 2022-12-16
SET56-1 | Active | OH | 17000. DISTRIBUTION OH CONSTRUCTION MATERIALS | L.V. TERMINATION REEL TO 100 X-ARM | SET56-1 | 1995-12-11 | 2015-11-23
SET56-11 | Active | OH | 17000. DISTRIBUTION OH CONSTRUCTION MATERIALS | L.V. TERMINATION REEL TO 125 X-ARM | SET56-11 | 2012-10-10 | 2015-11-23
SET56-2 | Active | OH | 17000. DISTRIBUTION OH CONSTRUCTION MATERIALS | L.V. SHACKLE REEL TO 100 X-ARM | SET56-2 | 1995-12-11 | 2015-11-23
SET56-21 | Active | OH | 17000. DISTRIBUTION OH CONSTRUCTION MATERIALS | L.V. SHACKLE REEL TO 125 X-ARM | SET56-21 | 2012-10-10 | 2015-11-23
SET56-3 | Active | OH | 17000. DISTRIBUTION OH CONSTRUCTION MATERIALS | L.V. SHACKLE REEL TO TWIN X-ARM | SET56-3 | 1988-09-24 | 2015-11-23
SET56-4 | Active | OH | 17000. DISTRIBUTION OH CONSTRUCTION MATERIALS | L.V. TERMINATION REEL TO TWIN X-ARM | SET56-4 | 1988-09-24 | 2015-11-23
SET57-1 | Active | OH | 17000. DISTRIBUTION OH CONSTRUCTION MATERIALS | L.V. ISOLATING SWITCH TO X-ARM-600A. | SET57-1 | 1997-01-17 | 2015-11-23
SET57-1/3 | Active | OH | 17000. DISTRIBUTION OH CONSTRUCTION MATERIALS | 3 PHASE SET57-1 | SET57-1/3 | 2000-12-05 | 2000-12-05
SET57-2 | Active | OH | 17000. DISTRIBUTION OH CONSTRUCTION MATERIALS | L.V. ISOLATING SWITCH TO X-ARM-800A. | SET57-2 | 1997-01-17 | 2015-11-23
SET57-2/3 | Active | OH | 17000. DISTRIBUTION OH CONSTRUCTION MATERIALS | 3PH SET 57-2 | SET57-2/3 | 2000-12-05 | 2000-12-05
SET57-3 | Active | OH | 17000. DISTRIBUTION OH CONSTRUCTION MATERIALS | INSULATOR SCREW TO X-ARM | SET57-3 | 1994-06-27 | 1994-06-27
SET58-1 | Active | OH | 17000. DISTRIBUTION OH CONSTRUCTION MATERIALS | LV SUSPENSION ROD TO XARM | SET58-1 | 2000-10-26 | 2015-11-23
SET58-2 | Active | OH | 17000. DISTRIBUTION OH CONSTRUCTION MATERIALS | LV FUSE-SWITCH TO X-ARM 800A | SET58-2 | 2008-12-17 | 2015-11-23
SET58-3 | Active | OH | 17000. DISTRIBUTION OH CONSTRUCTION MATERIALS | LV FUSE-SWITCH TO X-ARM 630A | SET58-3 | 2012-12-21 | 2015-11-23
SET58-4 | Active | OH | 17000. DISTRIBUTION OH CONSTRUCTION MATERIALS | LVABC SUSPENSION TO X-ARM SINGLE PHASE | SET58-4 | 2025-12-29 | 2025-12-29
SET58-5 | Active | OH | 17000. DISTRIBUTION OH CONSTRUCTION MATERIALS | LVABC SUSPENSION TO X-ARM THREE PHASE | SET58-5 | 2025-12-29 | 2025-12-29
SET601-1 | Active | OH | 17000. DISTRIBUTION OH CONSTRUCTION MATERIALS | FIRE MESH TO WOOD POLE | SET601-1 | 2023-04-13 | 2023-10-20
SET94-1 | Active | OH | 17000. DISTRIBUTION OH CONSTRUCTION MATERIALS | LV MONITORING COMMON ITEMS | SET94-1 | 2013-02-28 | 2024-10-01
SFA | Active | OH | 17000. DISTRIBUTION OH CONSTRUCTION MATERIALS | SERVICE FUSE ARM (WOOD POLE) | SFA | 1994-07-13 | 2015-11-23
SFA-LVLAC | Active | OH | 17000. DISTRIBUTION OH CONSTRUCTION MATERIALS | SERVICE FUSE ARM 2.7M,100X100 BL, | SFA-LVLAC | 2000-07-21 | 2015-11-23
SFA-LVLAW | Active | OH | 17000. DISTRIBUTION OH CONSTRUCTION MATERIALS | SERVICE FUSE ARM 2.7M,100X100 BL, | SFA-LVLAW | 2000-07-21 | 2015-11-23
SFAC | Active | OH | 17000. DISTRIBUTION OH CONSTRUCTION MATERIALS | SERVICE FUSE ARM (CONCRETE POLE) | SFAC | 1994-07-13 | 2015-11-23
SFOX | Active | OH | 17000. DISTRIBUTION OH CONSTRUCTION MATERIALS | FLYING FOX SERVICE | SFOX | 1999-06-23 | 2025-03-12
SFOX60S60POE | Active | OH | 17000. DISTRIBUTION OH CONSTRUCTION MATERIALS | FLY FOX 60M CAT 30/30M 2B25 W-W POE | SFOX60S60POE | 2012-01-06 | 2015-11-23
SFOXC | Active | OH | 17000. DISTRIBUTION OH CONSTRUCTION MATERIALS | FLYING FOX SERVICE - CONCRETE POLE | SFOXC | 1999-02-18 | 2016-11-22
SFOXWC | Active | OH | 17000. DISTRIBUTION OH CONSTRUCTION MATERIALS | FLYING FOX SERVICE - WOOD TO CONC POLE | SFOXWC | 2006-12-05 | 2016-11-22
SGECROD | Active | OH | 17000. DISTRIBUTION OH CONSTRUCTION MATERIALS | CABLE GUARD EARTH SEPERATE ANTI-THEFTROD | SGECROD | 2019-10-22 | 2019-10-22
SI2 | Active | OH | 17000. DISTRIBUTION OH CONSTRUCTION MATERIALS | STAY INSULATOR (GY2) & FITTINGS | SI2 | 1998-12-09 | 1998-12-09
SI20 | Active | OH | 17000. DISTRIBUTION OH CONSTRUCTION MATERIALS | GUY ANCHOR 200 MM SINGLE | SI20 | 1989-11-27 | 1989-11-27
SI25 | Active | OH | 17000. DISTRIBUTION OH CONSTRUCTION MATERIALS | GUY ANCHOR 250 MM SINGLE | SI25 | 1989-11-27 | 1989-11-27
SI3 | Active | OH | 17000. DISTRIBUTION OH CONSTRUCTION MATERIALS | STAY INSULATOR (GY3) | SI3 | 1989-09-06 | 1989-09-06
SI30 | Active | OH | 17000. DISTRIBUTION OH CONSTRUCTION MATERIALS | GUY ANCHOR 300 MM SINGLE | SI30 | 1989-11-27 | 1989-11-27
SI4 | Active | OH | 17000. DISTRIBUTION OH CONSTRUCTION MATERIALS | STAY INSULATOR (GY4) | SI4 | 1989-09-06 | 1989-09-06
SI70 | Active | OH | 17000. DISTRIBUTION OH CONSTRUCTION MATERIALS | 3 PH OPEN WIRE SERVICE - OPEN WIRE MAIN | SI70 | 1999-06-23 | 2015-11-23
SIA | Active | OH | 17000. DISTRIBUTION OH CONSTRUCTION MATERIALS | SERVICE INTERMEDIATE ANGLE | SIA | 2012-08-01 | 2015-11-19
SIS | Active | OH | 17000. DISTRIBUTION OH CONSTRUCTION MATERIALS | SERVICE INTERMEDIATE SHACKLE WP | SIS | 1996-02-01 | 2015-11-19
SIS45 | Active | OH | 17000. DISTRIBUTION OH CONSTRUCTION MATERIALS | SERVICE INTERMEDIATE SHACKLE WP 45 M | SIS45 | 2001-05-17 | 2015-11-19
SISC | Active | OH | 17000. DISTRIBUTION OH CONSTRUCTION MATERIALS | SERVICE INTERMEDIATE SHACKLE(CONC POLE) | SISC | 1996-02-01 | 2015-11-19
SISC45 | Active | OH | 17000. DISTRIBUTION OH CONSTRUCTION MATERIALS | SERVICE INTERMEDIATE SHACKLE CON POLE | SISC45 | 2001-10-24 | 2015-11-19
SISL | Active | OH | 17000. DISTRIBUTION OH CONSTRUCTION MATERIALS | SERVICE INTERMEDIATE STRAIGHT LINE | SISL | 2012-08-01 | 2015-11-19
SISLC | Active | OH | 17000. DISTRIBUTION OH CONSTRUCTION MATERIALS | SERVICE INTERMEDIATE STRAIGHT LINE | SISLC | 2012-08-01 | 2015-11-19
SIXC | Active | OH | 17000. DISTRIBUTION OH CONSTRUCTION MATERIALS | SERVICE INTERMEDIATE CROSSCHECK | SIXC | 1991-10-07 | 2015-11-19
SIXC45 | Active | OH | 17000. DISTRIBUTION OH CONSTRUCTION MATERIALS | SERVICE INTERMEDIATE XCHECK 45 M WP | SIXC45 | 2001-05-17 | 2015-11-19
SIXCC | Active | OH | 17000. DISTRIBUTION OH CONSTRUCTION MATERIALS | SERVICE INTERMEDIATE ANGLE (BOLT) | SIXCC | 1991-10-07 | 2015-11-19
SLA | Active | OH | 17000. DISTRIBUTION OH CONSTRUCTION MATERIALS | SERVICE CUSTOMER'S MAINS TO ENERGEX POLE | SLA | 2001-09-27 | 2015-11-19
SLE | Active | OH | 17000. DISTRIBUTION OH CONSTRUCTION MATERIALS | COND EXTRAS LEMON SHACKLE SLACK 1PH | SLE | 2012-08-01 | 2012-08-01
SLI | Active | OH | 17000. DISTRIBUTION OH CONSTRUCTION MATERIALS | COND EXTRAS LIBRA SHACKLE SLACK 1PH | SLI | 2012-07-09 | 2012-07-10
SMA | Active | OH | 17000. DISTRIBUTION OH CONSTRUCTION MATERIALS | COND EXTRAS MARS SHACKLE SLACK 1PH | SMA | 2012-07-09 | 2015-11-19
SMO | Active | OH | 17000. DISTRIBUTION OH CONSTRUCTION MATERIALS | COND EXTRAS MOON Shackle SLACK 1PH | SMO | 2012-07-09 | 2015-11-19
SP8/12 | Active | OH | 17000. DISTRIBUTION OH CONSTRUCTION MATERIALS | STAY POLE, WOOD 8 MTR, 12KN C/W FITTINGS | SP8/12 | 1994-06-08 | 1994-06-08
SP8/20 | Active | OH | 17000. DISTRIBUTION OH CONSTRUCTION MATERIALS | STAY POLE,WOOD 8MTR 20KN C/W FITTINGS | SP8/20 | 1995-10-05 | 2024-01-10
SP9.5/12 | Active | OH | 17000. DISTRIBUTION OH CONSTRUCTION MATERIALS | STAY POLE, WOOD 9.5MTR 12KN C/W FITTINGS | SP9.5/12 | 1994-06-08 | 2024-01-10
SPL | Active | OH | 17000. DISTRIBUTION OH CONSTRUCTION MATERIALS | COND EXTRAS PLUTO SHACKLE SLACK 1PH | SPL | 2012-07-09 | 2012-07-10
SPL_VAC_HIRE | Active | OH | 17000. DISTRIBUTION OH CONSTRUCTION MATERIALS | STANDPILE HIRE VAC EXCAV SPOIL / UNIT | SPL_VAC_HIRE | 2021-09-21 | 2025-07-03
SRA | Active | OH | 17000. DISTRIBUTION OH CONSTRUCTION MATERIALS | COND EXTRAS RAISIN SHACKLE 1PH | SRA | 2012-07-09 | 2012-07-10
SRBI | Active | OH | 17000. DISTRIBUTION OH CONSTRUCTION MATERIALS | SERVICE RAISER BRACKET ON LV INTERME ARM | SRBI | 2006-12-05 | 2015-11-19
SRBS | Active | OH | 17000. DISTRIBUTION OH CONSTRUCTION MATERIALS | SERVICE RAISER BRACKET ON LV SHACKLE ARM | SRBS | 2006-12-05 | 2015-11-19
SSA | Active | OH | 17000. DISTRIBUTION OH CONSTRUCTION MATERIALS | COND EXTRAS SATURN SHACKLE SLACK 1PH | SSA | 2012-08-01 | 2012-08-01
SSE108/RA | Active | OH | 17000. DISTRIBUTION OH CONSTRUCTION MATERIALS | S'WALK STAY,EBOLT,19/2.75/ROCK ANCHOR | SSE108/RA | 2015-09-25 | 2015-09-30
SSE108/SA | Active | OH | 17000. DISTRIBUTION OH CONSTRUCTION MATERIALS | S'WALK STAY,EBOLT,19/2.75/SCREW ANCHOR | SSE108/SA | 2015-09-25 | 2015-09-30
SSE108/SAD10 | Active | OH | 17000. DISTRIBUTION OH CONSTRUCTION MATERIALS | S,WALK STAY,E,BOLT,19/2.75,S/ANCHOR D10 | SSE108/SAD10 | 2015-09-25 | 2017-02-07
SSE108/SAD25 | Active | OH | 17000. DISTRIBUTION OH CONSTRUCTION MATERIALS | S'WALK STAY,EBOLT,19/2.75,S/ANCHOR D25 | SSE108/SAD25 | 2015-09-25 | 2017-02-07
SSE108/SAS20 | Active | OH | 17000. DISTRIBUTION OH CONSTRUCTION MATERIALS | S'WALK STAY,EBOLT,19/2.75,S/ANCHOR S20 | SSE108/SAS20 | 2015-09-25 | 2017-02-07
SSE108/SAS25 | Active | OH | 17000. DISTRIBUTION OH CONSTRUCTION MATERIALS | S'WALK STAY,EBOLT,19/2.75,S/ANCHOR S25 | SSE108/SAS25 | 2015-09-25 | 2017-02-07
SSE108/SAS30 | Active | OH | 17000. DISTRIBUTION OH CONSTRUCTION MATERIALS | S'WALK STAY,EBOLT,19/2.75,S/ANCHOR S30 | SSE108/SAS30 | 2015-09-25 | 2017-02-07
SSE39/GLA | Active | OH | 17000. DISTRIBUTION OH CONSTRUCTION MATERIALS | S'WALK STAY,E'BOLT,7/2.75/GRNDLOG ANCH. | SSE39/GLA | 2015-09-25 | 2017-02-02
SSE39/MCA | Active | OH | 17000. DISTRIBUTION OH CONSTRUCTION MATERIALS | S'WALK STAY,E'BOLT,7/2.75/CONC. ANCHOR | SSE39/MCA | 2015-09-25 | 2015-09-30
SSE39/RA | Active | OH | 17000. DISTRIBUTION OH CONSTRUCTION MATERIALS | S'WALK STAY,E'BOLT,7/2.75/ROCK ANCHOR | SSE39/RA | 2015-09-25 | 2015-09-30
SSE39/SA | Active | OH | 17000. DISTRIBUTION OH CONSTRUCTION MATERIALS | S'WALK STAY,E'BOLT,7/2.75/SCREW ANCHOR | SSE39/SA | 2015-09-25 | 2015-09-30
SSE39/SAD10 | Active | OH | 17000. DISTRIBUTION OH CONSTRUCTION MATERIALS | S'WALK STAY,E'BOLT,7/2.75 S/ANCHOR D10 | SSE39/SAD10 | 2015-09-25 | 2017-02-07
SSE39/SAD25 | Active | OH | 17000. DISTRIBUTION OH CONSTRUCTION MATERIALS | S'WALK STAY,E'BOLT,7/2.75 S/ANCHOR D25 | SSE39/SAD25 | 2015-09-25 | 2017-02-07
SSE39/SAS20 | Active | OH | 17000. DISTRIBUTION OH CONSTRUCTION MATERIALS | S'WALK STAY,E'BOLT,7/2.75 S/ANCHOR S20 | SSE39/SAS20 | 2015-09-25 | 2017-02-07
SSE39/SAS25 | Active | OH | 17000. DISTRIBUTION OH CONSTRUCTION MATERIALS | S'WALK STAY,E'BOLT,7/2.75 S/ANCHOR S25 | SSE39/SAS25 | 2015-09-25 | 2017-02-07
SSE39/SAS30 | Active | OH | 17000. DISTRIBUTION OH CONSTRUCTION MATERIALS | S'WALK STAY,E'BOLT,7/2.75 S/ANCHOR S30 | SSE39/SAS30 | 2015-09-25 | 2017-02-07
SSE55/MCA | Active | OH | 17000. DISTRIBUTION OH CONSTRUCTION MATERIALS | S'WALK STAY,EBOLT,19/2.00/CONC. ANCHOR | SSE55/MCA | 2015-09-25 | 2015-09-30
SSE55/SA | Active | OH | 17000. DISTRIBUTION OH CONSTRUCTION MATERIALS | S'WALK STAY,EBOLT,19/2.00/SCREW ANCHOR | SSE55/SA | 2015-09-25 | 2015-09-30
SSE55/SAD10 | Active | OH | 17000. DISTRIBUTION OH CONSTRUCTION MATERIALS | S'WALK STAY,EBOL,19/2.0,SCREW ANCHOR D10 | SSE55/SAD10 | 2015-09-25 | 2017-02-07
SSE55/SAD25 | Active | OH | 17000. DISTRIBUTION OH CONSTRUCTION MATERIALS | S'WALK STAY,EBOL,19/2.0,SCREW ANCHOR D25 | SSE55/SAD25 | 2015-09-25 | 2017-02-07
SSE55/SAS20 | Active | OH | 17000. DISTRIBUTION OH CONSTRUCTION MATERIALS | S'WALK STAY,EBOL,19/2.0,SCREW ANCHOR S20 | SSE55/SAS20 | 2015-09-25 | 2017-02-07
SSE55/SAS25 | Active | OH | 17000. DISTRIBUTION OH CONSTRUCTION MATERIALS | S'WALK STAY,EBOL,19/2.0,SCREW ANCHOR S25 | SSE55/SAS25 | 2015-09-25 | 2017-02-07
SSE55/SAS30 | Active | OH | 17000. DISTRIBUTION OH CONSTRUCTION MATERIALS | S'WALK STAY,EBOL,19/2.0,SCREW ANCHOR S30 | SSE55/SAS30 | 2015-09-25 | 2017-02-07
SSF108/MCA | Active | OH | 17000. DISTRIBUTION OH CONSTRUCTION MATERIALS | S'WALK STAY,FIN,19/2.75/CONC. ANCHOR | SSF108/MCA | 2022-01-12 | 2022-01-12
SSF108/SA | Active | OH | 17000. DISTRIBUTION OH CONSTRUCTION MATERIALS | S'WALK STAY,FIN,19/2.75/SCREW ANCHOR | SSF108/SA | 2022-01-12 | 2022-01-12
SSF108/SAD10 | Active | OH | 17000. DISTRIBUTION OH CONSTRUCTION MATERIALS | S'WALK STAY,FIN,19/2.75,S/ANCHOR D10 | SSF108/SAD10 | 2022-01-12 | 2022-01-12
SSF108/SAD25 | Active | OH | 17000. DISTRIBUTION OH CONSTRUCTION MATERIALS | S'WALK STAY,FIN,19/2.75,S/ANCHOR D25 | SSF108/SAD25 | 2022-01-12 | 2022-01-12
SSF108/SAS20 | Active | OH | 17000. DISTRIBUTION OH CONSTRUCTION MATERIALS | S'WALK STAY,FIN,19/2.75,S/ANCHOR S20 | SSF108/SAS20 | 2022-01-12 | 2022-01-12
SSF108/SAS25 | Active | OH | 17000. DISTRIBUTION OH CONSTRUCTION MATERIALS | S'WALK STAY,FIN,19/2.75,S/ANCHOR S25 | SSF108/SAS25 | 2022-01-12 | 2022-01-12
SSF108/SAS30 | Active | OH | 17000. DISTRIBUTION OH CONSTRUCTION MATERIALS | S'WALK STAY,FIN,19/2.75,S/ANCHOR S30 | SSF108/SAS30 | 2022-01-12 | 2022-01-12
SSF39/MCA | Active | OH | 17000. DISTRIBUTION OH CONSTRUCTION MATERIALS | S'WALK STAY,FIN,7/2.75/CONC. ANCHOR | SSF39/MCA | 2022-01-12 | 2022-01-12
SSF39/RA | Active | OH | 17000. DISTRIBUTION OH CONSTRUCTION MATERIALS | S'WALK STAY,FIN,7/2.75/ROCK ANCHOR | SSF39/RA | 2022-01-12 | 2022-01-12
SSF39/SA | Active | OH | 17000. DISTRIBUTION OH CONSTRUCTION MATERIALS | S'WALK STAY,FIN,7/2.75/SCREW ANCHOR | SSF39/SA | 2022-01-12 | 2022-01-12
SSF39/SAD10 | Active | OH | 17000. DISTRIBUTION OH CONSTRUCTION MATERIALS | S'WALK STAY,FIN,7/2.75,SCREW ANCHOR D10 | SSF39/SAD10 | 2022-01-12 | 2022-01-12
SSF39/SAD25 | Active | OH | 17000. DISTRIBUTION OH CONSTRUCTION MATERIALS | S'WALK STAY,FIN,7/2.75,SCREW ANCHOR D25 | SSF39/SAD25 | 2022-01-12 | 2022-01-12
SSF39/SAS20 | Active | OH | 17000. DISTRIBUTION OH CONSTRUCTION MATERIALS | S'WALK STAY,FIN,7/2.75,SCREW ANCHOR S20 | SSF39/SAS20 | 2022-01-12 | 2022-01-12
SSF39/SAS25 | Active | OH | 17000. DISTRIBUTION OH CONSTRUCTION MATERIALS | S'WALK STAY,FIN,7/2.75,SCREW ANCHOR S25 | SSF39/SAS25 | 2022-01-12 | 2022-01-12
SSF39/SAS30 | Active | OH | 17000. DISTRIBUTION OH CONSTRUCTION MATERIALS | S'WALK STAY,FIN,7/2.75,SCREW ANCHOR S30 | SSF39/SAS30 | 2022-01-12 | 2022-01-12
SSF55/MCA | Active | OH | 17000. DISTRIBUTION OH CONSTRUCTION MATERIALS | S'WALK STAY,FIN,19/2.00/CONC. ANCHOR | SSF55/MCA | 2022-01-12 | 2022-01-12
SSF55/RA | Active | OH | 17000. DISTRIBUTION OH CONSTRUCTION MATERIALS | S'WALK STAY,FIN,19/2.00/ROCK ANCHOR | SSF55/RA | 2022-01-12 | 2022-01-12
SSF55/SA | Active | OH | 17000. DISTRIBUTION OH CONSTRUCTION MATERIALS | S'WALK STAY,FIN,19/2.00/SCREW ANCHOR | SSF55/SA | 2022-01-12 | 2022-01-12
SSF55/SAD10 | Active | OH | 17000. DISTRIBUTION OH CONSTRUCTION MATERIALS | S'WALK STAY,FIN,19/2.0,SCREW ANCHOR D10 | SSF55/SAD10 | 2022-01-12 | 2022-01-12
SSF55/SAD25 | Active | OH | 17000. DISTRIBUTION OH CONSTRUCTION MATERIALS | S'WALK STAY,FIN,19/2.0,SCREW ANCHOR D25 | SSF55/SAD25 | 2022-01-12 | 2022-01-12
SSF55/SAS20 | Active | OH | 17000. DISTRIBUTION OH CONSTRUCTION MATERIALS | S'WALK STAY,FIN,19/2.0,SCREW ANCHOR S20 | SSF55/SAS20 | 2022-01-12 | 2022-01-12
SSF55/SAS25 | Active | OH | 17000. DISTRIBUTION OH CONSTRUCTION MATERIALS | S'WALK STAY,FIN,19/2.0,SCREW ANCHOR S25 | SSF55/SAS25 | 2022-01-12 | 2022-01-12
SSF55/SAS30 | Active | OH | 17000. DISTRIBUTION OH CONSTRUCTION MATERIALS | S'WALK STAY,FIN,19/2.0,SCREW ANCHOR S30 | SSF55/SAS30 | 2022-01-12 | 2022-01-12
SSS3M | Active | OH | 17000. DISTRIBUTION OH CONSTRUCTION MATERIALS | SUSPENSION STRAIGHT (SLACK) 3M CLAMP | SSS3M | 1989-09-08 | 1989-09-08
SST2M | Active | OH | 17000. DISTRIBUTION OH CONSTRUCTION MATERIALS | SUSPENSION STRAIGHT (TIGHT) 2M CLAMP | SST2M | 1989-09-08 | 1989-09-08
SST3M | Active | OH | 17000. DISTRIBUTION OH CONSTRUCTION MATERIALS | SUSPENSION STRAIGHT (TIGHT) 3M CLAMP | SST3M | 1989-09-08 | 1989-09-08
SSW108/GLA | Active | OH | 17000. DISTRIBUTION OH CONSTRUCTION MATERIALS | S'WALK STAY,WRAP,19/2.75/GRNDLOG ANCHOR | SSW108/GLA | 2015-09-25 | 2015-09-30
SSW108/MCA | Active | OH | 17000. DISTRIBUTION OH CONSTRUCTION MATERIALS | S'WALK STAY,WRAP,19/2.75/CONC. ANCHOR | SSW108/MCA | 2015-09-25 | 2015-09-30
SSW108/RA | Active | OH | 17000. DISTRIBUTION OH CONSTRUCTION MATERIALS | S'WALK STAY,WRAP,19/2.75/ROCK ANCHOR | SSW108/RA | 2015-09-25 | 2015-09-30
SSW108/SA | Active | OH | 17000. DISTRIBUTION OH CONSTRUCTION MATERIALS | S'WALK STAY,WRAP,19/2.75/SCREW ANCHOR | SSW108/SA | 2015-09-25 | 2015-09-30
SSW108/SAD10 | Active | OH | 17000. DISTRIBUTION OH CONSTRUCTION MATERIALS | S'WALK STAY,WRAP,19/2.75,S/ANCHOR D10 | SSW108/SAD10 | 2015-09-25 | 2017-02-07
SSW108/SAD25 | Active | OH | 17000. DISTRIBUTION OH CONSTRUCTION MATERIALS | S'WALK STAY,WRAP,19/2.75,S/ANCHOR D25 | SSW108/SAD25 | 2015-09-25 | 2017-02-07
SSW108/SAS20 | Active | OH | 17000. DISTRIBUTION OH CONSTRUCTION MATERIALS | S'WALK STAY,WRAP,19/2.75,S/ANCHOR S20 | SSW108/SAS20 | 2015-09-25 | 2017-02-07
SSW108/SAS25 | Active | OH | 17000. DISTRIBUTION OH CONSTRUCTION MATERIALS | S'WALK STAY,WRAP,19/2.75,S/ANCHOR S25 | SSW108/SAS25 | 2015-09-25 | 2017-02-07
SSW108/SAS30 | Active | OH | 17000. DISTRIBUTION OH CONSTRUCTION MATERIALS | S'WALK STAY,WRAP,19/2.75,S/ANCHOR S30 | SSW108/SAS30 | 2015-09-25 | 2017-02-07
SSW39/GLA | Active | OH | 17000. DISTRIBUTION OH CONSTRUCTION MATERIALS | S'WALK STAY,WRAP,7/2.75/GRNDLOG ANCHOR | SSW39/GLA | 2015-09-25 | 2015-09-30
SSW39/MCA | Active | OH | 17000. DISTRIBUTION OH CONSTRUCTION MATERIALS | S'WALK STAY,WRAP,7/2.75/CONC. ANCHOR | SSW39/MCA | 2015-09-25 | 2015-09-30
SSW39/RA | Active | OH | 17000. DISTRIBUTION OH CONSTRUCTION MATERIALS | S'WALK STAY,WRAP,7/2.75/ROCK ANCHOR | SSW39/RA | 2015-09-25 | 2015-09-30
SSW39/SA | Active | OH | 17000. DISTRIBUTION OH CONSTRUCTION MATERIALS | S'WALK STAY,WRAP,7/2.75/SCREW ANCHOR | SSW39/SA | 2015-09-25 | 2015-09-30
SSW39/SAD10 | Active | OH | 17000. DISTRIBUTION OH CONSTRUCTION MATERIALS | S'WALK STAY,WRAP,7/2.75,SCREW ANCHOR D10 | SSW39/SAD10 | 2015-09-25 | 2017-02-07
SSW39/SAD25 | Active | OH | 17000. DISTRIBUTION OH CONSTRUCTION MATERIALS | S'WALK STAY,WRAP,7/2.75,SCREW ANCHOR D25 | SSW39/SAD25 | 2015-09-25 | 2017-02-07
SSW39/SAS20 | Active | OH | 17000. DISTRIBUTION OH CONSTRUCTION MATERIALS | S'WALK STAY,WRAP,7/2.75,SCREW ANCHOR S20 | SSW39/SAS20 | 2015-09-25 | 2017-02-07
SSW39/SAS25 | Active | OH | 17000. DISTRIBUTION OH CONSTRUCTION MATERIALS | S'WALK STAY,WRAP,7/2.75,SCREW ANCHOR S25 | SSW39/SAS25 | 2015-09-25 | 2017-02-07
SSW39/SAS30 | Active | OH | 17000. DISTRIBUTION OH CONSTRUCTION MATERIALS | S'WALK STAY,WRAP,7/2.75,SCREW ANCHOR S30 | SSW39/SAS30 | 2015-09-25 | 2017-02-07
SSW55/GLA | Active | OH | 17000. DISTRIBUTION OH CONSTRUCTION MATERIALS | S'WALK STAY,WRAP,19/2.00/GRNDLOG ANCHOR | SSW55/GLA | 2015-09-25 | 2015-09-30
SSW55/MCA | Active | OH | 17000. DISTRIBUTION OH CONSTRUCTION MATERIALS | S'WALK STAY,WRAP,19/2.00/CONC. ANCHOR | SSW55/MCA | 2015-09-25 | 2015-09-30
SSW55/RA | Active | OH | 17000. DISTRIBUTION OH CONSTRUCTION MATERIALS | S'WALK STAY,WRAP,19/2.00/ROCK ANCHOR | SSW55/RA | 2015-09-25 | 2015-09-30
SSW55/SA | Active | OH | 17000. DISTRIBUTION OH CONSTRUCTION MATERIALS | S'WALK STAY,WRAP,19/2.00/SCREW ANCHOR | SSW55/SA | 2015-09-25 | 2015-09-30
SSW55/SAD10 | Active | OH | 17000. DISTRIBUTION OH CONSTRUCTION MATERIALS | S'WALK STAY,WRAP,19/2.0,SCREW ANCHOR D10 | SSW55/SAD10 | 2015-09-25 | 2017-02-07
SSW55/SAD25 | Active | OH | 17000. DISTRIBUTION OH CONSTRUCTION MATERIALS | S'WALK STAY,WRAP,19/2.0,SCREW ANCHOR D25 | SSW55/SAD25 | 2015-09-25 | 2017-02-07
SSW55/SAS20 | Active | OH | 17000. DISTRIBUTION OH CONSTRUCTION MATERIALS | S'WALK STAY,WRAP,19/2.0,SCREW ANCHOR S20 | SSW55/SAS20 | 2015-09-25 | 2017-02-07
SSW55/SAS25 | Active | OH | 17000. DISTRIBUTION OH CONSTRUCTION MATERIALS | S'WALK STAY,WRAP,19/2.0,SCREW ANCHOR S25 | SSW55/SAS25 | 2015-09-25 | 2017-02-07
SSW55/SAS30 | Active | OH | 17000. DISTRIBUTION OH CONSTRUCTION MATERIALS | S'WALK STAY,WRAP,19/2.0,SCREW ANCHOR S30 | SSW55/SAS30 | 2015-09-25 | 2017-02-07
STAYWIRE108 | Active | OH | 17000. DISTRIBUTION OH CONSTRUCTION MATERIALS | STEEL STAYWIRE 108KN LST (PER METRE) | STAYWIRE108 | 2015-09-30 | 2015-09-30
STAYWIRE25 | Active | OH | 17000. DISTRIBUTION OH CONSTRUCTION MATERIALS | STEEL STAYWIRE 25KN (PER METRE) | STAYWIRE25 | 1999-12-09 | 2003-04-30
STAYWIRE39 | Active | OH | 17000. DISTRIBUTION OH CONSTRUCTION MATERIALS | STEEL STAYWIRE 39KN LST (PER METRE) | STAYWIRE39 | 2015-09-30 | 2015-09-30
STAYWIRE55 | Active | OH | 17000. DISTRIBUTION OH CONSTRUCTION MATERIALS | STEEL STAYWIRE 55KN LST (PER METRE) | STAYWIRE55 | 2015-09-30 | 2015-09-30
STAYWIRE56 | Active | OH | 17000. DISTRIBUTION OH CONSTRUCTION MATERIALS | STEEL STAYWIRE 56KN (PER METRE) | STAYWIRE56 | 1999-12-09 | 1999-12-09
SW/223ISCWC | Active | OH | 17000. DISTRIBUTION OH CONSTRUCTION MATERIALS | 11/22kV Switch 3xS/Link to X-Arm 100 | SWCHDL/223ISCWC | 2021-11-09 | 2021-11-09
SW/333ISCWC | Active | OH | 17000. DISTRIBUTION OH CONSTRUCTION MATERIALS | 33kV Switch 3xS/Link to X-Arm 100 | SWCHDL/333ISCWC | 2021-11-09 | 2021-11-09
SW/LV3I6CCF | Active | OH | 17000. DISTRIBUTION OH CONSTRUCTION MATERIALS | LV Switch 3 x Isolator 630A CF X-Arm 100 | SWCHDL/LV3I6CCF | 2022-08-25 | 2022-08-29
SW/LV3I8CCF | Active | OH | 17000. DISTRIBUTION OH CONSTRUCTION MATERIALS | LV Switch 3 x Isolator 800A CF X-Arm 100 | SWCHDL/LV3I8CCF | 2022-08-25 | 2022-08-29
SW/LV3L1FB | Active | OH | 17000. DISTRIBUTION OH CONSTRUCTION MATERIALS | LV Switch 3 x Fuse Sw 100A Fuse Bracket | SWCHFL/LV3L1FB | 2023-01-23 | 2023-01-23
SW/LV3L6CCF | Active | OH | 17000. DISTRIBUTION OH CONSTRUCTION MATERIALS | LV Switch 3 x Fuse Sw 630A CF X-Arm 100 | SWCHFL/LV3L6CCF | 2022-08-25 | 2022-08-29
SW/LV3L8CCF | Active | OH | 17000. DISTRIBUTION OH CONSTRUCTION MATERIALS | LV Switch 3 x Fuse Sw 800A CF X-Arm 100 | SWCHDL/LV3L8CCF | 2022-08-25 | 2022-08-29
SW/PT23ISCF1 | Active | OH | 17000. DISTRIBUTION OH CONSTRUCTION MATERIALS | 11/22kV P/Top 3xS/Link C/F XArm 2574x100 | SWCHDL/PT223ISCCF1 | 2021-11-09 | 2022-12-07
SW/PT23ISCW3 | Active | OH | 17000. DISTRIBUTION OH CONSTRUCTION MATERIALS | 11/22kV P/Top 3xS/Link Wood Arm 2700x100 | SWCHDL/PT223ISCWU3 | 2021-11-09 | 2022-12-07
SW/PT23ISCW5 | Active | OH | 17000. DISTRIBUTION OH CONSTRUCTION MATERIALS | 11/22kV P/Top 3xS/Link Wood Arm 3000x100 | SWCHDL/PT223ISCWU5 | 2021-11-09 | 2022-12-07
SW/PT33ISCW5 | Active | OH | 17000. DISTRIBUTION OH CONSTRUCTION MATERIALS | 33kV P/Top 3xS/Link Wood Arm 3000x100 | SWCHDL/PT333ISCWU5 | 2021-11-09 | 2022-12-07
SW/PTL3I6CF9 | Active | OH | 17000. DISTRIBUTION OH CONSTRUCTION MATERIALS | LV P/Top 3 x Iso Sw 630A Wd Arm 1700x100 | SWCHDL/PTLV3I6CCF9 | 2022-08-25 | 2022-08-29
SW/PTL3I8CF9 | Active | OH | 17000. DISTRIBUTION OH CONSTRUCTION MATERIALS | LV P/Top 3 x Iso Sw 800A Wd Arm 1700x100 | SWCHDL/PTLV3I8CCF9 | 2022-08-25 | 2022-08-29
SW/PTL3L6CF9 | Active | OH | 17000. DISTRIBUTION OH CONSTRUCTION MATERIALS | LV P/T 3 x Fuse Lk 630A Wd Arm 1700x100 | SWCHFL/PTLV3L6CCF9 | 2022-08-25 | 2022-08-29
SW/PTL3L8CF9 | Active | OH | 17000. DISTRIBUTION OH CONSTRUCTION MATERIALS | LV P/T 3 x Fuse Lk 800A Wd Arm 1700x100 | SWCHFL/PTLV3L8CCF9 | 2022-08-25 | 2022-08-29
SW25 | Active | OH | 17000. DISTRIBUTION OH CONSTRUCTION MATERIALS | STAY WRAP FOR 25KN STAYWIRE (NO INS) | SW25 | 1998-12-31 | 1998-12-31
SW37 | Active | OH | 17000. DISTRIBUTION OH CONSTRUCTION MATERIALS | STAY WRAP FOR 37KN STAYWIRE (NO INS) | SW37 | 1998-12-31 | 1998-12-31
SW56 | Active | OH | 17000. DISTRIBUTION OH CONSTRUCTION MATERIALS | STAY WRAP FOR 56KN STAYWIRE (NO INS) | SW56 | 1998-12-31 | 1998-12-31
SWAF160 | Active | OH | 17000. DISTRIBUTION OH CONSTRUCTION MATERIALS | NEW;LVABC;WOOD;AL MAIN;160A | SWAF160 | 1993-12-21 | 2017-04-11
SWAF200 | Active | OH | 17000. DISTRIBUTION OH CONSTRUCTION MATERIALS | NEW;LVABC;WOOD;AL MAIN;200A | SWAF200 | 1993-12-17 | 2015-11-19
SWAS160 | Active | OH | 17000. DISTRIBUTION OH CONSTRUCTION MATERIALS | NEW;LVABC;WOOD;AL MAIN;160A | SWAS160 | 1993-12-21 | 2015-11-19
SWAS200 | Active | OH | 17000. DISTRIBUTION OH CONSTRUCTION MATERIALS | NEW;LVABC;WOOD;AL MAIN;200A | SWAS200 | 1993-12-22 | 2015-11-19
SWAX200 | Active | OH | 17000. DISTRIBUTION OH CONSTRUCTION MATERIALS | NEW;LVABC;WOOD;AL MAIN;200A | SWAX200 | 1993-12-06 | 2015-11-19
SWB | Active | OH | 17000. DISTRIBUTION OH CONSTRUCTION MATERIALS | SIDEWALK BRACKET | SWB | 1990-02-21 | 1990-02-21
SWBF160 | Active | OH | 17000. DISTRIBUTION OH CONSTRUCTION MATERIALS | NEW;LVABC;WOOD;ABC MAIN;160A | SWBF160 | 2015-06-24 | 2017-04-11
SWBF200 | Active | OH | 17000. DISTRIBUTION OH CONSTRUCTION MATERIALS | NEW;LVABC;WOOD;ABC MAIN;200A | SWBF200 | 2015-06-24 | 2015-11-19
SWBS160 | Active | OH | 17000. DISTRIBUTION OH CONSTRUCTION MATERIALS | NEW;LVABC;WOOD;ABC MAIN;160A | SWBS160 | 2015-06-24 | 2015-11-19
SWBS200 | Active | OH | 17000. DISTRIBUTION OH CONSTRUCTION MATERIALS | NEW;LVABC;WOOD;ABC MAIN;200A | SWBS200 | 2015-06-24 | 2017-06-20
SWBX200 | Active | OH | 17000. DISTRIBUTION OH CONSTRUCTION MATERIALS | NEW;LVABC;WOOD;ABC MAIN;200A | SWBX200 | 2015-06-24 | 2015-11-19
SWCF160 | Active | OH | 17000. DISTRIBUTION OH CONSTRUCTION MATERIALS | NEW;LVABC;WOOD;CU MAIN;160A | SWCF160 | 1993-12-21 | 2017-04-11
SWCF200 | Active | OH | 17000. DISTRIBUTION OH CONSTRUCTION MATERIALS | NEW;LVABC;WOOD;CU MAIN;200A | SWCF200 | 1993-12-21 | 2015-11-19
SWCHIS/LCISO | Active | OH | 17000. DISTRIBUTION OH CONSTRUCTION MATERIALS | LV Isolator Create FLOC/Equip Only | SWCHIS/LV/ISO | 2021-11-09 | 2022-12-07
SWCS160 | Active | OH | 17000. DISTRIBUTION OH CONSTRUCTION MATERIALS | NEW;LVABC;WOOD;CU MAIN;160A | SWCS160 | 1993-12-21 | 2015-11-19
SWCS200 | Active | OH | 17000. DISTRIBUTION OH CONSTRUCTION MATERIALS | NEW;LVABC;WOOD;CU MAIN;200A | SWCS200 | 1993-12-21 | 2015-11-19
SWCX200 | Active | OH | 17000. DISTRIBUTION OH CONSTRUCTION MATERIALS | NEW;LVABC;WOOD;CU MAIN;200A | SWCX200 | 1993-12-06 | 2015-11-19
SWSM/SW/SMT | Active | OH | 17000. DISTRIBUTION OH CONSTRUCTION MATERIALS | Smart Switch Create FLOC/Equip Only | SWSM/SWITCH/SMART | 2021-11-09 | 2021-12-02
T19083CU | Active | OH | 17000. DISTRIBUTION OH CONSTRUCTION MATERIALS | TERMINATION COND EXTRAS 19/.083CU 1PH | T19083CU | 2008-08-28 | 2008-08-28
T19083CU/3 | Active | OH | 17000. DISTRIBUTION OH CONSTRUCTION MATERIALS | TERMINATION COND EXTRAS 19/083CU 3 WIRES | T19083CU/3 | 2009-09-08 | 2009-09-08
T19101CU | Active | OH | 17000. DISTRIBUTION OH CONSTRUCTION MATERIALS | TERMINATION COND EXTRAS 19/.101CU 1PH | T19101CU | 2008-08-28 | 2008-08-28
T19101CU/3 | Active | OH | 17000. DISTRIBUTION OH CONSTRUCTION MATERIALS | TERMINATION COND EXTRAS 19/101CU 3 WIRES | T19101CU/3 | 2009-09-08 | 2009-09-08
T1WAN50 | Active | OH | 17000. DISTRIBUTION OH CONSTRUCTION MATERIALS | TFR;ABC2C;WOOD;AL COND;50A | T1WAN50 | 1994-08-19 | 2025-07-10
T1WAN80 | Active | OH | 17000. DISTRIBUTION OH CONSTRUCTION MATERIALS | TFR;ABC2C;WOOD;AL COND;80A | T1WAN80 | 1994-08-19 | 2025-07-10
T2B25CAN50 | Active | OH | 17000. DISTRIBUTION OH CONSTRUCTION MATERIALS | TFR;2B25;CONC;AL MAIN;50A | T2B25CAN50 | 1995-02-17 | 2025-07-10
T2B25CAN80 | Active | OH | 17000. DISTRIBUTION OH CONSTRUCTION MATERIALS | TFR;2B25;CONC;AL MAIN;80A | T2B25CAN80 | 1995-02-17 | 2025-07-10
T2B25CBN50 | Active | OH | 17000. DISTRIBUTION OH CONSTRUCTION MATERIALS | TFR;2B25;CONC;ABC MAIN;50A | T2B25CBN50 | 2016-07-25 | 2016-07-25
T2B25CBN80 | Active | OH | 17000. DISTRIBUTION OH CONSTRUCTION MATERIALS | TFR;2B25;CONC;ABC MAIN;80A | T2B25CBN80 | 2016-07-25 | 2016-07-25
T2B25CCN50 | Active | OH | 17000. DISTRIBUTION OH CONSTRUCTION MATERIALS | TFR;2B25;CONC;CU MAIN;50A | T2B25CCN50 | 2016-07-25 | 2025-07-10
T2B25CCN80 | Active | OH | 17000. DISTRIBUTION OH CONSTRUCTION MATERIALS | TFR;2B25;CONC;CU MAIN;80A | T2B25CCN80 | 2016-07-25 | 2025-07-10
T2B25WAN50 | Active | OH | 17000. DISTRIBUTION OH CONSTRUCTION MATERIALS | TFR;2B25;WOOD;AL MAIN;50A | T2B25WAN50 | 1995-02-17 | 2025-07-10
T2B25WAN80 | Active | OH | 17000. DISTRIBUTION OH CONSTRUCTION MATERIALS | TFR;2B25;WOOD;AL MAIN;80A | T2B25WAN80 | 1995-02-17 | 2025-07-10
T2B25WBN50 | Active | OH | 17000. DISTRIBUTION OH CONSTRUCTION MATERIALS | TFR;2B25;WOOD;ABC MAIN;50A | T2B25WBN50 | 1995-02-17 | 2015-11-19
T2B25WBN80 | Active | OH | 17000. DISTRIBUTION OH CONSTRUCTION MATERIALS | TFR;2B25;WOOD;ABC MAIN;80A | T2B25WBN80 | 1995-02-17 | 2015-11-19
T2B25WCN50 | Active | OH | 17000. DISTRIBUTION OH CONSTRUCTION MATERIALS | TFR;2B25;WOOD;CU MAIN;50A | T2B25WCN50 | 1996-05-14 | 2025-07-10
T2B25WCN80 | Active | OH | 17000. DISTRIBUTION OH CONSTRUCTION MATERIALS | TFR;2B25;WOOD;CU MAIN;80A | T2B25WCN80 | 1996-05-14 | 2025-07-10
T3B25CAN50 | Active | OH | 17000. DISTRIBUTION OH CONSTRUCTION MATERIALS | TFR;3B25;CONC;AL MAIN;50A | T3B25CAN50 | 2016-07-25 | 2025-07-10
T3B25CAN80 | Active | OH | 17000. DISTRIBUTION OH CONSTRUCTION MATERIALS | TFR;3B25;CONC;AL MAIN;80A | T3B25CAN80 | 2016-07-25 | 2025-07-10
T3B25CBN50 | Active | OH | 17000. DISTRIBUTION OH CONSTRUCTION MATERIALS | TFR;3B25;CONC;ABC MAIN;50A | T3B25CBN50 | 2016-07-25 | 2016-07-25
T3B25CBN80 | Active | OH | 17000. DISTRIBUTION OH CONSTRUCTION MATERIALS | TFR;3B25;WOOD;ABC MAIN;80A | T3B25CBN80 | 2016-07-25 | 2016-07-25
T3B25CCN50 | Active | OH | 17000. DISTRIBUTION OH CONSTRUCTION MATERIALS | TFR;3B25;CONC;CU MAIN;50A | T3B25CCN50 | 2016-07-25 | 2025-07-10
T3B25CCN80 | Active | OH | 17000. DISTRIBUTION OH CONSTRUCTION MATERIALS | TFR;3B25;CONC;CU MAIN;80A | T3B25CCN80 | 2016-07-25 | 2025-07-10
T3B25WAN50 | Active | OH | 17000. DISTRIBUTION OH CONSTRUCTION MATERIALS | TFR;3B25;WOOD;AL MAIN;50A | T3B25WAN50 | 1995-02-17 | 2025-07-10
T3B25WAN80 | Active | OH | 17000. DISTRIBUTION OH CONSTRUCTION MATERIALS | TFR;3B25;WOOD;AL MAIN;80A | T3B25WAN80 | 1995-02-17 | 2025-07-10
T3B25WBN50 | Active | OH | 17000. DISTRIBUTION OH CONSTRUCTION MATERIALS | TFR;3B25;WOOD;ABC MAIN;50A | T3B25WBN50 | 1995-02-17 | 2015-11-19
T3B25WBN80 | Active | OH | 17000. DISTRIBUTION OH CONSTRUCTION MATERIALS | TFR;3B25;WOOD;ABC MAIN;80A | T3B25WBN80 | 1995-02-17 | 2015-11-19
T3B25WCN50 | Active | OH | 17000. DISTRIBUTION OH CONSTRUCTION MATERIALS | TFR;3B25;WOOD;CU MAIN;50A | T3B25WCN50 | 1996-05-14 | 2025-07-10
T3B25WCN80 | Active | OH | 17000. DISTRIBUTION OH CONSTRUCTION MATERIALS | TFR;3B25;WOOD;CU MAIN;80A | T3B25WCN80 | 1996-05-14 | 2025-07-10
T4B25CAN100 | Active | OH | 17000. DISTRIBUTION OH CONSTRUCTION MATERIALS | TFR;4B25;CONC;AL MAIN;100A | T4B25CAN100 | 2016-07-25 | 2025-07-10
T4B25CAN50 | Active | OH | 17000. DISTRIBUTION OH CONSTRUCTION MATERIALS | TFR;4B25;CONC;AL MAIN;50A | T4B25CAN50 | 2016-07-25 | 2025-07-10
T4B25CAN80 | Active | OH | 17000. DISTRIBUTION OH CONSTRUCTION MATERIALS | TFR;4B25;CONC;AL MAIN;80A | T4B25CAN80 | 1995-10-23 | 2025-07-10
T4B25CBN100 | Active | OH | 17000. DISTRIBUTION OH CONSTRUCTION MATERIALS | TFR;4B25;CONC;ABC MAIN;100A | T4B25CBN100 | 2016-07-25 | 2016-07-25
T4B25CBN50 | Active | OH | 17000. DISTRIBUTION OH CONSTRUCTION MATERIALS | TFR;4B25;CONC;ABC MAIN;50A | T4B25CBN50 | 2016-07-25 | 2016-07-25
T4B25CBN80 | Active | OH | 17000. DISTRIBUTION OH CONSTRUCTION MATERIALS | TFR;4B25;CONC;ABC MAIN;80A | T4B25CBN80 | 2016-07-25 | 2016-07-25
T4B25CCN100 | Active | OH | 17000. DISTRIBUTION OH CONSTRUCTION MATERIALS | TFR;4B25;CONC;CU MAIN;100A | T4B25CCN100 | 2016-07-25 | 2025-07-10
T4B25CCN50 | Active | OH | 17000. DISTRIBUTION OH CONSTRUCTION MATERIALS | TFR;4B25;CONC;CU MAIN;50A | T4B25CCN50 | 2016-07-25 | 2025-07-10
T4B25CCN80 | Active | OH | 17000. DISTRIBUTION OH CONSTRUCTION MATERIALS | TFR;4B25;CONC;CU MAIN;80A | T4B25CCN80 | 2016-07-25 | 2025-07-10
T4B25WAN100 | Active | OH | 17000. DISTRIBUTION OH CONSTRUCTION MATERIALS | TFR;4B25;WOOD;AL MAIN;100A | T4B25WAN100 | 1995-10-23 | 2025-07-10
T4B25WAN50 | Active | OH | 17000. DISTRIBUTION OH CONSTRUCTION MATERIALS | TFR;4B25;WOOD;AL MAIN;50A | T4B25WAN50 | 1995-10-20 | 2025-07-10
T4B25WAN80 | Active | OH | 17000. DISTRIBUTION OH CONSTRUCTION MATERIALS | TFR;4B25;WOOD;AL MAIN;80A | T4B25WAN80 | 1995-10-23 | 2025-07-10
T4B25WBN100 | Active | OH | 17000. DISTRIBUTION OH CONSTRUCTION MATERIALS | TFR;4B25;WOOD;ABC MAIN;100A | T4B25WBN100 | 1995-10-23 | 2015-11-19
T4B25WBN50 | Active | OH | 17000. DISTRIBUTION OH CONSTRUCTION MATERIALS | TFR;4B25;WOOD;ABC MAIN;50A | T4B25WBN50 | 1995-10-23 | 2015-11-19
T4B25WBN80 | Active | OH | 17000. DISTRIBUTION OH CONSTRUCTION MATERIALS | TFR;4B25;WOOD;ABC MAIN;80A | T4B25WBN80 | 1995-10-23 | 2015-11-19
T4B25WCN100 | Active | OH | 17000. DISTRIBUTION OH CONSTRUCTION MATERIALS | TFR;4B25;WOOD;CU MAIN;100A | T4B25WCN100 | 1996-05-14 | 2025-07-10
T4B25WCN50 | Active | OH | 17000. DISTRIBUTION OH CONSTRUCTION MATERIALS | TFR;4B25;WOOD;CU MAIN;50A | T4B25WCN50 | 1996-05-14 | 2025-07-10
T4B25WCN80 | Active | OH | 17000. DISTRIBUTION OH CONSTRUCTION MATERIALS | TFR;4B25;WOOD;CU MAIN;80A | T4B25WCN80 | 1996-05-14 | 2025-07-10
T4B35CAN100 | Active | OH | 17000. DISTRIBUTION OH CONSTRUCTION MATERIALS | TFR;4B35;CONC;AL MAIN;100A | T4B35CAN100 | 2009-11-26 | 2025-07-10
T4B35CAN80 | Active | OH | 17000. DISTRIBUTION OH CONSTRUCTION MATERIALS | TFR;4B35;CONC;AL MAIN;80A | T4B35CAN80 | 1995-02-17 | 2025-07-10
T4B35CBN100 | Active | OH | 17000. DISTRIBUTION OH CONSTRUCTION MATERIALS | TFR;4B35;CONC;ABC MAIN;100A | T4B35CBN100 | 2009-11-26 | 2015-11-19
T4B35CBN80 | Active | OH | 17000. DISTRIBUTION OH CONSTRUCTION MATERIALS | TFR;4B35;CONC;ABC MAIN;80A | T4B35CBN80 | 2016-07-25 | 2016-07-25
T4B35CCN100 | Active | OH | 17000. DISTRIBUTION OH CONSTRUCTION MATERIALS | TFR;4B35;CONC;CU MAIN;100A | T4B35CCN100 | 2009-11-26 | 2025-07-10
T4B35CCN50 | Active | OH | 17000. DISTRIBUTION OH CONSTRUCTION MATERIALS | TFR;4B35;CONC;CU MAIN;50A | T4B35CCN50 | 2016-07-25 | 2025-07-10
T4B35CCN80 | Active | OH | 17000. DISTRIBUTION OH CONSTRUCTION MATERIALS | TFR;4B35;CONC;CU MAIN;80A | T4B35CCN80 | 2016-07-25 | 2025-07-10
T4B35WAN100 | Active | OH | 17000. DISTRIBUTION OH CONSTRUCTION MATERIALS | TFR;4B35;WOOD;AL MAIN;100A | T4B35WAN100 | 1995-02-17 | 2025-07-10
T4B35WAN80 | Active | OH | 17000. DISTRIBUTION OH CONSTRUCTION MATERIALS | TFR;4B35;WOOD;AL MAIN;80A | T4B35WAN80 | 1995-02-17 | 2025-07-10
T4B35WBN100 | Active | OH | 17000. DISTRIBUTION OH CONSTRUCTION MATERIALS | TFR;4B35;WOOD;ABC MAIN;100A | T4B35WBN100 | 1995-02-17 | 2015-11-19
T4B35WBN80 | Active | OH | 17000. DISTRIBUTION OH CONSTRUCTION MATERIALS | TFR;4B35;WOOD;ABC MAIN;80A | T4B35WBN80 | 1995-02-17 | 2015-11-19
T4B35WCN100 | Active | OH | 17000. DISTRIBUTION OH CONSTRUCTION MATERIALS | TFR;4B35;WOOD;CU MAIN;100A | T4B35WCN100 | 1996-05-14 | 2025-07-10
T4B35WCN50 | Active | OH | 17000. DISTRIBUTION OH CONSTRUCTION MATERIALS | TFR;4B35;WOOD;CU MAIN;50A | T4B35WCN50 | 1996-05-14 | 2025-07-10
T4B35WCN80 | Active | OH | 17000. DISTRIBUTION OH CONSTRUCTION MATERIALS | TFR;4B35;WOOD;CU MAIN;80A | T4B35WCN80 | 1996-05-14 | 2025-07-10
T7080CU | Active | OH | 17000. DISTRIBUTION OH CONSTRUCTION MATERIALS | TERMINATION COND EXTRAS 7/.080CU 1PH | T7080CU | 2008-08-28 | 2008-08-28
T7080CU/3 | Active | OH | 17000. DISTRIBUTION OH CONSTRUCTION MATERIALS | TERMINATION COND EXTRAS 7/080CU 3 WIRES | T7080CU/3 | 2009-09-08 | 2009-09-08
T7104CU | Active | OH | 17000. DISTRIBUTION OH CONSTRUCTION MATERIALS | TERMINATION COND EXTRAS 7/.104CU 1PH | T7104CU | 2008-08-28 | 2008-08-28
T7104CU/3 | Active | OH | 17000. DISTRIBUTION OH CONSTRUCTION MATERIALS | TERMINATION COND EXTRAS 7/104CU 3 WIRES | T7104CU/3 | 2009-09-08 | 2009-09-08
TAP | Active | OH | 17000. DISTRIBUTION OH CONSTRUCTION MATERIALS | TERMINATION COND EXTRAS APPLE 1PH | TAP | 2008-08-28 | 2008-08-28
TAP/3 | Active | OH | 17000. DISTRIBUTION OH CONSTRUCTION MATERIALS | TERMINATION COND EXTRAS APPLE 3 WIRES | TAP/3 | 2009-09-08 | 2012-02-29
TAURUS | Active | OH | 17000. DISTRIBUTION OH CONSTRUCTION MATERIALS | TAURUS 19/4.75 AAC / METRE | TAURUS | 2019-12-20 | 2019-12-20
TBA | Active | OH | 17000. DISTRIBUTION OH CONSTRUCTION MATERIALS | TERMINATION COND EXTRAS BANANA 1PH | TBA | 2008-08-28 | 2008-08-28
TBA/3 | Active | OH | 17000. DISTRIBUTION OH CONSTRUCTION MATERIALS | TERMINATION COND EXTRAS BANANA 3 WIRES | TBA/3 | 2009-09-08 | 2009-09-08
TCA50 | Active | OH | 17000. DISTRIBUTION OH CONSTRUCTION MATERIALS | TERMINAL CONNECTOR(SINGLE)BRIDGE-19/1.78 | TCA50 | 1989-06-27 | 1989-06-27
TCA95 | Active | OH | 17000. DISTRIBUTION OH CONSTRUCTION MATERIALS | TERMINAL CONNECTOR(SINGLE)BRIDGE-37/1.78 | TCA95 | 1989-06-27 | 1989-06-27
TCAD50 | Active | OH | 17000. DISTRIBUTION OH CONSTRUCTION MATERIALS | TERMINAL CONNECTOR(DOUBLE)BRIDGE 19/1.78 | TCAD50 | 1989-06-28 | 1989-06-28
TCAD95 | Active | OH | 17000. DISTRIBUTION OH CONSTRUCTION MATERIALS | TERMINAL CONNECTOR(DOUBLE)BRIDGE 37/1.78 | TCAD95 | 1989-06-27 | 1989-06-27
TCCT | Active | OH | 17000. DISTRIBUTION OH CONSTRUCTION MATERIALS | TERMINATION COND EXTRAS CCT 1PH | TCCT | 2008-08-28 | 2023-12-22
TCCT/3 | Active | OH | 17000. DISTRIBUTION OH CONSTRUCTION MATERIALS | TERMINATION COND EXTRAS CCT 3 WIRES | TCCT/3 | 2009-09-08 | 2023-12-22
TCH | Active | OH | 17000. DISTRIBUTION OH CONSTRUCTION MATERIALS | TERMINATION COND EXTRAS CHERRY 1PH | TCH | 2008-08-28 | 2008-08-28
TCH/3 | Active | OH | 17000. DISTRIBUTION OH CONSTRUCTION MATERIALS | TERMINATION COND EXTRAS CHERRY 3 WIRES | TCH/3 | 2009-09-08 | 2009-09-08
TENNIS | Active | OH | 17000. DISTRIBUTION OH CONSTRUCTION MATERIALS | TENNIS 4/3/3.75 ACSR/AC PER MTR | TENNIS | 2010-02-12 | 2010-02-12
TIP_VAC_FEES | Active | OH | 17000. DISTRIBUTION OH CONSTRUCTION MATERIALS | TIPPING VACUUM EXCAVATION FEES / UNIT | TIP_VAC_FEES | 2021-09-21 | 2025-07-03
TLE | Active | OH | 17000. DISTRIBUTION OH CONSTRUCTION MATERIALS | TERMINATION COND EXTRAS LEMON TERM 1PH | TLE | 2012-08-01 | 2012-08-01
TLE/3 | Active | OH | 17000. DISTRIBUTION OH CONSTRUCTION MATERIALS | TERMINATION COND EXTRAS LEMON 3 WIRES | TLE/3 | 2012-08-01 | 2012-08-01
TLI | Active | OH | 17000. DISTRIBUTION OH CONSTRUCTION MATERIALS | TERMINATION COND EXTRAS LIBRA 1PH | TLI | 2008-08-28 | 2008-08-28
TLI/3 | Active | OH | 17000. DISTRIBUTION OH CONSTRUCTION MATERIALS | TERMINATION COND EXTRAS LIBRA 3 WIRES | TLI/3 | 2009-09-08 | 2009-09-08
TMA | Active | OH | 17000. DISTRIBUTION OH CONSTRUCTION MATERIALS | TERMINATION COND EXTRAS MARS 1PH | TMA | 2008-08-28 | 2008-08-28
TMA/3 | Active | OH | 17000. DISTRIBUTION OH CONSTRUCTION MATERIALS | TERMINATION COND EXTRAS MARS 3 WIRES | TMA/3 | 2009-09-08 | 2009-09-08
TMO | Active | OH | 17000. DISTRIBUTION OH CONSTRUCTION MATERIALS | TERMINATION COND EXTRAS MOON TERM 1PH | TMO | 2008-08-28 | 2008-08-28
TMO/3 | Active | OH | 17000. DISTRIBUTION OH CONSTRUCTION MATERIALS | TERMINATION COND EXTRAS MOON 3 WIRES | TMO/3 | 2009-09-08 | 2009-09-08
TPL | Active | OH | 17000. DISTRIBUTION OH CONSTRUCTION MATERIALS | TERMINATION COND EXTRAS PLUTO TERM 1PH | TPL | 2008-08-28 | 2008-08-28
TPL/3 | Active | OH | 17000. DISTRIBUTION OH CONSTRUCTION MATERIALS | TERMINATION COND EXTRAS PLUTO 3 WIRES | TPL/3 | 2009-09-08 | 2009-09-08
TR50 | Active | OH | 17000. DISTRIBUTION OH CONSTRUCTION MATERIALS | TRANSPOSITION BRIDGE-19/1.78 CU | TR50 | 1989-06-28 | 1989-06-28
TR50/4 | Active | OH | 17000. DISTRIBUTION OH CONSTRUCTION MATERIALS | 4PH TR50 - TRANSPOSITION BRIDGE-19/1.78 | TR50/4 | 2000-12-05 | 2011-05-18
TR95 | Active | OH | 17000. DISTRIBUTION OH CONSTRUCTION MATERIALS | TRANSPOSITION BRIDGE-37/1.78 CU | TR95 | 1989-06-28 | 2001-05-22
TR95/4 | Active | OH | 17000. DISTRIBUTION OH CONSTRUCTION MATERIALS | 4PH TR95 - TRANSPOSITION BRIDGE-37/1.78 | TR95/4 | 2000-12-05 | 2007-06-22
TRA | Active | OH | 17000. DISTRIBUTION OH CONSTRUCTION MATERIALS | TERMINATION COND EXTRAS RAISIN 1PH | TRA | 2008-08-28 | 2008-08-28
TRA/3 | Active | OH | 17000. DISTRIBUTION OH CONSTRUCTION MATERIALS | TERMINATION COND EXTRAS RAISIN 3 WIRES | TRA/3 | 2009-09-08 | 2009-09-08
TRF25KVA3PH | Active | OH | 17000. DISTRIBUTION OH CONSTRUCTION MATERIALS | PT HV EQUIPMENT + 25KVA 3PH TRF | TRF25KVA3PH | 1999-12-09 | 1999-12-09
TRITON | Active | OH | 17000. DISTRIBUTION OH CONSTRUCTION MATERIALS | TRITON 37/3.75 AAC / METRE | TRITON | 2012-08-22 | 2019-12-20
TSA | Active | OH | 17000. DISTRIBUTION OH CONSTRUCTION MATERIALS | TERMINATION COND EXTRAS SATURN TERM 1PH | TSA | 2012-08-01 | 2012-08-01
TSA/3 | Active | OH | 17000. DISTRIBUTION OH CONSTRUCTION MATERIALS | TERMINATION COND EXTRAS SATURN 3 WIRES | TSA/3 | 2012-08-01 | 2012-08-01
TXPM/TFMRPMZ | Active | OH | 17000. DISTRIBUTION OH CONSTRUCTION MATERIALS | Padmount Trans Create FLOC/Equip Only | TXPM/TFMR/PM/Z | 2021-11-09 | 2021-11-09
VENUS | Active | OH | 17000. DISTRIBUTION OH CONSTRUCTION MATERIALS | VENUS 61/3.75 AAC / METRE | VENUS | 2013-02-05 | 2019-12-20
VTTXZ/TX/VT | Active | OH | 17000. DISTRIBUTION OH CONSTRUCTION MATERIALS | Transformer Voltage Create FL/Equip Only | VTTXZ/TRFMR/VOLT | 2021-11-09 | 2021-11-09
WGS25/L | Active | OH | 17000. DISTRIBUTION OH CONSTRUCTION MATERIALS | GROUND STAY-REFER OHMM PAGE 8.42 | WGS25/L | 1993-08-13 | 1993-08-13
WGS25/SA | Active | OH | 17000. DISTRIBUTION OH CONSTRUCTION MATERIALS | GROUND STAY-REFER OHMM PAGE 8.42 | WGS25/SA | 1993-08-13 | 1993-08-13
WGS37/L | Active | OH | 17000. DISTRIBUTION OH CONSTRUCTION MATERIALS | GROUND STAY-REFER OHMM PAGE 842 | WGS37/L | 1993-08-13 | 1993-08-13
WGS37/SA | Active | OH | 17000. DISTRIBUTION OH CONSTRUCTION MATERIALS | GROUND STAY-REFER OHMM PAGE 8.42 | WGS37/SA | 1993-08-13 | 1993-08-13
WGS56/L | Active | OH | 17000. DISTRIBUTION OH CONSTRUCTION MATERIALS | GROUND STAY-REFER OHMM PAGE 8.42 | WGS56/L | 1993-08-13 | 1993-08-13
WGS56/SA | Active | OH | 17000. DISTRIBUTION OH CONSTRUCTION MATERIALS | GROUND STAY-REFER OHMM PAGE 8.42 | WGS56/SA | 1993-08-13 | 1993-08-13
WLPESAG1 | Active | OH | 17000. DISTRIBUTION OH CONSTRUCTION MATERIALS | Wild Life Proofing Electrostatic Animal | WLPESAG1 | 2017-12-20 | 2017-12-20
WLPESAG2 | Active | OH | 17000. DISTRIBUTION OH CONSTRUCTION MATERIALS | Wild Life Proofing Electrostatic Animal | WLPESAG2 | 2017-12-20 | 2017-12-20
WLPESAG3 | Active | OH | 17000. DISTRIBUTION OH CONSTRUCTION MATERIALS | Wild Life Proofing Electrostatic Animal | WLPESAG3 | 2017-12-20 | 2017-12-20
WLPPG | Active | OH | 17000. DISTRIBUTION OH CONSTRUCTION MATERIALS | Wild Life Proofing Pole Guard | WLPPG | 2012-03-16 | 2017-12-20
WP001 | Active | OH | 17000. DISTRIBUTION OH CONSTRUCTION MATERIALS | WILDLIFE PROOFING ANIMAL GUARD /200 QTY | WP001 | 2008-03-11 | 2008-03-11
WP002 | Active | OH | 17000. DISTRIBUTION OH CONSTRUCTION MATERIALS | WILDLIFE PROOFING LINE GUARD (SET OF 3) | WP002 | 2008-03-11 | 2008-03-11
WP003 | Active | OH | 17000. DISTRIBUTION OH CONSTRUCTION MATERIALS | WILDLIFE PROOFING POLE GUARD (QTY OF 1) | WP003 | 2008-03-11 | 2008-03-11
WP004 | Active | OH | 17000. DISTRIBUTION OH CONSTRUCTION MATERIALS | INSULATION SLEEVE-10MM SPLIT TUBE (10M) | WP004 | 2008-03-12 | 2008-03-12
WP005 | Active | OH | 17000. DISTRIBUTION OH CONSTRUCTION MATERIALS | INSULATION SLEEVE-20MM SPLIT TUBE (10M) | WP005 | 2008-03-12 | 2008-03-12
WPS25/PH | Active | OH | 17000. DISTRIBUTION OH CONSTRUCTION MATERIALS | GROUND STAY-REFER OHMM PAGE 8.42 | WPS25/PH | 1993-08-13 | 1993-08-13
WPS37/PH | Active | OH | 17000. DISTRIBUTION OH CONSTRUCTION MATERIALS | GROUND STAY-REFER OHMM PAGE 8.42 | WPS37/PH | 1993-08-13 | 1993-08-13
WSA108 | Active | OH | 17000. DISTRIBUTION OH CONSTRUCTION MATERIALS | WRAP STAY ATTACHMENT 108KN LST(19/2.75) | WSA108 | 2015-09-30 | 2015-09-30
WSA25 | Active | OH | 17000. DISTRIBUTION OH CONSTRUCTION MATERIALS | WRAP STAY ATTACHMENT 25KN (7/2.75) | WSA25 | 1999-01-04 | 1999-01-04
WSA37 | Active | OH | 17000. DISTRIBUTION OH CONSTRUCTION MATERIALS | WRAP STAY ATTACHMENT 37KN (19/2.00) | WSA37 | 1999-01-05 | 1999-01-05
WSA39 | Active | OH | 17000. DISTRIBUTION OH CONSTRUCTION MATERIALS | WRAP STAY ATTACHMENT 39KN LST(7/2.75) | WSA39 | 2015-09-30 | 2015-09-30
WSA55 | Active | OH | 17000. DISTRIBUTION OH CONSTRUCTION MATERIALS | WRAP STAY ATTACHMENT 55KN LST(19/2.00) | WSA55 | 2015-09-30 | 2015-09-30
WSA56 | Active | OH | 17000. DISTRIBUTION OH CONSTRUCTION MATERIALS | WRAP STAY ATTACHMENT 56KN (19/2.75) | WSA56 | 1999-01-05 | 1999-01-05
WSASP108 | Active | OH | 17000. DISTRIBUTION OH CONSTRUCTION MATERIALS | WRAPSTAY & INSUL 108KN LST(AT STAY POLE) | WSASP108 | 2015-09-30 | 2015-09-30
WSASP56 | Active | OH | 17000. DISTRIBUTION OH CONSTRUCTION MATERIALS | WRAP STAY & INSUL 56KN (AT STAY POLE) | WSASP56 | 1998-12-09 | 1998-12-09
WSS37/L | Active | OH | 17000. DISTRIBUTION OH CONSTRUCTION MATERIALS | SIDEWALK STAY WRAP 19/2.00 BED LOG | WSS37/L | 1993-08-13 | 2012-10-17
WSS37/SA | Active | OH | 17000. DISTRIBUTION OH CONSTRUCTION MATERIALS | SIDEWALK STAY WRAP 19/2.00 AUGER | WSS37/SA | 1993-08-13 | 2012-10-17
ZZMAT10 | Active | OH | 17000. DISTRIBUTION OH CONSTRUCTION MATERIALS | MINOR OH DIST MATERIALS ALLOWANCE $$$ | ZZMAT10 | 2004-10-19 | 2024-06-05
ZZMAT15 | Active | OH | 17000. DISTRIBUTION OH CONSTRUCTION MATERIALS | TIGER TAILS HIRE / EA / MONTH | ZZMAT15 | 2010-07-28 | 2025-07-03
ZZMAT16 | Active | OH | 17000. DISTRIBUTION OH CONSTRUCTION MATERIALS | MARKER FLAG HIRE / EA / MONTH | ZZMAT16 | 2010-09-13 | 2025-07-03
ZZMAT17 | Active | OH | 17000. DISTRIBUTION OH CONSTRUCTION MATERIALS | COUNCIL PERMIT | ZZMAT17 | 2010-09-13 | 2024-06-05
ZZMAT18 | Active | OH | 17000. DISTRIBUTION OH CONSTRUCTION MATERIALS | LV WIRE SPREADER & 4 CLIPS | ZZMAT18 | 2010-12-23 | 2012-07-04