## Sheet1
Compatible Unit Listing
System: | Ellipse - Energex Prod
Req By: | ZR003
Date: | 2026-03-27
Time: | 0.36117
Parameter Values:
CU Type: | UG
CU Status: | A
CU Number | Status | Type | Type Description | Description 1 | Description 2 | Creation Date | Modified Date
1010-2 | Active | UG | 19000. DIST UG CONSTRUCTION MATERIALS | HEATSHRINK END CAP 16 SQMM CABLE CORE | 1010-2 | 1999-09-06 | 1999-09-06
1010-3 | Active | UG | 19000. DIST UG CONSTRUCTION MATERIALS | TWO POLE SUBMERSIBLE PIT CONNECTOR | 1010-3 | 1999-09-06 | 1999-09-06
1010-4 | Active | UG | 19000. DIST UG CONSTRUCTION MATERIALS | FOUR POLE SUBMERSIBLE PIT CONNECTOR | 1010-4 | 1999-09-07 | 1999-09-07
1011-1 | Active | UG | 19000. DIST UG CONSTRUCTION MATERIALS | MEN SUPPLY PIT EARTHING | 1011-1 | 1999-09-07 | 2022-11-23
1011-2 | Active | UG | 19000. DIST UG CONSTRUCTION MATERIALS | MEN PILLAR EARTHING | 1011-2 | 2002-04-05 | 2022-11-23
1030-1 | Active | UG | 19000. DIST UG CONSTRUCTION MATERIALS | URD PILLAR ASSEMBLY (SMALL) | 1030-1 | 1999-09-07 | 2015-11-19
1030-2 | Active | UG | 19000. DIST UG CONSTRUCTION MATERIALS | C & I / LINK PILLAR ASSEMBLY | 1030-2 | 1999-09-07 | 2015-11-19
1030-3 | Active | UG | 19000. DIST UG CONSTRUCTION MATERIALS | TWO POLE SERVICE TAIL AT PILLAR | 1030-3 | 1999-09-07 | 2015-11-19
1030-4 | Active | UG | 19000. DIST UG CONSTRUCTION MATERIALS | FOUR POLE SERVICE TAIL AT PILLAR | 1030-4 | 1999-09-07 | 2015-11-19
1033-1 | Active | UG | 19000. DIST UG CONSTRUCTION MATERIALS | CROSSROAD CABLE LUGS | 1033-1 | 1999-09-07 | 2020-06-25
1033-2 | Active | UG | 19000. DIST UG CONSTRUCTION MATERIALS | TAPESET 1 | 1033-2 | 1999-09-07 | 2001-10-17
1033-3 | Active | UG | 19000. DIST UG CONSTRUCTION MATERIALS | HEAT SHRINK CAP SERVICE TAIL FOR PILLAR | 1033-3 | 1999-09-07 | 2015-11-19
1033-4 | Active | UG | 19000. DIST UG CONSTRUCTION MATERIALS | 185 SQ MM TERMINAL LUG SET | 1033-4 | 1999-09-07 | 2015-11-19
1033-5 | Active | UG | 19000. DIST UG CONSTRUCTION MATERIALS | 240MM AL 4C CABLE TERM | 1033-5 | 2014-04-22 | 2015-11-19
1034-1 | Active | UG | 19000. DIST UG CONSTRUCTION MATERIALS | CFS UNIT AND FRAME ASSEMBLY | 1034-1 | 1999-09-07 | 2015-11-19
1035-1 | Active | UG | 19000. DIST UG CONSTRUCTION MATERIALS | CFS UNIT NEUTRAL CONNECTION 185 SQMM | 1035-1 | 1999-09-07 | 2015-11-19
1035-2 | Active | UG | 19000. DIST UG CONSTRUCTION MATERIALS | CFS UNIT NEUTRAL CONNECTION 120 SQMM | 1035-2 | 2002-04-02 | 2015-11-19
1035-3 | Active | UG | 19000. DIST UG CONSTRUCTION MATERIALS | CFS UNIT NEUTRAL CONNECTION 240 SQMM | 1035-3 | 2002-04-02 | 2015-11-19
1035-4 | Active | UG | 19000. DIST UG CONSTRUCTION MATERIALS | CFS UNIT NEUTRAL CONNECTION 120/240 SQMM | 1035-4 | 2002-04-02 | 2015-11-19
1035-5 | Active | UG | 19000. DIST UG CONSTRUCTION MATERIALS | CFS UNIT NEUTRAL ASSEMBLY 70-240mm | 1035-5 | 2011-12-05 | 2021-06-10
1036-1 | Active | UG | 19000. DIST UG CONSTRUCTION MATERIALS | CFS UNIT PHASE CONNECTION 185SQMM | 1036-1 | 1999-09-07 | 2026-03-26
1036-2 | Active | UG | 19000. DIST UG CONSTRUCTION MATERIALS | CFS UNIT PHASE CONNECTION 120 SQMM | 1036-2 | 2002-04-02 | 2015-11-19
1036-3 | Active | UG | 19000. DIST UG CONSTRUCTION MATERIALS | CFS UNIT PHASE CONNECTION 240 SQMM | 1036-3 | 2002-04-02 | 2015-11-19
1036-4 | Active | UG | 19000. DIST UG CONSTRUCTION MATERIALS | CFS UNIT PHASE ASSEMBLY 70-240 SQMM | 1036-4 | 2011-12-05 | 2015-11-19
1036-5 | Active | UG | 19000. DIST UG CONSTRUCTION MATERIALS | CFS UNIT PHASE ASSEMBLY SHEAR70-240 SQMM | 1036-5 | 2020-06-25 | 2026-03-26
1037-1 | Active | UG | 19000. DIST UG CONSTRUCTION MATERIALS | EARTH MEN TO LV | 1037-1 | 1999-09-07 | 2024-08-15
1037-2 | Active | UG | 19000. DIST UG CONSTRUCTION MATERIALS | MEN LOOP PILLAR EARTHING | 1037-2 | 1999-09-08 | 2022-11-23
1038-1 | Active | UG | 19000. DIST UG CONSTRUCTION MATERIALS | TAPESET 2 | 1038-1 | 1999-09-07 | 2001-10-17
1038-2 | Active | UG | 19000. DIST UG CONSTRUCTION MATERIALS | SHROUD LINK HOLDER | 1038-2 | 1999-09-07 | 1999-09-07
1038-3 | Active | UG | 19000. DIST UG CONSTRUCTION MATERIALS | TAPESET 3 | 1038-3 | 2000-04-11 | 2001-10-17
1038-4 | Active | UG | 19000. DIST UG CONSTRUCTION MATERIALS | ELECTRICITY SUPPLY PILLAR ASSEMBLY | 1038-4 | 2001-03-22 | 2015-11-19
1039-1 | Active | UG | 19000. DIST UG CONSTRUCTION MATERIALS | SIX FUSE PANEL | 1039-1 | 2001-02-19 | 2021-12-20
1039-2 | Active | UG | 19000. DIST UG CONSTRUCTION MATERIALS | SIX FUSE PANEL PLUS EXTRA FUSE | 1039-2 | 2001-02-19 | 2021-12-20
1039-3 | Active | UG | 19000. DIST UG CONSTRUCTION MATERIALS | Pre-Wired Panel 6 Fuse Supply Pillar | 1039-3 | 2023-09-27 | 2023-09-27
1039-4 | Active | UG | 19000. DIST UG CONSTRUCTION MATERIALS | Additional Fuse, Street Light | 1039-4 | 2023-09-27 | 2023-09-27
1043-1 | Active | UG | 19000. DIST UG CONSTRUCTION MATERIALS | ADDITIONAL FUSE HOLDER | 1043-1 | 2001-02-19 | 2015-11-19
1043-2 | Active | UG | 19000. DIST UG CONSTRUCTION MATERIALS | FUSE HOLDER FRAME MOUNTED | 1043-2 | 2002-04-02 | 2015-11-19
1043-2-120 | Active | UG | 19000. DIST UG CONSTRUCTION MATERIALS | ONE WAY CABLE CONNECTION 120 CABLE | 1043-2-120 | 2001-02-19 | 2015-11-19
1043-2-240 | Active | UG | 19000. DIST UG CONSTRUCTION MATERIALS | ONE WAY CABLE CONNECTION 240 CABLE | 1043-2-240 | 2001-02-19 | 2015-11-19
1043-3 | Active | UG | 19000. DIST UG CONSTRUCTION MATERIALS | ADDITIONAL FUSE HOLDER FRAME MOUNTED | 1043-3 | 2002-04-02 | 2015-11-19
1044-1 | Active | UG | 19000. DIST UG CONSTRUCTION MATERIALS | MEN PILLAR EARTHING | 1044-1 | 2001-02-19 | 2017-02-10
1044-1-120 | Active | UG | 19000. DIST UG CONSTRUCTION MATERIALS | LV TERM ONE-WAY CONNECTION 120 SQMM | 1044-1-120 | 2002-04-02 | 2020-12-03
1044-1-240 | Active | UG | 19000. DIST UG CONSTRUCTION MATERIALS | LV TERM ONE-WAY CONNECTION 240 SQMM | 1044-1-240 | 2002-04-02 | 2015-11-19
1044-2-120 | Active | UG | 19000. DIST UG CONSTRUCTION MATERIALS | LV TERM TWO-WAY CONNECTION120 SQMM | 1044-2-120 | 2002-04-02 | 2020-12-03
1044-2-12240 | Active | UG | 19000. DIST UG CONSTRUCTION MATERIALS | LV TERM TWO-WAY CONNECTION 120/240 SQMM | 1044-2-12240 | 2002-04-02 | 2015-11-19
1044-2-240 | Active | UG | 19000. DIST UG CONSTRUCTION MATERIALS | LV TERM TWO-WAY CONNECTION 240 SQMM | 1044-2-240 | 2002-04-02 | 2020-12-03
1045-1 | Active | UG | 19000. DIST UG CONSTRUCTION MATERIALS | NEUTRAL LINK | 1045-1 | 2002-04-02 | 2015-11-19
1045-2 | Active | UG | 19000. DIST UG CONSTRUCTION MATERIALS | FRAME ASSEMBLY | 1045-2 | 2002-04-02 | 2015-11-19
1046-1 | Active | UG | 19000. DIST UG CONSTRUCTION MATERIALS | FOUR-WAY CONNECTION 120 SQMM CABLE | 1046-1 | 2002-04-02 | 2015-11-19
1046-2 | Active | UG | 19000. DIST UG CONSTRUCTION MATERIALS | FOUR-WAY CONNECTION 120/240 SQMM CABLE | 1046-2 | 2002-04-02 | 2015-11-19
1046-3 | Active | UG | 19000. DIST UG CONSTRUCTION MATERIALS | FOUR-WAY CONNECTION 240 SQMM CABLE | 1046-3 | 2004-03-30 | 2015-11-19
1046-4 | Active | UG | 19000. DIST UG CONSTRUCTION MATERIALS | FOUR-WAY ASSEMBLY 120 SQMM CABLE | 1046-4 | 2011-12-05 | 2020-12-03
1046-5 | Active | UG | 19000. DIST UG CONSTRUCTION MATERIALS | FOUR-WAY ASSEMBLY 120/240 SQMM CABLE | 1046-5 | 2011-12-05 | 2020-12-03
1047-1 | Active | UG | 19000. DIST UG CONSTRUCTION MATERIALS | THREE-WAY CONNECTION 120SQMM CABLE | 1047-1 | 2002-04-03 | 2015-11-19
1047-2 | Active | UG | 19000. DIST UG CONSTRUCTION MATERIALS | THREE-WAY CONNECTION 240 & 2X120 CABLES | 1047-2 | 2002-04-03 | 2015-11-19
1047-3 | Active | UG | 19000. DIST UG CONSTRUCTION MATERIALS | THREE-WAY CONNECTION 2X240 & 120 CABLES | 1047-3 | 2002-04-03 | 2015-11-19
1047-4 | Active | UG | 19000. DIST UG CONSTRUCTION MATERIALS | THREE-WAY CONNECTION 240 SQMM CABLE | 1047-4 | 2002-04-03 | 2015-11-19
1047-5 | Active | UG | 19000. DIST UG CONSTRUCTION MATERIALS | THREE-WAY CABLE ASSEMBLY 70SQMM | 1047-5 | 2011-12-05 | 2015-11-19
1047-6 | Active | UG | 19000. DIST UG CONSTRUCTION MATERIALS | THREE-WAY ASSEMBLY 2X240 & 70 CABLES | 1047-6 | 2011-12-05 | 2021-06-10
1048-1 | Active | UG | 19000. DIST UG CONSTRUCTION MATERIALS | FOUR-WAY NEUTRAL CONNECTION 120 CABLE | 1048-1 | 2002-04-03 | 2015-11-19
1048-2 | Active | UG | 19000. DIST UG CONSTRUCTION MATERIALS | FOUR-WAY NEUTRAL CONNECTION 120/240 CABL | 1048-2 | 2002-04-03 | 2015-11-19
1048-3 | Active | UG | 19000. DIST UG CONSTRUCTION MATERIALS | FOUR-WAY NEUTRAL CONNECTION 240 CABLE | 1048-3 | 2004-03-30 | 2015-11-19
1048-4 | Active | UG | 19000. DIST UG CONSTRUCTION MATERIALS | FOUR-WAY NEUTRAL ASSEMBLY 4x70/120 CABLE | 1048-4 | 2011-12-05 | 2021-06-10
1048-5 | Active | UG | 19000. DIST UG CONSTRUCTION MATERIALS | FOUR-WAY NEUTRAL ASSEMBLY 70/240 CABL | 1048-5 | 2011-12-05 | 2021-06-10
1049-1 | Active | UG | 19000. DIST UG CONSTRUCTION MATERIALS | FUSE BRIDGING 16 SQMM | 1049-1 | 2002-04-03 | 2015-11-19
1049-2 | Active | UG | 19000. DIST UG CONSTRUCTION MATERIALS | CFS UNIT | 1049-2 | 2002-04-03 | 2015-11-19
1049-3 | Active | UG | 19000. DIST UG CONSTRUCTION MATERIALS | 100 AMP FUSE LINKS | 1049-3 | 2002-04-03 | 2015-11-19
1049-4 | Active | UG | 19000. DIST UG CONSTRUCTION MATERIALS | 160 AMP FUSE LINKS | 1049-4 | 2002-04-03 | 2015-11-19
1049-5 | Active | UG | 19000. DIST UG CONSTRUCTION MATERIALS | 200 AMP FUSE LINKS | 1049-5 | 2002-04-03 | 2015-11-19
1050-1 | Active | UG | 19000. DIST UG CONSTRUCTION MATERIALS | CABLE CLAMP PADMOUNT | 1050-1 | 1999-09-07 | 2015-11-23
1050-2 | Active | UG | 19000. DIST UG CONSTRUCTION MATERIALS | PHASE CONNECTION PADMOUNT (300MM SLEEVE) | 1050-2 | 1999-09-08 | 2015-11-23
1050-3 | Active | UG | 19000. DIST UG CONSTRUCTION MATERIALS | PHASE CONNECTION PADMOUNT (150MM SLEEVE) | 1050-3 | 2000-04-11 | 2015-11-23
1051-1 | Active | UG | 19000. DIST UG CONSTRUCTION MATERIALS | PHASE CONNECT'N POLE TERM - CONDUIT TYPE | 1051-1 | 2003-04-30 | 2014-04-22
1051-2 | Active | UG | 19000. DIST UG CONSTRUCTION MATERIALS | BRIDGING CONDUCTOR TAIL TO O/H ABC CABLE | 1051-2 | 2000-04-11 | 2000-04-11
1051-3 | Active | UG | 19000. DIST UG CONSTRUCTION MATERIALS | BRIDGING CONDUCTOR TAIL TO OH OPEN WIRE | 1051-3 | 2002-04-03 | 2002-04-03
1052-1 | Active | UG | 19000. DIST UG CONSTRUCTION MATERIALS | CABLE CLAMP TERMINATION WOOD POLE | 1052-1 | 1999-09-08 | 2000-04-11
1052-2C | Active | UG | 19000. DIST UG CONSTRUCTION MATERIALS | CABLE CLAMP TERMINATION FERRULE CONCRETE | 1052-2C | 2002-04-03 | 2002-04-03
1052-3C | Active | UG | 19000. DIST UG CONSTRUCTION MATERIALS | CABLE CLAMP TERMINATION CONCRETE POLE | 1052-3C | 2002-04-03 | 2015-03-20
1052-4 | Active | UG | 19000. DIST UG CONSTRUCTION MATERIALS | INSULATING GLOVE | 1052-4 | 2001-03-21 | 2003-05-02
1052-5 | Active | UG | 19000. DIST UG CONSTRUCTION MATERIALS | CABLE CLAMP TERMINATION WOOD POLE | 1052-5 | 2020-11-11 | 2020-11-11
1053-1 | Active | UG | 19000. DIST UG CONSTRUCTION MATERIALS | HOUSING FOR LV TERMINATION (WOOD POLE) | 1053-1 | 1999-09-08 | 1999-09-08
1053-1HV | Active | UG | 19000. DIST UG CONSTRUCTION MATERIALS | HOUSING FOR LV TERMINATION(WOOD POLE,HV | 1053-1HV | 1999-09-08 | 1999-09-08
1053-3 | Active | UG | 19000. DIST UG CONSTRUCTION MATERIALS | PHASE CONNECTION/BRIDGING CONDUCTOR TAIL | 1053-3 | 2001-03-21 | 2010-07-20
1054-1 | Active | UG | 19000. DIST UG CONSTRUCTION MATERIALS | NEUTRAL CONNECTION PADMOUNT (LV CUBICLE) | 1054-1 | 1999-09-08 | 2000-04-11
1055-1-T1 | Active | UG | 19000. DIST UG CONSTRUCTION MATERIALS | CABLE GUARD TYPE 1 TIMBER POLE | 1055-1-T1 | 2001-03-21 | 2010-07-07
1055-1-T3 | Active | UG | 19000. DIST UG CONSTRUCTION MATERIALS | CABLE GUARD TYPE 3 TIMBER POLE | 1055-1-T3 | 2001-03-22 | 2010-07-21
1055-1-T4 | Active | UG | 19000. DIST UG CONSTRUCTION MATERIALS | CABLE GUARD TYPE 4 TIMBER POLE | 1055-1-T4 | 2001-03-22 | 2010-07-20
1055-1-T5 | Active | UG | 19000. DIST UG CONSTRUCTION MATERIALS | Guard polymeric to wood pole | 1055-1-T5 | 2020-11-11 | 2020-11-11
1055-1-T6 | Active | UG | 19000. DIST UG CONSTRUCTION MATERIALS | Guard polymeric (small) to wood pole | 1055-1-T6 | 2020-11-11 | 2020-11-11
1055-2-T3 | Active | UG | 19000. DIST UG CONSTRUCTION MATERIALS | CABLE GUARD TYPE 3 CONCRETE POLE | 1055-2-T3 | 2001-03-23 | 2015-03-20
1055-2-T4 | Active | UG | 19000. DIST UG CONSTRUCTION MATERIALS | CABLE GUARD TYPE 4 CONCRETE POLE | 1055-2-T4 | 2001-03-23 | 2015-03-20
1055-2-T5 | Active | UG | 19000. DIST UG CONSTRUCTION MATERIALS | Guard polymeric to concrete pole | 1055-2-T5 | 2020-11-11 | 2020-11-11
1055-2-T6 | Active | UG | 19000. DIST UG CONSTRUCTION MATERIALS | Guard polymeric (small) to concrete pole | 1055-2-T6 | 2020-11-11 | 2020-11-11
1056-1 | Active | UG | 19000. DIST UG CONSTRUCTION MATERIALS | PHASE CONNECTION 120 SQMM POLE TERM | 1056-1 | 2002-04-09 | 2014-04-22
1056-2 | Active | UG | 19000. DIST UG CONSTRUCTION MATERIALS | PHASE CONNECTION 240SQMM POLE TERM | 1056-2 | 2002-04-09 | 2014-04-22
1056-3 | Active | UG | 19000. DIST UG CONSTRUCTION MATERIALS | BRIDGING CONDUCTOR TAIL TO OH OPEN WIRE | 1056-3 | 2003-04-15 | 2003-04-15
1060-1 | Active | UG | 19000. DIST UG CONSTRUCTION MATERIALS | PHASE CONNECTION STRAIGHT JOINT 16 4C CU | 1060-1 | 2000-04-10 | 2002-05-08
1060-2 | Active | UG | 19000. DIST UG CONSTRUCTION MATERIALS | INSULATION SLEEVE STRAIGHT JOINT 16 4C | 1060-2 | 2000-04-10 | 2000-04-10
1080-1 | Active | UG | 19000. DIST UG CONSTRUCTION MATERIALS | SERVICE CABLE INSTALLATION 40MM CONDUIT | 1080-1 | 2001-03-21 | 2009-09-14
1080-2 | Active | UG | 19000. DIST UG CONSTRUCTION MATERIALS | SERVICE CABLE INSTALLATION 80MM CONDUIT | 1080-2 | 2001-03-22 | 2009-09-14
11 TRENCH01 | Active | UG | 19000. DIST UG CONSTRUCTION MATERIALS | COVER STRIP FOR TRENCH .45X.8M 1CCT | 11 TRENCH01 | 1988-11-29 | 2015-11-19
11 TRENCH02 | Active | UG | 19000. DIST UG CONSTRUCTION MATERIALS | COVER STRIP FOR TRENCH .6X.8M 2CCT | 11 TRENCH02 | 1988-09-24 | 2015-11-19
11 TRENCH05 | Active | UG | 19000. DIST UG CONSTRUCTION MATERIALS | COVER STRIP TRENCH.6X1M FOR CONDUIT/M | 11 TRENCH05 | 1988-09-24 | 2015-11-19
11 TRENCH1 | Active | UG | 19000. DIST UG CONSTRUCTION MATERIALS | COVER STRIP FOR TRENCH .45X.8M 1CCT | 11 TRENCH1 | 1988-12-23 | 2015-11-19
11 TRENCH10 | Active | UG | 19000. DIST UG CONSTRUCTION MATERIALS | COVER STRIP TRENCH 1CCT .75X1 /M | 11 TRENCH10 | 1988-09-24 | 2015-11-19
11 TRENCH11 | Active | UG | 19000. DIST UG CONSTRUCTION MATERIALS | COVER STRIP FOR TRENCH 10 /M | 11 TRENCH11 | 1988-09-24 | 2015-11-19
11 TRENCH1C | Active | UG | 19000. DIST UG CONSTRUCTION MATERIALS | COVER STRIP FOR .45X.8 TRENCH | 11 TRENCH1C | 1990-10-01 | 2015-11-19
11 TRENCH2 | Active | UG | 19000. DIST UG CONSTRUCTION MATERIALS | COVER STRIP TRENCH .6X.8M 2CCT | 11 TRENCH2 | 1988-09-24 | 2015-11-19
11 TRENCH2C | Active | UG | 19000. DIST UG CONSTRUCTION MATERIALS | COVER STRIP TRENCH .6X.8 | 11 TRENCH2C | 1990-10-01 | 2015-11-19
11 TRENCH5 | Active | UG | 19000. DIST UG CONSTRUCTION MATERIALS | COVER STRIP FOR TRENCH .6X1M | 11 TRENCH5 | 1991-05-27 | 2015-11-19
11 TRENCH5A | Active | UG | 19000. DIST UG CONSTRUCTION MATERIALS | COVER STRIP TRENCH 1X1.2M | 11 TRENCH5A | 1990-05-09 | 2015-11-19
11 TRENCH7 | Active | UG | 19000. DIST UG CONSTRUCTION MATERIALS | COVER STRIP FOR TRENCH .45X.8 | 11 TRENCH7 | 1988-09-24 | 2015-11-19
11 TRENCH9 | Active | UG | 19000. DIST UG CONSTRUCTION MATERIALS | COVER STRIP FOR TRENCH .6X1.5M | 11 TRENCH9 | 1988-09-24 | 2015-11-19
1100-1-025 | Active | UG | 19000. DIST UG CONSTRUCTION MATERIALS | TERMINAL LUG SET 11KV 25SQMM CU COND CAB | 1100-1-025 | 2000-11-13 | 2015-11-19
1100-1-035XL | Active | UG | 19000. DIST UG CONSTRUCTION MATERIALS | TERMINAL LUG SET 11KV 35 SQMM XLPE CABLE | 1100-1-035XL | 2000-10-18 | 2015-11-19
1100-1-095 | Active | UG | 19000. DIST UG CONSTRUCTION MATERIALS | TERMINAL LUG SET 11KV 95SQMM CU COND | 1100-1-095 | 2000-11-14 | 2015-11-19
1100-1-095XL | Active | UG | 19000. DIST UG CONSTRUCTION MATERIALS | TERMINAL LUG SET 11KV 95 SQMM XLPE CABLE | 1100-1-095XL | 2000-11-13 | 2015-11-19
1100-1-185 | Active | UG | 19000. DIST UG CONSTRUCTION MATERIALS | TERMINAL LUG SET 11KV 185SQMM CU COND | 1100-1-185 | 2000-11-14 | 2015-11-19
1100-1-240 | Active | UG | 19000. DIST UG CONSTRUCTION MATERIALS | TERMINAL LUG SET 11KV 240SQMM CU COND | 1100-1-240 | 2000-11-14 | 2015-11-19
1100-1-240XL | Active | UG | 19000. DIST UG CONSTRUCTION MATERIALS | TERMINAL LUG SET 11KV 240SQMM XLPE CABLE | 1100-1-240XL | 2000-11-13 | 2015-11-19
1100-1-300 | Active | UG | 19000. DIST UG CONSTRUCTION MATERIALS | TERMINAL LUG SET 11KV 300SQMM CU COND | 1100-1-300 | 2000-11-14 | 2015-11-19
1101-1-035XL | Active | UG | 19000. DIST UG CONSTRUCTION MATERIALS | TERM. KIT INDOOR 35SQMM AL XLPE CABLE | 1101-1-035XL | 2000-11-14 | 2015-11-19
1101-1-095XL | Active | UG | 19000. DIST UG CONSTRUCTION MATERIALS | TERM. KIT INDOOR 95SQMM AL XLPE CABLE | 1101-1-095XL | 2000-11-14 | 2015-11-19
1101-1-240XL | Active | UG | 19000. DIST UG CONSTRUCTION MATERIALS | TERM. KIT INDOOR 240SQMM AL XLPE CABLE | 1101-1-240XL | 2000-11-14 | 2015-11-19
1101-2-025 | Active | UG | 19000. DIST UG CONSTRUCTION MATERIALS | TERM. KIT INDOOR 25SQMM PLY CABLE | 1101-2-025 | 2000-11-14 | 2023-03-29
1101-2-24300 | Active | UG | 19000. DIST UG CONSTRUCTION MATERIALS | TERM. KIT INDOOR 240/300SQMM PLY CABLE | 1101-2-24300 | 2000-11-14 | 2023-05-15
1180-1 | Active | UG | 19000. DIST UG CONSTRUCTION MATERIALS | CABLE CLAMP RDU UNIT (HV CUBICLE) | 1180-1 | 2000-11-14 | 2002-04-04
1180-2 | Active | UG | 19000. DIST UG CONSTRUCTION MATERIALS | SHEATH EARTH | 1180-2 | 2000-11-14 | 2000-11-14
1180-3 | Active | UG | 19000. DIST UG CONSTRUCTION MATERIALS | SEALING COMPOUND | 1180-3 | 2000-11-14 | 2002-04-04
1190-1 | Active | UG | 19000. DIST UG CONSTRUCTION MATERIALS | Adaptor for Hubble Surge Diverter | 1190-1 | 2022-08-29 | 2022-08-29
11A335XPH | Active | UG | 19000. DIST UG CONSTRUCTION MATERIALS | 11KV CABLE AL 3C 35 XLPE-PVC-HDPE /M | 11A335XPH | 2009-05-07 | 2015-11-19
11A335XSH | Active | UG | 19000. DIST UG CONSTRUCTION MATERIALS | 11KV CABLE AL 3C 35 XLPE-SCRN-HDPE /M | 11A335XSH | 2003-08-26 | 2019-08-06
11A395XSH | Active | UG | 19000. DIST UG CONSTRUCTION MATERIALS | 11KV CABLE AL 3C 95 XLPE-SCRN-HDPE /M | 11A395XSH | 2003-08-26 | 2015-11-19
11AT240XSH | Active | UG | 19000. DIST UG CONSTRUCTION MATERIALS | 11KV CABLE AL TRIPLEX 240 TR XL/M | 11AT240XSH | 2009-03-13 | 2026-03-17
11AT35XSH | Active | UG | 19000. DIST UG CONSTRUCTION MATERIALS | 11KV CABLE AL TRIPLEX 35 TRXL/M | 11AT35XSH | 2017-10-26 | 2017-10-26
11AT400XSH | Active | UG | 19000. DIST UG CONSTRUCTION MATERIALS | 11KV CABLE AL TRIPLEX 400 TRXL/ M | 11AT400XSH | 2011-11-18 | 2015-11-19
11AT95XSH | Active | UG | 19000. DIST UG CONSTRUCTION MATERIALS | 11KV CABLE AL TRIPLEX 95 TRXL/M | 11AT95XSH | 2009-03-13 | 2015-11-19
11BRA1/240XL | Active | UG | 19000. DIST UG CONSTRUCTION MATERIALS | BR FROM 95-240 AL OH TO XLPE TERM | 11BRA1/240XL | 2006-09-07 | 2015-11-19
11BRAL/095XL | Active | UG | 19000. DIST UG CONSTRUCTION MATERIALS | BR AL O/H TO XL UG USING CU 50SQ COND | 11BRAL/095XL | 1997-08-25 | 2015-11-19
11BRAL/240XL | Active | UG | 19000. DIST UG CONSTRUCTION MATERIALS | BR FROM 25-150 AL OH TO XLPE TERM | 11BRAL/240XL | 1997-08-25 | 2015-11-19
11BRC1/240XL | Active | UG | 19000. DIST UG CONSTRUCTION MATERIALS | BR FROM 70-185 CU OH TO XL UG | 11BRC1/240XL | 2006-09-07 | 2015-11-19
11BRCU/095XL | Active | UG | 19000. DIST UG CONSTRUCTION MATERIALS | BR CU O/H TO XL UG USING CU 50SQ COND | 11BRCU/095XL | 1997-08-25 | 2015-11-19
11BRCU/240XL | Active | UG | 19000. DIST UG CONSTRUCTION MATERIALS | BR FROM 10-95 CU OH TO XL UG | 11BRCU/240XL | 1997-08-25 | 2015-11-19
11BREDO/35XL | Active | UG | 19000. DIST UG CONSTRUCTION MATERIALS | 11KV BRIDGING H/S TERM. TO EDO XLPE UG | 11BREDO/35XL | 1992-12-02 | 2015-11-19
11BRIDG185AA | Active | UG | 19000. DIST UG CONSTRUCTION MATERIALS | 11KV BRIDGE AL OH TO 185/240PLY TERM | 11BRIDG185AA | 1997-08-25 | 2015-11-19
11BRIDG185AL | Active | UG | 19000. DIST UG CONSTRUCTION MATERIALS | 11KV BRIDGE AL OH TO 185/240PLY TERM | 11BRIDG185AL | 1997-08-25 | 2015-11-19
11BRIDG185CU | Active | UG | 19000. DIST UG CONSTRUCTION MATERIALS | 11KV BRIDGE CU OH TO 185/240PLY CU TERM | 11BRIDG185CU | 1997-08-25 | 2015-11-19
11BRIDG300AA | Active | UG | 19000. DIST UG CONSTRUCTION MATERIALS | 11KV BRIDGE AL OH TO 300 PLY CU TERM | 11BRIDG300AA | 1997-08-25 | 2015-11-19
11BRIDG300AL | Active | UG | 19000. DIST UG CONSTRUCTION MATERIALS | 11KV BRIDGE AL OH TO 300 CU PLY TERM | 11BRIDG300AL | 1997-08-25 | 2015-11-19
11BRIDG300CU | Active | UG | 19000. DIST UG CONSTRUCTION MATERIALS | 11KV BRIDGE CU OH TO 300 PLY CU TERM | 11BRIDG300CU | 1997-08-25 | 2015-11-19
11BRIDGE | Active | UG | 19000. DIST UG CONSTRUCTION MATERIALS | BRIDGING SEE UGM SECT2 & MODEL INDEX UG6 | 11BRIDGE | 1990-10-24 | 2015-11-19
11BRIDGE95AA | Active | UG | 19000. DIST UG CONSTRUCTION MATERIALS | 11KV BRIDGE AL OH TO 25/95PLY TERM | 11BRIDGE95AA | 1997-08-25 | 2015-11-19
11BRIDGE95AL | Active | UG | 19000. DIST UG CONSTRUCTION MATERIALS | 11KV BRIDGE AL O25/95MM PLY TERM | 11BRIDGE95AL | 1997-08-25 | 2015-11-19
11BRIDGE95CU | Active | UG | 19000. DIST UG CONSTRUCTION MATERIALS | BRIDGING CU OH TO 95 CU PLY CABLE TERM | 11BRIDGE95CU | 1997-08-25 | 2015-11-19
11BRIDGEDO | Active | UG | 19000. DIST UG CONSTRUCTION MATERIALS | 11KV BRIDGING FROM H/S TERM. TO EDO FUSE | 11BRIDGEDO | 1994-04-12 | 2015-11-19
11BRIDGEXL | Active | UG | 19000. DIST UG CONSTRUCTION MATERIALS | BRIDGING MODELS FOR O/H TO XLPE UG | 11BRIDGEXL | 1992-12-02 | 2015-11-19
11BRMA/XL | Active | UG | 19000. DIST UG CONSTRUCTION MATERIALS | BRIDGE O/H TO XLPE UG USING MARS COND | 11BRMA/XL | 1997-08-25 | 2015-11-19
11BRMO/XL | Active | UG | 19000. DIST UG CONSTRUCTION MATERIALS | BRIDGE O/H TO XLPE UG USING MOON COND | 11BRMO/XL | 1997-08-25 | 2015-11-19
11BRPL/095XL | Active | UG | 19000. DIST UG CONSTRUCTION MATERIALS | BR PL O/H TO XL UG USING CU 50SQ COND | 11BRPL/095XL | 1997-08-25 | 2015-11-19
11BRPL/XL | Active | UG | 19000. DIST UG CONSTRUCTION MATERIALS | BRIDGE O/H TO XLPE UG USING PLUTO COND | 11BRPL/XL | 1997-08-25 | 2015-11-19
11C1240XSH | Active | UG | 19000. DIST UG CONSTRUCTION MATERIALS | 11KV CABLE CU 1C 240 XLPE-SCRN-HDPE /M | 11C1240XSH | 2014-07-31 | 2015-11-19
11C1400XSNYH | Active | UG | 19000. DIST UG CONSTRUCTION MATERIALS | 11KV CABLE CU 1C 400 TR-XLPE-SCRN-NYLON- | 11C1400XSNYH | 2020-01-23 | 2020-01-23
11C1800XSH | Active | UG | 19000. DIST UG CONSTRUCTION MATERIALS | 11KV CABLE CU 1C 800 XLPE-SCRN-HDPE /M | 11C1800XSH | 2003-08-26 | 2015-11-19
11C3000FLX | Active | UG | 19000. DIST UG CONSTRUCTION MATERIALS | 11KV CABLE CU 1C 300 EPR/WBT/CWS/WBT/CSP | 11C3000FLX | 2017-10-26 | 2017-10-26
11C3185PSH | Active | UG | 19000. DIST UG CONSTRUCTION MATERIALS | 11KV CABLE CU 3C 185 PLY-SCRN-HDPE / M | 11C3185PSH | 2003-08-26 | 2015-11-19
11C3185XSH | Active | UG | 19000. DIST UG CONSTRUCTION MATERIALS | 11KV CABLE CU 3C 185 XLPE-SCRN-HDPE /M | 11C3185XSH | 2003-08-26 | 2015-11-19
11C3240XSH | Active | UG | 19000. DIST UG CONSTRUCTION MATERIALS | 11KV CABLE CU 3C 240 XLPE-SCRN-HDPE /M | 11C3240XSH | 2003-08-26 | 2015-11-19
11C3300PH | Active | UG | 19000. DIST UG CONSTRUCTION MATERIALS | 11KV CABLE CU 3C 300 PLY-SCRN-HDPE /M | 11C3300PH | 2009-05-07 | 2015-11-19
11C3300PSHD | Active | UG | 19000. DIST UG CONSTRUCTION MATERIALS | 11KV CABLE CU 3C 300 PLY-SCRN-HDPE /M | 11C3300PSHD | 2005-07-29 | 2015-11-19
11CAB/EARTH | Active | UG | 19000. DIST UG CONSTRUCTION MATERIALS | EARTH MAT.11KV CABLE IN RMU & TRANS 50SQ | 11CAB/EARTH | 1999-06-22 | 2003-05-30
11CFC/DFD025 | Active | UG | 19000. DIST UG CONSTRUCTION MATERIALS | 11KV CFC/DFD S/G TERM 25 SQMM PLYSWS | 11CFC/DFD025 | 2002-03-05 | 2015-11-19
11CFC/DFD095 | Active | UG | 19000. DIST UG CONSTRUCTION MATERIALS | 11KV CFC/DFD S/G TERM 95 SQMM PLYSWS | 11CFC/DFD095 | 2002-04-11 | 2015-11-19
11CFC/DFD185 | Active | UG | 19000. DIST UG CONSTRUCTION MATERIALS | 11KV CFC/DFD S/G TERM 185 SQMM PLYSWS | 11CFC/DFD185 | 2002-04-11 | 2015-11-19
11CFC/DFD240 | Active | UG | 19000. DIST UG CONSTRUCTION MATERIALS | 11KV CFC/DFD S/G TERM 240 SQMM PLYSWS | 11CFC/DFD240 | 2002-04-11 | 2015-11-19
11CFC/DFD300 | Active | UG | 19000. DIST UG CONSTRUCTION MATERIALS | 11KV CFC/DFD S/G TERM 300 SQMM PLYSWS | 11CFC/DFD300 | 2002-04-11 | 2015-11-19
11CFC095XL | Active | UG | 19000. DIST UG CONSTRUCTION MATERIALS | 11KV CFC S/G TERM 95 SQMM XLPE 7572A4 | 11CFC095XL | 2002-03-05 | 2023-09-27
11CFC185XL | Active | UG | 19000. DIST UG CONSTRUCTION MATERIALS | 11KV CFC SWGR TERM 185 CU XLPE | 11CFC185XL | 2009-09-10 | 2015-11-19
11CFC240CX | Active | UG | 19000. DIST UG CONSTRUCTION MATERIALS | 11KV CFC SWGR TERM 240 CU XLPE | 11CFC240CX | 2009-09-10 | 2015-11-19
11CFC240XL | Active | UG | 19000. DIST UG CONSTRUCTION MATERIALS | 11KV CFC S/G TERM 240 SQ MM XLPE 7572A4 | 11CFC240XL | 2002-03-13 | 2023-09-27
11CT185XSH | Active | UG | 19000. DIST UG CONSTRUCTION MATERIALS | 11KV CABLE CU TRIPLEX 185 TR XL/M | 11CT185XSH | 2009-03-13 | 2015-11-19
11CT240XSH | Active | UG | 19000. DIST UG CONSTRUCTION MATERIALS | 11KV CABLE CU TRIPLEX 240 TR XL/M | 11CT240XSH | 2009-03-13 | 2015-11-19
11DEJ185 | Active | UG | 19000. DIST UG CONSTRUCTION MATERIALS | 11KV LIVE END JNT P/S 185SQMM (HEATSHRIN | 11DEJ185 | 1990-10-03 | 2022-11-25
11DEJ240 | Active | UG | 19000. DIST UG CONSTRUCTION MATERIALS | 11KV DEAD END JNT P/S 240SQMM (HEATSHRIN | 11DEJ240 | 1990-06-29 | 2022-11-25
11DFD035XL | Active | UG | 19000. DIST UG CONSTRUCTION MATERIALS | 11KV DFD S/G TERM 35 SQMM XLPE 7572A4 | 11DFD035XL | 2002-03-05 | 2015-11-19
11DFD095XL | Active | UG | 19000. DIST UG CONSTRUCTION MATERIALS | 11KV DFD S/G TERM 95 SQMM XLPE 7572A4 | 11DFD095XL | 2002-03-05 | 2015-11-19
11DFD240XL | Active | UG | 19000. DIST UG CONSTRUCTION MATERIALS | 11KV DFD S/G TERM 240 SQMM XLPE 7572A4 | 11DFD240XL | 2002-04-12 | 2015-11-19
11EJ35X-24X | Active | UG | 19000. DIST UG CONSTRUCTION MATERIALS | 11kV CABLE LIVE END JOINT | 11EJ35X-24X | 2010-03-01 | 2022-11-25
11FDR185/HDP | Active | UG | 19000. DIST UG CONSTRUCTION MATERIALS | 11KV CABLE CU 3C 185SQMM PLYHDPE /M | 11FDR185/HDP | 1990-10-05 | 2015-11-19
11FDR185C/HD | Active | UG | 19000. DIST UG CONSTRUCTION MATERIALS | 11KV CABLE/MR 185SQMM CU 3C PLYHDPE | 11FDR185C/HD | 1990-02-23 | 2015-11-19
11FDR185S | Active | UG | 19000. DIST UG CONSTRUCTION MATERIALS | 11KV CABLE/MR SWROOM 185 3C PLYSWS | 11FDR185S | 1991-08-16 | 2015-11-19
11FDR95/XL | Active | UG | 19000. DIST UG CONSTRUCTION MATERIALS | 11KV CABLE AL 3C 95SQMM XLPE /M | 11FDR95/XL | 1992-11-02 | 2015-11-19
11FDR95C/XL | Active | UG | 19000. DIST UG CONSTRUCTION MATERIALS | 11KV CABLE 95SQMM XLPE | 11FDR95C/XL | 1997-08-25 | 2015-11-19
11HAZ035 | Active | UG | 19000. DIST UG CONSTRUCTION MATERIALS | 11KV TERM HAZEMEYER 35SQ MM UJMAN 2/013 | 11HAZ035 | 1997-08-25 | 2015-11-23
11HAZ095 | Active | UG | 19000. DIST UG CONSTRUCTION MATERIALS | 11KV TERM HAZ 95SQMM XLPE UJMAN 2/013 | 11HAZ095 | 1997-08-25 | 2015-11-23
11HAZ240 | Active | UG | 19000. DIST UG CONSTRUCTION MATERIALS | 11KV TERM HAZ 240SQMM XLPE UJMAN 2/013 | 11HAZ240 | 1997-08-25 | 2015-11-23
11HAZ240C | Active | UG | 19000. DIST UG CONSTRUCTION MATERIALS | 11KV TERM HAZ 240 CU XLPE TO MD4 SWGR | 11HAZ240C | 2004-10-05 | 2015-11-23
11HAZ300C | Active | UG | 19000. DIST UG CONSTRUCTION MATERIALS | 11KV TERM HAZ 300 CU PLY TO MD4 SWGR | 11HAZ300C | 2004-10-05 | 2015-11-23
11HAZTERM | Active | UG | 19000. DIST UG CONSTRUCTION MATERIALS | 11KV HAZEMEYER TERMINATION COMMON ITEMS | 11HAZTERM | 1999-06-23 | 2015-11-23
11HSIT185 | Active | UG | 19000. DIST UG CONSTRUCTION MATERIALS | 11KV ID TERM HS 185 CU XLPE (650 TAIL) | 11HSIT185 | 2003-10-01 | 2015-11-19
11HSIT185T | Active | UG | 19000. DIST UG CONSTRUCTION MATERIALS | 11KV ID TERM HS 185 CU XLPE (1200 TAIL) | 11HSIT185T | 2003-10-07 | 2015-11-19
11HSIT240 | Active | UG | 19000. DIST UG CONSTRUCTION MATERIALS | 11KV ID TERM HS 240 CU XLPE (650 TAIL) | 11HSIT240 | 2003-10-01 | 2015-11-19
11HSIT240T | Active | UG | 19000. DIST UG CONSTRUCTION MATERIALS | 11KV ID TERM HS 240 CU XLPE (1200 TAIL) | 11HSIT240T | 2003-10-07 | 2015-11-19
11HSJ025/025 | Active | UG | 19000. DIST UG CONSTRUCTION MATERIALS | 11KV HS JOINT 25/25 CU PLYHDPE | 11HSJ025/025 | 1992-12-07 | 2015-11-19
11HSJ025/095 | Active | UG | 19000. DIST UG CONSTRUCTION MATERIALS | 11KV HS JOINT 25/95 CU PLYHDPE | 11HSJ025/095 | 1992-12-07 | 2015-11-19
11HSJ070/095 | Active | UG | 19000. DIST UG CONSTRUCTION MATERIALS | 11KV HS JOINT 70/95 CU PLYHDPE | 11HSJ070/095 | 1992-12-07 | 2015-11-19
11HSJ070/185 | Active | UG | 19000. DIST UG CONSTRUCTION MATERIALS | 11KV HS JOINT 70/185 CU PLYHDPE | 11HSJ070/185 | 2009-02-26 | 2015-11-19
11HSJ095-162 | Active | UG | 19000. DIST UG CONSTRUCTION MATERIALS | 11KV HS JNT CU OR AL ALL SIZES 95-161mm | 11HSJ095-162 | 2009-02-26 | 2015-11-19
11HSJ095/050 | Active | UG | 19000. DIST UG CONSTRUCTION MATERIALS | 11KV HS JOINT 95/50 Al PLYHDPE | 11HSJ095/050 | 2012-01-13 | 2015-11-19
11HSJ095/065 | Active | UG | 19000. DIST UG CONSTRUCTION MATERIALS | 11KV HS JOINT 95mm /65mm CU PLYHDPE | 11HSJ095/065 | 2012-01-13 | 2015-11-19
11HSJ095/095 | Active | UG | 19000. DIST UG CONSTRUCTION MATERIALS | 11KV HS JOINT 95/95 CU PLYHDPE | 11HSJ095/095 | 1994-10-14 | 2015-11-19
11HSJ095/120 | Active | UG | 19000. DIST UG CONSTRUCTION MATERIALS | 11KV HS JOINT 95 Cu PLYH /120 Al SWA | 11HSJ095/120 | 2009-02-26 | 2015-11-19
11HSJ095/185 | Active | UG | 19000. DIST UG CONSTRUCTION MATERIALS | 11KV HS JOINT 95/185 CU PLYHDPE | 11HSJ095/185 | 1992-12-07 | 2015-11-19
11HSJ162/162 | Active | UG | 19000. DIST UG CONSTRUCTION MATERIALS | 11KV HS JOINT .25/.25 CU PLYSWS | 11HSJ162/162 | 1992-12-07 | 2015-11-19
11HSJ162/185 | Active | UG | 19000. DIST UG CONSTRUCTION MATERIALS | 11KV HS JOINT .25/185 CU PLYHDPE | 11HSJ162/185 | 1992-12-10 | 2015-11-19
11HSJ185/12A | Active | UG | 19000. DIST UG CONSTRUCTION MATERIALS | 11KV HS JOINT 185/12 Al PLYHDPE | 11HSJ185/12A | 2009-02-27 | 2015-11-19
11HSJ185/15A | Active | UG | 19000. DIST UG CONSTRUCTION MATERIALS | 11KV HS JOINT 185/150 Al PLYHDPE | 11HSJ185/15A | 2009-02-27 | 2015-11-19
11HSJ185/185 | Active | UG | 19000. DIST UG CONSTRUCTION MATERIALS | 11KV HS JOINT 185/185 CU PLYHDPE | 11HSJ185/185 | 1992-12-07 | 2015-11-19
11HSJ185/240 | Active | UG | 19000. DIST UG CONSTRUCTION MATERIALS | 11KV HS JOINT 185/240 CU PLYHDPE | 11HSJ185/240 | 1994-10-14 | 2015-11-19
11HSJ185/300 | Active | UG | 19000. DIST UG CONSTRUCTION MATERIALS | 11KV HS JOINT 185/300 CU PLYHDPE | 11HSJ185/300 | 1992-12-10 | 2015-11-19
11HSJ185/30A | Active | UG | 19000. DIST UG CONSTRUCTION MATERIALS | 11KV HS JOINT 185/300 Al PLYHDPE | 11HSJ185/30A | 2009-02-27 | 2015-11-19
11HSJ18X-24X | Active | UG | 19000. DIST UG CONSTRUCTION MATERIALS | 11KV HS JNT CU / AL ALL SIZES 185-240 XL | 11HSJ18X-24X | 2004-12-09 | 2015-11-19
11HSJ240/12A | Active | UG | 19000. DIST UG CONSTRUCTION MATERIALS | 11KV HS JOINT 240/120 Al PLYHDPE | 11HSJ240/12A | 2009-02-27 | 2015-11-19
11HSJ240/240 | Active | UG | 19000. DIST UG CONSTRUCTION MATERIALS | 11KV HS JOINT 240/240 CU PLYHDPE | 11HSJ240/240 | 1992-12-07 | 2015-11-19
11HSJ240/300 | Active | UG | 19000. DIST UG CONSTRUCTION MATERIALS | 11KV HS JOINT 240/300 CU PLYHDPE | 11HSJ240/300 | 2009-02-27 | 2015-11-19
11HSJ300/300 | Active | UG | 19000. DIST UG CONSTRUCTION MATERIALS | 11KV HS JOINT 300/300 CU PLYHDPE | 11HSJ300/300 | 1992-12-07 | 2015-11-19
11HSJ300/30A | Active | UG | 19000. DIST UG CONSTRUCTION MATERIALS | 11KV HS JOINT 300/300 Al PLYHDPE | 11HSJ300/30A | 2009-02-27 | 2015-11-19
11HSJ400/400 | Active | UG | 19000. DIST UG CONSTRUCTION MATERIALS | 11KV HS JOINT 400/400 Cu PLYHDPE | 11HSJ400/400 | 2009-02-27 | 2015-11-19
11HSJ95A-24A | Active | UG | 19000. DIST UG CONSTRUCTION MATERIALS | 11KV HS JNT AL ALL SIZES 95-240 XL | 11HSJ95A-24A | 2004-12-09 | 2015-11-19
11HSJ95X-24X | Active | UG | 19000. DIST UG CONSTRUCTION MATERIALS | 11KV HS JNT CU OR AL ALL SIZES 95-240 XL | 11HSJ95X-24X | 2003-10-07 | 2015-11-19
11HSOT185 | Active | UG | 19000. DIST UG CONSTRUCTION MATERIALS | 11KV OD TERM HS 185 CU XLPE (800 TAIL) | 11HSOT185 | 2003-10-01 | 2022-11-25
11HSOT240 | Active | UG | 19000. DIST UG CONSTRUCTION MATERIALS | 11KV OD TERM HS 240 CU XLPE (800 TAIL) | 11HSOT240 | 2003-10-01 | 2015-11-23
11HSTJ18-16P | Active | UG | 19000. DIST UG CONSTRUCTION MATERIALS | 11KV HS JOINT 185 CU XLPE -161 CU PLY | 11HSTJ18-16P | 2008-11-17 | 2015-11-19
11HSTJ18-18P | Active | UG | 19000. DIST UG CONSTRUCTION MATERIALS | 11KV HS JOINT 185 CU XLPE -185 CU PLY | 11HSTJ18-18P | 2003-10-07 | 2015-11-19
11HSTJ18-24P | Active | UG | 19000. DIST UG CONSTRUCTION MATERIALS | 11KV HS JOINT 185 CU XLPE -240 CU PLY | 11HSTJ18-24P | 2008-11-17 | 2015-11-19
11HSTJ18-25A | Active | UG | 19000. DIST UG CONSTRUCTION MATERIALS | 11KV HS JOINT 185 CU XLPE-258 AL PLY | 11HSTJ18-25A | 2008-11-17 | 2015-11-19
11HSTJ18-30A | Active | UG | 19000. DIST UG CONSTRUCTION MATERIALS | 11KV HS JOINT 185 CU XLPE-300 AL PLY | 11HSTJ18-30A | 2008-11-17 | 2015-11-19
11HSTJ18-30P | Active | UG | 19000. DIST UG CONSTRUCTION MATERIALS | 11KV HS JOINT 185 CU XLPE-300 CU PLY | 11HSTJ18-30P | 2003-10-07 | 2015-11-19
11HSTJ24-16P | Active | UG | 19000. DIST UG CONSTRUCTION MATERIALS | 11KV HS JOINT 240 CU XLPE-161 CU PLY | 11HSTJ24-16P | 2008-11-17 | 2015-11-19
11HSTJ24-18P | Active | UG | 19000. DIST UG CONSTRUCTION MATERIALS | 11KV HS JOINT 240 CU XLPE-185 CU PLY | 11HSTJ24-18P | 2003-10-07 | 2015-11-19
11HSTJ24-24P | Active | UG | 19000. DIST UG CONSTRUCTION MATERIALS | 11KV HS JOINT 240 CU XLPE-240 CU PLY | 11HSTJ24-24P | 2003-10-07 | 2015-11-19
11HSTJ24-25A | Active | UG | 19000. DIST UG CONSTRUCTION MATERIALS | 11KV HS JOINT 240 CU XLPE-258 AL PLY | 11HSTJ24-25A | 2008-11-17 | 2015-11-19
11HSTJ24-30A | Active | UG | 19000. DIST UG CONSTRUCTION MATERIALS | 11KV HS JOINT 240 CU XLPE-300 AL PLY | 11HSTJ24-30A | 2008-11-17 | 2015-11-19
11HSTJ24-30P | Active | UG | 19000. DIST UG CONSTRUCTION MATERIALS | 11KV HS JOINT 240 CU XLPE-300 CU PLY | 11HSTJ24-30P | 2003-10-07 | 2015-11-19
11HT185 | Active | UG | 19000. DIST UG CONSTRUCTION MATERIALS | 11KV TERM HAZEMEYER 185SQMM UGM 2_004D | 11HT185 | 1992-07-31 | 2015-11-23
11HT25 | Active | UG | 19000. DIST UG CONSTRUCTION MATERIALS | 11KV TERM HAZEMEYER 25SQMM UGM 2_003 | 11HT25 | 1992-08-19 | 2015-11-23
11HT95 | Active | UG | 19000. DIST UG CONSTRUCTION MATERIALS | 11KV TERM HAZEMEYER 95SQMM UGM 2_003 | 11HT95 | 1992-08-19 | 2015-11-23
11INS025T1 | Active | UG | 19000. DIST UG CONSTRUCTION MATERIALS | RMU/SWGEARINSUL. 25SQMM TYPE1 UGM 2-902D | 11INS025T1 | 1990-08-17 | 2015-11-23
11INS025T2 | Active | UG | 19000. DIST UG CONSTRUCTION MATERIALS | RMU S/G INSUL. 25PLY+35XLP UGM 2-902D | 11INS025T2 | 1992-12-02 | 2015-11-23
11INS035T1 | Active | UG | 19000. DIST UG CONSTRUCTION MATERIALS | RMU/SWGEARINSUL. 35SQMM TYPE1 UGM 2-902D | 11INS035T1 | 1994-01-11 | 2015-11-23
11INS035T5 | Active | UG | 19000. DIST UG CONSTRUCTION MATERIALS | INSULATION 11KV FOR 35SQ INTREGRATED PMT | 11INS035T5 | 1998-03-17 | 2015-11-23
11INS095T1 | Active | UG | 19000. DIST UG CONSTRUCTION MATERIALS | RMU/SWGEARINSUL. 95SQMM TYPE1 UGM 2-902D | 11INS095T1 | 1990-08-20 | 2015-11-23
11INS095T5 | Active | UG | 19000. DIST UG CONSTRUCTION MATERIALS | INSULATION 11KV FOR 95SQ INTEGRATED PMT | 11INS095T5 | 1997-08-25 | 2015-11-23
11INS185T1 | Active | UG | 19000. DIST UG CONSTRUCTION MATERIALS | RMU/SWGEARINSUL.185SQMM TYPE1 UGM 2-902D | 11INS185T1 | 1990-08-20 | 2015-11-23
11INS185T2 | Active | UG | 19000. DIST UG CONSTRUCTION MATERIALS | RMU/SWGEARINSUL.185SQMM TYPE2 UGM 2-902D | 11INS185T2 | 1990-08-20 | 2015-11-23
11INS185T5 | Active | UG | 19000. DIST UG CONSTRUCTION MATERIALS | INSULATION 11KV FOR 185SQ INTEGRATED PMT | 11INS185T5 | 1998-10-19 | 2017-05-03
11INS240T1 | Active | UG | 19000. DIST UG CONSTRUCTION MATERIALS | RMU/SWGEARINSUL.240SQMM TYPE1 UGM 2-902D | 11INS240T1 | 1994-01-11 | 2015-11-23
11INS240T5 | Active | UG | 19000. DIST UG CONSTRUCTION MATERIALS | INSULATION 11KV FOR 240SQ INTEGRATED PMT | 11INS240T5 | 1997-08-25 | 2017-05-03
11INS300T1 | Active | UG | 19000. DIST UG CONSTRUCTION MATERIALS | RMU/SWGEARINSUL.300SQMM TYPE1 UGM 2-902D | 11INS300T1 | 1990-08-20 | 2015-11-23
11INS300T2 | Active | UG | 19000. DIST UG CONSTRUCTION MATERIALS | RMU/SWGEARINSUL.300SQMM TYPE2 UGM 2-902D | 11INS300T2 | 1990-08-20 | 2015-11-23
11J300 | Active | UG | 19000. DIST UG CONSTRUCTION MATERIALS | 11KV SCR JT/ST 300SQM 3C PLY.SWS/HDPE | 11J300 | 1990-05-31 | 2016-04-28
11JTS | Active | UG | 19000. DIST UG CONSTRUCTION MATERIALS | 11KV SCREENED JOINT SUNDRIES | 11JTS | 1999-06-28 | 2015-11-19
11JTSL/E | Active | UG | 19000. DIST UG CONSTRUCTION MATERIALS | 11KV JOINT SUNDRIES LIVE END JOINT | 11JTSL/E | 1999-06-23 | 2024-05-23
11JTT185 | Active | UG | 19000. DIST UG CONSTRUCTION MATERIALS | 11KV PARALLEL BRANCH JNT185SQMM (HEATSHR | 11JTT185 | 1995-03-28 | 2015-11-19
11JTT185/95 | Active | UG | 19000. DIST UG CONSTRUCTION MATERIALS | 11KV PARALLEL BR JNT185 TO 95 (HEATSHRIN | 11JTT185/95 | 1995-03-30 | 2015-11-19
11JTTPS | Active | UG | 19000. DIST UG CONSTRUCTION MATERIALS | 11KV PARALLEL JOINT SUNDRY ITEMS | 11JTTPS | 1999-06-28 | 2015-11-19
11KRTM095XL | Active | UG | 19000. DIST UG CONSTRUCTION MATERIALS | 11KV TERM KRONE 95SQ MM XLPE UJMAN 2/015 | 11KRTM095XL | 1994-01-05 | 2015-11-23
11KRTM240XL | Active | UG | 19000. DIST UG CONSTRUCTION MATERIALS | 11KV TERM KRONE 240SQMM XLPE UJMAN 2/015 | 11KRTM240XL | 1994-01-05 | 2015-11-23
11PBJ12/24PX | Active | UG | 19000. DIST UG CONSTRUCTION MATERIALS | 11KV PB JOINT 120 CU PLY/240 AL XLPE | 11PBJ12/24PX | 1995-03-15 | 2015-11-19
11PBJ17624 | Active | UG | 19000. DIST UG CONSTRUCTION MATERIALS | 11KV PB JOINT 3c & Triplex Ref SC 17624 | 11PBJ17624 | 2009-02-25 | 2015-11-19
11PBJ17625 | Active | UG | 19000. DIST UG CONSTRUCTION MATERIALS | 11KV PB JOINT 3c & Triplex Ref SC 17625 | 11PBJ17625 | 2009-02-25 | 2015-11-19
11PBJ17626 | Active | UG | 19000. DIST UG CONSTRUCTION MATERIALS | 11KV PB JOINT 3c & Triplex Ref SC 17626 | 11PBJ17626 | 2009-02-25 | 2015-11-19
11PBJ17627 | Active | UG | 19000. DIST UG CONSTRUCTION MATERIALS | 11KV PB JOINT 3c & Triplex Ref SC 17627 | 11PBJ17627 | 2009-02-25 | 2015-11-19
11PBJ17628 | Active | UG | 19000. DIST UG CONSTRUCTION MATERIALS | 11KV PB JOINT 3c & Triplex Ref SC 17628 | 11PBJ17628 | 2009-02-25 | 2015-11-19
11PBJ18/12PL | Active | UG | 19000. DIST UG CONSTRUCTION MATERIALS | 11KV PB JOINT 185 CU/120 CU | 11PBJ18/12PL | 2001-09-05 | 2015-11-19
11PBJ18/24PX | Active | UG | 19000. DIST UG CONSTRUCTION MATERIALS | 11KV BRANCH JT 185PLY/240XLPE | 11PBJ18/24PX | 1995-02-24 | 2015-11-19
11PBJ18/30PL | Active | UG | 19000. DIST UG CONSTRUCTION MATERIALS | 11KV PARALLEL BRANCH JOINT 185/300 MM SQ | 11PBJ18/30PL | 2001-09-05 | 2015-11-19
11PBJ18/95PL | Active | UG | 19000. DIST UG CONSTRUCTION MATERIALS | 11KV PARALLEL BRANCH JOINT 185/95 MM SQ | 11PBJ18/95PL | 2001-09-05 | 2015-11-19
11PBJ18/95PX | Active | UG | 19000. DIST UG CONSTRUCTION MATERIALS | 11KV BRANCH JT 185PLY/95XLPE | 11PBJ18/95PX | 1995-02-24 | 2015-11-19
11PBJ19356 | Active | UG | 19000. DIST UG CONSTRUCTION MATERIALS | 11KV PB JOINT 3c & Triplex Ref SC 19356 | 11PBJ19356 | 2009-02-25 | 2015-11-19
11PBJ20371 | Active | UG | 19000. DIST UG CONSTRUCTION MATERIALS | 11KV PB JOINT 3c & Triplex Ref SC 20371 | 11PBJ20371 | 2011-03-30 | 2015-11-19
11PBJ20372 | Active | UG | 19000. DIST UG CONSTRUCTION MATERIALS | 11KV PB JOINT 3c & Triplex Ref SC 20372 | 11PBJ20372 | 2011-03-30 | 2015-11-19
11PBJ20469 | Active | UG | 19000. DIST UG CONSTRUCTION MATERIALS | 11KV PB JOINT 3 PLY 25-i85 Cu/ 25-185 Cu | 11PBJ20469 | 2009-03-03 | 2015-11-19
11PBJ20473 | Active | UG | 19000. DIST UG CONSTRUCTION MATERIALS | 11KV PB JOINT 3c & Triplex Ref SC 20473 | 11PBJ20473 | 2009-02-25 | 2015-11-19
11PBJ20479 | Active | UG | 19000. DIST UG CONSTRUCTION MATERIALS | 11KV PB JOINT 3c & Triplex Ref SC 20479 | 11PBJ20479 | 2009-02-25 | 2015-11-19
11PBJ24/24XL | Active | UG | 19000. DIST UG CONSTRUCTION MATERIALS | 11KV PAR BR JNT 240/240 XLPE CABLE | 11PBJ24/24XL | 1995-11-29 | 2015-11-19
11PBJ24/95XL | Active | UG | 19000. DIST UG CONSTRUCTION MATERIALS | 11KV PAR BR JNT 240/95MM2 3C XLPE CABLE | 11PBJ24/95XL | 1995-02-24 | 2015-11-19
11PBJ30/12PL | Active | UG | 19000. DIST UG CONSTRUCTION MATERIALS | 11KV PARALLEL BRANCH JOINT 300/120 MM SQ | 11PBJ30/12PL | 2001-09-05 | 2015-11-19
11PBJ30/18PL | Active | UG | 19000. DIST UG CONSTRUCTION MATERIALS | 11KV PARALLELBRANCH JOINT300/185 MM SQ | 11PBJ30/18PL | 2001-09-04 | 2015-11-19
11PBJ30/24PX | Active | UG | 19000. DIST UG CONSTRUCTION MATERIALS | 11KV BRANCH JOINT 300PLY/240XLPE | 11PBJ30/24PX | 2001-08-17 | 2015-11-19
11PBJ30/95PL | Active | UG | 19000. DIST UG CONSTRUCTION MATERIALS | 11KV PARALLEL BRANCH JOINT 300/95 MM SQ | 11PBJ30/95PL | 2001-09-05 | 2015-11-19
11PBJ35/35XL | Active | UG | 19000. DIST UG CONSTRUCTION MATERIALS | 11KV PAR BR JNT 35SQMM 3C XLPE CABLE | 11PBJ35/35XL | 1995-02-24 | 2015-11-19
11PBJ95/95PX | Active | UG | 19000. DIST UG CONSTRUCTION MATERIALS | 11KV BRANCH JT 95PLY/95XLPE | 11PBJ95/95PX | 1995-02-24 | 2015-11-19
11PBJ95/95XL | Active | UG | 19000. DIST UG CONSTRUCTION MATERIALS | 11KV PAR BR JNT 95 3C XLPE IN PIT | 11PBJ95/95XL | 1995-02-24 | 2015-11-19
11PBJR18-18 | Active | UG | 19000. DIST UG CONSTRUCTION MATERIALS | 11KV HS 185CU-185AL PARA BRNCH JNT RESIN | 11PBJR18-18 | 2003-10-01 | 2015-11-19
11PBJR18-18X | Active | UG | 19000. DIST UG CONSTRUCTION MATERIALS | 11KV HS 185CU-185CU XL PL BRCH JNT RESIN | 11PBJR18-18X | 2003-10-01 | 2015-11-19
11PBJR18-24A | Active | UG | 19000. DIST UG CONSTRUCTION MATERIALS | 11KV HS 185CU-240AL PARA BRNCH JNT RESIN | 11PBJR18-24A | 2003-10-01 | 2015-11-19
11PBJR18P-18 | Active | UG | 19000. DIST UG CONSTRUCTION MATERIALS | 11KV HS 185 PLY CU-185CU XL PBJ RESIN | 11PBJR18P-18 | 2003-10-07 | 2015-11-19
11PBJR24-95 | Active | UG | 19000. DIST UG CONSTRUCTION MATERIALS | 11KV HS 240CU-95AL PARA BRANCH JNT RESIN | 11PBJR24-95 | 2003-10-01 | 2015-11-19
11PBJR24X-24 | Active | UG | 19000. DIST UG CONSTRUCTION MATERIALS | 11KV HS 185CU-240AL PARA BRNCH JNT RESIN | 11PBJR24X-24 | 2003-10-07 | 2015-11-19
11PBJR30P-24 | Active | UG | 19000. DIST UG CONSTRUCTION MATERIALS | 11KV HS 300CU PLY-240CU XL PBJ RESIN | 11PBJR30P-24 | 2003-10-01 | 2015-11-19
11PETMSHS | Active | UG | 19000. DIST UG CONSTRUCTION MATERIALS | 11KV POLE TERM SUNDRIES HEAT SHRINK | 11PETMSHS | 1999-06-22 | 2015-11-19
11PJ18/12PL | Active | UG | 19000. DIST UG CONSTRUCTION MATERIALS | 11KV PARALLEL JOINT 185/120 MM SQ | 11PJ18/12PL | 2001-09-07 | 2015-11-19
11PJ18/18PL | Active | UG | 19000. DIST UG CONSTRUCTION MATERIALS | 11KV PARALLEL JOINT 185/185 MM SQ | 11PJ18/18PL | 2001-09-07 | 2015-11-19
11PJ18/24PX | Active | UG | 19000. DIST UG CONSTRUCTION MATERIALS | 11 PARALLEL JT 185PLY/240XLPE | 11PJ18/24PX | 1995-02-24 | 2024-10-15
11PJ18/95PL | Active | UG | 19000. DIST UG CONSTRUCTION MATERIALS | 11KV PARALLEL JOINT 185/95 MM SQ | 11PJ18/95PL | 2001-09-07 | 2015-11-19
11PJ185 | Active | UG | 19000. DIST UG CONSTRUCTION MATERIALS | 11KV PARALLEL JNT 185SQMM (HEATSHRINK) | 11PJ185 | 1995-03-30 | 2015-11-19
11PJ24/95XL | Active | UG | 19000. DIST UG CONSTRUCTION MATERIALS | 11KV PARALLEL JT 240/95SQMM 3/C XLPE | 11PJ24/95XL | 1995-02-24 | 2024-10-15
11PJ240XL | Active | UG | 19000. DIST UG CONSTRUCTION MATERIALS | 11KV PAR JNT 240SQMM 3C XLPE CABLE | 11PJ240XL | 1995-02-24 | 2024-10-15
11PJ30/12PL | Active | UG | 19000. DIST UG CONSTRUCTION MATERIALS | 11KV PARALLEL JOINT 300/120 MM SQ | 11PJ30/12PL | 2001-09-07 | 2015-11-19
11PJ30/18PL | Active | UG | 19000. DIST UG CONSTRUCTION MATERIALS | 11PJ30/30PL | 11PJ30/18PL | 2001-09-07 | 2015-11-19
11PJ30/24PX | Active | UG | 19000. DIST UG CONSTRUCTION MATERIALS | 11KV PARALLEL JOINT 300PLY/240XLPE | 11PJ30/24PX | 2001-08-17 | 2024-10-15
11PJ30/30PL | Active | UG | 19000. DIST UG CONSTRUCTION MATERIALS | 11KV PARALLEL JOINT 300/300 MM SQ | 11PJ30/30PL | 2001-09-07 | 2015-11-19
11PJ30/95PL | Active | UG | 19000. DIST UG CONSTRUCTION MATERIALS | 11KV PARALLEL JOINT 300/95 MM SQ | 11PJ30/95PL | 2001-09-07 | 2015-11-19
11PJ95/95PX | Active | UG | 19000. DIST UG CONSTRUCTION MATERIALS | 11 PARALLEL JT 95PLY/95XLPE | 11PJ95/95PX | 1995-02-24 | 2024-10-15
11PJR18-18P | Active | UG | 19000. DIST UG CONSTRUCTION MATERIALS | 11KV 185CU XL-185CU PLY PARA JNT RESIN | 11PJR18-18P | 2003-10-01 | 2015-11-19
11PJR18-18X | Active | UG | 19000. DIST UG CONSTRUCTION MATERIALS | 11KV 185CU XL-185CU XL/HD PARA JNT RESIN | 11PJR18-18X | 2003-10-01 | 2015-11-19
11PJR24-30P | Active | UG | 19000. DIST UG CONSTRUCTION MATERIALS | 11KV 240CU XL-300CU PLY PARA JNT RESIN | 11PJR24-30P | 2003-10-01 | 2015-11-19
11PTM025 | Active | UG | 19000. DIST UG CONSTRUCTION MATERIALS | 11KV POLE TERM 25 SQMM 3C CU PLY | 11PTM025 | 1995-05-30 | 2015-11-19
11PTM025C | Active | UG | 19000. DIST UG CONSTRUCTION MATERIALS | 11KV CONC POLE TERM 025 SQMM 3C CU PLY | 11PTM025C | 2012-01-18 | 2015-11-19
11PTM035XL | Active | UG | 19000. DIST UG CONSTRUCTION MATERIALS | 11KV POLE TERM 35 SQMM 3C AL XLPE | 11PTM035XL | 1994-01-05 | 2017-05-16
11PTM035XLC | Active | UG | 19000. DIST UG CONSTRUCTION MATERIALS | 11KV CONC POLE TERM 35 SQMM 3C AL XLPE | 11PTM035XLC | 1994-01-05 | 2015-11-19
11PTM095 | Active | UG | 19000. DIST UG CONSTRUCTION MATERIALS | 11KV POLE TERM 95 SQMM 3C CU PLY | 11PTM095 | 1995-05-30 | 2015-11-19
11PTM095C | Active | UG | 19000. DIST UG CONSTRUCTION MATERIALS | 11KV CONC POLE TERM 095 SQMM 3C CU PLY | 11PTM095C | 2012-01-18 | 2015-11-19
11PTM095XL | Active | UG | 19000. DIST UG CONSTRUCTION MATERIALS | 11KV POLE TERM 95 SQMM 3C AL XLPE | 11PTM095XL | 1994-01-05 | 2015-11-19
11PTM095XLC | Active | UG | 19000. DIST UG CONSTRUCTION MATERIALS | 11KV CONC POLE TERM 95 SQMM 3C AL XLPE | 11PTM095XLC | 1994-01-05 | 2015-11-19
11PTM150 | Active | UG | 19000. DIST UG CONSTRUCTION MATERIALS | 11KV POLE TERM 150 SQMM 3C CU PLY | 11PTM150 | 2012-01-18 | 2018-06-25
11PTM150C | Active | UG | 19000. DIST UG CONSTRUCTION MATERIALS | 11KV CONC POLE TERM 150 SQMM 3C CU PLY | 11PTM150C | 2012-01-18 | 2015-11-19
11PTM185 | Active | UG | 19000. DIST UG CONSTRUCTION MATERIALS | 11KV POLE TERM 185 SQMM 3C CU PLY | 11PTM185 | 1995-05-30 | 2018-06-25
11PTM185C | Active | UG | 19000. DIST UG CONSTRUCTION MATERIALS | 11KV CONC POLE TERM 185 SQMM 3C CU PLY | 11PTM185C | 1998-10-01 | 2015-11-19
11PTM240 | Active | UG | 19000. DIST UG CONSTRUCTION MATERIALS | 11KV POLE TERM 240 SQMM 3C CU PLY | 11PTM240 | 1995-05-30 | 2018-06-25
11PTM240C | Active | UG | 19000. DIST UG CONSTRUCTION MATERIALS | 11KV CONC POLE TERM 240 SQMM 3C CU PLY | 11PTM240C | 1995-05-30 | 2015-11-19
11PTM240XL | Active | UG | 19000. DIST UG CONSTRUCTION MATERIALS | 11KV POLE TERM 240 SQMM 3C AL XLPE | 11PTM240XL | 1994-01-05 | 2015-11-19
11PTM240XLC | Active | UG | 19000. DIST UG CONSTRUCTION MATERIALS | 11KV CONC POLE TERM 240 SQMM 3C AL XLPE | 11PTM240XLC | 1994-01-05 | 2015-11-19
11PTM300 | Active | UG | 19000. DIST UG CONSTRUCTION MATERIALS | 11KV POLE TERM 300 SQMM 3C CU PLY | 11PTM300 | 1995-05-30 | 2018-06-25
11PTM300C | Active | UG | 19000. DIST UG CONSTRUCTION MATERIALS | 11KV CONC POLE TERM 300 SQMM 3C CU PLY | 11PTM300C | 1995-05-30 | 2015-11-19
11PTMC240XL | Active | UG | 19000. DIST UG CONSTRUCTION MATERIALS | 11KV POLE TERM 240 SQMM 3C CU XLPE | 11PTMC240XL | 2004-02-03 | 2015-11-19
11PTTRIPXC | Active | UG | 19000. DIST UG CONSTRUCTION MATERIALS | 11KV Conc POLE TERM 95-240 TRIPLEX XLPE | 11PTTRIPXC | 2009-01-16 | 2017-05-16
11PTTRIPXC2 | Active | UG | 19000. DIST UG CONSTRUCTION MATERIALS | 11KV Conc POLE TERM 400AL TRIPLEX XLPE | 11PTTRIPXC2 | 2011-03-30 | 2017-02-02
11PTTRIPXW | Active | UG | 19000. DIST UG CONSTRUCTION MATERIALS | 11KV WOOD POLE TERM 95-240 TRIPLEX XLPE | 11PTTRIPXW | 2009-01-16 | 2017-05-16
11PTTRIPXW2 | Active | UG | 19000. DIST UG CONSTRUCTION MATERIALS | 11KV WOOD POLE TERM 400 AL TRIPLEX XLPE | 11PTTRIPXW2 | 2010-11-05 | 2017-02-02
11RDU025 | Active | UG | 19000. DIST UG CONSTRUCTION MATERIALS | 11KV RDU SW/GEAR TERM. 25SQMM PLY CABLE | 11RDU025 | 2000-11-14 | 2000-11-14
11RDU035XL | Active | UG | 19000. DIST UG CONSTRUCTION MATERIALS | 11KV RDU SW/GEAR TERM. 35SQMM XLPE CABLE | 11RDU035XL | 2000-11-14 | 2000-11-14
11RDU095 | Active | UG | 19000. DIST UG CONSTRUCTION MATERIALS | 11KV SW/GEAR TERM. 95SQMM PLY CABLE | 11RDU095 | 2000-11-14 | 2000-11-14
11RDU095XL | Active | UG | 19000. DIST UG CONSTRUCTION MATERIALS | 11KV RDU SW/GEAR TERM. 95SQMM XLPE CABLE | 11RDU095XL | 2000-11-14 | 2000-11-14
11RDU185 | Active | UG | 19000. DIST UG CONSTRUCTION MATERIALS | 11 RDU SW/GEAR TERM. 185SQMM PLY CABLE | 11RDU185 | 2000-11-14 | 2000-11-14
11RDU240 | Active | UG | 19000. DIST UG CONSTRUCTION MATERIALS | 11KV RDU SW/GEAR TERM. 240SQMM PLY CABLE | 11RDU240 | 2000-11-14 | 2000-11-14
11RDU240XL | Active | UG | 19000. DIST UG CONSTRUCTION MATERIALS | 11KV RDU SW/GEAR TERM.240SQMM XLPE CABLE | 11RDU240XL | 2000-11-14 | 2000-11-14
11RDU300 | Active | UG | 19000. DIST UG CONSTRUCTION MATERIALS | 11KV SW/GEAR TERM. 300SQMM PLY CABLE | 11RDU300 | 2000-11-14 | 2000-11-14
11ROASP3S1F | Active | UG | 19000. DIST UG CONSTRUCTION MATERIALS | ABB SafePlus CCCF OD RMU | 11ROASP3S1F | 2022-08-29 | 2022-08-29
11SEJ300XL | Active | UG | 19000. DIST UG CONSTRUCTION MATERIALS | 11KV STOP END JOINT TO 300 CU/AL XLPE | 11SEJ300XL | 2007-06-20 | 2022-11-25
11SG/EARTH | Active | UG | 19000. DIST UG CONSTRUCTION MATERIALS | EARTH MAT.11KV CABLE IN S/G & TRANS 95SQ | 11SG/EARTH | 1999-06-22 | 2015-11-19
11SG/EARTH1 | Active | UG | 19000. DIST UG CONSTRUCTION MATERIALS | EARTHING MAT.11KV CABLES IN TRANS | 11SG/EARTH1 | 1992-11-02 | 2015-11-19
11SGPMT035 | Active | UG | 19000. DIST UG CONSTRUCTION MATERIALS | 11KV INTEGRATED PMT TERM 35XLPE + BOOTS | 11SGPMT035 | 1997-08-25 | 2015-11-23
11SGPMT095 | Active | UG | 19000. DIST UG CONSTRUCTION MATERIALS | 11KV INTEGRATED PMT TERM 95XLPE + BOOTS | 11SGPMT095 | 1997-08-25 | 2015-11-23
11SGPMT185 | Active | UG | 19000. DIST UG CONSTRUCTION MATERIALS | 11KV INTEGRATED PMT TERM 185PLY + BOOTS | 11SGPMT185 | 1997-08-25 | 2015-11-23
11SGPMT240 | Active | UG | 19000. DIST UG CONSTRUCTION MATERIALS | 11KV INTEGRATED PMT TERM 240XLPE + BOOTS | 11SGPMT240 | 1997-08-25 | 2016-12-29
11SGPMT25 | Active | UG | 19000. DIST UG CONSTRUCTION MATERIALS | 11KV INTERGRATED PMT TERM 25PLY + BOOTS | 11SGPMT25 | 1997-08-25 | 2015-11-23
11SGPMT95 | Active | UG | 19000. DIST UG CONSTRUCTION MATERIALS | 11KV INTEGRATED PMT TERM 95PLY + BOOTS | 11SGPMT95 | 1997-08-25 | 2015-11-23
11SGTI240T | Active | UG | 19000. DIST UG CONSTRUCTION MATERIALS | 11kV Term I/D 95/240 A or C Triplex | 11SGTI240T | 2009-01-05 | 2015-11-23
11SGTI40T | Active | UG | 19000. DIST UG CONSTRUCTION MATERIALS | 11kV Term I/D 400 Al Triplex | 11SGTI40T | 2011-03-30 | 2015-11-23
11SGTI95T | Active | UG | 19000. DIST UG CONSTRUCTION MATERIALS | 11kVTerm I/D 25/95 A or C Triplex | 11SGTI95T | 2018-04-06 | 2018-04-06
11SGTM025CT | Active | UG | 19000. DIST UG CONSTRUCTION MATERIALS | 11KV CB (CT) SWGR TERM INDOOR 25 CU 3C P | 11SGTM025CT | 2009-09-08 | 2015-11-23
11SGTM035XCT | Active | UG | 19000. DIST UG CONSTRUCTION MATERIALS | 11KV SWGR TERM 35 AL XLPE THRU CT'S | 11SGTM035XCT | 1997-12-18 | 2015-11-23
11SGTM035XL | Active | UG | 19000. DIST UG CONSTRUCTION MATERIALS | 11KV SWGR TERM 35 AL XLPE | 11SGTM035XL | 1997-06-13 | 2015-11-23
11SGTM035XLG | Active | UG | 19000. DIST UG CONSTRUCTION MATERIALS | 11KV SWGR TERM 35 AL XLPE G BLOCKS | 11SGTM035XLG | 1997-08-25 | 2015-11-23
11SGTM070CT | Active | UG | 19000. DIST UG CONSTRUCTION MATERIALS | 11KV CB (CT) SWGR TERM INDOOR 70 CU 3C P | 11SGTM070CT | 2009-09-08 | 2015-11-23
11SGTM095CT | Active | UG | 19000. DIST UG CONSTRUCTION MATERIALS | 11KV CB (CT) SWGR TERM INDOOR 95 CU 3C P | 11SGTM095CT | 2009-09-08 | 2015-11-23
11SGTM095XCT | Active | UG | 19000. DIST UG CONSTRUCTION MATERIALS | 11KV SWGR TERM 95 AL XLPE THRU CT'S | 11SGTM095XCT | 1997-12-18 | 2015-11-23
11SGTM095XL | Active | UG | 19000. DIST UG CONSTRUCTION MATERIALS | 11KV SWGR TERM 95 AL XLPE | 11SGTM095XL | 1997-08-25 | 2015-11-23
11SGTM095XLG | Active | UG | 19000. DIST UG CONSTRUCTION MATERIALS | 11KV SWGR TERM 95 AL XLPE G BLOCKS | 11SGTM095XLG | 1997-08-25 | 2015-11-23
11SGTM1000PO | Active | UG | 19000. DIST UG CONSTRUCTION MATERIALS | 11KV SWGR TERM OD 1000 CU 3x1C PLY | 11SGTM1000PO | 2010-10-04 | 2015-11-23
11SGTM100O/D | Active | UG | 19000. DIST UG CONSTRUCTION MATERIALS | 11KV SWGR TERM OD 1000 CU 3x1C PLY | 11SGTM100O/D | 2009-09-10 | 2015-11-23
11SGTM120ACT | Active | UG | 19000. DIST UG CONSTRUCTION MATERIALS | 11KV CB (CT) SWGR TERM INDOOR 120 AL 3C | 11SGTM120ACT | 2009-09-08 | 2015-11-23
11SGTM120O/D | Active | UG | 19000. DIST UG CONSTRUCTION MATERIALS | 11KV SWGR TERM OD 120 & 150 AL 3C PLYSWS | 11SGTM120O/D | 2009-09-10 | 2015-11-23
11SGTM1400CT | Active | UG | 19000. DIST UG CONSTRUCTION MATERIALS | 11KV CB (CT) SWGR TERM ID 400 CU 3x1C PL | 11SGTM1400CT | 2009-09-09 | 2015-11-23
11SGTM161CT | Active | UG | 19000. DIST UG CONSTRUCTION MATERIALS | 11KV CB (CT) SWGR TERM INDOOR 161 CU 3C | 11SGTM161CT | 2009-09-08 | 2015-11-23
11SGTM185 | Active | UG | 19000. DIST UG CONSTRUCTION MATERIALS | 11KV SWGR TERM 185 CU PLY | 11SGTM185 | 1998-08-20 | 2015-11-23
11SGTM185C | Active | UG | 19000. DIST UG CONSTRUCTION MATERIALS | 11KV SWGR TERM COMPOUND BOX 185 CU PLY | 11SGTM185C | 1994-07-25 | 2015-11-23
11SGTM185CT | Active | UG | 19000. DIST UG CONSTRUCTION MATERIALS | 11KV CB (CT) SWGR TERM ID 185 CU 3C PLY | 11SGTM185CT | 1995-05-30 | 2015-11-23
11SGTM185O/D | Active | UG | 19000. DIST UG CONSTRUCTION MATERIALS | 11KV OD SWGR TERM 185 CU PLY | 11SGTM185O/D | 1995-05-30 | 2015-11-23
11SGTM185POD | Active | UG | 19000. DIST UG CONSTRUCTION MATERIALS | 11KV SWGR TERM OD 185 CU 3C PLY | 11SGTM185POD | 2009-09-10 | 2015-11-23
11SGTM185XCT | Active | UG | 19000. DIST UG CONSTRUCTION MATERIALS | 11KV CB (CT) SWGR TERM ID 185 CU 3C XLPE | 11SGTM185XCT | 2009-09-09 | 2015-11-23
11SGTM240 | Active | UG | 19000. DIST UG CONSTRUCTION MATERIALS | 11KV SWGR TERM 240 CU PLY | 11SGTM240 | 1995-05-30 | 2015-11-23
11SGTM240CT | Active | UG | 19000. DIST UG CONSTRUCTION MATERIALS | 11KV CB (CT) SWGR TERM ID 240 CU 3C PLY | 11SGTM240CT | 1995-05-30 | 2015-11-23
11SGTM240O/D | Active | UG | 19000. DIST UG CONSTRUCTION MATERIALS | 11KV SWGR TERM OD 240 CU 3C XLPE | 11SGTM240O/D | 2009-09-10 | 2015-11-23
11SGTM240POD | Active | UG | 19000. DIST UG CONSTRUCTION MATERIALS | 11KV SWGR TERM OD 240 CU 3C PLY | 11SGTM240POD | 2009-09-10 | 2015-11-23
11SGTM240XCT | Active | UG | 19000. DIST UG CONSTRUCTION MATERIALS | 11KV CB (CT) SWGR TERM ID 240 CU 3C XLPE | 11SGTM240XCT | 1997-12-18 | 2015-11-23
11SGTM240XL | Active | UG | 19000. DIST UG CONSTRUCTION MATERIALS | 11KV SWGR TERM 240 AL XLPE | 11SGTM240XL | 1997-08-25 | 2015-11-23
11SGTM240XLG | Active | UG | 19000. DIST UG CONSTRUCTION MATERIALS | 11KV SWGR TERM 240 AL XLPE G BLOCKS | 11SGTM240XLG | 1997-08-25 | 2015-11-23
11SGTM25 | Active | UG | 19000. DIST UG CONSTRUCTION MATERIALS | 11KV SWGR TERM 25 CU PLY | 11SGTM25 | 1995-05-30 | 2015-11-23
11SGTM25O/D | Active | UG | 19000. DIST UG CONSTRUCTION MATERIALS | 11KV OD SWGR TERM 25 CU PLY | 11SGTM25O/D | 1994-01-05 | 2015-11-23
11SGTM300 | Active | UG | 19000. DIST UG CONSTRUCTION MATERIALS | 11KV SWGR TERM 300 CU PLY | 11SGTM300 | 1995-05-30 | 2015-11-23
11SGTM300ACT | Active | UG | 19000. DIST UG CONSTRUCTION MATERIALS | 11KV CB (CT) SWGR TERM ID 300 AL 3C PLY | 11SGTM300ACT | 2009-09-09 | 2015-11-23
11SGTM300C | Active | UG | 19000. DIST UG CONSTRUCTION MATERIALS | 11KV SWGR TERM COMPOUND BOX 300 CU PLY | 11SGTM300C | 1992-12-08 | 2015-11-23
11SGTM300CT | Active | UG | 19000. DIST UG CONSTRUCTION MATERIALS | 11KV SWGEAR TERM 300 CU PLY THRU CT'S | 11SGTM300CT | 1995-05-30 | 2015-11-23
11SGTM300O/D | Active | UG | 19000. DIST UG CONSTRUCTION MATERIALS | 11KV OD SWGEAR TERM 300 CU PLY | 11SGTM300O/D | 1995-05-30 | 2015-11-23
11SGTM400 | Active | UG | 19000. DIST UG CONSTRUCTION MATERIALS | 11KV NO CT SWGR TERM ID 400 CU 3x1C PLY | 11SGTM400 | 2009-09-10 | 2015-11-23
11SGTM400CT | Active | UG | 19000. DIST UG CONSTRUCTION MATERIALS | 11KV CB (CT) SWGR TERM ID 400 CU 3C PLY | 11SGTM400CT | 2009-09-09 | 2015-11-23
11SGTM400O/D | Active | UG | 19000. DIST UG CONSTRUCTION MATERIALS | 11KV SWGR TERM OD 400 CU 3x1C PLY | 11SGTM400O/D | 2009-09-10 | 2015-11-23
11SGTM630CT | Active | UG | 19000. DIST UG CONSTRUCTION MATERIALS | 11KV CB (CT) SWGR TERM ID 630 CU 3x1C PL | 11SGTM630CT | 2009-09-09 | 2015-11-23
11SGTM630O/D | Active | UG | 19000. DIST UG CONSTRUCTION MATERIALS | 11KV SWGR TERM OD 630 CU 3x1C XLPE | 11SGTM630O/D | 2009-09-10 | 2015-11-23
11SGTM630POD | Active | UG | 19000. DIST UG CONSTRUCTION MATERIALS | 11KV SWGR TERM OD 630 CU 3x1C PLY | 11SGTM630POD | 2009-09-10 | 2015-11-23
11SGTM630XCT | Active | UG | 19000. DIST UG CONSTRUCTION MATERIALS | 11KV CB (CT) SWGR TERM ID 630 CU 3x1C XL | 11SGTM630XCT | 2009-09-09 | 2015-11-23
11SGTM800O/D | Active | UG | 19000. DIST UG CONSTRUCTION MATERIALS | 11KV SWGR TERM OD 800 CU 3x1C XLPE | 11SGTM800O/D | 2009-09-10 | 2015-11-23
11SGTM800XCT | Active | UG | 19000. DIST UG CONSTRUCTION MATERIALS | 11KV CB (CT) SWGR TERM ID 800 CU 3x1C XL | 11SGTM800XCT | 2009-09-09 | 2015-11-23
11SGTM95 | Active | UG | 19000. DIST UG CONSTRUCTION MATERIALS | 11KV SWGEAR TERM 95 CU PLY | 11SGTM95 | 1995-05-30 | 2015-11-23
11SGTM95C | Active | UG | 19000. DIST UG CONSTRUCTION MATERIALS | 11KV SWGEAR TERM COMPOUND BOX 95 CU PLY | 11SGTM95C | 1994-07-25 | 2015-11-23
11SGTM95O/D | Active | UG | 19000. DIST UG CONSTRUCTION MATERIALS | 11KV OD SWGEAR TERM 95 CU PLY | 11SGTM95O/D | 1993-09-22 | 2015-11-23
11SGTMC240XL | Active | UG | 19000. DIST UG CONSTRUCTION MATERIALS | 11KV SWGR TERM 240 CU XLPE | 11SGTMC240XL | 2004-07-15 | 2015-11-23
11SGTMSC | Active | UG | 19000. DIST UG CONSTRUCTION MATERIALS | 11KV SWGEAR TERM COMMON ITEMS COMPOUND | 11SGTMSC | 1999-06-22 | 2015-11-23
11SGTO240T | Active | UG | 19000. DIST UG CONSTRUCTION MATERIALS | 11kV Term O/D 95/240 A or C Triplex | 11SGTO240T | 2009-01-05 | 2015-11-23
11SGTO40T | Active | UG | 19000. DIST UG CONSTRUCTION MATERIALS | 11kV Term O/D 400 Al Triplex | 11SGTO40T | 2011-03-30 | 2015-11-23
11SGTO95T | Active | UG | 19000. DIST UG CONSTRUCTION MATERIALS | 11kVTerm O/D 25/95 A or C Triplex | 11SGTO95T | 2018-04-06 | 2018-04-06
11ST24/24TX | Active | UG | 19000. DIST UG CONSTRUCTION MATERIALS | 11kV S/J 95-240 Triplex to 95-240mm XLPE | 11ST24/24TX | 2009-01-05 | 2019-05-13
11ST24/24X | Active | UG | 19000. DIST UG CONSTRUCTION MATERIALS | 11kV S/J 95-240 to 95-240mm Triplex | 11ST24/24X | 2009-01-05 | 2019-05-13
11ST95A/95AX | Active | UG | 19000. DIST UG CONSTRUCTION MATERIALS | 11kV S/J 95 Al Triplex to 35/95mm Al XLP | 11ST95A/95AX | 2009-01-05 | 2019-05-13
11TRF630XLP | Active | UG | 19000. DIST UG CONSTRUCTION MATERIALS | 11KV TRF CABLES 630SQMM XLPE 3PH 1/PH/MR | 11TRF630XLP | 1989-12-07 | 2015-11-19
11TRTM035XL | Active | UG | 19000. DIST UG CONSTRUCTION MATERIALS | TRANSFORM. TERM 35SQ MM XLPE UJMAN 2/113 | 11TRTM035XL | 1992-11-17 | 2015-11-19
11TRTM25 | Active | UG | 19000. DIST UG CONSTRUCTION MATERIALS | 11KV(11KV/415)TR TERM 25SQMM UGM 2_103D | 11TRTM25 | 1995-05-30 | 2015-11-23
11TRTM25O/D | Active | UG | 19000. DIST UG CONSTRUCTION MATERIALS | 11KV(11KV/415)TR TERM 25 O/D UGM 2_103 | 11TRTM25O/D | 1993-09-22 | 2015-11-23
11X95AT/25CP | Active | UG | 19000. DIST UG CONSTRUCTION MATERIALS | 11KV HSHRINK TRANS'N JNT 95XLPE TX/25PLY | 11X95AT/25CP | 2008-12-22 | 2015-11-19
11XL/EARTH | Active | UG | 19000. DIST UG CONSTRUCTION MATERIALS | EARTH MAT.11KV XL CABLE RMU & S/G 50SQ | 11XL/EARTH | 1994-04-05 | 2015-11-19
11XLJ035/035 | Active | UG | 19000. DIST UG CONSTRUCTION MATERIALS | 11KV HS JOINT 35 AL XLPE - 35 AL XLPE | 11XLJ035/035 | 1996-07-25 | 2015-11-19
11XLJ035/095 | Active | UG | 19000. DIST UG CONSTRUCTION MATERIALS | 11KV HS JOINT 35 Al/95 Al XLPE | 11XLJ035/095 | 2009-02-27 | 2015-11-19
11XLJ095/095 | Active | UG | 19000. DIST UG CONSTRUCTION MATERIALS | 11KV STR JOINT 95SQ MM XLPE CABLE | 11XLJ095/095 | 1996-07-25 | 2015-11-19
11XLJ630/630 | Active | UG | 19000. DIST UG CONSTRUCTION MATERIALS | 11KV HS JOINT 1x630l/1x630 Cu XLPE | 11XLJ630/630 | 2009-02-27 | 2015-11-19
11XLJ630/800 | Active | UG | 19000. DIST UG CONSTRUCTION MATERIALS | 11KV HS JOINT 1x630l/1x800 Cu XLPE | 11XLJ630/800 | 2009-02-27 | 2015-11-19
11XLJ800/800 | Active | UG | 19000. DIST UG CONSTRUCTION MATERIALS | 11KV HS JOINT 1x800/1x800 Cu XLPE | 11XLJ800/800 | 2009-02-27 | 2015-11-19
11XNJ035/016 | Active | UG | 19000. DIST UG CONSTRUCTION MATERIALS | 11KV HSHRINK TRANS'N JNT 35XLPE/16PLY | 11XNJ035/016 | 2008-11-17 | 2015-11-19
11XNJ035/025 | Active | UG | 19000. DIST UG CONSTRUCTION MATERIALS | 11KV HSHRINK TRANS'N JNT 35XLPE/25PLY | 11XNJ035/025 | 1992-12-10 | 2015-11-19
11XNJ035/095 | Active | UG | 19000. DIST UG CONSTRUCTION MATERIALS | 11KV HSHRINK TRANS'N JNT 35XLPE/95PLY | 11XNJ035/095 | 2008-10-14 | 2015-11-19
11XNJ035/50A | Active | UG | 19000. DIST UG CONSTRUCTION MATERIALS | 11KV HSHRINK TRANS'N JNT 35XLPE/50APLY | 11XNJ035/50A | 2008-10-14 | 2015-11-19
11XNJ095/025 | Active | UG | 19000. DIST UG CONSTRUCTION MATERIALS | 11KV HSHRINK TRANS'N JNT 95XLPE/25PLY | 11XNJ095/025 | 1992-12-10 | 2015-11-19
11XNJ095/070 | Active | UG | 19000. DIST UG CONSTRUCTION MATERIALS | 11KV HSHRINK TRANS'N JNT 95XLPE/70PLY | 11XNJ095/070 | 2008-11-17 | 2015-11-19
11XNJ095/12A | Active | UG | 19000. DIST UG CONSTRUCTION MATERIALS | 11KV HSHRINK TRANS'N JNT 95XLPE/12APLY | 11XNJ095/12A | 2008-11-17 | 2015-11-19
11XNJ095/185 | Active | UG | 19000. DIST UG CONSTRUCTION MATERIALS | 11KV HSHRINK TRANS'N JNT 95XLPE/185PLY | 11XNJ095/185 | 2008-11-17 | 2015-11-19
11XNJ095/240 | Active | UG | 19000. DIST UG CONSTRUCTION MATERIALS | 11KV HSHRINK TRANS'N JNT 95XLPE/240PLY | 11XNJ095/240 | 2008-11-17 | 2015-11-19
11XNJ240/095 | Active | UG | 19000. DIST UG CONSTRUCTION MATERIALS | 11KV H/SHRNK TRANS'N JNT 240XLPE/095PLY | 11XNJ240/095 | 1995-04-26 | 2015-11-19
11XNJ240/12A | Active | UG | 19000. DIST UG CONSTRUCTION MATERIALS | 11KV HSHRINK TRANS'N JNT 240XLPE/120PLY | 11XNJ240/12A | 1992-12-10 | 2015-11-19
11XNJ240/15A | Active | UG | 19000. DIST UG CONSTRUCTION MATERIALS | 11KV H/S TRANS'N JNT 240XLPE/150AL PLY | 11XNJ240/15A | 1992-12-10 | 2015-11-19
11XNJ240/162 | Active | UG | 19000. DIST UG CONSTRUCTION MATERIALS | 11KV HSHRINK TRANS'N JNT 240XLPE/162PLY | 11XNJ240/162 | 1992-12-10 | 2015-11-19
11XNJ240/185 | Active | UG | 19000. DIST UG CONSTRUCTION MATERIALS | 11KV HSHRINK TRANS'N JNT 240XLPE/185PLY | 11XNJ240/185 | 1995-04-21 | 2015-11-19
11XNJ240/24C | Active | UG | 19000. DIST UG CONSTRUCTION MATERIALS | 11KV HSHRINK TRANS'N JNT 240XLPE/240PLY | 11XNJ240/24C | 1996-02-06 | 2015-11-19
11XNJ240/25 | Active | UG | 19000. DIST UG CONSTRUCTION MATERIALS | 11KV H/S TRANS'N JNT 240XLPE/258SQMM PLY | 11XNJ240/25 | 2008-11-17 | 2015-11-19
11XNJ240/30A | Active | UG | 19000. DIST UG CONSTRUCTION MATERIALS | 11KV H/S TRANS'N JT 240 XPE/300AL PLY | 11XNJ240/30A | 1996-02-06 | 2015-11-19
11XNJ240/30C | Active | UG | 19000. DIST UG CONSTRUCTION MATERIALS | 11KV HSHRINK TRANS'N JNT 240XLPE/300PLY | 11XNJ240/30C | 1996-02-06 | 2015-11-19
11XNJ24A/30C | Active | UG | 19000. DIST UG CONSTRUCTION MATERIALS | 11KV TRANS 240XLPE/300PLY USE 11XNJ240/ | 11XNJ24A/30C | 1996-02-07 | 2015-11-19
11XNJ95A/95C | Active | UG | 19000. DIST UG CONSTRUCTION MATERIALS | 11KV HSHRINK TRANS'N JNT 95XLPE/95PLY | 11XNJ95A/95C | 1992-12-10 | 2015-11-19
11XT24/258AP | Active | UG | 19000. DIST UG CONSTRUCTION MATERIALS | 11kV T/J 185-240 A Triplex 240-258 PLY | 11XT24/258AP | 2009-01-05 | 2015-11-19
11XT24/300P | Active | UG | 19000. DIST UG CONSTRUCTION MATERIALS | 11kV JNT TRPX 400Al-PLY 185-300Cu/300Al | 11XT24/300P | 2009-03-18 | 2015-11-19
11XT40/300P | Active | UG | 19000. DIST UG CONSTRUCTION MATERIALS | 11kV T/J 185-400 Triplex to 300 PLY | 11XT40/300P | 2012-09-05 | 2015-11-19
11XT40TA18PC | Active | UG | 19000. DIST UG CONSTRUCTION MATERIALS | 11kV T/J 400 Triplex to 185 PLY | 11XT40TA18PC | 2012-07-17 | 2015-11-19
11XT95-24ACP | Active | UG | 19000. DIST UG CONSTRUCTION MATERIALS | 11kV T/J 95/24Triplex-95/185 PLY | 11XT95-24ACP | 2009-01-05 | 2015-11-19
11XT95A/24CP | Active | UG | 19000. DIST UG CONSTRUCTION MATERIALS | 11kV T/J 95 Al Triplex to 240mm PLY | 11XT95A/24CP | 2009-01-05 | 2015-11-19
11XT95A/25CP | Active | UG | 19000. DIST UG CONSTRUCTION MATERIALS | 11kV T/J 95 Al Triplex to 25/70mm PLY | 11XT95A/25CP | 2009-01-05 | 2015-11-19
11XT95A/70CP | Active | UG | 19000. DIST UG CONSTRUCTION MATERIALS | 11kV T/J 95A Triplex-25/70 PLY | 11XT95A/70CP | 2009-01-05 | 2015-11-19
1300-1-1 | Active | UG | 19000. DIST UG CONSTRUCTION MATERIALS | O.F.UG TERMINATION PIT (STANDARD DEPTH) | 1300-1-1 | 2001-06-05 | 2017-11-13
1300-2-1 | Active | UG | 19000. DIST UG CONSTRUCTION MATERIALS | O.F. OH TO UG TRANS PIT (STAND DEPTH) | 1300-2-1 | 2001-06-05 | 2022-11-25
1300-2-2 | Active | UG | 19000. DIST UG CONSTRUCTION MATERIALS | O.F.OH TO UG TRANS PIT (INCREASED DEPTH) | 1300-2-2 | 2001-06-05 | 2022-11-25
1301-1-1 | Active | UG | 19000. DIST UG CONSTRUCTION MATERIALS | O.F.UG JOINTING PIT(STANDARD DEPTH) | 1301-1-1 | 2001-06-05 | 2015-11-19
1320-1 | Active | UG | 19000. DIST UG CONSTRUCTION MATERIALS | STEP RUNG (CAST INSITU) | 1320-1 | 2002-04-04 | 2015-11-19
1320-2 | Active | UG | 19000. DIST UG CONSTRUCTION MATERIALS | STEP RUNG (TRUBOLT MOUNTED) | 1320-2 | 2002-04-04 | 2015-11-19
1320-3 | Active | UG | 19000. DIST UG CONSTRUCTION MATERIALS | STEP RUNG - PLASTIC COATED STEEL | 1320-3 | 2005-01-11 | 2015-11-19
1321-1 | Active | UG | 19000. DIST UG CONSTRUCTION MATERIALS | CABLE HAULING EYE (CAST INSITU) | 1321-1 | 2002-04-04 | 2015-11-19
1321-2 | Active | UG | 19000. DIST UG CONSTRUCTION MATERIALS | FLOOR SUMP | 1321-2 | 2002-04-04 | 2015-11-19
1322-3 | Active | UG | 19000. DIST UG CONSTRUCTION MATERIALS | TWO PART ACCESS COVER FOOTPATH 30"X50" | 1322-3 | 2002-04-04 | 2015-11-19
1323-1 | Active | UG | 19000. DIST UG CONSTRUCTION MATERIALS | ACCESS COVER 750 SQ FOOTPATH METRIC | 1323-1 | 2002-04-04 | 2015-11-19
1323-10 | Active | UG | 19000. DIST UG CONSTRUCTION MATERIALS | Class B Cvr Exp Mit Vent Flap 750 Clear | 1323-10 | 2022-08-29 | 2022-08-29
1323-11 | Active | UG | 19000. DIST UG CONSTRUCTION MATERIALS | Class B Cover Exp Mit Constant Vent 750 | 1323-11 | 2022-08-29 | 2022-08-29
1323-3 | Active | UG | 19000. DIST UG CONSTRUCTION MATERIALS | TWO PART ACCESS COVER FOOTPATH METRIC | 1323-3 | 2002-04-04 | 2015-11-19
1323-4 | Active | UG | 19000. DIST UG CONSTRUCTION MATERIALS | ACCESS COVER CLASS B 750 SQ (LITE LIFT) | 1323-4 | 2005-01-11 | 2005-01-11
1323-5 | Active | UG | 19000. DIST UG CONSTRUCTION MATERIALS | ACCESS COVER CLASS D 750 SQ (LITE LIFT) | 1323-5 | 2005-01-11 | 2005-01-11
1323-6 | Active | UG | 19000. DIST UG CONSTRUCTION MATERIALS | ACCESS COVER CLASS B 750X1245 LITE LIFT | 1323-6 | 2005-01-11 | 2005-01-11
1323-7 | Active | UG | 19000. DIST UG CONSTRUCTION MATERIALS | ACCESS COVER W-FLAP Retrofit for 1323-6 | 1323-7 | 2020-06-25 | 2020-06-25
1323-8 | Active | UG | 19000. DIST UG CONSTRUCTION MATERIALS | ACCESS COVER W/O FLAP Retrofit for1323-6 | 1323-8 | 2020-06-25 | 2020-06-25
1323-9 | Active | UG | 19000. DIST UG CONSTRUCTION MATERIALS | ACCESS COVEREXPLOSION MIT Retrofit1323-6 | 1323-9 | 2020-06-25 | 2020-06-25
1324-1 | Active | UG | 19000. DIST UG CONSTRUCTION MATERIALS | Class B Exp Mit 2 Part & Frame 750x1245 | 1324-1 | 2022-08-29 | 2022-08-29
1325-1 | Active | UG | 19000. DIST UG CONSTRUCTION MATERIALS | Class B Exp Mit 2 Pt &Frame 750x1245 S/S | 1325-1 | 2022-08-29 | 2022-08-29
1350-1 | Active | UG | 19000. DIST UG CONSTRUCTION MATERIALS | GALVANISED PIPE BOLLARD | 1350-1 | 2002-04-04 | 2002-04-22
1350-2 | Active | UG | 19000. DIST UG CONSTRUCTION MATERIALS | CABLE MARKER PLATE | 1350-2 | 2002-04-04 | 2002-04-04
1350-3 | Active | UG | 19000. DIST UG CONSTRUCTION MATERIALS | CABLE MARKER "E" PLATE | 1350-3 | 2002-04-04 | 2025-05-02
1351-1 | Active | UG | 19000. DIST UG CONSTRUCTION MATERIALS | WARNING SIGN POST | 1351-1 | 2002-04-04 | 2002-04-04
1351-2 | Active | UG | 19000. DIST UG CONSTRUCTION MATERIALS | WARNING SIGN TYPE 1 | 1351-2 | 2002-04-04 | 2002-04-04
1351-3 | Active | UG | 19000. DIST UG CONSTRUCTION MATERIALS | WARNING SIGN TYPE 2 | 1351-3 | 2002-04-04 | 2002-04-04
1352-1 | Active | UG | 19000. DIST UG CONSTRUCTION MATERIALS | JOINT PROTECTION BLACK HDPE ORANGE FILM | 1352-1 | 2002-04-04 | 2025-09-12
1CCF9524XLG | Active | UG | 19000. DIST UG CONSTRUCTION MATERIALS | 11kV 3ph 3M Terminal Protector TP-500 | 1CCF9524XLG | 2011-07-04 | 2011-09-27
1CFC2595XLG | Active | UG | 19000. DIST UG CONSTRUCTION MATERIALS | 11KV CFC S/G TERM 25-95 AL or CU TRIPLE | 1CFC2595XLG | 2018-04-06 | 2018-04-06
1CFC40XLG | Active | UG | 19000. DIST UG CONSTRUCTION MATERIALS | 11KV CFC S/G TERM 400 AL TRIPLEX | 1CFC40XLG | 2011-03-30 | 2023-04-19
1CFC9524XLG | Active | UG | 19000. DIST UG CONSTRUCTION MATERIALS | 11KV CFC S/G TERM 95-240 AL or CU TRIPLE | 1CFC9524XLG | 2009-02-13 | 2023-09-27
1CFC9524XLG2 | Active | UG | 19000. DIST UG CONSTRUCTION MATERIALS | 11KV CFC S/G TERM 95-240 AL or CU TRIPLE | 1CFC9524XLG2 | 2010-11-05 | 2023-09-27
1HAZ2595ACT | Active | UG | 19000. DIST UG CONSTRUCTION MATERIALS | 11KV TERM HAZ 25-95 AL or CU XLPE Trplex | 1HAZ2595ACT | 2018-04-06 | 2018-04-06
1HAZ40ACT | Active | UG | 19000. DIST UG CONSTRUCTION MATERIALS | 11KV TERM HAZ 400 AL Triplex | 1HAZ40ACT | 2011-03-30 | 2015-11-19
1HAZ9524ACT | Active | UG | 19000. DIST UG CONSTRUCTION MATERIALS | 11KV TERM HAZ 95-240 AL orCU XLPETrplex | 1HAZ9524ACT | 2009-02-13 | 2015-11-19
1SGTPM2595XG | Active | UG | 19000. DIST UG CONSTRUCTION MATERIALS | 11KV SWGR TERM 25-95 AL OR CU TRIPLEX | 1SGTPM2595XG | 2018-04-06 | 2018-04-06
1SGTPM40XG | Active | UG | 19000. DIST UG CONSTRUCTION MATERIALS | 11KV SWGR TERM 400 AL TRIPLEX | 1SGTPM40XG | 2011-03-30 | 2023-12-14
1SGTPM9524XG | Active | UG | 19000. DIST UG CONSTRUCTION MATERIALS | 11KV SWGR TERM 95-240 AL OR CU TRIPLEX | 1SGTPM9524XG | 2009-02-12 | 2023-10-12
221REOPEN | Active | UG | 19000. DIST UG CONSTRUCTION MATERIALS | REOPENABLE J-BOX FOR #4 PIT | 221REOPEN | 1999-10-13 | 2015-11-19
221S/L FUSE | Active | UG | 19000. DIST UG CONSTRUCTION MATERIALS | ADDITIONAL S/L FUSE TO SERVICE PILLAR | 221S/L FUSE | 1999-12-15 | 2015-11-19
221S0000UG | Active | UG | 19000. DIST UG CONSTRUCTION MATERIALS | 300 AMP CFS UNIT NO TERMINATIONS | 221S0000UG | 1999-10-13 | 2015-11-19
221S185CTERM | Active | UG | 19000. DIST UG CONSTRUCTION MATERIALS | LV 185CU TERM | 221S185CTERM | 1999-10-13 | 2015-11-19
221S250CFS | Active | UG | 19000. DIST UG CONSTRUCTION MATERIALS | 250 AMP CFS UNIT JOIN TO EXISTING PILLAR | 221S250CFS | 1999-10-13 | 2015-11-19
221S315CFS | Active | UG | 19000. DIST UG CONSTRUCTION MATERIALS | 315 AMP CFS UNIT JOIN TO EXISTING PILLAR | 221S315CFS | 1999-10-13 | 2015-11-19
221SCFS200A | Active | UG | 19000. DIST UG CONSTRUCTION MATERIALS | 2OOA CFS UNIT PILLAR | 221SCFS200A | 1999-10-13 | 2015-11-19
2CCSETA24 | Active | UG | 19000. DIST UG CONSTRUCTION MATERIALS | COUPLING CONNECTOR SHORT ELBOW 185-240T | 2CCSETA24 | 2011-09-27 | 2015-11-19
2CCSETA40 | Active | UG | 19000. DIST UG CONSTRUCTION MATERIALS | COUPLING CONNECTOR SHORT ELBOW 400T | 2CCSETA40 | 2011-03-30 | 2015-11-19
2CCSETA95 | Active | UG | 19000. DIST UG CONSTRUCTION MATERIALS | COUPLING CONNECTOR SHORT ELBOW 95AL | 2CCSETA95 | 2011-05-23 | 2015-11-19
2CCSETCA24 | Active | UG | 19000. DIST UG CONSTRUCTION MATERIALS | COUPLING CONNECTOR SHORT ELBOW 240T | 2CCSETCA24 | 2011-03-30 | 2015-11-19
2CPPETA40 | Active | UG | 19000. DIST UG CONSTRUCTION MATERIALS | 17.5-24kV COUPLING PIECE 630AMP | 2CPPETA40 | 2011-03-30 | 2015-11-19
2CPPETCA24 | Active | UG | 19000. DIST UG CONSTRUCTION MATERIALS | COUPLING CONNECTOR PPSTANDARD ELBOW 240T | 2CPPETCA24 | 2011-03-30 | 2015-11-19
2DBSTA24D | Active | UG | 19000. DIST UG CONSTRUCTION MATERIALS | 11kV ELBOW TERM 185-240 TRIPLEX | 2DBSTA24D | 2011-09-27 | 2015-11-19
2DBSTA40D | Active | UG | 19000. DIST UG CONSTRUCTION MATERIALS | 11kV DEAD BREAK ELBOW 400 AL TRIPLEX | 2DBSTA40D | 2011-03-30 | 2015-11-19
2DBSTA63D | Active | UG | 19000. DIST UG CONSTRUCTION MATERIALS | 11kV ELBOW TERM 630 CU 3 X 1C | 2DBSTA63D | 2015-05-13 | 2015-11-19
2DBSTA95D | Active | UG | 19000. DIST UG CONSTRUCTION MATERIALS | 11kV DEAD BREAK ELBOW 95 AL TRIPLEX | 2DBSTA95D | 2011-05-23 | 2015-11-19
2DBSWC63D | Active | UG | 19000. DIST UG CONSTRUCTION MATERIALS | 11kV DEAD BREAK 630mm CU XLPE | 2DBSWC63D | 2010-10-05 | 2015-11-19
2DBSWCAV4D | Active | UG | 19000. DIST UG CONSTRUCTION MATERIALS | 11kV DEAD BREAK 185/240 ALorCU XLPE/TRIP | 2DBSWCAV4D | 2010-10-05 | 2015-11-19
2JCX24PC95D | Active | UG | 19000. DIST UG CONSTRUCTION MATERIALS | 11KV TRANS'N JNT 240 Cu XLPE/095 Cu PLY | 2JCX24PC95D | 2010-10-04 | 2015-11-19
2JPC61PC18 | Active | UG | 19000. DIST UG CONSTRUCTION MATERIALS | 33 0.25 HSL Eng at 11 to 11KV 185 CU PL | 2JPC61PC18 | 2014-09-16 | 2015-11-19
2JPCV1PCV1D | Active | UG | 19000. DIST UG CONSTRUCTION MATERIALS | 11KV PARALLELJNT25/185PLY to 25/185PLY | 2JPCV1PCV1D | 2010-10-04 | 2015-11-19
2JPCV1PCV2D | Active | UG | 19000. DIST UG CONSTRUCTION MATERIALS | 11KV PARALLELJNT25/185PLY to 240/300PLY | 2JPCV1PCV2D | 2010-10-04 | 2015-11-19
2JPCV1TA40D | Active | UG | 19000. DIST UG CONSTRUCTION MATERIALS | 11KV BUTTJNT 25/300PLY to 400TRIPLEX | 2JPCV1TA40D | 2011-03-30 | 2015-11-19
2JPCV1XCA24D | Active | UG | 19000. DIST UG CONSTRUCTION MATERIALS | 11KV BUTTJNT 25/185PLY to 240XLPE | 2JPCV1XCA24D | 2010-10-04 | 2015-11-19
2JPCV1XCAV3D | Active | UG | 19000. DIST UG CONSTRUCTION MATERIALS | 11KV BUTTJNT 25/185PLY to 35/185XLPE | 2JPCV1XCAV3D | 2010-10-04 | 2015-11-19
2JPCV2PCV2D | Active | UG | 19000. DIST UG CONSTRUCTION MATERIALS | 11KV BUTTJNT 240/300PLY to 240/300PLY | 2JPCV2PCV2D | 2010-10-04 | 2015-11-19
2JPCV2TA40D | Active | UG | 19000. DIST UG CONSTRUCTION MATERIALS | 11KV BUTTJNT 240/300PLY to 400Al TRIPLE | 2JPCV2TA40D | 2011-03-30 | 2015-11-19
2JPCV2XCA24D | Active | UG | 19000. DIST UG CONSTRUCTION MATERIALS | 11KV BUTTJNT 240/300PLY to 240XLPE | 2JPCV2XCA24D | 2010-10-04 | 2015-11-19
2JPCV2XCAV3D | Active | UG | 19000. DIST UG CONSTRUCTION MATERIALS | 11KV BUTTJNT 240/300PLY to 35-185XLPE | 2JPCV2XCAV3D | 2010-10-04 | 2015-11-19
2JTA40TA95D | Active | UG | 19000. DIST UG CONSTRUCTION MATERIALS | JOINT 11kv 3PH STRAIGHT 95 - 400 AL TRIP | 2JTA40TA95D | 2011-03-30 | 2015-11-19
2JTA40TCAV7D | Active | UG | 19000. DIST UG CONSTRUCTION MATERIALS | 11kV JNT 400Al-XLPE 185-240Cu/240-400Al | 2JTA40TCAV7D | 2011-03-30 | 2015-11-19
2JTA40XA95D | Active | UG | 19000. DIST UG CONSTRUCTION MATERIALS | 11kV JOINT TRPX 400 Al - XLPE 95 Al | 2JTA40XA95D | 2011-03-30 | 2015-11-19
2JTA40XC18D | Active | UG | 19000. DIST UG CONSTRUCTION MATERIALS | 11kV JOINT TRPX 400 Al - XLPE 185 Cu | 2JTA40XC18D | 2011-03-30 | 2015-11-19
2JTA40XC24D | Active | UG | 19000. DIST UG CONSTRUCTION MATERIALS | 11kV JOINT TRPX 400 Al - XPLE 240 Al /Cu | 2JTA40XC24D | 2010-11-17 | 2015-11-19
2JXC24PC95D | Active | UG | 19000. DIST UG CONSTRUCTION MATERIALS | 11KV JNT 240 Cu XLPE to 95 Cu PLY | 2JXC24PC95D | 2010-10-04 | 2015-11-19
2JXC63XC63D | Active | UG | 19000. DIST UG CONSTRUCTION MATERIALS | 11KV JOINT 630 Cu XLPE /33kV 630 Cu XLPE | 2JXC63XC63D | 2010-10-04 | 2015-11-19
2JXCA24TA40D | Active | UG | 19000. DIST UG CONSTRUCTION MATERIALS | 11KV BUTTJNT 240XLPE to 400TRIPLEX | 2JXCA24TA40D | 2011-03-30 | 2015-11-19
2JXCA24XCA24 | Active | UG | 19000. DIST UG CONSTRUCTION MATERIALS | 11KV BUTTJNT 240XLPE to 240XLPE | 2JXCA24XCA24 | 2010-10-04 | 2015-11-19
2JXCAV3TA40D | Active | UG | 19000. DIST UG CONSTRUCTION MATERIALS | 11KV BUTTJNT 35-185XLPE to 400 TRIPLEX | 2JXCAV3TA40D | 2011-03-30 | 2015-11-19
2JXCAV3XCA24 | Active | UG | 19000. DIST UG CONSTRUCTION MATERIALS | 11KV BUTTJNT 35-185XLPE to 240XLPE | 2JXCAV3XCA24 | 2010-10-04 | 2015-11-19
2JXCAV3XCAV3 | Active | UG | 19000. DIST UG CONSTRUCTION MATERIALS | 11KV BUTTJNT 35-185XLPE to 35-185XLPE | 2JXCAV3XCAV3 | 2010-10-04 | 2015-11-19
2JXTA40TA40D | Active | UG | 19000. DIST UG CONSTRUCTION MATERIALS | 11KV BUTTJNT 400TRIPLEX to 400TRIPLEX | 2JXTA40TA40D | 2011-04-01 | 2015-11-19
2SJPCV1D | Active | UG | 19000. DIST UG CONSTRUCTION MATERIALS | 11 KV RESIN STOP JOINTS 25-185 mm Cu PLY | 2SJPCV1D | 2010-10-04 | 2022-11-25
2SJPCV2D | Active | UG | 19000. DIST UG CONSTRUCTION MATERIALS | 11 KV RESIN STOP JOINTS 240-300mm Cu PLY | 2SJPCV2D | 2010-10-04 | 2022-11-25
2SJTA40D | Active | UG | 19000. DIST UG CONSTRUCTION MATERIALS | 11 KV RESIN STOP JOINTS 40mm AL TRIPLEX | 2SJTA40D | 2011-03-30 | 2022-11-25
2WWC95TCAV5D | Active | UG | 19000. DIST UG CONSTRUCTION MATERIALS | 11kV S/J WET 3C95AL to 3C95ALorTRIPLEX | 2WWC95TCAV5D | 2010-10-05 | 2015-11-19
2WWCAV4TA40D | Active | UG | 19000. DIST UG CONSTRUCTION MATERIALS | 11kV S/J WET 185/240 XCPH/TRIPLEX | 2WWCAV4TA40D | 2011-03-30 | 2015-11-19
2WWCAV4TCAV5 | Active | UG | 19000. DIST UG CONSTRUCTION MATERIALS | 11kV S/J WET 185/240 XCPH/TRIPLEX | 2WWCAV4TCAV5 | 2010-10-05 | 2015-11-19
2WWCAV4WCAV4 | Active | UG | 19000. DIST UG CONSTRUCTION MATERIALS | 11kV S/J WET 185/240 XCPH | 2WWCAV4WCAV4 | 2010-10-05 | 2015-11-19
2WWCAV5PCV1D | Active | UG | 19000. DIST UG CONSTRUCTION MATERIALS | 11kV S/J WET X/C/P/H TO 95/185P | 2WWCAV5PCV1D | 2010-10-05 | 2015-11-19
2WWCAV5PCV2D | Active | UG | 19000. DIST UG CONSTRUCTION MATERIALS | 11kV S/J WET X/C/P/H TO 240/300P | 2WWCAV5PCV2D | 2010-10-05 | 2015-11-19
33C1400XSH | Active | UG | 19000. DIST UG CONSTRUCTION MATERIALS | 33KV CABLE 400 CU XLPE 1C x 3 | 33C1400XSH | 2009-09-10 | 2012-06-15
33C4000FLX | Active | UG | 19000. DIST UG CONSTRUCTION MATERIALS | 33KV CABLE CU 1C 400 EPR/WBT/CWS/WBT/CSP | 33C4000FLX | 2017-10-26 | 2017-10-26
33C950FLX | Active | UG | 19000. DIST UG CONSTRUCTION MATERIALS | 33KV CABLE CU 1C 95 EPR/WBT/CWS/WBT/CSP | 33C950FLX | 2017-10-26 | 2017-10-26
33EARTHBOND | Active | UG | 19000. DIST UG CONSTRUCTION MATERIALS | 33KV MID POINT EARTH BOND(NORMAL POINT) | 33EARTHBOND | 1998-11-25 | 2017-02-10
33FDR400 | Active | UG | 19000. DIST UG CONSTRUCTION MATERIALS | 33KV CABLE/MR 400SQMMCU 3X1CPLYHDP | 33FDR400 | 1998-11-17 | 2020-04-22
33PETM400 | Active | UG | 19000. DIST UG CONSTRUCTION MATERIALS | 33KV WOOD POLE TERM 400PLYPVC UGM3-901D | 33PETM400 | 1991-05-10 | 2015-11-19
33PETM630XL | Active | UG | 19000. DIST UG CONSTRUCTION MATERIALS | 33KV WOOD POLE TERM 630 XLPE | 33PETM630XL | 1999-05-21 | 2022-07-07
33T1000AL/TR | Active | UG | 19000. DIST UG CONSTRUCTION MATERIALS | 33kV 3x1C 1000 AL XLPE/LAT TFMR TERM | 33T1000AL/TR | 2013-10-16 | 2015-11-19
33T400 | Active | UG | 19000. DIST UG CONSTRUCTION MATERIALS | 33KV TERM OUTDOOR 3PH 400SQMM CU PLYPVC | 33T400 | 1994-02-28 | 1994-02-28
33TMS | Active | UG | 19000. DIST UG CONSTRUCTION MATERIALS | 33KV TERM SUNDRIES PLYPVC CABLES | 33TMS | 1999-06-22 | 2001-09-21
33TMXLS | Active | UG | 19000. DIST UG CONSTRUCTION MATERIALS | 33KV TERM SUNDRIES XLPE CABLES | 33TMXLS | 1999-06-22 | 2001-09-21
509-1 | Active | UG | 19000. DIST UG CONSTRUCTION MATERIALS | Uniculvert - Conc 1380x1080x1232 | 509-1 | 2025-02-07 | 2025-02-07
509-2 | Active | UG | 19000. DIST UG CONSTRUCTION MATERIALS | Conc Precast Fouind 1700mmx2000mmx100mm | 509-2 | 2025-02-07 | 2025-02-07
623-1 | Active | UG | 19000. DIST UG CONSTRUCTION MATERIALS | LV Grnd Mtd Batt Energy Stor Sys -Pixii | 623-1 | 2025-02-07 | 2025-02-07
623-2 | Active | UG | 19000. DIST UG CONSTRUCTION MATERIALS | LV Grnd Mtd Batt Enrgy S/S -Pixii PSXD | 623-2 | 2025-02-07 | 2025-02-07
625-1 | Active | UG | 19000. DIST UG CONSTRUCTION MATERIALS | Dynamic Ratings LV Monitor | 625-1 | 2026-03-16 | 2026-03-16
A593-2 | Active | UG | 19000. DIST UG CONSTRUCTION MATERIALS | Adapter Fuse Lk HV Suit ABB SafePlus RMU | A593-2 | 2022-08-29 | 2022-08-29
A619-4 | Active | UG | 19000. DIST UG CONSTRUCTION MATERIALS | Outdoor RMU 22kV ABB SafePlus CCCF | A619-4 | 2022-08-29 | 2022-08-29
ASSY623-1 | Active | UG | 19000. DIST UG CONSTRUCTION MATERIALS | LV Grnd Mtd Batt Energy Stor Sys -Pixii | ASSY623-1 | 2023-07-13 | 2023-07-13
ASSY623-2 | Active | UG | 19000. DIST UG CONSTRUCTION MATERIALS | LV Grnd Mtd Batt Enrgy S/S -Pixii PSXD | ASSY623-2 | 2024-05-22 | 2025-03-25
B100X15X1830 | Active | UG | 19000. DIST UG CONSTRUCTION MATERIALS | BEND,100X15X1.8M RAD,1 SOCK,LD,PVC,ORANG | B100X15X1830 | 2000-06-28 | 2015-11-19
B100X30X1830 | Active | UG | 19000. DIST UG CONSTRUCTION MATERIALS | BEND,100X30X1.8M RAD,1 SOCK,LD,PVC,ORANG | B100X30X1830 | 2000-06-28 | 2015-11-19
B100X45X1130 | Active | UG | 19000. DIST UG CONSTRUCTION MATERIALS | BEND,100X45X1.1M RAD,1 SOCK,LD,PVC,ORANG | B100X45X1130 | 2000-06-28 | 2015-11-19
B100X45X1830 | Active | UG | 19000. DIST UG CONSTRUCTION MATERIALS | BEND,100X45X1.8M RAD,1 SOCK,LD,PVC,ORANG | B100X45X1830 | 2000-06-28 | 2015-11-19
B125X15X1S | Active | UG | 19000. DIST UG CONSTRUCTION MATERIALS | BEND,125X15X1.83M RAD,1 SOCK,LD,PVC,ORAN | B125X15X1S | 2019-02-20 | 2019-02-20
B125X15X2S | Active | UG | 19000. DIST UG CONSTRUCTION MATERIALS | BEND,125X15X1.83M RAD,2 SOCK,LD,PVC,ORAN | B125X15X2S | 2000-07-14 | 2019-01-23
B125X30X1830 | Active | UG | 19000. DIST UG CONSTRUCTION MATERIALS | BEND,125X30X1.83M RAD,1 SOCK,LD,PVC,ORAN | B125X30X1830 | 2000-06-28 | 2019-01-23
B125X30X2S | Active | UG | 19000. DIST UG CONSTRUCTION MATERIALS | BEND,125X30X1.83M RAD,2 SOCK,LD,PVC,ORAN | B125X30X2S | 2000-07-14 | 2019-01-23
B125X45X1130 | Active | UG | 19000. DIST UG CONSTRUCTION MATERIALS | BEND,125X45X1.2M RAD,1 SOCK,LD,PVC,ORANG | B125X45X1130 | 2000-06-28 | 2015-11-19
B125X45X1830 | Active | UG | 19000. DIST UG CONSTRUCTION MATERIALS | BEND,125X45X1.83M RAD,1 SOCK,LD,PVC,ORAN | B125X45X1830 | 2000-06-28 | 2019-01-23
B125X45X2S | Active | UG | 19000. DIST UG CONSTRUCTION MATERIALS | BEND,125X45X1.83M RAD,2 SOCK,LD,PVC,ORAN | B125X45X2S | 2000-07-14 | 2019-01-23
B150X45X1830 | Active | UG | 19000. DIST UG CONSTRUCTION MATERIALS | BEND,150X45X1.8M RAD,1 SOCK,LD,PVC,ORANG | B150X45X1830 | 2000-06-28 | 2015-11-19
B200X15X8000 | Active | UG | 19000. DIST UG CONSTRUCTION MATERIALS | BEND,200X15X8M RAD,1 SOCK,MD,PVC,ORANGE | B200X15X8000 | 2012-03-23 | 2019-03-27
B40X90X300 | Active | UG | 19000. DIST UG CONSTRUCTION MATERIALS | BEND,40X90X.3M RAD,2 SOCK,CL9,PVC,ORANGE | B40X90X300 | 2000-06-28 | 2015-11-19
B40X90X300HD | Active | UG | 19000. DIST UG CONSTRUCTION MATERIALS | BEND,40X90X.3M RAD,2 SOCK,HD,PVC,ORANGE | B40X90X300HD | 2000-06-23 | 2015-11-19
B40X90X600HD | Active | UG | 19000. DIST UG CONSTRUCTION MATERIALS | BEND,40X90X.6M RAD,2 SOCK,HD,PVC,ORANGE | B40X90X600HD | 2000-06-28 | 2015-11-19
B80X30X1830 | Active | UG | 19000. DIST UG CONSTRUCTION MATERIALS | BEND,80X30X1.8M RAD,1 SOCK,LD,PVC,ORANGE | B80X30X1830 | 2000-06-28 | 2019-01-23
B80X30X2500 | Active | UG | 19000. DIST UG CONSTRUCTION MATERIALS | BEND,80X30X2.5M RAD,1 SOCK,LD,PVC,ORANGE | B80X30X2500 | 2019-03-27 | 2019-03-27
B80X45X1200 | Active | UG | 19000. DIST UG CONSTRUCTION MATERIALS | BEND,80X45X1.2M RAD,1 SOCK,LD,PVC,ORANGE | B80X45X1200 | 2000-06-28 | 2015-11-19
B80X45X1830 | Active | UG | 19000. DIST UG CONSTRUCTION MATERIALS | BEND,80X45X1.8M RAD,1 SOCK,LD,PVC,ORANGE | B80X45X1830 | 2000-06-28 | 2015-11-19
B80X90X4501S | Active | UG | 19000. DIST UG CONSTRUCTION MATERIALS | BEND,80X90X.45M RAD,1 SOCK,LD,PVC,ORANG | B80X90X4501S | 2000-06-28 | 2015-11-19
B80X90X4502S | Active | UG | 19000. DIST UG CONSTRUCTION MATERIALS | BEND,80X90X.45M RAD,2 SOCK,LD,PVC,ORANGE | B80X90X4502S | 2000-06-28 | 2015-11-19
BC06993 | Active | UG | 19000. DIST UG CONSTRUCTION MATERIALS | Recover Scrap U/G 185 SQ MM 3.5 CORE | BC06993 | 2011-02-01 | 2015-02-17
BC07185 | Active | UG | 19000. DIST UG CONSTRUCTION MATERIALS | Recover Scrap PVC 300 SQ MM 1 CORE | BC07185 | 2011-12-23 | 2011-12-23
BC14792 | Active | UG | 19000. DIST UG CONSTRUCTION MATERIALS | Recover Scrap U/G 185 SQ MM 3 CORE | BC14792 | 2011-02-01 | 2011-03-21
BC15475 | Active | UG | 19000. DIST UG CONSTRUCTION MATERIALS | Recover Scrap U/G 300 SQ MM 3 CORE | BC15475 | 2011-02-01 | 2011-03-21
BC15726 | Active | UG | 19000. DIST UG CONSTRUCTION MATERIALS | Recover Scrap U/G 16 SQ MM | BC15726 | 2011-02-01 | 2011-03-21
BC18984 | Active | UG | 19000. DIST UG CONSTRUCTION MATERIALS | Recover Scrap U/G 240 SQ MM 3 CORE | BC18984 | 2011-02-01 | 2011-03-21
BC30102 | Active | UG | 19000. DIST UG CONSTRUCTION MATERIALS | Recover Scrap U/G Other Types | BC30102 | 2011-02-01 | 2012-02-08
CABLELUBE | Active | UG | 19000. DIST UG CONSTRUCTION MATERIALS | CABLE LUBRICANT (PER M OF CABLE) | CABLELUBE | 2003-11-19 | 2015-11-23
CABMARK1 | Active | UG | 19000. DIST UG CONSTRUCTION MATERIALS | CABLE MARKER 1 (ENERGEX CABLES IN VICINI | CABMARK1 | 2003-06-17 | 2015-11-23
CABMARK5 | Active | UG | 19000. DIST UG CONSTRUCTION MATERIALS | MARKER UG CABLE CAST AL CAST IN CONCRET | CABMARK5 | 2003-06-17 | 2015-11-23
CABMARK7 | Active | UG | 19000. DIST UG CONSTRUCTION MATERIALS | CABLE MARKER WARNING BURIED CABLES | CABMARK7 | 2003-06-17 | 2015-11-23
CABMARK8 | Active | UG | 19000. DIST UG CONSTRUCTION MATERIALS | UNDERGROUND MARKING TAPE 150 WIDE / M | CABMARK8 | 2003-06-17 | 2015-11-23
CDS100 | Active | UG | 19000. DIST UG CONSTRUCTION MATERIALS | CABLE DUCT SEAL 100mm CONDUITS | CDS100 | 2012-10-11 | 2015-11-23
CDS125 | Active | UG | 19000. DIST UG CONSTRUCTION MATERIALS | CABLE DUCT SEAL 125mm CONDUITS | CDS125 | 2012-10-11 | 2015-11-23
CFS250 | Active | UG | 19000. DIST UG CONSTRUCTION MATERIALS | CFS UNIT 250A | CFS250 | 2003-09-11 | 2015-11-23
CHANNELKT1 | Active | UG | 19000. DIST UG CONSTRUCTION MATERIALS | RMU SUPPORT BRACKET(2) WITH M12 NUTBLT | CHANNELKT1 | 2011-05-20 | 2015-11-23
CIVBF05 | Active | UG | 19000. DIST UG CONSTRUCTION MATERIALS | CABLE PROTN COVER STRIP / M (1 X150W) | CIVBF05 | 1991-07-10 | 2015-11-23
CIVBF1 | Active | UG | 19000. DIST UG CONSTRUCTION MATERIALS | TRENCH BACKFILL MATERIAL- EX SPOIL /M3 | CIVBF1 | 1992-05-28 | 2015-11-23
CIVBF100 | Active | UG | 19000. DIST UG CONSTRUCTION MATERIALS | TRENCH BACKFILL MATERIAL - STAB DECO /M3 | CIVBF100 | 1989-09-12 | 2025-07-03
CIVBF10A | Active | UG | 19000. DIST UG CONSTRUCTION MATERIALS | CABLE PROTN COVER STRIP / M (1X300W) | CIVBF10A | 2003-03-25 | 2015-11-23
CIVBF10B | Active | UG | 19000. DIST UG CONSTRUCTION MATERIALS | CABLE PROTN COVER STRIP / M (1X150W) | CIVBF10B | 1991-07-10 | 2015-11-23
CIVBF2B | Active | UG | 19000. DIST UG CONSTRUCTION MATERIALS | BACKFILL MATERIAL DECOMP GRANITE / M3 | CIVBF2B | 1992-05-28 | 2025-07-03
CIVBF2C | Active | UG | 19000. DIST UG CONSTRUCTION MATERIALS | BACKFILL MATERIAL BEDDING SAND / M3 | CIVBF2C | 1992-05-28 | 2025-07-03
CIVBF2E | Active | UG | 19000. DIST UG CONSTRUCTION MATERIALS | BACKFILL MAT BEDDING RIVER SAND 0.01/M3 | CIVBF2E | 1992-05-28 | 2025-07-03
CIVBF2F | Active | UG | 19000. DIST UG CONSTRUCTION MATERIALS | BACKFILL MATERIAL BEDDING SAND 0.12/M3 | CIVBF2F | 2021-09-21 | 2025-07-03
CIVBF2G | Active | UG | 19000. DIST UG CONSTRUCTION MATERIALS | BACKFILL MATERIAL ROADBASE / M3 | CIVBF2G | 1992-05-28 | 2025-07-03
CIVBF2L | Active | UG | 19000. DIST UG CONSTRUCTION MATERIALS | TRENCH BACKFILL MATERIAL - LOAM / M3 | CIVBF2L | 2025-05-15 | 2025-07-03
CIVBF332 | Active | UG | 19000. DIST UG CONSTRUCTION MATERIALS | TRENCH BACKFILL MATL - SAND+LEANMIX /M3 | CIVBF332 | 1991-06-06 | 2024-07-23
CIVBF5B | Active | UG | 19000. DIST UG CONSTRUCTION MATERIALS | CABLE PROTN COVER STRIP / M (1X150W) | CIVBF5B | 1994-08-23 | 2015-11-23
CIVBF6B | Active | UG | 19000. DIST UG CONSTRUCTION MATERIALS | CABLE PROTN COVER STRIP / M (2X150W) | CIVBF6B | 1992-11-03 | 2015-11-23
CIVBF7A | Active | UG | 19000. DIST UG CONSTRUCTION MATERIALS | TRENCH BACKFILL MATERIAL - LEAN MIX / M3 | CIVBF7A | 1992-06-10 | 2025-07-03
CIVBF7A-AH | Active | UG | 19000. DIST UG CONSTRUCTION MATERIALS | TRENCH BACKILL MATL-LEAN MIX AFT HR / M3 | CIVBF7A-AH | 2016-04-15 | 2025-07-03
CIVBFZ | Active | UG | 19000. DIST UG CONSTRUCTION MATERIALS | UNDERGROUND MARKING TAPE 150 WIDE / M | CIVBFZ | 1988-09-24 | 2015-11-23
CIVCON3 | Active | UG | 19000. DIST UG CONSTRUCTION MATERIALS | CONTINGENCY ALLOWANCE ENERGEX LABOUR | CIVCON3 | 1998-11-06 | 1998-11-06
CIVJTPROT | Active | UG | 19000. DIST UG CONSTRUCTION MATERIALS | CONCRETE JOINT PROTECTION SLAB | CIVJTPROT | 1990-10-17 | 2017-09-04
CLEAT/POL/BK | Active | UG | 19000. DIST UG CONSTRUCTION MATERIALS | CLEAT SUPPORT FOR POLE TERM. BRACKET | CLEAT/POL/BK | 1995-07-05 | 2009-05-07
CLEAT/TEEBKT | Active | UG | 19000. DIST UG CONSTRUCTION MATERIALS | CLEAT WITH DROPPER TEE BKT FOR S/G TERM | CLEAT/TEEBKT | 1993-12-20 | 2003-05-30
CLEAT1 | Active | UG | 19000. DIST UG CONSTRUCTION MATERIALS | CLEAT SUPPORT FOR SWITCHGEAR TERMINATION | CLEAT1 | 1993-12-20 | 2003-05-30
CONSAC-EXT | Active | UG | 19000. DIST UG CONSTRUCTION MATERIALS | EXTENSION FOR .2 CONSAC LV CABLE | CONSAC-EXT | 2002-02-04 | 2015-11-23
CONSAC-TERM | Active | UG | 19000. DIST UG CONSTRUCTION MATERIALS | CONSAC-TERMINATION | CONSAC-TERM | 2002-02-04 | 2015-11-23
CVBCONCRETE | Active | UG | 19000. DIST UG CONSTRUCTION MATERIALS | TRENCH BACKFILL MATL - 20MPA CONC / M3 | CVBCONCRETE | 2003-04-30 | 2025-07-03
CVBDECO | Active | UG | 19000. DIST UG CONSTRUCTION MATERIALS | TRENCH BACKFILL MATERIAL - DECO /M3 | CVBDECO | 2003-03-25 | 2025-07-03
CVBEXSPOIL | Active | UG | 19000. DIST UG CONSTRUCTION MATERIALS | TRENCH BACKFILL MATERIAL - EX SPOIL /M3 | CVBEXSPOIL | 2001-08-27 | 2015-11-23
CVBLOAM | Active | UG | 19000. DIST UG CONSTRUCTION MATERIALS | TRENCH BACKFILL MATERIAL - LOAM / M3 | CVBLOAM | 2014-03-13 | 2025-07-03
CVBPROTSTRP | Active | UG | 19000. DIST UG CONSTRUCTION MATERIALS | CABLE PROTN COVER STRIP / M (1X150W) | CVBPROTSTRP | 2001-08-27 | 2015-11-23
CVCON100COM4 | Active | UG | 19000. DIST UG CONSTRUCTION MATERIALS | CONDUIT,100mm X 4.5M,MD,WHITE,COMMS / M | SC0022258 | 2015-11-06 | 2015-11-23
CVCOND100COM | Active | UG | 19000. DIST UG CONSTRUCTION MATERIALS | CONDUIT,100mm X 6.0M,MD,WHITE,COMMS /M | CVCOND100COM | 2010-02-09 | 2015-11-23
CVCOND100HY | Active | UG | 19000. DIST UG CONSTRUCTION MATERIALS | CONDUIT,100mm X 4.0M,HD,ORANGE /M | CVCOND100HY | 2001-08-24 | 2015-11-23
CVCOND100LT | Active | UG | 19000. DIST UG CONSTRUCTION MATERIALS | CONDUIT,100mm X 4.5M,LD,ORANGE /M | CVCOND100LT | 2015-01-14 | 2015-11-23
CVCOND125LT | Active | UG | 19000. DIST UG CONSTRUCTION MATERIALS | CONDUIT,125mm X 4.5M,LD,ORANGE /M | CVCOND125LT | 2001-08-24 | 2016-03-21
CVCOND125LT6 | Active | UG | 19000. DIST UG CONSTRUCTION MATERIALS | CONDUIT,125mm X 6.0M,LD,ORANGE /M | CVCOND125LT6 | 2005-07-12 | 2015-11-23
CVCOND40HY | Active | UG | 19000. DIST UG CONSTRUCTION MATERIALS | CONDUIT,40mm X 4.0M,HD,ORANGE /M | CVCOND40HY | 2001-08-24 | 2015-11-23
CVCOND40LT | Active | UG | 19000. DIST UG CONSTRUCTION MATERIALS | CONDUIT,40mm X 4.0M,LD ORANGE /M | CVCOND40LT | 2001-10-02 | 2015-11-23
CVCOND50COMS | Active | UG | 19000. DIST UG CONSTRUCTION MATERIALS | CONDUIT,50mm X ROLL,LD,WHITE,COMMS /M | CVCOND50COMS | 2001-08-24 | 2015-11-23
CVCOND50HY | Active | UG | 19000. DIST UG CONSTRUCTION MATERIALS | CONDUIT,50mm X 4.0M HD Orange /M | CVCOND50HY | 2023-02-13 | 2023-04-04
CVCOND80LT | Active | UG | 19000. DIST UG CONSTRUCTION MATERIALS | CONDUIT,80mm X 4.5M,LD ORANGE /M | CVCOND80LT | 2001-08-24 | 2015-11-23
CVPROTS150 | Active | UG | 19000. DIST UG CONSTRUCTION MATERIALS | 150 WIDE CABLE PROTECTION STRIP /M 2M L | CVPROTS150 | 2001-09-28 | 2015-11-23
CVPROTS150R | Active | UG | 19000. DIST UG CONSTRUCTION MATERIALS | 150 WIDE CABLE PROTECTION STRIP /M ROLL | CVPROTS150R | 2001-09-28 | 2015-11-23
CVPROTS200 | Active | UG | 19000. DIST UG CONSTRUCTION MATERIALS | 200 WIDE CABLE PROTECTION STRIP /M 2M L | CVPROTS200 | 2001-09-28 | 2015-11-23
CVPROTS300 | Active | UG | 19000. DIST UG CONSTRUCTION MATERIALS | 300 WIDE CABLE PROTECTION STRIP /M 2M L | CVPROTS300 | 2015-09-18 | 2015-11-23
CVRRWSPRDBTN | Active | UG | 19000. DIST UG CONSTRUCTION MATERIALS | RWAY SPRAYED BITUMEN / M2 | CVRRWSPRDBTN | 2001-08-24 | 2015-11-23
CVT.3X.8 | Active | UG | 19000. DIST UG CONSTRUCTION MATERIALS | TRENCH .3X.8 (NFM SPEC ONLY - NO COSTS) | CVT.3X.8 | 2001-08-24 | 2015-11-23
CVT.45X.8 | Active | UG | 19000. DIST UG CONSTRUCTION MATERIALS | TRENCH .45X.8 (NFM SPEC ONLY- NO COSTS) | CVT.45X.8 | 2001-08-24 | 2015-11-23
CVT.6X.8 | Active | UG | 19000. DIST UG CONSTRUCTION MATERIALS | TRENCH .6X.8 (NFM SPEC ONLY - NO COSTS) | CVT.6X.8 | 2001-08-24 | 2015-11-23
CVT.6X1 | Active | UG | 19000. DIST UG CONSTRUCTION MATERIALS | TRENCH .6X1 (NFM SPEC ONLY - NO COSTS) | CVT.6X1 | 2002-04-29 | 2015-11-23
CVT.6X1.5 | Active | UG | 19000. DIST UG CONSTRUCTION MATERIALS | TRENCH .6X1.5 (NFM SPEC ONLY - NO COSTS) | CVT.6X1.5 | 2001-08-24 | 2015-11-23
CVT.75X1 | Active | UG | 19000. DIST UG CONSTRUCTION MATERIALS | TRENCH .75X1 (NFM SPEC ONLY - NO COSTS) | CVT.75X1 | 2001-08-24 | 2015-11-23
DRAWWIRE2 | Active | UG | 19000. DIST UG CONSTRUCTION MATERIALS | POLYPROPYLENE DRAW ROPE FOR CONDUIT/M | DRAWWIRE2 | 1989-10-06 | 2015-11-23
DSGT2EGSA | Active | UG | 19000. DIST UG CONSTRUCTION MATERIALS | ADDITIONAL EARTH GRID SHORT (2) | DSGT2EGSA | 2009-11-20 | 2017-02-10
DSGT4EGR | Active | UG | 19000. DIST UG CONSTRUCTION MATERIALS | EARTH GRID SHORT, ROCK (4 RMU & TFMR) | DSGT4EGR | 2009-11-20 | 2017-02-10
DSGT6EGR | Active | UG | 19000. DIST UG CONSTRUCTION MATERIALS | EARTH GRID SHORT, ROCK (6 RMU & TFMR) | DSGT6EGR | 2009-11-20 | 2017-02-10
DSGT8EGR | Active | UG | 19000. DIST UG CONSTRUCTION MATERIALS | EARTH GRID SHORT, ROCK (8 RMU & TFMR) | DSGT8EGR | 2009-11-20 | 2017-02-10
DSGT8EGS | Active | UG | 19000. DIST UG CONSTRUCTION MATERIALS | EARTH GRID SHORT (8 EARTHS RMU & TFMR) | DSGT8EGS | 2009-11-20 | 2017-02-10
DSLVF10 | Active | UG | 19000. DIST UG CONSTRUCTION MATERIALS | 100 AMP FUSE LINKS | DSLVF10 | 2015-03-27 | 2015-11-23
DSLVF121 | Active | UG | 19000. DIST UG CONSTRUCTION MATERIALS | 125 AMP FUSE LINKS FOR 250A CFS PILLAR | DSLVF121 | 2016-08-23 | 2016-08-23
DSLVF161 | Active | UG | 19000. DIST UG CONSTRUCTION MATERIALS | 160 AMP FUSE LINKS FOR 250A CFS PILLAR | DSLVF161 | 2016-08-23 | 2016-08-23
DSLVF20 | Active | UG | 19000. DIST UG CONSTRUCTION MATERIALS | 200 AMP FUSE LINKS | DSLVF20 | 2015-03-27 | 2015-11-23
DSLVF202 | Active | UG | 19000. DIST UG CONSTRUCTION MATERIALS | 200 Amp Fuse Links DIN Size 2 | DSLVF202 | 2025-07-31 | 2025-07-31
DSLVF50 | Active | UG | 19000. DIST UG CONSTRUCTION MATERIALS | 500A LV use with 750kVA Dist TX (SET-3) | DSLVF50 | 2014-04-17 | 2015-11-23
DSPMSEGS | Active | UG | 19000. DIST UG CONSTRUCTION MATERIALS | SEP EARTH GRID (PMT) | DSPMSEGS | 2001-11-29 | 2017-02-10
DSPMSEGS2 | Active | UG | 19000. DIST UG CONSTRUCTION MATERIALS | SEP EARTH GRID (PMT) | DSPMSEGS2 | 2017-05-10 | 2017-05-10
DSRMSIGN | Active | UG | 19000. DIST UG CONSTRUCTION MATERIALS | SIGN FOR RING MAIN UNIT | DSRMSIGN | 2004-03-03 | 2025-07-03
DSSQPMCEGR | Active | UG | 19000. DIST UG CONSTRUCTION MATERIALS | Sq Padmount Common Earth Raised | DSSQPMCEGR | 2025-08-01 | 2026-01-30
DSSQPMEG | Active | UG | 19000. DIST UG CONSTRUCTION MATERIALS | COMMON EARTHING - TRF EARTH GRID CONSTRU | DSSQPMEG | 1999-12-02 | 2017-02-10
DSSQPMEG2 | Active | UG | 19000. DIST UG CONSTRUCTION MATERIALS | COMMON EARTHING - DUAL TRF EARTH GRID | DSSQPMEG2 | 2014-10-31 | 2017-02-10
EARTH/SCR/XT | Active | UG | 19000. DIST UG CONSTRUCTION MATERIALS | XLPE SCREEN TO EARTH LEAD CONNECTION MAT | EARTH/SCR/XT | 1994-01-05 | 2003-05-30
EARTHB/S | Active | UG | 19000. DIST UG CONSTRUCTION MATERIALS | EARTH BOLTSET FOR SWITCHGEAR TERMINATION | EARTHB/S | 1992-11-02 | 1992-11-02
EARTHB/S-G | Active | UG | 19000. DIST UG CONSTRUCTION MATERIALS | EARTH BOLTSET FOR SW/GEAR TERM W/GLAND | EARTHB/S-G | 1992-11-09 | 2003-05-30
EARTHL/S-240 | Active | UG | 19000. DIST UG CONSTRUCTION MATERIALS | EARTH LUGSET 240SQ MM XLPE TERMINATIONS | EARTHL/S-240 | 1993-12-20 | 1993-12-20
EARTHL/S-35 | Active | UG | 19000. DIST UG CONSTRUCTION MATERIALS | EARTH LUGSET 35SQ MM XLPE TERMINATIONS | EARTHL/S-35 | 1993-12-20 | 2003-05-30
EARTHL/S-95 | Active | UG | 19000. DIST UG CONSTRUCTION MATERIALS | EARTH LUGSET 95SQ MM XLPE TERMINATIONS | EARTHL/S-95 | 1993-12-20 | 1993-12-20
ECM | Active | UG | 19000. DIST UG CONSTRUCTION MATERIALS | INSTALL JT/CONDUIT INDUCTIVE MARKER '3M' | ECM | 1990-10-05 | 1999-10-26
EGMBESSLV | Active | UG | 19000. DIST UG CONSTRUCTION MATERIALS | Earthing Ground Mount LV BESS | EGMBESSLV | 2023-07-12 | 2024-08-15
EMEN/BESS | Active | UG | 19000. DIST UG CONSTRUCTION MATERIALS | Earth, MEN to LV BESS | EMEN/BESS | 2023-09-27 | 2025-03-04
EXCOVMAT1 | Active | UG | 19000. DIST UG CONSTRUCTION MATERIALS | LITE LIFT DOUBLE ROADWAY ACCESS COVER | EXCOVMAT1 | 2010-02-05 | 2014-03-18
EXCOVMAT2 | Active | UG | 19000. DIST UG CONSTRUCTION MATERIALS | LITE LIFT DOUBLE SIDEWALK ACCESS COVER | EXCOVMAT2 | 2010-08-18 | 2014-03-18
EXIS2MAT | Active | UG | 19000. DIST UG CONSTRUCTION MATERIALS | INSULATION SLEEVING 25MM | EXIS2MAT | 2010-01-29 | 2014-03-12
EXJTMAT | Active | UG | 19000. DIST UG CONSTRUCTION MATERIALS | JOINT, EL PWR CBL; 11KV; TRANSITION JT | EXJTMAT | 2010-01-27 | 2010-06-30
EXPAN3MAT | Active | UG | 19000. DIST UG CONSTRUCTION MATERIALS | PANEL,LINKING; 3WAY,TRIPLE ISOLAT; 415V | EXPAN3MAT | 2010-02-01 | 2011-05-18
EXPAN4MAT | Active | UG | 19000. DIST UG CONSTRUCTION MATERIALS | PANEL,LINKING; ELEC SPLY PILLAR;440V;3PH | EXPAN4MAT | 2010-02-01 | 2011-05-18
EXPANF1MAT | Active | UG | 19000. DIST UG CONSTRUCTION MATERIALS | PANEL,FUSE.;ELEC SPLY PILLAR;440V;1TO3 | EXPANF1MAT | 2010-02-01 | 2011-05-18
EXPANF2MAT | Active | UG | 19000. DIST UG CONSTRUCTION MATERIALS | PANEL,FUSE.;ELEC SPLY PILLAR;440V;3PH | EXPANF2MAT | 2010-02-01 | 2021-12-20
EXPLY1MAT | Active | UG | 19000. DIST UG CONSTRUCTION MATERIALS | PLYWOOD.; TRENCH SHORING;STRUCTURAL | EXPLY1MAT | 2010-02-01 | 2011-05-18
EXTMN8MAT | Active | UG | 19000. DIST UG CONSTRUCTION MATERIALS | TNM OUTDOOR FOR 185 SQ MM | EXTMN8MAT | 2010-01-29 | 2011-05-18
EXWIREMAT1 | Active | UG | 19000. DIST UG CONSTRUCTION MATERIALS | WIRE; ELECT; BLDG; CU; 50 SQ MM | EXWIREMAT1 | 2010-02-09 | 2011-12-29
FOCU08 | Active | UG | 19000. DIST UG CONSTRUCTION MATERIALS | Fibre Optic Cable U/G 8 Fibres | FOCU08 | 2024-02-12 | 2024-04-11
FOCU08R | Active | UG | 19000. DIST UG CONSTRUCTION MATERIALS | F/Optic Cable U/G 8 Fibres 4SM 4MM OM3 | FOCU08R | 2024-05-02 | 2024-05-02
FOCU24 | Active | UG | 19000. DIST UG CONSTRUCTION MATERIALS | Fibre Optic Cable U/G 24 Fibres | FOCU24 | 2024-02-12 | 2024-04-11
FOCU72 | Active | UG | 19000. DIST UG CONSTRUCTION MATERIALS | Fibre Optic Cable U/G 72 Fibres | FOCU72 | 2024-02-12 | 2024-04-11
FOCU72P22 | Active | UG | 19000. DIST UG CONSTRUCTION MATERIALS | F/Optic Cab U/G Plgh 72 Fbr SM T/P T2C2 | FOCU72P22 | 2024-05-02 | 2024-05-02
FOCU72P63 | Active | UG | 19000. DIST UG CONSTRUCTION MATERIALS | F/Optic Cab U/G Plgh 72 Fbr SM T/P T6C3 | FOCU72P63 | 2024-05-02 | 2024-05-02
FOCU72P64 | Active | UG | 19000. DIST UG CONSTRUCTION MATERIALS | F/Optic Cab U/G Plgh 72 Fbr SM T/P T6C4 | FOCU72P64 | 2024-05-02 | 2024-05-02
FOCU72R | Active | UG | 19000. DIST UG CONSTRUCTION MATERIALS | F/Optic Cable U/G 72 Fibres SM T&R Prot | FOCU72R | 2024-05-02 | 2024-05-02
FOCUP32 | Active | UG | 19000. DIST UG CONSTRUCTION MATERIALS | F/Optic Cab U/G Plgh 72 Fbr SM T/P T3C2 | FOCU72P32 | 2024-05-02 | 2024-05-02
GMFLVBESSU | Active | UG | 19000. DIST UG CONSTRUCTION MATERIALS | Foundation, LV Energy Storage System | GMFLVBESSU | 2023-12-04 | 2025-03-05
HVE.UGT | Active | UG | 19000. DIST UG CONSTRUCTION MATERIALS | HV EARTH UG TERM ON NEW POLE | HVE.UGT | 1993-10-20 | 1993-10-20
JPCH2 | Active | UG | 19000. DIST UG CONSTRUCTION MATERIALS | JOINTING PIT CABLE SUPPORT CHANNEL 2 | JPCH2 | 2000-04-10 | 2000-04-10
JPCH4 | Active | UG | 19000. DIST UG CONSTRUCTION MATERIALS | JOINTING PIT CABLE SUPPORT CHANNEL 4 | JPCH4 | 2000-04-10 | 2000-04-10
JPCH4X2 | Active | UG | 19000. DIST UG CONSTRUCTION MATERIALS | JOINTING PIT CCABLE SUPPORT 4X2 | JPCH4X2 | 2000-04-10 | 2000-04-10
JPCH4X4 | Active | UG | 19000. DIST UG CONSTRUCTION MATERIALS | JCH4X4 | JPCH4X4 | 2000-04-10 | 2000-04-10
L/N | Active | UG | 19000. DIST UG CONSTRUCTION MATERIALS | NUMERALS & LABELS FOR SERV. PILL & FUSES | L/N | 1990-09-25 | 1990-09-25
L/N ALLOCATE | Active | UG | 19000. DIST UG CONSTRUCTION MATERIALS | ALLOCATE SERV.PILL.NOS.SEE MODEL L/N | L/N ALLOCATE | 1989-10-06 | 1999-12-30
L/N1 | Active | UG | 19000. DIST UG CONSTRUCTION MATERIALS | NUMERALS 1-0 | L/N1 | 1990-09-25 | 1990-09-25
L/N2 | Active | UG | 19000. DIST UG CONSTRUCTION MATERIALS | LETTERS'L'ONLY | L/N2 | 1990-02-15 | 1990-02-15
L/N3 | Active | UG | 19000. DIST UG CONSTRUCTION MATERIALS | LABELS | L/N3 | 1990-02-15 | 1990-02-15
LEADPIPE10 | Active | UG | 19000. DIST UG CONSTRUCTION MATERIALS | PIPE,LEAD,114MM,NB 760MM LG 13.3KG/M | LEADPIPE10 | 1995-12-20 | 2003-05-15
LEADPIPE11 | Active | UG | 19000. DIST UG CONSTRUCTION MATERIALS | PIPE,LEAD,152MM NB 900MM LG 17.7KG/M | LEADPIPE11 | 1996-03-01 | 2003-05-15
LEADPIPE2 | Active | UG | 19000. DIST UG CONSTRUCTION MATERIALS | PIPE,LEAD,127MM NB 1830MM LG 14.7KG/M | LEADPIPE2 | 1995-12-20 | 2003-05-15
LEADPIPE3 | Active | UG | 19000. DIST UG CONSTRUCTION MATERIALS | PIPE,LEAD,127MM NB 1830MM LG 16.4KG/M | LEADPIPE3 | 1998-06-15 | 2003-05-15
LEADPIPE5 | Active | UG | 19000. DIST UG CONSTRUCTION MATERIALS | PIPE,LEAD,102MM NB 610MM LG 11.8KG/M | LEADPIPE5 | 1995-12-20 | 2011-09-28
LEADPIPE7 | Active | UG | 19000. DIST UG CONSTRUCTION MATERIALS | PIPE,LEAD,76MM NB 610MM LG 9.0 KG/M | LEADPIPE7 | 1995-12-20 | 2003-05-15
LEADPIPE8 | Active | UG | 19000. DIST UG CONSTRUCTION MATERIALS | PIPE,LEAD,51 MM NB 450MM LG 4.5KG/M | LEADPIPE8 | 1995-12-20 | 2003-05-15
LEPC16D | Active | UG | 19000. DIST UG CONSTRUCTION MATERIALS | TERMINATION LV;16MM CU INDOOR; | LEPC16D | 2010-10-05 | 2015-11-23
LEQC30D | Active | UG | 19000. DIST UG CONSTRUCTION MATERIALS | TERMINATION LV;3.5 C 300 CU X/P INDOOR; | LEQC30D | 2010-10-05 | 2015-11-23
LESC30D | Active | UG | 19000. DIST UG CONSTRUCTION MATERIALS | TERMINATION LV;1 C 300 CU X/P INDOOR; | LESC30D | 2010-10-05 | 2015-11-23
LEWC70D | Active | UG | 19000. DIST UG CONSTRUCTION MATERIALS | TERMINATION LV;70MM CU INDOOR; | LEWC70D | 2010-10-05 | 2015-11-23
LJCA29PC70D | Active | UG | 19000. DIST UG CONSTRUCTION MATERIALS | JOINTLV;129AL CONSAC TO 70Cu PLY | LJCA29PC70D | 2010-09-30 | 2015-11-19
LJCA29XC70D | Active | UG | 19000. DIST UG CONSTRUCTION MATERIALS | JOINTLV;129AL CONSACTO70Cu XLPE/SWA/HDPE | LJCA29XC70D | 2010-09-30 | 2015-11-19
LJCA35XC16D | Active | UG | 19000. DIST UG CONSTRUCTION MATERIALS | JOINTLV;35 AL CONSAC TO 16Cu 4/cXLPE/PVC | LJCA35XC16D | 2010-10-01 | 2015-11-19
LJCA35XC25D | Active | UG | 19000. DIST UG CONSTRUCTION MATERIALS | JOINTLV;35 AL CONSAC TO 25Cu 4/cXLPE/PVC | LJCA35XC25D | 2010-10-01 | 2015-11-19
LJNA12XC70D | Active | UG | 19000. DIST UG CONSTRUCTION MATERIALS | JOINTLV;120Al3C N/S XLPE TO 70Cu4C XLPE | LJNA12XC70D | 2010-10-04 | 2015-11-19
LJPA15XC30D | Active | UG | 19000. DIST UG CONSTRUCTION MATERIALS | JOINTLV;150Al PLY to 300Cu 1c XLPE/PVC | LJPA15XC30D | 2010-09-30 | 2015-11-19
LJPA15XC70D | Active | UG | 19000. DIST UG CONSTRUCTION MATERIALS | JOINTLV;150Al PLY to 70Cu XLPE/SWA/HDPE | LJPA15XC70D | 2010-09-30 | 2015-11-19
LJPA25XC18D | Active | UG | 19000. DIST UG CONSTRUCTION MATERIALS | JOINTLV;258 Al PLY TO 185 Cu XLPE | LJPA25XC18D | 2010-09-30 | 2015-11-19
LJPA25XC30D | Active | UG | 19000. DIST UG CONSTRUCTION MATERIALS | JOINTLV;258 Al PLY TO 300 Cu XLPE | LJPA25XC30D | 2010-09-30 | 2015-11-19
LJPA25XC70D | Active | UG | 19000. DIST UG CONSTRUCTION MATERIALS | JOINTLV;258AlPLYPVC to 25Cu 4/cXLPE/PVC | LJPA25XC70D | 2010-09-30 | 2015-11-19
LJPA29XC70D | Active | UG | 19000. DIST UG CONSTRUCTION MATERIALS | JOINTLV;129AL PVC TO70Cu XLPE/SWA/HDPE | LJPA29XC70D | 2010-09-30 | 2015-11-19
LJPA30SC30D | Active | UG | 19000. DIST UG CONSTRUCTION MATERIALS | JOINTLV;300 Al PLY TO 300 Cu 1 C XLPE | LJPA30SC30D | 2010-10-04 | 2015-11-19
LJPA30XA24D | Active | UG | 19000. DIST UG CONSTRUCTION MATERIALS | JOINTLV;300 Al PLY TO 240 Al XLPE | LJPA30XA24D | 2010-09-30 | 2015-11-19
LJPA30XC18D | Active | UG | 19000. DIST UG CONSTRUCTION MATERIALS | JOINTLV;300 Al PLY TO 185 Cu XLPE | LJPA30XC18D | 2010-09-30 | 2015-11-19
LJPA30XC30D | Active | UG | 19000. DIST UG CONSTRUCTION MATERIALS | JOINTLV;300 Al PLY TO 300 Cu XLPE | LJPA30XC30D | 2010-09-30 | 2015-11-19
LJPA30XC70D | Active | UG | 19000. DIST UG CONSTRUCTION MATERIALS | JOINTLV;300AlPLYPVC to 25Cu 4/cXLPE/PVC | LJPA30XC70D | 2010-09-30 | 2015-11-19
LJPC16PC25D | Active | UG | 19000. DIST UG CONSTRUCTION MATERIALS | JOINTLV;16Cu PLY TO 25Cu PLY | LJPC16PC25D | 2010-10-01 | 2015-11-19
LJPC16XC25D | Active | UG | 19000. DIST UG CONSTRUCTION MATERIALS | JOINTLV;16Cu PLY TO 25Cu 4/cXLPE/PVC | LJPC16XC25D | 2010-10-01 | 2015-11-19
LJPC16XC70D | Active | UG | 19000. DIST UG CONSTRUCTION MATERIALS | JOINTLV;16Cu PLY TO 70Cu 4/cXLPE/PVC | LJPC16XC70D | 2010-10-01 | 2015-11-19
LJPC18PC25D | Active | UG | 19000. DIST UG CONSTRUCTION MATERIALS | JOINTLV;185Cu PLY TO 25Cu PLY | LJPC18PC25D | 2010-09-30 | 2015-11-19
LJPC18PC70D | Active | UG | 19000. DIST UG CONSTRUCTION MATERIALS | JOINTLV;185Cu PLY TO 70Cu PLY | LJPC18PC70D | 2010-09-30 | 2015-11-19
LJPC18SC30D | Active | UG | 19000. DIST UG CONSTRUCTION MATERIALS | JOINTLV;185Cu PLY TO 300 1 C Cu XLPE | LJPC18SC30D | 2010-10-04 | 2015-11-19
LJPC18XC16D | Active | UG | 19000. DIST UG CONSTRUCTION MATERIALS | JOINTLV;185Cu PLY TO 16Cu 4/cXLPE/PVC | LJPC18XC16D | 2010-09-30 | 2015-11-19
LJPC18XC25D | Active | UG | 19000. DIST UG CONSTRUCTION MATERIALS | JOINTLV;185Cu PLY TO 25Cu 4/cXLPE/PVC | LJPC18XC25D | 2010-09-30 | 2015-11-19
LJPC18XC70D | Active | UG | 19000. DIST UG CONSTRUCTION MATERIALS | JOINTLV;185Cu PLY TO 70Cu 4/cXLPE/PVC | LJPC18XC70D | 2010-09-30 | 2015-11-19
LJPC25PC25D | Active | UG | 19000. DIST UG CONSTRUCTION MATERIALS | JOINTLV;25Cu PLY TO 25Cu PLY | LJPC25PC25D | 2010-10-01 | 2015-11-19
LJPC25XC16D | Active | UG | 19000. DIST UG CONSTRUCTION MATERIALS | JOINTLV;25Cu PLY TO 16Cu 4/cXLPE/PVC | LJPC25XC16D | 2010-10-01 | 2015-11-19
LJPC61XC70D | Active | UG | 19000. DIST UG CONSTRUCTION MATERIALS | JOINTLV;161Cu PLY to 70Cu XLPE/SWA/HDPE | LJPC61XC70D | 2010-09-30 | 2015-11-19
LJPC70XC70D | Active | UG | 19000. DIST UG CONSTRUCTION MATERIALS | JOINTLV;70 Cu PLY TO 70 Cu 4C XLPE | LJPC70XC70D | 2010-10-01 | 2015-11-19
LJPCAV4PCAV4 | Active | UG | 19000. DIST UG CONSTRUCTION MATERIALS | LV RESIN PARELLEL JOINTS Range Taking | LJPCAV4PCAV4 | 2010-10-05 | 2015-11-19
LJQC30QC30 | Active | UG | 19000. DIST UG CONSTRUCTION MATERIALS | LV RESIN PARALLEL JOINTS 300 CU XLPE | LJQC30QC30 | 2010-10-05 | 2024-10-15
LJSC30PC18D | Active | UG | 19000. DIST UG CONSTRUCTION MATERIALS | JOINTLV;300 Cu XLPE 1c TO 185 Cu PLY | LJSC30PC18D | 2010-10-04 | 2015-11-19
LJSC30SC30D | Active | UG | 19000. DIST UG CONSTRUCTION MATERIALS | JOINTLV;300 Cu 1 C XLPE TO 300 Cu 1 C XL | LJSC30SC30D | 2010-10-04 | 2015-11-19
LJSC30XA24D | Active | UG | 19000. DIST UG CONSTRUCTION MATERIALS | JOINTLV;300 Cu 1 C XLPE TO 240 Al XLPE | LJSC30XA24D | 2010-10-04 | 2015-11-19
LJSC30XC18D | Active | UG | 19000. DIST UG CONSTRUCTION MATERIALS | JOINTLV;300 Cu 1c XLPE TO 185 Cu XLPE | LJSC30XC18D | 2010-10-04 | 2015-11-19
LJXA12PC25D | Active | UG | 19000. DIST UG CONSTRUCTION MATERIALS | JOINTLV;120 Al XLPE TO 25 Cu PLY | LJXA12PC25D | 2010-09-30 | 2015-11-19
LJXA12XC16D | Active | UG | 19000. DIST UG CONSTRUCTION MATERIALS | JOINTLV;120 Al XLPE TO 16Cu 4/cXLPE/PVC | LJXA12XC16D | 2010-09-30 | 2015-11-19
LJXA12XC25D | Active | UG | 19000. DIST UG CONSTRUCTION MATERIALS | JOINTLV;120 Al XLPE TO 25 Cu 4C XLPE | LJXA12XC25D | 2010-09-30 | 2015-11-19
LJXA12XC70D | Active | UG | 19000. DIST UG CONSTRUCTION MATERIALS | JOINTLV;120 Al XLPE TO 70 Cu 4C XLPE | LJXA12XC70D | 2010-09-30 | 2015-11-19
LJXA24PC70D | Active | UG | 19000. DIST UG CONSTRUCTION MATERIALS | JOINTLV;240 Al XPLE 4c TO 70Cu PLY | LJXA24PC70D | 2010-09-30 | 2015-11-19
LJXA24SC30D | Active | UG | 19000. DIST UG CONSTRUCTION MATERIALS | JOINTLV;240 Al XLPE TO 300 1 C Cu XLPE | LJXA24SC30D | 2010-10-04 | 2015-11-19
LJXA24XA12D | Active | UG | 19000. DIST UG CONSTRUCTION MATERIALS | JOINTLV;240 Al XLPE to 120 Al XLPE | LJXA24XA12D | 2010-09-30 | 2015-11-19
LJXA24XC25 | Active | UG | 19000. DIST UG CONSTRUCTION MATERIALS | JOINTLV;240AL XLPE3c TO 25Cu 4/cXLPE/PVC | LJXA24XC25 | 2011-02-01 | 2015-11-19
LJXA24XC25D | Active | UG | 19000. DIST UG CONSTRUCTION MATERIALS | JOINTLV;240AL XLPE4c TO 25Cu 4/cXLPE/PVC | LJXA24XC25D | 2010-09-30 | 2015-11-19
LJXA24XC30D | Active | UG | 19000. DIST UG CONSTRUCTION MATERIALS | JOINTLV;240 Al XLPE TO 300 Cu XLPE | LJXA24XC30D | 2010-09-30 | 2015-11-19
LJXA24XC70D | Active | UG | 19000. DIST UG CONSTRUCTION MATERIALS | JOINTLV;240 Al XLPE TO 70 Cu 4core | LJXA24XC70D | 2010-12-07 | 2015-11-19
LJXA25SC30D | Active | UG | 19000. DIST UG CONSTRUCTION MATERIALS | JOINTLV;258 Al XLPE TO 300 Cu 1 C XLPE | LJXA25SC30D | 2010-10-04 | 2015-11-19
LJXC16PC25D | Active | UG | 19000. DIST UG CONSTRUCTION MATERIALS | JOINTLV;16Cu 4c XLPE TO 25Cu PLY | LJXC16PC25D | 2010-10-01 | 2015-11-19
LJXC16XC16D | Active | UG | 19000. DIST UG CONSTRUCTION MATERIALS | JOINTLV;16Cu 4c XLPE TO 16Cu 4/cXLPE/PVC | LJXC16XC16D | 2010-10-01 | 2015-11-19
LJXC18PC70D | Active | UG | 19000. DIST UG CONSTRUCTION MATERIALS | JOINTLV;185Cu XLPE/SWA/HDPE to 70Cu PLY | LJXC18PC70D | 2010-09-30 | 2015-11-19
LJXC18XC70D | Active | UG | 19000. DIST UG CONSTRUCTION MATERIALS | JOINTLV;185Cu TO 70Cu XLPE/SWA/HDPE | LJXC18XC70D | 2010-09-30 | 2015-11-19
LJXC25PC25D | Active | UG | 19000. DIST UG CONSTRUCTION MATERIALS | JOINTLV;25Cu 4c XLPE TO 25Cu PLY | LJXC25PC25D | 2010-10-01 | 2015-11-19
LJXC25PC70D | Active | UG | 19000. DIST UG CONSTRUCTION MATERIALS | JOINTLV;25Cu 4c XLPE TO 70Cu PLY | LJXC25PC70D | 2010-10-01 | 2015-11-19
LJXC25XC16D | Active | UG | 19000. DIST UG CONSTRUCTION MATERIALS | JOINTLV;25Cu 4c XLPE TO 16Cu 4/cXLPE/PVC | LJXC25XC16D | 2010-10-01 | 2015-11-19
LJXC25XC25D | Active | UG | 19000. DIST UG CONSTRUCTION MATERIALS | JOINTLV;25Cu 4c XLPE TO 25Cu 4/cXLPE/PVC | LJXC25XC25D | 2010-10-01 | 2015-11-19
LJXC25XC70D | Active | UG | 19000. DIST UG CONSTRUCTION MATERIALS | JOINTLV;25Cu 4c XLPE TO 70Cu 4/cXLPE/PVC | LJXC25XC70D | 2010-10-01 | 2015-11-19
LJXC30PC18D | Active | UG | 19000. DIST UG CONSTRUCTION MATERIALS | JOINTLV;300 Cu XLPE TO 185 Cu PLY | LJXC30PC18D | 2010-09-30 | 2015-11-19
LJXC30SC30D | Active | UG | 19000. DIST UG CONSTRUCTION MATERIALS | JOINTLV;300 Cu XLPE TO 300 Cu 1C XL | LJXC30SC30D | 2010-10-04 | 2015-11-19
LJXC30XA24D | Active | UG | 19000. DIST UG CONSTRUCTION MATERIALS | JOINTLV;300 Cu XLPE TO 240 Al XLPE | LJXC30XA24D | 2010-09-30 | 2015-11-19
LJXC30XC18D | Active | UG | 19000. DIST UG CONSTRUCTION MATERIALS | JOINTLV;300 Cu XLPE TO 185 Cu XLPE | LJXC30XC18D | 2010-09-30 | 2015-11-19
LJXC30XC30D | Active | UG | 19000. DIST UG CONSTRUCTION MATERIALS | JOINTLV;300 Cu XLPE TO 300 Cu XLPE | LJXC30XC30D | 2010-09-30 | 2015-11-19
LJXC70XC70D | Active | UG | 19000. DIST UG CONSTRUCTION MATERIALS | JOINTLV;70 Cu 4C XLPE TO 70 Cu 4C XLPE | LJXC70XC70D | 2010-10-01 | 2015-11-19
LJXCAV2XCAV2 | Active | UG | 19000. DIST UG CONSTRUCTION MATERIALS | LV RESIN PARALLEL JOINTS Range Taking | LJXCAV2XCAV2 | 2010-10-05 | 2015-11-19
LJXNA12XA12D | Active | UG | 19000. DIST UG CONSTRUCTION MATERIALS | JOINTLV;120 Al XLPE TO 120Al 4C XLPE | LJXNA12XA12D | 2010-09-30 | 2015-11-19
LOAMDEL001 | Active | UG | 19000. DIST UG CONSTRUCTION MATERIALS | LOAM DELIVERY CW <13TON | LOAMDEL001 | 2022-06-29 | 2025-07-03
LOAMDEL002 | Active | UG | 19000. DIST UG CONSTRUCTION MATERIALS | LOAM DELIVERY MS <13TON | LOAMDEL002 | 2022-06-29 | 2025-07-03
LOAMDEL003 | Active | UG | 19000. DIST UG CONSTRUCTION MATERIALS | LOAM DELIVERY MN <13TON | LOAMDEL003 | 2022-06-29 | 2025-07-03
LOAMDEL004 | Active | UG | 19000. DIST UG CONSTRUCTION MATERIALS | LOAM DELIVERY WE <13TON | LOAMDEL004 | 2022-06-29 | 2025-07-03
LOAMDEL005 | Active | UG | 19000. DIST UG CONSTRUCTION MATERIALS | LOAM DELIVERY SC <13TON | LOAMDEL005 | 2022-06-29 | 2025-07-03
LOAMDEL006 | Active | UG | 19000. DIST UG CONSTRUCTION MATERIALS | LOAM DELIVERY NC <13TON | LOAMDEL006 | 2022-06-29 | 2025-07-03
LOAMDEL007 | Active | UG | 19000. DIST UG CONSTRUCTION MATERIALS | LOAM DELIVERY CW <35TON | LOAMDEL007 | 2022-06-29 | 2025-07-03
LOAMDEL008 | Active | UG | 19000. DIST UG CONSTRUCTION MATERIALS | LOAM DELIVERY MS <35TON | LOAMDEL008 | 2022-06-29 | 2025-07-03
LOAMDEL009 | Active | UG | 19000. DIST UG CONSTRUCTION MATERIALS | LOAM DELIVERY MN <35TON | LOAMDEL009 | 2022-06-29 | 2025-07-03
LOAMDEL010 | Active | UG | 19000. DIST UG CONSTRUCTION MATERIALS | LOAM DELIVERY WE <35TON | LOAMDEL010 | 2022-06-29 | 2025-07-03
LOAMDEL011 | Active | UG | 19000. DIST UG CONSTRUCTION MATERIALS | LOAM DELIVERY SC <35TON | LOAMDEL011 | 2022-06-29 | 2025-07-03
LOAMDEL012 | Active | UG | 19000. DIST UG CONSTRUCTION MATERIALS | LOAM DELIVERY NC <35TON | LOAMDEL012 | 2022-06-29 | 2025-07-03
LSJPCAV2D | Active | UG | 19000. DIST UG CONSTRUCTION MATERIALS | LV H/SHRINK STOPEND JOINTS Range Taking | LSJPCAV2D | 2010-10-05 | 2016-08-26
LTPC16D | Active | UG | 19000. DIST UG CONSTRUCTION MATERIALS | TERMINATION LV;16MM CU OUTDOOR; | LTPC16D | 2010-10-05 | 2015-11-19
LTPC18D | Active | UG | 19000. DIST UG CONSTRUCTION MATERIALS | TERMINATION LV;INDOOR & OUTDOOR;185CU | LTPC18D | 2010-10-05 | 2015-11-19
LTPC70D | Active | UG | 19000. DIST UG CONSTRUCTION MATERIALS | TERMINATION LV;INDOOR & OUTDOOR;25/70 CU | LTPC70D | 2010-10-05 | 2015-11-19
LTQC30D | Active | UG | 19000. DIST UG CONSTRUCTION MATERIALS | TERMINATION LV;3.5 C 300 CU X/P OUTDOOR; | LTQC30D | 2010-10-05 | 2015-11-19
LTSA12D | Active | UG | 19000. DIST UG CONSTRUCTION MATERIALS | TERMINATION LV;INDOOR & OUTDOOR;120AL | LTSA12D | 2010-10-05 | 2015-11-19
LTSA24D | Active | UG | 19000. DIST UG CONSTRUCTION MATERIALS | TERMINATION LV;INDOOR & OUTDOOR;240AL | LTSA24D | 2010-10-05 | 2015-11-19
LTSA25D | Active | UG | 19000. DIST UG CONSTRUCTION MATERIALS | TERMINATION LV;INDOOR/OUTDOOR;25AL | LTSA25D | 2023-10-20 | 2024-03-06
LTSC16D | Active | UG | 19000. DIST UG CONSTRUCTION MATERIALS | TERMINATION LV;INDOOR & OUTDOOR;25/70 CU | LTSC16D | 2010-10-05 | 2015-11-19
LTSC30D | Active | UG | 19000. DIST UG CONSTRUCTION MATERIALS | TERMINATION LV;1 C 300 CU X/P OUTDOOR; | LTSC30D | 2010-10-05 | 2015-11-19
LTSP25D | Active | UG | 19000. DIST UG CONSTRUCTION MATERIALS | TERMINATION LV;INDOOR;25AL | LTSP25D | 2023-10-20 | 2024-03-06
LTWC70D | Active | UG | 19000. DIST UG CONSTRUCTION MATERIALS | TERMINATION LV;16MM CU OUTDOOR; | LTWC70D | 2010-10-05 | 2015-11-19
LV.GRD.ERH.C | Active | UG | 19000. DIST UG CONSTRUCTION MATERIALS | LV CABLE GUARD TO CONC/POLE EARTH MAT. | LV.GRD.ERH.C | 1994-06-23 | 2015-11-19
LV.GRD.ERTH | Active | UG | 19000. DIST UG CONSTRUCTION MATERIALS | LV CABLE GUARD TO OH MAIN EARTH MATERIAL | LV.GRD.ERTH | 1994-06-23 | 2015-11-19
LV.PLY.ERH.C | Active | UG | 19000. DIST UG CONSTRUCTION MATERIALS | LV CABLE SHEATH TO CONC/POLE EARTH MAT. | LV.PLY.ERH.C | 1990-06-18 | 2015-11-19
LV4C185XH | Active | UG | 19000. DIST UG CONSTRUCTION MATERIALS | lv cable 3.5 c 185sqmm xlpe-hdpe | LV4C185XH | 2008-05-01 | 2015-11-23
LV4CMEN | Active | UG | 19000. DIST UG CONSTRUCTION MATERIALS | MEN EARTHS URD EXTENTIONS(NORMAL POINT) | LV4CMEN | 1998-11-25 | 2017-02-10
LV4CMENLINK | Active | UG | 19000. DIST UG CONSTRUCTION MATERIALS | MEN EARTHS URD IN 2 WAY LINK PILLAR | LV4CMENLINK | 1998-11-25 | 2017-02-10
LVA4120XPV | Active | UG | 19000. DIST UG CONSTRUCTION MATERIALS | LV CABLE AL 4C 120 XLPE-PVC /M | LVA4120XPV | 2003-08-26 | 2017-03-14
LVA4240XH | Active | UG | 19000. DIST UG CONSTRUCTION MATERIALS | LV CABLE AL 4C 240 XLPE-PVC-MDPE | LVA4240XH (PIT & DUCT CABLE) | 2014-12-16 | 2015-11-19
LVA4240XPV | Active | UG | 19000. DIST UG CONSTRUCTION MATERIALS | LV CABLE AL 4C 240 XLPE-PVC /M | LVA4240XPV | 2003-08-26 | 2015-11-19
LVA425XPV | Active | UG | 19000. DIST UG CONSTRUCTION MATERIALS | LV CABLE Al 4C 25 XLPE-PVC /M | LVA425XPV | 2023-07-13 | 2024-03-06
LVBR120/ABC | Active | UG | 19000. DIST UG CONSTRUCTION MATERIALS | BRIDGING, LVABC TO 120 4 CORE U/G CABLE | LVBR120/ABC | 1997-08-25 | 2015-11-19
LVBR120/AOH | Active | UG | 19000. DIST UG CONSTRUCTION MATERIALS | LV BRIDGING, 120AL XLPCABLE/AL OH | LVBR120/AOH | 2002-10-24 | 2015-11-19
LVBR120/COH | Active | UG | 19000. DIST UG CONSTRUCTION MATERIALS | LV BRIDGING, 120AL XLPCABLE/CU OH | LVBR120/COH | 2002-10-24 | 2015-11-19
LVBR16/ABC | Active | UG | 19000. DIST UG CONSTRUCTION MATERIALS | LV BRIDGING 16/95MM2 XLPECABLE/LVABC OH | LVBR16/ABC | 1997-08-25 | 2015-11-19
LVBR16/AOH | Active | UG | 19000. DIST UG CONSTRUCTION MATERIALS | LV BRIDGING 16MM2 XLPECABLE TO ALLY OH | LVBR16/AOH | 1997-08-25 | 2025-07-10
LVBR16/COH | Active | UG | 19000. DIST UG CONSTRUCTION MATERIALS | LV BRIDGING 16MM2 XLPECABLE TO COPR OH | LVBR16/COH | 1997-08-25 | 2025-07-10
LVBR185/ABC | Active | UG | 19000. DIST UG CONSTRUCTION MATERIALS | BRIDGING, LVABC TO 185 4 CORE PLY CABLE | LVBR185/ABC | 1997-08-25 | 2015-11-19
LVBR185/AOH | Active | UG | 19000. DIST UG CONSTRUCTION MATERIALS | LV BRIDGING, 185MM2 PLYCABLE/AL OH | LVBR185/AOH | 2002-10-24 | 2015-11-19
LVBR185/COH | Active | UG | 19000. DIST UG CONSTRUCTION MATERIALS | LV BRIDGING, 185MM2 PLYCABLE/CU OH | LVBR185/COH | 2002-10-24 | 2015-11-19
LVBR240/ABC | Active | UG | 19000. DIST UG CONSTRUCTION MATERIALS | BRIDGING, LVABC TO 240 4 CORE U/G CABLE | LVBR240/ABC | 1997-08-25 | 2015-11-19
LVBR240/AOH | Active | UG | 19000. DIST UG CONSTRUCTION MATERIALS | LV BRIDGING, 240MM2 XLPCABLE/AL OH | LVBR240/AOH | 2002-10-24 | 2015-11-19
LVBR240/COH | Active | UG | 19000. DIST UG CONSTRUCTION MATERIALS | LV BRIDGING, 240MM2 XLPCABLE/CU OH | LVBR240/COH | 2002-10-24 | 2015-11-19
LVBR25/70ABC | Active | UG | 19000. DIST UG CONSTRUCTION MATERIALS | LV BRIDGING 25/70MM2 PLYCABLE/LVABC OH | LVBR25/70ABC | 1997-08-25 | 2015-11-19
LVBR25/70AOH | Active | UG | 19000. DIST UG CONSTRUCTION MATERIALS | LV BRIDGING 25/70MM2 PLYCABLE/AL OH | LVBR25/70AOH | 1997-08-25 | 2015-11-19
LVBR25/70COH | Active | UG | 19000. DIST UG CONSTRUCTION MATERIALS | LV BRIDGING, 25/70MM2 PLYCABLE/CU OH | LVBR25/70COH | 1997-08-25 | 2015-11-19
LVBR70X/AOH | Active | UG | 19000. DIST UG CONSTRUCTION MATERIALS | LV BRIDGING 70MM2 XLPE CABLE/AL OH | LVBR70X/AOH | 1997-08-25 | 2015-11-19
LVBRJ185 | Active | UG | 19000. DIST UG CONSTRUCTION MATERIALS | LV BRANCH JOINT 185SQMM4 CORE XLPE CABLE | LVBRJ185 | 1999-09-06 | 2015-11-19
LVC1300XPV | Active | UG | 19000. DIST UG CONSTRUCTION MATERIALS | LV CABLE CU 1C 300 XLPE-PVC /M | LVC1300XPV | 2009-05-07 | 2015-11-19
LVC216PVPV | Active | UG | 19000. DIST UG CONSTRUCTION MATERIALS | LV CABLE CU 2C 16 XLPE-PVC Q1675 | LVC216PVPV | 2003-08-26 | 2022-12-22
LVC216XPV | Active | UG | 19000. DIST UG CONSTRUCTION MATERIALS | LV CABLE CU 2C 16 XLPE-PVC Q1675 | LVC216XPV | 2025-08-05 | 2025-08-05
LVC24PVPV | Active | UG | 19000. DIST UG CONSTRUCTION MATERIALS | LV CABLE CU 2C 4 SQMM XLPE-PVC Q1674 | LVC24PVPV | 2003-08-27 | 2022-12-22
LVC24XPV | Active | UG | 19000. DIST UG CONSTRUCTION MATERIALS | LV CABLE CU 2C 4 SQMM XLPE-PVC Q1674 | LVC24XPV | 2025-08-05 | 2025-08-05
LVC30CAV6 | Active | UG | 19000. DIST UG CONSTRUCTION MATERIALS | LV RESIN BRANCH JOINTS 300 Range Taking | LVC30CAV6 | 2010-10-05 | 2015-11-19
LVC416XPV | Active | UG | 19000. DIST UG CONSTRUCTION MATERIALS | LV CABLE CU 4C 16 XLPE-PVC /M | LVC416XPV | 2003-08-26 | 2015-11-19
LVC4185PH | Active | UG | 19000. DIST UG CONSTRUCTION MATERIALS | LV CABLE CU 3.5C 185 PLY-HDPE /M | LVC4185PH | 2003-08-26 | 2015-11-19
LVC4185XPM | Active | UG | 19000. DIST UG CONSTRUCTION MATERIALS | LV CABLE CU 4C 185 XLPEinsPVC/MDPE/M | LVC4185XPM | 2012-09-11 | 2015-11-19
LVC4300XH | Active | UG | 19000. DIST UG CONSTRUCTION MATERIALS | LV CABLE CU 3.5C 300 XLPE-HDPE /M | LVC4300XH | 2009-05-07 | 2022-12-06
LVC4300XPH | Active | UG | 19000. DIST UG CONSTRUCTION MATERIALS | LV CABLE CU 4C 300 XLPE/PVC/HDPE | LVC4300XPH | 2022-12-06 | 2022-12-06
LVC470XH | Active | UG | 19000. DIST UG CONSTRUCTION MATERIALS | LV CABLE CU 4C 70 XLPE-HDPE /M | LVC470XH | 2003-08-26 | 2015-11-19
LVCAV5CAV6 | Active | UG | 19000. DIST UG CONSTRUCTION MATERIALS | LV RESIN BRANCH JOINTS Range Taking | LVCAV5CAV6 | 2010-10-05 | 2015-11-19
LVCTPD | Active | UG | 19000. DIST UG CONSTRUCTION MATERIALS | LV cable termination pole double - 240mm | LVCTPD | 2020-11-09 | 2020-11-11
LVDEJ16 | Active | UG | 19000. DIST UG CONSTRUCTION MATERIALS | LV DEAD END JOINT 16SQ MM CU | LVDEJ16 | 2003-05-15 | 2015-11-19
LVDEJ185 | Active | UG | 19000. DIST UG CONSTRUCTION MATERIALS | LV DEAD END JNT185 PLYSWPVC (HEATSHRINK) | LVDEJ185 | 1989-09-04 | 2015-11-19
LVDEJ25 | Active | UG | 19000. DIST UG CONSTRUCTION MATERIALS | LV DEAD END JNT 25SQMMPLYSWPVC UGM1-752D | LVDEJ25 | 2005-11-08 | 2015-11-19
LVDEJ70 | Active | UG | 19000. DIST UG CONSTRUCTION MATERIALS | LV D END JNT 70SQMMPLYSWPVC (HEATSHRINK) | LVDEJ70 | 2005-11-08 | 2015-11-19
LVEJ185 | Active | UG | 19000. DIST UG CONSTRUCTION MATERIALS | LV CABLE LIVE END JOINT 70-185MM H/S | LVEJ185 | 2002-11-04 | 2015-11-19
LVEJ25 | Active | UG | 19000. DIST UG CONSTRUCTION MATERIALS | LV CABLE LIVE END JOINT 16-25MM H/S | LVEJ25 | 2002-11-04 | 2015-11-19
LVEJ70 | Active | UG | 19000. DIST UG CONSTRUCTION MATERIALS | LV CABLE LIVE END JOINT 70-185MM H/S | LVEJ70 | 2002-11-04 | 2015-11-19
LVFDR025 | Active | UG | 19000. DIST UG CONSTRUCTION MATERIALS | LV CABLE,DB/MR,25 CU 4C PLYSWPVC(4C=HDP) | LVFDR025 | 1994-10-31 | 2015-11-19
LVFDR16 | Active | UG | 19000. DIST UG CONSTRUCTION MATERIALS | LV CABLE/M(S LIGHT)16 2C N/S PVC | LVFDR16 | 1990-09-27 | 2015-11-19
LVFDR2C16 | Active | UG | 19000. DIST UG CONSTRUCTION MATERIALS | LV CABLE (S LIGHT) CU 2C 16SQMM PVC /M | LVFDR2C16 | 1992-06-29 | 2015-11-19
LVFDR2C4 | Active | UG | 19000. DIST UG CONSTRUCTION MATERIALS | LV CABLE/M (S LIGHT) 4 2C (PVC/PVC) | LVFDR2C4 | 1992-06-29 | 2015-11-19
LVFDR4C120A | Active | UG | 19000. DIST UG CONSTRUCTION MATERIALS | LV CABLE 4C AL 120SQMM XLPE /M | LVFDR4C120A | 1997-08-25 | 2015-11-19
LVFDR4C120AD | Active | UG | 19000. DIST UG CONSTRUCTION MATERIALS | LV CABLE 120SQMM 4C XLPE | LVFDR4C120AD | 1992-05-29 | 2015-11-19
LVFDR4C16 | Active | UG | 19000. DIST UG CONSTRUCTION MATERIALS | LV CABLE CU 4C 16SQMM XLPE /M | LVFDR4C16 | 1996-06-13 | 2015-11-19
LVFDR4C240A | Active | UG | 19000. DIST UG CONSTRUCTION MATERIALS | LV CABLE AL 4C 240SQMM XLPE /M | LVFDR4C240A | 1997-08-25 | 2015-11-19
LVFDR4C240AD | Active | UG | 19000. DIST UG CONSTRUCTION MATERIALS | LV CABLE 240SQMM 4C XLPE | LVFDR4C240AD | 1997-08-27 | 2015-11-19
LVFDR70X | Active | UG | 19000. DIST UG CONSTRUCTION MATERIALS | LV CABLE CU 4C 70 SQMM XLPE /M | LVFDR70X | 2003-01-08 | 2015-11-19
LVGMBESS/1 | Active | UG | 19000. DIST UG CONSTRUCTION MATERIALS | LV Grd Mtd Batt Enrgy Stor Sys - Pixii | LVGMBESS/1 | 2023-07-13 | 2025-02-07
LVGMBESS/2 | Active | UG | 19000. DIST UG CONSTRUCTION MATERIALS | LV Grd Mtd Batt Enrgy S/S - Pixii PSXD | LVGMBESS/2 | 2024-05-22 | 2025-03-25
LVHSJ185 | Active | UG | 19000. DIST UG CONSTRUCTION MATERIALS | LV HSHRINK ST.JOINT 185PLYHDPE NON-LIVE | LVHSJ185 | 1995-07-18 | 2015-11-19
LVHSJ185/70L | Active | UG | 19000. DIST UG CONSTRUCTION MATERIALS | LV HSHRINK (REENTRABLE)185/70PLY LIVEJNT | LVHSJ185/70L | 1995-07-18 | 2015-11-19
LVHSJ185L | Active | UG | 19000. DIST UG CONSTRUCTION MATERIALS | LV HSHRINK (REENTRABLE) 185PLY LIVEJNT | LVHSJ185L | 1995-07-18 | 2015-11-19
LVHSJ185T16 | Active | UG | 19000. DIST UG CONSTRUCTION MATERIALS | LV HSHRINKTEE-JNT,6-70MM2TEE/185PLY LIVE | LVHSJ185T16 | 1996-03-05 | 2015-11-19
LVHSJ185T25 | Active | UG | 19000. DIST UG CONSTRUCTION MATERIALS | LV HSHRINKTEE-JNT,6-70MM2TEE/185PLY LIVE | LVHSJ185T25 | 1996-03-05 | 2015-11-19
LVHSJ185T70 | Active | UG | 19000. DIST UG CONSTRUCTION MATERIALS | LV HSHRINKTEE-JNT,6-70MM2TEE/185PLY LIVE | LVHSJ185T70 | 1996-03-05 | 2015-11-19
LVHSJ240T16 | Active | UG | 19000. DIST UG CONSTRUCTION MATERIALS | LV HSHRINKTEE-JNT,16-70MMTEE/240XLPELIVE | LVHSJ240T16 | 2003-01-28 | 2015-11-19
LVHSJ240T25 | Active | UG | 19000. DIST UG CONSTRUCTION MATERIALS | LV HSHRINKTEE-JNT,16-70MMTEE/240XLPELIVE | LVHSJ240T25 | 2003-01-28 | 2015-11-19
LVHSJ240T70 | Active | UG | 19000. DIST UG CONSTRUCTION MATERIALS | LV HSHRINKTEE-JNT,16-70MMTEE/240XLPELIVE | LVHSJ240T70 | 2003-01-28 | 2015-11-19
LVHSJ70 | Active | UG | 19000. DIST UG CONSTRUCTION MATERIALS | LV HSHRINK ST.JOINT 70MMPLYHDPE NON-LIVE | LVHSJ70 | 1995-02-09 | 2015-11-19
LVHSJ70L | Active | UG | 19000. DIST UG CONSTRUCTION MATERIALS | LV HSHRINK (REENTRABLE) 70PLY LIVEJNT | LVHSJ70L | 1995-02-09 | 2015-11-19
LVHSJTS | Active | UG | 19000. DIST UG CONSTRUCTION MATERIALS | LV HEATSHRINK JOINT SUNDRIES | LVHSJTS | 1999-06-22 | 2015-11-19
LVJ SET | Active | UG | 19000. DIST UG CONSTRUCTION MATERIALS | COMMON MATERIALS FOR LV JOINTS | LVJ SET | 1999-06-28 | 2015-11-19
LVJ120/185 | Active | UG | 19000. DIST UG CONSTRUCTION MATERIALS | LV TR JT 120 AL 4C XLPE TO 185 CU 3.5 XL | LVJ120/185 | 2009-09-08 | 2015-11-19
LVJ1204C/3NS | Active | UG | 19000. DIST UG CONSTRUCTION MATERIALS | LV TR JT 120 AL 4C XLPE TO 120AL 3NS XLP | LVJ1204C/3NS | 2009-09-08 | 2015-11-19
LVJ120A | Active | UG | 19000. DIST UG CONSTRUCTION MATERIALS | LV STR JOINT 120SQMM 4C AL (HEATSHRINK) | LVJ120A | 1990-05-21 | 2015-11-19
LVJ16STR | Active | UG | 19000. DIST UG CONSTRUCTION MATERIALS | LV STRAIGHT JOINT HEATSHRINK 16 SQ MM 4C | LVJ16STR | 2000-04-13 | 2015-11-19
LVJ185SWA | Active | UG | 19000. DIST UG CONSTRUCTION MATERIALS | LV STR JT 185 CU 3.5C XLPE SWA | LVJ185SWA | 2009-09-08 | 2015-11-19
LVJ185SWA243 | Active | UG | 19000. DIST UG CONSTRUCTION MATERIALS | LV TR JT 185 CU XLPE SWA TO 240 AL 3NS X | LVJ185SWA243 | 2009-09-08 | 2015-11-19
LVJ185SWA244 | Active | UG | 19000. DIST UG CONSTRUCTION MATERIALS | LV TR JT 185 CU XLPE SWA TO 240 AL 4C XL | LVJ185SWA244 | 2009-09-08 | 2015-11-19
LVJ240A1 | Active | UG | 19000. DIST UG CONSTRUCTION MATERIALS | LV STR JNT 240 STRANDED 4C AL (H/SHRINK) | LVJ240A1 | 1988-09-24 | 2015-11-19
LVJ240A2 | Active | UG | 19000. DIST UG CONSTRUCTION MATERIALS | LV STR JOINT 240SOLID/STR 4C AL UGM1-651 | LVJ240A2 | 1988-09-24 | 2024-10-15
LVJ240T240 | Active | UG | 19000. DIST UG CONSTRUCTION MATERIALS | LV serv T JT/4x240-240T Range Taking | LVJ240T240 | 2009-03-12 | 2019-09-03
LVJ25 | Active | UG | 19000. DIST UG CONSTRUCTION MATERIALS | LV STR JOINT 25SQMM 4C PLYHDPE HEATSHRIN | LVJ25 | 1995-07-19 | 2017-06-30
LVJ300T300 | Active | UG | 19000. DIST UG CONSTRUCTION MATERIALS | LV serv T JT/300-300T Range Taking | LVJ300T300 | 2010-10-04 | 2019-09-03
LVJ3240/4120 | Active | UG | 19000. DIST UG CONSTRUCTION MATERIALS | LV TR JT 240 AL 3NS XLPE TO 120 AL 4C XL | LVJ3240/4120 | 2009-09-08 | 2015-11-19
LVJ4C120A | Active | UG | 19000. DIST UG CONSTRUCTION MATERIALS | LV STR JOINT 120SQMM 4C XLPE CABLE | LVJ4C120A | 1992-06-04 | 2015-11-19
LVJ4C240/120 | Active | UG | 19000. DIST UG CONSTRUCTION MATERIALS | LV ST JNT 240/120 4C XLPE (HEATSHRINK) | LVJ4C240/120 | 1993-07-01 | 2015-11-19
LVJ4C240A | Active | UG | 19000. DIST UG CONSTRUCTION MATERIALS | LV ST JOINT 240SQMM 4 CORE XLPE CABLE | LVJ4C240A | 1995-03-02 | 2024-10-15
LVJ4C240A1 | Active | UG | 19000. DIST UG CONSTRUCTION MATERIALS | LV ST JOINT 240SQMM 4 CORE XLPE CABLE | LVJ4C240A1 | 1995-03-02 | 2015-11-19
LVJ4C240A2 | Active | UG | 19000. DIST UG CONSTRUCTION MATERIALS | LV ST JOINT 240SQMM 4 CORE XLPE CABLE | LVJ4C240A2 | 1995-03-02 | 2024-10-15
LVJPRO1 | Active | UG | 19000. DIST UG CONSTRUCTION MATERIALS | CABLE JOINT PROTECTION SLAB TYPE 1 | LVJPRO1 | 2002-04-05 | 2017-09-04
LVJPRO2 | Active | UG | 19000. DIST UG CONSTRUCTION MATERIALS | CABLE JOINT PROTECTION SLAB TYPE 2 | LVJPRO2 | 2002-04-05 | 2025-09-12
LVLGSP | Active | UG | 19000. DIST UG CONSTRUCTION MATERIALS | LV LARGE C&I PILLAR 2*400A CFS | LVLGSP | 2010-06-25 | 2015-11-19
LVLGSPBP | Active | UG | 19000. DIST UG CONSTRUCTION MATERIALS | LV LARGE SERV PILLAR C&I - BLANK PANEL | LVLGSPBP | 2010-06-25 | 2015-11-19
LVLGSPCI | Active | UG | 19000. DIST UG CONSTRUCTION MATERIALS | LV LARGE SERV PILLAR C&I 2*400A CFS | LVLGSPCI | 2010-06-25 | 2015-11-19
LVLGSPURD | Active | UG | 19000. DIST UG CONSTRUCTION MATERIALS | LV LARGE SERV PILLAR URD 14 FUSE PANEL | LVLGSPURD | 2010-06-25 | 2015-11-19
LVLP400CFS | Active | UG | 19000. DIST UG CONSTRUCTION MATERIALS | 400A LV VERTICALLY MOUNTED CFS PILLAR | LVLP400CFS | 2013-05-23 | 2022-12-21
LVMEN | Active | UG | 19000. DIST UG CONSTRUCTION MATERIALS | MEN EARTHS URD EXTENTIONS(NORMAL POINT) | LVMEN | 1998-11-25 | 2017-02-10
LVMPAD | Active | UG | 19000. DIST UG CONSTRUCTION MATERIALS | Low Voltage Monitor Padmount | LVMPAD | 2017-03-06 | 2017-03-06
LVPBJ16 | Active | UG | 19000. DIST UG CONSTRUCTION MATERIALS | LV PARALLEL BRANCH JNT(185-16)UGM1-701D | LVPBJ16 | 1990-08-14 | 2015-11-19
LVPBJ185 | Active | UG | 19000. DIST UG CONSTRUCTION MATERIALS | LV PAR BR/PAR JNT 185-185 UGM1-701&751 | LVPBJ185 | 1998-06-15 | 2015-11-19
LVPBJ4C240 | Active | UG | 19000. DIST UG CONSTRUCTION MATERIALS | LV PAR BRCH JNT 240-70SQMM 4C XLPE CABLE | LVPBJ4C240 | 1992-05-29 | 2015-11-19
LVPG2E/9/240 | Active | UG | 19000. DIST UG CONSTRUCTION MATERIALS | LV Dist Cabinet 9 Fuses, GRP, PC 2 x Ext | LVPG2E/9/240 | 2026-02-19 | 2026-02-19
LVPGE/9/240 | Active | UG | 19000. DIST UG CONSTRUCTION MATERIALS | LV Dist Cabinet 9 Fuses, GRP & Extension | LVPGE/9/240 | 2026-02-19 | 2026-02-19
LVPJ185 | Active | UG | 19000. DIST UG CONSTRUCTION MATERIALS | LV PARALLEL JNT 185-185SQMMPLY UGM1-751D | LVPJ185 | 1989-09-04 | 2015-11-19
LVPMT185 | Active | UG | 19000. DIST UG CONSTRUCTION MATERIALS | LV PMT TERM/CIRC 185 SQMM 4C XLPE CABLE | LVPMT185 | 1999-09-08 | 2015-11-19
LVPT185 | Active | UG | 19000. DIST UG CONSTRUCTION MATERIALS | LV UG PMT TERM 185SQMM PLY 4C CU | LVPT185 | 1999-04-29 | 2015-11-19
LVPT240 | Active | UG | 19000. DIST UG CONSTRUCTION MATERIALS | LV PMT TERM PER CIRCUIT 240SQMM 3.5C AL | LVPT240 | 1990-02-28 | 2015-11-19
LVPT4C120 | Active | UG | 19000. DIST UG CONSTRUCTION MATERIALS | LV PMT TERM/CIRC 120SQMM 4C XLPE CABLE | LVPT4C120 | 1997-08-25 | 2015-11-19
LVPT4C185 | Active | UG | 19000. DIST UG CONSTRUCTION MATERIALS | LV PMT TERM/CIRC 185SQMM 4C XLPE CABLE | LVPT4C185 | 2000-04-12 | 2015-11-19
LVPT4C240 | Active | UG | 19000. DIST UG CONSTRUCTION MATERIALS | LV PMT TERM/CIRC 240SQMM 4C XLPE CABLE | LVPT4C240 | 1997-08-25 | 2015-11-19
LVPT4C70 | Active | UG | 19000. DIST UG CONSTRUCTION MATERIALS | LV PMT TERM/70 SQMM 4C XLPE CABLE | LVPT4C70 | 2014-11-03 | 2015-11-19
LVSBM14 | Active | UG | 19000. DIST UG CONSTRUCTION MATERIALS | LV Brd Mtg Bkts Along Trench 4xMtg Bkts | LVSBM14 | 2025-10-20 | 2025-10-20
LVSBM16 | Active | UG | 19000. DIST UG CONSTRUCTION MATERIALS | LV Brd Mtg Bkts Along Trench 6xMtg Bkts | LVSBM16 | 2025-10-20 | 2025-10-20
LVSBM28 | Active | UG | 19000. DIST UG CONSTRUCTION MATERIALS | LV Brd Mtg Bkts Across Trench 8xExt Clts | LVSBM28 | 2025-10-20 | 2025-10-20
LVSBM38 | Active | UG | 19000. DIST UG CONSTRUCTION MATERIALS | LV Brd Mtg Bkts Near Wall 4E/Clts 4V/Bkt | LVSBM38 | 2025-10-20 | 2025-10-20
LVSET2 | Active | UG | 19000. DIST UG CONSTRUCTION MATERIALS | MISCELLANEOUS MATERIAL TERMS PLY CABLE | LVSET2 | 1999-06-22 | 2015-11-19
LVSP0 | Active | UG | 19000. DIST UG CONSTRUCTION MATERIALS | URD PILLAR - BASE & COVER ONLY | LVSP0 | 2003-09-10 | 2015-11-19
LVSP00 | Active | UG | 19000. DIST UG CONSTRUCTION MATERIALS | C & I / LINK PILLAR - BASE & COVER ONLY | LVSP00 | 2003-09-11 | 2015-11-19
LVSP1-6 | Active | UG | 19000. DIST UG CONSTRUCTION MATERIALS | ELECT PILLAR (4C) 1 WAY 120, 6 X 100 AMP | LVSP1-6 | 2001-02-19 | 2015-11-19
LVSP1-6SL | Active | UG | 19000. DIST UG CONSTRUCTION MATERIALS | ELECT PILLAR(4C)1 WAY 120,6 X 100 A + SL | LVSP1-6SL | 2001-02-19 | 2015-11-19
LVSP1-NFP | Active | UG | 19000. DIST UG CONSTRUCTION MATERIALS | ELECT PILLAR (4C) 1WAY 120** NO FUSE** | LVSP1-NFP | 2001-02-19 | 2015-11-19
LVSP10-6 | Active | UG | 19000. DIST UG CONSTRUCTION MATERIALS | ELECT PILLAR 4C 4 WAY 4X120, 6X100AMP | LVSP10-6 | 2002-04-08 | 2015-11-19
LVSP10-6SL | Active | UG | 19000. DIST UG CONSTRUCTION MATERIALS | ELECT PILLAR 4C 4 WAY 4X120, 6X100A+SL | LVSP10-6SL | 2002-04-08 | 2015-11-19
LVSP10-NF | Active | UG | 19000. DIST UG CONSTRUCTION MATERIALS | ELECT PILLAR 4C 4 WAY 4X120, NO FUSE | LVSP10-NF | 2002-04-08 | 2015-11-19
LVSP11-6 | Active | UG | 19000. DIST UG CONSTRUCTION MATERIALS | ELECT PILLAR 4 WAY 2X1202X240, 6X100AMP | LVSP11-6 | 2002-04-08 | 2015-11-19
LVSP11-6SL | Active | UG | 19000. DIST UG CONSTRUCTION MATERIALS | ELECT PILLAR 4 WAY 2X1202X240, 6X100+SL | LVSP11-6SL | 2002-04-08 | 2015-11-19
LVSP11-NF | Active | UG | 19000. DIST UG CONSTRUCTION MATERIALS | ELECT PILLAR 4C 4 WAY 2X120/2X240 NO FUS | LVSP11-NF | 2002-04-08 | 2015-11-19
LVSP12-6 | Active | UG | 19000. DIST UG CONSTRUCTION MATERIALS | ELECT PILLAR CROSS ROAD 16SQMM 6X100AMP | LVSP12-6 | 2002-04-08 | 2015-11-19
LVSP12-6SL | Active | UG | 19000. DIST UG CONSTRUCTION MATERIALS | ELECT PILLAR CROSS ROAD 16SQMM 6X100+SL | LVSP12-6SL | 2002-04-08 | 2015-11-19
LVSP13-6 | Active | UG | 19000. DIST UG CONSTRUCTION MATERIALS | LV LINK PILLAR 2 WAY 120-120 AL | LVSP13-6 | 2002-12-05 | 2015-11-19
LVSP13-6SL | Active | UG | 19000. DIST UG CONSTRUCTION MATERIALS | LV LINK PILLAR 2 WAY 120-120 AL + SL | LVSP13-6SL | 2002-12-05 | 2015-11-19
LVSP14 | Active | UG | 19000. DIST UG CONSTRUCTION MATERIALS | LV LINK PILLAR 2 WAY 240XLPE NO FUSE | LVSP14 | 2012-03-23 | 2015-11-19
LVSP14-6 | Active | UG | 19000. DIST UG CONSTRUCTION MATERIALS | LV LINK PILLAR 2 WAY 240-240 AL | LVSP14-6 | 2012-03-26 | 2015-11-19
LVSP14-6N | Active | UG | 19000. DIST UG CONSTRUCTION MATERIALS | LV LINK PILLAR 2 WAY 240-240 AL NEW VERT | LVSP14-6N | 2013-09-25 | 2017-01-31
LVSP14-6SL | Active | UG | 19000. DIST UG CONSTRUCTION MATERIALS | LV LINK PILLAR 2 WAY 240-240 AL + SL | LVSP14-6SL | 2012-07-18 | 2015-11-19
LVSP15-6 | Active | UG | 19000. DIST UG CONSTRUCTION MATERIALS | LV LINK PILLAR 2 WAY 120-240 AL | LVSP15-6 | 2002-12-05 | 2015-11-19
LVSP15-6SL | Active | UG | 19000. DIST UG CONSTRUCTION MATERIALS | LV LINK PILLAR 2 WAY 120-240 AL + SL | LVSP15-6SL | 2002-12-05 | 2015-11-19
LVSP16-6 | Active | UG | 19000. DIST UG CONSTRUCTION MATERIALS | ELECT PILLAR COMMER 120SQMM 6X100AMP | LVSP16-6 | 2002-04-08 | 2015-11-19
LVSP16-CFS | Active | UG | 19000. DIST UG CONSTRUCTION MATERIALS | ELECT PILLAR COMMER 120SQMM 6X100A + CFS | LVSP16-CFS | 2002-04-08 | 2015-11-19
LVSP16BRDG | Active | UG | 19000. DIST UG CONSTRUCTION MATERIALS | 16SQMM 3PH TAILS FOR FUSES IN PILLAR | LVSP16BRDG | 1995-12-19 | 2015-11-19
LVSP17-6 | Active | UG | 19000. DIST UG CONSTRUCTION MATERIALS | ELECT PILLAR COMMER 240SQMM 6X100AMP | LVSP17-6 | 2002-04-08 | 2015-11-19
LVSP17-CFS | Active | UG | 19000. DIST UG CONSTRUCTION MATERIALS | ELECT PILLAR COMMER 240MM 6X100A + CFS | LVSP17-CFS | 2002-04-08 | 2015-11-19
LVSP18-6 | Active | UG | 19000. DIST UG CONSTRUCTION MATERIALS | ELECT PILLAR COMMER 120/240MM 6X100A | LVSP18-6 | 2002-04-08 | 2015-11-19
LVSP18-CFS | Active | UG | 19000. DIST UG CONSTRUCTION MATERIALS | ELECT PILLAR COM 120/240MM, 6X100A+CFS | LVSP18-CFS | 2002-04-08 | 2015-11-19
LVSP2-6 | Active | UG | 19000. DIST UG CONSTRUCTION MATERIALS | ELECT PILLAR (4C) 1WAY 240,6 X 100AMP | LVSP2-6 | 2001-02-19 | 2015-11-19
LVSP2-6SL | Active | UG | 19000. DIST UG CONSTRUCTION MATERIALS | ELECT PILLAR (4C) 1WAY240,6X100A+SL | LVSP2-6SL | 2001-02-19 | 2015-11-19
LVSP20 | Active | UG | 19000. DIST UG CONSTRUCTION MATERIALS | COMM-IND PILLAR (BASE, COVER, FRAME) | LVSP20 | 2003-09-10 | 2015-11-19
LVSP20-6 | Active | UG | 19000. DIST UG CONSTRUCTION MATERIALS | C & I PILLAR + 6*100 FUSESHOLDERS | LVSP20-6 | 2003-09-11 | 2015-11-19
LVSP20-CFS | Active | UG | 19000. DIST UG CONSTRUCTION MATERIALS | COMM/IND PILLAR, CFS & 3*100 FUSEHOLDERS | LVSP20-CFS | 2003-09-11 | 2015-11-19
LVSP200 | Active | UG | 19000. DIST UG CONSTRUCTION MATERIALS | COMM/IND PILLAR (BASE, COVER & FRAME) | LVSP200 | 1996-01-12 | 2015-11-19
LVSP200.3F | Active | UG | 19000. DIST UG CONSTRUCTION MATERIALS | COMM/IND PILLAR, CFS & 3*100 FUSEHOLDERS | LVSP200.3F | 1996-04-26 | 2015-11-19
LVSP200.3FS | Active | UG | 19000. DIST UG CONSTRUCTION MATERIALS | COMM/IND PILL WITH CFS & 3*100FUSES+S/L | LVSP200.3FS | 1996-04-26 | 2015-11-19
LVSP200.6F | Active | UG | 19000. DIST UG CONSTRUCTION MATERIALS | C & I PILLAR + 6*100 FUSES ONLY | LVSP200.6F | 1996-02-19 | 2015-11-19
LVSP2001W1 | Active | UG | 19000. DIST UG CONSTRUCTION MATERIALS | COMM PILLAR NO CFS 6*100 1*240AL | LVSP2001W1 | 1998-05-15 | 2015-11-19
LVSP2001W2 | Active | UG | 19000. DIST UG CONSTRUCTION MATERIALS | COMM PILLAR WITH CFS+3*100A 1*240AL | LVSP2001W2 | 1998-05-15 | 2015-11-19
LVSP2001W2S | Active | UG | 19000. DIST UG CONSTRUCTION MATERIALS | COMM PILLAR WITH CFS+3*100A 1*240AL+S/L | LVSP2001W2S | 1998-03-19 | 2015-11-19
LVSP2001W3 | Active | UG | 19000. DIST UG CONSTRUCTION MATERIALS | COMM PILLAR NO CFS 6*100 1*120AL | LVSP2001W3 | 1998-05-15 | 2015-11-19
LVSP2001W4 | Active | UG | 19000. DIST UG CONSTRUCTION MATERIALS | COMM PILLAR WITH CFS+3*100A 1*120AL | LVSP2001W4 | 1998-05-15 | 2015-11-19
LVSP2002W1 | Active | UG | 19000. DIST UG CONSTRUCTION MATERIALS | COMM PILLAR NO CFS 6*100 2*240LOOP | LVSP2002W1 | 1998-05-15 | 2015-11-19
LVSP2002W1S | Active | UG | 19000. DIST UG CONSTRUCTION MATERIALS | COMM PILLAR NO CFS 6*100 2*240LOOP+ S/L | LVSP2002W1S | 1998-03-19 | 2015-11-19
LVSP2002W2 | Active | UG | 19000. DIST UG CONSTRUCTION MATERIALS | COMM PILLAR WITH CFS+3*100A 2*240LOOP | LVSP2002W2 | 1998-05-15 | 2015-11-19
LVSP2002W2S | Active | UG | 19000. DIST UG CONSTRUCTION MATERIALS | COM PILLAR WITH CFS+3*100A 2*240LOOP+S/L | LVSP2002W2S | 1998-03-19 | 2015-11-19
LVSP200A | Active | UG | 19000. DIST UG CONSTRUCTION MATERIALS | C & I PILLAR + CFS UNIT ONLY | LVSP200A | 1996-02-19 | 2015-11-19
LVSP20708 | Active | UG | 19000. DIST UG CONSTRUCTION MATERIALS | ELECT PILLAR LARGE CW BASE,PANEL, FRAME | LVSP20708 | 2007-06-21 | 2015-11-19
LVSP20CFS | Active | UG | 19000. DIST UG CONSTRUCTION MATERIALS | C & I PILLAR + CFS UNIT ONLY | LVSP20CFS | 2003-09-11 | 2015-11-19
LVSP21-6 | Active | UG | 19000. DIST UG CONSTRUCTION MATERIALS | ELEC PILLAR 4 WAY 4 X 240, 6 X 100AMP | LVSP21-6 | 2004-03-30 | 2015-11-19
LVSP21-6SL | Active | UG | 19000. DIST UG CONSTRUCTION MATERIALS | ELEC PILLAR 4 WAY 4 X 240, 6 X 100A + SL | LVSP21-6SL | 2004-03-30 | 2015-11-19
LVSP21-NF | Active | UG | 19000. DIST UG CONSTRUCTION MATERIALS | ELEC PILLAR 4 WAY 4 X 240, NO FUSES | LVSP21-NF | 2004-03-30 | 2015-11-19
LVSP3 | Active | UG | 19000. DIST UG CONSTRUCTION MATERIALS | ELECT SUPPLY PILLAR BASE & COVER (533MM) | LVSP3 | 1992-08-07 | 2015-11-19
LVSP3-6 | Active | UG | 19000. DIST UG CONSTRUCTION MATERIALS | ELECT PILLAR 4C 2 WAY 120, 6 X 100 AMP | LVSP3-6 | 2002-04-05 | 2015-11-19
LVSP3-6SL | Active | UG | 19000. DIST UG CONSTRUCTION MATERIALS | ELECT PILLAR 4C 2WAY 120, 6X100A+SL | LVSP3-6SL | 2002-04-05 | 2015-11-19
LVSP30 | Active | UG | 19000. DIST UG CONSTRUCTION MATERIALS | 3 Way Link Pillar (up to 300mm²) | LVSP30 | 2020-11-11 | 2020-11-11
LVSP30-6 | Active | UG | 19000. DIST UG CONSTRUCTION MATERIALS | 3 Way Link Pillar (up to 300mm²)+Fuses | LVSP30-6 | 2020-11-11 | 2020-11-11
LVSP4-6 | Active | UG | 19000. DIST UG CONSTRUCTION MATERIALS | ELECT PILLAR 4C 2 WAY 240, 6 X 100AMP | LVSP4-6 | 2002-04-05 | 2015-11-19
LVSP4-6NF | Active | UG | 19000. DIST UG CONSTRUCTION MATERIALS | ELECT PILLAR 4C 2 WAY 240, NO FUSE PANEL | LVSP4-6NF | 2016-07-06 | 2016-07-06
LVSP4-6SL | Active | UG | 19000. DIST UG CONSTRUCTION MATERIALS | ELECT PILLAR 4C 2WAY 240, 6X100A+SL | LVSP4-6SL | 2002-04-05 | 2015-11-19
LVSP4C11 | Active | UG | 19000. DIST UG CONSTRUCTION MATERIALS | ELECT PILLAR 1WAY (4C) 120 **NO FUSE** | LVSP4C11 | 1997-08-25 | 2015-11-19
LVSP4C113 | Active | UG | 19000. DIST UG CONSTRUCTION MATERIALS | ELECT PILLAR (4C) 1WAY 120, 3X100A | LVSP4C113 | 1998-03-19 | 2015-11-19
LVSP4C113A | Active | UG | 19000. DIST UG CONSTRUCTION MATERIALS | ELECT PILLAR (4C) 1WAY 120, 6X100A | LVSP4C113A | 1998-03-19 | 2015-11-19
LVSP4C113AS | Active | UG | 19000. DIST UG CONSTRUCTION MATERIALS | ELECT PILLAR (4C) 1WAY 120, 6X100A+SL | LVSP4C113AS | 1998-03-19 | 2015-11-19
LVSP4C12 | Active | UG | 19000. DIST UG CONSTRUCTION MATERIALS | ELECT PILLAR 1WAY (4C) 240 **NO FUSE** | LVSP4C12 | 1997-08-25 | 2015-11-19
LVSP4C30 | Active | UG | 19000. DIST UG CONSTRUCTION MATERIALS | ELECT PILLAR (4C) 1WAY 16MM 3X100A | LVSP4C30 | 1997-08-25 | 2015-11-19
LVSP4C30A | Active | UG | 19000. DIST UG CONSTRUCTION MATERIALS | ELECT PILLAR (4C) 1WAY 16MM 6X100A | LVSP4C30A | 1997-08-25 | 2015-11-19
LVSP4C31 | Active | UG | 19000. DIST UG CONSTRUCTION MATERIALS | ELECT PILLAR (4C) 2WAY 120, 3X100A | LVSP4C31 | 1998-03-19 | 2015-11-19
LVSP4C31A | Active | UG | 19000. DIST UG CONSTRUCTION MATERIALS | ELECT PILLAR (4C) 2WAY 120, 6X100A | LVSP4C31A | 1998-03-19 | 2015-11-19
LVSP4C31AS | Active | UG | 19000. DIST UG CONSTRUCTION MATERIALS | ELECT PILLAR (4C) 2WAY 120, 6X100A+SL | LVSP4C31AS | 1998-03-19 | 2015-11-19
LVSP4C32 | Active | UG | 19000. DIST UG CONSTRUCTION MATERIALS | ELECT PILLAR (4C) 2WAY 240, 3X100A | LVSP4C32 | 1999-02-08 | 2015-11-19
LVSP4C32A | Active | UG | 19000. DIST UG CONSTRUCTION MATERIALS | ELECT PILLAR (4C) 2WAY 240, 6X100A | LVSP4C32A | 1997-08-25 | 2015-11-19
LVSP4C32AS | Active | UG | 19000. DIST UG CONSTRUCTION MATERIALS | ELECT PILLAR (4C) 2WAY 240, 6X100A+SL | LVSP4C32AS | 1997-08-25 | 2015-11-19
LVSP4C33 | Active | UG | 19000. DIST UG CONSTRUCTION MATERIALS | ELECT PILLAR (4C) 3WAY 120, 3X100A | LVSP4C33 | 1997-08-25 | 2015-11-19
LVSP4C33A | Active | UG | 19000. DIST UG CONSTRUCTION MATERIALS | ELECT PILLAR (4C) 3WAY 120, 6X100A | LVSP4C33A | 1997-08-25 | 2015-11-19
LVSP4C33AS | Active | UG | 19000. DIST UG CONSTRUCTION MATERIALS | ELECT PILLAR (4C) 3WAY 120, 6X100A+SL | LVSP4C33AS | 1997-08-25 | 2015-11-19
LVSP4C34 | Active | UG | 19000. DIST UG CONSTRUCTION MATERIALS | ELECT PILLAR (4C) 3WAY 240, 3X100A | LVSP4C34 | 1998-03-18 | 2015-11-19
LVSP4C34A | Active | UG | 19000. DIST UG CONSTRUCTION MATERIALS | ELECT PILLAR (4C) 3WAY 240, 6X100A | LVSP4C34A | 1998-03-18 | 2015-11-19
LVSP4C34AS | Active | UG | 19000. DIST UG CONSTRUCTION MATERIALS | ELECT PILLAR (4C) 3WAY 240, 6X100A+SL | LVSP4C34AS | 1998-03-18 | 2015-11-19
LVSP4C35 | Active | UG | 19000. DIST UG CONSTRUCTION MATERIALS | ELECT PILLAR (4C) 240/120/240 3X100A | LVSP4C35 | 1998-03-18 | 2015-11-19
LVSP4C35A | Active | UG | 19000. DIST UG CONSTRUCTION MATERIALS | ELECT PILLAR (4C) 240/120/240 6X100A | LVSP4C35A | 1998-03-18 | 2015-11-19
LVSP4C35AS | Active | UG | 19000. DIST UG CONSTRUCTION MATERIALS | ELECT PILLAR (4C) 240/120/240 6X100A+SL | LVSP4C35AS | 1998-03-18 | 2015-11-19
LVSP4C36 | Active | UG | 19000. DIST UG CONSTRUCTION MATERIALS | ELECT LINK PILLAR (4C) 2WAY 240 3X100 | LVSP4C36 | 1997-08-11 | 2015-11-19
LVSP4C36A | Active | UG | 19000. DIST UG CONSTRUCTION MATERIALS | ELECT LINK PILLAR (4C) 2WAY 240 6X100A | LVSP4C36A | 1997-08-11 | 2015-11-19
LVSP4C36AS | Active | UG | 19000. DIST UG CONSTRUCTION MATERIALS | ELECT LINK PILLAR (4C) 2WAY 240 6X100+SL | LVSP4C36AS | 1997-08-11 | 2015-11-19
LVSP4C37 | Active | UG | 19000. DIST UG CONSTRUCTION MATERIALS | ELECT LINK PILLAR (4C) 2WAY 120 3X100 | LVSP4C37 | 1997-08-11 | 2015-11-19
LVSP4C37A | Active | UG | 19000. DIST UG CONSTRUCTION MATERIALS | ELECT LINK PILLAR (4C) 2WAY 120 6X100A | LVSP4C37A | 1997-08-11 | 2015-11-19
LVSP4C37AS | Active | UG | 19000. DIST UG CONSTRUCTION MATERIALS | ELECT LINK PILLAR (4C) 2WAY 120 6X100+SL | LVSP4C37AS | 1997-08-25 | 2015-11-19
LVSP4C41 | Active | UG | 19000. DIST UG CONSTRUCTION MATERIALS | ELECT LINK PILLAR (4C) 240/120 3X100A | LVSP4C41 | 1997-08-11 | 2015-11-19
LVSP4C41A | Active | UG | 19000. DIST UG CONSTRUCTION MATERIALS | ELECT LINK PILLAR (4C) 240/120 6X100A | LVSP4C41A | 1997-08-11 | 2015-11-19
LVSP4C41AS | Active | UG | 19000. DIST UG CONSTRUCTION MATERIALS | ELECT LINK PILLAR (4C) 240/120 6X100A+SL | LVSP4C41AS | 1997-08-11 | 2015-11-19
LVSP4C42 | Active | UG | 19000. DIST UG CONSTRUCTION MATERIALS | ELECT PILLAR (4C) 1WAY 240, 3X100A | LVSP4C42 | 1998-03-19 | 2015-11-19
LVSP4C42A | Active | UG | 19000. DIST UG CONSTRUCTION MATERIALS | ELECT PILLAR (4C) 1WAY 240, 6X100A | LVSP4C42A | 1998-03-19 | 2015-11-19
LVSP4C42AS | Active | UG | 19000. DIST UG CONSTRUCTION MATERIALS | ELECT PILLAR (4C) 1WAY 240, 6X100A+SL | LVSP4C42AS | 1998-03-19 | 2015-11-19
LVSP4C43 | Active | UG | 19000. DIST UG CONSTRUCTION MATERIALS | ELECT PILLAR (4C) 240/120 2WAY 3X100A | LVSP4C43 | 1998-03-19 | 2015-11-19
LVSP4C43A | Active | UG | 19000. DIST UG CONSTRUCTION MATERIALS | ELECT PILLAR (4C) 240/120 2WAY 6X100A | LVSP4C43A | 1998-03-19 | 2015-11-19
LVSP4C43AS | Active | UG | 19000. DIST UG CONSTRUCTION MATERIALS | ELECT PILLAR (4C) 240/120 2WAY 6X100A+SL | LVSP4C43AS | 1998-03-19 | 2015-11-19
LVSP4C44 | Active | UG | 19000. DIST UG CONSTRUCTION MATERIALS | ELECT PILLAR (4C) 240/120/120 3X100A | LVSP4C44 | 1998-03-18 | 2015-11-19
LVSP4C44A | Active | UG | 19000. DIST UG CONSTRUCTION MATERIALS | ELECT PILLAR (4C) 240/120/120 6X100A | LVSP4C44A | 1997-08-25 | 2015-11-19
LVSP4C44AS | Active | UG | 19000. DIST UG CONSTRUCTION MATERIALS | ELECT PILLAR (4C) 240/120/120 6X100A+SL | LVSP4C44AS | 1997-08-25 | 2015-11-19
LVSP4C45 | Active | UG | 19000. DIST UG CONSTRUCTION MATERIALS | ELECT PILLAR (4C) 4WAY 120, 3X100A | LVSP4C45 | 1997-08-25 | 2015-11-19
LVSP4C45A | Active | UG | 19000. DIST UG CONSTRUCTION MATERIALS | ELECT PILLAR (4C) 4WAY 120, 6X100A | LVSP4C45A | 1997-08-25 | 2015-11-19
LVSP4CCB1 | Active | UG | 19000. DIST UG CONSTRUCTION MATERIALS | ELECT SERV PILLAR CONNECT BAR 4C CABLE | LVSP4CCB1 | 1992-05-18 | 2015-11-19
LVSP4CH | Active | UG | 19000. DIST UG CONSTRUCTION MATERIALS | CONNECTOR BAR SET,ALUMIN FOR 4C CABLES | LVSP4CH | 1994-09-15 | 2015-11-19
LVSP5-6 | Active | UG | 19000. DIST UG CONSTRUCTION MATERIALS | ELECT PILLAR 4C 2WAY 120/240, 6X100A | LVSP5-6 | 2002-04-05 | 2015-11-19
LVSP5-6SL | Active | UG | 19000. DIST UG CONSTRUCTION MATERIALS | ELECT PILLAR 4C 2WAY 120/240, 6X100A+SL | LVSP5-6SL | 2002-04-05 | 2015-11-19
LVSP51 | Active | UG | 19000. DIST UG CONSTRUCTION MATERIALS | SERVICE PILLAR 1WAY 70PLYHDPE 3X100AFUSE | LVSP51 | 1999-06-22 | 2015-11-19
LVSP54B | Active | UG | 19000. DIST UG CONSTRUCTION MATERIALS | ELEC SUP PILLAR 1W 25 PLYPVC 3X100A FUSE | LVSP54B | 1999-06-22 | 2015-11-19
LVSP55 | Active | UG | 19000. DIST UG CONSTRUCTION MATERIALS | ELEC SUP PILLAR 1W 70 PLYPVC 3X100A FUSE | LVSP55 | 1999-06-22 | 2015-11-19
LVSP56 | Active | UG | 19000. DIST UG CONSTRUCTION MATERIALS | ELECT SUP PILLAR 1W 185PLYPVC 3X100A FUS | LVSP56 | 1999-06-22 | 2015-11-19
LVSP57 | Active | UG | 19000. DIST UG CONSTRUCTION MATERIALS | ELECT SUP PILLAR 3W LINK 240XLPE NO FUSE | LVSP57 | 2001-02-13 | 2022-12-20
LVSP6-6 | Active | UG | 19000. DIST UG CONSTRUCTION MATERIALS | ELECT PILLAR 4C 3 WAY 120, 6 X 100 AMP | LVSP6-6 | 2002-04-08 | 2015-11-19
LVSP6-6SL | Active | UG | 19000. DIST UG CONSTRUCTION MATERIALS | ELECT PILLAR 4C 3 WAY 120, 6 X 100 A+SL | LVSP6-6SL | 2002-04-08 | 2015-11-19
LVSP7-6 | Active | UG | 19000. DIST UG CONSTRUCTION MATERIALS | ELECT PILLAR 3 WAY 2X120/240, 6 X 100 A | LVSP7-6 | 2002-04-08 | 2015-11-19
LVSP7-6SL | Active | UG | 19000. DIST UG CONSTRUCTION MATERIALS | ELECT PILLAR 3 WAY 2X120/240 6 X100 A+SL | LVSP7-6SL | 2002-04-08 | 2015-11-19
LVSP8-6 | Active | UG | 19000. DIST UG CONSTRUCTION MATERIALS | ELECT PILLAR 3 WAY 120/2X240, 6 X 100 A | LVSP8-6 | 2002-04-08 | 2015-11-19
LVSP8-6SL | Active | UG | 19000. DIST UG CONSTRUCTION MATERIALS | ELECT PILLAR 3 WAY 120/2X240 6 X100 A+SL | LVSP8-6SL | 2002-04-08 | 2015-11-19
LVSP9-6 | Active | UG | 19000. DIST UG CONSTRUCTION MATERIALS | ELECT PILLAR 4C 3 WAY 3X240, 6 X 100 A | LVSP9-6 | 2002-04-08 | 2015-11-19
LVSP9-6SL | Active | UG | 19000. DIST UG CONSTRUCTION MATERIALS | ELECT PILLAR 4C 3 WAY 3X240, 6 X 100 +SL | LVSP9-6SL | 2002-04-08 | 2015-11-19
LVSPC2W3 | Active | UG | 19000. DIST UG CONSTRUCTION MATERIALS | CONVERT 2WAY TO 3WAY | LVSPC2W3 | 1998-04-29 | 2015-11-19
LVSPCB1 | Active | UG | 19000. DIST UG CONSTRUCTION MATERIALS | CONNECTOR BARS 3WAY 240 ELECT SUP PILLAR | LVSPCB1 | 1989-05-10 | 2015-11-19
LVSPCFS | Active | UG | 19000. DIST UG CONSTRUCTION MATERIALS | ADD CFS UNIT TO EXISTING PILLAR | LVSPCFS | 1996-02-19 | 2015-11-19
LVSPCIVIL | Active | UG | 19000. DIST UG CONSTRUCTION MATERIALS | ELEC PIL SAND/CEMENT FOOTING(SEQEB WORK) | LVSPCIVIL | 1998-06-15 | 2022-07-20
LVSPF | Active | UG | 19000. DIST UG CONSTRUCTION MATERIALS | FUSES FOR ADDITIONAL CIRCUITS LV PILLARS | LVSPF | 1995-12-15 | 2015-11-19
LVSPFSL | Active | UG | 19000. DIST UG CONSTRUCTION MATERIALS | S/L FUSE+MOUNTING SCREWS- LINK/COMM PILL | LVSPFSL | 1996-04-26 | 2015-11-19
LVSPH10 | Active | UG | 19000. DIST UG CONSTRUCTION MATERIALS | BOLT,NUT&WASHER SET,4X M12*40 S/S BOLTS | LVSPH10 | 1997-10-31 | 1997-10-31
LVSPH11 | Active | UG | 19000. DIST UG CONSTRUCTION MATERIALS | BOLT,NUT&WASHER SET,4X M12*50 S/S BOLTS | LVSPH11 | 1998-03-18 | 1998-03-18
LVSPH1A | Active | UG | 19000. DIST UG CONSTRUCTION MATERIALS | BOLTS,&WASHER SET, 3X40MM, 1X30MM, S/S | LVSPH1A | 1993-08-17 | 1993-08-17
LVSPH2A | Active | UG | 19000. DIST UG CONSTRUCTION MATERIALS | BOLT,NUT & WASHER SET, 8X M12*40 S/SBOLT | LVSPH2A | 1993-08-17 | 1993-08-17
LVSPH4C | Active | UG | 19000. DIST UG CONSTRUCTION MATERIALS | BOLTS,&WASHER SET 4X M12*40S/S | LVSPH4C | 1997-10-31 | 1997-10-31
LVSPH8 | Active | UG | 19000. DIST UG CONSTRUCTION MATERIALS | BOLT&WASHER SET 4*M12*30MM | LVSPH8 | 1996-01-11 | 1996-01-11
LVSPHLINK | Active | UG | 19000. DIST UG CONSTRUCTION MATERIALS | FRAME BOLTS SET FOR COMM/LINK PILLAR | LVSPHLINK | 1995-12-19 | 2003-05-30
LVSPHS185 | Active | UG | 19000. DIST UG CONSTRUCTION MATERIALS | H/SHRINK SET FOR 185 PLYPVC CABLE | LVSPHS185 | 1991-03-01 | 2015-11-19
LVSPIT3 | Active | UG | 19000. DIST UG CONSTRUCTION MATERIALS | SERVICE PIT, 16SQMM CU CABLE | LV SERVICE PILLAR - 6 X FUSES | 2014-10-31 | 2025-05-08
LVSPL016 | Active | UG | 19000. DIST UG CONSTRUCTION MATERIALS | ELECT SERV PILLAR LUGSET 16MM 4C CABLE | LVSPL016 | 1993-09-01 | 2015-11-19
LVSPL025 | Active | UG | 19000. DIST UG CONSTRUCTION MATERIALS | ELECT SERV PILLAR LUGSET 25MM 4C CABLE | LVSPL025 | 1992-05-18 | 2015-11-19
LVSPL070 | Active | UG | 19000. DIST UG CONSTRUCTION MATERIALS | TERMINAL LUG,CRIMP M12;70sq mm,19/2.14mm | LVSPL070 | 2015-04-27 | 2015-04-27
LVSPL1 | Active | UG | 19000. DIST UG CONSTRUCTION MATERIALS | LV PILLAR 2 WAY LINK 2 HOUSE SERVICES | LVSPL1 | 1999-09-07 | 2015-11-19
LVSPL120 | Active | UG | 19000. DIST UG CONSTRUCTION MATERIALS | URD SERVICE PILLAR LUGSET 120MM 4C CABLE | LVSPL120 | 1994-12-09 | 2015-11-19
LVSPL12A | Active | UG | 19000. DIST UG CONSTRUCTION MATERIALS | LUG SET 1*240(SOLID) CABLE BASIC | LVSPL12A | 1990-01-24 | 2015-11-19
LVSPL16 | Active | UG | 19000. DIST UG CONSTRUCTION MATERIALS | LUG SET 16 MM2 LV CABLE,FOR185GOLVSPL185 | LVSPL16 | 1993-09-01 | 2015-11-19
LVSPL185 | Active | UG | 19000. DIST UG CONSTRUCTION MATERIALS | LUG SET 185 PLYPVC CABLE | LVSPL185 | 1993-04-13 | 2015-11-19
LVSPL185AL | Active | UG | 19000. DIST UG CONSTRUCTION MATERIALS | URD SERV PILLAR LUGSET 185MM 4C AL | LVSPL185AL | 1999-09-06 | 2015-11-19
LVSPL2 | Active | UG | 19000. DIST UG CONSTRUCTION MATERIALS | LV PILLAR 2WAY LINK,2 SERVICE & SL SUPPL | LVSPL2 | 1999-09-08 | 2015-11-19
LVSPL240 | Active | UG | 19000. DIST UG CONSTRUCTION MATERIALS | URD SERVICE PILLAR LUGSET 240MM 4C CABLE | LVSPL240 | 1996-06-13 | 2021-08-18
LVSPL2W12.3 | Active | UG | 19000. DIST UG CONSTRUCTION MATERIALS | LV 2 WAY LINK PILLAR 2*120 3 FUSE | LVSPL2W12.3 | 1997-08-25 | 2022-12-21
LVSPL2W12.6 | Active | UG | 19000. DIST UG CONSTRUCTION MATERIALS | LV 2 WAY LINK PILLAR 2*120 6FUSE | LVSPL2W12.6 | 1997-08-25 | 2022-12-21
LVSPL2W14.3 | Active | UG | 19000. DIST UG CONSTRUCTION MATERIALS | LV 2 WAY LINK PILLAR 1*240+1*120 3 FUSE | LVSPL2W14.3 | 1997-08-25 | 2022-12-21
LVSPL2W14.6 | Active | UG | 19000. DIST UG CONSTRUCTION MATERIALS | LV 2 WAY LINK PILLAR 1*240+1*120 6 FUSE | LVSPL2W14.6 | 1997-08-25 | 2022-12-21
LVSPL2W24.3 | Active | UG | 19000. DIST UG CONSTRUCTION MATERIALS | LV 2 WAY LINK PILLAR 2*240 3 FUSE | LVSPL2W24.3 | 1997-08-25 | 2022-12-21
LVSPL2W24.6 | Active | UG | 19000. DIST UG CONSTRUCTION MATERIALS | LV 2 WAY LINK PILLAR 2*240 6FUSE | LVSPL2W24.6 | 1997-08-25 | 2022-12-21
LVSPL6 | Active | UG | 19000. DIST UG CONSTRUCTION MATERIALS | LUG SET 240 2WAY LINK PILLAR(SOLID)BASIC | LVSPL6 | 1989-10-03 | 2015-11-19
LVSPL7A | Active | UG | 19000. DIST UG CONSTRUCTION MATERIALS | LUG SET 1*120 (SOLID) CABLE BASIC | LVSPL7A | 1990-09-25 | 2015-11-19
LVSPP1A | Active | UG | 19000. DIST UG CONSTRUCTION MATERIALS | PANEL,FUSE,& LUG SET 2CCT TYPE1A(1_101) | LVSPP1A | 1990-05-21 | 2015-11-19
LVSPP1AB | Active | UG | 19000. DIST UG CONSTRUCTION MATERIALS | PANEL,FUSE,LUG SET CONVERT TYPE1A TO 1B | LVSPP1AB | 1989-01-13 | 2015-11-19
LVSPP4C1B | Active | UG | 19000. DIST UG CONSTRUCTION MATERIALS | FUSE PANEL & LUGS (3F TYPE 1B) 4C CABLES | LVSPP4C1B | 1993-09-16 | 2015-11-19
LVSPP4C3A | Active | UG | 19000. DIST UG CONSTRUCTION MATERIALS | FUSE PANEL & LUGS (6F TYPE 3A) 4C CABLES | LVSPP4C3A | 1993-10-06 | 2021-12-20
LVSPP4C3B | Active | UG | 19000. DIST UG CONSTRUCTION MATERIALS | FUSE PANEL & LUGS (6F+SL TYPE 3B) 4C CAB | LVSPP4C3B | 1993-09-16 | 2021-12-20
LVSPP6AB | Active | UG | 19000. DIST UG CONSTRUCTION MATERIALS | PANEL,COVERT TYPE3A TO 3B & 3D T0 3E | LVSPP6AB | 1996-04-22 | 2015-11-19
LVSPPFL | Active | UG | 19000. DIST UG CONSTRUCTION MATERIALS | PANEL,FUSE, SET TO ADD ON FUSE HOLDER | LVSPPFL | 1996-04-22 | 1996-04-22
LVSPPXN | Active | UG | 19000. DIST UG CONSTRUCTION MATERIALS | SUPPLEMENTARY N.LINK, LV SERVICE PANELS | LVSPPXN | 1995-12-21 | 1995-12-21
LVSPS1 | Active | UG | 19000. DIST UG CONSTRUCTION MATERIALS | LV SHROUD & TIE STRAP SET, SMALL | LVSPS1 | 1994-12-09 | 1994-12-09
LVSPS2 | Active | UG | 19000. DIST UG CONSTRUCTION MATERIALS | LV SHROUD | LVSPS2 | 1988-11-14 | 2003-05-14
LVSPS3 | Active | UG | 19000. DIST UG CONSTRUCTION MATERIALS | LV SHROUD & TIE SET LARGE (3 SHROUDS) | LVSPS3 | 1989-01-11 | 1989-01-11
LVSPS4C | Active | UG | 19000. DIST UG CONSTRUCTION MATERIALS | TERMINAL SHROUD & TIE SET 4C CABLES | LVSPS4C | 1992-05-18 | 1992-05-18
LVSPS6 | Active | UG | 19000. DIST UG CONSTRUCTION MATERIALS | TERMINAL SHROUD & TIE SET 2 WAY PILLARS | LVSPS6 | 1990-01-25 | 1990-01-25
LVSPT EARTH | Active | UG | 19000. DIST UG CONSTRUCTION MATERIALS | MEN PILLARS EARTHING SET (OPTIONAL) | LVSPT EARTH | 1992-08-19 | 2015-11-19
LVSPT1 | Active | UG | 19000. DIST UG CONSTRUCTION MATERIALS | INSULATION TAPE BLACK LV SERVICE PILLARS | LVSPT1 | 1988-09-24 | 2015-11-19
LVSPTAPESET | Active | UG | 19000. DIST UG CONSTRUCTION MATERIALS | INSULATION TAPE PER LV CABLE END | LVSPTAPESET | 1994-06-16 | 2015-11-19
LVST185 | Active | UG | 19000. DIST UG CONSTRUCTION MATERIALS | LV INDOOR SERV TERM 185MM CU. | LVST185 | 1999-06-22 | 2015-11-19
LVST25 | Active | UG | 19000. DIST UG CONSTRUCTION MATERIALS | LV INDOOR SERVICE TERMINATION 25MMSQ CU | LVST25 | 1999-06-22 | 2015-11-19
LVST4C120 | Active | UG | 19000. DIST UG CONSTRUCTION MATERIALS | LV SERVICE TERMINATION 4C120 CABLE | LVST4C120 | 2003-02-21 | 2015-11-19
LVST4C16 | Active | UG | 19000. DIST UG CONSTRUCTION MATERIALS | LV IND SERV TERM 16SQMM 4C XLPE CABLE | LVST4C16 | 1994-06-16 | 2015-11-19
LVST4C185 | Active | UG | 19000. DIST UG CONSTRUCTION MATERIALS | LV INDOOR SERV TERM 4C 185 CU XLPE | LVST4C185 | 2014-11-03 | 2015-11-19
LVST4C240 | Active | UG | 19000. DIST UG CONSTRUCTION MATERIALS | LV IND SERV TERM 240SQMM 4C XLPE CABLE | LVST4C240 | 1994-06-16 | 2015-11-19
LVST4C70 | Active | UG | 19000. DIST UG CONSTRUCTION MATERIALS | LV INDOOR SERVICE TERMINATION 70MMSQ CU | LVST4C70 | 2014-10-28 | 2015-11-19
LVST70 | Active | UG | 19000. DIST UG CONSTRUCTION MATERIALS | LV INDOOR SERVICE TERMINATION 70MMSQ CU | LVST70 | 1999-06-22 | 2015-11-19
LVT120 | Active | UG | 19000. DIST UG CONSTRUCTION MATERIALS | LV UG TERM 120SQMM AL 4COND PVC WOOD POL | LVT120 | 1998-04-22 | 2015-11-19
LVT120-2 | Active | UG | 19000. DIST UG CONSTRUCTION MATERIALS | LV UG TERM 120SQMM ON LV ONLY WOOD POLE | LVT120-2 | 2002-11-05 | 2015-11-19
LVT120-N | Active | UG | 19000. DIST UG CONSTRUCTION MATERIALS | LV UG TERM 120 SQMM ON WOOD POLE | LVT120-N | 2002-04-09 | 2015-11-19
LVT120/HV | Active | UG | 19000. DIST UG CONSTRUCTION MATERIALS | LV UG TERM 120 SQMM W/HV CABLE ON WOOD P | LVT120/HV | 2002-04-09 | 2015-11-19
LVT120C | Active | UG | 19000. DIST UG CONSTRUCTION MATERIALS | LV UG TERM 120 SQMM ON CONC POLE | LVT120C | 2002-04-09 | 2015-11-19
LVT120C/HV | Active | UG | 19000. DIST UG CONSTRUCTION MATERIALS | LV UG TERM 120 SQMM W/HV CABLE ON CONC P | LVT120C/HV | 2002-04-09 | 2015-11-19
LVT185 | Active | UG | 19000. DIST UG CONSTRUCTION MATERIALS | LV UG TERM 185SQMM 4C PLYSWPVC ON WOOD P | LVT185 | 1999-06-22 | 2015-11-19
LVT185/HV | Active | UG | 19000. DIST UG CONSTRUCTION MATERIALS | LV UG TERM 185MM 4C PLY W/HV CABL WOOD P | LVT185/HV | 1999-06-22 | 2015-11-19
LVT185C | Active | UG | 19000. DIST UG CONSTRUCTION MATERIALS | LV UG TERM 185SQMM 4COND PLYHDPE CONC PO | LVT185C | 1999-06-22 | 2015-11-19
LVT185C/HV | Active | UG | 19000. DIST UG CONSTRUCTION MATERIALS | LV UG TERM 185MM 4C PLYS W/HV CABLE CONC | LVT185C/HV | 1999-06-22 | 2015-11-19
LVT240 | Active | UG | 19000. DIST UG CONSTRUCTION MATERIALS | LV UGTERM 240SQMM AL 4COND PVC ON WOOD P | LVT240 | 1998-04-22 | 2015-11-19
LVT240-2 | Active | UG | 19000. DIST UG CONSTRUCTION MATERIALS | LV UG TERM 240SQMM ON LV ONLY POLE | LVT240-2 | 2002-11-05 | 2015-11-19
LVT240-N | Active | UG | 19000. DIST UG CONSTRUCTION MATERIALS | LV UG TERM 240 SQMM ON WOOD POLE | LVT240-N | 2002-04-09 | 2015-11-19
LVT240/HV | Active | UG | 19000. DIST UG CONSTRUCTION MATERIALS | LV UG TERM 240 SQMM W/HV CABLE ON WOOD P | LVT240/HV | 2002-04-09 | 2015-11-19
LVT240C | Active | UG | 19000. DIST UG CONSTRUCTION MATERIALS | LV UG TERM 240 SQMM ON CONC POLE | LVT240C | 2002-04-09 | 2015-11-19
LVT240C/HV | Active | UG | 19000. DIST UG CONSTRUCTION MATERIALS | LV UG TERM 240 SQMM W/HV CABLE ON CONC P | LVT240C/HV | 2002-04-09 | 2015-11-19
LVT25 | Active | UG | 19000. DIST UG CONSTRUCTION MATERIALS | LV WOOD POLE TERM 25MM 4C PLYSWPVC | LVT25 | 1999-06-22 | 2015-11-19
LVT25C | Active | UG | 19000. DIST UG CONSTRUCTION MATERIALS | LV CONC POLE TERM 25SQMM 4COND PLYHDPE | LVT25C | 1999-06-22 | 2015-11-19
LVT4C120 | Active | UG | 19000. DIST UG CONSTRUCTION MATERIALS | LV UG TERM 120SQMM 4C XLPE WOOD POLE | LVT4C120 | 1997-08-25 | 2015-11-19
LVT4C120/HV | Active | UG | 19000. DIST UG CONSTRUCTION MATERIALS | LV UG TERM 120SQMM 4C XLPE W/HV WOOD POL | LVT4C120/HV | 1997-08-25 | 2015-11-19
LVT4C120C | Active | UG | 19000. DIST UG CONSTRUCTION MATERIALS | LV UG TERM 120SQMM 4C XLPE CONC POLE | LVT4C120C | 1997-08-25 | 2015-11-19
LVT4C120C/HV | Active | UG | 19000. DIST UG CONSTRUCTION MATERIALS | LV UG TERM 120SQMM 4C XLPE W/HV CONC POL | LVT4C120C/HV | 1997-08-25 | 2015-11-19
LVT4C16 | Active | UG | 19000. DIST UG CONSTRUCTION MATERIALS | LV UG TERM 16SQMM 4C XLPE WOOD POLE | LVT4C16 | 1998-05-20 | 2015-11-19
LVT4C16/HV | Active | UG | 19000. DIST UG CONSTRUCTION MATERIALS | LV UG TERM 16SQMM 4C XLPE CABLE/H WOOD P | LVT4C16/HV | 1997-08-25 | 2015-11-19
LVT4C16C | Active | UG | 19000. DIST UG CONSTRUCTION MATERIALS | LV UG TERM 16SQMM 4C XLPE CONC POLE | LVT4C16C | 1997-08-25 | 2015-11-19
LVT4C16C/HV | Active | UG | 19000. DIST UG CONSTRUCTION MATERIALS | LV UG TERM 16SQMM 4C XLPE CABLE/H CONC P | LVT4C16C/HV | 1997-08-25 | 2015-11-19
LVT4C185 | Active | UG | 19000. DIST UG CONSTRUCTION MATERIALS | LV UG TERM 185SQMM 4C XLPE WOOD POLE | LVT4C185 | 1999-09-06 | 2015-11-19
LVT4C185/HV | Active | UG | 19000. DIST UG CONSTRUCTION MATERIALS | LV UG TERM 185SQMM 4C XLPE W/HV WOOD POL | LVT4C185/HV | 1999-09-06 | 2015-11-19
LVT4C240 | Active | UG | 19000. DIST UG CONSTRUCTION MATERIALS | LV UG TERM 240SQMM 4C XLPE WOOD POLE | LVT4C240 | 1998-02-27 | 2015-11-19
LVT4C240/HV | Active | UG | 19000. DIST UG CONSTRUCTION MATERIALS | LV UG TERM 240SQMM 4C XLPE W/HV WOOD POL | LVT4C240/HV | 1997-08-25 | 2015-11-19
LVT4C240C | Active | UG | 19000. DIST UG CONSTRUCTION MATERIALS | LV UG TERM 240SQMM 4C XLPE CONC POLE | LVT4C240C | 1997-08-25 | 2015-11-19
LVT4C240C/HV | Active | UG | 19000. DIST UG CONSTRUCTION MATERIALS | LV UG TERM 240SQMM 4C XLPE W/HV CONC POL | LVT4C240C/HV | 1997-08-25 | 2015-11-19
LVT4C70 | Active | UG | 19000. DIST UG CONSTRUCTION MATERIALS | LV UG TERM 70SQMM 4C XLPE WOOD POLE | LVT4C70 | 1997-08-25 | 2015-11-19
LVT70 | Active | UG | 19000. DIST UG CONSTRUCTION MATERIALS | LV WOOD POLE TERM 70SQMM 4C PLYHDPE | LVT70 | 1999-06-22 | 2015-11-19
LVT70/HV | Active | UG | 19000. DIST UG CONSTRUCTION MATERIALS | LV UG TERM 70 SQMM W/HV CABLE ON WOOD P | LVT70/HV | 2014-07-29 | 2015-11-19
LVTAPESETXLP | Active | UG | 19000. DIST UG CONSTRUCTION MATERIALS | INSULATION TAPE PER XLPE LV CABLE | LVTAPESETXLP | 1994-06-16 | 2015-11-19
LVTP2 | Active | UG | 19000. DIST UG CONSTRUCTION MATERIALS | LV WOOD POLE TERM 185MM W/HV ABC O/H | LVTP2 | 2002-04-10 | 2015-11-19
LVTP7 | Active | UG | 19000. DIST UG CONSTRUCTION MATERIALS | LV TERM H/S CU 16SQMM XLPE (WOOD POLE) | LVTP7 | 2003-06-13 | 2015-11-19
LVTP8 | Active | UG | 19000. DIST UG CONSTRUCTION MATERIALS | LV TERM H/S CU 16SQMM XLPE C POLE FERUL | LVTP8 | 2003-06-16 | 2015-11-19
LVTP9 | Active | UG | 19000. DIST UG CONSTRUCTION MATERIALS | LV TERM H/S CU 16SQMM XLPE C POLE STRAP | LVTP9 | 2003-06-16 | 2015-11-19
LVTRENCH3 | Active | UG | 19000. DIST UG CONSTRUCTION MATERIALS | COVER STRIP FOR TRENCH/M.3X.8 NON URD | LVTRENCH3 | 1990-10-12 | 2015-11-19
LVTRENCH3D/B | Active | UG | 19000. DIST UG CONSTRUCTION MATERIALS | COVER STRIP TRENCH/M.3X.8 NON URD | LVTRENCH3D/B | 1990-10-02 | 2015-11-19
LVTRENCH6 | Active | UG | 19000. DIST UG CONSTRUCTION MATERIALS | MARKING TAPE TRENCH/M.3X.8 NON URD | LVTRENCH6 | 1990-10-02 | 2015-11-19
LVUGS1 | Active | UG | 19000. DIST UG CONSTRUCTION MATERIALS | LV SERVICE OVERHEAD/UNDERGROUND 16/40 | LVUGS1 | 2001-03-22 | 2002-04-09
LVUGS2 | Active | UG | 19000. DIST UG CONSTRUCTION MATERIALS | LV SERVICE OVERHEAD/UNDERGROUND 16/80 | LVUGS2 | 2001-03-22 | 2002-04-09
LVXLJ240/240 | Active | UG | 19000. DIST UG CONSTRUCTION MATERIALS | LV HSHRINK LIVE-JNT 240XLPE/240XLP TRIAL | LVXLJ240/240 | 1996-03-13 | 2015-11-19
LVXNJ120/120 | Active | UG | 19000. DIST UG CONSTRUCTION MATERIALS | LV HSHRINK TRAN-JNT 120XLPE/120CONS DEAD | LVXNJ120/120 | 1999-06-23 | 2015-11-19
LVXNJ120/12C | Active | UG | 19000. DIST UG CONSTRUCTION MATERIALS | LV HSHRINK TRAN-JNT 120XLPE/129 Al CONS | LVXNJ120/12C | 2009-03-12 | 2015-11-19
LVXNJ120/12P | Active | UG | 19000. DIST UG CONSTRUCTION MATERIALS | LV HSHRINK TRAN-JNT 120XLPE/129 Al PLY | LVXNJ120/12P | 2009-03-12 | 2015-11-19
LVXNJ120/150 | Active | UG | 19000. DIST UG CONSTRUCTION MATERIALS | LV HSHRINK TRAN-JNT 120XLPE/150 Al PLY | LVXNJ120/150 | 2009-03-12 | 2015-11-19
LVXNJ120/185 | Active | UG | 19000. DIST UG CONSTRUCTION MATERIALS | LV HSHRINK TRAN-JNT 120XLPE/185PLY LIVEJ | LVXNJ120/185 | 1995-06-29 | 2015-11-19
LVXNJ120/70 | Active | UG | 19000. DIST UG CONSTRUCTION MATERIALS | LV HSHRINK TRAN-JNT 120XLPE/70PLY LIVE | LVXNJ120/70 | 1999-06-23 | 2015-11-19
LVXNJ1203/70 | Active | UG | 19000. DIST UG CONSTRUCTION MATERIALS | LV HSHRINK TRAN-JNT 120NS A XL/70 Cu PLY | LVXNJ1203/70 | 2009-03-12 | 2015-11-19
LVXNJ120S/70 | Active | UG | 19000. DIST UG CONSTRUCTION MATERIALS | LV HSHRINK TRAN-JNT 120XLPE So/70 Cu PLY | LVXNJ120S/70 | 2009-03-12 | 2015-11-19
LVXNJ123/185 | Active | UG | 19000. DIST UG CONSTRUCTION MATERIALS | LV HSHRINK TRAN-JNT 240NS AlXL/185CuPLY | LVXNJ123/185 | 2009-03-12 | 2015-11-19
LVXNJ16/16 | Active | UG | 19000. DIST UG CONSTRUCTION MATERIALS | LV HSHRINK TRAN-JNT 16 XLPE/16 Cu PLY | LVXNJ16/16 | 2009-03-12 | 2015-11-19
LVXNJ185/161 | Active | UG | 19000. DIST UG CONSTRUCTION MATERIALS | LV HSHR TRAN-JNT 185 Cu XLP SWA PLY/161C | LVXNJ185/161 | 2009-03-12 | 2015-11-19
LVXNJ185/185 | Active | UG | 19000. DIST UG CONSTRUCTION MATERIALS | LV HSHR TRAN-JNT 185 CuXLPESWA /185CuPLY | LVXNJ185/185 | 2009-03-12 | 2015-11-19
LVXNJ185/258 | Active | UG | 19000. DIST UG CONSTRUCTION MATERIALS | LV HSHR TRAN-JNT 185 CuXLPESWA /258CuPLY | LVXNJ185/258 | 2009-03-12 | 2015-11-19
LVXNJ185/300 | Active | UG | 19000. DIST UG CONSTRUCTION MATERIALS | LV HSHR TRAN-JNT 185 CuXLPESWA /300CuPLY | LVXNJ185/300 | 2009-03-12 | 2015-11-19
LVXNJ240/185 | Active | UG | 19000. DIST UG CONSTRUCTION MATERIALS | LV HSHRINK TRAN-JNT 240XLPE/185PLY LIVEJ | LVXNJ240/185 | 1995-06-29 | 2016-12-01
LVXNJ240/258 | Active | UG | 19000. DIST UG CONSTRUCTION MATERIALS | LV HSHRINK TRAN-JNT 240XLPE/258PLY CLAMP | LVXNJ240/258 | 2009-03-12 | 2015-11-19
LVXNJ240/300 | Active | UG | 19000. DIST UG CONSTRUCTION MATERIALS | LV HSHRINK TRAN-JNT 4x240XLPE/300 Al PLY | LVXNJ240/300 | 2009-03-12 | 2015-11-19
LVXNJ25/35 | Active | UG | 19000. DIST UG CONSTRUCTION MATERIALS | LV HSHRINK TRAN-JNT 35 Al CONSAC | LVXNJ25/35 | 2009-03-12 | 2015-11-19
OTMAT821 | Active | UG | 19000. DIST UG CONSTRUCTION MATERIALS | UG MATERIAL PURCHASES / $ ***SPECIFY*** | OTMAT821 | 2011-05-17 | 2024-06-05
PHASEB/S | Active | UG | 19000. DIST UG CONSTRUCTION MATERIALS | BOLT SET M12*40 S/S | PHASEB/S | 1992-12-01 | 1992-12-01
PHASEB/S-1 | Active | UG | 19000. DIST UG CONSTRUCTION MATERIALS | BOLT SET M12*30 S/S | PHASEB/S-1 | 1992-12-01 | 1992-12-01
PHASEB/S30MM | Active | UG | 19000. DIST UG CONSTRUCTION MATERIALS | BOLT SET M12*30 S/S | PHASEB/S30MM | 1995-03-07 | 1995-03-07
PIJT10 | Active | UG | 19000. DIST UG CONSTRUCTION MATERIALS | PILOT STRAIGHT JOINT 10PR TWIN PEIUTPEHJ | PIJT10 | 1996-11-05 | 2015-11-23
PIJT20 | Active | UG | 19000. DIST UG CONSTRUCTION MATERIALS | PILOT STRAIGHT JOINT 20PR TWIN PEIUTPEHJ | PIJT20 | 1993-12-31 | 2017-10-30
PIJT25 | Active | UG | 19000. DIST UG CONSTRUCTION MATERIALS | PILOT STRAIGHT JOINT 25PR TWIN PEIUTPEHJ | PIJT25 | 1993-12-31 | 2015-11-23
PIJTPECONS | Active | UG | 19000. DIST UG CONSTRUCTION MATERIALS | PILOT JOINT PEIUTPEHJ CONSUMABLES | PIJTPECONS | 1999-06-22 | 2015-11-23
PILL/CM/ZZZ | Active | UG | 19000. DIST UG CONSTRUCTION MATERIALS | Pillar Communications - Generic |  | 2023-01-17 | 2023-01-17
PIT 2 | Active | UG | 19000. DIST UG CONSTRUCTION MATERIALS | HDPE PIT & CONCRETE LID | PIT 2 | 2012-01-04 | 2012-01-04
PIT 4 | Active | UG | 19000. DIST UG CONSTRUCTION MATERIALS | STREET LIGHT PIT TELECOM TYPE4 (MATERIAL | PIT 4 | 1992-05-01 | 2024-07-02
PITBKTL | Active | UG | 19000. DIST UG CONSTRUCTION MATERIALS | SUPPORT BRACKET FOR UG PITS (LONG) | PITBKTL | 2005-07-04 | 2020-05-29
PITBKTS | Active | UG | 19000. DIST UG CONSTRUCTION MATERIALS | SUPPORT BRACKET FOR UG PITS (SHORT) | PITBKTS | 2005-07-04 | 2014-03-18
PITSET22 | Active | UG | 19000. DIST UG CONSTRUCTION MATERIALS | HARDWARE FOR PIT 2 SOUTH.DIST.DWG 3950A2 | PITSET22 | 1994-02-04 | 2011-12-21
PVCCON100HD | Active | UG | 19000. DIST UG CONSTRUCTION MATERIALS | 100MM 6M HD PVC CONDUIT 1 ROW | PVCCON100HD | 1999-04-29 | 2015-11-23
PVCCON10S | Active | UG | 19000. DIST UG CONSTRUCTION MATERIALS | 1 ROW,1X150MM PVC CL6 COND SAND BED/M | PVCCON10S | 1990-10-02 | 2022-07-20
PVCCON11S | Active | UG | 19000. DIST UG CONSTRUCTION MATERIALS | 1 ROW,2X150MM PVC COND SAND BED/M | PVCCON11S | 1989-09-01 | 2022-07-20
PVCCON14S | Active | UG | 19000. DIST UG CONSTRUCTION MATERIALS | 2 ROW,2X150MM PVC COND SAND BED/M | PVCCON14S | 1990-05-09 | 2022-07-20
PVCCON1A | Active | UG | 19000. DIST UG CONSTRUCTION MATERIALS | 1 ROW,1X100MM PVC COND CL6/M (NO SAND) | PVCCON1A | 1989-09-01 | 2015-11-23
PVCCON1HD | Active | UG | 19000. DIST UG CONSTRUCTION MATERIALS | 1 ROW,1X100MM PVC COND HD/M NO SAND | PVCCON1HD | 1990-10-02 | 2015-11-23
PVCCON1SHD | Active | UG | 19000. DIST UG CONSTRUCTION MATERIALS | 1 ROW,1X100MM PVC HD COND SAND BED/M | PVCCON1SHD | 1990-10-02 | 2022-07-20
PVCCON21 | Active | UG | 19000. DIST UG CONSTRUCTION MATERIALS | 1ROW,1X80MM PVC COND CL6/M NO SAND | PVCCON21 | 1990-10-02 | 2015-11-23
PVCCON21HD | Active | UG | 19000. DIST UG CONSTRUCTION MATERIALS | 1 ROWS,1X80MM PVC COND HD/M NO SAND | PVCCON21HD | 1990-10-02 | 2025-07-03
PVCCON21SHD | Active | UG | 19000. DIST UG CONSTRUCTION MATERIALS | 1 ROW,1X80MM PVC COND SAND BED/M HD | PVCCON21SHD | 1990-03-02 | 2021-09-21
PVCCON22SHD | Active | UG | 19000. DIST UG CONSTRUCTION MATERIALS | 2 ROWS,2X80MM PVC COND SAND BED/M HD | PVCCON22SHD | 1990-03-02 | 2021-09-21
PVCCON2S | Active | UG | 19000. DIST UG CONSTRUCTION MATERIALS | 1 ROW,2X100MM PVC COND SAND BED/M | PVCCON2S | 1989-09-01 | 2022-07-20
PVCCON2SHD | Active | UG | 19000. DIST UG CONSTRUCTION MATERIALS | 1 ROW,2X100MM PVC COND SAND BED/M HD | PVCCON2SHD | 1990-03-02 | 2022-07-20
PVCCON3S | Active | UG | 19000. DIST UG CONSTRUCTION MATERIALS | 1 ROWS,3X100MM PVC COND SAND BED/M | PVCCON3S | 1989-09-01 | 2022-07-20
PVCCON3SHD | Active | UG | 19000. DIST UG CONSTRUCTION MATERIALS | 1 ROWS,3X100MM PVC COND SAND BED/M HD | PVCCON3SHD | 1991-05-21 | 2022-07-20
PVCCON40 | Active | UG | 19000. DIST UG CONSTRUCTION MATERIALS | CONDUIT,40mm X 4.0M,HD ORANGE /M | PVCCON40 | 1999-04-16 | 2015-11-23
PVCCON4S | Active | UG | 19000. DIST UG CONSTRUCTION MATERIALS | 1 ROWS,4X100MM PVC CL6 COND SAND BED/M | PVCCON4S | 1990-10-03 | 2022-07-20
PVCCON4SHD | Active | UG | 19000. DIST UG CONSTRUCTION MATERIALS | 1 ROWS,4X100MM PVC COND SAND BED/M(HD) | PVCCON4SHD | 1990-03-02 | 2022-07-20
PVCCON50HD | Active | UG | 19000. DIST UG CONSTRUCTION MATERIALS | 50MM HD PVC CONDUIT 1 ROW (CONDUIT ONLY | PVCCON50HD | 1999-06-29 | 2025-07-03
PVCCON5S | Active | UG | 19000. DIST UG CONSTRUCTION MATERIALS | 2 ROWS,2X100MM PVC COND SAND BED/M | PVCCON5S | 1989-09-01 | 2022-07-20
PVCCON5SHD | Active | UG | 19000. DIST UG CONSTRUCTION MATERIALS | 2 ROWS,2X100MM PVC COND SAND BED/M HD | PVCCON5SHD | 1990-03-02 | 2022-07-20
PVCCON6S | Active | UG | 19000. DIST UG CONSTRUCTION MATERIALS | 2ROWS 3X100MM PVC COND SAND BED/M | PVCCON6S | 1989-09-01 | 2022-07-20
PVCCON6SHD | Active | UG | 19000. DIST UG CONSTRUCTION MATERIALS | 2ROWS 3X100MM PVC COND SAND BED/M | PVCCON6SHD | 1990-03-02 | 2022-07-20
PVCCON7S | Active | UG | 19000. DIST UG CONSTRUCTION MATERIALS | 2ROWS 4X100MM PVC COND SAND BED/M | PVCCON7S | 1989-09-01 | 2022-07-20
PVCCON7SHD | Active | UG | 19000. DIST UG CONSTRUCTION MATERIALS | 2ROWS 4X100MM PVC COND SAND BED/M | PVCCON7SHD | 1990-03-02 | 2022-07-20
PVCCON8S | Active | UG | 19000. DIST UG CONSTRUCTION MATERIALS | 3ROWS 2X100MM PVC COND SAND BED/M | PVCCON8S | 1989-09-01 | 2022-07-20
PVCCON9S | Active | UG | 19000. DIST UG CONSTRUCTION MATERIALS | 4ROWS 2X100MM PVC COND SAND BED/M | PVCCON9S | 1989-09-01 | 2022-07-20
PVCCONSL1 | Active | UG | 19000. DIST UG CONSTRUCTION MATERIALS | 1ROW 1X40MM PVC COND SAND BED/M(S/LIGHT) | PVCCONSL1 | 1997-02-18 | 2022-07-20
PVCCONSLN/S | Active | UG | 19000. DIST UG CONSTRUCTION MATERIALS | 1ROW 1X40MM PVC NO SAND BED/M(S/LIGHT) | PVCCONSLN/S | 1997-02-18 | 2015-11-23
PVCCONURDD | Active | UG | 19000. DIST UG CONSTRUCTION MATERIALS | 1 ROW 1X80 PVC CLASS 6 DETAIL D + SAND | PVCCONURDD | 1993-01-13 | 2022-07-20
PVCCONURDE | Active | UG | 19000. DIST UG CONSTRUCTION MATERIALS | 1 ROW 2X80 PVC CLASS 6 DETAIL E + SAND | PVCCONURDE | 1993-01-13 | 2022-07-20
PVCCONURDF | Active | UG | 19000. DIST UG CONSTRUCTION MATERIALS | 1 ROW 1X100 PVC CLASS 6 DETAIL F + SAND | PVCCONURDF | 1993-01-13 | 2022-07-20
PVCCONURDO | Active | UG | 19000. DIST UG CONSTRUCTION MATERIALS | 1 ROW 1X40 PVC CONDUIT (S/LGT) + SAND | PVCCONURDO | 1997-02-18 | 2022-07-20
PWMAT14D | Active | UG | 19000. DIST UG CONSTRUCTION MATERIALS | PILOT CABLE 20 PAIR (SC 7040 ) / M | PWMAT14D | 2005-07-29 | 2015-11-23
PWMAT15D | Active | UG | 19000. DIST UG CONSTRUCTION MATERIALS | FIBRE OPTIC CABLE (12 SM+4MM) 17830 / M | PWMAT15D | 2005-07-29 | 2015-11-23
RCP1 | Active | UG | 19000. DIST UG CONSTRUCTION MATERIALS | REINF CONC CABLE PIT TYPE 1 | RCP1 | 2002-04-10 | 2009-11-26
RCP2 | Active | UG | 19000. DIST UG CONSTRUCTION MATERIALS | REINF CONC CABLE PIT TYPE 2 | RCP2 | 2002-04-10 | 2009-11-26
RCP3 | Active | UG | 19000. DIST UG CONSTRUCTION MATERIALS | REINF CONC CABLE PIT TYPE 3 | RCP3 | 2002-04-10 | 2009-11-26
RCP4 | Active | UG | 19000. DIST UG CONSTRUCTION MATERIALS | REINF CONC CABLE PIT TYPE 4 | RCP4 | 2002-04-10 | 2009-11-26
RCP5 | Active | UG | 19000. DIST UG CONSTRUCTION MATERIALS | REINF CONC CABLE PIT TYPE 5 | RCP5 | 2002-04-10 | 2009-11-26
RCP6 | Active | UG | 19000. DIST UG CONSTRUCTION MATERIALS | REINF CONC CABLE PIT TYPE 6 | RCP6 | 2002-04-10 | 2009-11-26
S16361 | Active | UG | 19000. DIST UG CONSTRUCTION MATERIALS | 11KV 100KVA 3PH POLE BOLT MTG | S16361 | 2011-03-01 | 2015-11-23
S17058 | Active | UG | 19000. DIST UG CONSTRUCTION MATERIALS | PMT,100KVA,11/433V,7TAP,HV FU,LV SF | S17058 | 2000-08-25 | 2015-11-23
S17059 | Active | UG | 19000. DIST UG CONSTRUCTION MATERIALS | PMT,200KVA,11/433V,7TAP,LV SB | S17059 | 2000-08-25 | 2015-11-23
S17060 | Active | UG | 19000. DIST UG CONSTRUCTION MATERIALS | PMT,200KVA,11/433V,7TAP,RMU,LV SB | S17060 | 2000-08-25 | 2015-11-23
S17061 | Active | UG | 19000. DIST UG CONSTRUCTION MATERIALS | PMT,200KVA,11/433V,7TAP,HV FU,LV SB | S17061 | 2000-08-25 | 2015-11-23
S17063 | Active | UG | 19000. DIST UG CONSTRUCTION MATERIALS | PMT,315KVA,11/433V,7TAP,RMU,LV SB | S17063 | 2000-08-25 | 2015-11-23
S17064 | Active | UG | 19000. DIST UG CONSTRUCTION MATERIALS | PMT,315KVA,11/433V,7TAP,HV FU,LV SB | S17064 | 2000-08-25 | 2015-11-23
S17065 | Active | UG | 19000. DIST UG CONSTRUCTION MATERIALS | PMT,500KVA,11/433V,7TAP,LV SB | S17065 | 2000-08-25 | 2015-11-23
S17066 | Active | UG | 19000. DIST UG CONSTRUCTION MATERIALS | PMT,500KVA,11/433V,7TAP,RMU,LV SB | S17066 | 2000-08-25 | 2015-11-23
S17067 | Active | UG | 19000. DIST UG CONSTRUCTION MATERIALS | PMT,500KVA,11/433V,7TAP,HV FU,LV SB | S17067 | 2000-08-25 | 2015-11-23
S17068 | Active | UG | 19000. DIST UG CONSTRUCTION MATERIALS | PMT,750KVA,11/433V,7TAP,LV IS | S17068 | 2000-08-25 | 2015-11-23
S17069 | Active | UG | 19000. DIST UG CONSTRUCTION MATERIALS | PMT,750KVA,11/433V,7TAP,RMU,LV IS | S17069 | 2000-08-25 | 2015-11-23
S17070 | Active | UG | 19000. DIST UG CONSTRUCTION MATERIALS | PMT,750KVA,11/433V,7TAP,HV FU,LV IS | S17070 | 2000-08-25 | 2015-11-23
S17071 | Active | UG | 19000. DIST UG CONSTRUCTION MATERIALS | PMT,1000KVA,11/433V,7TAP,LV IS | S17071 | 2000-08-25 | 2015-11-23
S17072 | Active | UG | 19000. DIST UG CONSTRUCTION MATERIALS | PMT,1000KVA,11/433V,7TAP,RMU,LV IS | S17072 | 2000-08-25 | 2015-11-23
S17073 | Active | UG | 19000. DIST UG CONSTRUCTION MATERIALS | PMT,1000KVA,11/433V,7TAP,HV FU,LV IS | S17073 | 2000-08-25 | 2015-11-23
S17528 | Active | UG | 19000. DIST UG CONSTRUCTION MATERIALS | PMT,SQ,100KVA,11KV/433V,7TAP,LV SF | S17528 | 2000-08-25 | 2015-11-23
S17529 | Active | UG | 19000. DIST UG CONSTRUCTION MATERIALS | PMT,SQ,100KVA,11KV/433V,7TAP,RMU,LV SF | S17529 | 2000-08-25 | 2015-11-23
S17530 | Active | UG | 19000. DIST UG CONSTRUCTION MATERIALS | PMT,SQ,100KVA,11/433V,7TAP,HV RDU,SB | S17530 | 2000-08-25 | 2015-11-23
S17531 | Active | UG | 19000. DIST UG CONSTRUCTION MATERIALS | PMT,SQ,200KVA,11KV/433V,7TAP,LV SB | S17531 | 2000-08-25 | 2015-11-23
S17532 | Active | UG | 19000. DIST UG CONSTRUCTION MATERIALS | PMT,SQ,200KVA,11KV/433V,7TAP,RMU,SB | S17532 | 2000-08-25 | 2015-11-23
S17533 | Active | UG | 19000. DIST UG CONSTRUCTION MATERIALS | PMT,SQ,200KVA,11/433V,7TAP,HV RMU,SB | S17533 | 2000-08-25 | 2015-11-23
S17534 | Active | UG | 19000. DIST UG CONSTRUCTION MATERIALS | PMT,SQ,315KVA,11KV/433V,7TAP,LV SB | S17534 | 2000-08-25 | 2015-11-23
S17535 | Active | UG | 19000. DIST UG CONSTRUCTION MATERIALS | PMT,SQ,315KVA,11KV/433V,7TAP,RMU,SB | S17535 | 2000-08-25 | 2015-11-23
S17536 | Active | UG | 19000. DIST UG CONSTRUCTION MATERIALS | PMT,SQ,315KVA,11/433V,7TAP,HV DFD,SB | S17536 | 2000-08-25 | 2015-11-23
S17537 | Active | UG | 19000. DIST UG CONSTRUCTION MATERIALS | PMT,SQ,500KVA,11KV/433V,7TAP,LV SB | S17537 | 2000-08-25 | 2015-11-23
S17538 | Active | UG | 19000. DIST UG CONSTRUCTION MATERIALS | PMT,SQ,500KVA,11KV/433V,7TAP,RMU,SB | S17538 | 2000-08-25 | 2015-11-23
S17539 | Active | UG | 19000. DIST UG CONSTRUCTION MATERIALS | PMT,SQ,500KVA,11/433V,7TAP,HV RMU,SB | S17539 | 2000-08-25 | 2015-11-23
S17540 | Active | UG | 19000. DIST UG CONSTRUCTION MATERIALS | PMT,SQ,750KVA,11KV/433V,7TAP,LV IS | S17540 | 2000-08-25 | 2015-11-23
S17541 | Active | UG | 19000. DIST UG CONSTRUCTION MATERIALS | PMT,SQ,750KVA,11KV/433V,7TAP,RMU,LV IS | S17541 | 2000-08-25 | 2015-11-23
S17542 | Active | UG | 19000. DIST UG CONSTRUCTION MATERIALS | PMT,SQ,1000KVA,11KV/433V,7TAP,LV IS | S17542 | 2000-08-25 | 2015-11-23
S17543 | Active | UG | 19000. DIST UG CONSTRUCTION MATERIALS | PMT,SQ,1000KVA,11KV/433V,7TAP,RMU,LV IS | S17543 | 2000-08-25 | 2015-11-23
S18696 | Active | UG | 19000. DIST UG CONSTRUCTION MATERIALS | PMT SQ 100KVA 11KV/433V 7TAP SAFELINK | S18696 | 2002-05-21 | 2015-11-23
S18697 | Active | UG | 19000. DIST UG CONSTRUCTION MATERIALS | PMT SQ 200KVA 11KV/433V 7TAP SAFELINK | S18697 | 2002-05-22 | 2015-11-23
S18698 | Active | UG | 19000. DIST UG CONSTRUCTION MATERIALS | PMT SQ 315KVA 11KV/433V 7TAP SAFELINK | S18698 | 2005-06-15 | 2015-11-23
S18699 | Active | UG | 19000. DIST UG CONSTRUCTION MATERIALS | PMT SQ 500KVA 11KV/433V 7TAP SAFELINK | S18699 | 2002-05-22 | 2015-11-23
S18701 | Active | UG | 19000. DIST UG CONSTRUCTION MATERIALS | PMT SQ 1000KVA 11KV/433V 7TAP SAFELINK | S18701 | 2002-05-22 | 2015-11-23
S18724 | Active | UG | 19000. DIST UG CONSTRUCTION MATERIALS | PMT SQ 750KVA 11KV/433V DFD SAFELINK | S18724 | 2002-05-22 | 2015-11-23
S18725 | Active | UG | 19000. DIST UG CONSTRUCTION MATERIALS | PMT SQ 1000KVA 11KV/433V DFD SAFELINK | S18725 | 2002-05-22 | 2015-11-23
S19312 | Active | UG | 19000. DIST UG CONSTRUCTION MATERIALS | PMT SQ 750KVA 11KV/433V CFC SAFELINK | S19312 | 2004-02-26 | 2015-11-23
S21654 | Active | UG | 19000. DIST UG CONSTRUCTION MATERIALS | PMT RECT 315 11KV/433V S'LINK + LV BD | S21654 | 2011-02-01 | 2021-11-11
S21655 | Active | UG | 19000. DIST UG CONSTRUCTION MATERIALS | PMT RECT 500 11KV/433V S'LINK + LV BD | S21655 | 2011-02-01 | 2021-11-11
S21656 | Active | UG | 19000. DIST UG CONSTRUCTION MATERIALS | PMT RECT 750 11KV/433V S'LINK + LV BD | S21656 | 2011-02-01 | 2021-11-11
S21657 | Active | UG | 19000. DIST UG CONSTRUCTION MATERIALS | PMT RECT 750 11KV/433V S'LINK special | S21657 | 2011-02-01 | 2021-11-11
S21658 | Active | UG | 19000. DIST UG CONSTRUCTION MATERIALS | PMT RECT 1000 11KV/433V S'LINK + LV ISOL | S21658 | 2011-02-01 | 2021-11-11
S21659 | Active | UG | 19000. DIST UG CONSTRUCTION MATERIALS | PMT SQ 315KVA 11KV/433V 7TAP AREVA | S21659 | 2011-02-01 | 2021-11-11
S21660 | Active | UG | 19000. DIST UG CONSTRUCTION MATERIALS | PMT SQ 500KVA 11KV/433V 7TAP AREVA | S21660 | 2011-02-01 | 2015-11-23
S21662 | Active | UG | 19000. DIST UG CONSTRUCTION MATERIALS | PMT SQ 1000KVA 11KV/433V 7TAP AREVA | S21662 | 2011-02-01 | 2015-11-23
S21971 | Active | UG | 19000. DIST UG CONSTRUCTION MATERIALS | 500kVA Rect Padmount Tfmr with HV CFCC | S21971 | 2012-05-11 | 2015-11-23
S23704 | Active | UG | 19000. DIST UG CONSTRUCTION MATERIALS | PMT RECT 500 11KV/433V 4WAY CFCC special | S23704 | 2015-02-18 | 2016-08-22
S2475036 | Active | UG | 19000. DIST UG CONSTRUCTION MATERIALS | ABB Safelink2 RMU (CFC) 315kVA | S2475036 | 2021-08-16 | 2021-08-16
S2475044 | Active | UG | 19000. DIST UG CONSTRUCTION MATERIALS | ABB Safelink2 RMU (CFC) 500kVA | S2475044 | 2021-08-16 | 2021-08-16
S2477925 | Active | UG | 19000. DIST UG CONSTRUCTION MATERIALS | ABB Safelink2 RMU (CFCC) 315kVA | S2477925 | 2021-08-16 | 2021-08-16
S2477933 | Active | UG | 19000. DIST UG CONSTRUCTION MATERIALS | ABB Safelink2 RMU (CFCC) 500kVA | S2477933 | 2021-08-16 | 2021-08-16
S2477941 | Active | UG | 19000. DIST UG CONSTRUCTION MATERIALS | ABB Safelink2 RMU (CFCC) 750kVA | S2477941 | 2021-08-16 | 2021-08-16
S2477958 | Active | UG | 19000. DIST UG CONSTRUCTION MATERIALS | ABB Safelink2 RMU (CFCC) 1000kVA | S2477958 | 2021-08-16 | 2021-08-16
S2482032 | Active | UG | 19000. DIST UG CONSTRUCTION MATERIALS | 11KV 315KVA Padmount with OLTC | S2482032 | 2021-09-10 | 2021-09-10
S25117 | Active | UG | 19000. DIST UG CONSTRUCTION MATERIALS | PMT SQ 315KVA 11KV/433V 7TAP SIEMENS | S25117 | 2017-01-04 | 2023-01-23
S25118 | Active | UG | 19000. DIST UG CONSTRUCTION MATERIALS | PMT SQ 500KVA 11KV/433V 7TAP SIEMENS | S25118 | 2017-01-04 | 2021-11-11
S25119 | Active | UG | 19000. DIST UG CONSTRUCTION MATERIALS | PMT SQ 750KVA 11KV/433V CFC SIEMENS | S25119 | 2017-01-04 | 2021-11-11
S25120 | Active | UG | 19000. DIST UG CONSTRUCTION MATERIALS | PMT SQ 1000KVA 11KV/433V 7TAP SIEMENS | S25120 | 2017-01-04 | 2021-11-11
S917023 | Active | UG | 19000. DIST UG CONSTRUCTION MATERIALS | TFMR, DIST refurb. 11 750 KVA GRD MTG | S917023 | 2010-08-24 | 2015-11-23
S917024 | Active | UG | 19000. DIST UG CONSTRUCTION MATERIALS | TFMR, DIST refurb. 11 1000 KVA GRD MTG | S917024 | 2010-08-24 | 2015-11-23
S917025 | Active | UG | 19000. DIST UG CONSTRUCTION MATERIALS | TFMR, DIST refurb. 11 1500 KVA GRD MTG | S917025 | 2010-08-24 | 2015-11-23
S917379 | Active | UG | 19000. DIST UG CONSTRUCTION MATERIALS | TFMR, DIST refurb. 11 315 KVA GRD MTG | S917379 | 2010-08-24 | 2015-11-23
S918698 | Active | UG | 19000. DIST UG CONSTRUCTION MATERIALS | TFMR, DIST refurb. 11 315KVA PADMOUNT | S918698 | 2010-08-24 | 2023-02-02
S918699 | Active | UG | 19000. DIST UG CONSTRUCTION MATERIALS | TFMR, DIST refurb. 11 500KVA PADMOUNT | S918699 | 2010-08-24 | 2015-11-23
S918701 | Active | UG | 19000. DIST UG CONSTRUCTION MATERIALS | TFMR, DIST refurb. 11 1000KVA PADMOUNT | S918701 | 2010-08-24 | 2015-11-23
S919312 | Active | UG | 19000. DIST UG CONSTRUCTION MATERIALS | TFMR, DIST refurb. 11 750KVA PADMOUNT | S919312 | 2010-08-24 | 2015-11-23
S919467 | Active | UG | 19000. DIST UG CONSTRUCTION MATERIALS | TFMR, DIST. 11 315KVA PADMOUNT rect | S919467 | 2010-08-24 | 2015-11-23
S919468 | Active | UG | 19000. DIST UG CONSTRUCTION MATERIALS | TFMR, DIST. 11 500KVA PADMOUNT rect | S919468 | 2010-08-24 | 2023-02-02
S919469 | Active | UG | 19000. DIST UG CONSTRUCTION MATERIALS | TFMR, DIST. 11 750KVA PADMOUNT rect | S919469 | 2010-08-24 | 2015-11-23
S919470 | Active | UG | 19000. DIST UG CONSTRUCTION MATERIALS | TFMR, DIST. 11 1000KVA PADMOUNT rect | S919470 | 2010-08-24 | 2015-11-23
SANDBF1000 | Active | UG | 19000. DIST UG CONSTRUCTION MATERIALS | 1000 Alloc-BackFill Matl Bedding Sand/M3 | SANDBF1000 | 2023-02-02 | 2025-07-03
SC00021727 | Active | UG | 19000. DIST UG CONSTRUCTION MATERIALS | CONDUIT, Plug & Seal for 200mm (LD) | SC00021727 | 2012-03-23 | 2019-03-27
SC00022439 | Active | UG | 19000. DIST UG CONSTRUCTION MATERIALS | CLEAT 1 HOLE IPD VULCAN EPVRT-08 | SC00022439 | 2018-08-23 | 2018-12-18
SC00022440 | Active | UG | 19000. DIST UG CONSTRUCTION MATERIALS | TRPLX INSERT-SFT43 1 OR 2 HOLE CLEAT | SC00022440 | 2018-08-23 | 2018-09-03
SC00024812 | Active | UG | 19000. DIST UG CONSTRUCTION MATERIALS | SINGLE CABLE 1 HOLE IPD VULCAN EPVRT-01 | SC00024812 | 2018-08-23 | 2018-08-23
SC00025053 | Active | UG | 19000. DIST UG CONSTRUCTION MATERIALS | SINGLE CABLE 2 HOLE SUPPORT EP2F-07LSF | SC00025053 | 2018-08-23 | 2018-08-23
SC00025054 | Active | UG | 19000. DIST UG CONSTRUCTION MATERIALS | SINGLE CABLE 2 HOLE SUPPORT EP2F-09LSF | SC00025054 | 2018-08-23 | 2018-08-23
SC00025055 | Active | UG | 19000. DIST UG CONSTRUCTION MATERIALS | SINGLE CABLE 2 HOLE SUPPORT EP2F-132LSF | SC00025055 | 2018-08-23 | 2018-08-23
SC00025056 | Active | UG | 19000. DIST UG CONSTRUCTION MATERIALS | CLEAT 2 HOLE SUPPORT EP2F-1201LSF | SC00025056 | 2018-08-23 | 2018-12-18
SC00025057 | Active | UG | 19000. DIST UG CONSTRUCTION MATERIALS | CLEAT 1 HOLE IPD VULCAN EPVRT-07 | SC00025057 | 2018-08-23 | 2018-12-18
SC00025058 | Active | UG | 19000. DIST UG CONSTRUCTION MATERIALS | TRPLX INSERT-SFT36 1 OR 2 HOLE CLEAT | SC00025058 | 2018-08-23 | 2018-09-03
SC0002673 | Active | UG | 19000. DIST UG CONSTRUCTION MATERIALS | Unistrut P1000 Channel 6000mm Long | SC0002673 | 2011-12-29 | 2014-05-06
SC0003046 | Active | UG | 19000. DIST UG CONSTRUCTION MATERIALS | Denso Tape | SC0003046 | 2011-12-28 | 2011-12-28
SC0003247 | Active | UG | 19000. DIST UG CONSTRUCTION MATERIALS | White Rope 6mm | SC0003247 | 2011-12-28 | 2011-12-28
SC0003770 | Active | UG | 19000. DIST UG CONSTRUCTION MATERIALS | CONDUIT GLUE 250ml | SC0003770 | 2011-03-07 | 2012-02-15
SC0004694 | Active | UG | 19000. DIST UG CONSTRUCTION MATERIALS | CABLE GLAND TRPX 95 (26.5mm) | SC0004694 | 2014-03-11 | 2014-03-11
SC0004844 | Active | UG | 19000. DIST UG CONSTRUCTION MATERIALS | CONDUIT, 25mm X 4.0M, LD Grey /M | SC0004844 | 2010-09-13 | 2015-11-23
SC0006135 | Active | UG | 19000. DIST UG CONSTRUCTION MATERIALS | CLEVIS,TONGUE | SC0006135 | 2011-06-22 | 2011-08-25
SC0006260 | Active | UG | 19000. DIST UG CONSTRUCTION MATERIALS | TERMINAL LUG,CRIMP M12;70sq mm,19/2.14mm | SC0006260 | 2010-07-19 | 2012-03-19
SC0006266 | Active | UG | 19000. DIST UG CONSTRUCTION MATERIALS | TERMINAL LUG,CRIMP M12;185sqmm,37/2.52mm | SC0006266 | 2010-07-19 | 2012-03-19
SC0006507 | Active | UG | 19000. DIST UG CONSTRUCTION MATERIALS | NEUTRAL BAR FOR 3 WAY URD SERVICE PILLAR | SC0006507 | 2014-03-14 | 2014-03-14
SC0006508 | Active | UG | 19000. DIST UG CONSTRUCTION MATERIALS | PHASE BAR FOR 3 WAY URD SERVICE PILLAR | SC0006508 | 2014-03-14 | 2014-03-14
SC0006584 | Active | UG | 19000. DIST UG CONSTRUCTION MATERIALS | DISCONNECT BOX,ELECTRICAL POWER CABLE | SC0006584 | 2010-09-13 | 2014-08-20
SC0006601 | Active | UG | 19000. DIST UG CONSTRUCTION MATERIALS | PIT TYPE 1 STEEL CHANNEL | SC0006601 | 2010-07-19 | 2010-07-19
SC0006602 | Active | UG | 19000. DIST UG CONSTRUCTION MATERIALS | PIT TYPE 2 STEEL CHANNEL | SC0006602 | 2010-07-19 | 2010-07-19
SC0006609 | Active | UG | 19000. DIST UG CONSTRUCTION MATERIALS | PIT TYPE B CAST BRACKET | SC0006609 | 2010-07-19 | 2010-07-19
SC0006610 | Active | UG | 19000. DIST UG CONSTRUCTION MATERIALS | PIT TYPE C CAST BRACKET | SC0006610 | 2010-07-19 | 2010-07-21
SC0006614 | Active | UG | 19000. DIST UG CONSTRUCTION MATERIALS | CLAMP,TERMINAL,ELECTRICAL CONNECTOR | SC0006614 | 2010-07-28 | 2010-07-28
SC0006662 | Active | UG | 19000. DIST UG CONSTRUCTION MATERIALS | Conduit Coupling 100mm Double/End Orange | SC0006662 | 2012-01-05 | 2012-01-05
SC0006673 | Active | UG | 19000. DIST UG CONSTRUCTION MATERIALS | COVER,PROTECTIVE,UNDERGROUND CABLE,POLE | SC0006673 | 2010-08-17 | 2010-08-17
SC0006732 | Active | UG | 19000. DIST UG CONSTRUCTION MATERIALS | GLOVE,HEAT SHRINKABLE | SC0006732 | 2010-08-30 | 2010-08-30
SC0006845 | Active | UG | 19000. DIST UG CONSTRUCTION MATERIALS | SINGLE LINK PILLAR 2 WAY 440V 3PH | SC0006845 | 2012-03-21 | 2012-03-21
SC0006898 | Active | UG | 19000. DIST UG CONSTRUCTION MATERIALS | INSULATION SLEEVING,ELECTRICAL. | SC0006898 | 2011-06-01 | 2011-06-01
SC0007164 | Active | UG | 19000. DIST UG CONSTRUCTION MATERIALS | WIRE; ELECT; BLDG; CU; 50 SQ MM | SC0007164 | 2014-08-19 | 2014-08-19
SC0007177 | Active | UG | 19000. DIST UG CONSTRUCTION MATERIALS | 120CU 1C LV CABLE/M | SC0007177 | 2011-02-23 | 2011-02-23
SC0008343 | Active | UG | 19000. DIST UG CONSTRUCTION MATERIALS | PLATE,YOKE,ELECTRICAL CONDUCTOR SUPPORT. | SC0008343 | 2011-06-22 | 2011-08-25
SC0008351 | Active | UG | 19000. DIST UG CONSTRUCTION MATERIALS | COVERED CABLE 70SQMM CU PVC GRN/YLW /M | SC0008351 | 2010-07-28 | 2016-10-18
SC0008589 | Active | UG | 19000. DIST UG CONSTRUCTION MATERIALS | ARMOUR GRIP SUSP;DIA14.3mm AAC,AAAC,ACSR | SC0008589 | 2011-06-22 | 2012-03-19
SC0008727 | Active | UG | 19000. DIST UG CONSTRUCTION MATERIALS | CABL 16mm2 Cu 2C PVC | SC0008727 | 2010-07-21 | 2010-07-21
SC0008808 | Active | UG | 19000. DIST UG CONSTRUCTION MATERIALS | Bag Packaging, Satchel Type Sand Bags | SC0008808 | 2011-12-28 | 2011-12-28
SC0010852 | Active | UG | 19000. DIST UG CONSTRUCTION MATERIALS | Floor Anchor, Concrete floor | SC0010852 | 2010-07-13 | 2010-07-13
SC0010886 | Active | UG | 19000. DIST UG CONSTRUCTION MATERIALS | TERMINAL LUG,CRIMP,CU;25sqmm,19/1.35mm | SC0010886 | 2010-08-17 | 2012-03-19
SC0011480 | Active | UG | 19000. DIST UG CONSTRUCTION MATERIALS | SILICONE RUBBER SEALING COMPOUND PK 24 | SC0011480 | 2015-07-09 | 2015-07-09
SC0011711 | Active | UG | 19000. DIST UG CONSTRUCTION MATERIALS | Insulation Sleeving 630-1000mm Straight | SC0011711 | 2012-01-04 | 2012-01-04
SC0011927 | Active | UG | 19000. DIST UG CONSTRUCTION MATERIALS | CABLE,AERIAL,4 CORE,XLPE;95sqmm,0.6/1KV | SC0011927 | 2010-08-20 | 2012-03-20
SC0012141 | Active | UG | 19000. DIST UG CONSTRUCTION MATERIALS | PIPE,UPVC,GREY;PLAIN ENDS;150mm nom size | SC0012141 | 2010-09-24 | 2012-04-04
SC0012142 | Active | UG | 19000. DIST UG CONSTRUCTION MATERIALS | PIPE,UPVC,GREY;PRESSED;suit 150mm SWV | SC0012142 | 2010-09-24 | 2012-04-04
SC0012198 | Active | UG | 19000. DIST UG CONSTRUCTION MATERIALS | SIGN DANGER-HIGH VOLTAGE | SC0012198 | 2010-08-20 | 2010-08-20
SC0012207 | Active | UG | 19000. DIST UG CONSTRUCTION MATERIALS | SIGN(LOGO);ENERGEX-STATION-(BLANK) | SC0012207 | 2010-08-20 | 2012-04-04
SC0012390 | Active | UG | 19000. DIST UG CONSTRUCTION MATERIALS | Heat Shrink 4-way UGT Glove | SC0012390 | 2010-07-21 | 2010-07-21
SC0012465 | Active | UG | 19000. DIST UG CONSTRUCTION MATERIALS | SLEEVE,INSULATION,ELEC;110mm MIN ID EXP | SC0012465 | 2010-08-17 | 2012-04-04
SC0012782 | Active | UG | 19000. DIST UG CONSTRUCTION MATERIALS | SLEEVE,COMPRESSION,FULL TENSION;95LVABC | SC0012782 | 2010-08-17 | 2024-11-18
SC0012784 | Active | UG | 19000. DIST UG CONSTRUCTION MATERIALS | Impact Anchor-SS Screw Insert-5mmx33mmLG | SC0012784 | 2014-02-06 | 2014-02-06
SC0012788 | Active | UG | 19000. DIST UG CONSTRUCTION MATERIALS | 120CT TERMINAL LUG | SC0012788 | 2010-08-17 | 2010-08-17
SC0012952 | Active | UG | 19000. DIST UG CONSTRUCTION MATERIALS | COMP TYPE CON 50-70mm2 CU - 13mm ROD | SC0012952 | 2010-07-21 | 2010-07-21
SC0012953 | Active | UG | 19000. DIST UG CONSTRUCTION MATERIALS | COMP TYPE CON 50-70MM 2 CU | SC0012953 | 2010-08-27 | 2010-08-27
SC0013048 | Active | UG | 19000. DIST UG CONSTRUCTION MATERIALS | Steel Channel for Joint Pit (1800mm L) | SC0013048 | 2010-07-12 | 2010-07-12
SC0013891 | Active | UG | 19000. DIST UG CONSTRUCTION MATERIALS | HEAT SHRINK INSULATION HOOD-LV CABLE | SC0013891 | 2014-03-14 | 2014-03-14
SC0013978 | Active | UG | 19000. DIST UG CONSTRUCTION MATERIALS | Conduit Slip 80mm Light Duty Orange | SC0013978 | 2012-01-05 | 2012-01-09
SC0013979 | Active | UG | 19000. DIST UG CONSTRUCTION MATERIALS | Conduit Slip Coupling 100mm Orange | SC0013979 | 2012-01-05 | 2012-01-05
SC0014386 | Active | UG | 19000. DIST UG CONSTRUCTION MATERIALS | ANCHOR,PULLING EYE | SC0014386 | 2010-07-27 | 2010-07-27
SC0014776 | Active | UG | 19000. DIST UG CONSTRUCTION MATERIALS | CONTROL BOX PE | SC0014776 | 2010-07-15 | 2015-11-23
SC0015117 | Active | UG | 19000. DIST UG CONSTRUCTION MATERIALS | ENCLOSED ELEMENT FUSE;AS2005,200AMP | SC0015117 | 2010-09-13 | 2012-04-04
SC0015254 | Active | UG | 19000. DIST UG CONSTRUCTION MATERIALS | TYPE 2 JUNCTION BOX NO INTRNAL FITTINGS | SC0015254 | 2010-09-02 | 2010-09-02
SC0015266 | Active | UG | 19000. DIST UG CONSTRUCTION MATERIALS | CONDUIT BEND;125NB 1830 RAD/30deg | SC0015266 | 2010-09-02 | 2015-11-23
SC0015271 | Active | UG | 19000. DIST UG CONSTRUCTION MATERIALS | CONDUIT BENDS 80 NB 450 RAD. (2 SOCK)6 | SC0015271 | 2010-09-02 | 2015-11-23
SC0015274 | Active | UG | 19000. DIST UG CONSTRUCTION MATERIALS | Conduit Coupling 125mm Orange Double End | SC0015274 | 2012-01-05 | 2015-11-23
SC0015278 | Active | UG | 19000. DIST UG CONSTRUCTION MATERIALS | BACKET, MOUNTING; 6mm,T-SHAPED | SC0015278 | 2010-09-06 | 2012-04-04
SC0015337 | Active | UG | 19000. DIST UG CONSTRUCTION MATERIALS | Universal Cleat 20-90mm parallel | SC0015337 | 2010-07-28 | 2015-06-17
SC0015345 | Active | UG | 19000. DIST UG CONSTRUCTION MATERIALS | POWER CABLE PROTECTION;2mX150mmx3-5mm | SC0015345 | 2010-09-06 | 2012-04-04
SC0015507 | Active | UG | 19000. DIST UG CONSTRUCTION MATERIALS | TERMINAL,LUG. | SC0015507 | 2010-09-06 | 2012-04-04
SC0015528 | Active | UG | 19000. DIST UG CONSTRUCTION MATERIALS | PIT BODY TYPE P4 | SC0015528 | 2010-07-15 | 2010-07-15
SC0015539 | Active | UG | 19000. DIST UG CONSTRUCTION MATERIALS | BLACK TERMINAL BLOCK | SC0015539 | 2010-07-15 | 2015-11-23
SC0015540 | Active | UG | 19000. DIST UG CONSTRUCTION MATERIALS | TERMINAL COVER,FUSE-SWITCH COMBINATION | SC0015540 | 2010-07-15 | 2010-07-15
SC0015541 | Active | UG | 19000. DIST UG CONSTRUCTION MATERIALS | 20AMP FUSE ASSEMBLY | SC0015541 | 2010-07-15 | 2010-07-15
SC0015551 | Active | UG | 19000. DIST UG CONSTRUCTION MATERIALS | BODY,PIT Type P2 | SC0015551 | 2010-07-15 | 2010-07-15
SC0015552 | Active | UG | 19000. DIST UG CONSTRUCTION MATERIALS | LID,PIT; TELECOM NO 2;CONCRETE;MARKING | SC0015552 | 2010-07-15 | 2010-07-15
SC0015792 | Active | UG | 19000. DIST UG CONSTRUCTION MATERIALS | FUSE LINK,ENCLOSED;BLADE;160amp;500V AC | SC0015792 | 2010-09-13 | 2012-04-12
SC0015793 | Active | UG | 19000. DIST UG CONSTRUCTION MATERIALS | FUSE LINK,ENCLOSED;BLADE;100amp;500V AC | SC0015793 | 2010-09-13 | 2012-04-12
SC0015832 | Active | UG | 19000. DIST UG CONSTRUCTION MATERIALS | DISTRIBUTION,PANEL;CFS;400 AMP;415V | SC0015832 | 2010-08-17 | 2012-04-12
SC0015836 | Active | UG | 19000. DIST UG CONSTRUCTION MATERIALS | Heat Shrink End Cap 240mm | SC0015836 | 2011-12-29 | 2011-12-29
SC0015849 | Active | UG | 19000. DIST UG CONSTRUCTION MATERIALS | LV Links 400A Size 2 set of 3 | SC0015849 | 2014-11-19 | 2014-11-19
SC0015857 | Active | UG | 19000. DIST UG CONSTRUCTION MATERIALS | Barrier Mesh | SC0015857 | 2011-12-28 | 2011-12-28
SC0016023 | Active | UG | 19000. DIST UG CONSTRUCTION MATERIALS | CONDUIT,25mmX ROLL, MD, Grey Flexible /M | SC0016023 | 2010-07-15 | 2012-02-14
SC0016028 | Active | UG | 19000. DIST UG CONSTRUCTION MATERIALS | CONDUIT GLAND 25MM | SC0016028 | 2010-07-15 | 2010-07-15
SC0016478 | Active | UG | 19000. DIST UG CONSTRUCTION MATERIALS | RESIN JOINTING COMPOUND 7.5L BUCKET | SC0016478 | 2011-05-25 | 2011-05-25
SC0016620 | Active | UG | 19000. DIST UG CONSTRUCTION MATERIALS | BEND,125X45X1.2M RAD,1 SOCK,LD,PVC,ORANG | SC0016620 | 2010-10-07 | 2015-11-23
SC0016624 | Active | UG | 19000. DIST UG CONSTRUCTION MATERIALS | Conduit Slip Coupling 125mm Orange | SC0016624 | 2012-01-05 | 2015-11-23
SC0016626 | Active | UG | 19000. DIST UG CONSTRUCTION MATERIALS | REDUCER COUPLING 125 - 100MM | SC0016626 | 2011-05-11 | 2015-11-23
SC0016791 | Active | UG | 19000. DIST UG CONSTRUCTION MATERIALS | OUTDOOR ABB 630A ISOL+ 3 400A SWITCH FUS | SC0016791 | 2010-09-13 | 2015-11-23
SC0016803 | Active | UG | 19000. DIST UG CONSTRUCTION MATERIALS | SLEEVE,HEATSHRINK;25mm min ID EXP | SC0016803 | 2010-07-28 | 2012-04-12
SC0016824 | Active | UG | 19000. DIST UG CONSTRUCTION MATERIALS | 1.5M MAJOR UG EXTENSION | SC0016824 | 2010-07-14 | 2010-07-14
SC0016861 | Active | UG | 19000. DIST UG CONSTRUCTION MATERIALS | PILLAR;PANEL,LINKING;440V,3PHASE,250AMP | SC0016861 | 2011-10-27 | 2015-11-23
SC0016865 | Active | UG | 19000. DIST UG CONSTRUCTION MATERIALS | INDOOR ABB 630A ISOL.3 400A SWITCH FUSE | SC0016865 | 2010-09-13 | 2015-11-23
SC0017021 | Active | UG | 19000. DIST UG CONSTRUCTION MATERIALS | TERMINAL BLOCK, RED | SC0017021 | 2010-07-14 | 2010-07-14
SC0017119 | Active | UG | 19000. DIST UG CONSTRUCTION MATERIALS | CABLE 6.0mm2 Cu 2C XLPE | SC0017119 | 2010-07-15 | 2010-07-15
SC0017121 | Active | UG | 19000. DIST UG CONSTRUCTION MATERIALS | CONDUIT,40mm X ROLL, Orange Flexible /M | SC0017121 | 2010-07-14 | 2015-11-23
SC0017254 | Active | UG | 19000. DIST UG CONSTRUCTION MATERIALS | TERMINAL LUG 70ABC Bi | SC0017254 | 2010-09-07 | 2010-09-07
SC0017256 | Active | UG | 19000. DIST UG CONSTRUCTION MATERIALS | comp sleeve F/TEN CU19/.101-.104,19/2.75 | SC0017256 | 2010-09-07 | 2019-12-19
SC0017317 | Active | UG | 19000. DIST UG CONSTRUCTION MATERIALS | comp sleeve F/TENSION 7/.104 CU (7/12) | SC0017317 | 2010-07-14 | 2015-07-31
SC0017377 | Active | UG | 19000. DIST UG CONSTRUCTION MATERIALS | JUNCTION BOX. UG JOINING CANISTER | SC0017377 | 2010-07-14 | 2010-07-14
SC0017489 | Active | UG | 19000. DIST UG CONSTRUCTION MATERIALS | TEMP ACCESS COVER MINOR | SC0017489 | 2010-07-14 | 2010-07-14
SC0017490 | Active | UG | 19000. DIST UG CONSTRUCTION MATERIALS | TEMP ACCESS COVER MAJOR | SC0017490 | 2010-07-14 | 2010-07-14
SC0017497 | Active | UG | 19000. DIST UG CONSTRUCTION MATERIALS | comp sleeve F/TENSION 7/.064CU | SC0017497 | 2010-08-17 | 2019-12-19
SC0017500 | Active | UG | 19000. DIST UG CONSTRUCTION MATERIALS | SLEEVE JNT FULL TENS CU 7/.48mm IMPERIAL | SC0017500 | 2010-08-17 | 2012-04-16
SC0017513 | Active | UG | 19000. DIST UG CONSTRUCTION MATERIALS | BEND,80X90X0.75M RAD, 1 SOCK, LD, ORANGE | SC0017513 | 2010-07-14 | 2015-11-23
SC0017514 | Active | UG | 19000. DIST UG CONSTRUCTION MATERIALS | BEND,100X90X0.75 RAD,1 SOCK,LD,ORANGE | SC0017514 | 2011-05-09 | 2015-11-23
SC0017555 | Active | UG | 19000. DIST UG CONSTRUCTION MATERIALS | INFLATION HAND TOOL - RAYFLATE | SC0017555 | 2015-07-09 | 2015-11-23
SC0017558 | Active | UG | 19000. DIST UG CONSTRUCTION MATERIALS | ,COMPRESSED C02 GAS CYLINDER PK10 | SC0017558 | 2015-07-09 | 2015-11-23
SC0017607 | Active | UG | 19000. DIST UG CONSTRUCTION MATERIALS | JOINT,ELEC POWER CABLE 11 KV;FILLED | SC0017607 | 2010-09-07 | 2015-11-23
SC0017631 | Active | UG | 19000. DIST UG CONSTRUCTION MATERIALS | TERMINAL,LUG;210mm2 19/3.75mm (PLUTO) | SC0017631 | 2010-09-07 | 2012-04-16
SC0017654 | Active | UG | 19000. DIST UG CONSTRUCTION MATERIALS | TERMINATION,ELECTRICAL POWER CABLE. | SC0017654 | 2010-09-14 | 2010-09-14
SC0017661 | Active | UG | 19000. DIST UG CONSTRUCTION MATERIALS | TERMINAL,LUG;BI-METAL,M12;95mm2 AL COND | SC0017661 | 2010-09-07 | 2012-04-17
SC0017700 | Active | UG | 19000. DIST UG CONSTRUCTION MATERIALS | TERMINAL,LUG;M12;25mm2 CU COND | SC0017700 | 2010-09-07 | 2012-04-17
SC0017702 | Active | UG | 19000. DIST UG CONSTRUCTION MATERIALS | TERMINAL,LUG;CRIMP,M12;95mm2 CU COND | SC0017702 | 2010-09-07 | 2012-04-17
SC0017705 | Active | UG | 19000. DIST UG CONSTRUCTION MATERIALS | TERMINAL,LUG;CRIMP,M12;185mm2 CU COND | SC0017705 | 2010-09-07 | 2012-04-17
SC0017708 | Active | UG | 19000. DIST UG CONSTRUCTION MATERIALS | TERMINAL,LUG;CRIMP,M12;300mm2 CU COND | SC0017708 | 2010-09-07 | 2012-04-17
SC0017709 | Active | UG | 19000. DIST UG CONSTRUCTION MATERIALS | TERMINAL,LUG;CRIMP,M12;400mm2 CU COND | SC0017709 | 2012-01-04 | 2012-04-17
SC0017755 | Active | UG | 19000. DIST UG CONSTRUCTION MATERIALS | BOX,ELECTRICAL,ENCLOSURE | SC0017755 | 2010-09-13 | 2010-09-13
SC0018022 | Active | UG | 19000. DIST UG CONSTRUCTION MATERIALS | TEMP TRIP TIMER 0.1S-100H 12V-240V 8A | SC0018022 | 2012-01-11 | 2012-01-11
SC0018073 | Active | UG | 19000. DIST UG CONSTRUCTION MATERIALS | BEND,50X90X0.8M RAD,1 SOCK,LD,UPVC,WHITE | SC0018073 | 2011-12-29 | 2015-11-23
SC0018109 | Active | UG | 19000. DIST UG CONSTRUCTION MATERIALS | FERRULE,CU/AL2BOLT,SHEARHEAD,95-240MM | SC0018109 | 2016-07-05 | 2016-07-05
SC0018150 | Active | UG | 19000. DIST UG CONSTRUCTION MATERIALS | PIT BODY TYPE P8 | SC0018150 | 2017-05-02 | 2017-05-02
SC0018162 | Active | UG | 19000. DIST UG CONSTRUCTION MATERIALS | HOLD DOWN BRACKET;FOR CABLE RACK | SC0018162 | 2022-07-06 | 2022-07-06
SC0018164 | Active | UG | 19000. DIST UG CONSTRUCTION MATERIALS | LID,PIT; TELECOM NO 8;CONCRETE;MARKING | SC0018164 | 2017-05-02 | 2017-05-02
SC0018409 | Active | UG | 19000. DIST UG CONSTRUCTION MATERIALS | Unistrut P1001 Channel 6000mm Long | SC0018409 | 2011-12-29 | 2014-05-06
SC0018434 | Active | UG | 19000. DIST UG CONSTRUCTION MATERIALS | RMU Support Channel over Box Culvert | SC0018434 | 2010-08-12 | 2015-11-23
SC0018640 | Active | UG | 19000. DIST UG CONSTRUCTION MATERIALS | MORTAR,PREMIX | SC0018640 | 2010-07-14 | 2010-07-14
SC0018659 | Active | UG | 19000. DIST UG CONSTRUCTION MATERIALS | Terminal Lug Cu Crimp 630mm | SC0018659 | 2012-01-04 | 2012-01-04
SC0018701 | Active | UG | 19000. DIST UG CONSTRUCTION MATERIALS | TRANSFORMER,11 KV;1000 KVA;PADMOUNT | SC0018701 | 2010-08-17 | 2015-11-23
SC0018736 | Active | UG | 19000. DIST UG CONSTRUCTION MATERIALS | INSULATION 11KV SLEEVE 90 SAFELINK RMU | SC0018736 | 2011-10-12 | 2015-11-23
SC0018926 | Active | UG | 19000. DIST UG CONSTRUCTION MATERIALS | KIT,CONNECTION;11KV,HAZMYER MAGNEFIX | SC0018926 | 2012-12-14 | 2012-12-14
SC0018930 | Active | UG | 19000. DIST UG CONSTRUCTION MATERIALS | BOX,ELECTRICAL,ENCLOSURE | SC0018930 | 2010-09-13 | 2010-09-13
SC0019566 | Active | UG | 19000. DIST UG CONSTRUCTION MATERIALS | CULVERT BOX UNIT | SC0019566 | 2010-09-13 | 2022-11-15
SC0019573 | Active | UG | 19000. DIST UG CONSTRUCTION MATERIALS | STEEL;ZINC PLATED;M8 X 30 MM LG;HEX HD | SC0019573 | 2022-07-06 | 2022-07-06
SC0019596 | Active | UG | 19000. DIST UG CONSTRUCTION MATERIALS | CONDUIT, Plug & Seal for 100mm | SC0019596 | 2011-04-13 | 2015-11-23
SC0019613 | Active | UG | 19000. DIST UG CONSTRUCTION MATERIALS | ACCESS COVER;Lite Lift Double Footpath | SC0019613 | 2010-07-22 | 2012-04-19
SC0019693 | Active | UG | 19000. DIST UG CONSTRUCTION MATERIALS | PMT ENCLOSURE MOD KIT;FOR C20/89 | SC0019693 | 2010-08-24 | 2015-11-23
SC0019694 | Active | UG | 19000. DIST UG CONSTRUCTION MATERIALS | PMT ENCLOSURE MOD KIT;FOR C26/87 | SC0019694 | 2010-08-24 | 2015-11-23
SC0019695 | Active | UG | 19000. DIST UG CONSTRUCTION MATERIALS | PMT ENCLOSURE MOD KIT;FOR C93/85 | SC0019695 | 2010-08-24 | 2015-11-23
SC0019700 | Active | UG | 19000. DIST UG CONSTRUCTION MATERIALS | GALV;105 MM X 41 MM;40 MM W;6 MM THK | SC0019700 | 2022-07-06 | 2022-07-06
SC0019720 | Active | UG | 19000. DIST UG CONSTRUCTION MATERIALS | BRASS STUD ADAPTER 16MM-12MM BUS U/G TRM | SC0019720 | 2011-10-12 | 2011-10-12
SC0019887 | Active | UG | 19000. DIST UG CONSTRUCTION MATERIALS | CONDUIT BEND;125mm,90 DEG,600 RAD,orange | SC0019887 | 2012-01-05 | 2015-11-23
SC0019888 | Active | UG | 19000. DIST UG CONSTRUCTION MATERIALS | CONDUIT BEND;125mm,90 DEG,900 RAD,orange | SC0019888 | 2012-01-05 | 2015-11-23
SC0019889 | Active | UG | 19000. DIST UG CONSTRUCTION MATERIALS | CONDUIT BEND;125mm,90 DEG,1200 RAD,orang | SC0019889 | 2012-01-05 | 2015-11-23
SC0019959 | Active | UG | 19000. DIST UG CONSTRUCTION MATERIALS | CULVERT BOX | SC0019959 | 2010-08-24 | 2022-11-15
SC0019960 | Active | UG | 19000. DIST UG CONSTRUCTION MATERIALS | CONCRETE,PRECAST FOUNDATION;1700mmLG | SC0019960 | 2010-07-21 | 2012-04-19
SC0020029 | Active | UG | 19000. DIST UG CONSTRUCTION MATERIALS | STAND,EXTENSION;ABB SafeLink;3 WAY | SC0020029 | 2010-08-24 | 2015-11-23
SC0020030 | Active | UG | 19000. DIST UG CONSTRUCTION MATERIALS | STAND,EXTENSION;ABB SafeLink;4 WAY;300mm | SC0020030 | 2010-08-24 | 2015-11-23
SC0020074 | Active | UG | 19000. DIST UG CONSTRUCTION MATERIALS | 100MM MASTIC SEALING CLIP PK5 | SC0020074 | 2015-07-09 | 2015-07-09
SC0020075 | Active | UG | 19000. DIST UG CONSTRUCTION MATERIALS | 125MM MASTIC SEALING CLIP PK5 | SC0020075 | 2015-07-09 | 2015-07-09
SC0020076 | Active | UG | 19000. DIST UG CONSTRUCTION MATERIALS | RAYFLATE,DUCT SEALING SYSTEM | SC0020076 | 2010-09-13 | 2010-09-13
SC0020229 | Active | UG | 19000. DIST UG CONSTRUCTION MATERIALS | CABLE GLAND TRPX 240-400 (36.6-41.5mm) | SC0020229 | 2014-03-11 | 2014-03-11
SC0020402 | Active | UG | 19000. DIST UG CONSTRUCTION MATERIALS | POWER CABLE,TERMINATION;185-240mm2 AL/CU | SC0020402 | 2010-08-27 | 2012-04-20
SC0020405 | Active | UG | 19000. DIST UG CONSTRUCTION MATERIALS | POWER CABLE,TERMINATION;95mm2 AL | SC0020405 | 2010-08-27 | 2012-04-20
SC0020416 | Active | UG | 19000. DIST UG CONSTRUCTION MATERIALS | TERMINATION,ELECTRICAL POWER CABLE. | SC0020416 | 2010-08-27 | 2010-09-10
SC0020418 | Active | UG | 19000. DIST UG CONSTRUCTION MATERIALS | POWER CABLE,TERMINATION;185mm2 CU | SC0020418 | 2010-08-27 | 2012-04-20
SC0020426 | Active | UG | 19000. DIST UG CONSTRUCTION MATERIALS | POWER CABLE,TERMINATION;120mm2 AL | SC0020426 | 2010-08-27 | 2012-04-20
SC0020431 | Active | UG | 19000. DIST UG CONSTRUCTION MATERIALS | POWER CABLE,TERMINATION;25mm2 CU | SC0020431 | 2010-08-27 | 2012-04-20
SC0020499 | Active | UG | 19000. DIST UG CONSTRUCTION MATERIALS | POWER CABLE,TERMINATION;161mm2 CU | SC0020499 | 2010-08-27 | 2012-04-20
SC0020650 | Active | UG | 19000. DIST UG CONSTRUCTION MATERIALS | CABLE; 48 FIBRE OPTIC; SM; 9.6MM OD | SC0020650 | 2011-04-04 | 2011-04-04
SC0020730 | Active | UG | 19000. DIST UG CONSTRUCTION MATERIALS | ENCLOSURE KIT O/D, SAFELINK CFC,CCC | SC0020730 | 2010-08-24 | 2015-11-23
SC0020731 | Active | UG | 19000. DIST UG CONSTRUCTION MATERIALS | ENCLOSURE KIT O/D, SAFELINK CFCF. | SC0020731 | 2010-08-24 | 2015-11-23
SC0020732 | Active | UG | 19000. DIST UG CONSTRUCTION MATERIALS | ENCLOSURE KIT O/D, SAFELINK CFCC,CCCC | SC0020732 | 2010-08-24 | 2015-11-23
SC0020733 | Active | UG | 19000. DIST UG CONSTRUCTION MATERIALS | C/CRETE,MOUNTING PLYNTH,S/LINK CFC,CCC | SC0020733 | 2010-08-24 | 2015-11-23
SC0020734 | Active | UG | 19000. DIST UG CONSTRUCTION MATERIALS | C/CRETE,MOUNTING PLYNTH,S/LINK CFCF | SC0020734 | 2010-08-24 | 2015-11-23
SC0020735 | Active | UG | 19000. DIST UG CONSTRUCTION MATERIALS | C/CRETE,MOUNTING PLYNTH,S/LINK CFCC,CCCC | SC0020735 | 2010-08-24 | 2015-11-23
SC0021477 | Active | UG | 19000. DIST UG CONSTRUCTION MATERIALS | BEND,100X15X1.8M RAD,1 SOCK,MD,PVC,WHITE | SC0021477 | 2011-02-16 | 2015-11-23
SC0021478 | Active | UG | 19000. DIST UG CONSTRUCTION MATERIALS | BEND,100X30X1.8M RAD,1 SOCK,MD,PVC,WHITE | SC0021478 | 2011-02-16 | 2015-11-23
SC0021479 | Active | UG | 19000. DIST UG CONSTRUCTION MATERIALS | BEND,100X45X1.8M RAD,1 SOCK,MD,PVC,WHITE | SC0021479 | 2011-02-16 | 2015-11-23
SC0021480 | Active | UG | 19000. DIST UG CONSTRUCTION MATERIALS | BEND,100X90X0.75M RAD,1 SOCK,MD,PVC,WHIT | SC0021480 | 2011-04-12 | 2015-11-23
SC0021876 | Active | UG | 19000. DIST UG CONSTRUCTION MATERIALS | LV Dist Cabinet 4 Mod 2xISO,1x630A FSW | SC0021876 | 2013-04-04 | 2015-11-23
SC0021877 | Active | UG | 19000. DIST UG CONSTRUCTION MATERIALS | LV Dist Cabinet 2.5 Mod 3x160A FSW | SC0021877 | 2013-04-04 | 2015-11-23
SC0021878 | Active | UG | 19000. DIST UG CONSTRUCTION MATERIALS | LV Dist Cabinet 6 Mod 1xISO,2x630A FSW | SC0021878 | 2013-04-04 | 2015-11-23
SC0021879 | Active | UG | 19000. DIST UG CONSTRUCTION MATERIALS | LV Dist Cabinet 6 Mod 4xISO,1x1000A ISO | SC0021879 | 2013-04-04 | 2015-11-23
SC0021880 | Active | UG | 19000. DIST UG CONSTRUCTION MATERIALS | LV Dist Cabinet 6 Mod 4xISO,2x160A FSW | SC0021880 | 2013-04-04 | 2015-11-23
SC0022030 | Active | UG | 19000. DIST UG CONSTRUCTION MATERIALS | Cantilvr Adptr-Cabinet 21878,21879,21880 | SC0022030 | 2013-04-04 | 2013-04-04
SC0022031 | Active | UG | 19000. DIST UG CONSTRUCTION MATERIALS | 2 Hole Rag Bolt Ass Sup Legs-22030 | SC0022031 | 2013-04-04 | 2013-04-04
SC0022148 | Active | UG | 19000. DIST UG CONSTRUCTION MATERIALS | CABLE 11KV 16MM SINGLE CORE TFMR-SAFELI | SC0022148 | 2010-11-09 | 2010-11-09
SC0022258 | Active | UG | 19000. DIST UG CONSTRUCTION MATERIALS | CONDUIT,100mm X 4.5M,MD,WHITE,COMMS / M | SC0022258 | 2011-02-16 | 2015-11-23
SC0022357 | Active | UG | 19000. DIST UG CONSTRUCTION MATERIALS | FOAM POLYURETHANE SEALING COMPOUND (CAN) | SC0022357 | 2015-07-09 | 2015-07-09
SC0022380 | Active | UG | 19000. DIST UG CONSTRUCTION MATERIALS | 33kV JNT 1X1C 1000AL XLAT -1000AL XLAT | SC0022380 | 2010-11-04 | 2015-03-13
SC0022381 | Active | UG | 19000. DIST UG CONSTRUCTION MATERIALS | 33kV JNT 1X1C 1000Al XLAT - 630Cu XCCu | SC0022381 | 2010-11-04 | 2024-02-16
SC0022383 | Active | UG | 19000. DIST UG CONSTRUCTION MATERIALS | TERMINATION 72KV 3PH CONNECTOR (MM) | SC0022383 | 2010-11-04 | 2010-11-04
SC0022384 | Active | UG | 19000. DIST UG CONSTRUCTION MATERIALS | TERMINATION 72KV 3PH CONNECTOR (OLEX) | SC0022384 | 2010-11-04 | 2010-11-04
SC0022446 | Active | UG | 19000. DIST UG CONSTRUCTION MATERIALS | KIT,EARTHING;POLYLAM,3PH,SUIT 1000SQMM | SC0022446 | 2012-06-12 | 2012-06-12
SC0022508 | Active | UG | 19000. DIST UG CONSTRUCTION MATERIALS | CONNECTION KIT 4x240SQMM CABLE MAX/PH JM | SC0022508 | 2011-11-22 | 2011-11-22
SC0022509 | Active | UG | 19000. DIST UG CONSTRUCTION MATERIALS | FEEDER JM 160A 3-POLE FUSE SWITCH | SC0022509 | 2011-11-22 | 2011-11-22
SC0022510 | Active | UG | 19000. DIST UG CONSTRUCTION MATERIALS | TERMINAL COVER JM F/S HA-SL123/10 | SC0022510 | 2011-11-22 | 2011-11-22
SC0022511 | Active | UG | 19000. DIST UG CONSTRUCTION MATERIALS | ISOLATOR JM 1000A 3-POLE SWITCHING | SC0022511 | 2011-11-22 | 2011-11-22
SC0022512 | Active | UG | 19000. DIST UG CONSTRUCTION MATERIALS | HANDLE CONNECTOR JM (JOIN 3PO 2X630A FS) | SC0022512 | 2011-11-22 | 2011-11-22
SC0022513 | Active | UG | 19000. DIST UG CONSTRUCTION MATERIALS | TERMINAL COVER FOR PARALLEL CONNECT KIT | SC0022513 | 2011-11-22 | 2011-11-22
SC0022514 | Active | UG | 19000. DIST UG CONSTRUCTION MATERIALS | FEEDER PARALLEL CONNECT KIT 2x630A JM | SC0022514 | 2011-11-22 | 2011-11-22
SC0022542 | Active | UG | 19000. DIST UG CONSTRUCTION MATERIALS | ISOLATOR JM 2000A 3 POLE SWITCHING | SC0022542 | 2011-11-22 | 2011-11-22
SC0022543 | Active | UG | 19000. DIST UG CONSTRUCTION MATERIALS | LINK SOLID JM 1250 AMP | SC0022543 | 2011-11-22 | 2011-11-22
SC0022544 | Active | UG | 19000. DIST UG CONSTRUCTION MATERIALS | FEEDER PARALLEL CONNECTION KIT JM | SC0022544 | 2011-11-22 | 2011-11-22
SC0022545 | Active | UG | 19000. DIST UG CONSTRUCTION MATERIALS | LV CIRCUIT 630A 3-POLE FUSE SWITCH JM | SC0022545 | 2011-11-22 | 2011-11-22
SC0022546 | Active | UG | 19000. DIST UG CONSTRUCTION MATERIALS | LV CIRCUIT 1260A 3-POLE FUSE SWITCH JM | SC0022546 | 2011-11-22 | 2011-11-22
SC0022754 | Active | UG | 19000. DIST UG CONSTRUCTION MATERIALS | Brackets for wall mounting-21876,21877 | SC0022754 | 2013-04-04 | 2015-11-23
SC0022755 | Active | UG | 19000. DIST UG CONSTRUCTION MATERIALS | Brackets wall mounting-21878,21879,21880 | SC0022755 | 2013-04-04 | 2015-11-23
SC0022821 | Active | UG | 19000. DIST UG CONSTRUCTION MATERIALS | 33kV GIS TERM PLUG FOR 3x1C 800 sqmm Cu | SC0022821 | 2012-06-12 | 2013-04-19
SC0022829 | Active | UG | 19000. DIST UG CONSTRUCTION MATERIALS | SPLIT CONDUIT COUPLING;Gasket+4clips | SC0022829 | 2012-06-19 | 2012-06-19
SC0022830 | Active | UG | 19000. DIST UG CONSTRUCTION MATERIALS | SPLIT CONDUIT;3M LG;TELSTRA SPECS,100MM | SC0022830 | 2012-06-19 | 2012-06-19
SC0022844 | Active | UG | 19000. DIST UG CONSTRUCTION MATERIALS | CABLE 24 FIBRE OPTIC; SM; 8.0MM OD | SC0022844 | 2015-07-08 | 2015-07-08
SC0022857 | Active | UG | 19000. DIST UG CONSTRUCTION MATERIALS | 33kV GIS TERM PLUG FOR 3x1C 630 sqmm Cu | SC0022857 | 2012-06-12 | 2013-04-19
SC0022860 | Active | UG | 19000. DIST UG CONSTRUCTION MATERIALS | 33kV JNT 1X1C 1000Al XLAT - 800Cu XLAT | SC0022860 | 2012-06-12 | 2015-03-13
SC0022870 | Active | UG | 19000. DIST UG CONSTRUCTION MATERIALS | 100MM EMPTY CONDUIT PLUG 4PC | SC0022870 | 2015-07-09 | 2025-03-12
SC0022871 | Active | UG | 19000. DIST UG CONSTRUCTION MATERIALS | 125MM EMPTY CONDUIT PLUG 5PC | SC0022871 | 2015-07-09 | 2015-11-23
SC0022894 | Active | UG | 19000. DIST UG CONSTRUCTION MATERIALS | 33kV 1C 630sqmm Cu TRXLPE/LAT/MDPE / M | SC0022894 | 2012-09-25 | 2013-04-23
SC0022895 | Active | UG | 19000. DIST UG CONSTRUCTION MATERIALS | 33kV 1C 800sqmm Cu TRXLPE/LAT/MDPE / M | SC0022895 | 2012-09-25 | 2013-04-23
SC0022926 | Active | UG | 19000. DIST UG CONSTRUCTION MATERIALS | KRONE-ARC DEFLEC VENT SHUTE 4 S/LINK | SC0022926 | 2016-02-18 | 2016-02-18
SC0022975 | Active | UG | 19000. DIST UG CONSTRUCTION MATERIALS | 33kV JNT 1X1C 800Cu XLAT - 800Cu XLAT | SC0022975 | 2012-09-25 | 2015-03-13
SC0022976 | Active | UG | 19000. DIST UG CONSTRUCTION MATERIALS | 33kV JNT 1X1C 800Cu XLAT - 630Cu XLAT | SC0022976 | 2012-09-25 | 2015-03-13
SC0022977 | Active | UG | 19000. DIST UG CONSTRUCTION MATERIALS | 33kV JNT 1X1C 1000Al XLAT - 630Cu XLAT | SC0022977 | 2012-09-25 | 2015-03-13
SC0022978 | Active | UG | 19000. DIST UG CONSTRUCTION MATERIALS | 33kV JNT 1X1C 630Cu XLAT - 630Cu XLAT | SC0022978 | 2012-09-25 | 2015-03-13
SC0022979 | Active | UG | 19000. DIST UG CONSTRUCTION MATERIALS | 33kV JNT 1X1C 630Cu XLAT - 630Cu XCCu | SC0022979 | 2012-09-25 | 2024-02-16
SC0023050 | Active | UG | 19000. DIST UG CONSTRUCTION MATERIALS | CONDUIT SLIP COUPLING 100MM WHITE | SC0023050 | 2016-04-05 | 2024-07-22
SC0023161 | Active | UG | 19000. DIST UG CONSTRUCTION MATERIALS | Cantilvr Adptr-Cabinet 21876 & 21877 | SC0023161 | 2013-04-04 | 2013-04-04
SC0023339 | Active | UG | 19000. DIST UG CONSTRUCTION MATERIALS | CONDUIT,125mm X 4.0M,HD,ORANGE /M | SC0023339 | 2014-01-03 | 2015-11-23
SC0023340 | Active | UG | 19000. DIST UG CONSTRUCTION MATERIALS | ABB RMU Support Channel over Plinth | SC0023340 | 2015-03-26 | 2015-11-23
SC0023775 | Active | UG | 19000. DIST UG CONSTRUCTION MATERIALS | BEND,125X30X1.83M RAD,1 SOCK,HD,PVC,ORAN | SC0023775 | 2014-02-27 | 2019-01-23
SC0023778 | Active | UG | 19000. DIST UG CONSTRUCTION MATERIALS | BEND,125X15X1.83M RAD,1 SOCK,HD,PVC,ORAN | SC0023778 | 2014-02-27 | 2019-01-23
SC0023872 | Active | UG | 19000. DIST UG CONSTRUCTION MATERIALS | 33KV GIS TERM PLUG 630sqmm Cu XLPE/LAT |  | 2015-04-01 | 2015-04-01
SC0023883 | Active | UG | 19000. DIST UG CONSTRUCTION MATERIALS | DISCONNECT BOX, ELECTRICAL POWER CABLE | SC0023883 (2 WAY) | 2014-08-20 | 2015-11-23
SC0023884 | Active | UG | 19000. DIST UG CONSTRUCTION MATERIALS | 400A LINK FOR 4 - WAY DISCONNECT BOX | SC0023884 | 2015-03-11 | 2015-11-23
SC0023932 | Active | UG | 19000. DIST UG CONSTRUCTION MATERIALS | FERRULE,CU/AL2BOLT,SHEARHEAD,25-95MM | SC0023932 | 2016-07-05 | 2016-07-05
SC0023942 | Active | UG | 19000. DIST UG CONSTRUCTION MATERIALS | FERRULE,CU/AL6BOLT,SHEARHEAD,185-400MM | SC0023942 | 2016-07-05 | 2016-07-05
SC0024130 | Active | UG | 19000. DIST UG CONSTRUCTION MATERIALS | RELAY HOUSING SUIT SPAJ140C (TEST ONLY) | SC0024130 | 2016-11-22 | 2016-12-08
SC0024156 | Active | UG | 19000. DIST UG CONSTRUCTION MATERIALS | Universal Cleat 20-90mm perpendicular | SC0024156 | 2015-06-17 | 2015-06-17
SC0024714 | Active | UG | 19000. DIST UG CONSTRUCTION MATERIALS | MARKER UG CABLE CAST AL - SHALLOW |  | 2016-02-24 | 2016-02-24
SC0024715 | Active | UG | 19000. DIST UG CONSTRUCTION MATERIALS | MARKER UG CABLE CAST AL - SHALLOW |  | 2016-02-24 | 2016-02-24
SC0024716 | Active | UG | 19000. DIST UG CONSTRUCTION MATERIALS | MARKER UG CABLE CAST AL - SHALLOW |  | 2016-02-24 | 2016-02-24
SC0024717 | Active | UG | 19000. DIST UG CONSTRUCTION MATERIALS | MARKER UG CABLE CAST AL - SHALLOW |  | 2016-02-24 | 2016-02-24
SC0024747 | Active | UG | 19000. DIST UG CONSTRUCTION MATERIALS | SAFELINK ABB SWITCH FUSE INTERLOCK&MECH | SC0024747 | 2017-01-18 | 2017-01-18
SC0024748 | Active | UG | 19000. DIST UG CONSTRUCTION MATERIALS | SAFELINK ABB ISOLATOR MECHANISM TYPE E | SC0024748 | 2017-01-18 | 2017-01-18
SC0024779 | Active | UG | 19000. DIST UG CONSTRUCTION MATERIALS | 11kV JOINT TRPX AL400-PLY185&0.25in TRAN | SC0024779 | 2016-04-28 | 2016-04-28
SC0024908 | Active | UG | 19000. DIST UG CONSTRUCTION MATERIALS | BEND,125X15X6.0M RAD,1 SOCK,HD,PVC,ORANG | SC0024908 | 2016-11-09 | 2019-01-23
SC0025329 | Active | UG | 19000. DIST UG CONSTRUCTION MATERIALS | BEND,125X15X2.5M RAD,1 SOCK,HD,PVC,ORANG | SC0025329 | 2019-01-23 | 2019-01-23
SC0025330 | Active | UG | 19000. DIST UG CONSTRUCTION MATERIALS | BEND,125X30X2.5M RAD,1 SOCK,HD,PVC,ORANG | SC0025330 | 2019-01-23 | 2019-01-23
SC0030068 | Active | UG | 19000. DIST UG CONSTRUCTION MATERIALS | BEND,80X90X0.60M RAD,2 SOCK,LD,WHITE COM | SC0030068 | 2010-09-24 | 2015-11-23
SC0030083 | Active | UG | 19000. DIST UG CONSTRUCTION MATERIALS | CONDUIT,MARKED COMMS:14m LG;50mm white | SC0030083 | 2012-06-06 | 2015-11-23
SC0030084 | Active | UG | 19000. DIST UG CONSTRUCTION MATERIALS | CONDUIT, 80mm X 6.0M, LD WHITE COMMS | SC0030084 | 2010-09-24 | 2015-11-23
SC0820362 | Active | UG | 19000. DIST UG CONSTRUCTION MATERIALS | 11KV CABLE AL TRIPLEX 95 TRXL/drum | SC0820362 | 2018-03-05 | 2018-03-05
SC0820363 | Active | UG | 19000. DIST UG CONSTRUCTION MATERIALS | 11KV CABLE AL TRIPLEX 240 TR XL/drum | SC0820363 | 2018-03-05 | 2018-03-05
SC0820364 | Active | UG | 19000. DIST UG CONSTRUCTION MATERIALS | CABLE,POWER,ELEC;0.6/1KV,240mm2 | SC0820364 | 2010-07-28 | 2018-03-05
SC0820365 | Active | UG | 19000. DIST UG CONSTRUCTION MATERIALS | LV CABLE CU 4C 16 XLPE-PVC/drum | SC0820365 | 2018-03-05 | 2018-03-05
SC0825093 | Active | UG | 19000. DIST UG CONSTRUCTION MATERIALS | 11KV CABLE AL TRIPLEX 35 TRXL/drum | SC0825093 | 2018-03-05 | 2018-03-05
SC1420068 | Active | UG | 19000. DIST UG CONSTRUCTION MATERIALS | CABLE 6.0mm2 Cu 2C XLPE | SC1420068 | 2019-01-09 | 2019-01-09
SC17122D | Active | UG | 19000. DIST UG CONSTRUCTION MATERIALS | RIGID UPVC ORANGE 40 MM HD / 4m LENGTH | SC17122D | 2009-12-04 | 2009-12-04
SC2434769 | Active | UG | 19000. DIST UG CONSTRUCTION MATERIALS | Large Cable / Zip Ties 430mm | SC2434769 | 2020-04-22 | 2020-04-22
SC2451999 | Active | UG | 19000. DIST UG CONSTRUCTION MATERIALS | CABLE 1C, 300mm2 Cu | SC2451999 | 2022-06-08 | 2022-06-08
SC2458214 | Active | UG | 19000. DIST UG CONSTRUCTION MATERIALS | BRASS STUD ADAPTER 16MM-12MM BUS U/G TRM | SC2458214 | 2019-01-09 | 2019-01-09
SC2500429 | Active | UG | 19000. DIST UG CONSTRUCTION MATERIALS | ABB SafeLink Kick Plate Cover Kit 3way | SC2500429 | 2025-09-10 | 2025-09-10
SC2501211 | Active | UG | 19000. DIST UG CONSTRUCTION MATERIALS | ABB SafeLink Kick Plate Cover Kit 4 way | SC2501211 | 2025-09-10 | 2025-09-10
SC25133 | Active | UG | 19000. DIST UG CONSTRUCTION MATERIALS | Hazemeyer Retrofit Kit | SC25133 | 2017-02-17 | 2017-02-17
SCS820362 | Active | UG | 19000. DIST UG CONSTRUCTION MATERIALS | 11KV CABLE AL TRIPLEX 95 TRXL/M | SCS820362 | 2018-03-05 | 2018-03-05
SCS820363 | Active | UG | 19000. DIST UG CONSTRUCTION MATERIALS | 11KV CABLE AL TRIPLEX 240 TR XL/M | SCS820363 | 2018-03-05 | 2018-03-05
SCS820364 | Active | UG | 19000. DIST UG CONSTRUCTION MATERIALS | CABLE,POWER,ELEC;0.6/1KV,240mm2 | SCS820364 | 2018-03-05 | 2018-03-05
SCS820365 | Active | UG | 19000. DIST UG CONSTRUCTION MATERIALS | LV CABLE CU 4C 16 XLPE-PVC/M | SCS820365 | 2018-03-05 | 2018-03-05
SCS825093 | Active | UG | 19000. DIST UG CONSTRUCTION MATERIALS | 11KV CABLE AL TRIPLEX 35 TRXL/M | SCS825093 | 2018-03-05 | 2018-03-05
SDIV36 | Active | UG | 19000. DIST UG CONSTRUCTION MATERIALS | SURGE DIVERTER 36KV UGM 3-901 POLE TERMS | SDIV36 | 1996-08-27 | 1996-08-27
SDIVPL12.H/S | Active | UG | 19000. DIST UG CONSTRUCTION MATERIALS | SURGE DIV 12KV POLYMER H/S TERM | SDIVPL12.H/S | 1992-11-30 | 2017-05-16
SET252-1C | Active | UG | 19000. DIST UG CONSTRUCTION MATERIALS | HANGER TRANSFORMER | SET252-1C | 1999-06-23 | 2015-11-23
SHORE1D | Active | UG | 19000. DIST UG CONSTRUCTION MATERIALS | SHORING MATERIALS | SHORE1D | 2005-07-29 | 2005-07-29
SLUGT04/2 | Active | UG | 19000. DIST UG CONSTRUCTION MATERIALS | LV UG SERV STREETSIGN FROM OH/SP 4SQMM1C | SLUGT04/2 | 1997-08-25 | 2015-11-19
SLUGT16/2 | Active | UG | 19000. DIST UG CONSTRUCTION MATERIALS | LV UGSERV STREETSIGN FROM OH/SP 16SQMM2C | SLUGT16/2 | 1997-08-25 | 2015-11-19
SLUGT16/4 | Active | UG | 19000. DIST UG CONSTRUCTION MATERIALS | LV UGSERV ST/SIGN FROM OH/SP 16SQMM4C SL | SLUGT16/4 | 1997-08-25 | 2015-11-19
TAPESET1 | Active | UG | 19000. DIST UG CONSTRUCTION MATERIALS | INSULATION TAPE | TAPESET1 | 1992-11-02 | 2001-10-17
TEE.H/S.SUND | Active | UG | 19000. DIST UG CONSTRUCTION MATERIALS | ELASTIMOLD TEE JT H/SHRINK SUNDRIES | TEE.H/S.SUND | 1994-05-30 | 1994-05-30
TRENCHLEAN | Active | UG | 19000. DIST UG CONSTRUCTION MATERIALS | 1000Alloc-Trench BkFl Matl-Lean Mix/M3 | TRENCHLEAN | 2023-02-08 | 2025-07-03
TRENCHLEANOT | Active | UG | 19000. DIST UG CONSTRUCTION MATERIALS | 1000Alloc-Trench BF Mat Lean Mix /M3 -OT | TRENCHLEANOT | 2023-02-08 | 2025-07-03
TRENCHLOAM | Active | UG | 19000. DIST UG CONSTRUCTION MATERIALS | 1000 Unit Trench Backfill Mat -Loam P/M3 | TRENCHLOAM | 2023-02-08 | 2025-07-03
UDMAT112 | Active | UG | 19000. DIST UG CONSTRUCTION MATERIALS | PADMOUNT 300KVA WITH HV RMU + LV SGEAR | UDMAT112 | 2002-12-10 | 2015-11-23
UDMAT113 | Active | UG | 19000. DIST UG CONSTRUCTION MATERIALS | PADMOUNT 500KVA WITH HV RMU + LV SGEAR | UDMAT113 | 2011-03-01 | 2015-11-23
UG.BK/GD.P.E | Active | UG | 19000. DIST UG CONSTRUCTION MATERIALS | POLE GUARD TO POLE BKT(POLYMER) EARTH | UG.BK/GD.P.E | 1993-12-31 | 2003-05-30
UG.BKT/GRD.C | Active | UG | 19000. DIST UG CONSTRUCTION MATERIALS | CABLE POLE GUARD & POLE BKT EARTH CONC | UG.BKT/GRD.C | 1994-06-06 | 1994-06-06
UG.CANSTRAP | Active | UG | 19000. DIST UG CONSTRUCTION MATERIALS | CANISTER RETAINSTRAP +2X M10 COACH SCREW | UG.CANSTRAP | 1993-08-31 | 1993-08-31
UG.CLEAT | Active | UG | 19000. DIST UG CONSTRUCTION MATERIALS | CLEAT+M10X65 COACH TO FIX CABLETO POLE | UG.CLEAT | 1990-09-21 | 2009-05-07
UG.CLEAT/C | Active | UG | 19000. DIST UG CONSTRUCTION MATERIALS | CLEAT+M12X25 SCREW TO FIX CABLETO CON/P | UG.CLEAT/C | 1994-06-28 | 2015-03-20
UG.GUARDT/1 | Active | UG | 19000. DIST UG CONSTRUCTION MATERIALS | CABLE POLE GUARD TYPE 1 FOR 1 CABLE | UG.GUARDT/1 | 1993-02-24 | 1993-02-24
UG.GUARDT/3 | Active | UG | 19000. DIST UG CONSTRUCTION MATERIALS | CABLE POLE GUARD TYPE 3 FOR 2 CABLES | UG.GUARDT/3 | 1990-05-28 | 2003-05-30
UG.GUARDT/3C | Active | UG | 19000. DIST UG CONSTRUCTION MATERIALS | CABLE POLE GUARD TYPE 3 & S/S STRAP | UG.GUARDT/3C | 1994-06-28 | 2015-03-20
UG.GUARDT/4 | Active | UG | 19000. DIST UG CONSTRUCTION MATERIALS | CABLE POLE GUARD TYPE 4 FOR 2 CABLES | UG.GUARDT/4 | 2014-04-30 | 2014-04-30
UG.GUARDT/4C | Active | UG | 19000. DIST UG CONSTRUCTION MATERIALS | CABLE POLE GUARD TYPE 4 & S/S STRAP | UG.GUARDT/4C | 2014-04-30 | 2015-03-20
UG.GUARDT/5 | Active | UG | 19000. DIST UG CONSTRUCTION MATERIALS | CABLE POLE GUARD TYPE 5 POLYMERIC TO WOO | UG.GUARDT/5 | 2018-06-22 | 2018-06-22
UG.GUARDT/5C | Active | UG | 19000. DIST UG CONSTRUCTION MATERIALS | CABLE POLE GUARD TYPE 5 POLYMERIC TO CON | UG.GUARDT/5C | 2018-06-22 | 2018-07-03
UG.GUARDT/6 | Active | UG | 19000. DIST UG CONSTRUCTION MATERIALS | CABLE POLE GUARD TYPE 6 POLYMERIC TO WOO | UG.GUARDT/6 | 2018-06-22 | 2018-06-22
UG.GUARDT/6C | Active | UG | 19000. DIST UG CONSTRUCTION MATERIALS | CABLE POLE GUARD TYPE 6 POLYMERIC TO CON | UG.GUARDT/6C | 2018-06-22 | 2018-07-03
UG.HS/BKT.C | Active | UG | 19000. DIST UG CONSTRUCTION MATERIALS | CABLE POLE TERM BKT FOR H/S TERM. CONC/P | UG.HS/BKT.C | 1998-10-01 | 1998-10-01
UG.HS/BKT.P | Active | UG | 19000. DIST UG CONSTRUCTION MATERIALS | CABLE POLE TERM BKT H/S TERM POLYMER S/A | UG.HS/BKT.P | 1996-02-15 | 2003-05-30
UG.HS/BKT.PC | Active | UG | 19000. DIST UG CONSTRUCTION MATERIALS | UG POLE BKT H/S TERM POLYMER S/A CONC | UG.HS/BKT.PC | 1992-12-01 | 2003-05-20
UG.SADLE/34 | Active | UG | 19000. DIST UG CONSTRUCTION MATERIALS | CABLE SADDLE SIZE 34MM + M10 COACH SCREW | UG.SADLE/34 | 1994-03-11 | 1994-03-11
UG.SADLE/50 | Active | UG | 19000. DIST UG CONSTRUCTION MATERIALS | CABLE SADDLE SIZE 50MM + M10 COACH SCREW | UG.SADLE/50 | 1994-03-11 | 1994-03-11
UG.SADLE/58 | Active | UG | 19000. DIST UG CONSTRUCTION MATERIALS | CABLE SADDLE SIZE 58MM + M10 COACH SCREW | UG.SADLE/58 | 1990-05-28 | 2011-09-28
UG.SHROUD.PT | Active | UG | 19000. DIST UG CONSTRUCTION MATERIALS | POSSOM PROOF 11KV POLE TERM | UG.SHROUD.PT | 1993-08-30 | 2015-01-15
UGCOMC | Active | UG | 19000. DIST UG CONSTRUCTION MATERIALS | CONC. POLE EARTH FOR USE WITH UG TERM | UGCOMC | 1994-06-06 | 1994-06-06
UGEARTH | Active | UG | 19000. DIST UG CONSTRUCTION MATERIALS | EARTHING LV, 11 & 33KV POLE TERMINATIONS | UGEARTH | 1998-11-25 | 2017-02-10
UGMAT201 | Active | UG | 19000. DIST UG CONSTRUCTION MATERIALS | CLEATS MATERIAL FOR 110KV CONC POLE | UGMAT201 | 2008-11-25 | 2025-07-03
UGMAT42 | Active | UG | 19000. DIST UG CONSTRUCTION MATERIALS | UG CABLE FAULT INDICATORS (CT TYPE) | UGMAT42 | 2007-06-01 | 2007-06-01
UGMAT43 | Active | UG | 19000. DIST UG CONSTRUCTION MATERIALS | PVC 300MM WIDE CABLE COVER STRIP / M | UGMAT43 | 2002-01-15 | 2015-11-19
UGMAT44 | Active | UG | 19000. DIST UG CONSTRUCTION MATERIALS | CONDUIT,40mm X 4.0M,HD ORANGE /M | UGMAT44 | 2002-01-15 | 2015-11-19
UGMAT47 | Active | UG | 19000. DIST UG CONSTRUCTION MATERIALS | CONDUIT,125mm X 4.5M,LD,ORANGE /M | UGMAT47 | 2002-01-15 | 2015-11-19
UGMAT49 | Active | UG | 19000. DIST UG CONSTRUCTION MATERIALS | CONDUIT,150mm X 4.5M,LD ORANGE /M | UGMAT49 | 2004-11-17 | 2015-11-19
UGMAT50 | Active | UG | 19000. DIST UG CONSTRUCTION MATERIALS | COLD MIX BITUMEN / M3 | UGMAT50 | 2002-01-15 | 2025-07-03
UGMAT54 | Active | UG | 19000. DIST UG CONSTRUCTION MATERIALS | CONDUIT,150mm X 4.0M,HD ORANGE /M | UGMAT54 | 2019-02-27 | 2019-02-27
UGMAT56 | Active | UG | 19000. DIST UG CONSTRUCTION MATERIALS | UNICULVERT - FOUNDN MATERIAL | UGMAT56 | 2003-10-17 | 2025-07-03
UGMAT58 | Active | UG | 19000. DIST UG CONSTRUCTION MATERIALS | CONDUIT, 200mm X 6.0M, PN6 WHITE /M | UGMAT58 | 2004-11-16 | 2015-11-19
UGSC114 | Active | UG | 19000. DIST UG CONSTRUCTION MATERIALS | LOCAL GOV FEES & CHARGES | UGSC114 | 2003-09-11 | 2024-06-05
UGSC251D | Active | UG | 19000. DIST UG CONSTRUCTION MATERIALS | CONTRACT DISPOSAL OF CABLE OIL/CUT | UGSC251D | 2005-08-03 | 2025-07-03
UGSPOIL/BR | Active | UG | 19000. DIST UG CONSTRUCTION MATERIALS | UG VAC EXC SPOIL DUMP PER PAD/BRISBANE | UGSPOIL | 2018-06-22 | 2021-09-21
UGSPOIL/GC | Active | UG | 19000. DIST UG CONSTRUCTION MATERIALS | UG VAC EXC SPOIL DUMP PER PAD/GOLD COAST | UGSPOIL | 2018-06-22 | 2021-09-21
UGTC1 | Active | UG | 19000. DIST UG CONSTRUCTION MATERIALS | TESTING & COMMISSIONING URD WORK | UGTC1 | 1988-09-24 | 2025-07-03
UJMAT1000 | Active | UG | 19000. DIST UG CONSTRUCTION MATERIALS | $1000 Alloc -UG MAT PURCHASES *SPECIFY** | UJMAT1000 | 2023-02-08 | 2024-06-05
UTLAB470 | Active | UG | 19000. DIST UG CONSTRUCTION MATERIALS | EARTHING PMT/GT & STAND ALONE RMU | UTLAB470 | 2012-04-16 | 2025-09-10
UTLAB471 | Active | UG | 19000. DIST UG CONSTRUCTION MATERIALS | EARTHING SMALL SITE (1GT & 1RMU) | UTLAB471 | 2012-04-16 | 2025-09-10
UTLAB472 | Active | UG | 19000. DIST UG CONSTRUCTION MATERIALS | EARTHING LARGE SITE (2GT & 2RMU OR MORE) | UTLAB472 | 2012-04-16 | 2025-09-10
UTLAB473 | Active | UG | 19000. DIST UG CONSTRUCTION MATERIALS | EARTHING FOR ADDITIONAL MHR / HR | UTLAB473 | 2012-04-16 | 2025-09-10
WSP1 | Active | UG | 19000. DIST UG CONSTRUCTION MATERIALS | WARNING SIGN POST TYPE 1 | WSP1 | 2002-04-05 | 2003-06-17
WSP2 | Active | UG | 19000. DIST UG CONSTRUCTION MATERIALS | WARNING SIGN POST TYPE 2 | WSP2 | 2002-04-05 | 2003-06-17
ZZMAT9 | Active | UG | 19000. DIST UG CONSTRUCTION MATERIALS | MINOR UG DIST MATERIALS ALLOWANCE $$$ | ZZMAT9 | 2004-10-07 | 2024-06-05