## Sheet1
Compatible Unit Listing
System: | Ellipse - Energex Prod
Req By: | ZR003
Date: | 2026-03-27
Time: | 0.37481
Parameter Values:
CU Type: | SL
CU Status: | A
CU Number | Status | Type | Type Description | Description 1 | Description 2 | Creation Date | Modified Date
1070-1 | Active | SL | 19200. STREET LIGHTING MATERIALS | Earth Pit BESS | 1070-1 | 2025-02-07 | 2025-03-05
12.1 | Active | SL | 19200. STREET LIGHTING MATERIALS | 3 PHASE SUPPLY CONTROL UNIT PE CELL TYPE | 12.1 | 1990-05-29 | 2013-11-06
3.2CA | Active | SL | 19200. STREET LIGHTING MATERIALS | M50 OH LV 3.0M M3 BKT;BKT FUSE PE | 3.2CA | 1989-10-10 | 1989-10-10
7.2BIG/F | Active | SL | 19200. STREET LIGHTING MATERIALS | 7M BIG ST COL 4.5M O/R M250 W/O PE | 7.2BIG/F | 1990-11-28 | 1990-11-28
7.2BPM/F | Active | SL | 19200. STREET LIGHTING MATERIALS | 7M BPM ST COL 4.5M O/R M250 W/O PE | 7.2BPM/F | 1990-04-11 | 1990-04-11
7.2SBM/F | Active | SL | 19200. STREET LIGHTING MATERIALS | 7M SBM ST COL 4.5M O/R M250 W/O PE | 7.2SBM/F | 1989-07-14 | 1989-07-14
7.3BPM/F | Active | SL | 19200. STREET LIGHTING MATERIALS | 8.5M BPM ST COL 1.5M O/R M400 W/- PE | 7.3BPM/F | 1990-02-28 | 1990-02-28
ASSY800-1 | Active | SL | 19200. STREET LIGHTING MATERIALS | HOOK SERVICE TO WOOD POLE | ASSY800-1 | 2013-10-09 | 2020-10-08
ASSY800-6 | Active | SL | 19200. STREET LIGHTING MATERIALS | M16x150 EYEBOLT TO SL POLE | ASSY800-6 | 2013-10-09 | 2013-10-09
ASSY801-1 | Active | SL | 19200. STREET LIGHTING MATERIALS | 32A HRC FUSE LINK CARTRIDGE FOR SL | ASSY801-1 | 2013-10-09 | 2015-11-19
ASSY801-5 | Active | SL | 19200. STREET LIGHTING MATERIALS | 80A HRC FUSE LINK CARTRIDGE FOR SL | ASSY801-5 | 2013-10-09 | 2015-11-19
ASSY801-6 | Active | SL | 19200. STREET LIGHTING MATERIALS | FUSE HOLDER 100A TO BRACKET | ASSY801-6 | 2013-10-09 | 2015-11-19
ASSY802-1 | Active | SL | 19200. STREET LIGHTING MATERIALS | CLAMP STRAIN TO SERVICE HOOK | ASSY802-1 | 2013-10-09 | 2015-11-19
ASSY802-6 | Active | SL | 19200. STREET LIGHTING MATERIALS | BRACKET SERVICE FUSE TO WOOD POLE | ASSY802-6 | 2013-10-09 | 2015-11-19
ASSY803-1 | Active | SL | 19200. STREET LIGHTING MATERIALS | 20mm SADDLE TO WOOD POLE | ASSY803-1 | 2013-10-09 | 2015-11-19
ASSY803-6 | Active | SL | 19200. STREET LIGHTING MATERIALS | BRACKET CABLE SUPPORT TO X-ARM | ASSY803-6 | 2013-10-09 | 2015-11-19
ASSY804-1 | Active | SL | 19200. STREET LIGHTING MATERIALS | CONNECTOR 25/95MAIN TO 6/35TAP | ASSY804-1 | 2013-10-09 | 2015-11-19
ASSY804-2 | Active | SL | 19200. STREET LIGHTING MATERIALS | CONNECTOR 6/35AL 4-35CU | ASSY804-2 | 2013-10-09 | 2015-11-19
ASSY804-6 | Active | SL | 19200. STREET LIGHTING MATERIALS | CONNECTOR TAP-OFF BARE AL | ASSY804-6 | 2013-10-09 | 2015-11-19
ASSY804-7 | Active | SL | 19200. STREET LIGHTING MATERIALS | CONNECTOR TAP-OFF BARE CU | ASSY804-7 | 2013-10-09 | 2015-11-19
ASSY804-8 | Active | SL | 19200. STREET LIGHTING MATERIALS | CONNECTOR DOUBLE TAP-OFF BARE AL | ASSY804-8 | 2025-08-01 | 2025-08-01
ASSY804-9 | Active | SL | 19200. STREET LIGHTING MATERIALS | CONNECTOR DOUBLE TAP-OFF BARE CU | ASSY804-9 | 2025-08-01 | 2025-08-01
ASSY805-1 | Active | SL | 19200. STREET LIGHTING MATERIALS | END CAP PUSH ON 25mm ABC | ASSY805-1 | 2013-10-09 | 2015-11-19
ASSY805-6 | Active | SL | 19200. STREET LIGHTING MATERIALS | CONDUIT PVC FLEXIBLE 16mm | ASSY805-6 | 2013-10-09 | 2015-11-19
ASSY807-1 | Active | SL | 19200. STREET LIGHTING MATERIALS | MAJOR ROAD SUPPLY TO TERMINAL - CONC P | ASSY807-1 | 2013-10-09 | 2015-11-19
ASSY807-6 | Active | SL | 19200. STREET LIGHTING MATERIALS | MAJOR ROAD SUPPLY TO TERMINAL - STEEL P | ASSY807-6 | 2013-10-09 | 2015-11-19
ASSY808-1 | Active | SL | 19200. STREET LIGHTING MATERIALS | MAJOR ROAD OUTREACH 1.5 SINGLE | ASSY808-1 | 2013-10-09 | 2015-11-19
ASSY808-2 | Active | SL | 19200. STREET LIGHTING MATERIALS | MAJOR ROAD OUTREACH 3.0 SINGLE | ASSY808-2 | 2013-10-09 | 2015-11-19
ASSY808-3 | Active | SL | 19200. STREET LIGHTING MATERIALS | MAJOR ROAD OUTREACH 4.5 SINGLE | ASSY808-3 | 2013-10-09 | 2015-11-19
ASSY808-4 | Active | SL | 19200. STREET LIGHTING MATERIALS | MAJOR ROAD OUTREACH 1.5 DOUBLE | ASSY808-4 | 2013-10-09 | 2015-11-19
ASSY808-5 | Active | SL | 19200. STREET LIGHTING MATERIALS | MAJOR ROAD OUTREACH 3.0 DOUBLE | ASSY808-5 | 2013-10-09 | 2015-11-19
ASSY808-6 | Active | SL | 19200. STREET LIGHTING MATERIALS | MAJOR ROAD OUTREACH 4.5 DOUBLE | ASSY808-6 | 2013-10-09 | 2015-11-19
ASSY809-6 | Active | SL | 19200. STREET LIGHTING MATERIALS | MAJOR ROAD POLE 7.0M BPM STEEL | ASSY809-6 | 2013-10-09 | 2015-11-19
ASSY809-7 | Active | SL | 19200. STREET LIGHTING MATERIALS | MAJOR ROAD POLE 8.5M BPM STEEL | ASSY809-7 | 2013-10-09 | 2015-11-19
ASSY809-8 | Active | SL | 19200. STREET LIGHTING MATERIALS | MAJOR ROAD POLE 10.0M BPM STEEL | ASSY809-8 | 2013-10-09 | 2015-11-19
ASSY809-9 | Active | SL | 19200. STREET LIGHTING MATERIALS | MAJOR ROAD POLE 13.0M BPM STEEL | ASSY809-9 | 2013-10-09 | 2015-11-19
ASSY810-2 | Active | SL | 19200. STREET LIGHTING MATERIALS | MAJOR ROAD FOUNDATION 350PCD BPM STEEL P | ASSY810-2 | 2013-10-09 | 2023-02-02
ASSY811-1 | Active | SL | 19200. STREET LIGHTING MATERIALS | MAJOR ROADTERM PANEL & CABLE TO SINGLE O | ASSY811-1 | 2013-10-09 | 2015-11-19
ASSY811-2 | Active | SL | 19200. STREET LIGHTING MATERIALS | MAJOR ROADTERM PANEL & CABLE TO DOUBLE O | ASSY811-2 | 2013-10-09 | 2015-11-19
ASSY812-1 | Active | SL | 19200. STREET LIGHTING MATERIALS | BEND U/G SERVICE CONDUIT 40DIA 90D 300R | ASSY812-1 | 2013-10-09 | 2015-11-19
ASSY812-10 | Active | SL | 19200. STREET LIGHTING MATERIALS | BEND U/G SERVICE CONDUIT 40DIA 90D 600R | ASSY812-10 | 2013-10-09 | 2015-11-19
ASSY812-11 | Active | SL | 19200. STREET LIGHTING MATERIALS | Bend U/G Conduit 50 dia x 90deg 600R | ASSY812-11 | 2023-01-24 | 2023-02-07
ASSY812-15 | Active | SL | 19200. STREET LIGHTING MATERIALS | BEND U/G CONDUIT 40DIA & ADAPTOR | ASSY812-15 | 2013-10-09 | 2015-11-19
ASSY812-16 | Active | SL | 19200. STREET LIGHTING MATERIALS | U/G Conduit Flexible 50 Dia & Adaptor | ASSY812-16 | 2023-01-24 | 2023-02-07
ASSY812-2 | Active | SL | 19200. STREET LIGHTING MATERIALS | Bend U/G Conduit 50 dia x 90deg 300R | ASSY812-2 | 2023-01-24 | 2023-02-07
ASSY812-5 | Active | SL | 19200. STREET LIGHTING MATERIALS | BEND U/G CONDUIT 40DIA | ASSY812-5 | 2013-10-09 | 2015-11-19
ASSY812-6 | Active | SL | 19200. STREET LIGHTING MATERIALS | U/G Conduit HD 50 Dia | ASSY812-6 | 2023-01-24 | 2023-04-04
ASSY813-2 | Active | SL | 19200. STREET LIGHTING MATERIALS | MAJOR ROAD FOUNDATION 350PCD SHALLOW SP | ASSY813-2 | 2013-10-09 | 2023-02-07
ASSY814-1 | Active | SL | 19200. STREET LIGHTING MATERIALS | MINOR ROAD POLE 4.5 NOST GREEN | ASSY814-1 | 2013-10-09 | 2015-11-19
ASSY814-2 | Active | SL | 19200. STREET LIGHTING MATERIALS | MINOR ROAD POLE 4.5 NOST BLUE/GREY | ASSY814-2 | 2013-10-09 | 2015-11-19
ASSY814-3 | Active | SL | 19200. STREET LIGHTING MATERIALS | MINOR ROAD POLE 4.5 NOST BLACK | ASSY814-3 | 2013-10-09 | 2015-11-19
ASSY814-4 | Active | SL | 19200. STREET LIGHTING MATERIALS | MINOR ROAD POLE 4.5 NOST NAVY | ASSY814-4 | 2013-10-09 | 2015-11-19
ASSY815-1 | Active | SL | 19200. STREET LIGHTING MATERIALS | MINOR ROAD OUTREACH ARM 1.5 SINGLE | ASSY815-1 | 2013-10-09 | 2015-11-19
ASSY815-2 | Active | SL | 19200. STREET LIGHTING MATERIALS | MINOR ROAD OUTREACH ARM 1.5 DOUBLE | ASSY815-2 | 2013-10-09 | 2015-11-19
ASSY816-11 | Active | SL | 19200. STREET LIGHTING MATERIALS | MINOR ROAD LUMINAIRE M80 NOST T1 NAVY | ASSY816-11 | 2013-10-09 | 2015-11-19
ASSY816-13 | Active | SL | 19200. STREET LIGHTING MATERIALS | MINOR ROAD LUMINAIRE CF26 NOST T1 GREEN | ASSY816-13 | 2013-10-09 | 2015-11-19
ASSY816-14 | Active | SL | 19200. STREET LIGHTING MATERIALS | MINOR ROAD LUMINAIRE CF32 NOST T1 GREEN | ASSY816-14 | 2013-10-09 | 2015-11-19
ASSY816-15 | Active | SL | 19200. STREET LIGHTING MATERIALS | MINOR ROAD LUMINAIRE CF42 NOST T1 GREEN | ASSY816-15 | 2013-10-09 | 2015-11-19
ASSY816-16 | Active | SL | 19200. STREET LIGHTING MATERIALS | MINOR ROAD LUMINAIRE CF26 NOST T1 BLACK | ASSY816-16 | 2013-10-09 | 2015-11-19
ASSY816-17 | Active | SL | 19200. STREET LIGHTING MATERIALS | MINOR ROAD LUMINAIRE CF32 NOST T1 BLACK | ASSY816-17 | 2013-10-09 | 2015-11-19
ASSY816-18 | Active | SL | 19200. STREET LIGHTING MATERIALS | MINOR ROAD LUMINAIRE CF42 NOST T1 BLACK | ASSY816-18 | 2013-10-09 | 2015-11-19
ASSY816-19 | Active | SL | 19200. STREET LIGHTING MATERIALS | MINOR ROAD LUMINAIRE CF26 NOST T1 BLUE/G | ASSY816-19 | 2013-10-09 | 2015-11-19
ASSY816-2 | Active | SL | 19200. STREET LIGHTING MATERIALS | MINOR ROAD LUMINAIRE M80 NOST T1 GREEN | ASSY816-2 | 2013-10-09 | 2015-11-19
ASSY816-21 | Active | SL | 19200. STREET LIGHTING MATERIALS | MINOR RD LUMINAIRE LED17W NOST T1 GREEN | ASSY816-21 | 2013-10-09 | 2017-01-18
ASSY816-22 | Active | SL | 19200. STREET LIGHTING MATERIALS | MINOR RD LUMINAIRE LED25W NOST T1 GREEN | ASSY816-22 | 2017-01-18 | 2017-01-18
ASSY816-23 | Active | SL | 19200. STREET LIGHTING MATERIALS | MINOR RD LUMINAIRE LED30W NOST T1 GREEN | ASSY816-23 | 2017-01-18 | 2017-01-18
ASSY816-24 | Active | SL | 19200. STREET LIGHTING MATERIALS | MINOR RD LUMINAIRE LED17W NOST T1 BLACK | ASSY816-24 | 2017-01-18 | 2017-01-18
ASSY816-25 | Active | SL | 19200. STREET LIGHTING MATERIALS | MINOR RD LUMINAIRE LED25W NOST T1 BLACK | ASSY816-25 | 2017-01-18 | 2017-01-18
ASSY816-26 | Active | SL | 19200. STREET LIGHTING MATERIALS | MINOR RD LUMINAIRE LED17W NOST T1BLue/G | ASSY816-26 | 2019-09-02 | 2019-09-02
ASSY816-27 | Active | SL | 19200. STREET LIGHTING MATERIALS | MINOR RD LUMINAIRE LED25W NOST T1BLue/G | ASSY816-27 | 2019-09-02 | 2019-09-02
ASSY816-28 | Active | SL | 19200. STREET LIGHTING MATERIALS | MINOR RD LUMINAIRE LED30W NOST T1 BLACK | ASSY816-28 | 2019-09-02 | 2019-09-02
ASSY816-29 | Active | SL | 19200. STREET LIGHTING MATERIALS | MINOR RD LUMINAIRE LED30W NOST T1BLue/G | ASSY816-29 | 2019-09-02 | 2019-09-02
ASSY816-3 | Active | SL | 19200. STREET LIGHTING MATERIALS | MINOR ROAD LUMINAIRE S70 NOST T1 GREEN | ASSY816-3 | 2013-10-09 | 2015-11-19
ASSY816-30 | Active | SL | 19200. STREET LIGHTING MATERIALS | Minor Rd Luminaire L14 4K Nost T1 Green | ASSY816-30 | 2022-05-11 | 2022-05-11
ASSY816-31 | Active | SL | 19200. STREET LIGHTING MATERIALS | Minor Rd Luminaire L14 4K Nost T1 Black | ASSY816-31 | 2022-05-11 | 2022-05-11
ASSY816-32 | Active | SL | 19200. STREET LIGHTING MATERIALS | Minor Rd Luminaire L14 4K Nost T1 Blue/G | ASSY816-32 | 2022-05-11 | 2022-05-11
ASSY816-33 | Active | SL | 19200. STREET LIGHTING MATERIALS | Minor Rd Luminaire L18 4K Nost T1 Green | ASSY816-33 | 2022-05-11 | 2022-05-11
ASSY816-34 | Active | SL | 19200. STREET LIGHTING MATERIALS | Minor Rd Luminaire L18 4K Nost T1 Black | ASSY816-34 | 2022-05-11 | 2022-05-11
ASSY816-35 | Active | SL | 19200. STREET LIGHTING MATERIALS | Minor Rd Luminaire L18 4K Nost T1 Blue/G | ASSY816-35 | 2022-05-11 | 2022-05-11
ASSY816-36 | Active | SL | 19200. STREET LIGHTING MATERIALS | Luminaire L14 3K Nost Type 1, Green | ASSY816-36 | 2023-01-24 | 2023-01-24
ASSY816-37 | Active | SL | 19200. STREET LIGHTING MATERIALS | Luminaire L14 3K Nost Type 1, Black | ASSY816-37 | 2023-01-24 | 2023-01-24
ASSY816-38 | Active | SL | 19200. STREET LIGHTING MATERIALS | Luminaire L14 3K Nost Type 1, Blue/Grey | ASSY816-38 | 2023-01-24 | 2023-01-24
ASSY816-39 | Active | SL | 19200. STREET LIGHTING MATERIALS | Luminaire L18 3K Nost Type 1, Green | ASSY816-39 | 2023-01-24 | 2023-01-24
ASSY816-4 | Active | SL | 19200. STREET LIGHTING MATERIALS | MINOR ROAD LUMINAIRE M50 NOST T1 BLACK | ASSY816-4 | 2013-10-09 | 2015-11-19
ASSY816-40 | Active | SL | 19200. STREET LIGHTING MATERIALS | Luminaire L18 3K Nost Type 1, Black | ASSY816-40 | 2023-01-24 | 2023-01-24
ASSY816-41 | Active | SL | 19200. STREET LIGHTING MATERIALS | Luminaire L18 3K Nost Type 1, Blue/Grey | ASSY816-41 | 2023-01-24 | 2023-01-24
ASSY816-5 | Active | SL | 19200. STREET LIGHTING MATERIALS | MINOR ROAD LUMINAIRE M80 NOST T1 BLACK | ASSY816-5 | 2013-10-09 | 2015-11-19
ASSY816-9 | Active | SL | 19200. STREET LIGHTING MATERIALS | MINOR ROAD LUMINAIRE S70 NOST T1 BLACK | ASSY816-9 | 2013-10-09 | 2015-11-19
ASSY817-22 | Active | SL | 19200. STREET LIGHTING MATERIALS | MINOR RD LUMINAIRE LED17W NORMAL | ASSY817-22 | 2019-03-28 | 2019-06-04
ASSY817-23 | Active | SL | 19200. STREET LIGHTING MATERIALS | MINOR RD LUMINAIRE LED17W 3K NORMAL | ASSY817-23 | 2019-06-26 | 2019-06-26
ASSY817-33 | Active | SL | 19200. STREET LIGHTING MATERIALS | MINOR RD LUMINAIRE LED17W AEROSCREEN | ASSY817-33 | 2019-03-28 | 2019-06-04
ASSY817-34 | Active | SL | 19200. STREET LIGHTING MATERIALS | MINOR RD LUMINAIRE LED17W 3K AEROSCREEN | ASSY817-34 | 2019-06-26 | 2019-06-26
ASSY817-36 | Active | SL | 19200. STREET LIGHTING MATERIALS | MINOR RD LUMINAIRE LED24W NORMAL | ASSY817-36 | 2019-03-28 | 2019-06-04
ASSY817-37 | Active | SL | 19200. STREET LIGHTING MATERIALS | MINOR RD LUMINAIRE LED33W Aeroscreen | ASSY817-37 | 2019-06-19 | 2019-06-19
ASSY817-38 | Active | SL | 19200. STREET LIGHTING MATERIALS | MINOR RD LUMINAIRE LED33W 3K Aeroscreen | ASSY817-38 | 2019-06-26 | 2019-06-26
ASSY817-39 | Active | SL | 19200. STREET LIGHTING MATERIALS | Minor Road Luminaire 14W L14 Normal | ASSY817-39 | 2022-05-11 | 2022-05-11
ASSY817-40 | Active | SL | 19200. STREET LIGHTING MATERIALS | Minor Road Luminaire 14W L14 Aeroscreen | ASSY817-40 | 2022-05-11 | 2022-05-11
ASSY817-41 | Active | SL | 19200. STREET LIGHTING MATERIALS | Luminaire Min Rd 24W L24 High Output A | ASSY817-41 | 2023-01-24 | 2023-01-24
ASSY817-42 | Active | SL | 19200. STREET LIGHTING MATERIALS | Luminaire Min Rd 24W L24 3K HighOutput A | ASSY817-42 | 2023-01-24 | 2023-01-24
ASSY817-43 | Active | SL | 19200. STREET LIGHTING MATERIALS | Luminaire 14W 3K, L14A Aeroscreen | ASSY817-43 | 2023-02-27 | 2023-02-27
ASSY817-44 | Active | SL | 19200. STREET LIGHTING MATERIALS | Luminaire 25W 2.2K, L25A Aeroscreen | ASSY817-44 | 2023-02-27 | 2023-08-29
ASSY818-1 | Active | SL | 19200. STREET LIGHTING MATERIALS | MINOR ROAD T/P & C TO NOST TYPES 1&2 | ASSY818-1 | 2013-10-09 | 2015-11-19
ASSY818-2 | Active | SL | 19200. STREET LIGHTING MATERIALS | MINOR ROAD T/P & C TO SINGLE OUTREACH | ASSY818-2 | 2013-10-09 | 2015-11-19
ASSY818-3 | Active | SL | 19200. STREET LIGHTING MATERIALS | MINOR ROAD T/P & C TO DOUBLE OUTREACH | ASSY818-3 | 2013-10-09 | 2015-11-19
ASSY821-1 | Active | SL | 19200. STREET LIGHTING MATERIALS | MINOR ROAD BRACKET MI1 WOOD POLE | ASSY821-1 | 2013-10-09 | 2015-11-19
ASSY821-2 | Active | SL | 19200. STREET LIGHTING MATERIALS | MINOR ROAD BRACKET MI2 WOOD POLE | ASSY821-2 | 2013-10-09 | 2015-11-19
ASSY822-1 | Active | SL | 19200. STREET LIGHTING MATERIALS | MAJOR ROAD BRACKET MA1 WOOD POLE | ASSY822-1 | 2013-10-09 | 2015-11-19
ASSY822-2 | Active | SL | 19200. STREET LIGHTING MATERIALS | MAJOR ROAD BRACKET MA2 WOOD POLE | ASSY822-2 | 2013-10-09 | 2015-11-19
ASSY823-1 | Active | SL | 19200. STREET LIGHTING MATERIALS | MAJOR ROAD BRACKET MA3 WOOD POLE | ASSY823-1 | 2013-10-09 | 2015-11-19
ASSY823-2 | Active | SL | 19200. STREET LIGHTING MATERIALS | MAJOR ROAD BRACKET MA4 WOOD POLE | ASSY823-2 | 2013-10-09 | 2015-11-19
ASSY824-1 | Active | SL | 19200. STREET LIGHTING MATERIALS | MAJOR ROAD SPIGOT ADAPTOR AND ACC WP | ASSY824-1 | 2013-10-09 | 2015-11-19
ASSY827-1 | Active | SL | 19200. STREET LIGHTING MATERIALS | TERM P& C TO MAJOR RD SPIDER 3 WAY | ASSY827-1 | 2013-10-09 | 2015-11-19
ASSY827-2 | Active | SL | 19200. STREET LIGHTING MATERIALS | TERM P& C TO MAJOR RD SPIDER 4 WAY | ASSY827-2 | 2013-10-09 | 2015-11-19
ASSY828-1 | Active | SL | 19200. STREET LIGHTING MATERIALS | MAJOR ROAD POLE 7.0M SBM STEEL | ASSY828-1 | 2013-10-09 | 2015-11-19
ASSY828-2 | Active | SL | 19200. STREET LIGHTING MATERIALS | MAJOR ROAD POLE 8.5M SBM STEEL | ASSY828-2 | 2013-10-09 | 2015-11-19
ASSY828-3 | Active | SL | 19200. STREET LIGHTING MATERIALS | MAJOR ROAD POLE 10.0M SBM STEEL | ASSY828-3 | 2013-10-09 | 2015-11-19
ASSY828-4 | Active | SL | 19200. STREET LIGHTING MATERIALS | MAJOR ROAD POLE 13.0M SBM STEEL | ASSY828-4 | 2013-10-09 | 2015-11-19
ASSY829-1 | Active | SL | 19200. STREET LIGHTING MATERIALS | MAJOR ROAD SBM 350PCD HOLD DOWN BOLT CA | ASSY829-1 | 2013-10-09 | 2015-11-19
ASSY829-4 | Active | SL | 19200. STREET LIGHTING MATERIALS | MAJOR ROAD SBM 500PCD HOLD DOWN BOLT CA | ASSY829-4 | 2013-10-09 | 2015-11-19
ASSY829-7 | Active | SL | 19200. STREET LIGHTING MATERIALS | Precast Found Major Road SBM350 PCD | ASSY829-7 | 2025-12-08 | 2025-12-08
ASSY831-1 | Active | SL | 19200. STREET LIGHTING MATERIALS | SBM pole to Pit Single Phase - All | ASSY831-1 | 2019-09-02 | 2019-09-02
ASSY831-2 | Active | SL | 19200. STREET LIGHTING MATERIALS | SBM pole to Pit Single Phase - Junction | ASSY831-2 | 2019-09-02 | 2019-09-02
ASSY831-4 | Active | SL | 19200. STREET LIGHTING MATERIALS | SBM Pole to Pit 1Ph J/Box Kit Only Alum | ASSY831-4 | 2025-08-22 | 2025-08-22
ASSY832-1 | Active | SL | 19200. STREET LIGHTING MATERIALS | MAJOR ROAD TP & C TO 1 OUTREACH SBM POLE | ASSY832-1 | 2013-10-09 | 2021-08-13
ASSY832-2 | Active | SL | 19200. STREET LIGHTING MATERIALS | MAJOR ROAD TP & C TO 2 OUTREACH SBM POLE | ASSY832-2 | 2013-10-09 | 2021-08-13
ASSY833-2 | Active | SL | 19200. STREET LIGHTING MATERIALS | PIT AND LID TYPE 2 | ASSY833-2 | 2013-10-09 | 2015-11-19
ASSY833-5 | Active | SL | 19200. STREET LIGHTING MATERIALS | JUNCTION BOX/ENCLOSURE & CABLE INSECT PR | ASSY833-5 | 2013-10-09 | 2019-09-02
ASSY833-7 | Active | SL | 19200. STREET LIGHTING MATERIALS | Junction box/Enclosure for IP Alum Cable | ASSY833-7 | 2025-08-22 | 2025-08-22
ASSY834-3 | Active | SL | 19200. STREET LIGHTING MATERIALS | METERED ID SIGN SELF ADESIVED TO METAL P | ASSY834-3 | 2013-10-09 | 2015-11-19
ASSY835-3 | Active | SL | 19200. STREET LIGHTING MATERIALS | "3" ID SIGN SELF ADESIVED TO METAL P | ASSY835-3 | 2013-10-09 | 2015-11-19
ASSY835-4 | Active | SL | 19200. STREET LIGHTING MATERIALS | "W" ID SIGN SELF ADESIVED TO METAL P | ASSY835-4 | 2013-10-09 | 2015-11-19
ASSY839-2 | Active | SL | 19200. STREET LIGHTING MATERIALS | MAJOR ROAD FOUNDATION 500PCD BPM SP | ASSY839-2 | 2013-10-09 | 2023-02-07
ASSY840-1 | Active | SL | 19200. STREET LIGHTING MATERIALS | MINOR ROAD FOUNDATION CAST IN SITU 1.2M | ASSY840-1 | 2013-10-09 | 2023-02-07
ASSY840-2 | Active | SL | 19200. STREET LIGHTING MATERIALS | MINOR ROAD FOUNDATION CAST IN SITU 1.5M | ASSY840-2 | 2013-10-09 | 2023-02-07
ASSY842-2 | Active | SL | 19200. STREET LIGHTING MATERIALS | PRECAST FOUNDATION 350PCD BPM SP | ASSY842-2 | 2013-10-09 | 2016-05-30
ASSY843-10 | Active | SL | 19200. STREET LIGHTING MATERIALS | MINOR ROAD LUMINAIRE CF26 NOST T2 GREEN | ASSY843-10 | 2013-10-09 | 2015-11-19
ASSY843-11 | Active | SL | 19200. STREET LIGHTING MATERIALS | MINOR ROAD LUMINAIRE CF32 NOST T2 GREEN | ASSY843-11 | 2013-10-09 | 2015-11-19
ASSY843-12 | Active | SL | 19200. STREET LIGHTING MATERIALS | MINOR ROAD LUMINAIRE CF42 NOST T2 GREEN | ASSY843-12 | 2013-10-09 | 2015-11-19
ASSY843-13 | Active | SL | 19200. STREET LIGHTING MATERIALS | MINOR ROAD LUMINAIRE CF26 NOST T2 BLACK | ASSY843-13 | 2013-10-09 | 2015-11-19
ASSY843-14 | Active | SL | 19200. STREET LIGHTING MATERIALS | MINOR ROAD LUMINAIRE CF32 NOST T2 BLACK | ASSY843-14 | 2013-10-09 | 2015-11-19
ASSY843-15 | Active | SL | 19200. STREET LIGHTING MATERIALS | MINOR ROAD LUMINAIRE CF42 NOST T2 BLACK | ASSY843-15 | 2013-10-09 | 2015-11-19
ASSY843-16 | Active | SL | 19200. STREET LIGHTING MATERIALS | MINOR ROAD LUMINAIRE CF26 NOST T2 BLUE/G | ASSY843-16 | 2013-10-09 | 2015-11-19
ASSY843-17 | Active | SL | 19200. STREET LIGHTING MATERIALS | MINOR ROAD LUMINAIRE CF32 NOST T2 BLUE/G | ASSY843-17 | 2013-10-09 | 2015-11-19
ASSY843-18 | Active | SL | 19200. STREET LIGHTING MATERIALS | MINOR RD LUMINAIRE LED17W NOST T2 BLUE/ | ASSY843-18 | 2013-10-09 | 2017-01-18
ASSY843-19 | Active | SL | 19200. STREET LIGHTING MATERIALS | MINOR RD LUMINAIRE LED25W NOST T2 BLUE/ | ASSY843-19 | 2017-01-18 | 2017-01-18
ASSY843-2 | Active | SL | 19200. STREET LIGHTING MATERIALS | MINOR ROAD LUMINAIRE M80 NOST T2 GREEN | ASSY843-2 | 2013-10-09 | 2015-11-19
ASSY843-20 | Active | SL | 19200. STREET LIGHTING MATERIALS | MINOR RD LUMINAIRE LED30W NOST T2 BLUE/ | ASSY843-20 | 2017-01-18 | 2017-01-18
ASSY843-21 | Active | SL | 19200. STREET LIGHTING MATERIALS | MINOR RD LUMINAIRE LED17W NOST T2 Green | ASSY843-21 | 2019-09-03 | 2019-09-03
ASSY843-22 | Active | SL | 19200. STREET LIGHTING MATERIALS | MINOR RD LUMINAIRE LED17W NOST T2 Black | ASSY843-22 | 2019-09-03 | 2019-09-03
ASSY843-23 | Active | SL | 19200. STREET LIGHTING MATERIALS | MINOR RD LUMINAIRE LED25W NOST T2 Green | ASSY843-23 | 2019-09-03 | 2019-09-03
ASSY843-24 | Active | SL | 19200. STREET LIGHTING MATERIALS | MINOR RD LUMINAIRE LED25W NOST T2 Black | ASSY843-24 | 2019-09-03 | 2019-09-03
ASSY843-25 | Active | SL | 19200. STREET LIGHTING MATERIALS | MINOR RD LUMINAIRE LED30W NOST T2 Green | ASSY843-25 | 2019-09-03 | 2019-09-03
ASSY843-26 | Active | SL | 19200. STREET LIGHTING MATERIALS | MINOR RD LUMINAIRE LED30W NOST T2 Black | ASSY843-26 | 2019-09-03 | 2019-09-03
ASSY843-27 | Active | SL | 19200. STREET LIGHTING MATERIALS | Minor Rd Luminaire L14 4K Nost T2 Green | ASSY843-27 | 2022-05-11 | 2022-05-11
ASSY843-28 | Active | SL | 19200. STREET LIGHTING MATERIALS | Minor Rd Luminaire L14 4K Nost T2 Black | ASSY843-28 | 2022-05-11 | 2022-05-11
ASSY843-29 | Active | SL | 19200. STREET LIGHTING MATERIALS | Minor Rd Luminaire L14 4K Nost T2 Blue/G | ASSY843-29 | 2022-05-11 | 2022-05-11
ASSY843-30 | Active | SL | 19200. STREET LIGHTING MATERIALS | Minor Rd Luminaire L18 4K Nost T2 Green | ASSY843-30 | 2022-05-11 | 2022-05-12
ASSY843-31 | Active | SL | 19200. STREET LIGHTING MATERIALS | Minor Rd Luminaire L18 4K Nost T2 Black | ASSY843-31 | 2022-05-11 | 2022-05-11
ASSY843-32 | Active | SL | 19200. STREET LIGHTING MATERIALS | Minor Rd Luminaire L18 4K Nost T2 Blue/G | ASSY843-32 | 2022-05-11 | 2022-05-11
ASSY843-33 | Active | SL | 19200. STREET LIGHTING MATERIALS | Luminaire L14 3K Nost Type 2, Green | ASSY843-33 | 2023-01-24 | 2023-01-24
ASSY843-34 | Active | SL | 19200. STREET LIGHTING MATERIALS | Luminaire L14 3K Nost Type 2, Black | ASSY843-34 | 2023-01-24 | 2023-01-24
ASSY843-35 | Active | SL | 19200. STREET LIGHTING MATERIALS | Luminaire L14 3K Nost Type 2, Blue/Grey | ASSY843-35 | 2023-01-24 | 2023-01-24
ASSY843-36 | Active | SL | 19200. STREET LIGHTING MATERIALS | Luminaire L18 3K Nost Type 2, Green | ASSY843-36 | 2023-01-24 | 2023-01-24
ASSY843-37 | Active | SL | 19200. STREET LIGHTING MATERIALS | Luminaire L18 3K Nost Type 2, Black | ASSY843-37 | 2023-01-24 | 2023-01-24
ASSY843-38 | Active | SL | 19200. STREET LIGHTING MATERIALS | Luminaire L18 3K Nost Type 2, Blue/Grey | ASSY843-38 | 2023-01-24 | 2023-01-24
ASSY843-5 | Active | SL | 19200. STREET LIGHTING MATERIALS | MINOR ROAD LUMINAIRE M80 NOST T2 BLACK | ASSY843-5 | 2013-10-09 | 2015-11-19
ASSY843-6 | Active | SL | 19200. STREET LIGHTING MATERIALS | MINOR ROAD LUMINAIRE S70 NOST T2 BLACK | ASSY843-6 | 2013-10-09 | 2015-11-19
ASSY843-8 | Active | SL | 19200. STREET LIGHTING MATERIALS | MINOR ROAD LUMINAIRE M80 NOST T2 BLUE/GR | ASSY843-8 | 2013-10-09 | 2015-11-19
ASSY843-9 | Active | SL | 19200. STREET LIGHTING MATERIALS | MINOR ROAD LUMINAIRE S70 NOST T2 BLUE/GR | ASSY843-9 | 2013-10-09 | 2015-11-19
ASSY844-2 | Active | SL | 19200. STREET LIGHTING MATERIALS | MINOR ROAD BRACKET DOUBLE OUTREACH GREEN | ASSY844-2 | 2013-10-09 | 2015-11-19
ASSY844-4 | Active | SL | 19200. STREET LIGHTING MATERIALS | MINOR ROAD BRACKET DOUBLE OUTREACH BLACK | ASSY844-4 | 2013-10-09 | 2015-11-19
ASSY844-6 | Active | SL | 19200. STREET LIGHTING MATERIALS | MINOR ROAD BRACKET DOUBLE OUTREACH BLUE/ | ASSY844-6 | 2013-10-09 | 2015-11-19
ASSY844-8 | Active | SL | 19200. STREET LIGHTING MATERIALS | MINOR ROAD BRACKET DOUBLE OUTREACH NAVY | ASSY844-8 | 2013-10-09 | 2015-11-19
ASSY845-1 | Active | SL | 19200. STREET LIGHTING MATERIALS | MINOR ROAD BRACKET MI3 & CABLE MOUNT WP | ASSY845-1 | 2013-10-09 | 2023-02-07
ASSY846-1 | Active | SL | 19200. STREET LIGHTING MATERIALS | LED PED floodlight bracket | ASSY846-1 | 2019-02-26 | 2019-02-26
ASSY847-1 | Active | SL | 19200. STREET LIGHTING MATERIALS | BRACKET PT CM TO WOOD XARM MINOR RD | ASSY847-1 | 2013-10-09 | 2015-11-19
ASSY847-3 | Active | SL | 19200. STREET LIGHTING MATERIALS | BRACKET PT CM TO WOOD XARM MAJOR RD | ASSY847-3 | 2013-10-09 | 2015-11-19
ASSY848-1 | Active | SL | 19200. STREET LIGHTING MATERIALS | MAJOR ROAD FLOODLIGHT PX NARROW S250 | ASSY848-1 | 2013-10-09 | 2015-11-19
ASSY848-2 | Active | SL | 19200. STREET LIGHTING MATERIALS | MAJOR ROAD FLOODLIGHT PX WIDE S250 | ASSY848-2 | 2013-10-09 | 2015-11-19
ASSY848-3 | Active | SL | 19200. STREET LIGHTING MATERIALS | MAJOR ROAD FLOODLIGHT PX NARROW S400 | ASSY848-3 | 2013-10-09 | 2015-11-19
ASSY848-4 | Active | SL | 19200. STREET LIGHTING MATERIALS | MAJOR ROAD FLOODLIGHT PX WIDE S400 | ASSY848-4 | 2013-10-09 | 2015-11-19
ASSY849-1 | Active | SL | 19200. STREET LIGHTING MATERIALS | MAJOR ROAD FLOODLIGHT CONTROL BOX S250 | ASSY849-1 | 2013-10-09 | 2015-11-19
ASSY849-2 | Active | SL | 19200. STREET LIGHTING MATERIALS | MAJOR ROAD FLOODLIGHT CONTROL BOX S400 | ASSY849-2 | 2013-10-09 | 2015-11-19
ASSY849-3 | Active | SL | 19200. STREET LIGHTING MATERIALS | MAJOR ROAD FLOODLIGHT CONTROL BOX S250 S | ASSY849-3 | 2013-10-09 | 2015-11-19
ASSY849-4 | Active | SL | 19200. STREET LIGHTING MATERIALS | MAJOR ROAD FLOODLIGHT CONTROL BOX S400 S | ASSY849-4 | 2013-10-09 | 2015-11-19
ASSY849-5 | Active | SL | 19200. STREET LIGHTING MATERIALS | MAJOR ROAD FLOODLIGHT CONTROL BOX S250 S | ASSY849-5 | 2016-01-08 | 2016-01-08
ASSY849-6 | Active | SL | 19200. STREET LIGHTING MATERIALS | MAJOR ROAD FLOODLIGHT CONTROL BOX S400 S | ASSY849-6 | 2016-01-08 | 2016-01-08
ASSY851-1 | Active | SL | 19200. STREET LIGHTING MATERIALS | MAJOR ROAD HIGHMAST OUTREACH FRAME 1 WAY | ASSY851-1 | 2013-10-09 | 2015-11-19
ASSY851-2 | Active | SL | 19200. STREET LIGHTING MATERIALS | MAJOR ROAD HIGHMAST OUTREACH FRAME 2 WAY | ASSY851-2 | 2013-10-09 | 2015-11-19
ASSY852-1 | Active | SL | 19200. STREET LIGHTING MATERIALS | MAJOR ROAD HIGHMAST OUTREACH FRAME 3 WAY | ASSY852-1 | 2013-10-09 | 2015-11-19
ASSY852-2 | Active | SL | 19200. STREET LIGHTING MATERIALS | MAJOR ROAD HIGHMAST OUTREACH FRAME 4 WAY | ASSY852-2 | 2013-10-09 | 2015-11-19
ASSY854-1 | Active | SL | 19200. STREET LIGHTING MATERIALS | MAJOR ROAD MID HINGED BPM SP 10.0M | ASSY854-1 | 2013-10-09 | 2015-11-19
ASSY854-10 | Active | SL | 19200. STREET LIGHTING MATERIALS | MAJOR ROAD MID HINGED BPM 9.0M w OR | ASSY854-10 | 2017-06-22 | 2017-06-22
ASSY854-20 | Active | SL | 19200. STREET LIGHTING MATERIALS | MAJOR ROAD MID HINGED BPM 10.5M w OR | ASSY854-20 | 2017-06-22 | 2017-06-22
ASSY854-3 | Active | SL | 19200. STREET LIGHTING MATERIALS | MAJOR ROAD MID HINGED BPM SP 13.0M | ASSY854-3 | 2013-10-09 | 2015-11-19
ASSY855-1 | Active | SL | 19200. STREET LIGHTING MATERIALS | MINOR ROAD FOUNDATIONPRECAST CONC 1.2M | ASSY855-1 | 2013-10-09 | 2016-05-30
ASSY855-2 | Active | SL | 19200. STREET LIGHTING MATERIALS | MINOR ROAD FOUNDATIONPRECAST CONC 1.5M | ASSY855-2 | 2013-10-09 | 2020-01-02
ASSY856-1 | Active | SL | 19200. STREET LIGHTING MATERIALS | JOINT USE STREETLIGHT SUPPLY BOX | ASSY856-1 | 2013-10-09 | 2015-11-19
ASSY858-1 | Active | SL | 19200. STREET LIGHTING MATERIALS | MINOR ROAD MID HINGED RH GALV POLE | ASSY858-1 | 2013-10-09 | 2015-11-19
ASSY858-2 | Active | SL | 19200. STREET LIGHTING MATERIALS | MINOR ROAD MID HINGED RH GREEN POLE | ASSY858-2 | 2013-10-09 | 2015-11-19
ASSY858-3 | Active | SL | 19200. STREET LIGHTING MATERIALS | MINOR ROAD MID HINGED RH BLACK POLE | ASSY858-3 | 2013-10-09 | 2015-11-19
ASSY858-4 | Active | SL | 19200. STREET LIGHTING MATERIALS | MINOR ROAD MID HINGED RH BLUE/GREEN POLE | ASSY858-4 | 2013-10-09 | 2015-11-19
ASSY859-1 | Active | SL | 19200. STREET LIGHTING MATERIALS | Streetlight Bracket MI1 & Cable, Conc | ASSY859-1 | 2019-05-16 | 2019-05-16
ASSY859-2 | Active | SL | 19200. STREET LIGHTING MATERIALS | Streetlight Bracket MI2 & Cable, Conc | ASSY859-2 | 2019-05-16 | 2019-05-16
ASSY865-5 | Active | SL | 19200. STREET LIGHTING MATERIALS | WATCHMAN FLOODLIGHT ANTI-VANDAL GUARD | ASSY865-5 | 2013-10-09 | 2015-11-19
ASSY866-1 | Active | SL | 19200. STREET LIGHTING MATERIALS | BANDIT STRAP TO STEEL/CONC POLE | ASSY866-1 | 2019-04-30 | 2019-04-30
ASSY867-2 | Active | SL | 19200. STREET LIGHTING MATERIALS | Connection SBM pole to Pit 3Ph JB Only | ASSY867-2 | 2020-11-09 | 2024-06-04
ASSY867-4 | Active | SL | 19200. STREET LIGHTING MATERIALS | Connect SBM Pole to Pit 3Ph JB Only Alum | ASSY867-4 | 2025-08-22 | 2025-08-22
ASSY868-10 | Active | SL | 19200. STREET LIGHTING MATERIALS | LED Floodlight Asymmetrical Beam L100 | ASSY868-10 | 2022-05-10 | 2022-05-10
ASSY868-11 | Active | SL | 19200. STREET LIGHTING MATERIALS | LED Floodlight Asymmetrical Beam L200 | ASSY868-11 | 2022-05-10 | 2022-05-10
ASSY868-12 | Active | SL | 19200. STREET LIGHTING MATERIALS | LED Floodlight Asymmetrical Beam L200 3K | ASSY868-12 | 2022-05-10 | 2022-05-10
ASSY869-2 | Active | SL | 19200. STREET LIGHTING MATERIALS | Mounting Bracket suits Quantum 300W | ASSY869-2 | 2019-02-26 | 2019-03-07
ASSY869-3 | Active | SL | 19200. STREET LIGHTING MATERIALS | Mounting Bracket suits Tango 100w | ASSY869-3 | 2019-02-26 | 2019-03-07
ASSY869-4 | Active | SL | 19200. STREET LIGHTING MATERIALS | Mounting Bracket suits Tango 200w | ASSY869-4 | 2019-09-03 | 2020-02-06
ASSY869-5 | Active | SL | 19200. STREET LIGHTING MATERIALS | LED F/Lt Adapt Philips Tango G4 BVP431&2 | ASSY869-5 | 2022-05-10 | 2022-09-30
ASSY870-1 | Active | SL | 19200. STREET LIGHTING MATERIALS | SPECIAL BULKHEAD LUMINAIRE S70 | ASSY870-1 | 2013-10-09 | 2015-11-19
ASSY870-2 | Active | SL | 19200. STREET LIGHTING MATERIALS | SPECIAL BULKHEAD LUMINAIRE CFL32 | ASSY870-2 | 2013-10-30 | 2015-11-19
ASSY871-1 | Active | SL | 19200. STREET LIGHTING MATERIALS | Luminaire Post Top Green 17W, L17, Minor | ASSY871-1 | 2021-12-03 | 2021-12-08
ASSY871-2 | Active | SL | 19200. STREET LIGHTING MATERIALS | Luminaire, Post Top Black 17W, L17, Mino | ASSY871-2 | 2021-12-03 | 2021-12-08
ASSY871-3 | Active | SL | 19200. STREET LIGHTING MATERIALS | Luminaire, Post Top Green 28W, L28, Mino | ASSY871-3 | 2021-12-03 | 2021-12-08
ASSY871-4 | Active | SL | 19200. STREET LIGHTING MATERIALS | Luminaire, Post Top Black 28W, L28, Mino | ASSY871-4 | 2021-12-03 | 2021-12-08
ASSY872-4 | Active | SL | 19200. STREET LIGHTING MATERIALS | MINOR ROAD POLE 5.5M BPM STEEL | ASSY872-4 | 2013-10-09 | 2015-11-19
ASSY872-9 | Active | SL | 19200. STREET LIGHTING MATERIALS | MINOR ROAD POLE 6.5M BPM SINGLE PIECE | ASSY872-9 | 2013-10-09 | 2015-11-19
ASSY875-1 | Active | SL | 19200. STREET LIGHTING MATERIALS | SL32A LABEL FOR SERVICE FUSE | ASSY875-1 | 2013-10-09 | 2015-11-19
ASSY875-2 | Active | SL | 19200. STREET LIGHTING MATERIALS | LP35 Label for LED lamp | ASSY875-2 | 2021-08-17 | 2021-08-17
ASSY875-3 | Active | SL | 19200. STREET LIGHTING MATERIALS | LP35 3K Label for LED lamp | ASSY875-3 | 2021-08-17 | 2021-08-17
ASSY875-4 | Active | SL | 19200. STREET LIGHTING MATERIALS | LP21 Label for LED lamp | ASSY875-4 | 2021-08-17 | 2021-08-17
ASSY875-5 | Active | SL | 19200. STREET LIGHTING MATERIALS | LP21 Label for LED lamp | ASSY875-5 | 2021-08-17 | 2021-08-17
ASSY876-1 | Active | SL | 19200. STREET LIGHTING MATERIALS | UNMETERED SUPPLY FROM PUBLIC LIGHT POLE | ASSY876-1 | 2013-10-09 | 2023-10-25
ASSY880-1 | Active | SL | 19200. STREET LIGHTING MATERIALS | NUMBERING OPTIONS WOOD POLE | ASSY880-1 | 2013-10-10 | 2015-11-19
ASSY880-2 | Active | SL | 19200. STREET LIGHTING MATERIALS | NUMBERING OPTIONS CONC/STEEL POLE | ASSY880-2 | 2013-10-10 | 2015-11-19
ASSY883-1 | Active | SL | 19200. STREET LIGHTING MATERIALS | WATCHMANFLOODLIGHT CIRCUIT BREAKER | ASSY883-1 | 2013-10-10 | 2015-11-19
ASSY890-10 | Active | SL | 19200. STREET LIGHTING MATERIALS | LUMIN L17 Nost. 4K Green (No Bracket) | ASSY890-10 | 2021-05-19 | 2021-05-19
ASSY890-11 | Active | SL | 19200. STREET LIGHTING MATERIALS | LUMIN L17 Nost. 4K Black (No Bracket) | ASSY890-11 | 2021-05-19 | 2021-05-19
ASSY890-12 | Active | SL | 19200. STREET LIGHTING MATERIALS | LUMIN L17 Nost. 4K Blue/Grey (No Bracket | ASSY890-12 | 2021-05-19 | 2021-05-19
ASSY890-13 | Active | SL | 19200. STREET LIGHTING MATERIALS | LUMIN L25 Nost. 4K Green (No Bracket) | ASSY890-13 | 2021-05-19 | 2021-05-19
ASSY890-14 | Active | SL | 19200. STREET LIGHTING MATERIALS | LUMIN L25 Nost. 4K Black (No Bracket) | ASSY890-14 | 2021-05-19 | 2021-05-19
ASSY890-15 | Active | SL | 19200. STREET LIGHTING MATERIALS | LUMIN L25 Nost. 4K Blue/Grey (No Bracket | ASSY890-15 | 2021-05-19 | 2021-05-19
ASSY890-16 | Active | SL | 19200. STREET LIGHTING MATERIALS | LUMIN L30 Nost. 4K Green (No Bracket) | ASSY890-16 | 2021-05-19 | 2021-05-19
ASSY890-17 | Active | SL | 19200. STREET LIGHTING MATERIALS | LUMIN L30 Nost. 4K Black (No Bracket) | ASSY890-17 | 2021-05-19 | 2021-05-19
ASSY890-18 | Active | SL | 19200. STREET LIGHTING MATERIALS | LUMIN L30 Nost. 4K Blue/Grey (No Bracket | ASSY890-18 | 2021-05-19 | 2021-05-19
ASSY890-19 | Active | SL | 19200. STREET LIGHTING MATERIALS | Lumin L14 Nost 4K Green (No Bracket) | ASSY890-19 | 2022-05-11 | 2022-05-11
ASSY890-2 | Active | SL | 19200. STREET LIGHTING MATERIALS | LUMINAIRE M80 NOST T2 GREEN (No Bracket) | ASSY890-2 | 2013-10-10 | 2015-11-19
ASSY890-20 | Active | SL | 19200. STREET LIGHTING MATERIALS | Lumin L14 Nost 4K Black (No Bracket) | ASSY890-20 | 2022-05-11 | 2022-05-11
ASSY890-21 | Active | SL | 19200. STREET LIGHTING MATERIALS | Lumin L14 Nost 4K Blue/G (No Bracket) | ASSY890-21 | 2022-05-11 | 2022-05-11
ASSY890-22 | Active | SL | 19200. STREET LIGHTING MATERIALS | Lumin L18 Nost 4K Green (No Bracket) | ASSY890-22 | 2022-05-11 | 2022-05-11
ASSY890-23 | Active | SL | 19200. STREET LIGHTING MATERIALS | Lumin L18 Nost 4K Black (No Bracket) | ASSY890-23 | 2022-05-11 | 2022-05-11
ASSY890-24 | Active | SL | 19200. STREET LIGHTING MATERIALS | Lumin L18 Nost 4K Blue/G (No Bracket) | ASSY890-24 | 2022-05-11 | 2022-05-11
ASSY890-25 | Active | SL | 19200. STREET LIGHTING MATERIALS | Luminaire L14 3K Nost Green | ASSY890-25 | 2023-01-24 | 2023-01-24
ASSY890-26 | Active | SL | 19200. STREET LIGHTING MATERIALS | Luminaire L14 3K Nost Black | ASSY890-26 | 2023-01-24 | 2023-01-24
ASSY890-27 | Active | SL | 19200. STREET LIGHTING MATERIALS | Luminaire L14 3K Nost Blue/Grey | ASSY890-27 | 2023-01-24 | 2023-01-24
ASSY890-28 | Active | SL | 19200. STREET LIGHTING MATERIALS | Luminaire L18 3K Nost Green | ASSY890-28 | 2023-01-24 | 2023-01-24
ASSY890-29 | Active | SL | 19200. STREET LIGHTING MATERIALS | Luminaire L18 3K Nost Black | ASSY890-29 | 2023-01-24 | 2023-01-24
ASSY890-30 | Active | SL | 19200. STREET LIGHTING MATERIALS | Luminaire L18 3K Nost Blue/Grey | ASSY890-30 | 2023-01-24 | 2023-01-24
ASSY891-1 | Active | SL | 19200. STREET LIGHTING MATERIALS | MAJOR ROAD PEDESTRIAN OUTREACH ARM PF1 | ASSY891-1 | 2013-10-10 | 2015-11-19
ASSY892-1 | Active | SL | 19200. STREET LIGHTING MATERIALS | MAJOR ROAD PEDESTRIAN OUTREACH ARM PF2 | ASSY892-1 | 2013-10-10 | 2015-11-19
ASSY893-1 | Active | SL | 19200. STREET LIGHTING MATERIALS | MAJOR ROAD PEDESTRIAN OUTREACH ARM PF3 | ASSY893-1 | 2013-10-10 | 2015-11-19
ASSY894-1 | Active | SL | 19200. STREET LIGHTING MATERIALS | MAJOR ROAD OUTREACH SPECIAL SINGLE | ASSY894-1 | 2013-10-10 | 2015-11-19
ASSY895-1 | Active | SL | 19200. STREET LIGHTING MATERIALS | MAJOR ROAD OUTREACH SPECIAL DUAL | ASSY895-1 | 2013-10-10 | 2015-11-19
ASSY896-1 | Active | SL | 19200. STREET LIGHTING MATERIALS | MINOR ROAD OUTREACH SPECIAL SINGLE | ASSY896-1 | 2013-10-10 | 2015-11-19
ASSY897-1 | Active | SL | 19200. STREET LIGHTING MATERIALS | CABLE COVER TO CROSSARM | ASSY897-1 | 2013-10-10 | 2020-04-22
ASSY898-1 | Active | SL | 19200. STREET LIGHTING MATERIALS | MINOR ROAD UNDERBRIDGE BRACKET | ASSY898-1 | 2013-10-10 | 2015-11-19
ASSY898-2 | Active | SL | 19200. STREET LIGHTING MATERIALS | MAJOR ROAD UNDERBRIDGE BRACKET | ASSY898-2 | 2013-10-10 | 2015-11-19
ASSY899-1 | Active | SL | 19200. STREET LIGHTING MATERIALS | SPECIAL BULKHEAD S150 | ASSY899-1 | 2013-10-10 | 2015-11-19
ASSY901-1 | Active | SL | 19200. STREET LIGHTING MATERIALS | PE CELL - D-2 LOW RATING | ASSY901-1 | 2013-10-10 | 2015-11-19
ASSY901-2 | Active | SL | 19200. STREET LIGHTING MATERIALS | PE CELL - NEMA HIGH RATING | ASSY901-2 | 2013-10-10 | 2015-11-19
ASSY902-1 | Active | SL | 19200. STREET LIGHTING MATERIALS | LAMP HIGH PRESSURE SODIUM S70 | ASSY902-1 | 2013-10-10 | 2015-11-19
ASSY902-10 | Active | SL | 19200. STREET LIGHTING MATERIALS | LAMP METAL HALIDE H150 | ASSY902-10 | 2013-10-10 | 2015-11-19
ASSY902-11 | Active | SL | 19200. STREET LIGHTING MATERIALS | LAMP METAL HALIDE H250 | ASSY902-11 | 2013-10-10 | 2015-11-19
ASSY902-12 | Active | SL | 19200. STREET LIGHTING MATERIALS | LAMP METAL HALIDE H400 | ASSY902-12 | 2013-10-10 | 2016-07-12
ASSY902-13 | Active | SL | 19200. STREET LIGHTING MATERIALS | LAMP COMPACT FLOURESCENT CF26 | ASSY902-13 | 2013-10-10 | 2015-11-19
ASSY902-14 | Active | SL | 19200. STREET LIGHTING MATERIALS | LAMP COMPACT FLOURESCENT CF32 | ASSY902-14 | 2013-10-10 | 2015-11-19
ASSY902-15 | Active | SL | 19200. STREET LIGHTING MATERIALS | LAMP COMPACT FLOURESCENT CF42 | ASSY902-15 | 2013-10-10 | 2015-11-19
ASSY902-16 | Active | SL | 19200. STREET LIGHTING MATERIALS | LAMP LINEAR FLOURESCENT LF14 | ASSY902-16 | 2013-10-10 | 2015-11-19
ASSY902-17 | Active | SL | 19200. STREET LIGHTING MATERIALS | LAMP LINEAR FLOURESCENT LF24 | ASSY902-17 | 2013-10-10 | 2015-11-19
ASSY902-18 | Active | SL | 19200. STREET LIGHTING MATERIALS | LAMP LINEAR FLOURESCENT LF36 | ASSY902-18 | 2013-10-10 | 2015-11-19
ASSY902-2 | Active | SL | 19200. STREET LIGHTING MATERIALS | LAMP HIGH PRESSURE SODIUM S100 | ASSY902-2 | 2013-10-10 | 2015-11-19
ASSY902-3 | Active | SL | 19200. STREET LIGHTING MATERIALS | LAMP HIGH PRESSURE SODIUM S150 | ASSY902-3 | 2013-10-10 | 2015-11-19
ASSY902-30 | Active | SL | 19200. STREET LIGHTING MATERIALS | Lamp LED 35W 4K | ASSY902-30 | 2021-08-17 | 2021-08-17
ASSY902-31 | Active | SL | 19200. STREET LIGHTING MATERIALS | Lamp LED 35W 3K | ASSY902-31 | 2021-08-17 | 2021-08-17
ASSY902-32 | Active | SL | 19200. STREET LIGHTING MATERIALS | Lamp LED 21W 4K | ASSY902-32 | 2021-08-17 | 2021-08-17
ASSY902-33 | Active | SL | 19200. STREET LIGHTING MATERIALS | Lamp LED 21W 3K | ASSY902-33 | 2021-08-17 | 2021-08-17
ASSY902-4 | Active | SL | 19200. STREET LIGHTING MATERIALS | LAMP HIGH PRESSURE SODIUM S250 | ASSY902-4 | 2013-10-10 | 2015-11-19
ASSY902-5 | Active | SL | 19200. STREET LIGHTING MATERIALS | LAMP HIGH PRESSURE SODIUM S400 | ASSY902-5 | 2013-10-10 | 2015-11-19
ASSY902-6 | Active | SL | 19200. STREET LIGHTING MATERIALS | LAMP MERCURY VAPOUR M50 | ASSY902-6 | 2013-10-10 | 2015-11-19
ASSY902-7 | Active | SL | 19200. STREET LIGHTING MATERIALS | LAMP MERCURY VAPOUR M80 | ASSY902-7 | 2013-10-10 | 2015-11-19
ASSY902-9 | Active | SL | 19200. STREET LIGHTING MATERIALS | LAMP METAL HALIDE H70 | ASSY902-9 | 2013-10-10 | 2015-11-19
ASSY904-1 | Active | SL | 19200. STREET LIGHTING MATERIALS | FUSEHOLDER TO WOOD POLE | ASSY904-1 | 2019-04-30 | 2019-04-30
ASSY906-2 | Active | SL | 19200. STREET LIGHTING MATERIALS | BANDIT STRAP TO POLE | ASSY906-2 | 2019-04-30 | 2019-04-30
ASSY913-10 | Active | SL | 19200. STREET LIGHTING MATERIALS | Philips RoadFlair BRP391 LED96 80 W | ASSY913-10 | 2019-02-26 | 2020-07-21
ASSY913-11 | Active | SL | 19200. STREET LIGHTING MATERIALS | Philips RoadFlair BRP393 LED204 170 W | ASSY913-11 | 2019-02-26 | 2020-07-21
ASSY913-12 | Active | SL | 19200. STREET LIGHTING MATERIALS | Philips RoadFlair BRP394 LED324 270 W | ASSY913-12 | 2019-02-26 | 2020-07-21
ASSY913-13 | Active | SL | 19200. STREET LIGHTING MATERIALS | Philips RoadFlair BRP393 LED288 240 W | ASSY913-13 | 2019-02-26 | 2020-07-21
ASSY913-14 | Active | SL | 19200. STREET LIGHTING MATERIALS | Philips RoadFlair BRP391 (L50A) 3K, | ASSY913-14 | 2020-07-21 | 2020-07-21
ASSY913-15 | Active | SL | 19200. STREET LIGHTING MATERIALS | Philips RoadFlair BRP391 (L80A) 3K, | ASSY913-15 | 2020-07-21 | 2020-07-21
ASSY913-16 | Active | SL | 19200. STREET LIGHTING MATERIALS | Philips RoadFlair BRP392 (L90A) 3K, | ASSY913-16 | 2020-07-21 | 2020-07-21
ASSY913-17 | Active | SL | 19200. STREET LIGHTING MATERIALS | Philips RoadFlair BRP393 (L170A) 3K, | ASSY913-17 | 2020-07-21 | 2020-07-21
ASSY913-18 | Active | SL | 19200. STREET LIGHTING MATERIALS | Philips RoadFlair BRP393 (L240A) 3K, | ASSY913-18 | 2020-07-21 | 2020-07-21
ASSY913-19 | Active | SL | 19200. STREET LIGHTING MATERIALS | Philips RoadFlair BRP394 (L270A) 3K, | ASSY913-19 | 2020-07-21 | 2020-07-21
ASSY913-20 | Active | SL | 19200. STREET LIGHTING MATERIALS | Adaptor For Rdflair BPR391 BRP392 BRP393 | ASSY913-20 | 2023-01-24 | 2023-01-24
ASSY913-21 | Active | SL | 19200. STREET LIGHTING MATERIALS | Adaptor to suit Roadflair BRP394 | ASSY913-21 | 2023-01-24 | 2023-01-24
ASSY913-22 | Active | SL | 19200. STREET LIGHTING MATERIALS | Luminaire L38A A/Scrn 3K Philips | ASSY913-22 | 2023-01-24 | 2023-01-24
ASSY913-23 | Active | SL | 19200. STREET LIGHTING MATERIALS | Luminaire L61A A/Scrn 3K Philips | ASSY913-23 | 2023-01-24 | 2023-01-24
ASSY913-24 | Active | SL | 19200. STREET LIGHTING MATERIALS | Luminaire L70A A/Scrn 3K Philips | ASSY913-24 | 2023-01-24 | 2023-01-24
ASSY913-25 | Active | SL | 19200. STREET LIGHTING MATERIALS | Luminaire L113A A/Scrn 3K Philips | ASSY913-25 | 2023-01-24 | 2023-01-24
ASSY913-26 | Active | SL | 19200. STREET LIGHTING MATERIALS | Luminaire L143A A/Scrn 3K Philips | ASSY913-26 | 2023-01-24 | 2023-01-24
ASSY913-27 | Active | SL | 19200. STREET LIGHTING MATERIALS | Luminaire L210A A/Scrn 3K Philips | ASSY913-27 | 2023-01-24 | 2023-01-24
ASSY913-28 | Active | SL | 19200. STREET LIGHTING MATERIALS | Luminaire L225A A/Scrn 3K Philips | ASSY913-28 | 2023-01-24 | 2024-12-18
ASSY913-29 | Active | SL | 19200. STREET LIGHTING MATERIALS | Luminaire L37A A/Scrn 4K Philips | ASSY913-29 | 2023-01-24 | 2023-01-24
ASSY913-30 | Active | SL | 19200. STREET LIGHTING MATERIALS | Luminaire L60A A/Scrn 4K Philips | ASSY913-30 | 2023-01-24 | 2023-01-24
ASSY913-31 | Active | SL | 19200. STREET LIGHTING MATERIALS | Luminaire L67A A/Scrn 4K Philips | ASSY913-31 | 2023-01-24 | 2023-01-24
ASSY913-32 | Active | SL | 19200. STREET LIGHTING MATERIALS | Luminaire L113A A/Scrn 4K Philips | ASSY913-32 | 2023-01-24 | 2023-01-24
ASSY913-33 | Active | SL | 19200. STREET LIGHTING MATERIALS | Luminaire L138A A/Scrn 4K Philips | ASSY913-33 | 2023-01-24 | 2023-01-24
ASSY913-34 | Active | SL | 19200. STREET LIGHTING MATERIALS | Luminaire L204A A/Scrn 4K Philips | ASSY913-34 | 2023-01-24 | 2024-11-04
ASSY913-35 | Active | SL | 19200. STREET LIGHTING MATERIALS | Luminaire L220A A/Scrn 4K Philips | ASSY913-35 | 2023-01-24 | 2024-11-04
ASSY913-6 | Active | SL | 19200. STREET LIGHTING MATERIALS | Luminaire LED 40W Evolve Leopard L40 AS | ASSY913-6 | 2022-05-19 | 2022-05-19
ASSY913-8 | Active | SL | 19200. STREET LIGHTING MATERIALS | Philips RoadFlair BRP391 LED60 50 W | ASSY913-8 | 2019-02-26 | 2020-07-21
ASSY913-9 | Active | SL | 19200. STREET LIGHTING MATERIALS | Philips RoadFlair BRP392 LED108 90 W | ASSY913-9 | 2019-02-26 | 2020-07-21
ASSY914-10 | Active | SL | 19200. STREET LIGHTING MATERIALS | LED Floodlight Symmetrical Beam L70 | ASSY914-10 | 2022-05-10 | 2022-05-10
ASSY914-11 | Active | SL | 19200. STREET LIGHTING MATERIALS | LED Floodlight Symmetrical WideBeam L100 | ASSY914-11 | 2022-05-10 | 2022-05-10
ASSY914-12 | Active | SL | 19200. STREET LIGHTING MATERIALS | LED Floodlight Symmetrical WideBeam L200 | ASSY914-12 | 2022-05-10 | 2022-05-10
ASSY915-1 | Active | SL | 19200. STREET LIGHTING MATERIALS | LED WATCHMAN FLOODLIGHT TO WOOD POLE | ASSY915-1 | 2019-04-30 | 2019-04-30
ASSY915-2 | Active | SL | 19200. STREET LIGHTING MATERIALS | LED WATCHMAN FLOODLIGHT TO STEEL/CONC PO | ASSY915-2 | 2019-04-30 | 2019-04-30
ASSY916-1 | Active | SL | 19200. STREET LIGHTING MATERIALS | WATCHMAN FLOODLIGHT TO WOOD POLE | ASSY916-1 | 2019-04-30 | 2019-10-04
ASSY916-2 | Active | SL | 19200. STREET LIGHTING MATERIALS | WATCHMAN FLOODLIGHT TO STEEL/CONC POLE | ASSY916-2 | 2019-04-30 | 2019-10-04
ASSY917-1 | Active | SL | 19200. STREET LIGHTING MATERIALS | Glare Shield Philips RoadFlair BRP391 | ASSY917-1 | 2023-02-27 | 2024-04-05
ASSY917-10 | Active | SL | 19200. STREET LIGHTING MATERIALS | Syl-Sch Glare Shield StreetLED2/3 Front | ASSY917-10 | 2024-04-05 | 2024-04-05
ASSY917-2 | Active | SL | 19200. STREET LIGHTING MATERIALS | Glare Shield Philips RoadFlair BRP392 | ASSY917-2 | 2023-02-27 | 2024-04-05
ASSY917-3 | Active | SL | 19200. STREET LIGHTING MATERIALS | Glare Shield Philips RoadFlair BRP393 | ASSY917-3 | 2023-02-27 | 2024-04-05
ASSY917-4 | Active | SL | 19200. STREET LIGHTING MATERIALS | Louvre Sylv-Schreder StreetLED3 Type 1 | ASSY917-4 | 2023-02-27 | 2024-04-05
ASSY917-5 | Active | SL | 19200. STREET LIGHTING MATERIALS | Syl-Sch Glare Shield StreetLED3 360deg | ASSY917-5 | 2023-05-30 | 2024-04-05
ASSY917-6 | Active | SL | 19200. STREET LIGHTING MATERIALS | Syl-Sch Glare Shield StreetLED3 Rear | ASSY917-6 | 2023-05-30 | 2024-04-05
ASSY917-7 | Active | SL | 19200. STREET LIGHTING MATERIALS | Syl-Sch Glare Shield StreetLED3 Pathway | ASSY917-7 | 2023-05-30 | 2024-04-05
ASSY918-1 | Active | SL | 19200. STREET LIGHTING MATERIALS | Adaptor Major Road to Minor Road | ASSY918-1 | 2023-05-30 | 2023-05-30
ASSY919-1 | Active | SL | 19200. STREET LIGHTING MATERIALS | Philips Tango Glare Shield BVP431 | ASSY919-1 | 2023-05-30 | 2023-05-30
ASSY919-2 | Active | SL | 19200. STREET LIGHTING MATERIALS | Philips Tango Glare Shield BVP432 | ASSY919-2 | 2023-05-30 | 2023-05-30
ASSY920-1 | Active | SL | 19200. STREET LIGHTING MATERIALS | Pit Body Type 4 | ASSY920-1 | 2024-06-04 | 2024-06-04
ASSY920-4 | Active | SL | 19200. STREET LIGHTING MATERIALS | Lockable Lid for Pit Body Type 4 | ASSY920-4 | 2024-06-04 | 2024-06-04
ASSY920-7 | Active | SL | 19200. STREET LIGHTING MATERIALS | Padlockable Lid for Pit Body Type 4 | ASSY920-7 | 2024-06-04 | 2024-06-04
LVA225XPV | Active | SL | 19200. STREET LIGHTING MATERIALS | LV CABLE Al 2C 25 XLPE-PVC /M | LVA225XPV | 2025-05-29 | 2025-05-29
MH250W | Active | SL | 19200. STREET LIGHTING MATERIALS | GES HSI - 7SX - 250/CL Britelux | MH250W | 2011-01-31 | 2011-01-31
P11M/SL | Active | SL | 19200. STREET LIGHTING MATERIALS | 11.0M WOOD POLE INSTALLED COST | P11M/SL | 1990-06-18 | 2011-06-16
P11M/SL1 | Active | SL | 19200. STREET LIGHTING MATERIALS | 11.0M WOOD POLE INSTALLED COST RATE 1 | P11M/SL1 | 1990-03-30 | 2011-06-16
P12.5/SL1 | Active | SL | 19200. STREET LIGHTING MATERIALS | 12.5 W/POLE INST.COST RATE1 NO TT1/MM1 | P12.5/SL1 | 1993-10-27 | 2013-03-14
P12.5/SLB | Active | SL | 19200. STREET LIGHTING MATERIALS | P12.5/8 WOOD PLE & BKT INST.COST RATE 2 | P12.5/SLB | 1990-11-01 | 2011-06-16
P12.5M/SLB | Active | SL | 19200. STREET LIGHTING MATERIALS | P12.5/8 WOOD PLE INST.COST RATE 1&2 | P12.5M/SLB | 1990-03-29 | 2011-06-16
P14/SLB | Active | SL | 19200. STREET LIGHTING MATERIALS | P14/12 HVY WD PLE & BKT INST.COST RATE 2 | P14/SLB | 1990-11-01 | 2011-06-16
P14/SLB1 | Active | SL | 19200. STREET LIGHTING MATERIALS | P14/12 HVY WD PLE & BKT INST.COST RATE 1 | P14/SLB1 | 1990-11-01 | 2011-06-16
P14M/SL | Active | SL | 19200. STREET LIGHTING MATERIALS | P14/12 HVY WOOD POLE INST.RATE 1&2 | P14M/SL | 1990-03-29 | 2011-06-16
SB105115O | Active | SL | 19200. STREET LIGHTING MATERIALS | SLBPM/105/115/OHStreetlightPole,BPM | SB105115O | 2013-10-11 | 2015-11-19
SB105115OCI | Active | SL | 19200. STREET LIGHTING MATERIALS | SLBPM/105/115/OHCIStreetlightPole,BPM | SB105115OCI | 2013-10-11 | 2015-11-19
SB105115OPC | Active | SL | 19200. STREET LIGHTING MATERIALS | SLBPM/105/115/OHPCStreetlightPoleBPM | SB105115OPC | 2014-02-14 | 2015-11-19
SB105115U | Active | SL | 19200. STREET LIGHTING MATERIALS | SLBPM/105/115/UGStreetlightPole,BPM | SB105115U | 2013-10-11 | 2015-11-19
SB105115UCI1 | Active | SL | 19200. STREET LIGHTING MATERIALS | SLBPM/105/115/UGCI1StreetlightPoleBPM | SB105115UCI1 | 2013-10-11 | 2015-11-19
SB105115UPC | Active | SL | 19200. STREET LIGHTING MATERIALS | SLBPM/105/115/UGPCStreetlightPoleBPM | SB105115UPC | 2014-02-14 | 2015-11-19
SB105115USS1 | Active | SL | 19200. STREET LIGHTING MATERIALS | SLBPM/105/115/UGSS1StreetlightPoleBPM | SB105115USS1 | 2013-10-11 | 2015-11-19
SB105130O | Active | SL | 19200. STREET LIGHTING MATERIALS | SLBPM/105/130/OHStreetlightPole,BPM | SB105130O | 2013-10-11 | 2015-11-19
SB105130OCI | Active | SL | 19200. STREET LIGHTING MATERIALS | SLBPM/105/130/OHCIStreetlightPole,BPM | SB105130OCI | 2013-10-11 | 2015-11-19
SB105130OPC | Active | SL | 19200. STREET LIGHTING MATERIALS | SLBPM/105/130/OHPCStreetlightPoleBPM | SB105130OPC | 2014-02-14 | 2015-11-19
SB105130U | Active | SL | 19200. STREET LIGHTING MATERIALS | SLBPM/105/130/UGStreetlightPole,BPM | SB105130U | 2013-10-11 | 2015-11-19
SB105130UCI1 | Active | SL | 19200. STREET LIGHTING MATERIALS | SLBPM/105/130/UGCI1StreetlightPoleBPM | SB105130UCI1 | 2013-10-11 | 2015-11-19
SB105130UPC | Active | SL | 19200. STREET LIGHTING MATERIALS | SLBPM/105/130/UGPCStreetlightPoleBPM | SB105130UPC | 2014-02-14 | 2015-11-19
SB105130USS1 | Active | SL | 19200. STREET LIGHTING MATERIALS | SLBPM/105/130/UGSS1StreetlightPoleBPM | SB105130USS1 | 2013-10-11 | 2015-11-19
SB105145O | Active | SL | 19200. STREET LIGHTING MATERIALS | SLBPM/105/145/OHStreetlightPole,BPM | SB105145O | 2013-10-11 | 2015-11-19
SB105145OCI | Active | SL | 19200. STREET LIGHTING MATERIALS | SLBPM/105/145/OHCIStreetlightPole,BPM | SB105145OCI | 2013-10-11 | 2015-11-19
SB105145OPC | Active | SL | 19200. STREET LIGHTING MATERIALS | SLBPM/105/145/OHPCStreetlightPoleBPM | SB105145OPC | 2014-02-14 | 2015-11-19
SB105145U | Active | SL | 19200. STREET LIGHTING MATERIALS | SLBPM/105/145/UGStreetlightPole,BPM | SB105145U | 2013-10-11 | 2015-11-19
SB105145UCI1 | Active | SL | 19200. STREET LIGHTING MATERIALS | SLBPM/105/145/UGCI1StreetlightPoleBPM | SB105145UCI1 | 2013-10-11 | 2015-11-19
SB105145UPC | Active | SL | 19200. STREET LIGHTING MATERIALS | SLBPM/105/145/UGPCStreetlightPoleBPM | SB105145UPC | 2014-02-14 | 2015-11-19
SB105145USS1 | Active | SL | 19200. STREET LIGHTING MATERIALS | SLBPM/105/145/UGSS1StreetlightPoleBPM | SB105145USS1 | 2013-10-11 | 2015-11-19
SB105215O | Active | SL | 19200. STREET LIGHTING MATERIALS | SLBPM/105/215/OHStreetlightPole,BPM | SB105215O | 2013-10-11 | 2015-11-19
SB105215OCI | Active | SL | 19200. STREET LIGHTING MATERIALS | SLBPM/105/215/OHCIStreetlightPole,BPM | SB105215OCI | 2013-10-11 | 2015-11-19
SB105215OPC | Active | SL | 19200. STREET LIGHTING MATERIALS | SLBPM/105/215/OHPCStreetlightPoleBPM | SB105215OPC | 2014-02-14 | 2015-11-19
SB105215U | Active | SL | 19200. STREET LIGHTING MATERIALS | SLBPM/105/215/UGStreetlightPole,BPM | SB105215U | 2013-10-11 | 2015-11-19
SB105215UCI1 | Active | SL | 19200. STREET LIGHTING MATERIALS | SLBPM/105/215/UGCI1StreetlightPoleBPM | SB105215UCI1 | 2013-10-11 | 2015-11-19
SB105215UPC | Active | SL | 19200. STREET LIGHTING MATERIALS | SLBPM/105/215/UGPCStreetlightPoleBPM | SB105215UPC | 2014-02-14 | 2015-11-19
SB105215USS1 | Active | SL | 19200. STREET LIGHTING MATERIALS | SLBPM/105/215/UGSS1StreetlightPoleBPM | SB105215USS1 | 2013-10-11 | 2015-11-19
SB105230O | Active | SL | 19200. STREET LIGHTING MATERIALS | SLBPM/105/230/OHStreetlightPole,BPM | SB105230O | 2013-10-11 | 2015-11-19
SB105230OCI | Active | SL | 19200. STREET LIGHTING MATERIALS | SLBPM/105/230/OHCIStreetlightPole,BPM | SB105230OCI | 2013-10-11 | 2015-11-19
SB105230OPC | Active | SL | 19200. STREET LIGHTING MATERIALS | SLBPM/105/230/OHPCStreetlightPoleBPM | SB105230OPC | 2014-02-14 | 2015-11-19
SB105230U | Active | SL | 19200. STREET LIGHTING MATERIALS | SLBPM/105/230/UGStreetlightPole,BPM | SB105230U | 2013-10-11 | 2015-11-19
SB105230UCI1 | Active | SL | 19200. STREET LIGHTING MATERIALS | SLBPM/105/230/UGCI1StreetlightPoleBPM | SB105230UCI1 | 2013-10-11 | 2015-11-19
SB105230UPC | Active | SL | 19200. STREET LIGHTING MATERIALS | SLBPM/105/230/UGPCStreetlightPoleBPM | SB105230UPC | 2014-02-14 | 2015-11-19
SB105230USS1 | Active | SL | 19200. STREET LIGHTING MATERIALS | SLBPM/105/230/UGSS1StreetlightPoleBPM | SB105230USS1 | 2013-10-11 | 2015-11-19
SB105245O | Active | SL | 19200. STREET LIGHTING MATERIALS | SLBPM/105/245/OHStreetlightPole,BPM | SB105245O | 2013-10-11 | 2015-11-19
SB105245OCI | Active | SL | 19200. STREET LIGHTING MATERIALS | SLBPM/105/245/OHCIStreetlightPole,BPM | SB105245OCI | 2013-10-11 | 2015-11-19
SB105245OPC | Active | SL | 19200. STREET LIGHTING MATERIALS | SLBPM/105/245/OHPCStreetlightPoleBPM | SB105245OPC | 2014-02-14 | 2015-11-19
SB105245U | Active | SL | 19200. STREET LIGHTING MATERIALS | SLBPM/105/245/UGStreetlightPole,BPM | SB105245U | 2013-10-11 | 2015-11-19
SB105245UCI1 | Active | SL | 19200. STREET LIGHTING MATERIALS | SLBPM/105/245/UGCI1StreetlightPoleBPM | SB105245UCI1 | 2013-10-11 | 2015-11-19
SB105245UPC | Active | SL | 19200. STREET LIGHTING MATERIALS | SLBPM/105/245/UGPCStreetlightPoleBPM | SB105245UPC | 2014-02-14 | 2015-11-19
SB105245USS1 | Active | SL | 19200. STREET LIGHTING MATERIALS | SLBPM/105/245/UGSS1StreetlightPoleBPM | SB105245USS1 | 2013-10-11 | 2015-11-19
SB120115O | Active | SL | 19200. STREET LIGHTING MATERIALS | SLBPM/120/115/OHStreetlightPole,BPM | SB120115O | 2013-10-11 | 2015-11-19
SB120115OCI | Active | SL | 19200. STREET LIGHTING MATERIALS | SLBPM/120/115/OHCIStreetlightPole,BPM | SB120115OCI | 2013-10-11 | 2015-11-19
SB120115OPC | Active | SL | 19200. STREET LIGHTING MATERIALS | SLBPM/120/115/OHPCStreetlightPoleBPM | SB120115OPC | 2014-02-14 | 2015-11-19
SB120115U | Active | SL | 19200. STREET LIGHTING MATERIALS | SLBPM/120/115/UGStreetlightPole,BPM | SB120115U | 2013-10-11 | 2015-11-19
SB120115UCI1 | Active | SL | 19200. STREET LIGHTING MATERIALS | SLBPM/120/115/UGCI1StreetlightPoleBPM | SB120115UCI1 | 2013-10-11 | 2015-11-19
SB120115UPC | Active | SL | 19200. STREET LIGHTING MATERIALS | SLBPM/120/115/UGPCStreetlightPoleBPM | SB120115UPC | 2014-02-14 | 2015-11-19
SB120115USS1 | Active | SL | 19200. STREET LIGHTING MATERIALS | SLBPM/120/115/UGSS1StreetlightPoleBPM | SB120115USS1 | 2013-10-11 | 2015-11-19
SB120130O | Active | SL | 19200. STREET LIGHTING MATERIALS | SLBPM/120/130/OHStreetlightPole,BPM | SB120130O | 2013-10-11 | 2015-11-19
SB120130OCI | Active | SL | 19200. STREET LIGHTING MATERIALS | SLBPM/120/130/OHCIStreetlightPole,BPM | SB120130OCI | 2013-10-11 | 2015-11-19
SB120130OPC | Active | SL | 19200. STREET LIGHTING MATERIALS | SLBPM/120/130/OHPCStreetlightPoleBPM | SB120130OPC | 2014-02-14 | 2015-11-19
SB120130U | Active | SL | 19200. STREET LIGHTING MATERIALS | SLBPM/120/130/UGStreetlightPole,BPM | SB120130U | 2013-10-11 | 2015-11-19
SB120130UCI1 | Active | SL | 19200. STREET LIGHTING MATERIALS | SLBPM/120/130/UGCI1StreetlightPoleBPM | SB120130UCI1 | 2013-10-11 | 2015-11-19
SB120130UPC | Active | SL | 19200. STREET LIGHTING MATERIALS | SLBPM/120/130/UGPCStreetlightPoleBPM | SB120130UPC | 2014-02-14 | 2015-11-19
SB120130USS1 | Active | SL | 19200. STREET LIGHTING MATERIALS | SLBPM/120/130/UGSS1StreetlightPoleBPM | SB120130USS1 | 2013-10-11 | 2015-11-19
SB120145O | Active | SL | 19200. STREET LIGHTING MATERIALS | SLBPM/120/145/OHStreetlightPole,BPM | SB120145O | 2013-10-11 | 2015-11-19
SB120145OCI | Active | SL | 19200. STREET LIGHTING MATERIALS | SLBPM/120/145/OHCIStreetlightPole,BPM | SB120145OCI | 2013-10-11 | 2015-11-19
SB120145OPC | Active | SL | 19200. STREET LIGHTING MATERIALS | SLBPM/120/145/OHPCStreetlightPoleBPM | SB120145OPC | 2014-02-14 | 2015-11-19
SB120145U | Active | SL | 19200. STREET LIGHTING MATERIALS | SLBPM/120/145/UGStreetlightPole,BPM | SB120145U | 2013-10-11 | 2015-11-19
SB120145UCI1 | Active | SL | 19200. STREET LIGHTING MATERIALS | SLBPM/120/145/UGCI1StreetlightPoleBPM | SB120145UCI1 | 2013-10-11 | 2015-11-19
SB120145UPC | Active | SL | 19200. STREET LIGHTING MATERIALS | SLBPM/120/145/UGPCStreetlightPoleBPM | SB120145UPC | 2014-02-14 | 2015-11-19
SB120145USS1 | Active | SL | 19200. STREET LIGHTING MATERIALS | SLBPM/120/145/UGSS1StreetlightPoleBPM | SB120145USS1 | 2013-10-11 | 2015-11-19
SB1201HMU | Active | SL | 19200. STREET LIGHTING MATERIALS | St/Lt Pole BPM 12.0m HM 1xO/R UG | SB1201HMU | 2023-10-10 | 2023-10-10
SB1201HMUCI1 | Active | SL | 19200. STREET LIGHTING MATERIALS | S/L Pole BPM 12m HM 1xO/R UG Cst In Situ | SB1201HMUCI1 | 2023-10-10 | 2023-10-10
SB1201HMUPC | Active | SL | 19200. STREET LIGHTING MATERIALS | St/Lt Pole BPM 12.0m HM 1xO/R UG Precast | SB1201HMUPC | 2023-10-10 | 2023-10-10
SB1201HMUSS1 | Active | SL | 19200. STREET LIGHTING MATERIALS | S/L Pole BPM 12m HM 1xO/R UG Sp Shallow | SB1201HMUSS1 | 2023-10-10 | 2023-10-10
SB120215O | Active | SL | 19200. STREET LIGHTING MATERIALS | SLBPM/120/215/OHStreetlightPole,BPM | SB120215O | 2013-10-11 | 2015-11-19
SB120215OCI | Active | SL | 19200. STREET LIGHTING MATERIALS | SLBPM/120/215/OHCIStreetlightPole,BPM | SB120215OCI | 2013-10-11 | 2015-11-19
SB120215OPC | Active | SL | 19200. STREET LIGHTING MATERIALS | SLBPM/120/215/OHPCStreetlightPoleBPM | SB120215OPC | 2014-02-14 | 2015-11-19
SB120215U | Active | SL | 19200. STREET LIGHTING MATERIALS | SLBPM/120/215/UGStreetlightPole,BPM | SB120215U | 2013-10-11 | 2015-11-19
SB120215UCI1 | Active | SL | 19200. STREET LIGHTING MATERIALS | SLBPM/120/215/UGCI1StreetlightPoleBPM | SB120215UCI1 | 2013-10-11 | 2015-11-19
SB120215UPC | Active | SL | 19200. STREET LIGHTING MATERIALS | SLBPM/120/215/UGPCStreetlightPoleBPM | SB120215UPC | 2014-02-14 | 2015-11-19
SB120215USS1 | Active | SL | 19200. STREET LIGHTING MATERIALS | SLBPM/120/215/UGSS1StreetlightPoleBPM | SB120215USS1 | 2013-10-11 | 2015-11-19
SB120230O | Active | SL | 19200. STREET LIGHTING MATERIALS | SLBPM/120/230/OHStreetlightPole,BPM | SB120230O | 2013-10-11 | 2015-11-19
SB120230OCI | Active | SL | 19200. STREET LIGHTING MATERIALS | SLBPM/120/230/OHCIStreetlightPole,BPM | SB120230OCI | 2013-10-11 | 2015-11-19
SB120230OPC | Active | SL | 19200. STREET LIGHTING MATERIALS | SLBPM/120/230/OHPCStreetlightPoleBPM | SB120230OPC | 2014-02-14 | 2015-11-19
SB120230U | Active | SL | 19200. STREET LIGHTING MATERIALS | SLBPM/120/230/UGStreetlightPole,BPM | SB120230U | 2013-10-11 | 2015-11-19
SB120230UCI1 | Active | SL | 19200. STREET LIGHTING MATERIALS | SLBPM/120/230/UGCI1StreetlightPoleBPM | SB120230UCI1 | 2013-10-11 | 2015-11-19
SB120230UPC | Active | SL | 19200. STREET LIGHTING MATERIALS | SLBPM/120/230/UGPCStreetlightPoleBPM | SB120230UPC | 2014-02-14 | 2015-11-19
SB120230USS1 | Active | SL | 19200. STREET LIGHTING MATERIALS | SLBPM/120/230/UGSS1StreetlightPoleBPM | SB120230USS1 | 2013-10-11 | 2015-11-19
SB120245O | Active | SL | 19200. STREET LIGHTING MATERIALS | SLBPM/120/245/OHStreetlightPole,BPM | SB120245O | 2013-10-11 | 2015-11-19
SB120245OCI | Active | SL | 19200. STREET LIGHTING MATERIALS | SLBPM/120/245/OHCIStreetlightPole,BPM | SB120245OCI | 2013-10-11 | 2015-11-19
SB120245OPC | Active | SL | 19200. STREET LIGHTING MATERIALS | SLBPM/120/245/OHPCStreetlightPoleBPM | SB120245OPC | 2014-02-14 | 2015-11-19
SB120245U | Active | SL | 19200. STREET LIGHTING MATERIALS | SLBPM/120/245/UGStreetlightPole,BPM | SB120245U | 2013-10-11 | 2015-11-19
SB120245UCI1 | Active | SL | 19200. STREET LIGHTING MATERIALS | SLBPM/120/245/UGCI1StreetlightPoleBPM | SB120245UCI1 | 2013-10-11 | 2015-11-19
SB120245UPC | Active | SL | 19200. STREET LIGHTING MATERIALS | SLBPM/120/245/UGPCStreetlightPoleBPM | SB120245UPC | 2014-02-14 | 2015-11-19
SB120245USS1 | Active | SL | 19200. STREET LIGHTING MATERIALS | SLBPM/120/245/UGSS1StreetlightPoleBPM | SB120245USS1 | 2013-10-11 | 2015-11-19
SB1202HMU | Active | SL | 19200. STREET LIGHTING MATERIALS | St/Light Pole BPM 12.0m HM 2xO/R UG | SB1202HMU | 2023-10-10 | 2023-10-10
SB1202HMUCI1 | Active | SL | 19200. STREET LIGHTING MATERIALS | S/L Pole BPM 12m HM 2xO/R UG Cst In Situ | SB1202HMUCI1 | 2023-10-10 | 2023-10-10
SB1202HMUPC | Active | SL | 19200. STREET LIGHTING MATERIALS | St/Lt Pole BPM 12.0m HM 2xO/R UG Precast | SB1202HMUPC | 2023-10-10 | 2023-10-10
SB1202HMUSS1 | Active | SL | 19200. STREET LIGHTING MATERIALS | S/L Pole BPM 12m HM 2xO/R UG Sp Shallow | SB1202HMUSS1 | 2023-10-10 | 2023-10-10
SB1203HMU | Active | SL | 19200. STREET LIGHTING MATERIALS | St/Light Pole BPM 12.0m HM 3xO/R UG | SB1203HMU | 2023-10-10 | 2023-10-10
SB1203HMUCI1 | Active | SL | 19200. STREET LIGHTING MATERIALS | S/L Pole BPM 12m HM 3xO/R UG Cst In Situ | SB1203HMUCI1 | 2023-10-10 | 2023-10-10
SB1203HMUPC | Active | SL | 19200. STREET LIGHTING MATERIALS | S/Light BPM 12m 3xOR HM U/G P/C | SB1203HMUPC | 2023-06-14 | 2023-06-14
SB1203HMUSS1 | Active | SL | 19200. STREET LIGHTING MATERIALS | S/L Pole BPM 12m HM 3xO/R UG Sp Shallow | SB1203HMUSS1 | 2023-10-10 | 2023-10-10
SB1204HMU | Active | SL | 19200. STREET LIGHTING MATERIALS | St/Light Pole BPM 12.0m HM 4xO/R UG | SB1204HMU | 2023-10-10 | 2023-10-10
SB1204HMUCI1 | Active | SL | 19200. STREET LIGHTING MATERIALS | SL BPM HM120/UGStreetlightPole,BPMCI | SB1204HMUCI1 | 2022-07-27 | 2022-07-27
SB1204HMUPC | Active | SL | 19200. STREET LIGHTING MATERIALS | S/L Pole BPM 12.0m HM 4xO/R UG Precast | SB1204HMUPC | 2023-10-10 | 2023-10-10
SB1204HMUSS1 | Active | SL | 19200. STREET LIGHTING MATERIALS | S/L Pole BPM 12.0m HM 4xO/R UG Sp Shallw | SB1204HMUSS1 | 2023-10-10 | 2023-10-10
SB150115O | Active | SL | 19200. STREET LIGHTING MATERIALS | SLBPM/150/115/OHStreetlightPoleBPM | SB150115O | 2014-02-14 | 2015-11-19
SB150115OCI | Active | SL | 19200. STREET LIGHTING MATERIALS | SLBPM/150/115/OHCIStreetlightPoleBPM | SB150115OCI | 2014-02-14 | 2015-11-19
SB150130O | Active | SL | 19200. STREET LIGHTING MATERIALS | SLBPM/150/130/OHStreetlightPoleBPM | SB150130O | 2014-02-14 | 2015-11-19
SB150130OCI | Active | SL | 19200. STREET LIGHTING MATERIALS | SLBPM/150/130/OHCIStreetlightPoleBPM | SB150130OCI | 2014-02-14 | 2015-11-19
SB150145O | Active | SL | 19200. STREET LIGHTING MATERIALS | SLBPM/150/145/OHStreetlightPoleBPM | SB150145O | 2014-02-14 | 2015-11-19
SB150145OCI | Active | SL | 19200. STREET LIGHTING MATERIALS | SLBPM/150/145/OHCIStreetlightPoleBPM | SB150145OCI | 2014-02-14 | 2015-11-19
SB1501HMU | Active | SL | 19200. STREET LIGHTING MATERIALS | St/Light Pole BPM 15.0m HM 1xO/R UG | SB1501HMU | 2023-10-10 | 2023-10-10
SB1501HMUCI1 | Active | SL | 19200. STREET LIGHTING MATERIALS | S/L Pole BPM 15m HM 1xO/R UG Cst In Situ | SB1501HMUCI1 | 2023-10-10 | 2023-10-10
SB150215O | Active | SL | 19200. STREET LIGHTING MATERIALS | SLBPM/150/215/OHStreetlightPoleBPM | SB150215O | 2014-02-14 | 2015-11-19
SB150215OCI | Active | SL | 19200. STREET LIGHTING MATERIALS | SLBPM/150/215/OHCIStreetlightPoleBPM | SB150215OCI | 2014-02-14 | 2015-11-19
SB150230O | Active | SL | 19200. STREET LIGHTING MATERIALS | SLBPM/150/230/OHStreetlightPoleBPM | SB150230O | 2014-02-14 | 2015-11-19
SB150230OCI | Active | SL | 19200. STREET LIGHTING MATERIALS | SLBPM/150/230/OHCIStreetlightPoleBPM | SB150230OCI | 2014-02-14 | 2015-11-19
SB150245O | Active | SL | 19200. STREET LIGHTING MATERIALS | SLBPM/150/245/OHStreetlightPoleBPM | SB150245O | 2014-02-14 | 2015-11-19
SB150245OCI | Active | SL | 19200. STREET LIGHTING MATERIALS | SLBPM/150/245/OHCIStreetlightPoleBPM | SB150245OCI | 2014-02-14 | 2015-11-19
SB1502HMU | Active | SL | 19200. STREET LIGHTING MATERIALS | SL BPM HM150/UGStreetlightPole,BPM | SB1502HMU | 2020-07-03 | 2020-07-03
SB1502HMUCI1 | Active | SL | 19200. STREET LIGHTING MATERIALS | S/L Pole BPM 15m HM 2xO/R UG Cst In Situ | SB1502HMUCI1 | 2023-10-10 | 2023-10-10
SB1503HMU | Active | SL | 19200. STREET LIGHTING MATERIALS | St/Light Pole BPM 15.0m HM 3xO/R UG | SB1503HMU | 2023-10-10 | 2023-10-10
SB1503HMUCI1 | Active | SL | 19200. STREET LIGHTING MATERIALS | SL BPM HM150/UGStreetlightPole,BPMCI | SB1503HMUCI1 | 2019-06-04 | 2019-06-04
SB1504HMU | Active | SL | 19200. STREET LIGHTING MATERIALS | St/Light Pole BPM 15.0m HM 4xO/R UG | SB1504HMU | 2023-10-10 | 2023-10-10
SB1504HMUCI1 | Active | SL | 19200. STREET LIGHTING MATERIALS | SL BPM HM150/UGStreetlightPole,BPMCI | SB1504HMUCI1 | 2019-06-04 | 2019-06-04
SB50H0I05 | Active | SL | 19200. STREET LIGHTING MATERIALS | SLBPM/50/I05Streetlight,hinge; gal | SB50H0I05 | 2014-04-30 | 2022-02-03
SB50H0I05CI | Active | SL | 19200. STREET LIGHTING MATERIALS | SLBPM/50/I05CI;S/light,hinge; gal;cis | SB50H0I05CI | 2014-04-30 | 2022-02-03
SB50H0I05PC | Active | SL | 19200. STREET LIGHTING MATERIALS | SLBPM/50/I05PC;S/light,hinge; gal;pre | SB50H0I05PC | 2014-04-30 | 2022-02-03
SB50H1I05 | Active | SL | 19200. STREET LIGHTING MATERIALS | SLBPM/50/I05Streetlight,hinge; green | SB50H1I05 | 2014-05-01 | 2022-02-03
SB50H1I05CI | Active | SL | 19200. STREET LIGHTING MATERIALS | SLBPM/50/I05CI;S/light,hinge; green;cis | SB50H1I05CI | 2014-05-01 | 2022-02-03
SB50H1I05PC | Active | SL | 19200. STREET LIGHTING MATERIALS | SLBPM/50/I05PC;S/light,hinge; green;pre | SB50H1I05PC | 2014-05-01 | 2022-02-03
SB50H2I05 | Active | SL | 19200. STREET LIGHTING MATERIALS | SLBPM/50/I05Streetlight,hinge; blue/g | SB50H2I05 | 2014-05-01 | 2022-02-03
SB50H2I05CI | Active | SL | 19200. STREET LIGHTING MATERIALS | SLBPM/50/I05CI;S/light,hinge; blue/g;cis | SB50H2I05CI | 2014-05-01 | 2022-02-03
SB50H2I05PC | Active | SL | 19200. STREET LIGHTING MATERIALS | SLBPM/50/I05PC;S/light,hinge; blue/g;pre | SB50H2I05PC | 2014-05-01 | 2022-02-03
SB50H3I05 | Active | SL | 19200. STREET LIGHTING MATERIALS | SLBPM/50/I05Streetlight,hinge; black | SB50H3I05 | 2014-05-01 | 2022-02-03
SB50H3I05CI | Active | SL | 19200. STREET LIGHTING MATERIALS | SLBPM/50/I05CI;S/light,hinge; black;cis | SB50H3I05CI | 2014-05-01 | 2022-02-03
SB50H3I05PC | Active | SL | 19200. STREET LIGHTING MATERIALS | SLBPM/50/I05PC;S/light,hinge; black;pre | SB50H3I05PC | 2014-05-01 | 2022-02-03
SB65I05 | Active | SL | 19200. STREET LIGHTING MATERIALS | SLBPM/65/I05StreetlightPole,BPMSteel; In | SB65I05 | 2014-02-06 | 2015-11-19
SB65I05CI | Active | SL | 19200. STREET LIGHTING MATERIALS | SLBPM/65/I05CIStreetlightPole,BPM | SB65I05CI | 2014-02-06 | 2015-11-19
SB65I05PC | Active | SL | 19200. STREET LIGHTING MATERIALS | SLBPM/65/I05PCStreetlightPole,BPM | SB65I05PC | 2014-02-06 | 2015-11-19
SB75115 | Active | SL | 19200. STREET LIGHTING MATERIALS | SLBPM/75/115StreetlightPole,BPMSteel | SB75115 | 2013-10-11 | 2015-11-19
SB75115CI | Active | SL | 19200. STREET LIGHTING MATERIALS | SLBPM/75/115CIStreetlightPole,BPM | SB75115CI | 2013-10-11 | 2015-11-19
SB75115PC | Active | SL | 19200. STREET LIGHTING MATERIALS | SLBPM/75/115PCStreetlightPole,BPM | SB75115PC | 2013-10-11 | 2015-11-19
SB75215 | Active | SL | 19200. STREET LIGHTING MATERIALS | SLBPM/75/215StreetlightPole,BPMSteel | SB75215 | 2013-10-11 | 2015-11-19
SB75215CI | Active | SL | 19200. STREET LIGHTING MATERIALS | SLBPM/75/215CIStreetlightPole,BPM | SB75215CI | 2013-10-11 | 2015-11-19
SB75215PC | Active | SL | 19200. STREET LIGHTING MATERIALS | SLBPM/75/215PCStreetlightPole,BPM | SB75215PC | 2013-10-11 | 2015-11-19
SB90115O | Active | SL | 19200. STREET LIGHTING MATERIALS | SLBPM/90/115/OHStreetlightPole,BPM | SB90115O | 2013-10-11 | 2015-11-19
SB90115OCI | Active | SL | 19200. STREET LIGHTING MATERIALS | SLBPM/90/115/OHCIStreetlightPole,BPM | SB90115OCI | 2013-10-11 | 2015-11-19
SB90115OPC | Active | SL | 19200. STREET LIGHTING MATERIALS | SLBPM/90/115/OHPCStreetlightPoleBPM | SB90115OPC | 2014-02-14 | 2015-11-19
SB90115U | Active | SL | 19200. STREET LIGHTING MATERIALS | SLBPM/90/115/UGStreetlightPole,BPM | SB90115U | 2013-10-11 | 2015-11-19
SB90115UCI1 | Active | SL | 19200. STREET LIGHTING MATERIALS | SLBPM/90/115/UGCI1StreetlightPole,BPM | SB90115UCI1 | 2013-10-11 | 2015-11-19
SB90115UPC | Active | SL | 19200. STREET LIGHTING MATERIALS | SLBPM/90/115/UGPCStreetlightPoleBPM | SB90115UPC | 2014-02-14 | 2015-11-19
SB90115USS1 | Active | SL | 19200. STREET LIGHTING MATERIALS | SLBPM/90/115/UGSS1StreetlightPole,BPM | SB90115USS1 | 2013-10-11 | 2015-11-19
SB90130O | Active | SL | 19200. STREET LIGHTING MATERIALS | SLBPM/90/130/OHStreetlightPole,BPM | SB90130O | 2013-10-11 | 2015-11-19
SB90130OCI | Active | SL | 19200. STREET LIGHTING MATERIALS | SLBPM/90/130/OHCIStreetlightPole,BPM | SB90130OCI | 2013-10-11 | 2015-11-19
SB90130OPC | Active | SL | 19200. STREET LIGHTING MATERIALS | SLBPM/90/130/OHPCStreetlightPoleBPM | SB90130OPC | 2014-02-14 | 2015-11-19
SB90130U | Active | SL | 19200. STREET LIGHTING MATERIALS | SLBPM/90/130/UGStreetlightPole,BPM | SB90130U | 2013-10-11 | 2015-11-19
SB90130UCI1 | Active | SL | 19200. STREET LIGHTING MATERIALS | SLBPM/90/130/UGCI1StreetlightPole,BPM | SB90130UCI1 | 2013-10-11 | 2015-11-19
SB90130UPC | Active | SL | 19200. STREET LIGHTING MATERIALS | SLBPM/90/130/UGPCStreetlightPoleBPM | SB90130UPC | 2014-02-14 | 2015-11-19
SB90130USS1 | Active | SL | 19200. STREET LIGHTING MATERIALS | SLBPM/90/130/UGSS1StreetlightPole,BPM | SB90130USS1 | 2013-10-11 | 2015-11-19
SB90145O | Active | SL | 19200. STREET LIGHTING MATERIALS | SLBPM/90/145/OHStreetlightPole,BPM | SB90145O | 2013-10-11 | 2015-11-19
SB90145OCI | Active | SL | 19200. STREET LIGHTING MATERIALS | SLBPM/90/145/OHCIStreetlightPole,BPM | SB90145OCI | 2013-10-11 | 2015-11-19
SB90145OPC | Active | SL | 19200. STREET LIGHTING MATERIALS | SLBPM/90/145/OHPCStreetlightPoleBPM | SB90145OPC | 2014-02-14 | 2015-11-19
SB90145U | Active | SL | 19200. STREET LIGHTING MATERIALS | SLBPM/90/145/UGStreetlightPole,BPM | SB90145U | 2013-10-11 | 2015-11-19
SB90145UCI1 | Active | SL | 19200. STREET LIGHTING MATERIALS | SLBPM/90/145/UGCI1StreetlightPole,BPM | SB90145UCI1 | 2013-10-11 | 2015-11-19
SB90145UPC | Active | SL | 19200. STREET LIGHTING MATERIALS | SLBPM/90/145/UGPCStreetlightPoleBPM | SB90145UPC | 2014-02-14 | 2015-11-19
SB90145USS1 | Active | SL | 19200. STREET LIGHTING MATERIALS | SLBPM/90/145/UGSS1StreetlightPole,BPM | SB90145USS1 | 2013-10-11 | 2015-11-19
SB90215O | Active | SL | 19200. STREET LIGHTING MATERIALS | SLBPM/90/215/OHStreetlightPole,BPM | SB90215O | 2013-10-11 | 2015-11-19
SB90215OCI | Active | SL | 19200. STREET LIGHTING MATERIALS | SLBPM/90/215/OHCIStreetlightPole,BPM | SB90215OCI | 2013-10-11 | 2015-11-19
SB90215OPC | Active | SL | 19200. STREET LIGHTING MATERIALS | SLBPM/90/215/OHPCStreetlightPoleBPM | SB90215OPC | 2014-02-14 | 2015-11-19
SB90215U | Active | SL | 19200. STREET LIGHTING MATERIALS | SLBPM/90/215/UGStreetlightPole,BPM | SB90215U | 2013-10-11 | 2015-11-19
SB90215UCI1 | Active | SL | 19200. STREET LIGHTING MATERIALS | SLBPM/90/215/UGCI1StreetlightPole,BPM | SB90215UCI1 | 2013-10-11 | 2015-11-19
SB90215UPC | Active | SL | 19200. STREET LIGHTING MATERIALS | SLBPM/90/215/UGPCStreetlightPoleBPM | SB90215UPC | 2014-02-14 | 2015-11-19
SB90215USS1 | Active | SL | 19200. STREET LIGHTING MATERIALS | SLBPM/90/215/UGSS1StreetlightPole,BPM | SB90215USS1 | 2013-10-11 | 2015-11-19
SB90230O | Active | SL | 19200. STREET LIGHTING MATERIALS | SLBPM/90/230/OHStreetlightPole,BPM | SB90230O | 2013-10-11 | 2015-11-19
SB90230OCI | Active | SL | 19200. STREET LIGHTING MATERIALS | SLBPM/90/230/OHCIStreetlightPole,BPM | SB90230OCI | 2013-10-11 | 2015-11-19
SB90230OPC | Active | SL | 19200. STREET LIGHTING MATERIALS | SLBPM/90/230/OHPCStreetlightPoleBPM | SB90230OPC | 2014-02-14 | 2015-11-19
SB90230U | Active | SL | 19200. STREET LIGHTING MATERIALS | SLBPM/90/230/UGStreetlightPole,BPM | SB90230U | 2013-10-11 | 2015-11-19
SB90230UCI1 | Active | SL | 19200. STREET LIGHTING MATERIALS | SLBPM/90/230/UGCI1StreetlightPole,BPM | SB90230UCI1 | 2013-10-11 | 2015-11-19
SB90230UPC | Active | SL | 19200. STREET LIGHTING MATERIALS | SLBPM/90/230/UGPCStreetlightPoleBPM | SB90230UPC | 2014-02-14 | 2015-11-19
SB90230USS1 | Active | SL | 19200. STREET LIGHTING MATERIALS | SLBPM/90/230/UGSS1StreetlightPole,BPM | SB90230USS1 | 2013-10-11 | 2015-11-19
SB90245O | Active | SL | 19200. STREET LIGHTING MATERIALS | SLBPM/90/245/OHStreetlightPole,BPM | SB90245O | 2013-10-11 | 2015-11-19
SB90245OCI | Active | SL | 19200. STREET LIGHTING MATERIALS | SLBPM/90/245/OHCIStreetlightPole,BPM | SB90245OCI | 2013-10-11 | 2015-11-19
SB90245OPC | Active | SL | 19200. STREET LIGHTING MATERIALS | SLBPM/90/245/OHPCStreetlightPoleBPM | SB90245OPC | 2014-02-14 | 2015-11-19
SB90245U | Active | SL | 19200. STREET LIGHTING MATERIALS | SLBPM/90/245/UGStreetlightPole,BPM | SB90245U | 2013-10-11 | 2015-11-19
SB90245UCI1 | Active | SL | 19200. STREET LIGHTING MATERIALS | SLBPM/90/245/UGCI1StreetlightPole,BPM | SB90245UCI1 | 2013-10-11 | 2015-11-19
SB90245UPC | Active | SL | 19200. STREET LIGHTING MATERIALS | SLBPM/90/245/UGPCStreetlightPoleBPM | SB90245UPC | 2014-02-14 | 2015-11-19
SB90245USS1 | Active | SL | 19200. STREET LIGHTING MATERIALS | SLBPM/90/245/UGSS1StreetlightPole,BPM | SB90245USS1 | 2013-10-11 | 2015-11-19
SB90H0I15 | Active | SL | 19200. STREET LIGHTING MATERIALS | S/L Pole BPM 9m M-Hing Int 1.5m O/R | SB90H0I15 | 2023-10-10 | 2023-10-10
SB90H0I15CI | Active | SL | 19200. STREET LIGHTING MATERIALS | S/L Pole BPM 9m M-Hing Int 1.5m O/R CIS | SB90H0I15CI | 2023-10-10 | 2023-10-10
SB90H0I15PC | Active | SL | 19200. STREET LIGHTING MATERIALS | S/L Pole BPM 9m M-Hing Int 1.5m O/R P/Ct | SB90H0I15PC | 2023-10-10 | 2023-10-10
SC0005640 | Active | SL | 19200. STREET LIGHTING MATERIALS | POLE,PUBLIC LIGHTING STEEL GALV 8.5m | SC0005640 | 2010-08-16 | 2015-11-23
SC0005747 | Active | SL | 19200. STREET LIGHTING MATERIALS | OUTREACH ARM, DOUBLE,PUBLIC LGH 3M | SC0005747 | 2010-07-21 | 2015-11-23
SC0011324 | Active | SL | 19200. STREET LIGHTING MATERIALS | M50-125 Syl. Dish Cover | SC0011324 | 2010-07-21 | 2010-07-21
SC0011327 | Active | SL | 19200. STREET LIGHTING MATERIALS | M/S 150-250 Sq Syl Cover, Light Fixture | SC0011327 | 2010-07-21 | 2010-07-21
SC0011328 | Active | SL | 19200. STREET LIGHTING MATERIALS | M50w Bowl Cover, Light Fixture | SC0011328 | 2010-07-21 | 2010-07-21
SC0011609 | Active | SL | 19200. STREET LIGHTING MATERIALS | Bowl Cover Interal Baffle | SC0011609 | 2010-07-21 | 2010-07-21
SC0011610 | Active | SL | 19200. STREET LIGHTING MATERIALS | Adaptor, Pedestiran Crossing Mount | SC0011610 | 2010-07-21 | 2010-07-21
SC0012420 | Active | SL | 19200. STREET LIGHTING MATERIALS | CIRCUIT BREAKER 10AMP | SC0012420 | 2010-07-21 | 2010-07-21
SC0012423 | Active | SL | 19200. STREET LIGHTING MATERIALS | S150w Control Gear | SC0012423 | 2010-07-21 | 2010-07-21
SC0012424 | Active | SL | 19200. STREET LIGHTING MATERIALS | S250w Control Gear | SC0012424 | 2010-07-21 | 2010-07-21
SC0012425 | Active | SL | 19200. STREET LIGHTING MATERIALS | S400w Control Gear | SC0012425 | 2010-07-21 | 2010-07-21
SC0013122 | Active | SL | 19200. STREET LIGHTING MATERIALS | LAMP S150W GES LAMP | SC0013122 | 2010-07-16 | 2010-07-16
SC0013123 | Active | SL | 19200. STREET LIGHTING MATERIALS | LAMP S250W GES LAMP | SC0013123 | 2010-07-16 | 2010-07-16
SC0013124 | Active | SL | 19200. STREET LIGHTING MATERIALS | LAMP S400W GES LAMP | SC0013124 | 2010-07-16 | 2010-07-16
SC0013216 | Active | SL | 19200. STREET LIGHTING MATERIALS | 8.5M SBM S/L POLE | SC0013216 | 2010-07-21 | 2012-05-15
SC0013446 | Active | SL | 19200. STREET LIGHTING MATERIALS | COVER URBAN CUT-OFF MINOR ROAD | SC0013446 | 2010-07-16 | 2010-07-16
SC0013469 | Active | SL | 19200. STREET LIGHTING MATERIALS | LAMP S70W DIFF ES | SC0013469 | 2010-07-16 | 2015-11-23
SC0013471 | Active | SL | 19200. STREET LIGHTING MATERIALS | LAMP S100W CLEAR GES | SC0013471 | 2010-07-16 | 2015-11-23
SC0013477 | Active | SL | 19200. STREET LIGHTING MATERIALS | COVER TYPE5 POST TOP | SC0013477 | 2010-07-16 | 2015-11-23
SC0013480 | Active | SL | 19200. STREET LIGHTING MATERIALS | COVER,LIGHT FIXTURE,DISHED,CLEAR;OPTISPA | SC0013480 | 2010-07-16 | 2015-11-23
SC0013484 | Active | SL | 19200. STREET LIGHTING MATERIALS | COVER,LIGHT FIXTURE,FLAT,CLEAR;OPTISPAN | SC0013484 | 2010-07-16 | 2015-11-23
SC0013485 | Active | SL | 19200. STREET LIGHTING MATERIALS | COVER,LIGHT FIXTURE,FLAT,CLEAR;ROADSTER | SC0013485 | 2010-07-16 | 2015-11-23
SC0013594 | Active | SL | 19200. STREET LIGHTING MATERIALS | NARROW FLOODLIGHT PED CROSSING | SC0013594 | 2010-07-16 | 2015-11-23
SC0013595 | Active | SL | 19200. STREET LIGHTING MATERIALS | WIDE FLOODLIGHT PED CROSSING | SC0013595 | 2010-07-16 | 2015-11-23
SC0013967 | Active | SL | 19200. STREET LIGHTING MATERIALS | WATCHMAN SECUIRTY ASSEMBLY | SC0013967 | 2010-07-16 | 2015-11-23
SC0013968 | Active | SL | 19200. STREET LIGHTING MATERIALS | WATCHGUARD | SC0013968 | 2010-07-16 | 2010-07-16
SC0014108 | Active | SL | 19200. STREET LIGHTING MATERIALS | 4 Bolt Assembly Foundation | SC0014108 | 2010-07-21 | 2010-07-21
SC0014757 | Active | SL | 19200. STREET LIGHTING MATERIALS | INSULATOR,STANDOFF PORCELAIN TIE TOP | SC0014757 | 2010-07-16 | 2010-07-16
SC0014770 | Active | SL | 19200. STREET LIGHTING MATERIALS | 4.5M BPM Pole (Black) | SC0014770 | 2010-07-16 | 2015-11-23
SC0014887 | Active | SL | 19200. STREET LIGHTING MATERIALS | WATCHMAN GLARE SHIELD | SC0014887 | 2010-07-15 | 2015-11-23
SC0015325 | Active | SL | 19200. STREET LIGHTING MATERIALS | BLANKING PLUG,for major rd luminaire | SC0015325 | 2010-09-06 | 2012-04-04
SC0015353 | Active | SL | 19200. STREET LIGHTING MATERIALS | BOLTS FOR SLIP BASE;M36,STEEL GDE 8.8 | SC0015353 | 2010-07-21 | 2012-04-04
SC0015354 | Active | SL | 19200. STREET LIGHTING MATERIALS | SHEAR WASHER SLIP BASE | SC0015354 | 2010-07-21 | 2010-07-21
SC0015530 | Active | SL | 19200. STREET LIGHTING MATERIALS | 4.5M GREEN ESTATE POLE | SC0015530 | 2010-07-21 | 2015-11-23
SC0015531 | Active | SL | 19200. STREET LIGHTING MATERIALS | Nostalgia Spigot Adaptor | SC0015531 | 2010-07-15 | 2015-11-23
SC0015534 | Active | SL | 19200. STREET LIGHTING MATERIALS | BRACKET NOSTALGIA GREEN | SC0015534 | 2010-07-15 | 2015-11-23
SC0015819 | Active | SL | 19200. STREET LIGHTING MATERIALS | POLE NUMBER - #0 BLACK ON WHITE VINYL | SC0015819 | 2010-07-21 | 2010-07-21
SC0015820 | Active | SL | 19200. STREET LIGHTING MATERIALS | POLE NUMBER - #1 BLACK ON WHITE VINYL | SC0015820 | 2010-07-21 | 2010-07-21
SC0015821 | Active | SL | 19200. STREET LIGHTING MATERIALS | POLE NUMBER - #2 BLACK ON WHITE VINYL | SC0015821 | 2010-07-21 | 2010-07-21
SC0015822 | Active | SL | 19200. STREET LIGHTING MATERIALS | POLE NUMBER - #3 BLACK ON WHITE VINYL | SC0015822 | 2010-07-21 | 2010-07-21
SC0015823 | Active | SL | 19200. STREET LIGHTING MATERIALS | POLE NUMBER - #4 BLACK ON WHITE VINYL | SC0015823 | 2010-07-21 | 2010-07-21
SC0015824 | Active | SL | 19200. STREET LIGHTING MATERIALS | POLE NUMBER - #5 BLACK ON WHITE VINYL | SC0015824 | 2010-07-21 | 2010-07-21
SC0015825 | Active | SL | 19200. STREET LIGHTING MATERIALS | POLE NUMBER - #6 BLACK ON WHITE VINYL | SC0015825 | 2010-07-21 | 2011-04-05
SC0015826 | Active | SL | 19200. STREET LIGHTING MATERIALS | POLE NUMBER - #7 BLACK ON WHITE VINYL | SC0015826 | 2010-07-21 | 2010-07-21
SC0015827 | Active | SL | 19200. STREET LIGHTING MATERIALS | POLE NUMBER - #8 BLACK ON WHITE VINYL | SC0015827 | 2010-07-21 | 2010-07-21
SC0015829 | Active | SL | 19200. STREET LIGHTING MATERIALS | POLE NUMBER - LETTER P | SC0015829 | 2019-11-01 | 2019-11-01
SC0016276 | Active | SL | 19200. STREET LIGHTING MATERIALS | GUARD,LAMP WATCHMAN PROTECTOR GRILL | SC0016276 | 2010-07-14 | 2010-07-14
SC0016419 | Active | SL | 19200. STREET LIGHTING MATERIALS | FIXTURE,LIGHTING M80W POST TOP | SC0016419 | 2010-07-15 | 2010-07-15
SC0016427 | Active | SL | 19200. STREET LIGHTING MATERIALS | POLE,PUBLIC LIGHTING;M80W POST TOP | SC0016427 | 2010-08-12 | 2012-05-15
SC0016580 | Active | SL | 19200. STREET LIGHTING MATERIALS | BRACKET,SL;4.5m O/reach Stays Type A | SC0016580 | 2010-07-14 | 2015-11-23
SC0016581 | Active | SL | 19200. STREET LIGHTING MATERIALS | BRACKET,SL; 4.5m O/reach Stays Type B | SC0016581 | 2010-07-14 | 2015-11-23
SC0016582 | Active | SL | 19200. STREET LIGHTING MATERIALS | BRACKET,SL;4.5m O/reach Stays Type C | SC0016582 | 2010-07-14 | 2015-11-23
SC0017638 | Active | SL | 19200. STREET LIGHTING MATERIALS | UNDERBRIDGE MOUNTING BRACKET | SC0017638 | 2010-09-07 | 2010-09-07
SC0017876 | Active | SL | 19200. STREET LIGHTING MATERIALS | LIGHT FIXTURE NOSTALGIA LANTERN GREEN | SC0017876 | 2010-11-29 | 2015-11-23
SC0018050 | Active | SL | 19200. STREET LIGHTING MATERIALS | GLARE,SHIELD MINOR ROAD | SC0018050 | 2010-07-14 | 2015-11-23
SC0018070 | Active | SL | 19200. STREET LIGHTING MATERIALS | ADAPTOR, MAJOR TO MINOR SL BRACKET | SC0018070 | 2010-07-14 | 2015-11-23
SC0019847 | Active | SL | 19200. STREET LIGHTING MATERIALS | POLE;5.0 STEEL (0.5m INTEGRAL) RIGHT | SC0019847 | 2010-09-07 | 2012-05-15
SC0020262 | Active | SL | 19200. STREET LIGHTING MATERIALS | POLE 5.0 STEEL (0.5m INTEGRAL) - lowers | SC0020262 | 2010-08-27 | 2012-05-15
SC0021224 | Active | SL | 19200. STREET LIGHTING MATERIALS | 32watt CFL Sylvania "Suburban" SCO | SC0021224 | 2012-12-31 | 2015-11-23
SC0021227 | Active | SL | 19200. STREET LIGHTING MATERIALS | 2x24watt T5 Peirlite "Green Street" | SC0021227 | 2012-12-31 | 2015-11-23
SC0022395 | Active | SL | 19200. STREET LIGHTING MATERIALS | POLE;5.0 STEEL 0.5m Outreach Black | SC0022395 | 2013-03-14 | 2013-03-14
SC0022396 | Active | SL | 19200. STREET LIGHTING MATERIALS | POLE;5.0 STEEL 0.5m Outreach Blue Grey | SC0022396 | 2013-03-14 | 2013-03-14
SC0022397 | Active | SL | 19200. STREET LIGHTING MATERIALS | POLE;5.0 STEEL 0.5m Outreach Green | SC0022397 | 2013-03-14 | 2013-03-14
SC0022398 | Active | SL | 19200. STREET LIGHTING MATERIALS | POLE;5.0 STEEL 0.5m Outreach Galvanised | SC0022398 | 2013-03-14 | 2013-03-14
SC0022685 | Active | SL | 19200. STREET LIGHTING MATERIALS | 32watt CFL Sylvania "Urban" Aeroscreen | SC0022685 | 2012-12-31 | 2015-11-23
SC0023152 | Active | SL | 19200. STREET LIGHTING MATERIALS | 32W CFL "Nostagia Type 2" Blue/Grey | SC0023152 | 2013-02-15 | 2015-11-23
SC0023154 | Active | SL | 19200. STREET LIGHTING MATERIALS | 32W CFL "Nostagia Type 1" Black | SC0023154 | 2013-02-15 | 2015-11-23
SC0023156 | Active | SL | 19200. STREET LIGHTING MATERIALS | 32W CFL Sylvania "Nostagia Type 2" Green | SC0023156 | 2013-02-15 | 2015-11-23
SC0023157 | Active | SL | 19200. STREET LIGHTING MATERIALS | 32W CFL "Nostagia Type 1" Blue/Grey | SC0023157 | 2013-02-18 | 2015-11-23
SC0023336 | Active | SL | 19200. STREET LIGHTING MATERIALS | Streetlight Foundation extenstion M24 | SC0023336 | 2019-11-01 | 2019-11-08
SC0023337 | Active | SL | 19200. STREET LIGHTING MATERIALS | Streetlight Foundation extenstion M20 | SC0023337 | 2019-11-08 | 2019-11-08
SC0023361 | Active | SL | 19200. STREET LIGHTING MATERIALS | MINOR ROAD S/L ADAPTOR 3 to 4 BOLT | SC0023361 | 2015-03-27 | 2015-11-23
SC0104246 | Active | SL | 19200. STREET LIGHTING MATERIALS | M/S 150-250 Sq Syl Cover, Light Fixture | SC0104246 | 2019-01-09 | 2019-01-09
SC17119D | Active | SL | 19200. STREET LIGHTING MATERIALS | 0.6/1KV 6 SQMM HARD DRAWN CU CONDUCTOR | SC17119D | 2009-12-01 | 2009-12-01
SC1ABC | Active | SL | 19200. STREET LIGHTING MATERIALS | SL Watchman to CP 1 Outreach, ABC Mains | SC1ABC | 2019-05-01 | 2019-05-01
SC1AL | Active | SL | 19200. STREET LIGHTING MATERIALS | SL Watchman to CP 1 Outreach, Al Mains | SC1AL | 2019-05-01 | 2025-12-08
SC1CU | Active | SL | 19200. STREET LIGHTING MATERIALS | SL Watchman to CP 1 Outreach, Cu Mains | SC1CU | 2019-05-01 | 2025-12-08
SC1SER | Active | SL | 19200. STREET LIGHTING MATERIALS | SL Watchman to CP 1 Outreach, Service | SC1SER | 2019-05-01 | 2019-05-01
SC1UG | Active | SL | 19200. STREET LIGHTING MATERIALS | SL Watchman to CP 1 Outreach, UG | SC1UG | 2019-05-01 | 2019-05-01
SC2406768 | Active | SL | 19200. STREET LIGHTING MATERIALS | M50-125 Syl. Dish Cover | SC2406768 | 2019-01-09 | 2019-01-09
SET1004 | Active | SL | 19200. STREET LIGHTING MATERIALS | READY MIX CONCRETE 1CM ALL S/L COLUMNS | SET1004 | 1992-03-10 | 2025-07-03
SET15658 | Active | SL | 19200. STREET LIGHTING MATERIALS | DRY MIX CONCRETE (20KG) BAG | SET15658 | 1991-10-31 | 1991-10-31
SET16433 | Active | SL | 19200. STREET LIGHTING MATERIALS | BOX ELECT. ENC.C/W MCB (MATERIALS ONLY) | SET16433 | 1997-02-03 | 1997-02-03
SET16747 | Active | SL | 19200. STREET LIGHTING MATERIALS | CABLE O/H 10SQMM XLPE/M(STORES ONLY) | SET16747 | 1995-07-27 | 2003-04-01
SET16917 | Active | SL | 19200. STREET LIGHTING MATERIALS | BOX ELECT. ENC.C/W MCB (MATERIALS ONLY) | SET16917 | 1997-02-03 | 2007-12-05
SET17119 | Active | SL | 19200. STREET LIGHTING MATERIALS | CABLE O/H 6SQMM XLPE/M(STORES ONLY) | SET17119 | 1998-01-13 | 1998-01-13
SET601 | Active | SL | 19200. STREET LIGHTING MATERIALS | SUNDRY MATERIAL LIST:MINOR RD BKT FUSE | SET601 | 1995-12-27 | 2015-01-08
SET7221 | Active | SL | 19200. STREET LIGHTING MATERIALS | CONNECTION-3MX10MMXLPE(LVABC MATERIALS) | SET7221 | 1996-02-13 | 2005-04-11
SET826 | Active | SL | 19200. STREET LIGHTING MATERIALS | STREET LIGHT BOX AND CONTACTOR | SET826 | 1990-05-29 | 1990-05-29
SET900 | Active | SL | 19200. STREET LIGHTING MATERIALS | 3.0M MINOR RD BRACKET. | SET900 | 1993-04-08 | 2015-11-23
SGSPH1 | Active | SL | 19200. STREET LIGHTING MATERIALS | St/Lt Glare Shield Philips BRP391 | SGSPH1 | 2023-05-30 | 2023-05-30
SGSPH2 | Active | SL | 19200. STREET LIGHTING MATERIALS | St/Lt Glare Shield Philips BRP392 | SGSPH2 | 2023-05-30 | 2023-05-30
SGSPH3 | Active | SL | 19200. STREET LIGHTING MATERIALS | St/Lt Glare Shield Philips BRP393 | SGSPH3 | 2023-05-30 | 2023-05-30
SGSPH8 | Active | SL | 19200. STREET LIGHTING MATERIALS | St/Lt Glare Shield Philips BVP431 | SGSPH8 | 2023-05-30 | 2023-05-30
SGSPH9 | Active | SL | 19200. STREET LIGHTING MATERIALS | St/Lt Glare Shield Philips BVP432 | SGSPH9 | 2023-05-30 | 2023-05-30
SGSSY10 | Active | SL | 19200. STREET LIGHTING MATERIALS | St/Lt Glare Shield Syl-Sch StLED2/3Front | SGSSY10 | 2024-04-05 | 2024-04-05
SGSSY4 | Active | SL | 19200. STREET LIGHTING MATERIALS | St/Lt Glare Shield Syl-Sch StLED3 Louver | SGSSY4 | 2023-05-30 | 2023-05-30
SGSSY5 | Active | SL | 19200. STREET LIGHTING MATERIALS | St/Lt Glare Shield Syl-Sch StLED3 360deg | SGSSY5 | 2023-05-30 | 2023-05-30
SGSSY6 | Active | SL | 19200. STREET LIGHTING MATERIALS | St/Lt Glare Shield Syl-Sch StLED3 Rear | SGSSY6 | 2023-05-30 | 2023-05-30
SGSSY7 | Active | SL | 19200. STREET LIGHTING MATERIALS | S/Lt Glare Shield Syl-Sch StLED3 Pathway | SGSSY7 | 2023-05-30 | 2023-05-30
SH105115U | Active | SL | 19200. STREET LIGHTING MATERIALS | SLHinged105/UGStreetlightPole,BPM | SH105115U | 2017-06-22 | 2017-06-22
SH1202HMUPC | Active | SL | 19200. STREET LIGHTING MATERIALS | SLHingedHM120/UGStreetlightPole,BPMpc | SH1202HMUPC | 2015-06-10 | 2015-06-10
SH1203HMUCI1 | Active | SL | 19200. STREET LIGHTING MATERIALS | SLHingedHM120/UGStreetlightPole,BPMCI | SH1203HMUCI1 | 2018-02-23 | 2018-02-23
SH1503HMUCI1 | Active | SL | 19200. STREET LIGHTING MATERIALS | SLHingedHM150/UGStreetlightPole,BPMCI | SH1503HMUCI1 | 2017-06-16 | 2017-06-16
SH90115U | Active | SL | 19200. STREET LIGHTING MATERIALS | SLHinged90/UGStreetlightPole,BPM | SH90115U | 2017-06-22 | 2017-06-22
SL14770KN | Active | SL | 19200. STREET LIGHTING MATERIALS | PO DECOR BPM 4.5M,ESTATE,BL,KNOWN | SL14770KN | 2012-11-28 | 2015-11-19
SL14770UK | Active | SL | 19200. STREET LIGHTING MATERIALS | PO DECOR BPM 4.5M,ESTATE,BL,UNKNOWN | SL14770UK | 2012-11-27 | 2015-11-19
SL15530KN | Active | SL | 19200. STREET LIGHTING MATERIALS | POLE DECOR BPM 4.5M(ESTATE) GRN KNOWN | SL15530KN | 2012-11-28 | 2015-11-19
SL15530UK | Active | SL | 19200. STREET LIGHTING MATERIALS | POLE DECOR BPM 4.5M(ESTATE) GRN UNKNOWN | SL15530UK | 2012-11-28 | 2015-11-19
SL16427KN | Active | SL | 19200. STREET LIGHTING MATERIALS | PO DECOR BPM 4.5M(ESTATE) NAVY/BL KNOWN | SL16427KN | 2012-11-28 | 2015-11-19
SL16427UK | Active | SL | 19200. STREET LIGHTING MATERIALS | PO DECOR BPM 4.5M(ESTATE) NAVY/BL UNKNOW | SL16427UK | 2012-11-28 | 2015-11-19
SL5635KN | Active | SL | 19200. STREET LIGHTING MATERIALS | POLE MINOR RD STEEL BPM 5.5M KNOWN | SL5635KN | 2012-11-28 | 2015-11-19
SL5635UK | Active | SL | 19200. STREET LIGHTING MATERIALS | POLE MINOR RD STEEL BPM 5.5M UNKNOWN | SL5635UK | 2012-11-28 | 2015-11-19
SLCONBOX3 | Active | SL | 19200. STREET LIGHTING MATERIALS | STREET LIGHT CONTACTOR BOX 3 PHASE | SLCONBOX3 | 2001-01-10 | 2025-07-10
SLEDAD1376A2 | Active | SL | 19200. STREET LIGHTING MATERIALS | Advance lighting 137W 2K LED FOR TURTLES | SLEDAD1376A2 | 2018-06-25 | 2018-06-25
SLEDC1ABC | Active | SL | 19200. STREET LIGHTING MATERIALS | SL LED Watchman to CP 1 OR, ABC Mains | SLEDC1ABC | 2019-05-01 | 2019-05-01
SLEDC1AL | Active | SL | 19200. STREET LIGHTING MATERIALS | SL LED Watchman to CP 1 OR, Al Mains | SLEDC1AL | 2019-05-01 | 2025-12-08
SLEDC1CU | Active | SL | 19200. STREET LIGHTING MATERIALS | SL LED Watchman to CP 1 OR, Cu Mains | SLEDC1CU | 2019-05-01 | 2025-12-08
SLEDC1SER | Active | SL | 19200. STREET LIGHTING MATERIALS | SL LED Watchman to CP 1 OR, Service | SLEDC1SER | 2019-05-01 | 2019-05-01
SLEDC1UG | Active | SL | 19200. STREET LIGHTING MATERIALS | SL LED Watchman to CP 1 OR, UG | SLEDC1UG | 2019-05-01 | 2019-05-01
SLEDGE0174N | Active | SL | 19200. STREET LIGHTING MATERIALS | GE Evolve LED P4P5 17W L17 | SLEDGE0174N | 2022-11-21 | 2022-11-21
SLEDGE0211N | Active | SL | 19200. STREET LIGHTING MATERIALS | CLS GE 21W LED Lamp | SLEDGE0211N | 2021-08-17 | 2021-08-17
SLEDGE0211N3 | Active | SL | 19200. STREET LIGHTING MATERIALS | CLS GE 21W LED Lamp 3K | SLEDGE0211N3 | 2021-08-17 | 2021-08-17
SLEDGE0250N | Active | SL | 19200. STREET LIGHTING MATERIALS | GE Evolve P4P5 25W LED | SLEDGE0250N | 2017-04-05 | 2017-04-06
SLEDGE0359N | Active | SL | 19200. STREET LIGHTING MATERIALS | LSS GE 35W LED Lamp | SLEDGE0359N | 2021-03-09 | 2021-08-17
SLEDGE0359N3 | Active | SL | 19200. STREET LIGHTING MATERIALS | LSS GE 35W LED Lamp 3K | SLEDGE0359N3 | 2021-03-11 | 2021-08-17
SLEDGE0398A | Active | SL | 19200. STREET LIGHTING MATERIALS | LED Aeroscreen GE Evolve Leopard 40W L40 | SLEDGE0398A | 2022-05-19 | 2022-05-19
SLEDGE0675N | Active | SL | 19200. STREET LIGHTING MATERIALS | GE Scalable Wall Pack 67W | SLEDGE0675N | 2020-01-14 | 2020-01-14
SLEDGE0942A | Active | SL | 19200. STREET LIGHTING MATERIALS | GE Evolve Leopard 95W LED Aero | SLEDGE0942A | 2025-02-20 | 2025-02-20
SLEDGE1358A | Active | SL | 19200. STREET LIGHTING MATERIALS | GE Evolve Leopard 137W LED Aero | SLEDGE1358A | 2025-02-20 | 2025-02-20
SLEDGE1552A | Active | SL | 19200. STREET LIGHTING MATERIALS | GE Evolve Leopard 155W LED Aero | SLEDGE1552A | 2025-02-20 | 2025-02-20
SLEDGE2356A | Active | SL | 19200. STREET LIGHTING MATERIALS | GE Evolve Leopard 233W LED Aero | SLEDGE2356A | 2025-02-20 | 2025-02-20
SLEDGL0167A | Active | SL | 19200. STREET LIGHTING MATERIALS | Sylvania 17W StreetLED MkIII Aeroscreen | SLEDGL0167A | 2019-03-28 | 2019-03-28
SLEDGL0167A3 | Active | SL | 19200. STREET LIGHTING MATERIALS | Sylvania 17W StreetLED MkIII 3K Aero | SLEDGL0167A3 | 2019-06-26 | 2019-06-26
SLEDGL0167N | Active | SL | 19200. STREET LIGHTING MATERIALS | Sylvania 17W StreetLED MkIII Normal | SLEDGL0167N | 2019-03-28 | 2019-03-28
SLEDGL0167N3 | Active | SL | 19200. STREET LIGHTING MATERIALS | Sylvania 17W StreetLED MkIII 3K Normal | SLEDGL0167N3 | 2019-06-26 | 2019-06-26
SLEDGL0170A | Active | SL | 19200. STREET LIGHTING MATERIALS | Sylvania ECO 14 LED Aeroscreen | SLEDGL0170A | 2017-04-05 | 2017-04-06
SLEDGL0170N | Active | SL | 19200. STREET LIGHTING MATERIALS | Sylvania ECO 14 LED | SLEDGL0170N | 2017-04-05 | 2017-04-06
SLEDGL01711 | Active | SL | 19200. STREET LIGHTING MATERIALS | Sylvania L17 LED Nostalgia T1 Green | SLEDGL01711 | 2017-06-29 | 2017-06-29
SLEDGL01712 | Active | SL | 19200. STREET LIGHTING MATERIALS | Sylvania L17 LED Nostalgia T1 Black | SLEDGL01712 | 2017-06-29 | 2017-06-29
SLEDGL01713 | Active | SL | 19200. STREET LIGHTING MATERIALS | Sylvania L17 LED Nostalgia T1 Blue/Grey | SLEDGL01713 | 2017-06-29 | 2017-06-29
SLEDGL01714 | Active | SL | 19200. STREET LIGHTING MATERIALS | Sylvania L17 LED Nostalgia T2 Green | SLEDGL01714 | 2017-06-29 | 2017-06-29
SLEDGL01715 | Active | SL | 19200. STREET LIGHTING MATERIALS | Sylvania L17 LED Nostalgia T2 Black | SLEDGL01715 | 2017-06-29 | 2017-06-29
SLEDGL01716 | Active | SL | 19200. STREET LIGHTING MATERIALS | Sylvania L17 LED Nostalgia T2 Blue/Grey | SLEDGL01716 | 2017-06-29 | 2017-06-29
SLEDGL01717 | Active | SL | 19200. STREET LIGHTING MATERIALS | Sylvania L17 Nostalgia Green (No Bracket | SLEDGL01717 | 2021-05-19 | 2021-05-19
SLEDGL01718 | Active | SL | 19200. STREET LIGHTING MATERIALS | Sylvania L17 Nostalgia Black (No Bracket | SLEDGL01718 | 2021-05-19 | 2021-05-19
SLEDGL01719 | Active | SL | 19200. STREET LIGHTING MATERIALS | Sylvania L17 Nostalgia Blue/Grey (No Bra | SLEDGL01719 | 2021-05-19 | 2021-05-19
SLEDGL0209N | Active | SL | 19200. STREET LIGHTING MATERIALS | Gerard Lighting Sylvania Modular LED 21W | SLEDGL0209N | 2020-05-27 | 2020-05-27
SLEDGL0231A2 | Active | SL | 19200. STREET LIGHTING MATERIALS | Sylvania StreetLED 3 25W 2200K Aero | SLEDGL0231A2 | 2020-07-17 | 2020-07-17
SLEDGL0231N2 | Active | SL | 19200. STREET LIGHTING MATERIALS | Sylvania StreetLED 3 25W 2200K | SLEDGL0231N2 | 2020-07-17 | 2020-07-17
SLEDGL0244A | Active | SL | 19200. STREET LIGHTING MATERIALS | Sylvania 24W StreetLED MkIII Aeroscreen | SLEDGL0244A | 2019-03-28 | 2019-03-28
SLEDGL02501 | Active | SL | 19200. STREET LIGHTING MATERIALS | Sylvania L25 LED Nostalgia T1 Green | SLEDGL02501 | 2017-06-29 | 2017-06-29
SLEDGL02502 | Active | SL | 19200. STREET LIGHTING MATERIALS | Sylvania L25 LED Nostalgia T1 Black | SLEDGL02502 | 2017-06-29 | 2017-06-29
SLEDGL02503 | Active | SL | 19200. STREET LIGHTING MATERIALS | Sylvania L25 LED Nostalgia T1 Blue/Grey | SLEDGL02503 | 2017-06-29 | 2017-06-29
SLEDGL02504 | Active | SL | 19200. STREET LIGHTING MATERIALS | Sylvania L25 LED Nostalgia T2 Green | SLEDGL02504 | 2017-06-29 | 2017-06-29
SLEDGL02505 | Active | SL | 19200. STREET LIGHTING MATERIALS | Sylvania L25 LED Nostalgia T2 Black | SLEDGL02505 | 2017-06-29 | 2017-06-29
SLEDGL02506 | Active | SL | 19200. STREET LIGHTING MATERIALS | Sylvania L25 LED Nostalgia T2 Blue/Grey | SLEDGL02506 | 2017-06-29 | 2017-06-29
SLEDGL02507 | Active | SL | 19200. STREET LIGHTING MATERIALS | Sylvania L25 Nostalgia Green (No Bracket | SLEDGL02507 | 2021-05-19 | 2021-05-19
SLEDGL02508 | Active | SL | 19200. STREET LIGHTING MATERIALS | Sylvania L25 Nostalgia Black (No Bracket | SLEDGL02508 | 2021-05-19 | 2021-05-19
SLEDGL02509 | Active | SL | 19200. STREET LIGHTING MATERIALS | Sylvania L25 Nostalgia Blue/Grey (No Bra | SLEDGL02509 | 2021-05-19 | 2021-05-19
SLEDGL02981 | Active | SL | 19200. STREET LIGHTING MATERIALS | Sylvania L30 LED Nostalgia T1 Green | SLEDGL02981 | 2017-06-29 | 2021-04-14
SLEDGL02982 | Active | SL | 19200. STREET LIGHTING MATERIALS | Sylvania L30 LED Nostalgia T1 Black | SLEDGL02982 | 2017-06-29 | 2021-04-14
SLEDGL02983 | Active | SL | 19200. STREET LIGHTING MATERIALS | Sylvania L30 LED Nostalgia T1 Blue/Grey | SLEDGL02983 | 2017-06-29 | 2021-04-14
SLEDGL02984 | Active | SL | 19200. STREET LIGHTING MATERIALS | Sylvania L30 LED Nostalgia T2 Green | SLEDGL02984 | 2017-06-29 | 2021-04-14
SLEDGL02985 | Active | SL | 19200. STREET LIGHTING MATERIALS | Sylvania L30 LED Nostalgia T2 Black | SLEDGL02985 | 2017-06-29 | 2021-04-14
SLEDGL02986 | Active | SL | 19200. STREET LIGHTING MATERIALS | Sylvania L30 LED Nostalgia T2 Blue/Grey | SLEDGL02986 | 2017-06-29 | 2021-04-14
SLEDGL02987 | Active | SL | 19200. STREET LIGHTING MATERIALS | Sylvania L30 Nostalgia Green (No Bracket | SLEDGL02987 | 2021-05-19 | 2021-05-19
SLEDGL02988 | Active | SL | 19200. STREET LIGHTING MATERIALS | Sylvania L30 Nostalgia Black (No Bracket | SLEDGL02988 | 2021-05-19 | 2021-05-19
SLEDGL02989 | Active | SL | 19200. STREET LIGHTING MATERIALS | Sylvania L30 Nostalgia Blue/Grey (No Bra | SLEDGL02989 | 2021-05-19 | 2021-05-19
SLEDGL0325A | Active | SL | 19200. STREET LIGHTING MATERIALS | GL StreetLED Mk II 33W (L33) Aeroscreen | SLEDGL0325A | 2019-05-24 | 2019-06-19
SLEDGL0325A3 | Active | SL | 19200. STREET LIGHTING MATERIALS | GL StreetLED Mk II 33W (L33) 3K Aero | SLEDGL0325A3 | 2019-06-26 | 2019-06-26
SLEDGL0325N | Active | SL | 19200. STREET LIGHTING MATERIALS | GL StreetLED Mk II 33W (L33) Normal | SLEDGL0325N | 2019-05-24 | 2019-05-24
SLEDGL0420A | Active | SL | 19200. STREET LIGHTING MATERIALS | Gerard Lighting Sylvania StreetLED 37W A | SLEDGL0420A | 2019-05-27 | 2019-05-27
SLEDGL1004H | Active | SL | 19200. STREET LIGHTING MATERIALS | Gerard Lighting Sylvania RoadLED 100W | SLEDGL1004H | 2018-06-26 | 2018-06-26
SLEDGL1749H | Active | SL | 19200. STREET LIGHTING MATERIALS | Gerard Lighting Sylvania RoadLED 175W | SLEDGL1749H | 2018-06-26 | 2018-06-26
SLEDGL3096H | Active | SL | 19200. STREET LIGHTING MATERIALS | Gerard Lighting Sylvania RoadLED 300W | SLEDGL3096H | 2018-06-26 | 2018-06-26
SLEDHA0348D | Active | SL | 19200. STREET LIGHTING MATERIALS | Hamilton Lighting AUS XHYP3 360 LED | SLEDHA0348D | 2021-11-05 | 2022-12-06
SLEDIL0235N | Active | SL | 19200. STREET LIGHTING MATERIALS | Intern. Lighting iGuzzini Street EH77 LE | SLEDIL0235N | 2020-10-16 | 2020-10-16
SLEDOR0469N | Active | SL | 19200. STREET LIGHTING MATERIALS | OrangeTek IGNIS 1 36LED 46W | SLEDOR0469N | 2021-02-03 | 2021-02-03
SLEDP1SER | Active | SL | 19200. STREET LIGHTING MATERIALS | SL LED Watchman Private Pole 1 OR, Srvc | SLEDP1SER | 2022-11-21 | 2022-11-21
SLEDPE0418A | Active | SL | 19200. STREET LIGHTING MATERIALS | Pecan Lighting NXT36S 350 LED Aero | SLEDPE0418A | 2021-07-15 | 2021-07-15
SLEDPE0418N | Active | SL | 19200. STREET LIGHTING MATERIALS | Pecan Lighting NXT36S 350 LED | SLEDPE0418N | 2021-07-15 | 2021-07-15
SLEDPH0106A | Active | SL | 19200. STREET LIGHTING MATERIALS | Philips RoadFlair LED Aero 10W L10 | SLEDPH0106A | 2022-11-21 | 2022-11-21
SLEDPH0106A3 | Active | SL | 19200. STREET LIGHTING MATERIALS | Philips RoadFlair LED Aero 10W L10 3K | SLEDPH0106A3 | 2022-11-21 | 2022-11-21
SLEDPH0166A | Active | SL | 19200. STREET LIGHTING MATERIALS | Philips RoadFlair LED Aero 16W L16 | SLEDPH0166A | 2022-11-21 | 2022-11-21
SLEDPH0166A3 | Active | SL | 19200. STREET LIGHTING MATERIALS | Philips RoadFlair LED Aero 16W L16 3K | SLEDPH0166A3 | 2022-11-21 | 2022-11-21
SLEDPH0257A | Active | SL | 19200. STREET LIGHTING MATERIALS | Philips RoadFlair LED Aero 25W L25 | SLEDPH0257A | 2022-11-21 | 2022-11-21
SLEDPH0257A3 | Active | SL | 19200. STREET LIGHTING MATERIALS | Philips RoadFlair LED Aero 25W L25 3K | SLEDPH0257A3 | 2022-11-21 | 2022-11-21
SLEDPH0395A | Active | SL | 19200. STREET LIGHTING MATERIALS | LED Aero Philips RdFlair 37W L37A 4K | SLEDPH0395A | 2023-01-24 | 2023-01-24
SLEDPH0406A3 | Active | SL | 19200. STREET LIGHTING MATERIALS | LED Aero Philips RdFlair 38W L38A 3K | SLEDPH0406A3 | 2023-01-24 | 2023-01-24
SLEDPH0509A | Active | SL | 19200. STREET LIGHTING MATERIALS | Philips RoadFlair BRP391 LED60 50 W | SLEDPH0509A | 2018-04-16 | 2020-07-21
SLEDPH0509A3 | Active | SL | 19200. STREET LIGHTING MATERIALS | Philips RoadFlair BRP391 LED60 50W3000K | SLEDPH0509A3 | 2020-07-21 | 2020-07-21
SLEDPH0509N | Active | SL | 19200. STREET LIGHTING MATERIALS | Philips RoadFlair BRP391 LED60 50 W | SLEDPH0509N | 2019-10-14 | 2019-10-14
SLEDPH0622A | Active | SL | 19200. STREET LIGHTING MATERIALS | LED Aero Philips RdFlair 60W L60A 4K | SLEDPH0622A | 2023-01-24 | 2023-01-24
SLEDPH0636A3 | Active | SL | 19200. STREET LIGHTING MATERIALS | LED Aero Philips RdFlair 61W L61A 3K | SLEDPH0636A3 | 2023-01-24 | 2023-01-24
SLEDPH0693S | Active | SL | 19200. STREET LIGHTING MATERIALS | Philips Tango G4 LED Flood 70W 4K S B | SLEDPH0693S | 2022-05-10 | 2022-05-10
SLEDPH0702A | Active | SL | 19200. STREET LIGHTING MATERIALS | LED Aero Philips RdFlair 67W L67A 4K | SLEDPH0702A | 2023-01-24 | 2023-01-24
SLEDPH0726A3 | Active | SL | 19200. STREET LIGHTING MATERIALS | LED Aero Philips RdFlair 70W L70A 3K | SLEDPH0726A3 | 2023-01-24 | 2023-01-24
SLEDPH0808A | Active | SL | 19200. STREET LIGHTING MATERIALS | Philips RoadFlair BRP391 LED96 80 W | SLEDPH0808A | 2018-04-16 | 2020-07-21
SLEDPH0808A3 | Active | SL | 19200. STREET LIGHTING MATERIALS | Philips RoadFlair BRP391 LED96 80W3000K | SLEDPH0808A3 | 2020-07-21 | 2020-07-21
SLEDPH0808N | Active | SL | 19200. STREET LIGHTING MATERIALS | Philips Lighting BRP391 LED96 80W | SLEDPH0808N | 2019-10-14 | 2019-10-14
SLEDPH0912A | Active | SL | 19200. STREET LIGHTING MATERIALS | Philips RoadFlair BRP392 LED108 90 W | SLEDPH0912A | 2018-04-20 | 2020-07-21
SLEDPH0912A3 | Active | SL | 19200. STREET LIGHTING MATERIALS | Philips RoadFlair BRP932 LED108 90W3000K | SLEDPH0912A3 | 2020-07-21 | 2020-07-21
SLEDPH0912N | Active | SL | 19200. STREET LIGHTING MATERIALS | Philips Lighting BRP392 LED108 90W | SLEDPH0912N | 2019-10-14 | 2019-10-14
SLEDPH0985F | Active | SL | 19200. STREET LIGHTING MATERIALS | Philips Tango G4 LED Flood 100W 4K AS B | SLEDPH0985F | 2022-05-10 | 2022-09-30
SLEDPH0985S | Active | SL | 19200. STREET LIGHTING MATERIALS | Philips Tango G4 LED Flood 100W 4K S WB | SLEDPH0985S | 2022-05-10 | 2022-05-10
SLEDPH1164A3 | Active | SL | 19200. STREET LIGHTING MATERIALS | LED Aero Philips RdFlair 113W L113A 3K | SLEDPH1164A3 | 2023-01-24 | 2023-01-24
SLEDPH1212A | Active | SL | 19200. STREET LIGHTING MATERIALS | LED Aero Philips RdFlair 113W L113A 4K | SLEDPH1212A | 2023-01-24 | 2023-01-24
SLEDPH1392A | Active | SL | 19200. STREET LIGHTING MATERIALS | LED Aero Philips RdFlair 138W L138A 4K | SLEDPH1392A | 2023-01-24 | 2023-01-24
SLEDPH1453A3 | Active | SL | 19200. STREET LIGHTING MATERIALS | LED Aero Philips RdFlair 143W L143A 3K | SLEDPH1453A3 | 2023-01-24 | 2023-01-24
SLEDPH1716A | Active | SL | 19200. STREET LIGHTING MATERIALS | Philips RoadFlair BRP393 LED204 170 W | SLEDPH1716A | 2018-06-26 | 2020-07-21
SLEDPH1716A3 | Active | SL | 19200. STREET LIGHTING MATERIALS | PhilipsRoadFlair BRP393 170W 3000K | SLEDPH1716A3 | 2020-07-21 | 2020-07-21
SLEDPH1716N | Active | SL | 19200. STREET LIGHTING MATERIALS | Philips Lighting BRP393 170W | SLEDPH1716N | 2019-10-14 | 2019-10-14
SLEDPH1919F | Active | SL | 19200. STREET LIGHTING MATERIALS | Philips Tango G4 LED Flood 200W 4K AS B | SLEDPH1919F | 2022-05-10 | 2022-09-30
SLEDPH1919F3 | Active | SL | 19200. STREET LIGHTING MATERIALS | Philips Tango G4 LED Flood 200W 3K AS B | SLEDPH1919F3 | 2022-05-10 | 2022-09-30
SLEDPH1919S | Active | SL | 19200. STREET LIGHTING MATERIALS | Philips Tango G4 LED Flood 200W 4K S WB | SLEDPH1919S | 2022-05-10 | 2022-05-10
SLEDPH2075A | Active | SL | 19200. STREET LIGHTING MATERIALS | LED Aero Philips RdFlair 204W L204A 4K | SLEDPH2075A | 2023-01-24 | 2023-01-24
SLEDPH2141A3 | Active | SL | 19200. STREET LIGHTING MATERIALS | LED Aero Philips RdFlair 210W L210A 3K | SLEDPH2141A3 | 2023-01-24 | 2023-01-24
SLEDPH2220A | Active | SL | 19200. STREET LIGHTING MATERIALS | LED Aero Philips RdFlair 220W L220A 4K | SLEDPH2220A | 2023-01-24 | 2023-01-24
SLEDPH2261A3 | Active | SL | 19200. STREET LIGHTING MATERIALS | LED Aero Philips RdFlair 225W L225A 3K | SLEDPH2261A3 | 2024-12-18 | 2024-12-18
SLEDPH2356A | Active | SL | 19200. STREET LIGHTING MATERIALS | Philips RoadFlair BRP393 LED288 240 W | SLEDPH2356A | 2018-06-26 | 2020-07-21
SLEDPH2356A3 | Active | SL | 19200. STREET LIGHTING MATERIALS | Philips RoadFlair BRP393 240W 3000K | SLEDPH2356A3 | 2020-07-21 | 2020-07-21
SLEDPH2356N | Active | SL | 19200. STREET LIGHTING MATERIALS | Philips Lighting BRP393 240W | SLEDPH2356N | 2019-10-14 | 2019-10-14
SLEDPH2664A | Active | SL | 19200. STREET LIGHTING MATERIALS | Philips RoadFlair BRP394 LED324 270 W | SLEDPH2664A | 2018-06-26 | 2020-07-21
SLEDPH2664A3 | Active | SL | 19200. STREET LIGHTING MATERIALS | Philips RoadFlair BRP394 270W 3000K | SLEDPH2664A3 | 2020-07-21 | 2020-07-21
SLEDPH2664N | Active | SL | 19200. STREET LIGHTING MATERIALS | Philips Lighting BRP394 270W | SLEDPH2664N | 2019-10-14 | 2019-10-14
SLEDSY01371 | Active | SL | 19200. STREET LIGHTING MATERIALS | Sylvania LED Ave II 14W Type 1 Green | SLEDSY01371 | 2022-05-12 | 2022-05-12
SLEDSY013713 | Active | SL | 19200. STREET LIGHTING MATERIALS | LED Sylv Ave II 14W 3K Type 1 Green | SLEDSY013713 | 2023-01-24 | 2023-01-24
SLEDSY01372 | Active | SL | 19200. STREET LIGHTING MATERIALS | Sylvania LED Ave II 14W Type 1 Black | SLEDSY01372 | 2022-05-12 | 2022-05-12
SLEDSY013723 | Active | SL | 19200. STREET LIGHTING MATERIALS | LED Sylv Ave II 14W 3K Type 1 Black | SLEDSY013723 | 2023-01-24 | 2023-01-24
SLEDSY01373 | Active | SL | 19200. STREET LIGHTING MATERIALS | Sylvania LED Ave II 14W Type 1 Blue/Grey | SLEDSY01373 | 2022-05-12 | 2022-05-12
SLEDSY013733 | Active | SL | 19200. STREET LIGHTING MATERIALS | LED Sylv Ave II 14W 3K Type 1 Blue/Grey | SLEDSY013733 | 2023-01-24 | 2023-01-24
SLEDSY01374 | Active | SL | 19200. STREET LIGHTING MATERIALS | Sylvania LED Ave II 14W Type 2 Green | SLEDSY01374 | 2022-05-12 | 2022-05-12
SLEDSY013743 | Active | SL | 19200. STREET LIGHTING MATERIALS | LED Sylv Ave II 14W 3K Type 2 Green | SLEDSY013743 | 2023-01-24 | 2023-01-24
SLEDSY01375 | Active | SL | 19200. STREET LIGHTING MATERIALS | Sylvania LED Ave II 14W Type 2 Black | SLEDSY01375 | 2022-05-12 | 2022-05-12
SLEDSY013753 | Active | SL | 19200. STREET LIGHTING MATERIALS | LED Sylv Ave II 14W 3K Type 2 Black | SLEDSY013753 | 2023-01-24 | 2023-01-24
SLEDSY01376 | Active | SL | 19200. STREET LIGHTING MATERIALS | Sylvania LED Ave II 14W Type 2 Blue/Grey | SLEDSY01376 | 2022-05-12 | 2022-05-12
SLEDSY013763 | Active | SL | 19200. STREET LIGHTING MATERIALS | LED Sylv Ave II 14W 3K Type 2 Blue/Grey | SLEDSY013763 | 2023-01-24 | 2023-01-24
SLEDSY01377 | Active | SL | 19200. STREET LIGHTING MATERIALS | Sylvania LED Ave II 14W No Bkt Green | SLEDSY01377 | 2022-05-12 | 2022-05-12
SLEDSY013773 | Active | SL | 19200. STREET LIGHTING MATERIALS | LED Sylv Ave II 14W 3K No Bracket Green | SLEDSY013773 | 2023-01-24 | 2023-01-24
SLEDSY01378 | Active | SL | 19200. STREET LIGHTING MATERIALS | Sylvania LED Ave II 14W No Bkt Black | SLEDSY01378 | 2022-05-12 | 2022-05-12
SLEDSY013783 | Active | SL | 19200. STREET LIGHTING MATERIALS | LED Sylv Ave II 14W 3K No Bracket Black | SLEDSY013783 | 2023-01-24 | 2023-01-24
SLEDSY01379 | Active | SL | 19200. STREET LIGHTING MATERIALS | Sylvania LED Ave II 14W No Bkt Blue/Grey | SLEDSY01379 | 2022-05-12 | 2022-05-12
SLEDSY013793 | Active | SL | 19200. STREET LIGHTING MATERIALS | LED Sylv Ave II 14W 3K No Brkt Blue/Grey | SLEDSY013793 | 2023-01-24 | 2023-01-24
SLEDSY0137A | Active | SL | 19200. STREET LIGHTING MATERIALS | Sylvania LED Aero StreetLED MKIII 14W | SLEDSY0137A | 2022-05-12 | 2022-05-12
SLEDSY0137A3 | Active | SL | 19200. STREET LIGHTING MATERIALS | LED Sylv Aero StreetLED MKIII 14W 3K | SLEDSY0137A3 | 2023-02-27 | 2023-02-27
SLEDSY0137N | Active | SL | 19200. STREET LIGHTING MATERIALS | Sylvania LED Nml StreetLED MKIII 14W | SLEDSY0137N | 2022-05-12 | 2022-05-12
SLEDSY0165P | Active | SL | 19200. STREET LIGHTING MATERIALS | Sylvania-Schreder,Post Top, Green,17w | SLEDSY0165P | 2022-01-07 | 2022-01-07
SLEDSY0165T | Active | SL | 19200. STREET LIGHTING MATERIALS | Sylvania-Schreder,Post Top, Black,17w | SLEDSY0165T | 2022-01-07 | 2022-01-07
SLEDSY01791 | Active | SL | 19200. STREET LIGHTING MATERIALS | Sylvania LED Ave II 18W Type 1 Green | SLEDSY01791 | 2022-05-12 | 2022-05-12
SLEDSY017913 | Active | SL | 19200. STREET LIGHTING MATERIALS | LED Sylv Ave II 18W 3K Type 1 Green | SLEDSY017913 | 2023-01-24 | 2023-01-24
SLEDSY01792 | Active | SL | 19200. STREET LIGHTING MATERIALS | Sylvania LED Ave II 18W Type 1 Black | SLEDSY01792 | 2022-05-12 | 2022-05-12
SLEDSY017923 | Active | SL | 19200. STREET LIGHTING MATERIALS | LED Sylv Ave II 18W 3K Type 1 Black | SLEDSY017923 | 2023-01-24 | 2023-01-24
SLEDSY01793 | Active | SL | 19200. STREET LIGHTING MATERIALS | Sylvania LED Ave II 18W Type 1 Blue/Grey | SLEDSY01793 | 2022-05-12 | 2022-05-12
SLEDSY017933 | Active | SL | 19200. STREET LIGHTING MATERIALS | LED Sylv Ave II 18W 3K Type 1 Blue/Grey | SLEDSY017933 | 2023-01-24 | 2023-01-24
SLEDSY01794 | Active | SL | 19200. STREET LIGHTING MATERIALS | Sylvania LED Ave II 18W Type 2 Green | SLEDSY01794 | 2022-05-12 | 2022-05-12
SLEDSY017943 | Active | SL | 19200. STREET LIGHTING MATERIALS | LED Sylv Ave II 18W 3K Type 2 Green | SLEDSY017943 | 2023-01-24 | 2023-01-24
SLEDSY01795 | Active | SL | 19200. STREET LIGHTING MATERIALS | Sylvania LED Ave II 18W Type 2 Black | SLEDSY01795 | 2022-05-12 | 2022-05-12
SLEDSY017953 | Active | SL | 19200. STREET LIGHTING MATERIALS | LED Sylv Ave II 18W 3K Type 2 Black | SLEDSY017953 | 2023-01-24 | 2023-01-24
SLEDSY01796 | Active | SL | 19200. STREET LIGHTING MATERIALS | Sylvania LED Ave II 18W Type 2 Blue/Grey | SLEDSY01796 | 2022-05-12 | 2022-05-12
SLEDSY017963 | Active | SL | 19200. STREET LIGHTING MATERIALS | LED Sylv Ave II 18W 3K Type 2 Blue/Grey | SLEDSY017963 | 2023-01-24 | 2023-01-24
SLEDSY01797 | Active | SL | 19200. STREET LIGHTING MATERIALS | Sylvania LED Ave II 18W No Bkt Green | SLEDSY01797 | 2022-05-12 | 2022-05-12
SLEDSY017973 | Active | SL | 19200. STREET LIGHTING MATERIALS | LED Sylv Ave II 18W 3K No Bracket Green | SLEDSY017973 | 2023-01-24 | 2023-01-24
SLEDSY01798 | Active | SL | 19200. STREET LIGHTING MATERIALS | Sylvania LED Ave II 18W No Bkt Black | SLEDSY01798 | 2022-05-12 | 2022-05-12
SLEDSY017983 | Active | SL | 19200. STREET LIGHTING MATERIALS | LED Sylv Ave II 18W 3K No Bracket Black | SLEDSY017983 | 2023-01-24 | 2023-01-24
SLEDSY01799 | Active | SL | 19200. STREET LIGHTING MATERIALS | Sylvania LED Ave II 18W No Bkt Blue/Grey | SLEDSY01799 | 2022-05-12 | 2022-05-12
SLEDSY017993 | Active | SL | 19200. STREET LIGHTING MATERIALS | LED Sylv Ave II 18W 3K No Brkt Blue/Grey | SLEDSY017993 | 2023-01-24 | 2023-01-24
SLEDSY0231A2 | Active | SL | 19200. STREET LIGHTING MATERIALS | LED Sylv Aero StreetLED MKIII 25W 2.2K | SLEDSY0231A2 | 2023-02-27 | 2023-02-27
SLEDSY0244O | Active | SL | 19200. STREET LIGHTING MATERIALS | LED Sylv StLED MKIII 24W High Output A | SLEDSY0244O | 2023-01-24 | 2023-01-24
SLEDSY0244O3 | Active | SL | 19200. STREET LIGHTING MATERIALS | LED Sylv StLED MKIII 24W 3K HighOutput A | SLEDSY0244O3 | 2023-01-24 | 2023-01-24
SLEDSY0278P | Active | SL | 19200. STREET LIGHTING MATERIALS | Sylvania-Schreder,Post Top, Green,28w | SLEDSY0278P | 2021-12-03 | 2021-12-08
SLEDSY0278T | Active | SL | 19200. STREET LIGHTING MATERIALS | Sylvania-Schreder,Post Top, Black,28w | SLEDSY0278T | 2021-12-03 | 2021-12-08
SLEDVE0492N | Active | SL | 19200. STREET LIGHTING MATERIALS | Versalux Saturn 30A 46W LED | SLEDVE0492N | 2019-06-04 | 2019-06-04
SLEDW1ABC | Active | SL | 19200. STREET LIGHTING MATERIALS | SL LED Watchman to WP 1 OR, ABC Mains | SLEDW1ABC | 2019-05-01 | 2019-05-01
SLEDW1AL | Active | SL | 19200. STREET LIGHTING MATERIALS | SL LED Watchman to WP 1 OR, Al Mains | SLEDW1AL | 2019-05-01 | 2025-12-08
SLEDW1CU | Active | SL | 19200. STREET LIGHTING MATERIALS | SL LED Watchman to WP 1 OR, Cu Mains | SLEDW1CU | 2019-05-01 | 2025-12-08
SLEDW1SER | Active | SL | 19200. STREET LIGHTING MATERIALS | SL LED Watchman to WP 1 OR, Service | SLEDW1SER | 2019-05-01 | 2019-05-01
SLEDWE1722N | Active | SL | 19200. STREET LIGHTING MATERIALS | WE-EF PFL240/VFL540/RFL540 48 LED 144W | SLEDWE1722N | 2020-02-14 | 2020-02-14
SLEDZU0392N | Active | SL | 19200. STREET LIGHTING MATERIALS | ZG Lighting Bega 77930 LED | SLEDZU0392N | 2020-07-03 | 2020-07-03
SLGTC1X42 | Active | SL | 19200. STREET LIGHTING MATERIALS | Comp Fluro C1x42 46.4W | SLGT-TP-C1X42 | 2022-04-08 | 2022-04-08
SLGTCFL26 | Active | SL | 19200. STREET LIGHTING MATERIALS | Comp Fluro C1x26 28.6W | SLGT-TP-CFL26 | 2022-04-08 | 2022-04-08
SLGTCFL32 | Active | SL | 19200. STREET LIGHTING MATERIALS | Comp Fluro C1x32 36.6W | SLGT-TP-CFL32 | 2022-04-08 | 2022-04-08
SLGTCFL32A | Active | SL | 19200. STREET LIGHTING MATERIALS | Comp Fluro C1x32 36.6W Aero | SLGT-TP-CFL32A | 2022-04-08 | 2022-04-08
SLGTCFL32D4 | Active | SL | 19200. STREET LIGHTING MATERIALS | Comp Fluro C1x32 36.6W Diff T4 | SLGT-TP-CFL32D4 | 2022-04-08 | 2022-04-08
SLGTCFL42 | Active | SL | 19200. STREET LIGHTING MATERIALS | Comp Fluro 42W | SLGT-TP-CFL42 | 2022-04-08 | 2022-04-08
SLGTF13 | Active | SL | 19200. STREET LIGHTING MATERIALS | Fluro F13 17.5W | SLGT-TP-F13 | 2022-04-08 | 2022-04-08
SLGTF18 | Active | SL | 19200. STREET LIGHTING MATERIALS | Fluro F18 28.6W | SLGT-TP-F18 | 2022-04-08 | 2022-04-08
SLGTF1X18 | Active | SL | 19200. STREET LIGHTING MATERIALS | Fluro 18W | SLGT-TP-F1X18 | 2022-04-08 | 2022-04-08
SLGTF1X32 | Active | SL | 19200. STREET LIGHTING MATERIALS | Fluro 32W | SLGT-TP-F1X32 | 2022-04-08 | 2022-04-08
SLGTF1X58 | Active | SL | 19200. STREET LIGHTING MATERIALS | Fluro 58W | SLGT-TP-F1X58 | 2022-04-08 | 2022-04-08
SLGTF24 | Active | SL | 19200. STREET LIGHTING MATERIALS | Fluro 24W | SLGT-TP-F24 | 2022-04-08 | 2022-04-08
SLGTF25 | Active | SL | 19200. STREET LIGHTING MATERIALS | Fluro F25 32.8W | SLGT-TP-F25 | 2022-04-08 | 2022-04-08
SLGTF2X14 | Active | SL | 19200. STREET LIGHTING MATERIALS | Fluro F2X14 35.6W | SLGT-TP-F2X14 | 2022-04-08 | 2022-04-08
SLGTF2X18 | Active | SL | 19200. STREET LIGHTING MATERIALS | Fluro F2X18 43.8W | SLGT-TP-F2X18 | 2022-04-08 | 2022-04-08
SLGTF2X36 | Active | SL | 19200. STREET LIGHTING MATERIALS | Fluro F2X36 92W | SLGT-TP-F2X36 | 2022-04-08 | 2022-04-08
SLGTF2X58 | Active | SL | 19200. STREET LIGHTING MATERIALS | Fluro F2X58 142W | SLGT-TP-F2X58 | 2022-04-08 | 2022-04-08
SLGTF36 | Active | SL | 19200. STREET LIGHTING MATERIALS | Fluro F36 46W | SLGT-TP-F36 | 2022-04-08 | 2022-04-08
SLGTF3X14 | Active | SL | 19200. STREET LIGHTING MATERIALS | Fluro F3X14 53.4W | SLGT-TP-F3X14 | 2022-04-08 | 2022-04-08
SLGTF48 | Active | SL | 19200. STREET LIGHTING MATERIALS | Fluro F48 58.8W | SLGT-TP-F48 | 2022-04-08 | 2022-04-08
SLGTF4X14 | Active | SL | 19200. STREET LIGHTING MATERIALS | Fluro F4X14 71.2W | SLGT-TP-F4X14 | 2022-04-08 | 2022-04-08
SLGTF6X14 | Active | SL | 19200. STREET LIGHTING MATERIALS | Fluro F6X14 106.8W | SLGT-TP-F6X14 | 2022-04-08 | 2022-04-08
SLGTF7 | Active | SL | 19200. STREET LIGHTING MATERIALS | Fluro F7 12.8W | SLGT-TP-F7 | 2022-04-08 | 2022-04-08
SLGTF9 | Active | SL | 19200. STREET LIGHTING MATERIALS | Fluro F9 13.9W | SLGT-TP-F9 | 2022-04-08 | 2022-04-08
SLGTH1000 | Active | SL | 19200. STREET LIGHTING MATERIALS | Metal Halide H1000 1040W | SLGT-TP-H1000 | 2022-04-08 | 2022-04-08
SLGTH1000CF | Active | SL | 19200. STREET LIGHTING MATERIALS | M/Halide H1000 1040W Clr Fld | SLGT-TP-H1000CF | 2022-04-08 | 2022-04-08
SLGTH35 | Active | SL | 19200. STREET LIGHTING MATERIALS | Metal Halide H35 45W | SLGT-TP-H35 | 2022-04-08 | 2022-04-08
SLGTH75 | Active | SL | 19200. STREET LIGHTING MATERIALS | Metal Halide H75 85.3W | SLGT-TP-H75 | 2022-04-08 | 2022-04-08
SLGTINC100 | Active | SL | 19200. STREET LIGHTING MATERIALS | Incandescent I100 100W | SLGT-TP-INC100 | 2022-04-08 | 2022-04-08
SLGTINC1000 | Active | SL | 19200. STREET LIGHTING MATERIALS | Incandescent I1000 1000W | SLGT-TP-INC1000 | 2022-04-08 | 2022-04-08
SLGTINC125 | Active | SL | 19200. STREET LIGHTING MATERIALS | Incandescent I125 125W | SLGT-TP-INC125 | 2022-04-08 | 2022-04-08
SLGTINC150 | Active | SL | 19200. STREET LIGHTING MATERIALS | Incandescent I150 150W | SLGT-TP-INC150 | 2022-04-08 | 2022-04-08
SLGTINC40 | Active | SL | 19200. STREET LIGHTING MATERIALS | Incandescent I40 40W | SLGT-TP-INC40 | 2022-04-08 | 2022-04-08
SLGTINC60 | Active | SL | 19200. STREET LIGHTING MATERIALS | Incandescent I60 60W | SLGT-TP-INC60 | 2022-04-08 | 2022-04-08
SLGTM100 | Active | SL | 19200. STREET LIGHTING MATERIALS | M/Vapour M100 111.9W | SLGT-TP-M100 | 2022-04-08 | 2022-04-08
SLGTM1000 | Active | SL | 19200. STREET LIGHTING MATERIALS | M/Vapour M1000 1060W | SLGT-TP-M1000 | 2022-04-08 | 2022-04-08
SLGTM1000LH | Active | SL | 19200. STREET LIGHTING MATERIALS | M/Vapour M1000 1060W LH | SLGT-TP-M1000LH | 2022-04-08 | 2022-04-08
SLGTM125 | Active | SL | 19200. STREET LIGHTING MATERIALS | M/Vapour M125 139.2W | SLGT-TP-M125 | 2022-04-08 | 2022-04-08
SLGTM125DP | Active | SL | 19200. STREET LIGHTING MATERIALS | M/Vapour M125 139.2W DP | SLGT-TP-M125DP | 2022-04-08 | 2022-04-08
SLGTM175 | Active | SL | 19200. STREET LIGHTING MATERIALS | M/Vapour M175 192.6W | SLGT-TP-M175 | 2022-04-08 | 2022-04-08
SLGTM250D | Active | SL | 19200. STREET LIGHTING MATERIALS | M/Vapour M250 273.3W | SLGT-TP-M250D | 2022-04-08 | 2022-04-08
SLGTM400C | Active | SL | 19200. STREET LIGHTING MATERIALS | M/Vapour M400 431W C | SLGT-TP-M400C | 2022-04-08 | 2022-04-08
SLGTM400CS | Active | SL | 19200. STREET LIGHTING MATERIALS | M/Vapour M400 431W CS | SLGT-TP-M400CS | 2022-04-08 | 2022-04-08
SLGTM400D | Active | SL | 19200. STREET LIGHTING MATERIALS | M/Vapour M400 431W D | SLGT-TP-M400D | 2022-04-08 | 2022-04-08
SLGTM50 | Active | SL | 19200. STREET LIGHTING MATERIALS | M/Vapour M50 61.7W | SLGT-TP-M50 | 2022-04-08 | 2022-04-08
SLGTM500 | Active | SL | 19200. STREET LIGHTING MATERIALS | M/Vapour M500 61.7W | SLGT-TP-M500 | 2022-04-08 | 2022-04-08
SLGTM50D4 | Active | SL | 19200. STREET LIGHTING MATERIALS | M/Vapour M50 61.7W Diff | SLGT-TP-M50D4 | 2022-04-08 | 2022-04-08
SLGTM50DA | Active | SL | 19200. STREET LIGHTING MATERIALS | M/Vapour M50 61.7W Diff Aero | SLGT-TP-M50DA | 2022-04-08 | 2022-04-08
SLGTM50DID3B | Active | SL | 19200. STREET LIGHTING MATERIALS | M/Vapour M50 61.7W Nost T1 Blk | SLGT-TP-M50DID3B | 2022-04-08 | 2022-04-08
SLGTM50DID4 | Active | SL | 19200. STREET LIGHTING MATERIALS | M/Vapour M50 61.7W Nost T1 Grn | SLGT-TP-M50DID4 | 2022-04-08 | 2022-04-08
SLGTM50DP | Active | SL | 19200. STREET LIGHTING MATERIALS | M/Vapour M50 61.7W DP | SLGT-TP-M50DP | 2022-04-08 | 2022-04-08
SLGTM50DZCM | Active | SL | 19200. STREET LIGHTING MATERIALS | M/Vapour M50 61.7W DZCM | SLGT-TP-M50DZCM | 2022-04-08 | 2022-04-08
SLGTM80 | Active | SL | 19200. STREET LIGHTING MATERIALS | M/Vapour M80 92.4W | SLGT-TP-M80 | 2022-04-08 | 2022-04-08
SLGTM80A | Active | SL | 19200. STREET LIGHTING MATERIALS | M/Vapour M80 92.4W Aero | SLGT-TP-M80A | 2022-04-08 | 2022-04-08
SLGTPXS250N | Active | SL | 19200. STREET LIGHTING MATERIALS | Ped Cross HPS 250 Narrow | SLGT-TP-PX-S250-N | 2022-04-08 | 2022-04-08
SLGTPXS250W | Active | SL | 19200. STREET LIGHTING MATERIALS | Ped Cross HPS 250 Wide | SLGT-TP-PX-S250-W | 2022-04-08 | 2022-04-08
SLGTS100 | Active | SL | 19200. STREET LIGHTING MATERIALS | HP/Sodium S100 116.6W | SLGT-TP-S100 | 2022-04-08 | 2022-04-08
SLGTS1000 | Active | SL | 19200. STREET LIGHTING MATERIALS | HP/Sodium S1000 | SLGT-TP-S1000 | 2022-04-08 | 2022-04-08
SLGTS100A | Active | SL | 19200. STREET LIGHTING MATERIALS | HP/Sodium S100 116.6W Aero | SLGT-TP-S100A | 2022-04-08 | 2022-04-08
SLGTS100D | Active | SL | 19200. STREET LIGHTING MATERIALS | HP/Sodium S100 116.6W Diff | SLGT-TP-S100D | 2022-04-08 | 2022-04-08
SLGTS150 | Active | SL | 19200. STREET LIGHTING MATERIALS | HP/Sodium S150 168.5W | SLGT-TP-S150 | 2022-04-08 | 2022-04-08
SLGTS150A | Active | SL | 19200. STREET LIGHTING MATERIALS | HP/Sodium S150 168.5W Aero | SLGT-TP-S150A | 2022-04-08 | 2022-04-08
SLGTS150CH | Active | SL | 19200. STREET LIGHTING MATERIALS | HPS S150 168.5W Clear H/Mast | SLGT-TP-S150CH | 2022-04-08 | 2022-04-08
SLGTS150D | Active | SL | 19200. STREET LIGHTING MATERIALS | HP/Sodium S150 168.5W Diff | SLGT-TP-S150D | 2022-04-08 | 2022-04-08
SLGTS150DA | Active | SL | 19200. STREET LIGHTING MATERIALS | HPS S150 168.5W Diff Aero | SLGT-TP-S150DA | 2022-04-08 | 2022-04-08
SLGTS160 | Active | SL | 19200. STREET LIGHTING MATERIALS | HP/Sodium S160 180W | SLGT-TP-S160 | 2022-04-08 | 2022-04-08
SLGTS250 | Active | SL | 19200. STREET LIGHTING MATERIALS | HP/Sodium S250 273W | SLGT-TP-S250 | 2022-04-08 | 2022-04-08
SLGTS250A | Active | SL | 19200. STREET LIGHTING MATERIALS | HP/Sodium S250 273W Aero | SLGT-TP-S250A | 2022-04-08 | 2022-04-08
SLGTS250CH | Active | SL | 19200. STREET LIGHTING MATERIALS | HPS S250 273W Clear H/Mast | SLGT-TP-S250CH | 2022-04-08 | 2022-04-08
SLGTS250CXG | Active | SL | 19200. STREET LIGHTING MATERIALS | HP/Sodium S250 273W CXG | SLGT-TP-S250CXG | 2022-04-08 | 2022-04-08
SLGTS250D | Active | SL | 19200. STREET LIGHTING MATERIALS | HP/Sodium S250 273W Diff | SLGT-TP-S250D | 2022-04-08 | 2022-04-08
SLGTS2X400 | Active | SL | 19200. STREET LIGHTING MATERIALS | HP/Sodium S2X400 873W | SLGT-TP-S2X400 | 2022-04-08 | 2022-04-08
SLGTS35 | Active | SL | 19200. STREET LIGHTING MATERIALS | HP/Sodium S35 44W | SLGT-TP-S35 | 2022-04-08 | 2022-04-08
SLGTS360 | Active | SL | 19200. STREET LIGHTING MATERIALS | HP/Sodium S360 396W | SLGT-TP-S360 | 2022-04-08 | 2022-04-08
SLGTS400 | Active | SL | 19200. STREET LIGHTING MATERIALS | HP/Sodium S400 436.5W | SLGT-TP-S400 | 2022-04-08 | 2022-04-08
SLGTS400CH | Active | SL | 19200. STREET LIGHTING MATERIALS | HPS S400 436.5W Clear H/Mast | SLGT-TP-S400CH | 2022-04-08 | 2022-04-08
SLGTS400D | Active | SL | 19200. STREET LIGHTING MATERIALS | HP/Sodium S400 436.5W Diff | SLGT-TP-S400D | 2022-04-08 | 2022-04-08
SLGTS400DA | Active | SL | 19200. STREET LIGHTING MATERIALS | HPS S400 436.5W Diff Aero | SLGT-TP-S400DA | 2022-04-08 | 2022-04-08
SLGTS50D | Active | SL | 19200. STREET LIGHTING MATERIALS | HP/Sodium S50 62.5W Diff | SLGT-TP-S50D | 2022-04-08 | 2022-04-08
SLGTS50DIP4 | Active | SL | 19200. STREET LIGHTING MATERIALS | HP/Sodium S50 62.5W Nost Grn | SLGT-TP-S50DIP4 | 2022-04-08 | 2022-04-08
SLGTS50DP | Active | SL | 19200. STREET LIGHTING MATERIALS | HP/Sodium S50 62.5W DP | SLGT-TP-S50DP | 2022-04-08 | 2022-04-08
SLGTS70A | Active | SL | 19200. STREET LIGHTING MATERIALS | HP/Sodium S70 85.2W Aero | SLGT-TP-S70A | 2022-04-08 | 2022-04-08
SLGTS70Z | Active | SL | 19200. STREET LIGHTING MATERIALS | HP/Sodium S70 85.2W Z | SLGT-TP-S70Z | 2022-04-08 | 2022-04-08
SLGTS800 | Active | SL | 19200. STREET LIGHTING MATERIALS | HP/Sodium S800 873W | SLGT-TP-S800 | 2022-04-08 | 2022-04-08
SLGTTPN6CF32 | Active | SL | 19200. STREET LIGHTING MATERIALS | Lum T/Pty Min Rd Nost Type 2 Blk CF 32W | SLGTTPN6CF32 | 2022-04-08 | 2022-04-08
SLN1CF32 | Active | SL | 19200. STREET LIGHTING MATERIALS | SLN1CF32StreetlightLuminaire,MinorRd | SLN1CF32 | 2013-10-11 | 2015-11-19
SLN1L17 | Active | SL | 19200. STREET LIGHTING MATERIALS | MINOR RD LUMINAIRE LED17W NOST T1 GREEN | SLN1L17 | 2017-01-18 | 2017-01-18
SLN1L25 | Active | SL | 19200. STREET LIGHTING MATERIALS | MINOR RD LUMINAIRE LED25W NOST T1 GREEN | SLN1L25 | 2017-01-18 | 2017-01-18
SLN1L30 | Active | SL | 19200. STREET LIGHTING MATERIALS | MINOR RD LUMINAIRE LED30W NOST T1 GREEN | SLN1L30 | 2017-01-18 | 2017-01-18
SLN1S70D | Active | SL | 19200. STREET LIGHTING MATERIALS | SLN1S70DStreetlightLuminaire,MinorRd | SLN1S70D | 2014-02-14 | 2015-11-19
SLN2CF32 | Active | SL | 19200. STREET LIGHTING MATERIALS | SLN2CF32StreetlightLuminaire,MinorRd | SLN2CF32 | 2013-10-11 | 2015-11-19
SLN2L17 | Active | SL | 19200. STREET LIGHTING MATERIALS | MINOR RD LUMINAIRE LED17W NOST T2 BLUE/ | SLN2L17 | 2017-01-18 | 2017-01-18
SLN2L25 | Active | SL | 19200. STREET LIGHTING MATERIALS | MINOR RD LUMINAIRE LED25W NOST T2 BLUE/ | SLN2L25 | 2017-01-18 | 2017-01-18
SLN2L30 | Active | SL | 19200. STREET LIGHTING MATERIALS | MINOR RD LUMINAIRE LED30W NOST T2 BLUE/ | SLN2L30 | 2017-01-18 | 2017-01-18
SLN2S70D | Active | SL | 19200. STREET LIGHTING MATERIALS | SLN2S70DStreetlightLuminaire,MinorRd | SLN2S70D | 2014-02-14 | 2015-11-19
SLN3CF32 | Active | SL | 19200. STREET LIGHTING MATERIALS | SLN3CF32StreetlightLuminaire,MinorRd | SLN3CF32 | 2013-10-11 | 2015-11-19
SLN3L17 | Active | SL | 19200. STREET LIGHTING MATERIALS | MINOR RD LUMINAIRE LED17W NOST T1 BLACK | SLN3L17 | 2017-01-18 | 2017-01-18
SLN3L25 | Active | SL | 19200. STREET LIGHTING MATERIALS | MINOR RD LUMINAIRE LED25W NOST T1 BLACK | SLN3L25 | 2017-01-18 | 2017-01-18
SLN3S70D | Active | SL | 19200. STREET LIGHTING MATERIALS | SLN3S70DStreetlightLuminaire,MinorRd | SLN3S70D | 2014-02-14 | 2015-11-19
SLN5CF32 | Active | SL | 19200. STREET LIGHTING MATERIALS | SLN5CF32StreetlightLuminaire,MinorRd | SLN5CF32 | 2014-02-14 | 2015-11-19
SLN6CF32 | Active | SL | 19200. STREET LIGHTING MATERIALS | SLN6CF32StreetlightLuminaire,MinorRd | SLN6CF32 | 2014-02-14 | 2015-11-19
SLN6S70D | Active | SL | 19200. STREET LIGHTING MATERIALS | SLN6S70DStreetlightLuminaire,MinorRd | SLN6S70D | 2014-02-14 | 2015-11-19
SLNOS1 | Active | SL | 19200. STREET LIGHTING MATERIALS | SLNOS1StreetlightPole,NostalgiaType | SLNOS1 | 2014-02-14 | 2015-11-19
SLNOS1CI | Active | SL | 19200. STREET LIGHTING MATERIALS | SLNOS1CIStreetlightPole,Nostalgia | SLNOS1CI | 2014-02-14 | 2015-11-19
SLNOS1PC | Active | SL | 19200. STREET LIGHTING MATERIALS | SLNOS1PCStreetlightPole,Nostalgia | SLNOS1PC | 2014-02-14 | 2015-11-19
SLNOS2 | Active | SL | 19200. STREET LIGHTING MATERIALS | SLNOS2StreetlightPole,NostalgiaType | SLNOS2 | 2014-02-14 | 2015-11-19
SLNOS2CI | Active | SL | 19200. STREET LIGHTING MATERIALS | SLNOS2CIStreetlightPole,Nostalgia | SLNOS2CI | 2014-02-14 | 2015-11-19
SLNOS2PC | Active | SL | 19200. STREET LIGHTING MATERIALS | SLNOS2PCStreetlightPole,Nostalgia | SLNOS2PC | 2014-02-14 | 2015-11-19
SLNOS3 | Active | SL | 19200. STREET LIGHTING MATERIALS | SLNOS3StreetlightPole,NostalgiaType | SLNOS3 | 2013-10-11 | 2015-11-19
SLNOS3CI | Active | SL | 19200. STREET LIGHTING MATERIALS | SLNOS3CIStreetlightPole,Nostalgia | SLNOS3CI | 2013-10-11 | 2015-11-19
SLNOS3PC | Active | SL | 19200. STREET LIGHTING MATERIALS | SLNOS3PCStreetlightPole,Nostalgia | SLNOS3PC | 2013-10-11 | 2015-11-19
SLTPLDAD0579 | Active | SL | 19200. STREET LIGHTING MATERIALS | Luminaire T/Pty Advance LT LED XSPM 58W | SLTPLDAD0579 | 2023-04-24 | 2023-04-24
SLTPLDAL0133 | Active | SL | 19200. STREET LIGHTING MATERIALS | Lumnair T/Pty Aldridge ATS PLED II 13W | SLTPLDAL0133 | 2024-09-11 | 2024-09-11
SLTPLDAL0740 | Active | SL | 19200. STREET LIGHTING MATERIALS | Luminaire T/Party Aldridge ATS V-LED 75W | SLTPLDAL0740 | 2022-11-17 | 2022-11-17
SLTPLDAL0765 | Active | SL | 19200. STREET LIGHTING MATERIALS | Lumnair T/Pty Aldridge VLED II/MkIII 75W | SLTPLDAL0765 | 2023-12-18 | 2024-01-10
SLTPLDAL1003 | Active | SL | 19200. STREET LIGHTING MATERIALS | Luminaire T/Pty Aldridge ALS105/108 105W | SLTPLDAL1003 | 2025-04-16 | 2025-04-16
SLTPLDAL1429 | Active | SL | 19200. STREET LIGHTING MATERIALS | Luminaire T/Party Aldridg LED Flood 150W | SLTPLDAL1429 | 2023-06-08 | 2023-06-08
SLTPLDAL1700 | Active | SL | 19200. STREET LIGHTING MATERIALS | Luminaire T/Party Aldridg ATS V-LED 175W | SLTPLDAL1700 | 2022-11-17 | 2022-11-17
SLTPLDAL1962 | Active | SL | 19200. STREET LIGHTING MATERIALS | Luminaire T/Party Aldridge ATS-FLUD 200W | SLTPLDAL1962 | 2022-11-17 | 2022-11-17
SLTPLDAL1989 | Active | SL | 19200. STREET LIGHTING MATERIALS | Lumnaire T/Pty Aldridge ATS ALS 162 200W | SLTPLDAL1989 | 2024-01-19 | 2024-01-19
SLTPLDAL2450 | Active | SL | 19200. STREET LIGHTING MATERIALS | Luminaire T/Party Aldridge fLud-M 240W | SLTPLDAL2450 | 2025-03-14 | 2025-03-14
SLTPLDAL2580 | Active | SL | 19200. STREET LIGHTING MATERIALS | Luminaire T/Party Aldridg ATS V-LED 265W | SLTPLDAL2580 | 2022-11-17 | 2022-11-17
SLTPLDGE0304 | Active | SL | 19200. STREET LIGHTING MATERIALS | Luminaire T/Party GE 30W LED Lamp | SLTPLDGE0304 | 2025-07-07 | 2025-07-07
SLTPLDGE1080 | Active | SL | 19200. STREET LIGHTING MATERIALS | Luminaire T/Party GE Evolve 108W | SLTPLDGE1080 | 2022-11-17 | 2022-11-17
SLTPLDGE1570 | Active | SL | 19200. STREET LIGHTING MATERIALS | Luminaire T/Party GE Evolve 157W | SLTPLDGE1570 | 2022-11-17 | 2022-11-17
SLTPLDGE2750 | Active | SL | 19200. STREET LIGHTING MATERIALS | Luminaire T/Party GE Evolve 275W | SLTPLDGE2750 | 2022-11-17 | 2022-11-17
SLTPLDGS0593 | Active | SL | 19200. STREET LIGHTING MATERIALS | Lumn T/Prty Gerard Sylv RoadLED Midi 60W | SLTPLDGS0593 | 2023-07-18 | 2023-07-18
SLTPLDHB0195 | Active | SL | 19200. STREET LIGHTING MATERIALS | Luminaire T/Party HBW ITALO 19W | SLTPLDHB0195 | 2024-12-16 | 2024-12-16
SLTPLDHB0223 | Active | SL | 19200. STREET LIGHTING MATERIALS | Luminaire T/Party HBW ITALO 22W | SLTPLDHB0223 | 2026-01-22 | 2026-01-22
SLTPLDHB0350 | Active | SL | 19200. STREET LIGHTING MATERIALS | Luminaire T/Party HBW iTron 180-1M 35W | SLTPLDHB0350 | 2025-07-21 | 2025-07-21
SLTPLDHB0543 | Active | SL | 19200. STREET LIGHTING MATERIALS | Luminaire T/Party HBW ITALO 54W | SLTPLDHB0543 | 2026-01-22 | 2026-01-22
SLTPLDHB0675 | Active | SL | 19200. STREET LIGHTING MATERIALS | Luminaire T/Party HBW iTron 67W | SLTPLDHB0675 | 2026-02-09 | 2026-02-09
SLTPLDHB0689 | Active | SL | 19200. STREET LIGHTING MATERIALS | Luminaire T/Party HBW ITALO 71W | SLTPLDHB0689 | 2022-11-17 | 2022-11-17
SLTPLDHB0847 | Active | SL | 19200. STREET LIGHTING MATERIALS | Luminaire T/Party HBW ITALO 88W | SLTPLDHB0847 | 2022-11-17 | 2022-11-17
SLTPLDHB0997 | Active | SL | 19200. STREET LIGHTING MATERIALS | Luminaire T/Party HBW iTron 180-3M 99W | SLTPLDHB0997 | 2026-02-20 | 2026-02-20
SLTPLDHB1024 | Active | SL | 19200. STREET LIGHTING MATERIALS | Luminaire T/Party HBW ITALO 102W | SLTPLDHB1024 | 2026-03-20 | 2026-03-20
SLTPLDHB1370 | Active | SL | 19200. STREET LIGHTING MATERIALS | Luminaire T/Party HBW ITALO 135W | SLTPLDHB1370 | 2022-11-17 | 2022-11-17
SLTPLDHB1409 | Active | SL | 19200. STREET LIGHTING MATERIALS | Luminaire T/Party HBW ITALO 139W | SLTPLDHB1409 | 2022-11-17 | 2022-11-17
SLTPLDLV0294 | Active | SL | 19200. STREET LIGHTING MATERIALS | Luminaire T/Pty Ledvance HQL 4000 30W | SLTPLDLV0294 | 2023-06-23 | 2023-06-23
SLTPLDOR0281 | Active | SL | 19200. STREET LIGHTING MATERIALS | Lumn T/Party Orange Tek IGNIS MINI20 28W | SLTPLDOR0281 | 2026-02-19 | 2026-02-19
SLTPLDPE0806 | Active | SL | 19200. STREET LIGHTING MATERIALS | Luminaire T/Party Pecan LRL NXT 80W | SLTPLDPE0806 | 2022-11-17 | 2022-11-17
SLTPLDPE1590 | Active | SL | 19200. STREET LIGHTING MATERIALS | Luminaire T/Party Pecan LRL NXT 160W | SLTPLDPE1590 | 2022-11-17 | 2022-11-17
SLTPLDPH0808 | Active | SL | 19200. STREET LIGHTING MATERIALS | Lum T/Pty Philips RoadFlair BRP391 80W | SLTPLDPH0808 | 2023-05-30 | 2023-05-30
SLTPLDPH0912 | Active | SL | 19200. STREET LIGHTING MATERIALS | Lum T/Pty Philips RoadFlair BRP392 90W | SLTPLDPH0912 | 2023-05-30 | 2023-05-30
SLTPLDSY0167 | Active | SL | 19200. STREET LIGHTING MATERIALS | Lum T/Pty Sylvania-Schdr StreetLED 3 17W | SLTPLDSY0167 | 2023-05-30 | 2023-05-30
SLTPLDSY0170 | Active | SL | 19200. STREET LIGHTING MATERIALS | Luminaire T/Party Sylvania StreetLED 14W | SLTPLDSY0170 | 2023-12-18 | 2024-01-10
SLTPLDSY0244 | Active | SL | 19200. STREET LIGHTING MATERIALS | Lum T/Pty Sylvania-Schdr StreetLED3 24W | SLTPLDSY0244 | 2024-07-26 | 2024-07-26
SLTPLDSY0325 | Active | SL | 19200. STREET LIGHTING MATERIALS | Lum T/Pty Sylvania-Schdr StreetLED2 33W | SLTPLDSY0325 | 2023-12-14 | 2023-12-14
SLTPLDSY0567 | Active | SL | 19200. STREET LIGHTING MATERIALS | Luminaire T/Party Schreder Sylv LED 60W | SLTPLDSY0567 | 2022-11-17 | 2022-11-17
SLTPLDSY0593 | Active | SL | 19200. STREET LIGHTING MATERIALS | Luminaire T/Party Sch Sylv LED Midi 60W | SLTPLDSY0593 | 2023-12-04 | 2023-12-04
SLTPLDSY0822 | Active | SL | 19200. STREET LIGHTING MATERIALS | Luminaire T/Party Sylvania RoadLED 80W | SLTPLDSY0822 | 2024-02-02 | 2024-02-02
SLTPLDSY0979 | Active | SL | 19200. STREET LIGHTING MATERIALS | Luminaire T/Party Sch Sylv LED Midi 100W | SLTPLDSY0979 | 2022-11-17 | 2022-11-17
SLTPLDSY1004 | Active | SL | 19200. STREET LIGHTING MATERIALS | Luminaire T/Party Schreder Sylv LED 100W | SLTPLDSY1004 | 2022-11-17 | 2022-11-17
SLTPLDSY1205 | Active | SL | 19200. STREET LIGHTING MATERIALS | Luminaire T/Party Sylvania RoadLED 120W | SLTPLDSY1205 | 2023-12-18 | 2024-01-10
SLTPLDSY1512 | Active | SL | 19200. STREET LIGHTING MATERIALS | Lumnair T/Pty Sylvania RoadLED Midi 150W | SLTPLDSY1512 | 2023-12-18 | 2024-01-10
SLTPLDSY1566 | Active | SL | 19200. STREET LIGHTING MATERIALS | Luminaire T/Party Schreder Sylv LED 155W | SLTPLDSY1566 | 2022-11-17 | 2022-11-17
SLTPLDSY1749 | Active | SL | 19200. STREET LIGHTING MATERIALS | Luminaire T/Party Schreder Sylv LED 175W | SLTPLDSY1749 | 2022-11-17 | 2022-11-17
SLTPLDSY1772 | Active | SL | 19200. STREET LIGHTING MATERIALS | Luminaire T/Party Sylvania SastaLED 175W | SLTPLDSY1772 | 2024-01-19 | 2024-01-19
SLTPLDSY1979 | Active | SL | 19200. STREET LIGHTING MATERIALS | Luminaire T/Party Sylvania RoadLED 200W | SLTPLDSY1979 | 2023-12-18 | 2024-01-10
SLTPLDSY3096 | Active | SL | 19200. STREET LIGHTING MATERIALS | Luminaire T/Party Schreder Sylv LED 300W | SLTPLDSY3096 | 2022-11-17 | 2022-11-17
SLTPPXS250FN | Active | SL | 19200. STREET LIGHTING MATERIALS | Lum T/Pty Ped Cross 250W HPS Flood Norm | SLTPPXS250FN | 2022-04-08 | 2022-04-08
SLUGS | Active | SL | 19200. STREET LIGHTING MATERIALS | SL UNIQUE GLARE SHIELD-ERGON WORKSHOP | SLUGS | 2013-07-31 | 2025-07-03
SN1M50D | Active | SL | 19200. STREET LIGHTING MATERIALS | SLN1M50DStreetlightLuminaire,Minor | SN1M50D | 2013-10-11 | 2015-11-19
SN1M80D | Active | SL | 19200. STREET LIGHTING MATERIALS | SLN1M80DStreetlightLuminaire,Minor | SN1M80D | 2013-10-11 | 2015-11-19
SN1S70D | Active | SL | 19200. STREET LIGHTING MATERIALS | SLN1S70DStreetlightLuminaire,Minor | SN1S70D | 2013-10-11 | 2015-11-19
SN2M80D | Active | SL | 19200. STREET LIGHTING MATERIALS | SLN2M80DStreetlightLuminaire,Minor | SN2M80D | 2013-10-11 | 2015-11-19
SN2S70D | Active | SL | 19200. STREET LIGHTING MATERIALS | SLN2S70DStreetlightLuminaire,Minor | SN2S70D | 2013-10-11 | 2015-11-19
SNOS1 | Active | SL | 19200. STREET LIGHTING MATERIALS | SLNOS1StreetlightPole,NostalgiaType | SNOS1 | 2013-10-11 | 2015-11-19
SNOS1CI | Active | SL | 19200. STREET LIGHTING MATERIALS | SLNOS1CIStreetlightPole,Nostalgia | SNOS1CI | 2013-10-11 | 2015-11-19
SNOS1PC | Active | SL | 19200. STREET LIGHTING MATERIALS | SLNOS1PCStreetlightPole,Nostalgia | SNOS1PC | 2013-10-11 | 2015-11-19
SNOS2 | Active | SL | 19200. STREET LIGHTING MATERIALS | SLNOS2StreetlightPole,NostalgiaType | SNOS2 | 2013-10-11 | 2015-11-19
SNOS2CI | Active | SL | 19200. STREET LIGHTING MATERIALS | SLNOS2CIStreetlightPole,Nostalgia | SNOS2CI | 2013-10-11 | 2015-11-19
SNOS2PC | Active | SL | 19200. STREET LIGHTING MATERIALS | SLNOS2PCStreetlightPole,Nostalgia | SNOS2PC | 2013-10-11 | 2015-11-19
SOHSL225B | Active | SL | 19200. STREET LIGHTING MATERIALS | SOHSL/225ABCServiceFittings,suit | SOHSL225B | 2013-10-11 | 2015-11-19
SOHSL225BW | Active | SL | 19200. STREET LIGHTING MATERIALS | SOHSL/225ABC/WServiceFittings,suit | SOHSL225BW | 2013-10-11 | 2015-11-19
SOHSL225C | Active | SL | 19200. STREET LIGHTING MATERIALS | SOHSL/225CUServiceFittings,suitBPM | SOHSL225C | 2013-10-11 | 2025-12-08
SOHSL225CW | Active | SL | 19200. STREET LIGHTING MATERIALS | SOHSL/225CU/WServiceFittings,suit | SOHSL225CW | 2013-10-11 | 2025-12-08
SOHSL225L | Active | SL | 19200. STREET LIGHTING MATERIALS | SOHSL/225ALServiceFittings,suit | SOHSL225L | 2013-10-11 | 2025-12-08
SOHSL225LW | Active | SL | 19200. STREET LIGHTING MATERIALS | SOHSL/225AL/WServiceFittings,suit | SOHSL225LW | 2013-10-11 | 2025-12-08
SOHSL425B | Active | SL | 19200. STREET LIGHTING MATERIALS | SOHSL/425ABCServiceFittings,suit | SOHSL425B | 2013-10-11 | 2015-11-19
SOHSL425BW | Active | SL | 19200. STREET LIGHTING MATERIALS | SOHSL/425ABC/WServiceFittings,suit | SOHSL425BW | 2013-10-11 | 2015-11-19
SOHSL425C | Active | SL | 19200. STREET LIGHTING MATERIALS | SOHSL/425CUServiceFittings,suit | SOHSL425C | 2013-10-11 | 2025-12-08
SOHSL425CW | Active | SL | 19200. STREET LIGHTING MATERIALS | SOHSL/425CU/WServiceFittings,suit | SOHSL425CW | 2013-10-11 | 2025-12-08
SOHSL425L | Active | SL | 19200. STREET LIGHTING MATERIALS | SOHSL/425ALServiceFittings,suit | SOHSL425L | 2013-10-11 | 2025-12-08
SOHSL425LW | Active | SL | 19200. STREET LIGHTING MATERIALS | SOHSL/425AL/WServiceFittings,suit | SOHSL425LW | 2013-10-11 | 2025-12-08
SOHSLL225 | Active | SL | 19200. STREET LIGHTING MATERIALS | SOHSLL/225ServiceFittings,suit | SOHSLL225 | 2013-10-11 | 2015-11-19
SOHSLL225W | Active | SL | 19200. STREET LIGHTING MATERIALS | SOHSLL/225/WServiceFittings,suit | SOHSLL225W | 2013-10-11 | 2015-11-19
SOHSLL425 | Active | SL | 19200. STREET LIGHTING MATERIALS | SOHSLL/425ServiceFittings,suit | SOHSLL425 | 2013-10-11 | 2015-11-19
SOHSLL425W | Active | SL | 19200. STREET LIGHTING MATERIALS | SOHSLL/425/WServiceFittings,suit | SOHSLL425W | 2013-10-11 | 2015-11-19
SPXH250F | Active | SL | 19200. STREET LIGHTING MATERIALS | SLPX/H250FPedestrianCrossing,M/Halide | SPXH250F | 2013-10-11 | 2015-11-19
SPXH400F | Active | SL | 19200. STREET LIGHTING MATERIALS | SLPX/H400FPedestrianCrossing,M/Halide | SPXH400F | 2013-10-11 | 2015-11-19
SPXS250FN | Active | SL | 19200. STREET LIGHTING MATERIALS | SLPX/S250F/NPedestrianCrossing,HPS | SPXS250FN | 2013-10-11 | 2015-11-19
SPXS250FW | Active | SL | 19200. STREET LIGHTING MATERIALS | SLPX/S250F/WPedestrianCrossing,HPS | SPXS250FW | 2013-10-11 | 2015-11-19
SPXS400FN | Active | SL | 19200. STREET LIGHTING MATERIALS | SLPX/S400F/NPedestrianCrossing,HPS | SPXS400FN | 2013-10-11 | 2015-11-19
SPXS400FW | Active | SL | 19200. STREET LIGHTING MATERIALS | SLPX/S400F/WPedestrianCrossing,HPS | SPXS400FW | 2013-10-11 | 2015-11-19
SPXS70F | Active | SL | 19200. STREET LIGHTING MATERIALS | SPX/S70F/NPedestrianCrossing,HPS | SPXS70F | 2015-11-18 | 2015-11-19
SS105115U | Active | SL | 19200. STREET LIGHTING MATERIALS | SLSBM/105/115/UGStreetlightPole,SBM | SS105115U | 2013-10-11 | 2015-11-19
SS105115UCI1 | Active | SL | 19200. STREET LIGHTING MATERIALS | SLSBM/105/115/UGCI1StreetlightPoleSBM | SS105115UCI1 | 2013-10-11 | 2015-11-19
SS105130U | Active | SL | 19200. STREET LIGHTING MATERIALS | SLSBM/105/130/UGStreetlightPole,SBM | SS105130U | 2013-10-11 | 2015-11-19
SS105130UCI1 | Active | SL | 19200. STREET LIGHTING MATERIALS | SLSBM/105/130/UGCI1StreetlightPoleSBM | SS105130UCI1 | 2013-10-11 | 2015-11-19
SS105145U | Active | SL | 19200. STREET LIGHTING MATERIALS | SLSBM/105/145/UGStreetlightPole,SBM | SS105145U | 2013-10-11 | 2015-11-19
SS105145UCI1 | Active | SL | 19200. STREET LIGHTING MATERIALS | SLSBM/105/145/UGCI1StreetlightPoleSBM | SS105145UCI1 | 2013-10-11 | 2015-11-19
SS105215U | Active | SL | 19200. STREET LIGHTING MATERIALS | SLSBM/105/215/UGStreetlightPole,SBM | SS105215U | 2013-10-11 | 2015-11-19
SS105215UCI1 | Active | SL | 19200. STREET LIGHTING MATERIALS | SLSBM/105/215/UGCI1StreetlightPoleSBM | SS105215UCI1 | 2013-10-11 | 2015-11-19
SS105230U | Active | SL | 19200. STREET LIGHTING MATERIALS | SLSBM/105/230/UGStreetlightPole,SBM | SS105230U | 2013-10-11 | 2015-11-19
SS105230UCI1 | Active | SL | 19200. STREET LIGHTING MATERIALS | SLSBM/105/230/UGCI1StreetlightPoleSBM | SS105230UCI1 | 2013-10-11 | 2015-11-19
SS105245U | Active | SL | 19200. STREET LIGHTING MATERIALS | SLSBM/105/245/UGStreetlightPole,SBM | SS105245U | 2013-10-11 | 2015-11-19
SS105245UCI1 | Active | SL | 19200. STREET LIGHTING MATERIALS | SLSBM/105/245/UGCI1StreetlightPoleSBM | SS105245UCI1 | 2013-10-11 | 2015-11-19
SS120115U | Active | SL | 19200. STREET LIGHTING MATERIALS | SLSBM/120/115/UGStreetlightPole,SBM | SS120115U | 2013-10-11 | 2015-11-19
SS120115UCI1 | Active | SL | 19200. STREET LIGHTING MATERIALS | SLSBM/120/115/UGCI1StreetlightPoleSBM | SS120115UCI1 | 2013-10-11 | 2015-11-19
SS120130U | Active | SL | 19200. STREET LIGHTING MATERIALS | SLSBM/120/130/UGStreetlightPole,SBM | SS120130U | 2013-10-11 | 2015-11-19
SS120130UCI1 | Active | SL | 19200. STREET LIGHTING MATERIALS | SLSBM/120/130/UGCI1StreetlightPoleSBM | SS120130UCI1 | 2013-10-11 | 2015-11-19
SS120145U | Active | SL | 19200. STREET LIGHTING MATERIALS | SLSBM/120/145/UGStreetlightPole,SBM | SS120145U | 2013-10-11 | 2015-11-19
SS120145UCI1 | Active | SL | 19200. STREET LIGHTING MATERIALS | SLSBM/120/145/UGCI1StreetlightPoleSBM | SS120145UCI1 | 2013-10-11 | 2015-11-19
SS120215U | Active | SL | 19200. STREET LIGHTING MATERIALS | SLSBM/120/215/UGStreetlightPole,SBM | SS120215U | 2013-10-11 | 2015-11-19
SS120215UCI1 | Active | SL | 19200. STREET LIGHTING MATERIALS | SLSBM/120/215/UGCI1StreetlightPoleSBM | SS120215UCI1 | 2013-10-11 | 2015-11-19
SS120230U | Active | SL | 19200. STREET LIGHTING MATERIALS | SLSBM/120/230/UGStreetlightPole,SBM | SS120230U | 2013-10-11 | 2015-11-19
SS120230UCI1 | Active | SL | 19200. STREET LIGHTING MATERIALS | SLSBM/120/230/UGCI1StreetlightPoleSBM | SS120230UCI1 | 2013-10-11 | 2015-11-19
SS120245U | Active | SL | 19200. STREET LIGHTING MATERIALS | SLSBM/120/245/UGStreetlightPole,SBM | SS120245U | 2013-10-11 | 2015-11-19
SS120245UCI1 | Active | SL | 19200. STREET LIGHTING MATERIALS | SLSBM/120/245/UGCI1StreetlightPoleSBM | SS120245UCI1 | 2013-10-11 | 2015-11-19
SS90115U | Active | SL | 19200. STREET LIGHTING MATERIALS | SLSBM/90/115/UGStreetlightPole,SBM | SS90115U | 2013-10-11 | 2015-11-19
SS90115UCI1 | Active | SL | 19200. STREET LIGHTING MATERIALS | SLSBM/90/115/UGCI1StreetlightPoleSBM | SS90115UCI1 | 2013-10-11 | 2015-11-19
SS90130U | Active | SL | 19200. STREET LIGHTING MATERIALS | SLSBM/90/130/UGStreetlightPole,SBM | SS90130U | 2013-10-11 | 2015-11-19
SS90130UCI1 | Active | SL | 19200. STREET LIGHTING MATERIALS | SLSBM/90/130/UGCI1StreetlightPoleSBM | SS90130UCI1 | 2013-10-11 | 2015-11-19
SS90145U | Active | SL | 19200. STREET LIGHTING MATERIALS | SLSBM/90/145/UGStreetlightPole,SBM | SS90145U | 2013-10-11 | 2015-11-19
SS90145UCI1 | Active | SL | 19200. STREET LIGHTING MATERIALS | SLSBM/90/145/UGCI1StreetlightPoleSBM | SS90145UCI1 | 2013-10-11 | 2015-11-19
SS90215U | Active | SL | 19200. STREET LIGHTING MATERIALS | SLSBM/90/215/UGStreetlightPole,SBM | SS90215U | 2013-10-11 | 2015-11-19
SS90215UCI1 | Active | SL | 19200. STREET LIGHTING MATERIALS | SLSBM/90/215/UGCI1StreetlightPoleSBM | SS90215UCI1 | 2013-10-11 | 2015-11-19
SS90230U | Active | SL | 19200. STREET LIGHTING MATERIALS | SLSBM/90/230/UGStreetlightPole,SBM | SS90230U | 2013-10-11 | 2015-11-19
SS90230UCI1 | Active | SL | 19200. STREET LIGHTING MATERIALS | SLSBM/90/230/UGCI1StreetlightPoleSBM | SS90230UCI1 | 2013-10-11 | 2015-11-19
SS90245U | Active | SL | 19200. STREET LIGHTING MATERIALS | SLSBM/90/245/UGStreetlightPole,SBM | SS90245U | 2013-10-11 | 2015-11-19
SS90245UCI1 | Active | SL | 19200. STREET LIGHTING MATERIALS | SLSBM/90/245/UGCI1StreetlightPoleSBM | SS90245UCI1 | 2013-10-11 | 2015-11-19
STPLDAD0243N | Active | SL | 19200. STREET LIGHTING MATERIALS | Lum T/Pty ADV Ltg Tech LEDway 20L D350 N | STPLDAD0243N | 2022-04-08 | 2022-04-08
STPLDAD0260N | Active | SL | 19200. STREET LIGHTING MATERIALS | Lum T/Pty ADV Ltg Tech LEDway 20L D350R | STPLDAD0260N | 2022-04-08 | 2022-04-08
STPLDAD0408N | Active | SL | 19200. STREET LIGHTING MATERIALS | Lum T/Pty ADV Ltg Tech LEDway 30L C350 N | STPLDAD0408N | 2022-04-08 | 2022-04-08
STPLDAD0463N | Active | SL | 19200. STREET LIGHTING MATERIALS | Lum T/Pty ADV Ltg Tech LEDway40L D350R N | STPLDAD0463N | 2022-04-08 | 2022-04-08
STPLDAD0470N | Active | SL | 19200. STREET LIGHTING MATERIALS | Lum T/Pty ADV Ltg Tech LEDway 40L D350 N | STPLDAD0470N | 2022-04-08 | 2022-04-08
STPLDAD0487N | Active | SL | 19200. STREET LIGHTING MATERIALS | Lum T/Pty ADV Ltg Tech LEDway 20L D700 N | STPLDAD0487N | 2022-04-08 | 2022-04-08
STPLDAD0604N | Active | SL | 19200. STREET LIGHTING MATERIALS | Lum T/Pty ADV Ltg Tech LEDway 60L D350 N | STPLDAD0604N | 2022-04-08 | 2022-04-08
STPLDAD0686N | Active | SL | 19200. STREET LIGHTING MATERIALS | Lum T/Pty ADV Ltg Tech Canopy 60L C350 N | STPLDAD0686N | 2022-04-08 | 2022-04-08
STPLDAD1376N | Active | SL | 19200. STREET LIGHTING MATERIALS | Lum T/Pty ADV Ltg Tech LEDway80L D525R N | STPLDAD1376N | 2022-04-08 | 2022-04-08
STPLDAD1430N | Active | SL | 19200. STREET LIGHTING MATERIALS | Lum T/Pty ADV Ltg Tech LEDway 80L D525 N | STPLDAD1430N | 2022-04-08 | 2022-04-08
STPLDAL0230N | Active | SL | 19200. STREET LIGHTING MATERIALS | Lum T/Pty Aldridge ALS24/20 23W LED Norm | STPLDAL0230N | 2022-04-08 | 2022-04-08
STPLDAL0295A | Active | SL | 19200. STREET LIGHTING MATERIALS | Lum T/Party Aldridge Como CM-30W Aero | STPLDAL0295A | 2022-04-08 | 2022-04-08
STPLDAL0581N | Active | SL | 19200. STREET LIGHTING MATERIALS | Lum T/Party Aldridge PLED P4860W Norm | STPLDAL0581N | 2022-04-08 | 2022-04-08
STPLDAL0740A | Active | SL | 19200. STREET LIGHTING MATERIALS | Lum T/Pty Aldridge VLED Mark II 75W Aero | STPLDAL0740A | 2022-04-08 | 2022-04-08
STPLDAL1003N | Active | SL | 19200. STREET LIGHTING MATERIALS | Lum T/Pty Aldridge ALS105/108 105W LED N | STPLDAL1003N | 2022-04-08 | 2022-04-08
STPLDAL1700A | Active | SL | 19200. STREET LIGHTING MATERIALS | Lum T/Pty Aldridge VLED MarkII 175W Aero | STPLDAL1700A | 2022-04-08 | 2022-04-08
STPLDAL1700N | Active | SL | 19200. STREET LIGHTING MATERIALS | Lum T/Pty Aldridge VLED MarkII 175W Norm | STPLDAL1700N | 2022-04-08 | 2022-04-08
STPLDAL1989N | Active | SL | 19200. STREET LIGHTING MATERIALS | Lum T/Pty Aldridge ALS 162 LED Norm | STPLDAL1989N | 2022-04-08 | 2022-04-08
STPLDAL2580N | Active | SL | 19200. STREET LIGHTING MATERIALS | Lum T/Pty Aldridge VLED MarkII 265W Norm | STPLDAL2580N | 2022-04-08 | 2022-04-08
STPLDAL2933N | Active | SL | 19200. STREET LIGHTING MATERIALS | Lum T/Pty LED Aldridge ALS 216/298 298W | STPLDAL2933N | 2022-04-08 | 2022-04-08
STPLDCN0220N | Active | SL | 19200. STREET LIGHTING MATERIALS | Lum T/Pty Cooper Navion 22W LED Norm | STPLDCN0220N | 2022-04-08 | 2022-04-08
STPLDEY0277N | Active | SL | 19200. STREET LIGHTING MATERIALS | Lum T/Pty Eye Ltg LEDioc Street 40VA N | STPLDEY0277N | 2022-04-08 | 2022-04-08
STPLDGE0250N | Active | SL | 19200. STREET LIGHTING MATERIALS | Lum T/Party GE Evolve P4P5 25W LED Norm | STPLDGE0250N | 2022-04-08 | 2022-04-08
STPLDGE0359N | Active | SL | 19200. STREET LIGHTING MATERIALS | Lum T/Pty Light Source Sol GE 35W LED N | STPLDGE0359N | 2022-04-08 | 2022-04-08
STPLDGE0675N | Active | SL | 19200. STREET LIGHTING MATERIALS | Lum T/Pty GE Scale Wall Pack 67W LED N | STPLDGE0675N | 2022-04-08 | 2022-04-08
STPLDGL0164N | Active | SL | 19200. STREET LIGHTING MATERIALS | Lum T/Pty Gerard Ltg Avenu/Urban 13W Nrm | STPLDGL0164N | 2022-04-08 | 2022-04-08
STPLDGL01711 | Active | SL | 19200. STREET LIGHTING MATERIALS | Lum T/Pty Sylvania L17 LED Nost T1 Green | STPLDGL01711 | 2022-04-08 | 2022-04-08
STPLDGL01712 | Active | SL | 19200. STREET LIGHTING MATERIALS | Lum T/Pty Sylvania L17 LED Nost T1 Black | STPLDGL01712 | 2022-04-08 | 2022-04-08
STPLDGL01713 | Active | SL | 19200. STREET LIGHTING MATERIALS | Lum T/Pty Sylvania L17 LED Nost T1 Bu/Gy | STPLDGL01713 | 2022-04-08 | 2022-04-08
STPLDGL01715 | Active | SL | 19200. STREET LIGHTING MATERIALS | Lum T/Pty Sylvania L17 LED Nost T2 Black | STPLDGL01715 | 2022-04-08 | 2022-04-08
STPLDGL0209N | Active | SL | 19200. STREET LIGHTING MATERIALS | Lum T/Pty Gerard Ltg Sylvn Mod LED 21W N | STPLDGL0209N | 2022-04-08 | 2022-04-08
STPLDGL0219A | Active | SL | 19200. STREET LIGHTING MATERIALS | Lum T/Pty Sylvania ECO 18 LED Aeroscreen | STPLDGL0219A | 2022-04-08 | 2022-04-08
STPLDGL02501 | Active | SL | 19200. STREET LIGHTING MATERIALS | Lum T/Pty Sylvania L25 LED Nost T1 Green | STPLDGL02501 | 2022-04-08 | 2022-04-08
STPLDGL02502 | Active | SL | 19200. STREET LIGHTING MATERIALS | Lum T/Pty Sylvania L25 LED Nost T1 Black | STPLDGL02502 | 2022-04-08 | 2022-04-08
STPLDGL02505 | Active | SL | 19200. STREET LIGHTING MATERIALS | Lum T/Pty Sylvania L25 LED Nost T2 Black | STPLDGL02505 | 2022-04-08 | 2022-04-08
STPLDGL02506 | Active | SL | 19200. STREET LIGHTING MATERIALS | Lum T/Pty Sylvania L25 LED Nost T2 Bu/Gy | STPLDGL02506 | 2022-04-08 | 2022-04-08
STPLDGL0290N | Active | SL | 19200. STREET LIGHTING MATERIALS | Lum T/Pty Sylvania 25W LED Norm | STPLDGL0290N | 2022-04-08 | 2022-04-08
STPLDGL02981 | Active | SL | 19200. STREET LIGHTING MATERIALS | Lum T/Pty Sylvania L30 LED Nost T1 Green | STPLDGL02981 | 2022-04-08 | 2022-04-08
STPLDGL02982 | Active | SL | 19200. STREET LIGHTING MATERIALS | Lum T/Pty Sylvania L30 LED Nost T1 Black | STPLDGL02982 | 2022-04-08 | 2022-04-08
STPLDGL02984 | Active | SL | 19200. STREET LIGHTING MATERIALS | Lum T/Pty Sylvania L30 LED Nost T2 Green | STPLDGL02984 | 2022-04-08 | 2022-04-08
STPLDGL02985 | Active | SL | 19200. STREET LIGHTING MATERIALS | Lum T/Pty Sylvania L30 LED Nost T2 Black | STPLDGL02985 | 2022-04-08 | 2022-04-08
STPLDGL0420A | Active | SL | 19200. STREET LIGHTING MATERIALS | Lum T/Pty Gerard Ltg Sylvania StLED3 17W | STPLDGL0420A | 2022-04-08 | 2022-04-08
STPLDGL0420N | Active | SL | 19200. STREET LIGHTING MATERIALS | Lum T/Pty Gerard Ltg Sylvania StLED3 17W | STPLDGL0420N | 2022-04-08 | 2022-04-08
STPLDGL0567N | Active | SL | 19200. STREET LIGHTING MATERIALS | Lum T/Pty Gerard Ltg Sylvania RdLED 60W | STPLDGL0567N | 2022-04-08 | 2022-04-08
STPLDGL0822A | Active | SL | 19200. STREET LIGHTING MATERIALS | Lum T/Pty Gerard Ltg Sylvania RdLED 80W | STPLDGL0822A | 2022-04-08 | 2022-04-08
STPLDGL0822N | Active | SL | 19200. STREET LIGHTING MATERIALS | Lum T/Pty Gerard Ltg Sylvania RdLED 80W | STPLDGL0822N | 2022-04-08 | 2022-04-08
STPLDGL0928N | Active | SL | 19200. STREET LIGHTING MATERIALS | Lum T/Pty Gerard Ltg Sylvna Clip 95W LED | STPLDGL0928N | 2022-04-08 | 2022-04-08
STPLDGL1205A | Active | SL | 19200. STREET LIGHTING MATERIALS | Lum T/Pty Gerard Ltg Sylvn RdLED 120W A | STPLDGL1205A | 2022-04-08 | 2022-04-08
STPLDGL1205N | Active | SL | 19200. STREET LIGHTING MATERIALS | Lum T/Pty Gerard Ltg Sylvania RdLED 120W | STPLDGL1205N | 2022-04-08 | 2022-04-08
STPLDGL1449N | Active | SL | 19200. STREET LIGHTING MATERIALS | Lum T/Pty Gerard Ltg Sylvania RdLED 145W | STPLDGL1449N | 2022-04-08 | 2022-04-08
STPLDGL1566N | Active | SL | 19200. STREET LIGHTING MATERIALS | Lum T/Pty Gerard Ltg Sylvania RdLED 155W | STPLDGL1566N | 2022-04-08 | 2022-04-08
STPLDGL1749N | Active | SL | 19200. STREET LIGHTING MATERIALS | Lum T/Pty Gerard Ltg Sylvania RdLED 175W | STPLDGL1749N | 2022-04-08 | 2022-04-08
STPLDGL1979N | Active | SL | 19200. STREET LIGHTING MATERIALS | Lum T/Pty Gerard Ltg Sylvania RdLED 200W | STPLDGL1979N | 2022-04-08 | 2022-04-08
STPLDGL2470N | Active | SL | 19200. STREET LIGHTING MATERIALS | Lum T/Pty Gerard Ltg Sylvania RdLED 250W | STPLDGL2470N | 2022-04-08 | 2022-04-08
STPLDGL3096N | Active | SL | 19200. STREET LIGHTING MATERIALS | Lum T/Pty Gerard Ltg Sylvania RdLED 300W | STPLDGL3096N | 2022-04-08 | 2022-04-08
STPLDGL3521A | Active | SL | 19200. STREET LIGHTING MATERIALS | Lum T/Pty Gerard Ltg Sylvania RdLED 350W | STPLDGL3521A | 2022-04-08 | 2022-04-08
STPLDHB0274N | Active | SL | 19200. STREET LIGHTING MATERIALS | Lum T/Pty HBW Ltg AEC Italo 1 OF2 19W | STPLDHB0274N | 2022-04-08 | 2022-04-08
STPLDHB0689N | Active | SL | 19200. STREET LIGHTING MATERIALS | Lum T/Pty HBW Ltg AEC 0F2 4.7-4M LED | STPLDHB0689N | 2022-04-08 | 2022-04-08
STPLDHB0847A | Active | SL | 19200. STREET LIGHTING MATERIALS | Lum T/Pty HBW Ltg AEC 0F2 4.7-5M LED | STPLDHB0847A | 2022-04-08 | 2022-04-08
STPLDHB1370N | Active | SL | 19200. STREET LIGHTING MATERIALS | Lum T/Pty HBW Ltg AEC 0F2 4.7-8M LED | STPLDHB1370N | 2022-04-08 | 2022-04-08
STPLDIL0235N | Active | SL | 19200. STREET LIGHTING MATERIALS | Lum T/Pty Int Ltg iGuzzini Str EH77 LED | STPLDIL0235N | 2022-04-08 | 2022-04-08
STPLDLS0186N | Active | SL | 19200. STREET LIGHTING MATERIALS | Lum T/Pty Lightscope Greendale 430 LED N | STPLDLS0186N | 2022-04-08 | 2022-04-08
STPLDOR0176N | Active | SL | 19200. STREET LIGHTING MATERIALS | Lum T/Pty OrangeTek TerraLED Mini 18 N | STPLDOR0176N | 2022-04-08 | 2022-04-08
STPLDOR0177N | Active | SL | 19200. STREET LIGHTING MATERIALS | Lum T/Pty OrangeTek IGNIS MINI 20 18W N | STPLDOR0177N | 2022-04-08 | 2022-04-08
STPLDOR0187N | Active | SL | 19200. STREET LIGHTING MATERIALS | Lum T/Pty OrangeTek Voyager 18 LED N | STPLDOR0187N | 2022-04-08 | 2022-04-08
STPLDOR0451N | Active | SL | 19200. STREET LIGHTING MATERIALS | Lum T/Pty OrangeTek AriaLED 40 350mA N | STPLDOR0451N | 2022-04-08 | 2022-04-08
STPLDOR0469N | Active | SL | 19200. STREET LIGHTING MATERIALS | Lum T/Pty OrangeTek IGNIS 1 36LED 46W N | STPLDOR0469N | 2022-04-08 | 2022-04-08
STPLDOR0877N | Active | SL | 19200. STREET LIGHTING MATERIALS | Lum T/Pty OrangeTek AriaLED 40 700mA N | STPLDOR0877N | 2022-04-08 | 2022-04-08
STPLDPE0290N | Active | SL | 19200. STREET LIGHTING MATERIALS | Lum T/Pty Pecan Ltg NXT24S 350 LED Norm | STPLDPE0290N | 2022-04-08 | 2022-04-08
STPLDPE0613N | Active | SL | 19200. STREET LIGHTING MATERIALS | Lum T/Pty Pecan Ltg NXT36S 525 LED Norm | STPLDPE0613N | 2022-04-08 | 2022-04-08
STPLDPE0790N | Active | SL | 19200. STREET LIGHTING MATERIALS | Lum T/Pty Pecan Ltg NXT-72M 78W LED Norm | STPLDPE0790N | 2022-04-08 | 2022-04-08
STPLDPE0806N | Active | SL | 19200. STREET LIGHTING MATERIALS | Lum T/Pty Pecan Ltg NXT36S 700 Norm | STPLDPE0806N | 2022-04-08 | 2022-04-08
STPLDPE1590N | Active | SL | 19200. STREET LIGHTING MATERIALS | Lum T/Pty Pecan Ltg NXT-72M 158W LED Nrm | STPLDPE1590N | 2022-04-08 | 2022-04-08
STPLDPE2000N | Active | SL | 19200. STREET LIGHTING MATERIALS | Lum T/Pty Pecan LDL SAT 96M 200W LED | STPLDPE2000N | 2022-04-08 | 2022-04-08
STPLDPH0509N | Active | SL | 19200. STREET LIGHTING MATERIALS | Lum T/Pty Philips Ltg BRP391 LED60 50W | STPLDPH0509N | 2022-04-08 | 2022-04-08
STPLDPH0713F | Active | SL | 19200. STREET LIGHTING MATERIALS | Lum T/Pty Philips TangoG3 LED Fld 70W 4K | STPLDPH0713F | 2022-04-08 | 2022-04-08
STPLDPH0808A | Active | SL | 19200. STREET LIGHTING MATERIALS | Lum T/Pty Philips RdFlr BRP391 LED96 80W | STPLDPH0808A | 2022-04-08 | 2022-04-08
STPLDPH0808N | Active | SL | 19200. STREET LIGHTING MATERIALS | Lum T/Pty Philips Ltg BRP391 LED96 80W | STPLDPH0808N | 2022-04-08 | 2022-04-08
STPLDPH0912N | Active | SL | 19200. STREET LIGHTING MATERIALS | Lum T/Pty Philips Ltg BRP392 LED108 90W | STPLDPH0912N | 2022-04-08 | 2022-04-08
STPLDPH1716N | Active | SL | 19200. STREET LIGHTING MATERIALS | Lum T/Pty Philips Lighting BRP393 170W N | STPLDPH1716N | 2022-04-08 | 2022-04-08
STPLDPH2029F | Active | SL | 19200. STREET LIGHTING MATERIALS | Lum T/Pty Phlps Tango G3 LED Fld 200W 4K | STPLDPH2029F | 2022-04-08 | 2022-04-08
STPLDPH2356A | Active | SL | 19200. STREET LIGHTING MATERIALS | Lum T/Pty Phlps RdFlr BRP393 LED288 240W | STPLDPH2356A | 2022-04-08 | 2022-04-08
STPLDPH2664A | Active | SL | 19200. STREET LIGHTING MATERIALS | Lum T/Pty Phlps RdFlr BRP394 LED324 270W | STPLDPH2664A | 2022-04-08 | 2022-04-08
STPLDPI0266N | Active | SL | 19200. STREET LIGHTING MATERIALS | Lum T/Pty Pierlite Greenstreet 26W LED N | STPLDPI0266N | 2022-04-08 | 2022-04-08
STPLDTH0225N | Active | SL | 19200. STREET LIGHTING MATERIALS | Lum T/Pty Thorn Gladiator 2000 LED 26W N | STPLDTH0225N | 2022-04-08 | 2022-04-08
STPLDVE0492N | Active | SL | 19200. STREET LIGHTING MATERIALS | Lum T/Pty Versalux Saturn 30A 46W LED N | STPLDVE0492N | 2022-04-08 | 2022-04-08
STPLDWE0286N | Active | SL | 19200. STREET LIGHTING MATERIALS | Lum T/Pty WE-EF RFL530 12LED 24W/700mA N | STPLDWE0286N | 2022-04-08 | 2022-04-08
STPLDWE0555N | Active | SL | 19200. STREET LIGHTING MATERIALS | Lum T/Pty WE-EF ASP530 24LED 48W/700mA N | STPLDWE0555N | 2022-04-08 | 2022-04-08
STPLDWE0812N | Active | SL | 19200. STREET LIGHTING MATERIALS | Lum T/Pty WE-EF ASP530 36LED 72W/700mA N | STPLDWE0812N | 2022-04-08 | 2022-04-08
STPLDWE1083N | Active | SL | 19200. STREET LIGHTING MATERIALS | Lum T/Pty WE-EF PFL240/VFL540 48LED 96W | STPLDWE1083N | 2022-04-08 | 2022-04-08
STPLDZU0262N | Active | SL | 19200. STREET LIGHTING MATERIALS | Lum T/Pty ZG Lighting Bega 77929 LED N | STPLDZU0262N | 2022-04-08 | 2022-04-08
STPLDZU0392N | Active | SL | 19200. STREET LIGHTING MATERIALS | Lum T/Pty ZG Lighting Bega 77930 LED N | STPLDZU0392N | 2022-04-08 | 2022-04-08
STPLDZU1150N | Active | SL | 19200. STREET LIGHTING MATERIALS | Lum T/Pty Zumtobel Bega 9596s LED N | STPLDZU1150N | 2022-04-08 | 2022-04-08
STPLGL0167A3 | Active | SL | 19200. STREET LIGHTING MATERIALS | Lum T/Pty Sylvania 17W StLED MkIII 3K A | STPLGL0167A3 | 2022-04-08 | 2022-04-08
STPLGL0231A2 | Active | SL | 19200. STREET LIGHTING MATERIALS | Lum T/Pty Sylvania StreetLED3 25W 2200K | STPLGL0231A2 | 2022-04-08 | 2022-04-08
STPLGL0325A3 | Active | SL | 19200. STREET LIGHTING MATERIALS | Lum T/Pty GL StreetLED Mk II 33W L33 3K | STPLGL0325A3 | 2022-04-08 | 2022-04-08
SUBMAU | Active | SL | 19200. STREET LIGHTING MATERIALS | SL Underbridge Bracket,Major RD | SUBMAU | 2016-01-25 | 2016-01-28
SUBMIU | Active | SL | 19200. STREET LIGHTING MATERIALS | SL Underbridge Bracket,Minor RD | SUBMIU | 2016-01-25 | 2016-01-28
SUGSLLJB | Active | SL | 19200. STREET LIGHTING MATERIALS | SUGSLL/JBJunctionBoxforLVPit | SUGSLLJB | 2013-10-11 | 2024-06-04
SUGSLLPIT2 | Active | SL | 19200. STREET LIGHTING MATERIALS | SUGSLL/PIT2ServicesMaj/MinRdLooping | SUGSLLPIT2 | 2013-10-11 | 2015-11-19
SUGSLLPIT4 | Active | SL | 19200. STREET LIGHTING MATERIALS | SUGSLL/PIT4ServicesMaj/MinRdLooping | SUGSLLPIT4 | 2013-10-11 | 2024-06-04
SUGSLLPIT4A | Active | SL | 19200. STREET LIGHTING MATERIALS | Services St Lt Loop Pit T4 Lid JB Alum | SUGSLLPIT4A | 2025-08-22 | 2025-08-22
SUGSLLPIT4L | Active | SL | 19200. STREET LIGHTING MATERIALS | LV Pit P/Lock Cable Looping Maj/Min Rd | SUGSLLPIT4L | 2024-06-04 | 2024-06-04
SUGSLLPIT4LA | Active | SL | 19200. STREET LIGHTING MATERIALS | Service St Lt Loop Pit4 Lock Lid JB Alum | SUGSLLPIT4LA | 2025-08-22 | 2025-08-22
SUGSLPIL | Active | SL | 19200. STREET LIGHTING MATERIALS | SL UG service fittings at LV Pillar | SUGSLPIL | 2015-02-06 | 2015-11-19
SUGSS3JB | Active | SL | 19200. STREET LIGHTING MATERIALS | Junction Box Only SBM Pole 3Ph LV Pit | SUGSS3JB | 2024-06-04 | 2024-06-04
SUGSS3JBA | Active | SL | 19200. STREET LIGHTING MATERIALS | J/Box Only SBM Pole 3Ph LV Pit Alum | SUGSS3JBA | 2025-08-22 | 2025-08-22
SUGSS3PIT | Active | SL | 19200. STREET LIGHTING MATERIALS | Service SBM Pole 3Ph LV Pit Inc Lid JB | SUGSS3PIT | 2024-06-04 | 2024-06-04
SUGSS3PITA | Active | SL | 19200. STREET LIGHTING MATERIALS | Service SBM Pole 3Ph LV Pit Lid JB Alum | SUGSS3PITA | 2025-08-22 | 2025-08-22
SUGSS3PITL | Active | SL | 19200. STREET LIGHTING MATERIALS | Srvce SBM Pole 3Ph LV Pit - P/Lck Lid JB | SUGSS3PITL | 2024-06-04 | 2024-06-04
SUGSS3PITLA | Active | SL | 19200. STREET LIGHTING MATERIALS | Srvce SBM Pole 3Ph Pit P/Lk Lid JB Alum | SUGSS3PITLA | 2025-08-22 | 2025-08-22
SUGSSJB | Active | SL | 19200. STREET LIGHTING MATERIALS | Junction Box Only for SBM Pole | SUGSSJB | 2024-06-04 | 2024-06-04
SUGSSJBA | Active | SL | 19200. STREET LIGHTING MATERIALS | J/Box Only SBM Pole 1Ph LV Pit Alum | SUGSSJBA | 2025-08-22 | 2025-08-22
SUGSSPIT | Active | SL | 19200. STREET LIGHTING MATERIALS | Service SBM Pole from LV Pit Inc Lid JB | SUGSSPIT | 2024-06-04 | 2024-06-04
SUGSSPITA | Active | SL | 19200. STREET LIGHTING MATERIALS | Service SBM Pole - LV Pit Lid JB Alum | SUGSSPITA | 2025-08-22 | 2025-08-22
SUGSSPITL | Active | SL | 19200. STREET LIGHTING MATERIALS | Srvce SBM Pole LV Pit Inc P/Lock Lid JB | SUGSSPITL | 2024-06-04 | 2024-06-04
SUGSSPITLA | Active | SL | 19200. STREET LIGHTING MATERIALS | Srvce SBM Pole LV Pit P/Lock Lid JB Alum | SUGSSPITLA | 2025-08-22 | 2025-08-22
SUS216PIL | Active | SL | 19200. STREET LIGHTING MATERIALS | SUGSL/216PILService,U/G,2C16mm2XLPE | SUS216PIL | 2013-10-11 | 2015-11-19
SUS26PIL | Active | SL | 19200. STREET LIGHTING MATERIALS | SUGSL/26PILServiceFittings,suit2C | SUS26PIL | 2013-10-11 | 2015-11-19
SW1ABC | Active | SL | 19200. STREET LIGHTING MATERIALS | SL Watchman to WP 1 Outreach, ABC Mains | SW1ABC | 2019-04-30 | 2019-05-01
SW1AL | Active | SL | 19200. STREET LIGHTING MATERIALS | SL Watchman to WP 1 Outreach, Al Mains | SW1AL | 2019-05-01 | 2025-12-08
SW1CU | Active | SL | 19200. STREET LIGHTING MATERIALS | SL Watchman to WP 1 Outreach, Cu Mains | SW1CU | 2019-05-01 | 2025-12-08
SW1SER | Active | SL | 19200. STREET LIGHTING MATERIALS | SL Watchman to WP 1 Outreach, Service | SW1SER | 2019-05-01 | 2019-05-01
SWPBMA1B | Active | SL | 19200. STREET LIGHTING MATERIALS | SLWPB/MA1ABCStreetlightBracket,W/ple | SWPBMA1B | 2013-10-11 | 2015-11-19
SWPBMA1C | Active | SL | 19200. STREET LIGHTING MATERIALS | SLWPB/MA1CUStreetlightBracket,W/pl | SWPBMA1C | 2013-10-11 | 2025-12-08
SWPBMA1L | Active | SL | 19200. STREET LIGHTING MATERIALS | SLWPB/MA1ALStreetlightBracket,W/ple | SWPBMA1L | 2013-10-11 | 2025-12-08
SWPBMA1SER | Active | SL | 19200. STREET LIGHTING MATERIALS | SLWPB/MA1SERStreetlightBracket,W/ple | SWPBMA1SER | 2013-10-11 | 2015-11-19
SWPBMA2B | Active | SL | 19200. STREET LIGHTING MATERIALS | SLWPB/MA2ABCStreetlightBracket,W/ple | SWPBMA2B | 2013-10-11 | 2015-11-19
SWPBMA2C | Active | SL | 19200. STREET LIGHTING MATERIALS | SLWPB/MA2CUStreetlightBracket,W/ple | SWPBMA2C | 2013-10-11 | 2025-12-08
SWPBMA2L | Active | SL | 19200. STREET LIGHTING MATERIALS | SLWPB/MA2ALStreetlightBracket,W/ple | SWPBMA2L | 2013-10-11 | 2025-12-08
SWPBMA2SER | Active | SL | 19200. STREET LIGHTING MATERIALS | SLWPB/MA2SERStreetlightBracket,W/ple | SWPBMA2SER | 2013-10-11 | 2015-11-19
SWPBMA3B | Active | SL | 19200. STREET LIGHTING MATERIALS | SLWPB/MA3ABCStreetlightBracket,W/ple | SWPBMA3B | 2013-10-11 | 2015-11-19
SWPBMA3C | Active | SL | 19200. STREET LIGHTING MATERIALS | SLWPB/MA3CUStreetlightBracket,W/ple | SWPBMA3C | 2013-10-11 | 2025-12-08
SWPBMA3L | Active | SL | 19200. STREET LIGHTING MATERIALS | SLWPB/MA3ALStreetlightBracket,W/ple | SWPBMA3L | 2013-10-11 | 2025-12-08
SWPBMA3SER | Active | SL | 19200. STREET LIGHTING MATERIALS | SLWPB/MA3SERStreetlightBracket,W/ple | SWPBMA3SER | 2013-10-11 | 2015-11-19
SWPBMA4B | Active | SL | 19200. STREET LIGHTING MATERIALS | SLWPB/MA4ABCStreetlightBracket,W/ple | SWPBMA4B | 2013-10-11 | 2015-11-19
SWPBMA4C | Active | SL | 19200. STREET LIGHTING MATERIALS | SLWPB/MA4CUStreetlightBracket,W/ple | SWPBMA4C | 2013-10-11 | 2025-12-08
SWPBMA4L | Active | SL | 19200. STREET LIGHTING MATERIALS | SLWPB/MA4ALStreetlightBracket,W/ple | SWPBMA4L | 2013-10-11 | 2025-12-08
SWPBMA4SER | Active | SL | 19200. STREET LIGHTING MATERIALS | SLWPB/MA4SERStreetlightBracket,W/ple | SWPBMA4SER | 2013-10-11 | 2015-11-19
SWPBMA5B | Active | SL | 19200. STREET LIGHTING MATERIALS | SLWPB/MA5ABCStreetlightBracket,W/ple | SWPBMA5B | 2013-10-11 | 2015-11-19
SWPBMA5C | Active | SL | 19200. STREET LIGHTING MATERIALS | SLWPB/MA5CUStreetlightBracket,W/ple | SWPBMA5C | 2013-10-11 | 2025-12-08
SWPBMA5L | Active | SL | 19200. STREET LIGHTING MATERIALS | SLWPB/MA5ALStreetlightBracket,W/ple | SWPBMA5L | 2013-10-11 | 2025-12-08
SWPBMA5SER | Active | SL | 19200. STREET LIGHTING MATERIALS | SLWPB/MA5SERStreetlightBracket,W/ple | SWPBMA5SER | 2013-10-11 | 2015-11-19
SWPBMA6B | Active | SL | 19200. STREET LIGHTING MATERIALS | SLWPB/MA6ABCStreetlightBracket,W/ple | SWPBMA6B | 2013-10-11 | 2015-11-19
SWPBMA6C | Active | SL | 19200. STREET LIGHTING MATERIALS | SLWPB/MA6CUStreetlightBracket,W/ple | SWPBMA6C | 2013-10-11 | 2025-12-08
SWPBMA6L | Active | SL | 19200. STREET LIGHTING MATERIALS | SLWPB/MA6ALStreetlightBracket,W/ple | SWPBMA6L | 2013-10-11 | 2025-12-08
SWPBMA6SER | Active | SL | 19200. STREET LIGHTING MATERIALS | SLWPB/MA6SERStreetlightBracket,W/ple | SWPBMA6SER | 2013-10-11 | 2015-11-19
SWPBMA7B | Active | SL | 19200. STREET LIGHTING MATERIALS | SLWPB/MA7ABCStreetlightBracket,W/ple | SWPBMA7B | 2013-10-11 | 2015-11-19
SWPBMA7C | Active | SL | 19200. STREET LIGHTING MATERIALS | SLWPB/MA7CUStreetlightBracket,W/ple | SWPBMA7C | 2013-10-11 | 2025-12-08
SWPBMA7L | Active | SL | 19200. STREET LIGHTING MATERIALS | SLWPB/MA7ALStreetlightBracket,W/ple | SWPBMA7L | 2013-10-11 | 2025-12-08
SWPBMA7SER | Active | SL | 19200. STREET LIGHTING MATERIALS | SLWPB/MA7SERStreetlightBracket,W/ple | SWPBMA7SER | 2013-10-11 | 2015-11-19
SWPBMI1B | Active | SL | 19200. STREET LIGHTING MATERIALS | SLWPB/MI1ABCStreetlightBracket,Wood | SWPBMI1B | 2013-10-11 | 2015-11-19
SWPBMI1C | Active | SL | 19200. STREET LIGHTING MATERIALS | SLWPB/MI1CUStreetlightBracket,Wood | SWPBMI1C | 2013-10-11 | 2025-12-08
SWPBMI1L | Active | SL | 19200. STREET LIGHTING MATERIALS | SLWPB/MI1ALStreetlightBracket,Wood | SWPBMI1L | 2013-10-11 | 2025-12-08
SWPBMI1SER | Active | SL | 19200. STREET LIGHTING MATERIALS | SLWPB/MI1SERStreetlightBracket,Wood | SWPBMI1SER | 2013-10-11 | 2015-11-19
SWPBMI2B | Active | SL | 19200. STREET LIGHTING MATERIALS | SLWPB/MI2ABCStreetlightBracket,Wood | SWPBMI2B | 2013-10-11 | 2015-11-19
SWPBMI2C | Active | SL | 19200. STREET LIGHTING MATERIALS | SLWPB/MI2CUStreetlightBracket,Wood | SWPBMI2C | 2013-10-11 | 2025-12-08
SWPBMI2L | Active | SL | 19200. STREET LIGHTING MATERIALS | SLWPB/MI2ALStreetlightBracket,Wood | SWPBMI2L | 2013-10-11 | 2025-12-08
SWPBMI2SER | Active | SL | 19200. STREET LIGHTING MATERIALS | SLWPB/MI2SERStreetlightBracket,Wood | SWPBMI2SER | 2013-10-11 | 2015-11-19
SWPBMI3ABC | Active | SL | 19200. STREET LIGHTING MATERIALS | SLWPB/MI3ABCStreetlightBracket,Wood | SWPBMI3ABC | 2013-10-11 | 2015-11-19
SWPBMI3AL | Active | SL | 19200. STREET LIGHTING MATERIALS | SLWPB/MI3ALStreetlightBracket,Wood | SWPBMI3AL | 2013-10-11 | 2025-12-08
SWPBMI3B | Active | SL | 19200. STREET LIGHTING MATERIALS | SLWPB/MI3ABCStreetlightBracket,Wood | SWPBMI3B | 2014-01-29 | 2015-11-19
SWPBMI3C | Active | SL | 19200. STREET LIGHTING MATERIALS | SLWPB/MI3CUStreetlightBracket,Wood | SWPBMI3C | 2014-01-29 | 2025-12-08
SWPBMI3CU | Active | SL | 19200. STREET LIGHTING MATERIALS | SLWPB/MI3CUStreetlightBracket,Wood | SWPBMI3CU | 2013-10-11 | 2025-12-08
SWPBMI3L | Active | SL | 19200. STREET LIGHTING MATERIALS | SLWPB/MI3ALStreetlightBracket,Wood | SWPBMI3L | 2014-01-29 | 2025-12-08
SWPBMI3SER | Active | SL | 19200. STREET LIGHTING MATERIALS | SLWPB/MI3SERStreetlightBracket,Wood | SWPBMI3SER | 2013-10-11 | 2015-11-19
SWPBPT1ABC | Active | SL | 19200. STREET LIGHTING MATERIALS | SLWPB/PT1ABCStreetlightBracket,W/Pole | SWPBPT1ABC | 2013-10-11 | 2015-11-19
SWPBPT1AL | Active | SL | 19200. STREET LIGHTING MATERIALS | SLWPB/PT1ALStreetlightBracket,W/Pole | SWPBPT1AL | 2013-10-11 | 2025-12-08
SWPBPT1B | Active | SL | 19200. STREET LIGHTING MATERIALS | SLWPB/PT1ABCStreetlightBracket,W/Pole | SWPBPT1B | 2014-01-29 | 2015-11-19
SWPBPT1C | Active | SL | 19200. STREET LIGHTING MATERIALS | SLWPB/PT1CUStreetlightBracket,W/Pole | SWPBPT1C | 2014-01-29 | 2025-12-08
SWPBPT1CU | Active | SL | 19200. STREET LIGHTING MATERIALS | SLWPB/PT1CUStreetlightBracket,W/Pole | SWPBPT1CU | 2013-10-11 | 2025-12-08
SWPBPT1L | Active | SL | 19200. STREET LIGHTING MATERIALS | SLWPB/PT1ALStreetlightBracket,W/Pole | SWPBPT1L | 2014-01-29 | 2025-12-08
SWPBPT1SER | Active | SL | 19200. STREET LIGHTING MATERIALS | SLWPB/PT1SERStreetlightBracket,W/Pole | SWPBPT1SER | 2013-10-11 | 2015-11-19
SWPBPT2ABC | Active | SL | 19200. STREET LIGHTING MATERIALS | SLWPB/PT2ABCStreetlightBracket,W/Pole | SWPBPT2ABC | 2013-10-11 | 2015-11-19
SWPBPT2AL | Active | SL | 19200. STREET LIGHTING MATERIALS | SLWPB/PT2ALStreetlightBracket,W/Pole | SWPBPT2AL | 2013-10-11 | 2025-12-08
SWPBPT2B | Active | SL | 19200. STREET LIGHTING MATERIALS | SLWPB/PT2ABCStreetlightBracket,W/Pole | SWPBPT2B | 2014-01-29 | 2015-11-19
SWPBPT2C | Active | SL | 19200. STREET LIGHTING MATERIALS | SLWPB/PT2CUStreetlightBracket,W/Pole | SWPBPT2C | 2014-01-29 | 2025-12-08
SWPBPT2CU | Active | SL | 19200. STREET LIGHTING MATERIALS | SLWPB/PT2CUStreetlightBracket,W/Pole | SWPBPT2CU | 2013-10-11 | 2025-12-08
SWPBPT2L | Active | SL | 19200. STREET LIGHTING MATERIALS | SLWPB/PT2ALStreetlightBracket,W/Pole | SWPBPT2L | 2014-01-29 | 2025-12-08
SWPBPT2SER | Active | SL | 19200. STREET LIGHTING MATERIALS | SLWPB/PT2SERStreetlightBracket,W/Pole | SWPBPT2SER | 2013-10-11 | 2015-11-19
UDMAT300 | Active | SL | 19200. STREET LIGHTING MATERIALS | MAJOR ROAD SL, POLE, BRACKETS | UDMAT300 | 2002-12-10 | 2015-11-19
UDMAT301 | Active | SL | 19200. STREET LIGHTING MATERIALS | MINOR ROAD SL, POLE, BRACKETS | UDMAT301 | 2002-12-10 | 2015-11-19
UDMAT302 | Active | SL | 19200. STREET LIGHTING MATERIALS | PEDESTRIAN X-ING SL, POLE, BRACKETS | UDMAT302 | 2015-07-31 | 2015-11-19
UDMAT303 | Active | SL | 19200. STREET LIGHTING MATERIALS | ESTATE STREETLIGHT POLES | UDMAT303 | 2015-07-31 | 2015-11-19
UDMAT304 | Active | SL | 19200. STREET LIGHTING MATERIALS | PEDESTRIAN X-ING FLOODLIGHTS | UDMAT304 | 2015-07-31 | 2025-09-24
UDMAT305 | Active | SL | 19200. STREET LIGHTING MATERIALS | WATCHMAN FLOODLIGHTS | UDMAT305 | 2015-07-31 | 2015-11-19
UDMAT308 | Active | SL | 19200. STREET LIGHTING MATERIALS | NOSTALGIA LUMINAIRES | UDMAT308 | 2015-07-31 | 2015-11-19
UDMAT309 | Active | SL | 19200. STREET LIGHTING MATERIALS | MAJOR ROAD STREETLIGHT POLES | UDMAT309 | 2015-07-31 | 2015-11-19
UDMAT309A | Active | SL | 19200. STREET LIGHTING MATERIALS | MINOR ROAD STREETLIGHT POLES | UDMAT309A | 2015-07-31 | 2015-11-19
UDMAT312 | Active | SL | 19200. STREET LIGHTING MATERIALS | CONCRETE BACKFILL FOR MAJOR RD SL FOUND | UDMAT312 | 2003-08-25 | 2025-07-03
UDMAT313 | Active | SL | 19200. STREET LIGHTING MATERIALS | CONCRETE BACKFILL FOR MINOR RD SL FOUND | UDMAT313 | 2003-08-25 | 2025-07-03