## EGX
Energex Approved Products List |  |  |  |  | Form 2020 09/04/2026
The Energex Approved Product List provides details of approved materials and current known suppliers of these items used in the Energex Network. Those purchasing materials for the electrical network owned and operated by Energex may purchase these approved products from any supplier of the respective approved products on the list. Suppliers who wish to have an item approved for use that is not currently on the approved products list may either: a) Submit an offer for the supply of the respective item to Energex during the next available tender process, or b) Make a written application to Energex's single point of contact- email: EQL_Product_Evaluation@energyq.com.au detailing the existing Stock Code against which the item is to be considered. On receipt of the application Energex will return to the Supplier for completion the Technical Specifications against which the offered equipment will be assessed with the timeline to assess the product(s). Charges apply for this service and a written quote will be provided with the Technical Specification. NOTE 1) Suppliers should note that the Approved Materials Supplier listing for any item is only valid for the duration of the current Energex purchase contract for any particular stock code item. This will typically be a maximum of 3 years, and may be much less. This is to ensure that all products meet Energex's changing specifications and changes in technology and industry standards. NOTE 2) When purchasing Plant Items such as transformers, RMU's, CT's, VT's, Switchgear etc, from Suppliers other than Energex, the Contractors must email quality@energex.com.au requesting a Plant No. and advise Supplier Name, Stock Code and Item type, e.g. transformer. The Plant No. must be placed on the item as detailed in the email advice.
STOCK_CODE | ITEM_NAME | DESCRIPTION | MNEMONIC | MNEMONIC_DESCRIPTION | PART_NO | CLASSIFICATION
000000155 | BOLT,MACHINE | STEEL;GALV;HEX HD;M8;ISO M;30 MM LG; W/HEX NUT;FULL-SIZE SHANK;BOX OF 200; | STATEWD | STATEWIDE FSTNERS & ENG SPLS PL | HBNEGM830 | CURRENT
000000158 | BOLT,MACHINE | STEEL;GALV;HEX HD;M8;ISO M;50 MM LG; W/HEX NUT;FULL-SIZE SHANK;BOX OF 150; | HOBSON | HOBSON ENGINEERING CO PTY LTD 393904 | KBH46GCM080050 | CURRENT
000000158 | BOLT,MACHINE | STEEL;GALV;HEX HD;M8;ISO M;50 MM LG; W/HEX NUT;FULL-SIZE SHANK;BOX OF 150; | STATEWD | STATEWIDE FSTNERS & ENG SPLS PL | HBNEGM850 | CURRENT
000000164 | BOLT,MACHINE | STEEL;GALV;HEX HD;M10;ISO M;25 MM LG; W/HEX NUT TO BE FITTED TO BOLT,FULL-SIZE SHANK;BAG OF 150,PACK WEIGHT 5.40 KG; | HOBSON | HOBSON ENGINEERING CO PTY LTD 393904 | KBX46GCM100025 | CURRENT
000000164 | BOLT,MACHINE | STEEL;GALV;HEX HD;M10;ISO M;25 MM LG; W/HEX NUT TO BE FITTED TO BOLT,FULL-SIZE SHANK;BAG OF 150,PACK WEIGHT 5.40 KG; | STATEWD | STATEWIDE FSTNERS & ENG SPLS PL | HBNGM1025 | CURRENT
000000165 | BOLT,MACHINE | STEEL;GALV;HEX HD;M10;ISO M;30 MM LG; W/HEX NUT,FULL SIZE SHANK;Pack of 100; | HOBSON | HOBSON ENGINEERING CO PTY LTD 393904 | KBX46GCM100030 | CURRENT
000000165 | BOLT,MACHINE | STEEL;GALV;HEX HD;M10;ISO M;30 MM LG; W/HEX NUT,FULL SIZE SHANK;Pack of 100; | STATEWD | STATEWIDE FSTNERS & ENG SPLS PL | HBNGM1030 | CURRENT
000000168 | BOLT,MACHINE | STEEL;GALV;HEX HD;M10;ISO M;50 MM LG; W/HEX NUT;FULL-SIZE SHANK;75 PER PACK; | HOBSON | HOBSON ENGINEERING CO PTY LTD 393904 | KBH46GCM100050 | CURRENT
000000168 | BOLT,MACHINE | STEEL;GALV;HEX HD;M10;ISO M;50 MM LG; W/HEX NUT;FULL-SIZE SHANK;75 PER PACK; | STATEWD | STATEWIDE FSTNERS & ENG SPLS PL | HBNGM1050 | CURRENT
000000169 | BOLT,MACHINE | STEEL;GALV;HEX HD;M10;ISO M;60 MM LG; W/HEX NUT;FULL-SIZE SHANK;BOX OF 75; | HOBSON | HOBSON ENGINEERING CO PTY LTD 393904 | KBH46GCM100060 | CURRENT
000000169 | BOLT,MACHINE | STEEL;GALV;HEX HD;M10;ISO M;60 MM LG; W/HEX NUT;FULL-SIZE SHANK;BOX OF 75; | STATEWD | STATEWIDE FSTNERS & ENG SPLS PL | HBNEGM1060 | CURRENT
000000172 | BOLT,MACHINE | STEEL;GALV;HEX HD;M10;ISO M;75 MM LG; W/HEX NUT;FULL-SIZE SHANK;Pack of 50, | HOBSON | HOBSON ENGINEERING CO PTY LTD 393904 | KBX46GCM100075 | CURRENT
000000172 | BOLT,MACHINE | STEEL;GALV;HEX HD;M10;ISO M;75 MM LG; W/HEX NUT;FULL-SIZE SHANK;Pack of 50, | STATEWD | STATEWIDE FSTNERS & ENG SPLS PL | HBNGM1075 | CURRENT
000000173 | BOLT,MACHINE | STEEL;GALV;HEX HD;M10;ISO M;90 MM LG; W/HEX NUT TO BE FITTED TO BOLT,FULL-SIZE SHANK;BAG OF 50,PACK WEIGHT 3.70 KG; | HOBSON | HOBSON ENGINEERING CO PTY LTD 393904 | KBH46GCM100090 | CURRENT
000000173 | BOLT,MACHINE | STEEL;GALV;HEX HD;M10;ISO M;90 MM LG; W/HEX NUT TO BE FITTED TO BOLT,FULL-SIZE SHANK;BAG OF 50,PACK WEIGHT 3.70 KG; | STATEWD | STATEWIDE FSTNERS & ENG SPLS PL | HBNGM1090 | CURRENT
000000174 | BOLT,MACHINE | STEEL;GALV;HEX HD;M10;ISO M;100 MM LG; W/HEX NUT;FULL-SIZE SHANK;BOX OF 50; | HOBSON | HOBSON ENGINEERING CO PTY LTD 393904 | KBX46GCM100100 | CURRENT
000000174 | BOLT,MACHINE | STEEL;GALV;HEX HD;M10;ISO M;100 MM LG; W/HEX NUT;FULL-SIZE SHANK;BOX OF 50; | STATEWD | STATEWIDE FSTNERS & ENG SPLS PL | HBNGM10100 | CURRENT
000000175 | BOLT,MACHINE | STEEL;GALV;HEX HD;M10;ISO M;120 MM LG; W/HEX NUT;FULL-SIZE SHANK;PACK OF 50, PACK WEIGHT 4.60 KG; | HOBSON | HOBSON ENGINEERING CO PTY LTD 393904 | KBH46GCM100120 | CURRENT
000000175 | BOLT,MACHINE | STEEL;GALV;HEX HD;M10;ISO M;120 MM LG; W/HEX NUT;FULL-SIZE SHANK;PACK OF 50, PACK WEIGHT 4.60 KG; | STATEWD | STATEWIDE FSTNERS & ENG SPLS PL | HBNGM10120 | CURRENT
000000176 | BOLT,MACHINE | STEEL;GALV;HEX HD;M10;ISO M;130 MM LG; W/HEX NUT;FULL-SIZE SHANK;BAG OF 50; | HOBSON | HOBSON ENGINEERING CO PTY LTD 393904 | KBH46GCM100130 | CURRENT
000000176 | BOLT,MACHINE | STEEL;GALV;HEX HD;M10;ISO M;130 MM LG; W/HEX NUT;FULL-SIZE SHANK;BAG OF 50; | STATEWD | STATEWIDE FSTNERS & ENG SPLS PL | HBNEGM10130 | CURRENT
000000182 | BOLT,MACHINE | STEEL;GALV;HEX HD;M12;ISO M;25 MM LG; W/HEX NUT TO BE FITTED TO BOLT,FULL-SIZE SHANK; Pack of 100; | HOBSON | HOBSON ENGINEERING CO PTY LTD 393904 | KBX46GCM120025 | CURRENT
000000182 | BOLT,MACHINE | STEEL;GALV;HEX HD;M12;ISO M;25 MM LG; W/HEX NUT TO BE FITTED TO BOLT,FULL-SIZE SHANK; Pack of 100; | STATEWD | STATEWIDE FSTNERS & ENG SPLS PL | HBNGM1225 | CURRENT
000000183 | BOLT,MACHINE | STEEL;GALV;HEX HD;M12;ISO M;30 MM LG; W/HEX NUT TO BE FITTED TO BOLT,FULL-SIZE SHANK;PACK OF 250; | HOBSON | HOBSON ENGINEERING CO PTY LTD 393904 | KBH46GCM120030 | CURRENT
000000183 | BOLT,MACHINE | STEEL;GALV;HEX HD;M12;ISO M;30 MM LG; W/HEX NUT TO BE FITTED TO BOLT,FULL-SIZE SHANK;PACK OF 250; | STATEWD | STATEWIDE FSTNERS & ENG SPLS PL | HBNEGM1230 | CURRENT
000000184 | BOLT,MACHINE | STEEL;GALV;HEX HD;M12;ISO M;40 MM LG; W/HEX NUT TO BE FITTED TO BOLT,FULL-SIZE SHANK;BAG OF 200,PACK WEIGHT 13.00 KG; | STATEWD | STATEWIDE FSTNERS & ENG SPLS PL | HBNGM1240 | CURRENT
000000186 | BOLT,MACHINE | STEEL;GALV;HEX HD;M12;ISO M;50 MM LG; W/HEX NUT;FULL-SIZE SHANK;BAG OF 150; | STATEWD | STATEWIDE FSTNERS & ENG SPLS PL | HBNEHM1250 | CURRENT
000000188 | BOLT,MACHINE | STEEL;GALV;HEX HD;M12;ISO M;75 MM LG; W/HEX NUT;FULL-SIZE SHANK;PACK OF 150; | HOBSON | HOBSON ENGINEERING CO PTY LTD 393904 | KBH46GCM120075 | CURRENT
000000188 | BOLT,MACHINE | STEEL;GALV;HEX HD;M12;ISO M;75 MM LG; W/HEX NUT;FULL-SIZE SHANK;PACK OF 150; | STATEWD | STATEWIDE FSTNERS & ENG SPLS PL | HBNEGM1275 | CURRENT
000000190 | BOLT,MACHINE | STEEL;GALV;HEX HD;M12;ISO M;100 MM LG; W/HEX NUT TO BE FITTED TO BOLT,FULL-SIZE SHANK;BAG OF 100,PACK WEIGHT 11.60 KG; | HOBSON | HOBSON ENGINEERING CO PTY LTD 393904 | KBX46GCM120100 | CURRENT
000000190 | BOLT,MACHINE | STEEL;GALV;HEX HD;M12;ISO M;100 MM LG; W/HEX NUT TO BE FITTED TO BOLT,FULL-SIZE SHANK;BAG OF 100,PACK WEIGHT 11.60 KG; | STATEWD | STATEWIDE FSTNERS & ENG SPLS PL | HBNGM12100 | CURRENT
000000191 | BOLT,MACHINE | STEEL;GALV;HEX HD;M12;ISO M;120 MM LG; W/HEX NUT;FULL-SIZE SHANK;PACK OF 100; | HOBSON | HOBSON ENGINEERING CO PTY LTD 393904 | KBH46GCM120120 | CURRENT
000000191 | BOLT,MACHINE | STEEL;GALV;HEX HD;M12;ISO M;120 MM LG; W/HEX NUT;FULL-SIZE SHANK;PACK OF 100; | STATEWD | STATEWIDE FSTNERS & ENG SPLS PL | HBNEGM12120 | CURRENT
000000192 | BOLT,MACHINE | STEEL;GALV;HEX HD;M12;ISO M;130 MM LG; W/HEX NUT TO BE FITTED TO BOLT,FULL-SIZE SHANK; | STATEWD | STATEWIDE FSTNERS & ENG SPLS PL | HBNGM12130 | CURRENT
000000193 | BOLT,MACHINE | STEEL;GALV;HEX HD;M12;ISO M;140 MM LG; W/HEX NUT;FULL-SIZE SHANK; PACK OF 100, PACK WEIGHT 23 KG; | HOBSON | HOBSON ENGINEERING CO PTY LTD 393904 | KBX46GCM120140 | CURRENT
000000193 | BOLT,MACHINE | STEEL;GALV;HEX HD;M12;ISO M;140 MM LG; W/HEX NUT;FULL-SIZE SHANK; PACK OF 100, PACK WEIGHT 23 KG; | STATEWD | STATEWIDE FSTNERS & ENG SPLS PL | HBNEGM12140 | CURRENT
000000194 | BOLT,MACHINE | STEEL;GALV;HEX HD;M12;ISO M;150 MM LG; W/HEX NUT;FULL-SIZE SHANK;PACK SIZE 75, PACK WEIGHT 12.60 KG; | STATEWD | STATEWIDE FSTNERS & ENG SPLS PL | HBNGM12150 | CURRENT
000000197 | BOLT,MACHINE | STEEL;GALV;HEX HD;M12;ISO M;200 MM LG; W/HEX NUT TO BE FITTED TO BOLT,FULL-SIZE SHANK;BAG OF 50,PACK WEIGHT 10.40 KG; | HOBSON | HOBSON ENGINEERING CO PTY LTD 393904 | KBX46GCM120200 | CURRENT
000000197 | BOLT,MACHINE | STEEL;GALV;HEX HD;M12;ISO M;200 MM LG; W/HEX NUT TO BE FITTED TO BOLT,FULL-SIZE SHANK;BAG OF 50,PACK WEIGHT 10.40 KG; | STATEWD | STATEWIDE FSTNERS & ENG SPLS PL | HBNGM12200 | CURRENT
000000209 | BOLT,MACHINE | STEEL;GALV;HEX HD;M16;ISO M;40 MM LG; W/HEX NUT TO BE FITTED TO BOLT,FULL-SIZE SHANK;BAG OF 100,PACK WEIGHT 11.70 KG; | STATEWD | STATEWIDE FSTNERS & ENG SPLS PL | HBNGM1640 | CURRENT
000000214 | BOLT,MACHINE | STEEL;GALV;HEX HD;M16;ISO M;75 MM LG; W/HEX NUT TO BE FITTED TO BOLT,FULL-SIZE SHANK | STATEWD | STATEWIDE FSTNERS & ENG SPLS PL | HBNGM1675 | CURRENT
000000216 | BOLT,MACHINE | STEEL;GALV;HEX HD;M16;ISO M;100 MM LG; W/HEX NUT TO BE FITTED TO BOLT,FULL-SIZE SHANK;BAG OF 50,PACK WEIGHT 10.65 KG; | STATEWD | STATEWIDE FSTNERS & ENG SPLS PL | HBNGM16100 | CURRENT
000000218 | BOLT,MACHINE | STEEL;GALV;HEX HD;M16;ISO M;130 MM LG; W/HEX NUT TO BE FITTED TO BOLT,FULL-SIZE SHANK;PACK OF 50,PACK WEIGHT 12.85 KG, PALLET OF 3000,PALLET WEIGHT 765 KG; | STATEWD | STATEWIDE FSTNERS & ENG SPLS PL | HBNGM16130 | CURRENT
000000219 | BOLT,MACHINE | STEEL;GALV;HEX HD;M16;ISO M;140 MM LG; W/HEX NUT;FULL-SIZE SHANK;PACK OF 50, PACK WEIGHT 13.75 KG; | HOBSON | HOBSON ENGINEERING CO PTY LTD 393904 | KBX46GCM160140 | CURRENT
000000219 | BOLT,MACHINE | STEEL;GALV;HEX HD;M16;ISO M;140 MM LG; W/HEX NUT;FULL-SIZE SHANK;PACK OF 50, PACK WEIGHT 13.75 KG; | STATEWD | STATEWIDE FSTNERS & ENG SPLS PL | HBNGM16140 | CURRENT
000000221 | BOLT,MACHINE | STEEL;GALV;HEX HD;M16;ISO M;180 MM LG; W/HEX NUT;FULL-SIZE SHANK;BAG OF 30,PACK WEIGHT 10.41 KG,PALLET SIZE 2400,PALLET WEIGHT 830 KG; | STATEWD | STATEWIDE FSTNERS & ENG SPLS PL | HBNGM16180 | CURRENT
000000224 | BOLT,MACHINE | STEEL;GALV;HEX HD;M16;ISO M;220 MM LG; W/HEX NUT TO BE FITTED TO BOLT,FULL-SIZE SHANK | STATEWD | STATEWIDE FSTNERS & ENG SPLS PL | HBNGM16220 | CURRENT
000000225 | BOLT,MACHINE | STEEL;GALV;HEX HD;M16;ISO M;240 MM LG; W/HEX NUT;FULL-SIZE SHANK;PACK OF 25; | STATEWD | STATEWIDE FSTNERS & ENG SPLS PL | HBNGM16240 | CURRENT
000000226 | BOLT,MACHINE | STEEL;GALV;HEX HD;M16;ISO M;260 MM LG; W/HEX NUT TO BE FITTED TO BOLT,FULL-SIZE SHANK;PACK OF 25,PACK WEIGHT 11.22 KG; | STATEWD | STATEWIDE FSTNERS & ENG SPLS PL | HBNGM16260 | CURRENT
000000228 | BOLT,MACHINE | STEEL;GALV;HEX HD;M16;ISO M;300 MM LG; W/HEX NUT TO BE FITTED TO BOLT,FULL-SIZE SHANK;BAG OF 25,PACK WEIGHT 12.90 KG; | STATEWD | STATEWIDE FSTNERS & ENG SPLS PL | HBNGM16300 | CURRENT
000000232 | BOLT,MACHINE | STEEL;GALV;HEX HD;M16;ISO M;400 MM LG; W/HEX NUT TO BE FITTED TO BOLT,FULL-SIZE SHANK | STATEWD | STATEWIDE FSTNERS & ENG SPLS PL | HBNGM16400 | CURRENT
000000234 | BOLT,MACHINE | STEEL;GALV;HEX HD;M16;ISO M;450 MM LG; W/HEX NUT;FULL-SIZE SHANK;USED IN CONJUNCTION WITH EDO MOUNTING BRACKET ,REFER OCM 4/34;PACK OF 20; | STATEWD | STATEWIDE FSTNERS & ENG SPLS PL | HBNEGM16450 | CURRENT
000000237 | BOLT,MACHINE | STEEL;GALV;HEX HD;M20;ISO M;60 MM LG; W/HEX NUT TO BE FITTED TO BOLT,FULL-SIZE SHANK;BAG OF 50,PACK WEIGHT 12.95 KG; | HOBSON | HOBSON ENGINEERING CO PTY LTD 393904 | KBH46GCM200060 | CURRENT
000000237 | BOLT,MACHINE | STEEL;GALV;HEX HD;M20;ISO M;60 MM LG; W/HEX NUT TO BE FITTED TO BOLT,FULL-SIZE SHANK;BAG OF 50,PACK WEIGHT 12.95 KG; | STATEWD | STATEWIDE FSTNERS & ENG SPLS PL | HBNGM2060 | CURRENT
000000242 | BOLT,MACHINE | STEEL;GALV;HEX HD;M20;ISO M;150 MM LG; W/HEX NUT;FULL SIZE SHANK;BOX OF 25; | STATEWD | STATEWIDE FSTNERS & ENG SPLS PL | HBNEGM20150 | CURRENT
000000243 | BOLT,MACHINE | STEEL;GALV;HEX HD;M20;ISO M;180 MM LG; W/HEX NUT;FULL-SIZE SHANK;MIN THREAD LENGTH 70MM; BAG OF 25, WEIGHT 13.82 KG, PALLET SIZE 2000,PALLET WEIGHT 1138 KG; | STATEWD | STATEWIDE FSTNERS & ENG SPLS PL | HBNGM20180 | CURRENT
000000246 | BOLT,MACHINE | STEEL;GALV;HEX HD;M20;ISO M;280 MM LG; W/HEX NUT;FULL-SIZE SHANK,MIN THREAD LENGTH 100 MM; PACK OF 15; | HOBSON | HOBSON ENGINEERING CO PTY LTD 393904 | KBX46GCM200280 | CURRENT
000000246 | BOLT,MACHINE | STEEL;GALV;HEX HD;M20;ISO M;280 MM LG; W/HEX NUT;FULL-SIZE SHANK,MIN THREAD LENGTH 100 MM; PACK OF 15; | STATEWD | STATEWIDE FSTNERS & ENG SPLS PL | HBNEGM20280 | CURRENT
000000247 | BOLT,MACHINE | STEEL;GALV;HEX HD;M20;ISO M;300 MM LG; W/HEX NUT TO BE FITTED TO BOLT,FULL-SIZE SHANK,MIN THREAD LENGTH 100 MM; BAG OF 15,PACK WEIGHT 12.66 KG; | STATEWD | STATEWIDE FSTNERS & ENG SPLS PL | HBNGM20300 | CURRENT
000000249 | BOLT,MACHINE | STEEL;GALV;HEX HD;M20;ISO M;350 MM LG; W/HEX NUT TO BE FITTED TO BOLT,FULL-SIZE SHANK,MIN THREAD LENGTH 100 MM; BAG OF 15,PACK WEIGHT 14.29 KG,PALLET | STATEWD | STATEWIDE FSTNERS & ENG SPLS PL | HBNGM20350 | CURRENT
000000251 | BOLT,MACHINE | STEEL;GALV;HEX HD;M20;ISO M;400 MM LG; W/HEX NUT TO BE FITTED TO BOLT,FULL SIZE SHANK;MIN THREAD LENGTH 100 MM; | STATEWD | STATEWIDE FSTNERS & ENG SPLS PL | HBNGM20400 | CURRENT
000000253 | BOLT,MACHINE | STEEL;GALV;HEX HD;M20;ISO M;450 MM LG; W/HEX NUT TO BE FITTED TO BOLT,FULL-SIZE SHANK;MIN THREAD LENGTH 100 MM; BAG OF 10,PACK WEIGHT 11.95 KG,PALLET | STATEWD | STATEWIDE FSTNERS & ENG SPLS PL | HBNGM20450 | CURRENT
000000255 | BOLT,MACHINE | BOLT;HEX,M20,500MM,GALV,AUST,W/ GALV HEX BOLT,MACHINE M20 x 500mm, Hex, Galv c/w Galv Hex Nut, Aust Std (P10) (scm) | STATEWD | STATEWIDE FSTNERS & ENG SPLS PL | HBNGM20500 | CURRENT
000000257 | BOLT,MACHINE | STEEL;GALV;HEX HD;M20;ISO M;550 MM LG; W/HEX NUT TO BE FITTED TO BOLT,FULL-SIZE SHANK;MIN THREAD LENGTH 100 MM; BAG OF 10,PACK WEIGHT 14.28 KG; | STATEWD | STATEWIDE FSTNERS & ENG SPLS PL | HBNGM20550 | CURRENT
000000259 | BOLT,MACHINE | STEEL;GALV;HEX HD;M20;ISO M;600 MM LG; W/HEX NUT TO BE FITTED TO BOLT,FULL-SIZE SHANK;MIN THREAD LENGTH 100 MM; BAG OF 10,PACK WEIGHT 15.47 KG; | STATEWD | STATEWIDE FSTNERS & ENG SPLS PL | HBNGM20600 | CURRENT
000000261 | BOLT,MACHINE | STEEL;GALV;HEX HD;M20;ISO M;650 MM LG; W/HEX NUT TO BE FITTED TO BOLT,FULL-SIZE SHANK;MIN THREAD LENGTH 100 MM; | STATEWD | STATEWIDE FSTNERS & ENG SPLS PL | HBNGM20650 | CURRENT
000000263 | BOLT,MACHINE | STEEL;GALV;HEX HD;M20;ISO M;700 MM LG; W/HEX NUT TO BE FITTED TO BOLT,FULL-SIZE SHANK;MIN THREAD LENGTH 100 MM; | STATEWD | STATEWIDE FSTNERS & ENG SPLS PL | HBNGM20700 | CURRENT
000000264 | BOLT,MACHINE | STEEL;GALV;HEX HD;M20;ISO M;750 MM LG; W/HEX NUT TO BE FITTED TO BOLT,FULL-SIZE SHANK;MIN THREAD LENGTH 100 MM; | STATEWD | STATEWIDE FSTNERS & ENG SPLS PL | HBNGM20750 | CURRENT
000000269 | BOLT,MACHINE | STEEL;GALV;HEX HD;M24;ISO M;400 MM LG; W/HEX NUT TO BE FITTED TO BOLT,FULL-SIZE SHANK;BAG OF 10,PACK WEIGHT 14.72 KG; | STATEWD | STATEWIDE FSTNERS & ENG SPLS PL | HBNGM24400 | CURRENT
000000402 | BOLT,HOOK | BOLT;HEX HD,M6,40MM,304 STAINLESS STL BOLT,MACHINE STAINLESS STEEL,GDE 304;HEX HD;M6;ISO M; 40 MM LG;W/HEX NUT;DIN 931 /AS1444; BOX OF 100,PACK WEIGHT 1.270 KG | STATEWD | STATEWIDE FSTNERS & ENG SPLS PL | HBNS4M640 | CURRENT
000000403 | BOLT,MACHINE | STAINLESS STEEL,GDE 304;HEX HD;M8;ISO M; 30 MM LG;W/HEX NUT;AS1444/DIN 931; BOX OF 100,PACK WEIGHT 2.0 KG; | HOBSON | HOBSON ENGINEERING CO PTY LTD 393904 | XEKBS16XCM080030 | CURRENT
000000403 | BOLT,MACHINE | STAINLESS STEEL,GDE 304;HEX HD;M8;ISO M; 30 MM LG;W/HEX NUT;AS1444/DIN 931; BOX OF 100,PACK WEIGHT 2.0 KG; | STATEWD | STATEWIDE FSTNERS & ENG SPLS PL | HBNS4M830 | CURRENT
000000407 | BOLT,MACHINE | STAINLESS STEEL,GDE 304;HEX HD;M10;ISO M ;40 MM LG;W/HEX NUT;AS2837/AS1449 (MATERIAL),AS1111/DIN 931 (DIMENSIONS); BOX OF 100,PACK WEIGHT 4.6 KG; | STATEWD | STATEWIDE FSTNERS & ENG SPLS PL | HBNS4M1040 | CURRENT
000000408 | BOLT,MACHINE | STAINLESS STEEL,GDE 304;HEX HD;M10;ISO M ;45 MM LG;W/HEX NUT;AS2837/AS1449 (MATERIAL),AS1111/DIN 931 (DIMENSIONS); BOX OF 100; | STATEWD | STATEWIDE FSTNERS & ENG SPLS PL | HBNS4M1045 | CURRENT
000000411 | SETSCREW | STAINLESS STEEL,GDE 304;HEX HD;FLAT POINT;M12;ISO M;30 MM LG;W/HEX NUT; AS2837/AS1499 (MATERIAL),AS1111 (DIMENSIONS) DIN 933;BOX OF 100; | HOBSON | HOBSON ENGINEERING CO PTY LTD 393904 | XEKBS16XCM120030 | CURRENT
000000411 | SETSCREW | STAINLESS STEEL,GDE 304;HEX HD;FLAT POINT;M12;ISO M;30 MM LG;W/HEX NUT; AS2837/AS1499 (MATERIAL),AS1111 (DIMENSIONS) DIN 933;BOX OF 100; | STATEWD | STATEWIDE FSTNERS & ENG SPLS PL | HSNS4M1230 | CURRENT
000000411 | SETSCREW | STAINLESS STEEL,GDE 304;HEX HD;FLAT POINT;M12;ISO M;30 MM LG;W/HEX NUT; AS2837/AS1499 (MATERIAL),AS1111 (DIMENSIONS) DIN 933;BOX OF 100; | STATEWD | STATEWIDE FSTNERS & ENG SPLS PL | HSNES4M1230 | CURRENT
000000412 | BOLT,MACHINE | STAINLESS STEEL,GDE 304;HEX HD;M12;ISO M ;40 MM LG;W/HEX NUT;AS2837/AS1449 (MATERIAL),AS1111/DIN 931 (DIMENSIONS); | STATEWD | STATEWIDE FSTNERS & ENG SPLS PL | HBNGS4M1240 | CURRENT
000000413 | BOLT,MACHINE | BOLT;HEX,M12,50MM,316 STAINLESS STL,AUST BOLT,MACHINE M12 x 50mm, Hex, S/Steel Gd e 316 c/w S/Steel Gde 304 Hex Nut, Aust Std (P50) (scm) | STATEWD | STATEWIDE FSTNERS & ENG SPLS PL | HBNS4M1250 | CURRENT
000000414 | BOLT,MACHINE | M12 x 60mm, Hex, S/Steel Gde 316 c/w Hex Nut S/Steel Gde 304, Aust Std (P25) | STATEWD | STATEWIDE FSTNERS & ENG SPLS PL | HBNS4M1260 | CURRENT
000000415 | BOLT,MACHINE | STAINLESS STEEL,GDE 304;HEX HD;M12;ISO M ;70 MM LG;W/HEX NUT;AS1444/DIN 931; | STATEWD | STATEWIDE FSTNERS & ENG SPLS PL | HBNS4M1270 | CURRENT
000000416 | BOLT,MACHINE | STAINLESS STEEL,GDE 304;HEX HD;M16;ISO M ;50 MM LG;W/HEX NUT;AS2837/AS1449, (MATERIAL),AS1111/DIN 931 (DIMENSIONS); BOX OF 25,PACK WEIGHT 3.5 KG; | STATEWD | STATEWIDE FSTNERS & ENG SPLS PL | HBNG4M1650 | CURRENT
000000417 | BOLT,MACHINE | M16 x 70mm, Hex, S/Steel Gde 316 c/w Hex Nut S/Steel Gde 304, Aust Std | HOBSON | HOBSON ENGINEERING CO PTY LTD 393904 | XEKBH16XCM160060 | CURRENT
000000417 | BOLT,MACHINE | M16 x 70mm, Hex, S/Steel Gde 316 c/w Hex Nut S/Steel Gde 304, Aust Std | STATEWD | STATEWIDE FSTNERS & ENG SPLS PL | HBNS4M1660 | CURRENT
000000464 | BOLT,MACHINE | STAINLESS STEEL,GDE 304;HEX HD;M8;ISO M; 30 MM LG;AS2837/AS1449 (MATERIAL),AS1111 /DIN 931 (DIMENSIONS);BOX OF 100,PACK WEIGHT 1.5 KG; | HOBSON | HOBSON ENGINEERING CO PTY LTD 393904 | BS04PCM080030 | CURRENT
000000464 | BOLT,MACHINE | STAINLESS STEEL,GDE 304;HEX HD;M8;ISO M; 30 MM LG;AS2837/AS1449 (MATERIAL),AS1111 /DIN 931 (DIMENSIONS);BOX OF 100,PACK WEIGHT 1.5 KG; | STATEWD | STATEWIDE FSTNERS & ENG SPLS PL | HBS4M830 | CURRENT
000000500 | SHIELD,EXPANSION | STEEL;SLEEVE ANCHOR;12 MM HOLE DIA;BOLT INSERT;M10 X 60 MM NOM LG INSERT;HEX NUT STYLE; | STATEWD | STATEWIDE FSTNERS & ENG SPLS PL | RD12058 | CURRENT
000000502 | SHIELD,EXPANSION | STEEL;SLEEVE ANCHOR;12 MM HOLE DIA;BOLT INSERT;M12 X 80 MM NOM LG INSERT;HEX NUT STYLE;BOX OF 25; | HOBSON | HOBSON ENGINEERING CO PTY LTD 393904 | MTBMSYM120080 | CURRENT
000000502 | SHIELD,EXPANSION | STEEL;SLEEVE ANCHOR;12 MM HOLE DIA;BOLT INSERT;M12 X 80 MM NOM LG INSERT;HEX NUT STYLE;BOX OF 25; | STATEWD | STATEWIDE FSTNERS & ENG SPLS PL | RD12077 | CURRENT
000000502 | SHIELD,EXPANSION | STEEL;SLEEVE ANCHOR;12 MM HOLE DIA;BOLT INSERT;M12 X 80 MM NOM LG INSERT;HEX NUT STYLE;BOX OF 25; | COVENTRY | COVENTRY FASTENERS QLD | DP12070 | CURRENT
000000507 | SHIELD,EXPANSION | STEEL;SLEEVE ANCHOR;16 MM HOLE DIA;BOLT INSERT;M12 X 65 MM NOM LG INSERT;HEX NUT STYLE; | STATEWD | STATEWIDE FSTNERS & ENG SPLS PL | RD16065 | CURRENT
000000513 | BOLT,HOOK | STEEL;GALV;M16;ISO M;115 MM LG;RD, 76 MM HOOK;C/W HEX NUT & SPRING WASHER;BAGS OF 5,BAG WEIGHT 1.0 KG; | GLOBAL | GLOBAL MANUFACTURING GROUP | ENERGEX-LOSTD-FX006-02 | STRATEGIC SPARE
000000518 | BOLT,U. | STEEL;GALV;M10;ISO M;90 MM LG;66 MM W; C/W 2 GALV HEX NUTS,2 GALV SPRING WASHERS,CLAMP PLATE CP1;SUPPLIED ASSEMBLED;ASSEMBLY ITEM U3;PACK OF 20; | STATEWD | STATEWIDE FSTNERS & ENG SPLS PL | UBEM1090 | CURRENT
000000520 | BOLT,U. | STEEL;GALV;M10;ISO M;110 MM LG;76 MM W; C/W 2 GALV HEX NUTS,2 GALV SPRING WASHERS,GALV CLAMP PLATE CP3;TO BE SUPPLIED ASSEMBLED;ASSEMBLY ITEM U5; | STATEWD | STATEWIDE FSTNERS & ENG SPLS PL | UBEM10110 | CURRENT
000000523 | BOLT,DOUBLE U. | STEEL;GALV;M10;ISO M;150 MM LG;66 MM W; 61 MM DEEP;CLAMP PLATE CP1;C/W 2 GALV HEX NUTS& 2 SPRING WASHERS;ITEM TO BE SUPPLIED ASSEMBLED;ASSEMBLY ITEM UU1; | HAYMAN | HAYMANS INDUSTRIES PTY LTD | 523 | CURRENT
000000525 | BOLT,DOUBLE U. | STEEL;GALV;M10;ISO M;170 MM LG;66 MM W; 76 MM DEEP;CLAMP PLATE CP1;C/W 2 GALV HEX NUTS & 2 SPRING WASHERS;ITEM TO BE SUPPLIED ASSEMBLED;ASSEMBLY ITEM UU4; | HAYMAN | HAYMANS INDUSTRIES PTY LTD | 525 | CURRENT
000000526 | BOLT,DOUBLE U. | STEEL;GALV;M10;ISO M;185 MM LG;76 MM W; 76 MM DEEP;CLAMP PLATE CP3;C/W 2 GALV HEX NUTS & 2 SPRING WASHERS;ITEMS TO BE SUPPLIED ASSEMBLED;ASSEMBLY ITEM UU5; | STEELWAY |  | M10 X 185 MM LG | CURRENT
000000526 | BOLT,DOUBLE U. | STEEL;GALV;M10;ISO M;185 MM LG;76 MM W; 76 MM DEEP;CLAMP PLATE CP3;C/W 2 GALV HEX NUTS & 2 SPRING WASHERS;ITEMS TO BE SUPPLIED ASSEMBLED;ASSEMBLY ITEM UU5; | ENERGEX | ENERGEX | M10 X 185 MM LG | CURRENT
000000571 | NUT,PLAIN,HEXAGON | BRASS;THIN NUT;3/16 IN;BSW;BOX OF 100; | STATEWD | STATEWIDE FSTNERS & ENG SPLS PL | NBLEW316 | CURRENT
000000576 | NUT,PLAIN,HEXAGON | BRASS;STD;5/32 IN;BSW;BOX OF 100,PACK WEIGHT 0.08 KG; | HOBSON | HOBSON ENGINEERING CO PTY LTD 393904 | NHBRPW015 | CURRENT
000000576 | NUT,PLAIN,HEXAGON | BRASS;STD;5/32 IN;BSW;BOX OF 100,PACK WEIGHT 0.08 KG; | STATEWD | STATEWIDE FSTNERS & ENG SPLS PL | NBEW532 | CURRENT
000000577 | NUT,PLAIN,HEXAGON | BRASS;STD;1/8 IN;BSW;Pack of 200 | HOBSON | HOBSON ENGINEERING CO PTY LTD 393904 | NHBRPW012 | CURRENT
000000577 | NUT,PLAIN,HEXAGON | BRASS;STD;1/8 IN;BSW;Pack of 200 | STATEWD | STATEWIDE FSTNERS & ENG SPLS PL | NBEW18 | CURRENT
000000578 | NUT,PLAIN,HEXAGON | BRASS;STD;3/16 IN;BSW;BOX OF 200; | STATEWD | STATEWIDE FSTNERS & ENG SPLS PL | NBEW316 | CURRENT
000000579 | NUT,PLAIN,HEXAGON | BRASS;STD;M6;ISO M | STATEWD | STATEWIDE FSTNERS & ENG SPLS PL | NBEM6 | CURRENT
000000611 | NUT,PLAIN,HEXAGON | STEEL;GALV;STD;M10;ISO M;BOX OF 100; | STATEWD | STATEWIDE FSTNERS & ENG SPLS PL | NGEM10 | CURRENT
000000612 | NUT,PLAIN,HEXAGON | STEEL;GALV;STD;M12;ISO M;BAG OF 100, PACK WEIGHT 1.16 KG; | SEWELFRG | GREG SEWELL FORGINGS PTY LTD | STEEL;GALV;STD;M12 | CURRENT
000000612 | NUT,PLAIN,HEXAGON | STEEL;GALV;STD;M12;ISO M;BAG OF 100, PACK WEIGHT 1.16 KG; | STATEWD | STATEWIDE FSTNERS & ENG SPLS PL | NGM12 | CURRENT
000000613 | NUT,PLAIN,HEXAGON | NUT:HEX;M16X2,METRIC COARSE,24MM,CS,CL 8 NUT,PLAIN,HEX M16, Galv, Aust Std (P50) (scm) | HOBSON | HOBSON ENGINEERING CO PTY LTD 393904 | NH08GCM16 | CURRENT
000000613 | NUT,PLAIN,HEXAGON | NUT:HEX;M16X2,METRIC COARSE,24MM,CS,CL 8 NUT,PLAIN,HEX M16, Galv, Aust Std (P50) (scm) | STATEWD | STATEWIDE FSTNERS & ENG SPLS PL | NGEM16 | CURRENT
000000614 | NUT,PLAIN,HEXAGON | STEEL;GALV;STD;M20;ISO M;BAG OF 100, PACK WEIGHT 6.50 KG; | HOBSON | HOBSON ENGINEERING CO PTY LTD 393904 | NH08GCM20 | CURRENT
000000614 | NUT,PLAIN,HEXAGON | STEEL;GALV;STD;M20;ISO M;BAG OF 100, PACK WEIGHT 6.50 KG; | STATEWD | STATEWIDE FSTNERS & ENG SPLS PL | NGM20 | CURRENT
000000615 | NUT,PLAIN,HEXAGON | NUT:HEX;M24,GALV,AUST STD P50 NUT,PLAIN,HEX M24, Galv, Aust Std (P50) (scm) | HOBSON | HOBSON ENGINEERING CO PTY LTD 393904 | NH08GCM24 | CURRENT
000000615 | NUT,PLAIN,HEXAGON | NUT:HEX;M24,GALV,AUST STD P50 NUT,PLAIN,HEX M24, Galv, Aust Std (P50) (scm) | STATEWD | STATEWIDE FSTNERS & ENG SPLS PL | NGEM24 | CURRENT
000000619 | NUT,PLAIN,HEXAGON | STAINLESS STEEL,GDE 304;STD;M6;ISO M; AS1444;BOX OF 100,PACK WEIGHT 0.25 KG; | HOBSON | HOBSON ENGINEERING CO PTY LTD 393904 | NH04PCM06 | CURRENT
000000619 | NUT,PLAIN,HEXAGON | STAINLESS STEEL,GDE 304;STD;M6;ISO M; AS1444;BOX OF 100,PACK WEIGHT 0.25 KG; | STATEWD | STATEWIDE FSTNERS & ENG SPLS PL | NLS4M6 | CURRENT
000000620 | NUT,PLAIN,HEXAGON | STAINLESS STEEL,GDE 304;THIN NUT;M8;ISO M;AS1444;BOX OF 100,PACK WEIGHT 0.3 KG; | HOBSON | HOBSON ENGINEERING CO PTY LTD 393904 | NL04PCM08 | CURRENT
000000620 | NUT,PLAIN,HEXAGON | STAINLESS STEEL,GDE 304;THIN NUT;M8;ISO M;AS1444;BOX OF 100,PACK WEIGHT 0.3 KG; | STATEWD | STATEWIDE FSTNERS & ENG SPLS PL | NLES4M8 | CURRENT
000000621 | NUT,PLAIN,HEXAGON | STAINLESS STEEL,GDE 304;THIN NUT;M10;ISO M;AS2837/AS1449 (MATERIAL),AS1112 (DIMENSIONS);BOX OF 100,PACK WEIGHT 0.7 KG; | HOBSON | HOBSON ENGINEERING CO PTY LTD 393904 | NL04PCM10 | CURRENT
000000621 | NUT,PLAIN,HEXAGON | STAINLESS STEEL,GDE 304;THIN NUT;M10;ISO M;AS2837/AS1449 (MATERIAL),AS1112 (DIMENSIONS);BOX OF 100,PACK WEIGHT 0.7 KG; | STATEWD | STATEWIDE FSTNERS & ENG SPLS PL | NLES4M10 | CURRENT
000000622 | NUT,PLAIN,HEXAGON | STAINLESS STEEL,GDE 304;STD;M12;ISO M; AS2837/AS1449 (MATERIAL),AS1112 DIMENSIONS);BOX OF 100,PACK WEIGHT 1.7 KG; | HOBSON | HOBSON ENGINEERING CO PTY LTD 393904 | NH04PCM12 | CURRENT
000000622 | NUT,PLAIN,HEXAGON | STAINLESS STEEL,GDE 304;STD;M12;ISO M; AS2837/AS1449 (MATERIAL),AS1112 DIMENSIONS);BOX OF 100,PACK WEIGHT 1.7 KG; | STATEWD | STATEWIDE FSTNERS & ENG SPLS PL | NES4M12 | CURRENT
000000642 | NUT,SELF-LOCKING,HEXAGON. | STEEL;ZINC PLATED;NYLON INSERT TYPE;M6; ISO M;PACK OF 100; | HOBSON | HOBSON ENGINEERING CO PTY LTD 393904 | NN08ZCM06 | CURRENT
000000642 | NUT,SELF-LOCKING,HEXAGON. | STEEL;ZINC PLATED;NYLON INSERT TYPE;M6; ISO M;PACK OF 100; | COVENTRY | COVENTRY FASTENERS QLD | 6MNN | CURRENT
000000646 | NUT,SHEET SPRING. | SPRING STEEL;ZINC-PLATED;M6;ISO M; W/O SPRING;PACK OF 100,PACK WEIGHT 2.0 KG; | EZYSTRUT | EZYSTRUT CABLE & PIPE SUPPORTS | E3016Z | CURRENT
000000678 | SCREW,COACH | STEEL;GALV;HEX HD;GIMLET POINT;M10; 65 MM LG;BAG OF 100,PACK WEIGHT 3.70 KG; PALLET OF 12800, WEIGHT 475KG; | STATEWD | STATEWIDE FSTNERS & ENG SPLS PL | CSEGM1065 | CURRENT
000000684 | SCREW,COACH | STEEL;GALV;HEX HD;GIMLET POINT;M12; 100MM LG;BOX OF 200,PACK WEIGHT 10.40 KG ,PALLET OF 6400,PALLET WEIGHT 665 KG; | STATEWD | STATEWIDE FSTNERS & ENG SPLS PL | CSEGM1290 | CURRENT
000000684 | SCREW,COACH | STEEL;GALV;HEX HD;GIMLET POINT;M12; 100MM LG;BOX OF 200,PACK WEIGHT 10.40 KG ,PALLET OF 6400,PALLET WEIGHT 665 KG; | HOBSON | HOBSON ENGINEERING CO PTY LTD 393904 | BH46GLM120090 | CURRENT
000000684 | SCREW,COACH | STEEL;GALV;HEX HD;GIMLET POINT;M12; 100MM LG;BOX OF 200,PACK WEIGHT 10.40 KG ,PALLET OF 6400,PALLET WEIGHT 665 KG; | SEWELFRG | GREG SEWELL FORGINGS PTY LTD | 684 | CURRENT
000000688 | SCREW,COACH | STEEL;GALV;HEX HD;GIMLET POINT;M16; 90 MM LG; Pack of 25 | HOBSON | HOBSON ENGINEERING CO PTY LTD 393904 | BH46GLM160090 | CURRENT
000000688 | SCREW,COACH | STEEL;GALV;HEX HD;GIMLET POINT;M16; 90 MM LG; Pack of 25 | STATEWD | STATEWIDE FSTNERS & ENG SPLS PL | CSEGM1690 | CURRENT
000000689 | SCREW,COACH | M16 x 130mm, Hex, Galv Steel, Gimlet Point (P25) | STATEWD | STATEWIDE FSTNERS & ENG SPLS PL | CSEGM16130 | CURRENT
000000690 | SCREW,COACH | STEEL;GALV;HEX HD;GIMLET POINT;M16; 150 MM LG;BAG OF 50,PACK WEIGHT 17.55 KG | STATEWD | STATEWIDE FSTNERS & ENG SPLS PL | CSEGM16150 | CURRENT
000000716 | SCREW,MACHINE | BRASS;RD HD,SLOT DRIVE;5/32 IN;BSW; 1 IN LG;BOX OF 200; | SUMMIT | SUMMIT GROUP | 6RIWB04025 | CURRENT
000000716 | SCREW,MACHINE | BRASS;RD HD,SLOT DRIVE;5/32 IN;BSW; 1 IN LG;BOX OF 200; | COVENTRY | COVENTRY FASTENERS QLD | 532X1BWBRRMT | CURRENT
000000718 | SCREW,MACHINE | BRASS;RD HD,SLOT DRIVE;5/32 IN;BSW; 2 IN LG;BOX OF 200; | SUMMIT | SUMMIT GROUP | 6RIWB04050 | CURRENT
000000718 | SCREW,MACHINE | BRASS;RD HD,SLOT DRIVE;5/32 IN;BSW; 2 IN LG;BOX OF 200; | STATEWD | STATEWIDE FSTNERS & ENG SPLS PL | MTBERSW5322 | CURRENT
000000720 | SCREW,MACHINE | BRASS;PAN HD,SLOT DRIVE;M4;ISO M; 12 MM LG;BOX OF 200; | SUMMIT | SUMMIT GROUP | 6PICB04012 | CURRENT
000000720 | SCREW,MACHINE | BRASS;PAN HD,SLOT DRIVE;M4;ISO M; 12 MM LG;BOX OF 200; | STATEWD | STATEWIDE FSTNERS & ENG SPLS PL | MTBEPSM412 | CURRENT
000000721 | SCREW,MACHINE | BRASS;PAN HD,SLOT DRIVE;M4;ISO M; 25 MM LG;BOX OF 200; | SUMMIT | SUMMIT GROUP | 6PICB04025 | CURRENT
000000721 | SCREW,MACHINE | BRASS;PAN HD,SLOT DRIVE;M4;ISO M; 25 MM LG;BOX OF 200; | STATEWD | STATEWIDE FSTNERS & ENG SPLS PL | MTBEPSM425 | CURRENT
000000722 | SCREW,MACHINE | BRASS;RD HD,SLOT DRIVE;1/8 IN;BSW; 1-1/2 IN LG;BOX OF 200; | STATEWD | STATEWIDE FSTNERS & ENG SPLS PL | BRASS;RD HD;1/8 IN | CURRENT
000000726 | SCREW,MACHINE | Metal Thread, 3/16" x 1" Lg, Brass, BSW, Cheese HD, Slotted Drive, Box of 200 | SUMMIT | SUMMIT GROUP | 6RIWB05025 | CURRENT
000000726 | SCREW,MACHINE | Metal Thread, 3/16" x 1" Lg, Brass, BSW, Cheese HD, Slotted Drive, Box of 200 | STATEWD | STATEWIDE FSTNERS & ENG SPLS PL | MTBERSW3161 | CURRENT
000000728 | SCREW,MACHINE | BRASS;RD HD,SLOT DRIVE;3/16 IN;BSW; 1-1/2 IN LG;BOX OF 200; | SUMMIT | SUMMIT GROUP | 6RIWB05038 | CURRENT
000000728 | SCREW,MACHINE | BRASS;RD HD,SLOT DRIVE;3/16 IN;BSW; 1-1/2 IN LG;BOX OF 200; | STATEWD | STATEWIDE FSTNERS & ENG SPLS PL | BRASS;RD HD;3/16 IN | CURRENT
000000729 | SCREW,MACHINE | Metal Thread, 3/16" x 2" Lg, Brass, BSW, Cheese HD, Slotted Drive, Box of 200 | SUMMIT | SUMMIT GROUP | 6RIWB05050 | CURRENT
000000729 | SCREW,MACHINE | Metal Thread, 3/16" x 2" Lg, Brass, BSW, Cheese HD, Slotted Drive, Box of 200 | COVENTRY | COVENTRY FASTENERS QLD | 316X2BWBRRMT | CURRENT
000000895 | SETSCREW | STEEL;GALV;HEX HD;FLAT POINT;M16;ISO M; 30 MM LG;BOX OF 150;REFER CONCRETE POLE MANUAL 1/102;PACK OF 100; | HOBSON | HOBSON ENGINEERING CO PTY LTD 393904 | KBH46GCM160030 | CURRENT
000000895 | SETSCREW | STEEL;GALV;HEX HD;FLAT POINT;M16;ISO M; 30 MM LG;BOX OF 150;REFER CONCRETE POLE MANUAL 1/102;PACK OF 100; | SUMMIT | SUMMIT GROUP | 6SCMG16030 | CURRENT
000000895 | SETSCREW | STEEL;GALV;HEX HD;FLAT POINT;M16;ISO M; 30 MM LG;BOX OF 150;REFER CONCRETE POLE MANUAL 1/102;PACK OF 100; | STATEWD | STATEWIDE FSTNERS & ENG SPLS PL | HBGM1630 | CURRENT
000000900 | SETSCREW | STAINLESS STEEL,GDE 304;HEX HD; FLAT POINT;M6;ISO M;25 MM LG;DIN 933; BOX OF 100; | HOBSON | HOBSON ENGINEERING CO PTY LTD 393904 | XEKBS16XCM060025 | CURRENT
000000900 | SETSCREW | STAINLESS STEEL,GDE 304;HEX HD; FLAT POINT;M6;ISO M;25 MM LG;DIN 933; BOX OF 100; | STATEWD | STATEWIDE FSTNERS & ENG SPLS PL | HSNS4M625 | CURRENT
000000900 | SETSCREW | STAINLESS STEEL,GDE 304;HEX HD; FLAT POINT;M6;ISO M;25 MM LG;DIN 933; BOX OF 100; | COVENTRY | COVENTRY FASTENERS QLD | 6X25MGBN | CURRENT
000000902 | SETSCREW | STAINLESS STEEL,GDE 304;HEX HD; FLAT POINT;M8;ISO M;25 MM LG;DIN 933; BOX OF 100;USED ON PADMOUNTS & TOMBSTONE PILLARS AS OUTLINED IN | HOBSON | HOBSON ENGINEERING CO PTY LTD 393904 | XEKBS16XCM080025 | CURRENT
000000902 | SETSCREW | STAINLESS STEEL,GDE 304;HEX HD; FLAT POINT;M8;ISO M;25 MM LG;DIN 933; BOX OF 100;USED ON PADMOUNTS & TOMBSTONE PILLARS AS OUTLINED IN | STATEWD | STATEWIDE FSTNERS & ENG SPLS PL | HSNS4M825 | CURRENT
000000902 | SETSCREW | STAINLESS STEEL,GDE 304;HEX HD; FLAT POINT;M8;ISO M;25 MM LG;DIN 933; BOX OF 100;USED ON PADMOUNTS & TOMBSTONE PILLARS AS OUTLINED IN | COVENTRY | COVENTRY FASTENERS QLD | 8X24MGBN | CURRENT
000000903 | SETSCREW | STAINLESS STEEL,GDE 304;HEX HD;FLAT POINT;M10;ISO M;25 MM LG;AS2837/AS1449 (MATERIAL),AS1111/DIN 933 (DIMENSIONS); BOX OF 100,PACK WEIGHT 2.3 KG; | HOBSON | HOBSON ENGINEERING CO PTY LTD 393904 | XEKBS16XCM100025 | CURRENT
000000903 | SETSCREW | STAINLESS STEEL,GDE 304;HEX HD;FLAT POINT;M10;ISO M;25 MM LG;AS2837/AS1449 (MATERIAL),AS1111/DIN 933 (DIMENSIONS); BOX OF 100,PACK WEIGHT 2.3 KG; | STATEWD | STATEWIDE FSTNERS & ENG SPLS PL | HSNS4M1025 | CURRENT
000000903 | SETSCREW | STAINLESS STEEL,GDE 304;HEX HD;FLAT POINT;M10;ISO M;25 MM LG;AS2837/AS1449 (MATERIAL),AS1111/DIN 933 (DIMENSIONS); BOX OF 100,PACK WEIGHT 2.3 KG; | STATEWD | STATEWIDE FSTNERS & ENG SPLS PL | HSNES4M1025 | CURRENT
000000905 | SETSCREW | STAINLESS STEEL,GDE 304;HEX HD;FLAT POINT;M10;ISO M;90 MM LG;AS2837/AS1449 (MATERIAL),AS1111/DIN 933 (DIMENSIONS); BOX OF 100; | HOBSON | HOBSON ENGINEERING CO PTY LTD 393904 | XEKBS16XCM100090 | CURRENT
000000905 | SETSCREW | STAINLESS STEEL,GDE 304;HEX HD;FLAT POINT;M10;ISO M;90 MM LG;AS2837/AS1449 (MATERIAL),AS1111/DIN 933 (DIMENSIONS); BOX OF 100; | STATEWD | STATEWIDE FSTNERS & ENG SPLS PL | HSNS4M1090 | CURRENT
000000905 | SETSCREW | STAINLESS STEEL,GDE 304;HEX HD;FLAT POINT;M10;ISO M;90 MM LG;AS2837/AS1449 (MATERIAL),AS1111/DIN 933 (DIMENSIONS); BOX OF 100; | COVENTRY | COVENTRY FASTENERS QLD | 10X90MG30455 | CURRENT
000000907 | SETSCREW | STAINLESS STEEL,GDE 304;HEX HD;FLAT POINT;M12;ISO M;25 MM LG;AS2837/AS1449 (MATERIAL),AS1111/DIN 933 (DIMENSIONS); BOX OF 100,PACK WEIGHT 3.4 KG; | HOBSON | HOBSON ENGINEERING CO PTY LTD 393904 | XEKBS16XCM120025 | CURRENT
000000907 | SETSCREW | STAINLESS STEEL,GDE 304;HEX HD;FLAT POINT;M12;ISO M;25 MM LG;AS2837/AS1449 (MATERIAL),AS1111/DIN 933 (DIMENSIONS); BOX OF 100,PACK WEIGHT 3.4 KG; | STATEWD | STATEWIDE FSTNERS & ENG SPLS PL | HSNS4M1225 | CURRENT
000000907 | SETSCREW | STAINLESS STEEL,GDE 304;HEX HD;FLAT POINT;M12;ISO M;25 MM LG;AS2837/AS1449 (MATERIAL),AS1111/DIN 933 (DIMENSIONS); BOX OF 100,PACK WEIGHT 3.4 KG; | STATEWD | STATEWIDE FSTNERS & ENG SPLS PL | HSNES4M1225 | CURRENT
000000909 | SETSCREW | STAINLESS STEEL,GDE 304;HEX HD;FLAT POINT;M12;ISO M;35 MM LG;AS2837/AS1449 (MATERIAL),AS1111/DIN 933 (DIMENSIONS); Pack of 100; | HOBSON | HOBSON ENGINEERING CO PTY LTD 393904 | XEKBS16XCM120035 | CURRENT
000000909 | SETSCREW | STAINLESS STEEL,GDE 304;HEX HD;FLAT POINT;M12;ISO M;35 MM LG;AS2837/AS1449 (MATERIAL),AS1111/DIN 933 (DIMENSIONS); Pack of 100; | STATEWD | STATEWIDE FSTNERS & ENG SPLS PL | HSNS4M1235 | CURRENT
000000909 | SETSCREW | STAINLESS STEEL,GDE 304;HEX HD;FLAT POINT;M12;ISO M;35 MM LG;AS2837/AS1449 (MATERIAL),AS1111/DIN 933 (DIMENSIONS); Pack of 100; | STATEWD | STATEWIDE FSTNERS & ENG SPLS PL | HSNES4M1235 | CURRENT
000000912 | SETSCREW | M16 x 50mm, Hex, Flat Point, S/Steel Gde 316 c/w Hex Nut S/Steel Gde 304, Aust Std (P25) | HOBSON | HOBSON ENGINEERING CO PTY LTD 393904 | XEKBS16XCM160050 | CURRENT
000000912 | SETSCREW | M16 x 50mm, Hex, Flat Point, S/Steel Gde 316 c/w Hex Nut S/Steel Gde 304, Aust Std (P25) | SUMMIT | SUMMIT GROUP | 6SCS216050-N | CURRENT
000000912 | SETSCREW | M16 x 50mm, Hex, Flat Point, S/Steel Gde 316 c/w Hex Nut S/Steel Gde 304, Aust Std (P25) | STATEWD | STATEWIDE FSTNERS & ENG SPLS PL | HSES2S4M1650 | CURRENT
000000955 | SCREW,WOOD | STEEL;ZINC PLATED; FLAT CSK HD,PHILLIPS HEAD; NO 10; 2 IN LG; | SUMMIT | SUMMIT GROUP | 3CCIUZ10050 | CURRENT
000000955 | SCREW,WOOD | STEEL;ZINC PLATED; FLAT CSK HD,PHILLIPS HEAD; NO 10; 2 IN LG; | STATEWD | STATEWIDE FSTNERS & ENG SPLS PL | SWZCS102 | CURRENT
000000955 | SCREW,WOOD | STEEL;ZINC PLATED; FLAT CSK HD,PHILLIPS HEAD; NO 10; 2 IN LG; | STATEWD | STATEWIDE FSTNERS & ENG SPLS PL | STEEL;FLAT CSK HD;NO.10; | CURRENT
000000983 | NUT,PLAIN,HEXAGON | BRASS;NICKEL PLATED;1/2 NUT,LOCKNUT; M5 ISO M | STATEWD | STATEWIDE FSTNERS & ENG SPLS PL | NLBNPM5 | CURRENT
000000985 | GASKET | CELLULOSE BASED,FIBRE TYPE;ANNULAR;FOR USE ON TRANSFORMERS;44.45 MM OD,25.4 MM ID,1.6 MM THK;BOUND W/NITRILE RUBBER; ASTM D1170-62T,P3442A & ASTM F104-76,F33 | QLDGASKT |  | QG SEQ 00985 | PURCHASE AS REQUIRED
000000986 | GASKET | NITRILE BONDED CORK;ANNULAR;FOR USE ON TRANSFORMERS;44.45 MM OD,25.4 MM ID,3.2 MM THK;A.S.T.M. F104-83; BAG OF 100; | QLDGASKT |  | SEQ00986 | PURCHASE AS REQUIRED
000000988 | GASKET | NITRILE BONDED CORK;ANNULAR;FOR USE ON TRANSFORMERS;44.45 MM OD,14.288 MM ID, 3.2 MM THK;A.S.T.M. F104-83; | QLDGASKT |  | SEQ 00988 | PURCHASE AS REQUIRED
000000991 | GASKET | CELLULOSE BASED,FIBRE TYPE;ANNULAR; FOR USE ON TRANSFORMERS;63.5 MM OD, 26.988 MM ID,1.6 MM THK;BOUND W/NITRILE RUBBER;ASTM D1170-62T,P3442A & ASTM F104 | QLDGASKT |  | SEQ00991 | PURCHASE AS REQUIRED
000000993 | GASKET | CELLULOSE BASED,FIBRE TYPE;ANNULAR; FOR USE ON TRANSFORMERS;69.85 MM OD, I44.45 MM ID,1.6 MM THK;BOUND W/NITRILE RUBBER;ASTM D1170-62T,P3442A & ASTM F104 | QLDGASKT |  | SEQ00993 | PURCHASE AS REQUIRED
000000994 | GASKET | NITRILE BONDED CORK;ANNULAR;FOR USE ON TRANSFORMERS;69.85 MM OD,44.45 MM ID, 6.4 MM THK;A.S.T.M. F104-83; | QLDGASKT |  | SEQ00994 | PURCHASE AS REQUIRED
000000997 | GASKET | NITRILE BONDED CORK;ANNULAR;FOR USE ON TRANSFORMERS;50.8 MM OD,17.463 MM ID, 3.2 MM THK;A.S.T.M. F104-83; | QLDGASKT |  | SEQ00997 | PURCHASE AS REQUIRED
000000998 | GASKET | CELLULOSE BASED,FIBRE TYPE;ANNULAR; FOR USE ON TRANSFORMERS;50.8 MM OD, 17.463 MM ID,1.6 MM THK;BOUND W/NITRILE RUBBER;ASTM D1170-62T,P3442A & ASTM | QLDGASKT |  | SEQ 00998 | PURCHASE AS REQUIRED
000001000 | GASKET | NITRILE BONDED CORK;ANNULAR;FOR USE ON TRANSFORMERS;82.55 MM OD,57.15 MM ID, 6.4 MM THK;A.S.T.M. F104-83; | QLDGASKT |  | SEQ 01000 | PURCHASE AS REQUIRED
000001001 | GASKET | NITRILE BONDED CORK;ANNULAR;FOR USE ON TRANSFORMERS;85.725 MM OD,68.263 MM ID, 3.2 MM THK;A.S.T.M. F104-83; | QLDGASKT |  | SEQ 01001 | PURCHASE AS REQUIRED
000001001 | GASKET | NITRILE BONDED CORK;ANNULAR;FOR USE ON TRANSFORMERS;85.725 MM OD,68.263 MM ID, 3.2 MM THK;A.S.T.M. F104-83; | REPCOGSK |  | HR40 | PURCHASE AS REQUIRED
000001006 | GASKET | NITRILE BONDED CORK;ANNULAR;FOR USE ON TRANSFORMERS;107.95 MM OD,76.2 MM ID, 6.4 MM THK;A.S.T.M. F104-83; | QLDGASKT |  | SEQ 01006 | MAINTENANCE STOCK
000001007 | WASHER,FLAT | STEEL;GALV;M12 BOLT SIZE;50 MM SQ; 3 MM THK; | STATEWD | STATEWIDE FSTNERS & ENG SPLS PL | WSEGM12503 | CURRENT
000001008 | WASHER,FLAT | STEEL;GALV;M16 BOLT SIZE;50 MM SQ; 6 MM THK; | STATEWD | STATEWIDE FSTNERS & ENG SPLS PL | WSEGM16506 | CURRENT
000001010 | WASHER,FLAT | STEEL;GALV;M24 BOLT SIZE;75 MM SQ; 6 MM THK;BAG OF 50,PACK WEIGHT 11.35 KG, PALLET OF 6400,PALLET WEIGHT 1527 KG; | STATEWD | STATEWIDE FSTNERS & ENG SPLS PL | WSEGM24756 | CURRENT
000001016 | WASHER,FLAT | BRASS;1/4 IN BOLT SIZE;Pack of 100 | HOBSON | HOBSON ENGINEERING CO PTY LTD 393904 | WRBRP025050 | CURRENT
000001016 | WASHER,FLAT | BRASS;1/4 IN BOLT SIZE;Pack of 100 | COVENTRY | COVENTRY FASTENERS QLD | 14X12BRW | CURRENT
000001017 | WASHER,FLAT | BRASS;1/8 IN BOLT SIZE;BAG OF 200, PACK WEIGHT 0.08 KG; | HOBSON | HOBSON ENGINEERING CO PTY LTD 393904 | WRBRP012031 | CURRENT
000001017 | WASHER,FLAT | BRASS;1/8 IN BOLT SIZE;BAG OF 200, PACK WEIGHT 0.08 KG; | COVENTRY | COVENTRY FASTENERS QLD | 18X516BRW | CURRENT
000001018 | WASHER,FLAT | BRASS,BRIGHT;3/16 IN BOLT SIZE; 7/16 IN OD;21 SWG THK;BOX OF 200, PACK WEIGHT 0.10 KG; | STATEWD | STATEWIDE FSTNERS & ENG SPLS PL | WFBW316716 | CURRENT
000001022 | WASHER,FLAT | BRASS;5/32 IN BOLT SIZE;BAG OF 200, PACK WEIGHT 0.11 KG; | HOBSON | HOBSON ENGINEERING CO PTY LTD 393904 | WRBRP015037 | CURRENT
000001022 | WASHER,FLAT | BRASS;5/32 IN BOLT SIZE;BAG OF 200, PACK WEIGHT 0.11 KG; | STATEWD | STATEWIDE FSTNERS & ENG SPLS PL | WFBW53238 | CURRENT
000001035 | WASHER,FLAT | STEEL;GALV;M24 BOLT SIZE;LARGE SERIES ,AS1237; | STATEWD | STATEWIDE FSTNERS & ENG SPLS PL | WFGML24 | CURRENT
000001040 | WASHER,FLAT | STEEL;GALV;5/16 IN BOLT SIZE; BAG OF 50; | STATEWD | STATEWIDE FSTNERS & ENG SPLS PL | WIGM516 | CURRENT
000001043 | WASHER,FLAT | STEEL;GALV;M10 BOLT SIZE;LARGE SERIES; AS1237;BAG OF 200,PACK WEIGHT 1.40 KG; | STATEWD | STATEWIDE FSTNERS & ENG SPLS PL | WFGML10 | CURRENT
000001044 | WASHER,FLAT | STEEL;GALV;M12 BOLT SIZE;LARGE SERIES ,AS1237;BAG OF 200,PACK WEIGHT 2.22 KG; PALLET OF 2000, WEIGHT 25KG; | STATEWD | STATEWIDE FSTNERS & ENG SPLS PL | WFGML12 | CURRENT
000001045 | WASHER,FLAT | STEEL;GALV;M16 BOLT SIZE;LARGE SERIES OD 34 MM,3.0 MM THK,AS1237; | STATEWD | STATEWIDE FSTNERS & ENG SPLS PL | WFGML16 | CURRENT
000001046 | WASHER,FLAT | STEEL;GALV;M20 BOLT SIZE;LARGE SERIES ;AS1237;BOX OF 200,PACK WEIGHT 5.08 KG; | STATEWD | STATEWIDE FSTNERS & ENG SPLS PL | WFGML20 | CURRENT
000001047 | WASHER,FLAT | STAINLESS STEEL;GDE 304 OR 316;1/4 IN BOLT SIZE;AS1449;BOX OF 100,PACK WEIGHT 0.15 KG; | HOBSON | HOBSON ENGINEERING CO PTY LTD 393904 | WR04P025050 | CURRENT
000001047 | WASHER,FLAT | STAINLESS STEEL;GDE 304 OR 316;1/4 IN BOLT SIZE;AS1449;BOX OF 100,PACK WEIGHT 0.15 KG; | SUMMIT | SUMMIT GROUP | 6WRIS206 | CURRENT
000001047 | WASHER,FLAT | STAINLESS STEEL;GDE 304 OR 316;1/4 IN BOLT SIZE;AS1449;BOX OF 100,PACK WEIGHT 0.15 KG; | STATEWD | STATEWIDE FSTNERS & ENG SPLS PL | WFES4W1458 | CURRENT
000001048 | WASHER,FLAT | STAINLESS STEEL,GDE 304 OR 316; 3/16 IN BOLT SIZE;AS1449;BOX OF 100, PACK WEIGHT 0.06 KG; | STATEWD | STATEWIDE FSTNERS & ENG SPLS PL | 3/16 IN;STAINLESS STEEL; | CURRENT
000001051 | WASHER,FLAT | STAINLESS STEEL,GDE 304 OR 316; 5/16 IN BOLT SIZE;AS1449; | STATEWD | STATEWIDE FSTNERS & ENG SPLS PL | WFES4W51634 | CURRENT
000001052 | WASHER,FLAT | STAINLESS STEEL,GDE 304;M10 BOLT SIZE; AS2837/AS1449 (MATERIAL),AS1237 (DIMENSIONS);BOX OF 100,PACK WEIGHT 0.2 KG; | HOBSON | HOBSON ENGINEERING CO PTY LTD 393904 | WR16PM10 | CURRENT
000001052 | WASHER,FLAT | STAINLESS STEEL,GDE 304;M10 BOLT SIZE; AS2837/AS1449 (MATERIAL),AS1237 (DIMENSIONS);BOX OF 100,PACK WEIGHT 0.2 KG; | STATEWD | STATEWIDE FSTNERS & ENG SPLS PL | WFES4M1021 | CURRENT
000001053 | WASHER,FLAT | STAINLESS STEEL,GDE 304;M12 BOLT SIZE; AS2837/AS1449 (MATERIAL),AS1237, (DIMENSIONS);BOX OF 100,PACK WEIGHT 0.09 KG; | HOBSON | HOBSON ENGINEERING CO PTY LTD 393904 | WR16PM12 | CURRENT
000001053 | WASHER,FLAT | STAINLESS STEEL,GDE 304;M12 BOLT SIZE; AS2837/AS1449 (MATERIAL),AS1237, (DIMENSIONS);BOX OF 100,PACK WEIGHT 0.09 KG; | STATEWD | STATEWIDE FSTNERS & ENG SPLS PL | WFES4M12 | CURRENT
000001054 | WASHER,FLAT | Round, M16, S/Steel Gde 316, Aust Std (P100) | HOBSON | HOBSON ENGINEERING CO PTY LTD 393904 | WR16PM16 | CURRENT
000001054 | WASHER,FLAT | Round, M16, S/Steel Gde 316, Aust Std (P100) | STATEWD | STATEWIDE FSTNERS & ENG SPLS PL | WFES4M16 | CURRENT
000001068 | WASHER,LOCK | SPRING,SINGLE COIL;STEEL;GALV; M24 BOLT SIZE;AS1968;PACK OF 100; | HOBSON | HOBSON ENGINEERING CO PTY LTD 393904 | WRMSGSM24 | CURRENT
000001068 | WASHER,LOCK | SPRING,SINGLE COIL;STEEL;GALV; M24 BOLT SIZE;AS1968;PACK OF 100; | STATEWD | STATEWIDE FSTNERS & ENG SPLS PL | WSGM24 | CURRENT
000001069 | WASHER,LOCK | WSHR:SPRG;M12,GALV,P100 WASHER,SPRING TENSION M12, Galv (P100) ( scm) | HOBSON | HOBSON ENGINEERING CO PTY LTD 393904 | WRMSGSM12 | CURRENT
000001069 | WASHER,LOCK | WSHR:SPRG;M12,GALV,P100 WASHER,SPRING TENSION M12, Galv (P100) ( scm) | STATEWD | STATEWIDE FSTNERS & ENG SPLS PL | WSGM12 | CURRENT
000001072 | WASHER,LOCK | SPRING,SINGLE COIL;STEEL;GALV; M10 BOLT SIZE;PACK OF 200,PACK WEIGHT 0.6 KG; | HOBSON | HOBSON ENGINEERING CO PTY LTD 393904 | WRMSGSM10 | CURRENT
000001072 | WASHER,LOCK | SPRING,SINGLE COIL;STEEL;GALV; M10 BOLT SIZE;PACK OF 200,PACK WEIGHT 0.6 KG; | STATEWD | STATEWIDE FSTNERS & ENG SPLS PL | WSGM10 | CURRENT
000001074 | WASHER,SPRING TENSION | M16, Galv Steel, Spring, Single Coil, 26.9mm OD, 16.7mm ID, 3.75mm Thk, AS1968 | HOBSON | HOBSON ENGINEERING CO PTY LTD 393904 | WRMSGSM16 | CURRENT
000001074 | WASHER,SPRING TENSION | M16, Galv Steel, Spring, Single Coil, 26.9mm OD, 16.7mm ID, 3.75mm Thk, AS1968 | STATEWD | STATEWIDE FSTNERS & ENG SPLS PL | WSGM16 | CURRENT
000001076 | WASHER,LOCK | SPRING,SINGLE COIL;STAINLESS STEEL, GDE 316 OR 304;1/4 IN BOLT SIZE;AS1449; BOX OF 100,PACK WEIGHT 0.11 KG; | HOBSON | HOBSON ENGINEERING CO PTY LTD 393904 | WR16S025 | CURRENT
000001076 | WASHER,LOCK | SPRING,SINGLE COIL;STAINLESS STEEL, GDE 316 OR 304;1/4 IN BOLT SIZE;AS1449; BOX OF 100,PACK WEIGHT 0.11 KG; | STATEWD | STATEWIDE FSTNERS & ENG SPLS PL | WSES4W14 | CURRENT
000001077 | WASHER,LOCK | SPRING,SINGLE COIL;STAINLESS STEEL, GDE 316 OR 304;3/16 IN BOLT SIZE;AS1449; PACK OF 100,PACK WEIGHT 0.07 KG; | STATEWD | STATEWIDE FSTNERS & ENG SPLS PL | WSES4W316 | CURRENT
000001079 | WASHER,LOCK | SPRING,SINGLE COIL;STAINLESS STEEL, GDE 316 OR 304;5/16 IN BOLT SIZE;AS1449; BOX OF 100,PACK WEIGHT 0.2 KG; | HOBSON | HOBSON ENGINEERING CO PTY LTD 393904 | WR16S031 | CURRENT
000001079 | WASHER,LOCK | SPRING,SINGLE COIL;STAINLESS STEEL, GDE 316 OR 304;5/16 IN BOLT SIZE;AS1449; BOX OF 100,PACK WEIGHT 0.2 KG; | STATEWD | STATEWIDE FSTNERS & ENG SPLS PL | WSES4W516 | CURRENT
000001080 | WASHER,LOCK | SPRING,SINGLE COIL;STAINLESS STEEL, GDE 316;M10 BOLT SIZE;AS2837/AS1449, (MATERIAL),AS1968 (DIMENSIONS); BOX OF 100,PACK WEIGHT 0.06 KG; | HOBSON | HOBSON ENGINEERING CO PTY LTD 393904 | WR16SM10 | CURRENT
000001080 | WASHER,LOCK | SPRING,SINGLE COIL;STAINLESS STEEL, GDE 316;M10 BOLT SIZE;AS2837/AS1449, (MATERIAL),AS1968 (DIMENSIONS); BOX OF 100,PACK WEIGHT 0.06 KG; | STATEWD | STATEWIDE FSTNERS & ENG SPLS PL | WSES6M10 | CURRENT
000001081 | WASHER,LOCK | SPRING,SINGLE COIL;STAINLESS STEEL, GDE 316;M12 BOLT SIZE;AS2837/AS1449, MATERIAL),AS1968 (DIMENSIONS); BOX OF 50/100,PACK WEIGHT 0.09 KG; | HOBSON | HOBSON ENGINEERING CO PTY LTD 393904 | WR16SM12 | CURRENT
000001081 | WASHER,LOCK | SPRING,SINGLE COIL;STAINLESS STEEL, GDE 316;M12 BOLT SIZE;AS2837/AS1449, MATERIAL),AS1968 (DIMENSIONS); BOX OF 50/100,PACK WEIGHT 0.09 KG; | STATEWD | STATEWIDE FSTNERS & ENG SPLS PL | WSES6M12 | CURRENT
000001082 | WASHER,SPRING TENSION | M16, Single Coil, S/Steel Gde 316, Aust Std (P100) | HOBSON | HOBSON ENGINEERING CO PTY LTD 393904 | WR16SM16 | CURRENT
000001082 | WASHER,SPRING TENSION | M16, Single Coil, S/Steel Gde 316, Aust Std (P100) | STATEWD | STATEWIDE FSTNERS & ENG SPLS PL | WSES6M16 | CURRENT
000001089 | WASHER,SPRING TENSION | Belleville, M12, 30mm OD, 2mm Thk, S/Steel Gde 316 (P100) | THEWMCAN | TMAC THEW & MCCANN GROUP | 8-M-89-301 | CURRENT
000001089 | WASHER,SPRING TENSION | Belleville, M12, 30mm OD, 2mm Thk, S/Steel Gde 316 (P100) | HOBSON | HOBSON ENGINEERING CO PTY LTD 393904 | XEWR16BM12028 | CURRENT
000001091 | WASHER,CONVEX | STAINLESS STEEL;5/8 IN BOLT SIZE; BOX OF 100; | HOBSON | HOBSON ENGINEERING CO PTY LTD 393904 | WR04BM16 | CURRENT
000001091 | WASHER,CONVEX | STAINLESS STEEL;5/8 IN BOLT SIZE; BOX OF 100; | STATEWD | STATEWIDE FSTNERS & ENG SPLS PL | WBES4M16 | CURRENT
000001106 | WASHER,LOCK | SPRING,SINGLE COIL;STEEL;ZINC PLATED; M8 BOLT SIZE;AS1968 | HOBSON | HOBSON ENGINEERING CO PTY LTD 393904 | WRMSZSM08 | CURRENT
000001106 | WASHER,LOCK | SPRING,SINGLE COIL;STEEL;ZINC PLATED; M8 BOLT SIZE;AS1968 | STATEWD | STATEWIDE FSTNERS & ENG SPLS PL | WSZM8 | CURRENT
000001109 | WASHER,FLAT | STEEL;GALV;M16 BOLT SIZE;65 MM OD; 25 MM THK;ROUND WASHER;PACK OF 25,PACK WEIGHT 0.25 KG; | DULHUNTY | DULHUNTY INDUSTRIES PTY LTD | W1600FG | CURRENT
000001123 | NAIL | BULLET HD;STEEL;BRIGHT;75 MM LG; 3.75 MM DIA;1 KG PACK,(141 NAILS PER KG) CARTON OF 16; | SUMMIT | SUMMIT GROUP | 5NBHB075375-1 | CURRENT
000001123 | NAIL | BULLET HD;STEEL;BRIGHT;75 MM LG; 3.75 MM DIA;1 KG PACK,(141 NAILS PER KG) CARTON OF 16; | STATEWD | STATEWIDE FSTNERS & ENG SPLS PL | NBRBH753751 | CURRENT
000001127 | NAIL | BULLET HD;STEEL;BRIGHT;50 MM LG; 3.15 MM DIA;1 KG PACK,(300 NAILS PER KG) CARTON OF 10 PACKS; | SUMMIT | SUMMIT GROUP | 5NBHB050315-1 | CURRENT
000001127 | NAIL | BULLET HD;STEEL;BRIGHT;50 MM LG; 3.15 MM DIA;1 KG PACK,(300 NAILS PER KG) CARTON OF 10 PACKS; | COVENTRY | COVENTRY FASTENERS QLD | 3.15X50MBHN1 | CURRENT
000001140 | NAIL | Roofing, Twisted Shank, Galv Steel, 60mm Lg, 3.75mm Dia | SUMMIT | SUMMIT GROUP | 5NRMG060375-2 | CURRENT
000001140 | NAIL | Roofing, Twisted Shank, Galv Steel, 60mm Lg, 3.75mm Dia | STATEWD | STATEWIDE FSTNERS & ENG SPLS PL | NRG503751 | CURRENT
000001146 | NAIL | CLOUT;STEEL;GALV;30 MM LG;2.8 MM DIA; 1 KG PACK,(529 NAILS TO A KG); | SUMMIT | SUMMIT GROUP | 5NC30280 | CURRENT
000001146 | NAIL | CLOUT;STEEL;GALV;30 MM LG;2.8 MM DIA; 1 KG PACK,(529 NAILS TO A KG); | STATEWD | STATEWIDE FSTNERS & ENG SPLS PL | NCG30281 | CURRENT
000001148 | RIVET,BLIND | ALUM HD;13.6 MM BODY LG;7.9 MM GRIP LG; DOME HD;1.7 MM SHANK DIA;3.2 MM HD DIA; STEEL MANDREL,CHISEL POINT; | SUMMIT | SUMMIT GROUP | 11NPG155-1148 | CURRENT
000001148 | RIVET,BLIND | ALUM HD;13.6 MM BODY LG;7.9 MM GRIP LG; DOME HD;1.7 MM SHANK DIA;3.2 MM HD DIA; STEEL MANDREL,CHISEL POINT; | AVDEL | AVDEL | 1661-0414 | CURRENT
000001149 | RIVET,BLIND | ALUM HD;18.7 MM BODY LG;11.1 MM GRIP LG; DOME HD;2.8 MM SHANK DIA;4.8 MM HD DIA; STEEL MANDREL,CHISEL POINT;PACK OF 500 | HOBSON | HOBSON ENGINEERING CO PTY LTD 393904 | R9P73OAS608 | CURRENT
000001149 | RIVET,BLIND | ALUM HD;18.7 MM BODY LG;11.1 MM GRIP LG; DOME HD;2.8 MM SHANK DIA;4.8 MM HD DIA; STEEL MANDREL,CHISEL POINT;PACK OF 500 | SUMMIT | SUMMIT GROUP | 11NPG155-1149 | CURRENT
000001149 | RIVET,BLIND | ALUM HD;18.7 MM BODY LG;11.1 MM GRIP LG; DOME HD;2.8 MM SHANK DIA;4.8 MM HD DIA; STEEL MANDREL,CHISEL POINT;PACK OF 500 | STATEWD | STATEWIDE FSTNERS & ENG SPLS PL | RA016610619 | CURRENT
000001150 | RIVET,BLIND | ALUM HD;12.5 MM BODY LG;6.3 MM GRIP LG; DOME HD;2.1 MM SHANK DIA;4 MM HD DIA; STEEL MANDREL,CHISEL POINT; | SUMMIT | SUMMIT GROUP | 11NPG155-1150 | CURRENT
000001150 | RIVET,BLIND | ALUM HD;12.5 MM BODY LG;6.3 MM GRIP LG; DOME HD;2.1 MM SHANK DIA;4 MM HD DIA; STEEL MANDREL,CHISEL POINT; | COVENTRY | COVENTRY FASTENERS QLD | 01661-00512 | CURRENT
000001151 | RIVET,BLIND | ALUM HD;13.9 MM BODY LG;6.3 MM GRIP LG; DOME HD;2.8 MM SHANK DIA;4.8 MM HD DIA; STEEL MANDREL,CHISEL POINT;PACK OF 250 ,PACK WEIGHT 0.70 KG; | SUMMIT | SUMMIT GROUP | 11NPG155-1151 | CURRENT
000001151 | RIVET,BLIND | ALUM HD;13.9 MM BODY LG;6.3 MM GRIP LG; DOME HD;2.8 MM SHANK DIA;4.8 MM HD DIA; STEEL MANDREL,CHISEL POINT;PACK OF 250 ,PACK WEIGHT 0.70 KG; | COVENTRY | COVENTRY FASTENERS QLD | 01661-00613 | CURRENT
000001153 | RIVET,BLIND | ALUM HD;12.2 MM BODY LG;6.3 MM GRIP LG; CSK HD;1.7 MM SHANK DIA;3.2 MM HD DIA; STEEL MANDREL,NAIL POINT; | SUMMIT | SUMMIT GROUP | 11NPG155-1153 | CURRENT
000001153 | RIVET,BLIND | ALUM HD;12.2 MM BODY LG;6.3 MM GRIP LG; CSK HD;1.7 MM SHANK DIA;3.2 MM HD DIA; STEEL MANDREL,NAIL POINT; | STATEWD | STATEWIDE FSTNERS & ENG SPLS PL | RA016040412 | CURRENT
000001154 | RIVET,BLIND | ALUM HD;15.5 MM BODY LG;7.9 MM GRIP LG; CSK HD;2.8 MM SHANK DIA;4.8 MM HD DIA; STEEL MANDREL,NAIL POINT; | SUMMIT | SUMMIT GROUP | 11NPG155-1154 | CURRENT
000001154 | RIVET,BLIND | ALUM HD;15.5 MM BODY LG;7.9 MM GRIP LG; CSK HD;2.8 MM SHANK DIA;4.8 MM HD DIA; STEEL MANDREL,NAIL POINT; | STATEWD | STATEWIDE FSTNERS & ENG SPLS PL | RA016040615 | CURRENT
000001403 | BAR,METAL | COPPER;RD ROD;8 MM NOMINAL DIA; HARD DRAWN;AS1567/110 - H;3.0 M LG, BUNDLE OF 20;,WEIGHT 27 KG; | GEOWEST | GEORGE WESTON & SONS | CROD 7.94-110 | CURRENT
000001403 | BAR,METAL | COPPER;RD ROD;8 MM NOMINAL DIA; HARD DRAWN;AS1567/110 - H;3.0 M LG, BUNDLE OF 20;,WEIGHT 27 KG; | PRIMETA | PRIMARY METALS & ALLOYS | 1-6082-1 | CURRENT
000001403 | BAR,METAL | COPPER;RD ROD;8 MM NOMINAL DIA; HARD DRAWN;AS1567/110 - H;3.0 M LG, BUNDLE OF 20;,WEIGHT 27 KG; | PRIMETA | PRIMARY METALS & ALLOYS | 1-6082-8EGEX | CURRENT
000001413 | BAR,METAL | COPPER;FLAT SHAPE;38.1 MM W;3.18 MM; THK;HARD DRAWN;RADIUS EDGE;AS1567-110; 4.0 M LG; | GEOWEST | GEORGE WESTON & SONS | CF 38.1X3.18 | CURRENT
000001413 | BAR,METAL | COPPER;FLAT SHAPE;38.1 MM W;3.18 MM; THK;HARD DRAWN;RADIUS EDGE;AS1567-110; 4.0 M LG; | PRIMETA | PRIMARY METALS & ALLOYS | 1-1011 | CURRENT
000001420 | BAR,METAL | COPPER;FLAT SHAPE;50 W X 6.3 MM THK; ;HARD DRAWN;RD EDGE;AS1567-110; 4.0 M LG; | GEOWEST | GEORGE WESTON & SONS | CF50.8X6.35 | CURRENT
000001420 | BAR,METAL | COPPER;FLAT SHAPE;50 W X 6.3 MM THK; ;HARD DRAWN;RD EDGE;AS1567-110; 4.0 M LG; | PRIMETA | PRIMARY METALS & ALLOYS | 1-0018 | CURRENT
000001431 | STRIP,METAL | COPPER;38.1 MM W;3.18 MM THK;ANNEALED; WEIGHT OF COILS TO BE MARKED ACCORDINGLY ;18 KG COILS APPROX;1 M = 1.08 KG; | GEOWEST | GEORGE WESTON & SONS | CCOIL 38.1X3.18 | CURRENT
000001431 | STRIP,METAL | COPPER;38.1 MM W;3.18 MM THK;ANNEALED; WEIGHT OF COILS TO BE MARKED ACCORDINGLY ;18 KG COILS APPROX;1 M = 1.08 KG; | PRIMETA | PRIMARY METALS & ALLOYS | 1-4129 | CURRENT
000001439 | BUSBAR | Tubular, Cu, 5.8m Lg, 25.4mm (1") OD, 1.63mm (16 SWG) Thk Wall | GEOWEST | GEORGE WESTON & SONS | CTU 25.4X16G | CURRENT
000001439 | BUSBAR | Tubular, Cu, 5.8m Lg, 25.4mm (1") OD, 1.63mm (16 SWG) Thk Wall | PRIMETA | PRIMARY METALS & ALLOYS | 1-7544 | CURRENT
000001439 | BUSBAR | Tubular, Cu, 5.8m Lg, 25.4mm (1") OD, 1.63mm (16 SWG) Thk Wall | PRIMETA | PRIMARY METALS & ALLOYS | 1-7506-0254EGEX | CURRENT
000001440 | BUSBAR | Tubular, Cu, 5.8m Lg, 38.1mm (1-1/2") OD 1.63mm (16 SWG) Thk Wall, Hard Drawn, High Conductivity | PRIMETA | PRIMARY METALS & ALLOYS | 1-7506-0381EGEX | CURRENT
000001440 | BUSBAR | Tubular, Cu, 5.8m Lg, 38.1mm (1-1/2") OD 1.63mm (16 SWG) Thk Wall, Hard Drawn, High Conductivity | GEOWEST | GEORGE WESTON & SONS | CTU38.1X16G | CURRENT
000001441 | TUBE,METALLIC | COPPER;RD CROSS SECT SHAPE;6.5 M LG; 50.8 MM (2 IN) OD;4.88 MM (6SWG) WALL THICK;FOR BUSBAR USE; | GEOWEST | GEORGE WESTON & SONS | CTU 50.84X6G | CURRENT
000001441 | TUBE,METALLIC | COPPER;RD CROSS SECT SHAPE;6.5 M LG; 50.8 MM (2 IN) OD;4.88 MM (6SWG) WALL THICK;FOR BUSBAR USE; | PRIMETA | PRIMARY METALS & ALLOYS | 1-7543 | CURRENT
000001441 | TUBE,METALLIC | COPPER;RD CROSS SECT SHAPE;6.5 M LG; 50.8 MM (2 IN) OD;4.88 MM (6SWG) WALL THICK;FOR BUSBAR USE; | PRIMETA | PRIMARY METALS & ALLOYS | 1-7542-0508 | CURRENT
000001944 | COAT,MAN'S | DUSTCOAT STYLE;ALL COTTON;GREY; SIZE 5,(97R);ABOVE KNEE,LG SLEEVE; BUTTON CLOSURE;2 SIDE POCKETS & 1 PENCIL POCKET; | YAKKA | YAKKA | STYLE 06040 | PURCHASE AS REQUIRED
000001964 | APRON,WELDER'S. | BIB STYLE;GREY;LEATHER,CHROME; 450 MM WAIST;900 MM LG; W/TWO LARGE POCKETS; | ATOMSUPP | ATOM SUPPLY | A1 | CURRENT
000001973 | GLOVES,ELECTRICAL WORKER'S | Insulating Elastomer, 1000V AC, Class O, Size 11, 410mm Lg, Non Rolled Cuff, for Switchboard Rescue Kits | PENTA | PENTA AUST (TMAC THEW & MCCANN/HYLEC) | PA22940 | CURRENT
000001973 | GLOVES,ELECTRICAL WORKER'S | Insulating Elastomer, 1000V AC, Class O, Size 11, 410mm Lg, Non Rolled Cuff, for Switchboard Rescue Kits | HYLEC | HYLEC PTY LTD | GLBO 41/11RC | CURRENT
000001973 | GLOVES,ELECTRICAL WORKER'S | Insulating Elastomer, 1000V AC, Class O, Size 11, 410mm Lg, Non Rolled Cuff, for Switchboard Rescue Kits | SOFRACO |  | NF EN60903 | CURRENT
000001974 | GLOVES,RUBBER | MEN'S UTILITY;SILVER LINED; SIZE 9 ;12 PER PACK; | BLKWOODS | J BLACKWOOD & SON LTD | 04431002 /3525 | CURRENT
000001974 | GLOVES,RUBBER | MEN'S UTILITY;SILVER LINED; SIZE 9 ;12 PER PACK; | ANSELL | ANSELL LTD | 3525 | CURRENT
000001991 | HELMET,SAFETY | Full Brim Style, Moulded ABS Plastic, White, Unbranded c/w TerySafe Hardness, Adj HeadBand, Adj Size, SweatBand Terry Cotton | ATOMSUPP | ATOM SUPPLY | 561202 | CURRENT
000001994 | HARNESS,HELMET,SAFETY | WEDGE IN;POLYTHENE SUSPENSION;INCL 2 TERYLENE WOVEN STRAPS;W/ADDITIONAL TERYLENE WOVEN STRAP,& FITTED W/TERRY COTTON SWEATBAND;BAG OF 10;TO SUIT HH40 | BLKWOODS | J BLACKWOOD & SON LTD | 03976801/HXHG40 | CURRENT
000001994 | HARNESS,HELMET,SAFETY | WEDGE IN;POLYTHENE SUSPENSION;INCL 2 TERYLENE WOVEN STRAPS;W/ADDITIONAL TERYLENE WOVEN STRAP,& FITTED W/TERRY COTTON SWEATBAND;BAG OF 10;TO SUIT HH40 | PROTECTR |  | HX-HG40 TUFFMASTER | CURRENT
000001999 | STRAP ASSEMBLY,CHIN | ELASTICISED TERYLENE;ADJ SIZE; FOR SAFETY HELMET; | ATOMSUPP | ATOM SUPPLY | 1436005 | CURRENT
000001999 | STRAP ASSEMBLY,CHIN | ELASTICISED TERYLENE;ADJ SIZE; FOR SAFETY HELMET; | BLKWOODS | J BLACKWOOD & SON LTD | 03977509/HXCS40 | CURRENT
000001999 | STRAP ASSEMBLY,CHIN | ELASTICISED TERYLENE;ADJ SIZE; FOR SAFETY HELMET; | PROTECTR |  | HXCS-40 | CURRENT
000002001 | GOGGLES,INDUSTRIAL | GAS WELDING TYPE;ONE PIECE,DOUBLE APERATURE;SOFT COVERALL,LIFT FRONT; GLASS FILTER LENS SHADE NO.5;W/CLEAR COVER & CHIPPING LENS;AS1337, | ATOMSUPP | ATOM SUPPLY | 90080001 | CURRENT
000002001 | GOGGLES,INDUSTRIAL | GAS WELDING TYPE;ONE PIECE,DOUBLE APERATURE;SOFT COVERALL,LIFT FRONT; GLASS FILTER LENS SHADE NO.5;W/CLEAR COVER & CHIPPING LENS;AS1337, | ATOMSUPP | ATOM SUPPLY | 454031IND | CURRENT
000002041 | BAG,TEXTILE | UNTREATED CANVAS;C/W 25 MM VELCRO SEAL; 450 MM LG X 230 MM W;TO HOLD LINEMAN'S INSULATING GLOVES;PACK OF 60,PACK WEIGHT 12 KG; | THOMBROS | THOMSON BROS IND SUPPLIERS | 02041 | CURRENT
000002045 | BAG,TOOL | CANVAS;C/W FINGER SPRING LOADED DOG CLIP ; BRASS EYELETS;WELDED NICKEL PLATED STEEL D RING;LEGEND- ENERGEX;POLE TOP STYLE BAG;PACK OF 40,PACK | THOMBROS | THOMSON BROS IND SUPPLIERS | 02045 | CURRENT
000002069 | BLADE,RECIPROCATING SAW | Metal, 150mm, 14 TPI (P5) | C&LTOOL | CALTCO T/A C&L TOOL CENTRE | MILWA48005782 | CURRENT
000002069 | BLADE,RECIPROCATING SAW | Metal, 150mm, 14 TPI (P5) | BOSCH | ROBERT BOSCH (AUST) PTY LTD | S922BF | CURRENT
000002069 | BLADE,RECIPROCATING SAW | Metal, 150mm, 14 TPI (P5) | ATOMSUPP | ATOM SUPPLY | 79013273 | CURRENT
000002069 | BLADE,RECIPROCATING SAW | Metal, 150mm, 14 TPI (P5) | BLKWOODS | J BLACKWOOD & SON LTD | 08125208/2608656037 | CURRENT
000002070 | BLADE,RECIPROCATING SAW | Metal, 150mm, 10 TPI (P5) | C&LTOOL | CALTCO T/A C&L TOOL CENTRE | MILWA48005712 | CURRENT
000002070 | BLADE,RECIPROCATING SAW | Metal, 150mm, 10 TPI (P5) | ATOMSUPP | ATOM SUPPLY | 79011612 | CURRENT
000002070 | BLADE,RECIPROCATING SAW | Metal, 150mm, 10 TPI (P5) | BLKWOODS | J BLACKWOOD & SON LTD | 08125293/2608656039 | CURRENT
000002070 | BLADE,RECIPROCATING SAW | Metal, 150mm, 10 TPI (P5) | BOSCH | ROBERT BOSCH (AUST) PTY LTD | S922HF | CURRENT
000002077 | BLADE,HAND HACKSAW | HSF, Shatterproof Bi-Metal, Regular Teeth 18 TPI, 300mm Lg, 0.65mm Thk, 13mm W, Pack of 1 | CNWPL | CNW PL - SLACKS CREEK | ECLHBSBBM30014 | CURRENT
000002077 | BLADE,HAND HACKSAW | HSF, Shatterproof Bi-Metal, Regular Teeth 18 TPI, 300mm Lg, 0.65mm Thk, 13mm W, Pack of 1 | ECLIPSE |  | 300.12.14 | CURRENT
000002077 | BLADE,HAND HACKSAW | HSF, Shatterproof Bi-Metal, Regular Teeth 18 TPI, 300mm Lg, 0.65mm Thk, 13mm W, Pack of 1 | C&LTOOL | CALTCO T/A C&L TOOL CENTRE | ALP300-18S | CURRENT
000002078 | BLADE,HAND HACKSAW | HSF, Flexible, Regular Teeth 32 TPI, 15mm Lg, 0.43mm Thk, 6mm W, AS1912, Box of 10 | CNWPL | CNW PL - SLACKS CREEK | HSJ71132R | CURRENT
000002078 | BLADE,HAND HACKSAW | HSF, Flexible, Regular Teeth 32 TPI, 15mm Lg, 0.43mm Thk, 6mm W, AS1912, Box of 10 | ECLIPSE |  | HSJ71132R | CURRENT
000002082 | BLADE,BOW SAW | 21 IN LG;HAND TYPE;HSS;ISO M;20 MM; PACK OF 1; | CNWPL | CNW PL - SLACKS CREEK | S5121 | CURRENT
000002082 | BLADE,BOW SAW | 21 IN LG;HAND TYPE;HSS;ISO M;20 MM; PACK OF 1; | SANDVIK |  | S5121 | CURRENT
000002082 | BLADE,BOW SAW | 21 IN LG;HAND TYPE;HSS;ISO M;20 MM; PACK OF 1; | ATOMSUPP | ATOM SUPPLY | 79914985 | CURRENT
000002089 | BLADE,JIG SAW | METAL WORKING;HSS;22 TPI; FINE CUT;2 IN LG;SEALED CARD OF 5; | C&LTOOL | CALTCO T/A C&L TOOL CENTRE | BOSAT118AF | CURRENT
000002091 | BLADE,PLUMBER'S SAW | Xylan Coated Steel, 10 TPI, 350mm Lg, Pack of 10 | ECLIPSE |  | SJR366SR | PHASING
000002091 | BLADE,PLUMBER'S SAW | Xylan Coated Steel, 10 TPI, 350mm Lg, Pack of 10 | CNWPL | CNW PL - SLACKS CREEK | HANSAWGP-350MM | PHASING
000002104 | BLOCK,TACKLE | SINGLE SHEAVE,SNATCH BLOCK;75 MM DIA SHEAVE;STEEL SHEAVE;HAND OPERATED; TO SUIT NATURAL OR SYNTHETIC FIBRE ROPE; 12 MM DIA ROPE;250 KG SWL;EYE BECKET; | BULIVANT | BULLIVANTS LIFTING & SAFETY SPECIALISTS | WSHB-075-SE-ENERGEX | CURRENT
000002104 | BLOCK,TACKLE | SINGLE SHEAVE,SNATCH BLOCK;75 MM DIA SHEAVE;STEEL SHEAVE;HAND OPERATED; TO SUIT NATURAL OR SYNTHETIC FIBRE ROPE; 12 MM DIA ROPE;250 KG SWL;EYE BECKET; | AMPLITUD | AMPLITUDE PTY LTD - 396777 | 139075F | CURRENT
000002105 | TOOL BOX,PORTABLE | STEEL;ENAMELLED FINISH;385 MM LG, 155 MM W,150 MM H;PACK OF 1; | REXEL | REXEL PTY LTD | REPTB100 | CURRENT
000002105 | TOOL BOX,PORTABLE | STEEL;ENAMELLED FINISH;385 MM LG, 155 MM W,150 MM H;PACK OF 1; | STANLEY |  | S92031 | CURRENT
000002105 | TOOL BOX,PORTABLE | STEEL;ENAMELLED FINISH;385 MM LG, 155 MM W,150 MM H;PACK OF 1; | GILBLODG | GILBERT LODGE AUSTRALIA | TB100 | CURRENT
000002108 | BRUSH,PAINT | FLAT;HANDYMAN,1ST QUALITY; PURE BRISTLE;TIN FERRULE;25 MM W; PACK OF 12,PACK WEGHT 350 G; | CNWPL | CNW PL - SLACKS CREEK | OB-32952 | CURRENT
000002108 | BRUSH,PAINT | FLAT;HANDYMAN,1ST QUALITY; PURE BRISTLE;TIN FERRULE;25 MM W; PACK OF 12,PACK WEGHT 350 G; | CNWPL | CNW PL - SLACKS CREEK | PBWB025 | CURRENT
000002108 | BRUSH,PAINT | FLAT;HANDYMAN,1ST QUALITY; PURE BRISTLE;TIN FERRULE;25 MM W; PACK OF 12,PACK WEGHT 350 G; | OATES |  | OB-32952 | CURRENT
000002109 | BRUSH,PAINT | FLAT;HANDYMAN,1ST QUALITY; PURE BRISTLE;TIN FERRULE;38 MM W; PACK OF 12,PACK WEIGHT 650 G; | CNWPL | CNW PL - SLACKS CREEK | OATOB32953 | CURRENT
000002109 | BRUSH,PAINT | FLAT;HANDYMAN,1ST QUALITY; PURE BRISTLE;TIN FERRULE;38 MM W; PACK OF 12,PACK WEIGHT 650 G; | CNWPL | CNW PL - SLACKS CREEK | PBWB038 | CURRENT
000002109 | BRUSH,PAINT | FLAT;HANDYMAN,1ST QUALITY; PURE BRISTLE;TIN FERRULE;38 MM W; PACK OF 12,PACK WEIGHT 650 G; | OATES |  | OB-32953 | CURRENT
000002110 | BRUSH,PAINT | FLAT;HANDYMAN,1ST QUALITY; PURE BRISTLE;TIN FERRULE;50 MM W; PACK OF 12,PACK WEIGHT 800 G; | CNWPL | CNW PL - SLACKS CREEK | OATOB32954 | CURRENT
000002110 | BRUSH,PAINT | FLAT;HANDYMAN,1ST QUALITY; PURE BRISTLE;TIN FERRULE;50 MM W; PACK OF 12,PACK WEIGHT 800 G; | CNWPL | CNW PL - SLACKS CREEK | PBWB050 | CURRENT
000002110 | BRUSH,PAINT | FLAT;HANDYMAN,1ST QUALITY; PURE BRISTLE;TIN FERRULE;50 MM W; PACK OF 12,PACK WEIGHT 800 G; | OATES |  | OB-32954 | CURRENT
000002112 | BRUSH,PAINT | FLAT;HANDYMAN,1ST QUALITY; PURE BRISTLE;TIN FERRULE;75 MM W; BOX OF 6,PACK WEIGHT 500 G; | CNWPL | CNW PL - SLACKS CREEK | OATOB32956 | CURRENT
000002112 | BRUSH,PAINT | FLAT;HANDYMAN,1ST QUALITY; PURE BRISTLE;TIN FERRULE;75 MM W; BOX OF 6,PACK WEIGHT 500 G; | CNWPL | CNW PL - SLACKS CREEK | PBWB075 | CURRENT
000002112 | BRUSH,PAINT | FLAT;HANDYMAN,1ST QUALITY; PURE BRISTLE;TIN FERRULE;75 MM W; BOX OF 6,PACK WEIGHT 500 G; | OATES |  | OB-32956 | CURRENT
000002119 | BRUSH,PAINT | FLAT;HANDYMAN,2ND QUALITY; PURE BRISTLE;TIN FERRULE;63 MM W; CARTON OF12,PACK WEIGHT 700 G; | C&LTOOL | CALTCO T/A C&L TOOL CENTRE | UNIPROPCR63 | CURRENT
000002119 | BRUSH,PAINT | FLAT;HANDYMAN,2ND QUALITY; PURE BRISTLE;TIN FERRULE;63 MM W; CARTON OF12,PACK WEIGHT 700 G; | HANLEY | HANLEY INDUSTRIAL ENTERPRISES 459057 | RI63363 | CURRENT
000002126 | BRUSH,WIRE,SCRATCH | S/Steel, 4 Row x 18 Row Brush, Rect Rocket Face, Curved Handle, 12" Lg | CNWPL | CNW PL - SLACKS CREEK | WIREBRSSWH4 | CURRENT
000002126 | BRUSH,WIRE,SCRATCH | S/Steel, 4 Row x 18 Row Brush, Rect Rocket Face, Curved Handle, 12" Lg | CNWPL | CNW PL - SLACKS CREEK | OATB-14016 | CURRENT
000002126 | BRUSH,WIRE,SCRATCH | S/Steel, 4 Row x 18 Row Brush, Rect Rocket Face, Curved Handle, 12" Lg | SWANBRSH |  | 325207 | CURRENT
000002127 | BRUSH,FILE CLEANER | STEEL WIRE;4 IN LG,2 IN W BRUSH; SIZE;7-1/2 IN LG;BOX OF 1; | STATEWD | STATEWIDE FSTNERS & ENG SPLS PL | BFC | CURRENT
000002127 | BRUSH,FILE CLEANER | STEEL WIRE;4 IN LG,2 IN W BRUSH; SIZE;7-1/2 IN LG;BOX OF 1; | CNWPL | CNW PL - SLACKS CREEK | FILECARD | CURRENT
000002133 | BRAID,WIRE | FLAT;COPPER;TINNED;25.4 MM W,3 MM THK; 200 AMP;100 M LG ROLL;USED FOR EARTHING STRAP; | BAMBACH | BAMBACH WIRES & CABLES PTY LTD | 28120 | CURRENT
000002142 | DIE,CRIMPING TOOL | STEEL;HEX;25 MM AF;FOR ALUMINIUM BASED SLEEVES;U/W UTILUX COMPRESSION TOOL NO.38 OR EQUIV; PACK OF 1,PACK WEIGHT 0.015 KG; | TEN | THE ENERGY NETWORK | K12-25.0-AL | CURRENT
000002142 | DIE,CRIMPING TOOL | STEEL;HEX;25 MM AF;FOR ALUMINIUM BASED SLEEVES;U/W UTILUX COMPRESSION TOOL NO.38 OR EQUIV; PACK OF 1,PACK WEIGHT 0.015 KG; | UTILUX |  | 38-250AL | CURRENT
000002143 | DIE,CRIMPING TOOL | STEEL;HEX;28.4 MM AF;FOR ALUMINIUM BASED COMPRESSION FITTINGS;U/W UTILUX COMPRESSION TOOL NO.38A OR EQUIV; PACK OF 1,PACK WEIGHT 0.015 KG; | SPECFORC | SPECIALISED FORCE | 12T-28.4AFAL | CURRENT
000002143 | DIE,CRIMPING TOOL | STEEL;HEX;28.4 MM AF;FOR ALUMINIUM BASED COMPRESSION FITTINGS;U/W UTILUX COMPRESSION TOOL NO.38A OR EQUIV; PACK OF 1,PACK WEIGHT 0.015 KG; | PLP AUST | PREFORMED LINE PRODUCTS (AUST) | EPCDA28.4AF | CURRENT
000002143 | DIE,CRIMPING TOOL | STEEL;HEX;28.4 MM AF;FOR ALUMINIUM BASED COMPRESSION FITTINGS;U/W UTILUX COMPRESSION TOOL NO.38A OR EQUIV; PACK OF 1,PACK WEIGHT 0.015 KG; | TECONN | TE CONNECTIVITY LTD | 38-284AL/1 | CURRENT
000002144 | DIE,CRIMPING TOOL | STEEL;HEX;11.5 MM AF;TO SUIT 70 SQ MM COPPER CRIMP LUGS;U/W UTILUX COMPRESSION TOOL NO.38A OR EQUIV; PACK OF 1,PACK WEIGHT 0.26 KG; | LEGEND | LEGEND POWER SYSTEMS | HT130-C-70 | CURRENT
000002144 | DIE,CRIMPING TOOL | STEEL;HEX;11.5 MM AF;TO SUIT 70 SQ MM COPPER CRIMP LUGS;U/W UTILUX COMPRESSION TOOL NO.38A OR EQUIV; PACK OF 1,PACK WEIGHT 0.26 KG; | TECONN | TE CONNECTIVITY LTD | 38-115CU/1 | CURRENT
000002144 | DIE,CRIMPING TOOL | STEEL;HEX;11.5 MM AF;TO SUIT 70 SQ MM COPPER CRIMP LUGS;U/W UTILUX COMPRESSION TOOL NO.38A OR EQUIV; PACK OF 1,PACK WEIGHT 0.26 KG; | CABLACES | CABLACES | HT130-C-70 | CURRENT
000002145 | DIE,CRIMPING TOOL | STEEL;HEX;14.2 MM AF;TO SUIT 95 SQ MM COPPER CRIMP LUGS;U/W UTILUX COMPRESSION TOOL NO.38A OR EQUIV; PACK OF 1,PACK WEIGHT 0.25 KG; | TEN | THE ENERGY NETWORK | K12-14.2-CU | CURRENT
000002145 | DIE,CRIMPING TOOL | STEEL;HEX;14.2 MM AF;TO SUIT 95 SQ MM COPPER CRIMP LUGS;U/W UTILUX COMPRESSION TOOL NO.38A OR EQUIV; PACK OF 1,PACK WEIGHT 0.25 KG; | LEGEND | LEGEND POWER SYSTEMS | HT130-C-95 | CURRENT
000002145 | DIE,CRIMPING TOOL | STEEL;HEX;14.2 MM AF;TO SUIT 95 SQ MM COPPER CRIMP LUGS;U/W UTILUX COMPRESSION TOOL NO.38A OR EQUIV; PACK OF 1,PACK WEIGHT 0.25 KG; | TECONN | TE CONNECTIVITY LTD | 38-142CU/1 | CURRENT
000002145 | DIE,CRIMPING TOOL | STEEL;HEX;14.2 MM AF;TO SUIT 95 SQ MM COPPER CRIMP LUGS;U/W UTILUX COMPRESSION TOOL NO.38A OR EQUIV; PACK OF 1,PACK WEIGHT 0.25 KG; | CABLACES | CABLACES | HT130-C-95 | CURRENT
000002146 | DIE,CRIMPING TOOL | STEEL;HEX;16.5 MM AF;TO SUIT 120 SQ MM COPPER COMPRESSION LUGS;U/W UTILUX COMPRESSION TOOL NO.38A OR EQUIV;PACK OF 1,PACK WEIGHT 0.23 KG;SC6265 FOR LUG; | TEN | THE ENERGY NETWORK | K12-16.5-CU | CURRENT
000002146 | DIE,CRIMPING TOOL | STEEL;HEX;16.5 MM AF;TO SUIT 120 SQ MM COPPER COMPRESSION LUGS;U/W UTILUX COMPRESSION TOOL NO.38A OR EQUIV;PACK OF 1,PACK WEIGHT 0.23 KG;SC6265 FOR LUG; | LEGEND | LEGEND POWER SYSTEMS | HT130-C-120 | CURRENT
000002146 | DIE,CRIMPING TOOL | STEEL;HEX;16.5 MM AF;TO SUIT 120 SQ MM COPPER COMPRESSION LUGS;U/W UTILUX COMPRESSION TOOL NO.38A OR EQUIV;PACK OF 1,PACK WEIGHT 0.23 KG;SC6265 FOR LUG; | CABLACES | CABLACES | HT130-C-120 | CURRENT
000002148 | DIE,CRIMPING TOOL | STEEL;HEX;20.0 MM AF;TO SUIT 185 SQ MM COPPER COMPRESSION LUGS;U/WCABAC COMPRESSION TOOL;PACK OF 1,PACK WEIGHT 0.017 KG; | PLP AUST | PREFORMED LINE PRODUCTS (AUST) | EPCDA-20.1AF | CURRENT
000002148 | DIE,CRIMPING TOOL | STEEL;HEX;20.0 MM AF;TO SUIT 185 SQ MM COPPER COMPRESSION LUGS;U/WCABAC COMPRESSION TOOL;PACK OF 1,PACK WEIGHT 0.017 KG; | TECONN | TE CONNECTIVITY LTD | 38-200CU/1 | CURRENT
000002150 | DIE,CRIMPING TOOL | STEEL;INDENT;TO SUIT 120 SQ MM SOLID ALUMINIUM SECTOR CRIMP LUG;U/W UTILUX COMPRESSION TOOL NO.38 OR EQUIV;REFER STOCK CODE 02151 FOR ASSOCIATE PART; | LEGEND | LEGEND POWER SYSTEMS | HT130-A16INDENT | CURRENT
000002150 | DIE,CRIMPING TOOL | STEEL;INDENT;TO SUIT 120 SQ MM SOLID ALUMINIUM SECTOR CRIMP LUG;U/W UTILUX COMPRESSION TOOL NO.38 OR EQUIV;REFER STOCK CODE 02151 FOR ASSOCIATE PART; | TEN | THE ENERGY NETWORK | K12-A-INDENT-16 | CURRENT
000002150 | DIE,CRIMPING TOOL | STEEL;INDENT;TO SUIT 120 SQ MM SOLID ALUMINIUM SECTOR CRIMP LUG;U/W UTILUX COMPRESSION TOOL NO.38 OR EQUIV;REFER STOCK CODE 02151 FOR ASSOCIATE PART; | CABLACES | CABLACES | HT130-A16 INDENT | CURRENT
000002151 | DIE,CRIMPING TOOL | STEEL;INDENT NEST;TO SUIT INDENT DIE RANGE OF 70 TO 185 SQ MM OF SOLID ALUMINIUM SECTOR CONDUCTOR 3 CORE CABLE;U/W UTILUX COMPRESSION TOOL NO.38A | LEGEND | LEGEND POWER SYSTEMS | HT130-A12NEST | CURRENT
000002151 | DIE,CRIMPING TOOL | STEEL;INDENT NEST;TO SUIT INDENT DIE RANGE OF 70 TO 185 SQ MM OF SOLID ALUMINIUM SECTOR CONDUCTOR 3 CORE CABLE;U/W UTILUX COMPRESSION TOOL NO.38A | CABLACES | CABLACES | HT130-A12NEST | CURRENT
000002184 | DRILL,TWIST | HSS;JOBBER SERIES;5/8 IN;C/W 1/2 IN SHANK;PACK OF 1; | ATOMSUPP | ATOM SUPPLY | 2824004 | CURRENT
000002184 | DRILL,TWIST | HSS;JOBBER SERIES;5/8 IN;C/W 1/2 IN SHANK;PACK OF 1; | P&NWILT | P&N WILT | DHSRS58 | CURRENT
000002187 | DRILL,TWIST | HSS;JOBBER SERIES;STRAIGHT SHANK; 10 MM DIA;PACK OF 1; | C&LTOOL | CALTCO T/A C&L TOOL CENTRE | SUTD1051000 | CURRENT
000002187 | DRILL,TWIST | HSS;JOBBER SERIES;STRAIGHT SHANK; 10 MM DIA;PACK OF 1; | CNWPL | CNW PL - SLACKS CREEK | AMPD1051000 | CURRENT
000002187 | DRILL,TWIST | HSS;JOBBER SERIES;STRAIGHT SHANK; 10 MM DIA;PACK OF 1; | CNWPL | CNW PL - SLACKS CREEK | AMP105B03937 | CURRENT
000002187 | DRILL,TWIST | HSS;JOBBER SERIES;STRAIGHT SHANK; 10 MM DIA;PACK OF 1; | P&NWILT | P&N WILT | DHSM10 | CURRENT
000002187 | DRILL,TWIST | HSS;JOBBER SERIES;STRAIGHT SHANK; 10 MM DIA;PACK OF 1; | ATOMSUPP | ATOM SUPPLY | 2829010 | CURRENT
000002250 | DRILL,MASONRY,ROTARY DRIVEN | HARD CARBIDE TIPPED;SPIRAL FLUTES; 5.0 MM DIA;85 MM O/A LG;RD STRAIGHT; 4.3 MM DIA SHANK;PACK OF 1; | BLKWOOD | J BLACKWOOD & SON LTD | 07163403 | CURRENT
000002250 | DRILL,MASONRY,ROTARY DRIVEN | HARD CARBIDE TIPPED;SPIRAL FLUTES; 5.0 MM DIA;85 MM O/A LG;RD STRAIGHT; 4.3 MM DIA SHANK;PACK OF 1; | CNWPL | CNW PL - SLACKS CREEK | AMP140H00050V | CURRENT
000002250 | DRILL,MASONRY,ROTARY DRIVEN | HARD CARBIDE TIPPED;SPIRAL FLUTES; 5.0 MM DIA;85 MM O/A LG;RD STRAIGHT; 4.3 MM DIA SHANK;PACK OF 1; | P&NWILT | P&N WILT | 140H00050V | CURRENT
000002251 | DRILL,MASONRY,ROTARY DRIVEN | HARD CARBIDE TIPPED;SPIRAL FLUTES; 5.5 MM (7/32 IN) DIA;85 MM O/A LG; RD STRAIGHT;5.0 MM DIA SHANK;PACK OF 1; | CNWPL | CNW PL - SLACKS CREEK | D6000550 | CURRENT
000002251 | DRILL,MASONRY,ROTARY DRIVEN | HARD CARBIDE TIPPED;SPIRAL FLUTES; 5.5 MM (7/32 IN) DIA;85 MM O/A LG; RD STRAIGHT;5.0 MM DIA SHANK;PACK OF 1; | CNWPL | CNW PL - SLACKS CREEK | AMP140H00055 | CURRENT
000002251 | DRILL,MASONRY,ROTARY DRIVEN | HARD CARBIDE TIPPED;SPIRAL FLUTES; 5.5 MM (7/32 IN) DIA;85 MM O/A LG; RD STRAIGHT;5.0 MM DIA SHANK;PACK OF 1; | P&NWILT | P&N WILT | 140H00055V | CURRENT
000002252 | DRILL,MASONRY,ROTARY DRIVEN | HARD CARBIDE TIPPED;SPIRAL FLUTES; 6.5 MM (1/4 IN) DIA;100 MM O/A LG; RD STRAIGHT;6.0 MM DIA SHANK;PACK OF 1; | BLKWOOD | J BLACKWOOD & SON LTD | 07163607 | CURRENT
000002252 | DRILL,MASONRY,ROTARY DRIVEN | HARD CARBIDE TIPPED;SPIRAL FLUTES; 6.5 MM (1/4 IN) DIA;100 MM O/A LG; RD STRAIGHT;6.0 MM DIA SHANK;PACK OF 1; | CNWPL | CNW PL - SLACKS CREEK | AMP140H00065 | CURRENT
000002252 | DRILL,MASONRY,ROTARY DRIVEN | HARD CARBIDE TIPPED;SPIRAL FLUTES; 6.5 MM (1/4 IN) DIA;100 MM O/A LG; RD STRAIGHT;6.0 MM DIA SHANK;PACK OF 1; | P&NWILT | P&N WILT | 140H00065V | CURRENT
000002253 | DRILL,MASONRY,ROTARY DRIVEN | HARD CARBIDE TIPPED;SPIRAL FLUTES; 8 MM (5/16 IN) DIA;120 MM O/A LG; RD STRAIGHT;7.2 MM DIA SHANK;PACK OF 1; | CNWPL | CNW PL - SLACKS CREEK | AMPDM8120 | CURRENT
000002253 | DRILL,MASONRY,ROTARY DRIVEN | HARD CARBIDE TIPPED;SPIRAL FLUTES; 8 MM (5/16 IN) DIA;120 MM O/A LG; RD STRAIGHT;7.2 MM DIA SHANK;PACK OF 1; | P&NWILT | P&N WILT | DM8120 | CURRENT
000002253 | DRILL,MASONRY,ROTARY DRIVEN | HARD CARBIDE TIPPED;SPIRAL FLUTES; 8 MM (5/16 IN) DIA;120 MM O/A LG; RD STRAIGHT;7.2 MM DIA SHANK;PACK OF 1; | C&LTOOL | CALTCO T/A C&L TOOL CENTRE | D6000800 | CURRENT
000002254 | DRILL,MASONRY,ROTARY DRIVEN | HARD CARBIDE TIPPED;SPIRAL FLUTES; 10 MM (3/8 IN) DIA;120 MM O/A LG; RD STRAIGHT;8.0 MM DIA SHANK;PACK OF 1; | BLKWOOD | J BLACKWOOD & SON LTD | 07164004 | CURRENT
000002254 | DRILL,MASONRY,ROTARY DRIVEN | HARD CARBIDE TIPPED;SPIRAL FLUTES; 10 MM (3/8 IN) DIA;120 MM O/A LG; RD STRAIGHT;8.0 MM DIA SHANK;PACK OF 1; | BLKWOODS | J BLACKWOOD & SON LTD | 07164004/D6001000 | CURRENT
000002254 | DRILL,MASONRY,ROTARY DRIVEN | HARD CARBIDE TIPPED;SPIRAL FLUTES; 10 MM (3/8 IN) DIA;120 MM O/A LG; RD STRAIGHT;8.0 MM DIA SHANK;PACK OF 1; | P&NWILT | P&N WILT | DM10120 | CURRENT
000002271 | FILE,HAND | ENGINEER'S;FLAT;BASTARD;200 MM LG; BOX OF 10; | KEYLINE | KEY-LINE DISTRIBUTORS PTY LTD | PFERD 903566 | PURCHASE AS REQUIRED
000002271 | FILE,HAND | ENGINEER'S;FLAT;BASTARD;200 MM LG; BOX OF 10; | NICHOLSN |  | FILE HAND | PURCHASE AS REQUIRED
000002272 | FILE,HAND | ENGINEER'S;FLAT;BASTARD;250 MM LG; BOX OF 10; | CNWPL | CNW PL - SLACKS CREEK | EDP11010 | CURRENT
000002272 | FILE,HAND | ENGINEER'S;FLAT;BASTARD;250 MM LG; BOX OF 10; | HAYMANS | HAYMANS ELECTRICAL | TDN10FL01BU | CURRENT
000002272 | FILE,HAND | ENGINEER'S;FLAT;BASTARD;250 MM LG; BOX OF 10; | CNWPL | CNW PL - SLACKS CREEK | NIC03665N | CURRENT
000002273 | FILE,HAND | ENGINEER'S;FLAT;BASTARD;300 MM LG; BOX OF 5; | HAYMANS | HAYMANS ELECTRICAL | TDN12FL01BU | CURRENT
000002273 | FILE,HAND | ENGINEER'S;FLAT;BASTARD;300 MM LG; BOX OF 5; | CNWPL | CNW PL - SLACKS CREEK | NIC03764N | CURRENT
000002273 | FILE,HAND | ENGINEER'S;FLAT;BASTARD;300 MM LG; BOX OF 5; | KEYLINE | KEY-LINE DISTRIBUTORS PTY LTD | PFERD 903764 | CURRENT
000002275 | FILE,HAND | ENGINEER'S;FLAT;SECOND CUT; 250 MM LG;BOX OF 10; | CNWPL | CNW PL - SLACKS CREEK | CRE903699C | CURRENT
000002275 | FILE,HAND | ENGINEER'S;FLAT;SECOND CUT; 250 MM LG;BOX OF 10; | KEYLINE | KEY-LINE DISTRIBUTORS PTY LTD | PFERD 903698 | CURRENT
000002277 | FILE,HAND | ENGINEER'S;FLAT;SMOOTH; 150 MM LG;BOX OF 5; | CNWPL | CNW PL - SLACKS CREEK | 03533N | CURRENT
000002277 | FILE,HAND | ENGINEER'S;FLAT;SMOOTH; 150 MM LG;BOX OF 5; | CNWPL | CNW PL - SLACKS CREEK | NICN903533 | CURRENT
000002277 | FILE,HAND | ENGINEER'S;FLAT;SMOOTH; 150 MM LG;BOX OF 5; | NICHOLSN |  | N903533 | CURRENT
000002277 | FILE,HAND | ENGINEER'S;FLAT;SMOOTH; 150 MM LG;BOX OF 5; | REXEL | REXEL PTY LTD | 03533NN | CURRENT
000002278 | FILE,HAND | ENGINEER'S;FLAT;SMOOTH; 200 MM LG;BOX OF 10; | KEYLINE | KEY-LINE DISTRIBUTORS PTY LTD | PFERD 903632 | CURRENT
000002279 | FILE,HAND | ENGINEER'S;FLAT;SMOOTH; 250 MM LG;BOX OF 10; | CNWPL | CNW PL - SLACKS CREEK | NIC03731N | CURRENT
000002279 | FILE,HAND | ENGINEER'S;FLAT;SMOOTH; 250 MM LG;BOX OF 10; | KEYLINE | KEY-LINE DISTRIBUTORS PTY LTD | PFERD 903731 | CURRENT
000002279 | FILE,HAND | ENGINEER'S;FLAT;SMOOTH; 250 MM LG;BOX OF 10; | REXEL | REXEL PTY LTD | NIC03731NN | CURRENT
000002280 | FILE,HAND | ENGINEER'S;FLAT;SMOOTH; 300 MM LG;BOX OF 5; | HAYMANS | HAYMANS ELECTRICAL | TDN12FL03BU | CURRENT
000002280 | FILE,HAND | ENGINEER'S;FLAT;SMOOTH; 300 MM LG;BOX OF 5; | CNWPL | CNW PL - SLACKS CREEK | NIC03830N | CURRENT
000002280 | FILE,HAND | ENGINEER'S;FLAT;SMOOTH; 300 MM LG;BOX OF 5; | KEYLINE | KEY-LINE DISTRIBUTORS PTY LTD | PFERD 903830 | CURRENT
000002282 | FILE,HAND | ENGINEER'S;RD;BASTARD; 150 MM LG;6 MM DIA;BOX OF 10; | HAYMANS | HAYMANS ELECTRICAL | TDN06RD01BU | CURRENT
000002282 | FILE,HAND | ENGINEER'S;RD;BASTARD; 150 MM LG;6 MM DIA;BOX OF 10; | CNWPL | CNW PL - SLACKS CREEK | NIC11716 | CURRENT
000002283 | FILE,HAND | ENGINEER'S;RD;BASTARD; 200 MM LG;8 MM DIA;BOX OF 10; | CNWPL | CNW PL - SLACKS CREEK | NIC11904 | CURRENT
000002283 | FILE,HAND | ENGINEER'S;RD;BASTARD; 200 MM LG;8 MM DIA;BOX OF 10; | KEYLINE | KEY-LINE DISTRIBUTORS PTY LTD | PFERD 911904 | CURRENT
000002284 | FILE,HAND | ENGINEER'S;RD;BASTARD; 250 MM LG;10 MM DIA;BOX OF 10; | CNWPL | CNW PL - SLACKS CREEK | NIC12019 | CURRENT
000002284 | FILE,HAND | ENGINEER'S;RD;BASTARD; 250 MM LG;10 MM DIA;BOX OF 10; | KEYLINE | KEY-LINE DISTRIBUTORS PTY LTD | PFERD 912019 | CURRENT
000002285 | FILE,HAND | ENGINEER'S;RD;BASTARD; 300 MM LG;12 MM DIA;BOX OF 5; | HAYMANS | HAYMANS ELECTRICAL | TDN12RD01BU | CURRENT
000002285 | FILE,HAND | ENGINEER'S;RD;BASTARD; 300 MM LG;12 MM DIA;BOX OF 5; | CNWPL | CNW PL - SLACKS CREEK | NIC12134 | CURRENT
000002285 | FILE,HAND | ENGINEER'S;RD;BASTARD; 300 MM LG;12 MM DIA;BOX OF 5; | KEYLINE | KEY-LINE DISTRIBUTORS PTY LTD | PFERD 912134 | CURRENT
000002288 | FILE,HAND | ENGINEER'S;HALF RD;BASTARD; 150 MM LG,(6 IN);BOX OF 10; | CNWPL | CNW PL - SLACKS CREEK | NIC04795NN | PURCHASE AS REQUIRED
000002288 | FILE,HAND | ENGINEER'S;HALF RD;BASTARD; 150 MM LG,(6 IN);BOX OF 10; | KEYLINE | KEY-LINE DISTRIBUTORS PTY LTD | PFERD 904795 | PURCHASE AS REQUIRED
000002289 | FILE,HAND | ENGINEER'S;HALF RD;BASTARD; 200 MM LG; BOX OF 10; | CNWPL | CNW PL - SLACKS CREEK | NIC04896NN | CURRENT
000002289 | FILE,HAND | ENGINEER'S;HALF RD;BASTARD; 200 MM LG; BOX OF 10; | KEYLINE | KEY-LINE DISTRIBUTORS PTY LTD | PFERD 904896 | CURRENT
000002290 | FILE,HAND | ENGINEER'S;HALF RD;BASTARD; 250 MM LG;BOX OF 10; | HAYMANS | HAYMANS ELECTRICAL | 10HR01BU | CURRENT
000002290 | FILE,HAND | ENGINEER'S;HALF RD;BASTARD; 250 MM LG;BOX OF 10; | CNWPL | CNW PL - SLACKS CREEK | NIC04995N | CURRENT
000002290 | FILE,HAND | ENGINEER'S;HALF RD;BASTARD; 250 MM LG;BOX OF 10; | KEYLINE | KEY-LINE DISTRIBUTORS PTY LTD | PFERD 904995 | CURRENT
000002290 | FILE,HAND | ENGINEER'S;HALF RD;BASTARD; 250 MM LG;BOX OF 10; | P&NWILT | P&N WILT | 250 MM LG | CURRENT
000002291 | FILE,HAND | ENGINEER'S;HALF RD;BASTARD; 300 MM LG;BOX OF 5; | CNWPL | CNW PL - SLACKS CREEK | NIC105094N | CURRENT
000002291 | FILE,HAND | ENGINEER'S;HALF RD;BASTARD; 300 MM LG;BOX OF 5; | KEYLINE | KEY-LINE DISTRIBUTORS PTY LTD | PFERD 905094 | CURRENT
000002305 | FILE,HAND | SAW;TRIANGULAR SLIM TAPER; 100 MM LG;BOX OF 10; | HAYMANS | HAYMANS ELECTRICAL | TDN04ST02CD | CURRENT
000002305 | FILE,HAND | SAW;TRIANGULAR SLIM TAPER; 100 MM LG;BOX OF 10; | CNWPL | CNW PL - SLACKS CREEK | NIC14106M | CURRENT
000002305 | FILE,HAND | SAW;TRIANGULAR SLIM TAPER; 100 MM LG;BOX OF 10; | HAYMANS | HAYMANS ELECTRICAL | TDN04ST02BU | CURRENT
000002305 | FILE,HAND | SAW;TRIANGULAR SLIM TAPER; 100 MM LG;BOX OF 10; | KEYLINE | KEY-LINE DISTRIBUTORS PTY LTD | PFERD 914106 | CURRENT
000002306 | FILE,HAND | SAW;TRIANGULAR SLIM TAPER; 125 MM LG;BOX OF 10; | CNWPL | CNW PL - SLACKS CREEK | NIC14162M | CURRENT
000002306 | FILE,HAND | SAW;TRIANGULAR SLIM TAPER; 125 MM LG;BOX OF 10; | KEYLINE | KEY-LINE DISTRIBUTORS PTY LTD | PFERD 914162 | CURRENT
000002307 | FILE,HAND | SAW;TRIANGULAR SLIM TAPER; 150 MM LG;BOX OF 10; | HAYMANS | HAYMANS ELECTRICAL | TDN06STR02BU | CURRENT
000002307 | FILE,HAND | SAW;TRIANGULAR SLIM TAPER; 150 MM LG;BOX OF 10; | CNWPL | CNW PL - SLACKS CREEK | NIC14224M | CURRENT
000002307 | FILE,HAND | SAW;TRIANGULAR SLIM TAPER; 150 MM LG;BOX OF 10; | KEYLINE | KEY-LINE DISTRIBUTORS PTY LTD | PFERD 914224 | CURRENT
000002308 | FILE,HAND | SAW;TRIANGULAR SLIM TAPER; 175 MM LG;BOX OF 10; | HAYMANS | HAYMANS ELECTRICAL | PFE11402182 | CURRENT
000002308 | FILE,HAND | SAW;TRIANGULAR SLIM TAPER; 175 MM LG;BOX OF 10; | CNWPL | CNW PL - SLACKS CREEK | NIC14225M | CURRENT
000002311 | FILE,HAND | ENGINEER'S;WARDING;BASTARD; 100 MM LG;BOX OF 12; | NICHOLSN |  | N916507 | CURRENT
000002313 | FILE,HAND | ENGINEER'S;WARDING;BASTARD; 150 MM LG;BOX OF 12; | CNWPL | CNW PL - SLACKS CREEK | NIC16663 | CURRENT
000002313 | FILE,HAND | ENGINEER'S;WARDING;BASTARD; 150 MM LG;BOX OF 12; | NICHOLSN |  | N916663 | CURRENT
000002313 | FILE,HAND | ENGINEER'S;WARDING;BASTARD; 150 MM LG;BOX OF 12; | REXEL | REXEL PTY LTD | NIC916664C | CURRENT
000002314 | FILE,HAND | ENGINEER'S;WARDING;BASTARD; 200 MM LG;BOX OF 12; | CNWPL | CNW PL - SLACKS CREEK | NIC16761N | PURCHASE AS REQUIRED
000002314 | FILE,HAND | ENGINEER'S;WARDING;BASTARD; 200 MM LG;BOX OF 12; | NICHOLSN |  | N916761 | PURCHASE AS REQUIRED
000002315 | FILE,HAND | ENGINEER'S;WARDING;SMOOTH; 150 MM LG;BOX OF 12; | CNWPL | CNW PL - SLACKS CREEK | NIC16729 | CURRENT
000002315 | FILE,HAND | ENGINEER'S;WARDING;SMOOTH; 150 MM LG;BOX OF 12; | NICHOLSN |  | N916729 | CURRENT
000002315 | FILE,HAND | ENGINEER'S;WARDING;SMOOTH; 150 MM LG;BOX OF 12; | REXEL | REXEL PTY LTD | NIC16729NN | CURRENT
000002316 | FILE,HAND | CHAIN SAW;RD;BLUNT;200 MM LG; 4 MM DIA;BOX OF 6; | ATOMSUPP | ATOM SUPPLY | 2851003 | CURRENT
000002316 | FILE,HAND | CHAIN SAW;RD;BLUNT;200 MM LG; 4 MM DIA;BOX OF 6; | CNWPL | CNW PL - SLACKS CREEK | NIC02228B | CURRENT
000002316 | FILE,HAND | CHAIN SAW;RD;BLUNT;200 MM LG; 4 MM DIA;BOX OF 6; | KEYLINE | KEY-LINE DISTRIBUTORS PTY LTD | PFERD PF4 | CURRENT
000002316 | FILE,HAND | CHAIN SAW;RD;BLUNT;200 MM LG; 4 MM DIA;BOX OF 6; | ATOMSUPP | ATOM SUPPLY | 201573 | CURRENT
000002317 | FILE,HAND | CHAIN SAW;RD;BLUNT;200 MM LG; 4.7 MM OR 4.8 MM DIA ARE ACCEPTABLE; BOX OF 10; | ATOMSUPP | ATOM SUPPLY | 2851004 | CURRENT
000002317 | FILE,HAND | CHAIN SAW;RD;BLUNT;200 MM LG; 4.7 MM OR 4.8 MM DIA ARE ACCEPTABLE; BOX OF 10; | CNWPL | CNW PL - SLACKS CREEK | NIC02229B | CURRENT
000002317 | FILE,HAND | CHAIN SAW;RD;BLUNT;200 MM LG; 4.7 MM OR 4.8 MM DIA ARE ACCEPTABLE; BOX OF 10; | KEYLINE | KEY-LINE DISTRIBUTORS PTY LTD | PFERD PF47 | CURRENT
000002318 | FILE,HAND | Chain Saw File, Round, Blunt, 200mm Lg, 5.5mm Dia, Pack of 6 | ATOMSUPP | ATOM SUPPLY | 11022203 | CURRENT
000002318 | FILE,HAND | Chain Saw File, Round, Blunt, 200mm Lg, 5.5mm Dia, Pack of 6 | ATOMSUPP | ATOM SUPPLY | 2851005 | CURRENT
000002318 | FILE,HAND | Chain Saw File, Round, Blunt, 200mm Lg, 5.5mm Dia, Pack of 6 | CNWPL | CNW PL - SLACKS CREEK | NIC02230B | CURRENT
000002318 | FILE,HAND | Chain Saw File, Round, Blunt, 200mm Lg, 5.5mm Dia, Pack of 6 | KEYLINE | KEY-LINE DISTRIBUTORS PTY LTD | PFERD PF55 | CURRENT
000002320 | FILE,HAND | ENGINEER'S;MILLSAW,1 RD EDGE;BASTARD; 250 MM LG;BOX OF 12; | CNWPL | CNW PL - SLACKS CREEK | NICT09179 | PURCHASE AS REQUIRED
000002320 | FILE,HAND | ENGINEER'S;MILLSAW,1 RD EDGE;BASTARD; 250 MM LG;BOX OF 12; | NICHOLSN |  | N909179 | PURCHASE AS REQUIRED
000002321 | FILE,HAND | ENGINEER'S;MILLSAW,1 RD EDGE;BASTARD; 300 MM LG;BOX OF 6; | CNWPL | CNW PL - SLACKS CREEK | NICT09227 | CURRENT
000002321 | FILE,HAND | ENGINEER'S;MILLSAW,1 RD EDGE;BASTARD; 300 MM LG;BOX OF 6; | NICHOLSN |  | N909227 | CURRENT
000002322 | FILE,HAND | ENGINEER'S;MILLSAW,FLAT SECOND CUT;250 MM LG;BOX OF10; | HAYMANS | HAYMANS ELECTRICAL | PFE11904252 | CURRENT
000002322 | FILE,HAND | ENGINEER'S;MILLSAW,FLAT SECOND CUT;250 MM LG;BOX OF10; | CNWPL | CNW PL - SLACKS CREEK | 908673 | CURRENT
000002322 | FILE,HAND | ENGINEER'S;MILLSAW,FLAT SECOND CUT;250 MM LG;BOX OF10; | NICHOLSN |  | 908673 | CURRENT
000002339 | HAMMER,HAND | CARPENTERS,STD CLAW;575 G NOM WT; TIMBER HANDLE; | STATEWD | STATEWIDE FSTNERS & ENG SPLS PL | SJ-CH20W | CURRENT
000002339 | HAMMER,HAND | CARPENTERS,STD CLAW;575 G NOM WT; TIMBER HANDLE; | STATEWD | STATEWIDE FSTNERS & ENG SPLS PL | S51534 | CURRENT
000002339 | HAMMER,HAND | CARPENTERS,STD CLAW;575 G NOM WT; TIMBER HANDLE; | STANLEY |  | 51-534 | CURRENT
000002339 | HAMMER,HAND | CARPENTERS,STD CLAW;575 G NOM WT; TIMBER HANDLE; | C&LTOOL | CALTCO T/A C&L TOOL CENTRE | 51-534 | CURRENT
000002342 | HAMMER,HAND | ENGINEERS,BALL PEIN;900 G (2 LB) WT, SIZE 32;PACK OF 6; | REXEL | REXEL PTY LTD | STA54-193 | CURRENT
000002342 | HAMMER,HAND | ENGINEERS,BALL PEIN;900 G (2 LB) WT, SIZE 32;PACK OF 6; | C&LTOOL | CALTCO T/A C&L TOOL CENTRE | SJ-BPH32 | CURRENT
000002342 | HAMMER,HAND | ENGINEERS,BALL PEIN;900 G (2 LB) WT, SIZE 32;PACK OF 6; | STATEWD | STATEWIDE FSTNERS & ENG SPLS PL | S54193 | CURRENT
000002342 | HAMMER,HAND | ENGINEERS,BALL PEIN;900 G (2 LB) WT, SIZE 32;PACK OF 6; | STANLEY |  | S54193 | CURRENT
000002343 | HAMMER,HAND | CARPENTERS,STD CLAW;20 OZ WT; STEEL SHAFT;PACK OF 6; | REXEL | REXEL PTY LTD | STA51-091 | CURRENT
000002343 | HAMMER,HAND | CARPENTERS,STD CLAW;20 OZ WT; STEEL SHAFT;PACK OF 6; | REXEL | REXEL PTY LTD | BIZ790004 | CURRENT
000002343 | HAMMER,HAND | CARPENTERS,STD CLAW;20 OZ WT; STEEL SHAFT;PACK OF 6; | STATEWD | STATEWIDE FSTNERS & ENG SPLS PL | S51091 | CURRENT
000002343 | HAMMER,HAND | CARPENTERS,STD CLAW;20 OZ WT; STEEL SHAFT;PACK OF 6; | STANLEY |  | S51033 | CURRENT
000002345 | HAMMER,HAND | Gympie Style Hammer, 2Kg Normalised Head Fibreglass Handle | MUMME | MUMME | 5HDRFRHY2.0 | CURRENT
000002346 | HEAD,HAND HAMMER | SLEDGE,DOUBLE FACED;3.15 KG (7 LB);C/W HANDLE;PACK OF 2; | CNWPL | CNW PL - SLACKS CREEK | T130206 | CURRENT
000002346 | HEAD,HAND HAMMER | SLEDGE,DOUBLE FACED;3.15 KG (7 LB);C/W HANDLE;PACK OF 2; | BLKWOOD | J BLACKWOOD & SON LTD | 04242363 | CURRENT
000002346 | HEAD,HAND HAMMER | SLEDGE,DOUBLE FACED;3.15 KG (7 LB);C/W HANDLE;PACK OF 2; | TROJAN |  | T130206 | CURRENT
000002348 | HANDLE,SINGLE BIT AXE | 800 MM LG (32 IN);PACK OF 10; SUITS AXE,STOCK CODE 02472; | STATEWD | STATEWIDE FSTNERS & ENG SPLS PL | T127217 | PHASING
000002348 | HANDLE,SINGLE BIT AXE | 800 MM LG (32 IN);PACK OF 10; SUITS AXE,STOCK CODE 02472; | TROJAN |  | T127217 | PHASING
000002350 | HANDLE,FILE | WOOD;3 IN LG (75 MM);PACK OF 10; | HAYMANS | HAYMANS ELECTRICAL | TDNBFHNDLR3 | CURRENT
000002350 | HANDLE,FILE | WOOD;3 IN LG (75 MM);PACK OF 10; | STATEWD | STATEWIDE FSTNERS & ENG SPLS PL | AAHU286 | CURRENT
000002350 | HANDLE,FILE | WOOD;3 IN LG (75 MM);PACK OF 10; | ATLAS |  | AAHV286 | CURRENT
000002351 | HANDLE,FILE | WOOD;4 IN LG (100 MM);PACK OF 10; | HAYMANS | HAYMANS ELECTRICAL | TDNBFHNDLR4 | CURRENT
000002351 | HANDLE,FILE | WOOD;4 IN LG (100 MM);PACK OF 10; | STATEWD | STATEWIDE FSTNERS & ENG SPLS PL | AAHU287 | CURRENT
000002351 | HANDLE,FILE | WOOD;4 IN LG (100 MM);PACK OF 10; | ATLAS |  | AAHV287 | CURRENT
000002352 | HANDLE,FILE | WOOD;5 IN LG (125 MM);ENSURE THAT FERRUES ARE FIRMLY ATTACHED TO HANDLE;PACK OF 10; | HAYMANS | HAYMANS ELECTRICAL | AH-U288 | CURRENT
000002352 | HANDLE,FILE | WOOD;5 IN LG (125 MM);ENSURE THAT FERRUES ARE FIRMLY ATTACHED TO HANDLE;PACK OF 10; | STATEWD | STATEWIDE FSTNERS & ENG SPLS PL | AAHU288 | CURRENT
000002352 | HANDLE,FILE | WOOD;5 IN LG (125 MM);ENSURE THAT FERRUES ARE FIRMLY ATTACHED TO HANDLE;PACK OF 10; | ATLAS |  | AAHV288 | CURRENT
000002353 | HANDLE,FILE | WOOD;6 IN LG (150 MM);PACK OF 10; | HAYMANS | HAYMANS ELECTRICAL | AH-U289 | CURRENT
000002353 | HANDLE,FILE | WOOD;6 IN LG (150 MM);PACK OF 10; | STATEWD | STATEWIDE FSTNERS & ENG SPLS PL | AAHU289 | CURRENT
000002353 | HANDLE,FILE | WOOD;6 IN LG (150 MM);PACK OF 10; | ATLAS |  | AAHV289 | CURRENT
000002358 | HANDLE,HAMMER | WOOD;CARPENTER'S;350 MM LG (14 IN); PACK OF 1;SUITS CLAW HAMMER STOCK CODE 02339; | STATEWD | STATEWIDE FSTNERS & ENG SPLS PL | A01223 | PHASING
000002358 | HANDLE,HAMMER | WOOD;CARPENTER'S;350 MM LG (14 IN); PACK OF 1;SUITS CLAW HAMMER STOCK CODE 02339; | ATLAS |  | 01.223 | PHASING
000002375 | SAW,BOW | BUSHMAN'S TYPE;530 MM (21 IN) BLADE LG; 20 MM BLADE W;PACK OF 1;REFER STOCK CODE 02082 FOR SPARE BLADES; | CNWPL | CNW PL - SLACKS CREEK | S3322151 | CURRENT
000002375 | SAW,BOW | BUSHMAN'S TYPE;530 MM (21 IN) BLADE LG; 20 MM BLADE W;PACK OF 1;REFER STOCK CODE 02082 FOR SPARE BLADES; | SANDVIK |  | S3322151 | CURRENT
000002375 | SAW,BOW | BUSHMAN'S TYPE;530 MM (21 IN) BLADE LG; 20 MM BLADE W;PACK OF 1;REFER STOCK CODE 02082 FOR SPARE BLADES; | ATOMSUPP | ATOM SUPPLY | 98889747 | CURRENT
000002379 | FRAME,HAND HACKSAW | ADJ BLADE;CLOSED GRIP;3 IN FRAME D; PACK OF 1; | CNWPL | CNW PL - SLACKS CREEK | S225S | CURRENT
000002379 | FRAME,HAND HACKSAW | ADJ BLADE;CLOSED GRIP;3 IN FRAME D; PACK OF 1; | SANDVIK |  | S225S | CURRENT
000002379 | FRAME,HAND HACKSAW | ADJ BLADE;CLOSED GRIP;3 IN FRAME D; PACK OF 1; | CNWPL | CNW PL - SLACKS CREEK | SJ-EC-422 | CURRENT
000002380 | SAW,HAND,CROSSCUT | SKEW BACK;650 MM (26 IN) LG BLADE; 7 TEETH POINTS;W/HARDWOOD HANDLE; PACK OF 1; | EASTTOOL |  | RG41060/08 | PURCHASE AS REQUIRED
000002381 | HOLE SAW | HSS W/WELDED EDGE;6 TPI;16 MM BLADE DIA; PACK OF 1;SUITS ARBOR STOCK CODE 02470; | C&LTOOL | CALTCO T/A C&L TOOL CENTRE | SUTH1250160 | CURRENT
000002381 | HOLE SAW | HSS W/WELDED EDGE;6 TPI;16 MM BLADE DIA; PACK OF 1;SUITS ARBOR STOCK CODE 02470; | CNWPL | CNW PL - SLACKS CREEK | ECLB701016 | CURRENT
000002381 | HOLE SAW | HSS W/WELDED EDGE;6 TPI;16 MM BLADE DIA; PACK OF 1;SUITS ARBOR STOCK CODE 02470; | ECLIPSE |  | ECEBV3016 | CURRENT
000002381 | HOLE SAW | HSS W/WELDED EDGE;6 TPI;16 MM BLADE DIA; PACK OF 1;SUITS ARBOR STOCK CODE 02470; | CNWPL | CNW PL - SLACKS CREEK | 7010-16 | CURRENT
000002382 | HOLE SAW | HSS W/WELDED EDGE;6 TPI;19 MM BLADE DIA; PACK OF 1;SUITS ARBOR STOCK CODE 02470; | CNWPL | CNW PL - SLACKS CREEK | ECLB701019 | CURRENT
000002382 | HOLE SAW | HSS W/WELDED EDGE;6 TPI;19 MM BLADE DIA; PACK OF 1;SUITS ARBOR STOCK CODE 02470; | ECLIPSE |  | ECEBV3019 | CURRENT
000002382 | HOLE SAW | HSS W/WELDED EDGE;6 TPI;19 MM BLADE DIA; PACK OF 1;SUITS ARBOR STOCK CODE 02470; | CNWPL | CNW PL - SLACKS CREEK | 7010-19 | CURRENT
000002383 | HOLE SAW | HSS W/WELDED EDGE;6 TPI;22 MM BLADE DIA; PACK OF 1;SUITS ARBOR STOCK CODE 02470; | CNWPL | CNW PL - SLACKS CREEK | ECLB701022 | CURRENT
000002383 | HOLE SAW | HSS W/WELDED EDGE;6 TPI;22 MM BLADE DIA; PACK OF 1;SUITS ARBOR STOCK CODE 02470; | ECLIPSE |  | ECEBV3022 | CURRENT
000002383 | HOLE SAW | HSS W/WELDED EDGE;6 TPI;22 MM BLADE DIA; PACK OF 1;SUITS ARBOR STOCK CODE 02470; | CNWPL | CNW PL - SLACKS CREEK | 7010-22 | CURRENT
000002384 | HOLE SAW | HSS W/WELDED EDGE;6 TPI;25 MM BLADE DIA; PACK OF 1;SUITS ARBOR STOCK CODE 02470; | CNWPL | CNW PL - SLACKS CREEK | 7010-25 | CURRENT
000002384 | HOLE SAW | HSS W/WELDED EDGE;6 TPI;25 MM BLADE DIA; PACK OF 1;SUITS ARBOR STOCK CODE 02470; | CNWPL | CNW PL - SLACKS CREEK | ECLB701025 | CURRENT
000002384 | HOLE SAW | HSS W/WELDED EDGE;6 TPI;25 MM BLADE DIA; PACK OF 1;SUITS ARBOR STOCK CODE 02470; | ECLIPSE |  | ECEBV3025 | CURRENT
000002387 | HOLE SAW | HSS W/WELDED EDGE;6 TPI;32 MM BLADE DIA; PACK OF 1;SUITS ARBOR STOCK CODE 02471; | CNWPL | CNW PL - SLACKS CREEK | 7010-32 | CURRENT
000002387 | HOLE SAW | HSS W/WELDED EDGE;6 TPI;32 MM BLADE DIA; PACK OF 1;SUITS ARBOR STOCK CODE 02471; | CNWPL | CNW PL - SLACKS CREEK | ECLB701032 | CURRENT
000002387 | HOLE SAW | HSS W/WELDED EDGE;6 TPI;32 MM BLADE DIA; PACK OF 1;SUITS ARBOR STOCK CODE 02471; | ECLIPSE |  | ECEBV3032 | CURRENT
000002390 | HOLE SAW | HSS W/WELDED EDGE;6 TPI;38 MM BLADE DIA; PACK OF 1;SUITS ARBOR STOCK CODE 02471; | CNWPL | CNW PL - SLACKS CREEK | 7010-38 | CURRENT
000002390 | HOLE SAW | HSS W/WELDED EDGE;6 TPI;38 MM BLADE DIA; PACK OF 1;SUITS ARBOR STOCK CODE 02471; | CNWPL | CNW PL - SLACKS CREEK | ECLB701038 | CURRENT
000002390 | HOLE SAW | HSS W/WELDED EDGE;6 TPI;38 MM BLADE DIA; PACK OF 1;SUITS ARBOR STOCK CODE 02471; | ECLIPSE |  | ECEBV3038 | CURRENT
000002391 | HOLE SAW | HSS W/WELDED EDGE;6 TPI;41 MM BLADE DIA; PACK OF 1;SUITS ARBOR STOCK CODE 02471; | CNWPL | CNW PL - SLACKS CREEK | 7010-41 | CURRENT
000002391 | HOLE SAW | HSS W/WELDED EDGE;6 TPI;41 MM BLADE DIA; PACK OF 1;SUITS ARBOR STOCK CODE 02471; | CNWPL | CNW PL - SLACKS CREEK | ECLB701041 | CURRENT
000002391 | HOLE SAW | HSS W/WELDED EDGE;6 TPI;41 MM BLADE DIA; PACK OF 1;SUITS ARBOR STOCK CODE 02471; | ECLIPSE |  | ECEBV3041 | CURRENT
000002394 | HOLE SAW | HSS W/WELDED EDGE;6 TPI;51 MM BLADE DIA; PACK OF 1;SUITS ARBOR STOCK CODE 02471; | CNWPL | CNW PL - SLACKS CREEK | 7010-51 | CURRENT
000002394 | HOLE SAW | HSS W/WELDED EDGE;6 TPI;51 MM BLADE DIA; PACK OF 1;SUITS ARBOR STOCK CODE 02471; | CNWPL | CNW PL - SLACKS CREEK | ECLB708051 | CURRENT
000002394 | HOLE SAW | HSS W/WELDED EDGE;6 TPI;51 MM BLADE DIA; PACK OF 1;SUITS ARBOR STOCK CODE 02471; | ECLIPSE |  | ECEBV3051 | CURRENT
000002403 | SCREWDRIVER,FLAT TIP | 200 MM BLADE LG;6.5 MM TIP; PLASTIC HANDLE;STANDARD TIP TYPE; PACK OF 1; | TOTTOOL | TOTAL TOOLS VIRGINIA | 41798 | CURRENT
000002403 | SCREWDRIVER,FLAT TIP | 200 MM BLADE LG;6.5 MM TIP; PLASTIC HANDLE;STANDARD TIP TYPE; PACK OF 1; | STATEWD | STATEWIDE FSTNERS & ENG SPLS PL | S65548 | CURRENT
000002403 | SCREWDRIVER,FLAT TIP | 200 MM BLADE LG;6.5 MM TIP; PLASTIC HANDLE;STANDARD TIP TYPE; PACK OF 1; | STANLEY |  | 65-548 | CURRENT
000002415 | SHOVEL,HAND | SQ MOUTH;MEDIUM 280 MM X 210 MM BLADE; SHORT PLASTIC D HANDLE; TIMBER SHAFT; PACK OF 6; | SPEARJAC |  | SJ-CGSH1 | CURRENT
000002415 | SHOVEL,HAND | SQ MOUTH;MEDIUM 280 MM X 210 MM BLADE; SHORT PLASTIC D HANDLE; TIMBER SHAFT; PACK OF 6; | STATEWD | STATEWIDE FSTNERS & ENG SPLS PL | SJCGSH1 | CURRENT
000002415 | SHOVEL,HAND | SQ MOUTH;MEDIUM 280 MM X 210 MM BLADE; SHORT PLASTIC D HANDLE; TIMBER SHAFT; PACK OF 6; | C&LTOOL | CALTCO T/A C&L TOOL CENTRE | CGSH1 | CURRENT
000002416 | SHOVEL,HAND | SQ MOUTH;MEDIUM 265 MM X 325 MM BLADE; LG FIBREGLASS HANDLE;PACK OF 6; REFER STOCK CODE 02364 FOR SPARE HANDLE; | BLKWOOD | J BLACKWOOD & SON LTD | 03563870 | CURRENT
000002416 | SHOVEL,HAND | SQ MOUTH;MEDIUM 265 MM X 325 MM BLADE; LG FIBREGLASS HANDLE;PACK OF 6; REFER STOCK CODE 02364 FOR SPARE HANDLE; | STATEWD | STATEWIDE FSTNERS & ENG SPLS PL | SJSHO60FG | CURRENT
000002416 | SHOVEL,HAND | SQ MOUTH;MEDIUM 265 MM X 325 MM BLADE; LG FIBREGLASS HANDLE;PACK OF 6; REFER STOCK CODE 02364 FOR SPARE HANDLE; | SPEARJAC |  | SJ-SHO/60FG | CURRENT
000002417 | SHOVEL,HAND | Post Hole,Treaded;190 MM X 275 MM Blade, C/W Solid Fibreglass Handle 25-30 Deg to Handle Axis; For Lighter Alternative refer Kelso Brand SC 25095. | STATEWD | STATEWIDE FSTNERS & ENG SPLS PL | SJ-SCPH | CURRENT
000002417 | SHOVEL,HAND | Post Hole,Treaded;190 MM X 275 MM Blade, C/W Solid Fibreglass Handle 25-30 Deg to Handle Axis; For Lighter Alternative refer Kelso Brand SC 25095. | TDETOOL | TRADE TOOLS DIRECT P/L BUNDALL | 642494 | CURRENT
000002417 | SHOVEL,HAND | Post Hole,Treaded;190 MM X 275 MM Blade, C/W Solid Fibreglass Handle 25-30 Deg to Handle Axis; For Lighter Alternative refer Kelso Brand SC 25095. | SPEARJAC |  | SJSCPH | CURRENT
000002433 | WRENCH,OPEN END,ADJUSTABLE | 200 MM LG;23 MM CAP;PACK OF 1; | C&LTOOL | CALTCO T/A C&L TOOL CENTRE | K040003 | CURRENT
000002433 | WRENCH,OPEN END,ADJUSTABLE | 200 MM LG;23 MM CAP;PACK OF 1; | FULLER |  | F4150008 | CURRENT
000002433 | WRENCH,OPEN END,ADJUSTABLE | 200 MM LG;23 MM CAP;PACK OF 1; | C&LTOOL | CALTCO T/A C&L TOOL CENTRE | KINK040003 | CURRENT
000002434 | WRENCH,OPEN END,ADJUSTABLE | 250 MM LG;27 MM CAP;PACK OF 1; | FULLER |  | F4150010 | CURRENT
000002434 | WRENCH,OPEN END,ADJUSTABLE | 250 MM LG;27 MM CAP;PACK OF 1; | C&LTOOL | CALTCO T/A C&L TOOL CENTRE | K040004 | CURRENT
000002434 | WRENCH,OPEN END,ADJUSTABLE | 250 MM LG;27 MM CAP;PACK OF 1; | C&LTOOL | CALTCO T/A C&L TOOL CENTRE | KINK040004 | CURRENT
000002435 | WRENCH,OPEN END,ADJUSTABLE | 300 MM LG;32 MM CAP;PACK OF 1; | FULLER |  | F4160012 | CURRENT
000002435 | WRENCH,OPEN END,ADJUSTABLE | 300 MM LG;32 MM CAP;PACK OF 1; | C&LTOOL | CALTCO T/A C&L TOOL CENTRE | K040005 | CURRENT
000002435 | WRENCH,OPEN END,ADJUSTABLE | 300 MM LG;32 MM CAP;PACK OF 1; | C&LTOOL | CALTCO T/A C&L TOOL CENTRE | KINK040005 | CURRENT
000002437 | WRENCH,RATCHET | METRIC;SINGLE ENDED;REVERSIBLE RATCHET; 19 MM & 24 MM SOCKETS; HANDLES; PACK OF 2;TO FIT M12 & M16 BOLTS | BLKWOODS | J BLACKWOOD & SON LTD | 06223639/SCMTRH1924S | CURRENT
000002437 | WRENCH,RATCHET | METRIC;SINGLE ENDED;REVERSIBLE RATCHET; 19 MM & 24 MM SOCKETS; HANDLES; PACK OF 2;TO FIT M12 & M16 BOLTS | SUPER |  | RSRRNG1924 | CURRENT
000002437 | WRENCH,RATCHET | METRIC;SINGLE ENDED;REVERSIBLE RATCHET; 19 MM & 24 MM SOCKETS; HANDLES; PACK OF 2;TO FIT M12 & M16 BOLTS | ATOMSUPP | ATOM SUPPLY | 222799 | CURRENT
000002438 | WRENCH,RATCHET | METRIC;SINGLE ENDED;REVERSIBLE RATCHET; 24 MM & 30 MM SOCKETS; TO FIT M16 & M20 BOLTS | BLKWOODS | J BLACKWOOD & SON LTD | 01716753/SCMTRH2430 | CURRENT
000002438 | WRENCH,RATCHET | METRIC;SINGLE ENDED;REVERSIBLE RATCHET; 24 MM & 30 MM SOCKETS; TO FIT M16 & M20 BOLTS | SUPER |  | RSRRNG2430 | CURRENT
000002438 | WRENCH,RATCHET | METRIC;SINGLE ENDED;REVERSIBLE RATCHET; 24 MM & 30 MM SOCKETS; TO FIT M16 & M20 BOLTS | ATOMSUPP | ATOM SUPPLY | 91678007 | CURRENT
000002449 | TAP,THREAD CUTTING | HAND TYPE;HSS;BSW;3/8 IN;TAPER; | STATEWD | STATEWIDE FSTNERS & ENG SPLS PL | 4228-3/8T | CURRENT
000002449 | TAP,THREAD CUTTING | HAND TYPE;HSS;BSW;3/8 IN;TAPER; | P&NWILT | P&N WILT | WILTSHIRE | CURRENT
000002458 | TAP,THREAD CUTTING | HAND TYPE;HSS;BSW;5/32 IN;BOTTOMING; PACK OF 1; | KEYLINE | KEY-LINE DISTRIBUTORS PTY LTD | T4530397 | CURRENT
000002458 | TAP,THREAD CUTTING | HAND TYPE;HSS;BSW;5/32 IN;BOTTOMING; PACK OF 1; | P&NWILT | P&N WILT | 532CSB | CURRENT
000002462 | TAP,THREAD CUTTING | HAND TYPE;HSS;BSW;3/8 IN;BOTTOMING; PACK OF 3; | P&NWILT | P&N WILT | WILTSHIRE | CURRENT
000002466 | BRACE,BIT,RATCHET | OPEN TYPE 12 POINT RATCHET;(250 MM) SWEEP;NICKEL PLATED FINISH;HARDWOOD HD & HANDLE;UNIVERSAL JAWS & SELF CENTRING CHUCK;BALL-BEARING HD;U/W | STANLEY |  | S02130 | CURRENT
000002468 | FOIL,METAL | ALUMINIUM;BRIGHT FINISH; 450 MM W,150 M LG;HEAVY DUTY; SUPPLIED IN CATERERS PACK BOX OF 4; | ALCAN | CAPRAL ALUMINIUM CENTRES | CA-XHDF05 | CURRENT
000002470 | ARBOR,HOLE SAW | 1/4 IN CHUCK SIZE;1/4 IN HEX SHANK; 9/16 IN TO 1-3/16 IN DIA SAWS; (14 MM TO 30 MM);1/4 IN PILOT DRILL; PACK OF 1; | CNWPL | CNW PL - SLACKS CREEK | ECLB70505514 | CURRENT
000002470 | ARBOR,HOLE SAW | 1/4 IN CHUCK SIZE;1/4 IN HEX SHANK; 9/16 IN TO 1-3/16 IN DIA SAWS; (14 MM TO 30 MM);1/4 IN PILOT DRILL; PACK OF 1; | CNWPL | CNW PL - SLACKS CREEK | 7050-5519 | CURRENT
000002470 | ARBOR,HOLE SAW | 1/4 IN CHUCK SIZE;1/4 IN HEX SHANK; 9/16 IN TO 1-3/16 IN DIA SAWS; (14 MM TO 30 MM);1/4 IN PILOT DRILL; PACK OF 1; | ECLIPSE |  | E4 | CURRENT
000002471 | ARBOR,HOLE SAW | 7/16 IN CHUCK SIZE;11/32 IN HEX SHANK; 1-1/4 IN TO 2-1/8 IN;32 MM TO 54 MM; 1/4 IN PILOT DRILL;PACK OF 1; | CNWPL | CNW PL - SLACKS CREEK | ECLB70505520 | CURRENT
000002471 | ARBOR,HOLE SAW | 7/16 IN CHUCK SIZE;11/32 IN HEX SHANK; 1-1/4 IN TO 2-1/8 IN;32 MM TO 54 MM; 1/4 IN PILOT DRILL;PACK OF 1; | CNWPL | CNW PL - SLACKS CREEK | 7050-5546 | CURRENT
000002471 | ARBOR,HOLE SAW | 7/16 IN CHUCK SIZE;11/32 IN HEX SHANK; 1-1/4 IN TO 2-1/8 IN;32 MM TO 54 MM; 1/4 IN PILOT DRILL;PACK OF 1; | ECLIPSE |  | E6 000459 | CURRENT
000002471 | ARBOR,HOLE SAW | 7/16 IN CHUCK SIZE;11/32 IN HEX SHANK; 1-1/4 IN TO 2-1/8 IN;32 MM TO 54 MM; 1/4 IN PILOT DRILL;PACK OF 1; | SUTTOOLS |  | GAM-FLEX BA-2 (ONLY) | CURRENT
000002475 | STRAPPING | STAINLESS STEEL,TYPE 201;12.7 MM W, 0.76 MM THK;30 M ROLL,PACK WEIGHT 2.4 KG; | WIREMARK | WIREMARKERS AUSTRALIA | SST304-1207 | CURRENT
000002475 | STRAPPING | STAINLESS STEEL,TYPE 201;12.7 MM W, 0.76 MM THK;30 M ROLL,PACK WEIGHT 2.4 KG; | UTILUX |  | H3016-M30/1 | CURRENT
000002476 | STRAPPING | STAINLESS STEEL,TYPE 201;19.05 MM W, 0.76 MM THK;30 M ROLL,PACK WEIGHT 3.4 KG; | LEGEND | LEGEND POWER SYSTEMS | CABSTRAP19.0 | CURRENT
000002476 | STRAPPING | STAINLESS STEEL,TYPE 201;19.05 MM W, 0.76 MM THK;30 M ROLL,PACK WEIGHT 3.4 KG; | WIREMARK | WIREMARKERS AUSTRALIA | SST304-1907 | CURRENT
000002476 | STRAPPING | STAINLESS STEEL,TYPE 201;19.05 MM W, 0.76 MM THK;30 M ROLL,PACK WEIGHT 3.4 KG; | UTILUX |  | H3022M-30/1 | CURRENT
000002477 | STRAPPING | STAINLESS STEEL,TYPE 201;9.5 MM W, 0.63 MM THK;30 M ROLL,PACK WEIGHT 1.9 KG;REFER STOCK CODE 02481 FOR SEAL; | UTILUX |  | H3013M-30/1 | CURRENT
000002478 | CROWBAR | Chisel & Diamond Ends, 1800mm Lg (6 Ft), 25mm Dia (1"), Hex Sect, Pack of 1 | C&LTOOL | CALTCO T/A C&L TOOL CENTRE | MUM5CB180025 | CURRENT
000002478 | CROWBAR | Chisel & Diamond Ends, 1800mm Lg (6 Ft), 25mm Dia (1"), Hex Sect, Pack of 1 | ATOMSUPP | ATOM SUPPLY | 79012386 | CURRENT
000002478 | CROWBAR | Chisel & Diamond Ends, 1800mm Lg (6 Ft), 25mm Dia (1"), Hex Sect, Pack of 1 | CYCLONE | SMORGON CYCLONE RURAL | C604447 | CURRENT
000002478 | CROWBAR | Chisel & Diamond Ends, 1800mm Lg (6 Ft), 25mm Dia (1"), Hex Sect, Pack of 1 | C&LTOOL | CALTCO T/A C&L TOOL CENTRE | 28918 | CURRENT
000002479 | BAR,WRECKING | BENT CHISEL & CLAW ENDS;18 IN LG; 5/8 IN DIA;PACK OF 6; | C&LTOOL | CALTCO T/A C&L TOOL CENTRE | 5WB45016 | CURRENT
000002479 | BAR,WRECKING | BENT CHISEL & CLAW ENDS;18 IN LG; 5/8 IN DIA;PACK OF 6; | STATEWD | STATEWIDE FSTNERS & ENG SPLS PL | 5WB45016 | CURRENT
000002479 | BAR,WRECKING | BENT CHISEL & CLAW ENDS;18 IN LG; 5/8 IN DIA;PACK OF 6; | MUMME | MUMME | 5WB45016 | CURRENT
000002480 | BAR,WRECKING | BENT CHISEL & CLAW ENDS;3 FT LG;3/4 IN DIA;PACK OF 1; | C&LTOOL | CALTCO T/A C&L TOOL CENTRE | 28917 | CURRENT
000002480 | BAR,WRECKING | BENT CHISEL & CLAW ENDS;3 FT LG;3/4 IN DIA;PACK OF 1; | MUMME | MUMME | 5WB90020 | CURRENT
000002481 | SEAL,STRAPPING | OPEN TYPE;FOR BANDIT SEALING TOOL C001; STAINLESS STEEL;9.5 MM STRAPPING; CORROSION RESISTANT;BOX OF 100; | UTILUX |  | H3001/100 | CURRENT
000002481 | SEAL,STRAPPING | OPEN TYPE;FOR BANDIT SEALING TOOL C001; STAINLESS STEEL;9.5 MM STRAPPING; CORROSION RESISTANT;BOX OF 100; | LEGEND | LEGEND POWER SYSTEMS | CABBUCKLE9.5 | CURRENT
000002482 | SEAL,STRAPPING | OPEN TYPE;FOR BANDIT SEALING TOOL C001; STAINLESS STEEL;12.7 MM STRAPPING; CORROSION RESISTANT;BOX OF 100; | WIREMARK | WIREMARKERS AUSTRALIA | BK340-12712T | CURRENT
000002482 | SEAL,STRAPPING | OPEN TYPE;FOR BANDIT SEALING TOOL C001; STAINLESS STEEL;12.7 MM STRAPPING; CORROSION RESISTANT;BOX OF 100; | PLP AUST | PREFORMED LINE PRODUCTS (AUST) | SSSB-12 | CURRENT
000002482 | SEAL,STRAPPING | OPEN TYPE;FOR BANDIT SEALING TOOL C001; STAINLESS STEEL;12.7 MM STRAPPING; CORROSION RESISTANT;BOX OF 100; | UTILUX |  | H3004/100 | CURRENT
000002483 | SEAL,STRAPPING | OPEN TYPE;FOR BANDIT SEALING TOOL C001; STAINLESS STEEL;19.05 MM STRAPPING; CORROSION RESISTANT;BOX OF 100;PACK WEIGHT 1.7 KG; | WIREMARK | WIREMARKERS AUSTRALIA | BK304-19017T | CURRENT
000002483 | SEAL,STRAPPING | OPEN TYPE;FOR BANDIT SEALING TOOL C001; STAINLESS STEEL;19.05 MM STRAPPING; CORROSION RESISTANT;BOX OF 100;PACK WEIGHT 1.7 KG; | LEGEND | LEGEND POWER SYSTEMS | CABBUCKLE19.0 | CURRENT
000002483 | SEAL,STRAPPING | OPEN TYPE;FOR BANDIT SEALING TOOL C001; STAINLESS STEEL;19.05 MM STRAPPING; CORROSION RESISTANT;BOX OF 100;PACK WEIGHT 1.7 KG; | UTILUX |  | H3010 | CURRENT
000002485 | INSULATION,ELEC COND | PVC;0.6/1 KV;UV STABILISED OUTDOOR; RIGID;2500 MM LG; YELLOW WITH BLACK STRIPES;PROTECTIVE COVER FOR LV CONDUCTOR; | THEWMCAN | TMAC THEW & MCCANN GROUP | TM12196 | CURRENT
000002487 | CUTTER,BOLT | CENTRE CUT JAWS;14 IN O/A LG; GENERAL CUTTING;PACK OF 1; | STATEWD | STATEWIDE FSTNERS & ENG SPLS PL | R914BC | PURCHASE AS REQUIRED
000002487 | CUTTER,BOLT | CENTRE CUT JAWS;14 IN O/A LG; GENERAL CUTTING;PACK OF 1; | RECORD |  | R914BC | PURCHASE AS REQUIRED
000002487 | CUTTER,BOLT | CENTRE CUT JAWS;14 IN O/A LG; GENERAL CUTTING;PACK OF 1; | C&LTOOL | CALTCO T/A C&L TOOL CENTRE | EC-ETBC14 | PURCHASE AS REQUIRED
000002488 | CUTTER,BOLT | CENTRE CUT JAWS;18 IN O/A LG; GENERAL CUTTING;PACK OF 1; | STATEWD | STATEWIDE FSTNERS & ENG SPLS PL | R918BC | CURRENT
000002488 | CUTTER,BOLT | CENTRE CUT JAWS;18 IN O/A LG; GENERAL CUTTING;PACK OF 1; | C&LTOOL | CALTCO T/A C&L TOOL CENTRE | EC-ETBC18 | CURRENT
000002488 | CUTTER,BOLT | CENTRE CUT JAWS;18 IN O/A LG; GENERAL CUTTING;PACK OF 1; | RECORD |  | BC918 | CURRENT
000002489 | CUTTER,BOLT | CENTRE CUT JAWS;24 IN O/A LG; GENERAL CUTTING;PACK OF 1; | ECLIPSE |  | EFBC24 | CURRENT
000002489 | CUTTER,BOLT | CENTRE CUT JAWS;24 IN O/A LG; GENERAL CUTTING;PACK OF 1; | STATEWD | STATEWIDE FSTNERS & ENG SPLS PL | EFBC24 | CURRENT
000002489 | CUTTER,BOLT | CENTRE CUT JAWS;24 IN O/A LG; GENERAL CUTTING;PACK OF 1; | STATEWD | STATEWIDE FSTNERS & ENG SPLS PL | BC924BC | CURRENT
000002489 | CUTTER,BOLT | CENTRE CUT JAWS;24 IN O/A LG; GENERAL CUTTING;PACK OF 1; | STATEWD | STATEWIDE FSTNERS & ENG SPLS PL | R924BC | CURRENT
000002489 | CUTTER,BOLT | CENTRE CUT JAWS;24 IN O/A LG; GENERAL CUTTING;PACK OF 1; | C&LTOOL | CALTCO T/A C&L TOOL CENTRE | EC-ETBC24 | CURRENT
000002489 | CUTTER,BOLT | CENTRE CUT JAWS;24 IN O/A LG; GENERAL CUTTING;PACK OF 1; | RECORD |  | BC924 | CURRENT
000002490 | CUTTER,CABLE,HAND OPERATED | GEAR & RATCHET TYPE;310 MM O/A LG; SUITABLE FOR SOFT DRAWN ALUMINIUM & COPPER CABLES UP TO 32 MM DIA OR 250 SQ MM;C/W VINYL PROTECTIVE CARRY BAG;1000 V | SPECFORC | SPECIALISED FORCE | K321 | PURCHASE AS REQUIRED
000002491 | DRESSER,LEAD PIPE AND CABLE | LEAD BEATER;2 IN FACE W,12-1/2 IN LG; PACK OF 1; | CNWPL | CNW PL - SLACKS CREEK | STFLD | PURCHASE AS REQUIRED
000002491 | DRESSER,LEAD PIPE AND CABLE | LEAD BEATER;2 IN FACE W,12-1/2 IN LG; PACK OF 1; | STATEWD | STATEWIDE FSTNERS & ENG SPLS PL | LD | PURCHASE AS REQUIRED
000002504 | KEY,SOCKET HEAD SCREW | T Shape, Hex Drive, 3mm, Insulated 1000V Rated, for use with Henley Fuses, (P1) | CNWPL | CNW PL - SLACKS CREEK | 53485-36 | CURRENT
000002504 | KEY,SOCKET HEAD SCREW | T Shape, Hex Drive, 3mm, Insulated 1000V Rated, for use with Henley Fuses, (P1) | CNWPL | CNW PL - SLACKS CREEK | IPD53485-36 | CURRENT
000002504 | KEY,SOCKET HEAD SCREW | T Shape, Hex Drive, 3mm, Insulated 1000V Rated, for use with Henley Fuses, (P1) | HAYMANS | HAYMANS ELECTRICAL | ALS53485-36 | CURRENT
000002511 | KEY SET,SOCKET HEAD SCREW | 9 Piece Allen Key set, Hex Drive, 1.5 mm, 2.0 mm, 2.5 mm, 3.0 mm, 4.0 mm, 50 mm, 6.0 mm, 8.0 mm & 10.0 mm | C&LTOOL | CALTCO T/A C&L TOOL CENTRE | BON12299 | CURRENT
000002511 | KEY SET,SOCKET HEAD SCREW | 9 Piece Allen Key set, Hex Drive, 1.5 mm, 2.0 mm, 2.5 mm, 3.0 mm, 4.0 mm, 50 mm, 6.0 mm, 8.0 mm & 10.0 mm | BLKWOODS | J BLACKWOOD & SON LTD | 03020113/WSMA | CURRENT
000002511 | KEY SET,SOCKET HEAD SCREW | 9 Piece Allen Key set, Hex Drive, 1.5 mm, 2.0 mm, 2.5 mm, 3.0 mm, 4.0 mm, 50 mm, 6.0 mm, 8.0 mm & 10.0 mm | UNBRAKO | UNBRAKO | AKSM | CURRENT
000002519 | IGNITER,FRICTION | CUP TYPE;WIRE HANDLE;COMWELD BRAND USE STOCK CODE 02493 FOR FLINT; OTHER BRANDS USE STOCK CODE 14850 FOR FLINT;BOX OF 1; | BOC | BOC GASES | BOC10255 | CURRENT
000002519 | IGNITER,FRICTION | CUP TYPE;WIRE HANDLE;COMWELD BRAND USE STOCK CODE 02493 FOR FLINT; OTHER BRANDS USE STOCK CODE 14850 FOR FLINT;BOX OF 1; | STATEWD | STATEWIDE FSTNERS & ENG SPLS PL | C308789 | CURRENT
000002519 | IGNITER,FRICTION | CUP TYPE;WIRE HANDLE;COMWELD BRAND USE STOCK CODE 02493 FOR FLINT; OTHER BRANDS USE STOCK CODE 14850 FOR FLINT;BOX OF 1; | BOC | BOC GASES | 3001L | CURRENT
000002531 | CROSSARM,WOOD | HARDWOOD;2700 MM LG;100 MM X 100 MM;ELEC POWER DISTRIBUTION;11P/M,11EDO/M,11CE, DO/M,11P,11EDO CONSTR;DRILLED;U/O ENERGEX CONSTR;WHEN STOCKS ARE DEPLETED | DALEMYER | DALE MEYERS PTY LTD | HXD3100100FS270 | PHASING
000002531 | CROSSARM,WOOD | HARDWOOD;2700 MM LG;100 MM X 100 MM;ELEC POWER DISTRIBUTION;11P/M,11EDO/M,11CE, DO/M,11P,11EDO CONSTR;DRILLED;U/O ENERGEX CONSTR;WHEN STOCKS ARE DEPLETED | COFFSHAR | COFFS HARBOUR TRADING | 2531 | PHASING
000002544 | CROSSARM,WOOD | HARDWOOD;2700 MM LG;150 MM X 100 MM;ELEC POWER DISTRIBUTION;11WB,33WB,11W,11WA, 33W,33WA,(LOWER ARM) CONSTR;DRILLED; U/O ENERGEX CONSTRUCTIONS;BUNDLE OF 12; | DALEMYER | DALE MEYERS PTY LTD | HXD3150100FS270 | CURRENT
000002544 | CROSSARM,WOOD | HARDWOOD;2700 MM LG;150 MM X 100 MM;ELEC POWER DISTRIBUTION;11WB,33WB,11W,11WA, 33W,33WA,(LOWER ARM) CONSTR;DRILLED; U/O ENERGEX CONSTRUCTIONS;BUNDLE OF 12; | COFFSHAR | COFFS HARBOUR TRADING | 02544 | CURRENT
000002547 | CROSSARM,WOOD | HARDWOOD;2700 MM LG;150 MM X 100 MM;ELEC POWER DISTRIBUTION;11WB,33WB,11WA,33WA, (UPPER ARM) CONSTR;DRILLED;U/O ENERGEX CONSTRUCTIONS; | DALEMYER | DALE MEYERS PTY LTD | HXD3150100FS270 | CURRENT
000002547 | CROSSARM,WOOD | HARDWOOD;2700 MM LG;150 MM X 100 MM;ELEC POWER DISTRIBUTION;11WB,33WB,11WA,33WA, (UPPER ARM) CONSTR;DRILLED;U/O ENERGEX CONSTRUCTIONS; | ENERGEX | ENERGEX | CROSSARM,2700 MM LG,11 WB | CURRENT
000002557 | ADAPTOR,POLE TO CROSSARM | FLOATING;ALUMINIUM;100 MM FLAT FACE; BAG OF 50,PACK WEIGHT 20 KG; | DRAWING | DRAWING NO | 310-A4 REV H | CURRENT
000002557 | ADAPTOR,POLE TO CROSSARM | FLOATING;ALUMINIUM;100 MM FLAT FACE; BAG OF 50,PACK WEIGHT 20 KG; | DOWNCAST | DOWNS ALUMINIUM CASTINGS | GB100 | CURRENT
000002558 | ADAPTOR,POLE TO CROSSARM | FLOATING;ALUMINIUM;150 MM FLAT FACE; BAG OF 25,PACK WEIGHT 16 KG; | DOWNCAST | DOWNS ALUMINIUM CASTINGS | BG150 | CURRENT
000002559 | BRACE,CROSSARM | Type 650C, 650 x 40 x 8mm, 2 x 18mm Dia Holes, Galv Steel, Bundle of 10 | SEWELFRG | GREG SEWELL FORGINGS PTY LTD | 6367 | CURRENT
000002560 | BRACE,CROSSARM | STEEL;GALV;1000 MM LG,50 MM W,10 MM THK; 2 X 18 MM DIA HOLES;930 MM C TO C;MFL 15 KN COMPRESSION;BUNDLE OF 5,WEIGHT 20 KG; | SEWELFRG | GREG SEWELL FORGINGS PTY LTD | 6358 | CURRENT
000002563 | BRACKET,STABILISING. | L SHAPED;STEEL;GALV;163 MM LG,50 MM W, 50 MM H,6 MM THK;PACK OF 1; | SEWELFRG | GREG SEWELL FORGINGS PTY LTD | 6142 | CURRENT
000002564 | BRACKET,INSULATOR | EXTENSION TYPE;STEEL;GALV;LARGE SIZE; SUSPENSION STYLE;SUSPENSION DISC INSULATOR;332 MM LG,290 MM W,16 MM THK; 4 X 18 MM DIA HOLES;OUTDOOR CROSSARM MTG | HAYMAN | HAYMANS INDUSTRIES PTY LTD | 2564 | CURRENT
000002564 | BRACKET,INSULATOR | EXTENSION TYPE;STEEL;GALV;LARGE SIZE; SUSPENSION STYLE;SUSPENSION DISC INSULATOR;332 MM LG,290 MM W,16 MM THK; 4 X 18 MM DIA HOLES;OUTDOOR CROSSARM MTG | MEFCO | MEFCO AUSTRALIA PTY LTD SUNSHINE VIC | 02564 | CURRENT
000002565 | STRAP,CROSSARM JOINTING. | STEEL,STRUCTURAL GDE 250;GALV;500 MM LG, 75 MM W,6 MM THK;FOR U/W WISHBONE CONSTRUCTIONS;BUNDLE OF 5,PACK WEIGHT 10 KG; | SEWELFRG | GREG SEWELL FORGINGS PTY LTD | 6136 | CURRENT
000002566 | BRACKET,INSULATOR | U STRAP TYPE;STEEL;GALV;SUPPORT STYLE;REEL SHLV2 INSULATOR;100 MM LG, 86 MM W;3 X 18 MM DIA HOLES;OUTDOOR WOOD CROSSARM MTG;BAG OF 20;PACK | SEWELFRG | GREG SEWELL FORGINGS PTY LTD | 6139 | CURRENT
000002567 | STRAP | Shackle Strap, 235 x 40 x 3mm, Galv Steel, Mild Flat, for LV Shackle Contruction, Bag of 50 | SEWELFRG | GREG SEWELL FORGINGS PTY LTD | 6355 | CURRENT
000002568 | BRACKET,POLE | TEE-OFF CROSSARM;STEEL,SHS GDE C350; GALV;1450 MM O/A LG;EXTENSION FOR CROSSARM SUPPORT (11 KV TEE-OFF & PIN CONSTR);PACK OF 1, PACK WEIGHT 19.9 KG; | GREATWST |  | 02568 | PHASING
000002569 | SHACKLE | BOW;70 KN;STEEL;GALV;C/W HEX CLEVIS PIN & HUMPBACK SPLIT PIN;BAG OF 30, PACK WEIGHT 15.0 KG; | DULHUNTY | DULHUNTY INDUSTRIES PTY LTD | AS 70H | CURRENT
000002570 | INSULATOR,PIN | HIGH VOLTAGE NORMAL PROFILE;PORCELAIN; PATTERN A HOLE;11 KV NOM V;7 KN MIN FAILING LOAD;BOX OF 12, PACK WEIGHT 15.5 KG; | MACLEAN | MACLEAN POWER PL - E15128 | SLP/11/180 | CURRENT
000002570 | INSULATOR,PIN | HIGH VOLTAGE NORMAL PROFILE;PORCELAIN; PATTERN A HOLE;11 KV NOM V;7 KN MIN FAILING LOAD;BOX OF 12, PACK WEIGHT 15.5 KG; | BRITECH | BRI-TECH PTY LTD | SLP/11/180 | CURRENT
000002570 | INSULATOR,PIN | HIGH VOLTAGE NORMAL PROFILE;PORCELAIN; PATTERN A HOLE;11 KV NOM V;7 KN MIN FAILING LOAD;BOX OF 12, PACK WEIGHT 15.5 KG; | PLP AUST | PREFORMED LINE PRODUCTS (AUST) | SLP/11/180 | CURRENT
000002570 | INSULATOR,PIN | HIGH VOLTAGE NORMAL PROFILE;PORCELAIN; PATTERN A HOLE;11 KV NOM V;7 KN MIN FAILING LOAD;BOX OF 12, PACK WEIGHT 15.5 KG; | TYCO | TYCO | PI-SLP-11-180-PG | CURRENT
000002570 | INSULATOR,PIN | HIGH VOLTAGE NORMAL PROFILE;PORCELAIN; PATTERN A HOLE;11 KV NOM V;7 KN MIN FAILING LOAD;BOX OF 12, PACK WEIGHT 15.5 KG; | NZI |  | 104663 | CURRENT
000002571 | INSULATOR,PIN | LOW VOLTAGE TYPE LP.LV;PORCELAIN; PATTERN B HOLE;240/415 NOM V;7 KN MIN FAILING LOAD;AS3608;PACK OF 30,PACK WEIGHT 20 KG PALLET OF 1200/960,PALLET | MACLEAN | MACLEAN POWER PL - E15128 | LPLV | CURRENT
000002571 | INSULATOR,PIN | LOW VOLTAGE TYPE LP.LV;PORCELAIN; PATTERN B HOLE;240/415 NOM V;7 KN MIN FAILING LOAD;AS3608;PACK OF 30,PACK WEIGHT 20 KG PALLET OF 1200/960,PALLET | BRITECH | BRI-TECH PTY LTD | LPLV | CURRENT
000002571 | INSULATOR,PIN | LOW VOLTAGE TYPE LP.LV;PORCELAIN; PATTERN B HOLE;240/415 NOM V;7 KN MIN FAILING LOAD;AS3608;PACK OF 30,PACK WEIGHT 20 KG PALLET OF 1200/960,PALLET | PLP AUST | PREFORMED LINE PRODUCTS (AUST) | LPLV | CURRENT
000002571 | INSULATOR,PIN | LOW VOLTAGE TYPE LP.LV;PORCELAIN; PATTERN B HOLE;240/415 NOM V;7 KN MIN FAILING LOAD;AS3608;PACK OF 30,PACK WEIGHT 20 KG PALLET OF 1200/960,PALLET | TYCO | TYCO | MP-LVLP-PG | CURRENT
000002573 | INSULATOR,PIN | HIGH VOLTAGE NORMAL PROFILE;PORCELAIN TWO-PART;PATTERN C HOLE;33 KV NOM V; 11 KN MIN FAILING LOAD;BOX OF 2,PACK WEIGHT 19 KG,PALLET OF 64,PALLET WEIGHT | MACLEAN | MACLEAN POWER PL - E15128 | SLP/33/534 | CURRENT
000002573 | INSULATOR,PIN | HIGH VOLTAGE NORMAL PROFILE;PORCELAIN TWO-PART;PATTERN C HOLE;33 KV NOM V; 11 KN MIN FAILING LOAD;BOX OF 2,PACK WEIGHT 19 KG,PALLET OF 64,PALLET WEIGHT | TYCO | TYCO | PI-SLP-33-534-PG1 | CURRENT
000002574 | INSULATOR,STRAIN | SHACKLE TYPE SH11;PORCELAIN; 11 KV NOM V;22 KN MIN FAILING LOAD; EGX DWG 324-A4;BOX OF 4;PACK WEIGHT 14 KG; | PENTA | PENTA AUST (TMAC THEW & MCCANN/HYLEC) | PA30066 | CURRENT
000002574 | INSULATOR,STRAIN | SHACKLE TYPE SH11;PORCELAIN; 11 KV NOM V;22 KN MIN FAILING LOAD; EGX DWG 324-A4;BOX OF 4;PACK WEIGHT 14 KG; | MACLEAN | MACLEAN POWER PL - E15128 | SH-11 | CURRENT
000002574 | INSULATOR,STRAIN | SHACKLE TYPE SH11;PORCELAIN; 11 KV NOM V;22 KN MIN FAILING LOAD; EGX DWG 324-A4;BOX OF 4;PACK WEIGHT 14 KG; | GRAPHSOL | GRAPH SOLUTIONS PTY LTD | L1428A | CURRENT
000002577 | INSULATOR,STRAIN | SHACKLE TYPE SH.LV.2;PORCELAIN; 240/415 V NOM V;20 KN MIN FAILING LOAD; AS3608;BOX OF 24,PACK WEIGHT 17 KG, PALLET OF 1440,PALLET WEIGHT 1050 KG; | MACLEAN | MACLEAN POWER PL - E15128 | SHLV2 | CURRENT
000002577 | INSULATOR,STRAIN | SHACKLE TYPE SH.LV.2;PORCELAIN; 240/415 V NOM V;20 KN MIN FAILING LOAD; AS3608;BOX OF 24,PACK WEIGHT 17 KG, PALLET OF 1440,PALLET WEIGHT 1050 KG; | PLP AUST | PREFORMED LINE PRODUCTS (AUST) | SHLV2 | CURRENT
000002577 | INSULATOR,STRAIN | SHACKLE TYPE SH.LV.2;PORCELAIN; 240/415 V NOM V;20 KN MIN FAILING LOAD; AS3608;BOX OF 24,PACK WEIGHT 17 KG, PALLET OF 1440,PALLET WEIGHT 1050 KG; | BRITECH | BRI-TECH PTY LTD | SHLV2 | CURRENT
000002577 | INSULATOR,STRAIN | SHACKLE TYPE SH.LV.2;PORCELAIN; 240/415 V NOM V;20 KN MIN FAILING LOAD; AS3608;BOX OF 24,PACK WEIGHT 17 KG, PALLET OF 1440,PALLET WEIGHT 1050 KG; | TYCO | TYCO | MS-SHLV2-PG | CURRENT
000002579 | INSULATOR,DISC | 70kN, Tongue & Clevis, Glass, Type U70C, Normal Profile, 255mm Dia, 146mm Pitch c/w Hex Pin & HPA Split Pins, AS60305, Box of 3 | TYCO | TYCO | 2579 | CURRENT
000002579 | INSULATOR,DISC | 70kN, Tongue & Clevis, Glass, Type U70C, Normal Profile, 255mm Dia, 146mm Pitch c/w Hex Pin & HPA Split Pins, AS60305, Box of 3 | GRAPHSOL | GRAPH SOLUTIONS PTY LTD | 132239 | CURRENT
000002580 | INSULATOR,SUSPENSION | DISC,FOG PROFILE;TONGUE & CLEVIS; 280 MM DIA,146 MM PITCH;70 KN MIN FAILING LOAD C/W HEX PIN & HPA SPLIT PINS;U70CP;AS60305;BOX OF 3,PACK WEIGHT | PENTA | PENTA AUST (TMAC THEW & MCCANN/HYLEC) | PA00714 | CURRENT
000002580 | INSULATOR,SUSPENSION | DISC,FOG PROFILE;TONGUE & CLEVIS; 280 MM DIA,146 MM PITCH;70 KN MIN FAILING LOAD C/W HEX PIN & HPA SPLIT PINS;U70CP;AS60305;BOX OF 3,PACK WEIGHT | MACLEAN | MACLEAN POWER PL - E15128 | UG70CP-HEX | CURRENT
000002580 | INSULATOR,SUSPENSION | DISC,FOG PROFILE;TONGUE & CLEVIS; 280 MM DIA,146 MM PITCH;70 KN MIN FAILING LOAD C/W HEX PIN & HPA SPLIT PINS;U70CP;AS60305;BOX OF 3,PACK WEIGHT | THEWMCAN | TMAC THEW & MCCANN GROUP | TM00714 | CURRENT
000002580 | INSULATOR,SUSPENSION | DISC,FOG PROFILE;TONGUE & CLEVIS; 280 MM DIA,146 MM PITCH;70 KN MIN FAILING LOAD C/W HEX PIN & HPA SPLIT PINS;U70CP;AS60305;BOX OF 3,PACK WEIGHT | GRAPHSOL | GRAPH SOLUTIONS PTY LTD | 132639 | CURRENT
000002582 | INSULATOR,STANDOFF | LINE POST;SYNTHETIC OR PORCELAIN; VERTICAL & HORIZONTAL;M24 STUD,239 MM LG ;TIE TOP;33 KV NOM V;12 KN MIN FAILING LOAD;W/LONG STUD; | MORLYNN | MORLYNN | H11385 | PHASING
000002585 | INSULATOR,STRAIN | INSUL;STAY,STRAIN,71KN,PORC,146MM,AS3608 INSULATOR,STRAIN Stay Type GY2, 71kN, ET S 10-01-01, Item 21 (scm) | PLP AUST | PREFORMED LINE PRODUCTS (AUST) | 2585 | CURRENT
000002585 | INSULATOR,STRAIN | INSUL;STAY,STRAIN,71KN,PORC,146MM,AS3608 INSULATOR,STRAIN Stay Type GY2, 71kN, ET S 10-01-01, Item 21 (scm) | MACLEAN | MACLEAN POWER PL - E15128 | 2585 | CURRENT
000002585 | INSULATOR,STRAIN | INSUL;STAY,STRAIN,71KN,PORC,146MM,AS3608 INSULATOR,STRAIN Stay Type GY2, 71kN, ET S 10-01-01, Item 21 (scm) | BRITECH | BRI-TECH PTY LTD | 2585 | CURRENT
000002585 | INSULATOR,STRAIN | INSUL;STAY,STRAIN,71KN,PORC,146MM,AS3608 INSULATOR,STRAIN Stay Type GY2, 71kN, ET S 10-01-01, Item 21 (scm) | TYCO | TYCO | MG-GY2-PG | CURRENT
000002585 | INSULATOR,STRAIN | INSUL;STAY,STRAIN,71KN,PORC,146MM,AS3608 INSULATOR,STRAIN Stay Type GY2, 71kN, ET S 10-01-01, Item 21 (scm) | GRAPHSOL | GRAPH SOLUTIONS PTY LTD | L1519 | CURRENT
000002586 | INSULATOR,STRAIN | STAY TYPE GY3;PORCELAIN;AS3609;222 KN MIN FAILING LOAD;BOX OF 4;PACK WEIGHT 20.5 KG,PALLET OF 192,PALLET WEIGHT 980 KG; | PLP AUST | PREFORMED LINE PRODUCTS (AUST) | 2586 | CURRENT
000002586 | INSULATOR,STRAIN | STAY TYPE GY3;PORCELAIN;AS3609;222 KN MIN FAILING LOAD;BOX OF 4;PACK WEIGHT 20.5 KG,PALLET OF 192,PALLET WEIGHT 980 KG; | MACLEAN | MACLEAN POWER PL - E15128 | 2586 | CURRENT
000002586 | INSULATOR,STRAIN | STAY TYPE GY3;PORCELAIN;AS3609;222 KN MIN FAILING LOAD;BOX OF 4;PACK WEIGHT 20.5 KG,PALLET OF 192,PALLET WEIGHT 980 KG; | TYCO | TYCO | MG-GY3-PG | CURRENT
000002586 | INSULATOR,STRAIN | STAY TYPE GY3;PORCELAIN;AS3609;222 KN MIN FAILING LOAD;BOX OF 4;PACK WEIGHT 20.5 KG,PALLET OF 192,PALLET WEIGHT 980 KG; | BRITECH | BRI-TECH PTY LTD | STAY TYPE GY3; | CURRENT
000002587 | INSULATOR,STRAIN | STAY TYPE GY4;PORCELAIN;AS3609;222 KN MIN FAILING LOAD;CRATE OF 3,PACK WEIGHT 18 KG,PALLET OF 216,PALLET WEIGHT 1460 KG; | BRITECH | BRI-TECH PTY LTD | GY4 | CURRENT
000002587 | INSULATOR,STRAIN | STAY TYPE GY4;PORCELAIN;AS3609;222 KN MIN FAILING LOAD;CRATE OF 3,PACK WEIGHT 18 KG,PALLET OF 216,PALLET WEIGHT 1460 KG; | DULHUNTY | DULHUNTY INDUSTRIES PTY LTD | GY4 | CURRENT
000002588 | PIN,INSULATOR | B/100/3.5 TYPE;STEEL;GALV; 140 MM LG SHANK,100 MM LG STEM; BAGS OF 25,PACK WEIGHT 17.5 KG,PALLET SIZE 750,PALLET WEIGHT 637.5 KG;FOR LV | BRITECH | BRI-TECH PTY LTD | B100/3.5 | CURRENT
000002589 | PIN,INSULATOR | A/130/7 TYPE;STEEL;GALV;165 MM LG SHANK, 130 MM LG STEM,20 MM DIA;REF A/130/7 OF AS1154 PART 2;BAGS OF 10,PACK WEIGHT 13.7 KG,PALLET SIZE 500,PALLET WEIGHT | BRITECH | BRI-TECH PTY LTD | A130/7_165 | CURRENT
000002590 | PIN,INSULATOR | A/610/0 TYPE;STEEL;GALV;145 MM LG SHANK, 610 MM STEM;BAG OF 5,PACK WEIGHT 9.0 KG;FOR 11 KV BRIDGING REFER OCM 4/201 (TRANSPOSITION); | DULHUNTY | DULHUNTY INDUSTRIES PTY LTD | A/610/0 | CURRENT
000002593 | PIPE,METALLIC | STEEL GDE;MED;GALV;25 MM NB;SCREWED WITH RP THREAD TO AS1722.1;ERW;6.5 M LG AS1074;USE STOCK CODE 17977 FOR SHORT SPACER REQUIREMENTS;SUITABLE COUPLING | UNIONSTL |  | MED;GALV;25 MM; | PURCHASE AS REQUIRED
000002593 | PIPE,METALLIC | STEEL GDE;MED;GALV;25 MM NB;SCREWED WITH RP THREAD TO AS1722.1;ERW;6.5 M LG AS1074;USE STOCK CODE 17977 FOR SHORT SPACER REQUIREMENTS;SUITABLE COUPLING | STEELMRK | STEELMARK PTY LTD | MED GALV;5 MM; | PURCHASE AS REQUIRED
000002594 | PIPE,METALLIC | STEEL GDE C200;MED;GALV;32 MM NB; SCREWED WITH RP THREAD TO AS1722.1; ERW;6.5 M LG;AS1074; SUITABLE COUPLING STOCK CODE 15633; | STEELMRK | STEELMARK PTY LTD | 32 MM NB;6.5 M LG; | CURRENT
000002600 | STEP,POLE | SCREW-IN TYPE;STEEL;GALV;M16 DIA, 250 MM LG;M24 BOLT HEAD;FOR WOOD POLES;BAG OF 30/40; 2400 PER PALLET; | HOBSON | HOBSON ENGINEERING CO PTY LTD 393904 | BW58GLM160250 | CURRENT
000002600 | STEP,POLE | SCREW-IN TYPE;STEEL;GALV;M16 DIA, 250 MM LG;M24 BOLT HEAD;FOR WOOD POLES;BAG OF 30/40; 2400 PER PALLET; | SEWELFRG | GREG SEWELL FORGINGS PTY LTD | M16 X 250 MM LG; | CURRENT
000002601 | NAIL PLATE | STEEL SHEET;GALVABOND;SUITABLE FOR HARDWOOD;155 MM + OR - 5 MM LG; 90 + OR - 10 MM W; HOLE 27 + OR - 0.5 MM DIA LOCATED 40 + OR - 10 MM FROM BOTTOM | STATEWD | STATEWIDE FSTNERS & ENG SPLS PL | PN5N10 | CURRENT
000002604 | CLEVIS,THIMBLE | 70kN, Galv Steel c/w Round Clevis Pin, Bag of 20 | DULHUNTY | DULHUNTY INDUSTRIES PTY LTD | CTHI-70-H | CURRENT
000002605 | CLAMP,CABLE | CMP:CBL;1M CLEVIS,6 TO 16MM,GALV STL CLAMP,SUSPENSION Straight-Line, Clevis T ype 1M, Galv Steel, Cu & Galv Steel Cond , 6-16mm Dia Clamp Range c/w Hex Clevis | DULHUNTY | DULHUNTY INDUSTRIES PTY LTD | DSC-0616 | CURRENT
000002605 | CLAMP,CABLE | CMP:CBL;1M CLEVIS,6 TO 16MM,GALV STL CLAMP,SUSPENSION Straight-Line, Clevis T ype 1M, Galv Steel, Cu & Galv Steel Cond , 6-16mm Dia Clamp Range c/w Hex Clevis | PLP AUST | PREFORMED LINE PRODUCTS (AUST) | D-9321763 | CURRENT
000002605 | CLAMP,CABLE | CMP:CBL;1M CLEVIS,6 TO 16MM,GALV STL CLAMP,SUSPENSION Straight-Line, Clevis T ype 1M, Galv Steel, Cu & Galv Steel Cond , 6-16mm Dia Clamp Range c/w Hex Clevis | SEWELFRG | GREG SEWELL FORGINGS PTY LTD | 1M-S-70KN | CURRENT
000002608 | CLAMP,SUSPENSION,ELEC CONDUCTOR | Angle, Clevis Type 2MA, Al Alloy, ACSR & AAC & AAAC, 9-25mm Dia Clamp Range c/w Round Clevis Pin & Humpback Split Pin | RMS | RELAY MONITORING SYSTEMS PL | ACSR/AAAC 9-21MM | CURRENT
000002608 | CLAMP,SUSPENSION,ELEC CONDUCTOR | Angle, Clevis Type 2MA, Al Alloy, ACSR & AAC & AAAC, 9-25mm Dia Clamp Range c/w Round Clevis Pin & Humpback Split Pin | TEN | THE ENERGY NETWORK | AASC-100250-N | CURRENT
000002608 | CLAMP,SUSPENSION,ELEC CONDUCTOR | Angle, Clevis Type 2MA, Al Alloy, ACSR & AAC & AAAC, 9-25mm Dia Clamp Range c/w Round Clevis Pin & Humpback Split Pin | DULHUNTY | DULHUNTY INDUSTRIES PTY LTD | AASC-100210H | CURRENT
000002609 | CLAMP,SUSPENSION | Angle, Clevis Type 3MA, Al Alloy, ACSR & AAC & AAAC, 20-34mm Dia Clamp Range c/w Round Clevis Pin & Humpback Split Pin | TEN | THE ENERGY NETWORK | AASC-210340-N | CURRENT
000002612 | CLAMP,SUSPENSION | Straight-Line, Clevis Type 2M, Al Alloy, ACSR & AAC, 7-21mm Dia Clamp Range c/w Round Clevis Pin & Humpback Split Pin | TEN | THE ENERGY NETWORK | ASC-070210-N | CURRENT
000002612 | CLAMP,SUSPENSION | Straight-Line, Clevis Type 2M, Al Alloy, ACSR & AAC, 7-21mm Dia Clamp Range c/w Round Clevis Pin & Humpback Split Pin | PLP AUST | PREFORMED LINE PRODUCTS (AUST) | D-ACC0721A | CURRENT
000002613 | CLAMP,SUSPENSION | Straight-Line, Clevis Type 3M, Al Alloy, ACSR & AAC, 10-34mm Dia Clamp Range c/w Round Clevis Pin & Humpback Split Pin | TEN | THE ENERGY NETWORK | ASC-200340-N | CURRENT
000002613 | CLAMP,SUSPENSION | Straight-Line, Clevis Type 3M, Al Alloy, ACSR & AAC, 10-34mm Dia Clamp Range c/w Round Clevis Pin & Humpback Split Pin | DULMISON | DULMISON (AUST) PTY LTD | BBA2034H | CURRENT
000002616 | CLEVIS,TONGUE | STEEL;GALV;116 MM LG;70 KN; C/W HEX CLEVIS PIN; FOR U/W FOG SUSPENSION INSULATORS; | DULHUNTY | DULHUNTY INDUSTRIES PTY LTD | CT-70H | CURRENT
000002621 | SWITCH ISOLATOR. | 660 V;800 AMP;SP;SWITCH UNIT;LV OUTDOOR; 2 HOLE PALMS TO SUIT M12 LUGS;C/W 2 OFF M 12 X 40 SS BOLT NUT & WASHERS;PACK OF 3,PALLET OF 96,PALLET WEIGHT 810 KG; | NGK | NGK STANGER PTY LTD | NZ4298EXP/2 | CURRENT
000002622 | FUSE-SWITCH COMBINATION. | 660 V;630 AMP;SP;SWITCH FUSE UNIT, LV OUTDOOR (LESS FUSE LINK);2 HOLE PALMS TO SUIT M 12 LUGS;C/W 2 OFF M12 X 40 SS BOLT NUT & WASHERS;PACK OF 3,PALLET OF | NGK | NGK STANGER PTY LTD | NZ4286EXP/2 | CURRENT
000002647 | TEST LAMP LEAD ASSEMBLY. | LOW VOLTAGE TEST LAMP;240 V/415 V; 2 X 15 W LAMPS (SC5264);C/W FLAT FIXED PROBE ON ASSEMBLY & 125 MM LG ROUND REMOVABLE PROBE TLP100;PACK IN CARTON; | PENTA | PENTA AUST (TMAC THEW & MCCANN/HYLEC) | PA12680 | CURRENT
000002647 | TEST LAMP LEAD ASSEMBLY. | LOW VOLTAGE TEST LAMP;240 V/415 V; 2 X 15 W LAMPS (SC5264);C/W FLAT FIXED PROBE ON ASSEMBLY & 125 MM LG ROUND REMOVABLE PROBE TLP100;PACK IN CARTON; | THEWMCAN | TMAC THEW & MCCANN GROUP | 2647 | CURRENT
000002647 | TEST LAMP LEAD ASSEMBLY. | LOW VOLTAGE TEST LAMP;240 V/415 V; 2 X 15 W LAMPS (SC5264);C/W FLAT FIXED PROBE ON ASSEMBLY & 125 MM LG ROUND REMOVABLE PROBE TLP100;PACK IN CARTON; | THEWMCAN | TMAC THEW & MCCANN GROUP | TM12680 | CURRENT
000002649 | LEAD SET,TEST | LEAD,EXTENSION;FOR TEST LAMP; ITEMS TO BE INDIVIDUALLY CONTAINED; FOR USE BY LINESMEN; | PENTA | PENTA AUST (TMAC THEW & MCCANN/HYLEC) | PA12678 | CURRENT
000002649 | LEAD SET,TEST | LEAD,EXTENSION;FOR TEST LAMP; ITEMS TO BE INDIVIDUALLY CONTAINED; FOR USE BY LINESMEN; | THEWMCAN | TMAC THEW & MCCANN GROUP | TM12678 | CURRENT
000002649 | LEAD SET,TEST | LEAD,EXTENSION;FOR TEST LAMP; ITEMS TO BE INDIVIDUALLY CONTAINED; FOR USE BY LINESMEN; | THEWMCAN | TMAC THEW & MCCANN GROUP | 2649 | CURRENT
000002653 | MATTOCK HEAD | Mattock Head including Timber handle, 430 x 90mm Heavy Duty Carbon Steel Head; County Timber Mattock Cutter End; | STATEWD | STATEWIDE FSTNERS & ENG SPLS PL | SJ-CMATT/W | CURRENT
000002662 | NUT,PLAIN,HEXAGON | BRASS;STD;M5;ISO M | STATEWD | STATEWIDE FSTNERS & ENG SPLS PL | NBEM5 | CURRENT
000002667 | COVERALLS,DISPOSABLE | DRY PARTICLE SUITS;WHITE;SIZE LGE; TWO ZIPPERS;SINGLE OR DOUBLE STORM FLAPS ;3 PIECE HOOD;ELASTICIZED WAIST;RATED TYPE 5 & 6;PROVIDES PROTECTION AGAINST | BLKWOODS | J BLACKWOOD & SON LTD | 07243469/07243469 | CURRENT
000002667 | COVERALLS,DISPOSABLE | DRY PARTICLE SUITS;WHITE;SIZE LGE; TWO ZIPPERS;SINGLE OR DOUBLE STORM FLAPS ;3 PIECE HOOD;ELASTICIZED WAIST;RATED TYPE 5 & 6;PROVIDES PROTECTION AGAINST | ATOMSUPP | ATOM SUPPLY | 55520079 | CURRENT
000002667 | COVERALLS,DISPOSABLE | DRY PARTICLE SUITS;WHITE;SIZE LGE; TWO ZIPPERS;SINGLE OR DOUBLE STORM FLAPS ;3 PIECE HOOD;ELASTICIZED WAIST;RATED TYPE 5 & 6;PROVIDES PROTECTION AGAINST | ATOMSUPP | ATOM SUPPLY | 40012839 | CURRENT
000002667 | COVERALLS,DISPOSABLE | DRY PARTICLE SUITS;WHITE;SIZE LGE; TWO ZIPPERS;SINGLE OR DOUBLE STORM FLAPS ;3 PIECE HOOD;ELASTICIZED WAIST;RATED TYPE 5 & 6;PROVIDES PROTECTION AGAINST | PROTECTR |  | SAFEGARD 76 | CURRENT
000002667 | COVERALLS,DISPOSABLE | DRY PARTICLE SUITS;WHITE;SIZE LGE; TWO ZIPPERS;SINGLE OR DOUBLE STORM FLAPS ;3 PIECE HOOD;ELASTICIZED WAIST;RATED TYPE 5 & 6;PROVIDES PROTECTION AGAINST | KIMCLARK |  | 6422 (ONLY) | CURRENT
000002673 | CHANNEL,STRUCTURAL | STEEL;GALV,HOT DIPPED;41.3 MM W; 41.3 MM H;2.5 MM THK;2.70 KG/M;6 M LG; PACK OF 1,PACK WEIGHT 16.0 KG; | EZYSTRUT | EZYSTRUT CABLE & PIPE SUPPORTS | E1000H | CURRENT
000002674 | CHANNEL,STRUCTURAL | STEEL;GALV,HOT DIPPED;41.3 MM W; 22.2 MM H;2.5 MM THK;1.91 KG/M;6 M LG; PACK OF 1,PACK WEIGHT 11.28 KG; | EZYSTRUT | EZYSTRUT CABLE & PIPE SUPPORTS | E3300H | CURRENT
000002676 | ROD,CONTINUOUS THREAD. | STEEL;ZINC PLATED;M10;ISO M;3 M LG; ORDER IN 3 M LG; | STATEWD | STATEWIDE FSTNERS & ENG SPLS PL | RZEM103000 | CURRENT
000002678 | BOTTLE,SPRAY | 500ml, Plastic Spray Unit, Adjustable Nozzle, Trigger Mechanism, Pack of 6 | BLKWOOD | J BLACKWOOD & SON LTD | 04413305 | CURRENT
000002678 | BOTTLE,SPRAY | 500ml, Plastic Spray Unit, Adjustable Nozzle, Trigger Mechanism, Pack of 6 | STATEWD | STATEWIDE FSTNERS & ENG SPLS PL | SAHZSAC | CURRENT
000002678 | BOTTLE,SPRAY | 500ml, Plastic Spray Unit, Adjustable Nozzle, Trigger Mechanism, Pack of 6 | SPEARJAC |  | SJ500 | CURRENT
000002681 | STONE,SHARPENING | COMBINATION BENCH STONE;SILICON CARBIDE; 200 MM LG;50 MM W;25 MM THK;PACK OF 1; | STATEWD | STATEWIDE FSTNERS & ENG SPLS PL | NBE173274 | CURRENT
000002681 | STONE,SHARPENING | COMBINATION BENCH STONE;SILICON CARBIDE; 200 MM LG;50 MM W;25 MM THK;PACK OF 1; | NORTON |  | N108 | CURRENT
000002685 | PLIERS | COMBINATION,INSULATED HANDLES; 200 MM (8 IN) LG;PACK OF 1; | REXEL | REXEL PTY LTD | WATMA880W | CURRENT
000002685 | PLIERS | COMBINATION,INSULATED HANDLES; 200 MM (8 IN) LG;PACK OF 1; | REXEL | REXEL PTY LTD | MRVMA880W | CURRENT
000002685 | PLIERS | COMBINATION,INSULATED HANDLES; 200 MM (8 IN) LG;PACK OF 1; | WATTMAST |  | MA 880 W | CURRENT
000002691 | SAW,HAND,PLUMBER'S | Xylon Coated Steel, Single Edge, Closed Grip Handle,10 TPI, 375mm Lg, General Purpose Saw, Box of 10 | BLKWOOD | J BLACKWOOD & SON LTD | 07252903 | CURRENT
000002691 | SAW,HAND,PLUMBER'S | Xylon Coated Steel, Single Edge, Closed Grip Handle,10 TPI, 375mm Lg, General Purpose Saw, Box of 10 | STATEWD | STATEWIDE FSTNERS & ENG SPLS PL | SJ7266XR | CURRENT
000002691 | SAW,HAND,PLUMBER'S | Xylon Coated Steel, Single Edge, Closed Grip Handle,10 TPI, 375mm Lg, General Purpose Saw, Box of 10 | ECLIPSE |  | SJ72-66XR | CURRENT
000002700 | TAPE,MEASURING | STEEL;BLACK;SPRING LOADED STYLE;2 M LG, 7 MM W;DIAMETER TAPE;PACK OF 6; | CNWPL | CNW PL - SLACKS CREEK | W606PM | CURRENT
000002700 | TAPE,MEASURING | STEEL;BLACK;SPRING LOADED STYLE;2 M LG, 7 MM W;DIAMETER TAPE;PACK OF 6; | CNWPL | CNW PL - SLACKS CREEK | LUFW606PM | CURRENT
000002700 | TAPE,MEASURING | STEEL;BLACK;SPRING LOADED STYLE;2 M LG, 7 MM W;DIAMETER TAPE;PACK OF 6; | CRESCENT | CRESCENT TOOLS P/O APEX TOOL GROUP | LW606PM | CURRENT
000002701 | TAPE,MEASURING | FIBRE GLASS;PVC COATED;HAND CRANK STYLE; 30 M LG,12 MM W;ONE SIDE CM;PACK OF 1; | CNWPL | CNW PL - SLACKS CREEK | LUFFE30CME | CURRENT
000002701 | TAPE,MEASURING | FIBRE GLASS;PVC COATED;HAND CRANK STYLE; 30 M LG,12 MM W;ONE SIDE CM;PACK OF 1; | CNWPL | CNW PL - SLACKS CREEK | FE30CME | CURRENT
000002701 | TAPE,MEASURING | FIBRE GLASS;PVC COATED;HAND CRANK STYLE; 30 M LG,12 MM W;ONE SIDE CM;PACK OF 1; | CNWPL | CNW PL - SLACKS CREEK | CFM30ME | CURRENT
000002701 | TAPE,MEASURING | FIBRE GLASS;PVC COATED;HAND CRANK STYLE; 30 M LG,12 MM W;ONE SIDE CM;PACK OF 1; | CNWPL | CNW PL - SLACKS CREEK | FMO30CME | CURRENT
000002703 | TAPE,MEASURING | STEEL;LACQUER FINISH;SPRING & LOCK STYLE ;3 M LG,12 MM W;ONE SIDE METRIC,ONE SIDE IMPERIAL;PACK SIZE 1; | C&LTOOL | CALTCO T/A C&L TOOL CENTRE | STA30-686 | CURRENT
000002703 | TAPE,MEASURING | STEEL;LACQUER FINISH;SPRING & LOCK STYLE ;3 M LG,12 MM W;ONE SIDE METRIC,ONE SIDE IMPERIAL;PACK SIZE 1; | STATEWD | STATEWIDE FSTNERS & ENG SPLS PL | S30686 | CURRENT
000002703 | TAPE,MEASURING | STEEL;LACQUER FINISH;SPRING & LOCK STYLE ;3 M LG,12 MM W;ONE SIDE METRIC,ONE SIDE IMPERIAL;PACK SIZE 1; | STANLEY |  | 30-686 | CURRENT
000002720 | BRACKET,INSULATOR | U STRAP TYPE;STEEL;GALV;TENSION SUPPORT STYLE;REEL SHLV2 INSULATOR; 100 MM LG,86 MM W;2 X 18 MM DIA HOLES; OUTDOOR SERVICE REEL TO POLE MTG; | HAYMAN | HAYMANS INDUSTRIES PTY LTD | 2720 | CURRENT
000002720 | BRACKET,INSULATOR | U STRAP TYPE;STEEL;GALV;TENSION SUPPORT STYLE;REEL SHLV2 INSULATOR; 100 MM LG,86 MM W;2 X 18 MM DIA HOLES; OUTDOOR SERVICE REEL TO POLE MTG; | GREATWST |  | 02720 | CURRENT
000002727 | SLING,EYE | POLYESTER;680 MM LG,50 MM W;750 KG; W/REEVABLE METAL EYES EACH END; AS1353-1974;PACK OF 50,PACK WEIGHT 0.45 KG; | HEIGHDYN | HEIGHT DYNAMICS | CA680-750 | CURRENT
000002727 | SLING,EYE | POLYESTER;680 MM LG,50 MM W;750 KG; W/REEVABLE METAL EYES EACH END; AS1353-1974;PACK OF 50,PACK WEIGHT 0.45 KG; | HEIGHDYN | HEIGHT DYNAMICS | MOX CASLING 680 MM | CURRENT
000002746 | SHIELD,EXPANSION | STEEL;SLEEVE ANCHOR;12 MM HOLE DIA; BOLT INSERT;M12 X 100 MM NOM LG INSERT; HEX NUT STYLE;PACK OF 20; | HOBSON | HOBSON ENGINEERING CO PTY LTD 393904 | MTBMSYM120100 | CURRENT
000002746 | SHIELD,EXPANSION | STEEL;SLEEVE ANCHOR;12 MM HOLE DIA; BOLT INSERT;M12 X 100 MM NOM LG INSERT; HEX NUT STYLE;PACK OF 20; | STATEWD | STATEWIDE FSTNERS & ENG SPLS PL | RD12100 | CURRENT
000002746 | SHIELD,EXPANSION | STEEL;SLEEVE ANCHOR;12 MM HOLE DIA; BOLT INSERT;M12 X 100 MM NOM LG INSERT; HEX NUT STYLE;PACK OF 20; | COVENTRY | COVENTRY FASTENERS QLD | DP12100 | CURRENT
000002747 | SHIELD,EXPANSION | STEEL;SLEEVE ANCHOR;16 MM HOLE DIA; BOLT INSERT;M12 X 103 MM NOM LG INSERT; HEX NUT STYLE;BOX OF 10; | HOBSON | HOBSON ENGINEERING CO PTY LTD 393904 | MTBMSYM160105 | CURRENT
000002747 | SHIELD,EXPANSION | STEEL;SLEEVE ANCHOR;16 MM HOLE DIA; BOLT INSERT;M12 X 103 MM NOM LG INSERT; HEX NUT STYLE;BOX OF 10; | STATEWD | STATEWIDE FSTNERS & ENG SPLS PL | RD16110 | CURRENT
000002748 | SHIELD,EXPANSION | STEEL;SLEEVE ANCHOR;10 MM HOLE DIA; BOLTINSERT;M8 X 48 MM NOM LG INSERT; HEX NUT STYLE;PACK OF 50; | HOBSON | HOBSON ENGINEERING CO PTY LTD 393904 | MTBMSYM100050 | CURRENT
000002748 | SHIELD,EXPANSION | STEEL;SLEEVE ANCHOR;10 MM HOLE DIA; BOLTINSERT;M8 X 48 MM NOM LG INSERT; HEX NUT STYLE;PACK OF 50; | STATEWD | STATEWIDE FSTNERS & ENG SPLS PL | RD10048 | CURRENT
000002759 | BILLYCAN | TIN;3 L CAP;PACK 6; | ATOMSUPP | ATOM SUPPLY | 21815001 | CURRENT
000002759 | BILLYCAN | TIN;3 L CAP;PACK 6; | STATEWD | STATEWIDE FSTNERS & ENG SPLS PL | BC3 | CURRENT
000002760 | CAN,UTILITY | 20L Water Storage, HDPE Jerry Can, Blue | ATOMSUPP | ATOM SUPPLY | 00923-4 | CURRENT
000002760 | CAN,UTILITY | 20L Water Storage, HDPE Jerry Can, Blue | ATOMSUPP | ATOM SUPPLY | 460750 | CURRENT
000002760 | CAN,UTILITY | 20L Water Storage, HDPE Jerry Can, Blue | STATEWD | STATEWIDE FSTNERS & ENG SPLS PL | W6179 | CURRENT
000002760 | CAN,UTILITY | 20L Water Storage, HDPE Jerry Can, Blue | ATOMSUPP | ATOM SUPPLY | 91568000 | CURRENT
000002760 | CAN,UTILITY | 20L Water Storage, HDPE Jerry Can, Blue | WILLOW | WILLOW WARE AUSTRALIA PTY LTD | 6179/6099 | CURRENT
000002761 | CAN,GASOLINE,MILITARY | STEEL;20 L;JERRYCAN TYPE;PACK SIZE 2; | ATOMSUPP | ATOM SUPPLY | 90450028 | CURRENT
000002761 | CAN,GASOLINE,MILITARY | STEEL;20 L;JERRYCAN TYPE;PACK SIZE 2; | STATEWD | STATEWIDE FSTNERS & ENG SPLS PL | JCM20 | CURRENT
000002769 | DISPENSER,DRINKING WATER | 10L Capacity, Plastic Sheath, Polyurethane Insulation, c/w Tap (Box of 2) | ATOMSUPP | ATOM SUPPLY | 04195717/20381 | CURRENT
000002769 | DISPENSER,DRINKING WATER | 10L Capacity, Plastic Sheath, Polyurethane Insulation, c/w Tap (Box of 2) | BLKWOODS | J BLACKWOOD & SON LTD | 04195717/20381 | CURRENT
000002769 | DISPENSER,DRINKING WATER | 10L Capacity, Plastic Sheath, Polyurethane Insulation, c/w Tap (Box of 2) | ATOMSUPP | ATOM SUPPLY | 28000014 | CURRENT
000002769 | DISPENSER,DRINKING WATER | 10L Capacity, Plastic Sheath, Polyurethane Insulation, c/w Tap (Box of 2) | WILLOW | WILLOW WARE AUSTRALIA PTY LTD | 20381 (BLUE) ALPINE | CURRENT
000002770 | DISPENSER,DRINKING WATER | 5L Capacity, Plastic Sheath, Polyurethane Insulation, c/w Tap (Box of 4) | STATEWD | STATEWIDE FSTNERS & ENG SPLS PL | W20371 | CURRENT
000002770 | DISPENSER,DRINKING WATER | 5L Capacity, Plastic Sheath, Polyurethane Insulation, c/w Tap (Box of 4) | WILLOW | WILLOW WARE AUSTRALIA PTY LTD | 20371 | CURRENT
000002770 | DISPENSER,DRINKING WATER | 5L Capacity, Plastic Sheath, Polyurethane Insulation, c/w Tap (Box of 4) | ATOMSUPP | ATOM SUPPLY | 28000013 | CURRENT
000002778 | CLOTH,ABRASIVE | SHEET;AL OX-P180-CL;230 MM W;280 MM LG; METALITE CLOTH;BOX OF 50; | BLKWOODS | J BLACKWOOD & SON LTD | 00422400/66623320232 | CURRENT
000002778 | CLOTH,ABRASIVE | SHEET;AL OX-P180-CL;230 MM W;280 MM LG; METALITE CLOTH;BOX OF 50; | NORTON |  | F90000180 | CURRENT
000002802 | PAPER,ABRASIVE | SHEET;AL OX-P180-C-OP;230 MM W;280 MM LG ;FREECUT PAPER;PACK OF 50; | STATEWD | STATEWIDE FSTNERS & ENG SPLS PL | NCC268305 | CURRENT
000002802 | PAPER,ABRASIVE | SHEET;AL OX-P180-C-OP;230 MM W;280 MM LG ;FREECUT PAPER;PACK OF 50; | NORTON |  | F9020180 | CURRENT
000002804 | PAPER,ABRASIVE | SHEET;AL OX-P120-A-OP;230 MM W;280 MM LG ;FREECUT PAPER;PACK OF 50; | STATEWD | STATEWIDE FSTNERS & ENG SPLS PL | NCC268283 | CURRENT
000002804 | PAPER,ABRASIVE | SHEET;AL OX-P120-A-OP;230 MM W;280 MM LG ;FREECUT PAPER;PACK OF 50; | NORTON |  | F9020120 | CURRENT
000002809 | PAPER,ABRASIVE | SHEET AL OX;80 GRIT;230 MM W; 280 MM LG;PACK OF 50; | STATEWD | STATEWIDE FSTNERS & ENG SPLS PL | NCC267880 | CURRENT
000002809 | PAPER,ABRASIVE | SHEET AL OX;80 GRIT;230 MM W; 280 MM LG;PACK OF 50; | KEYLINE | KEY-LINE DISTRIBUTORS PTY LTD | 11110180 | CURRENT
000002816 | PAPER,ABRASIVE | SHEET;P280-A;230 MM W;280 MM LG; WET & DRY PAPER;PACK OF 50; | BLKWOODS | J BLACKWOOD & SON LTD | 06548618/66623320262 | CURRENT
000002816 | PAPER,ABRASIVE | SHEET;P280-A;230 MM W;280 MM LG; WET & DRY PAPER;PACK OF 50; | NORTON |  | F9010280 | CURRENT
000002817 | PAPER,ABRASIVE | SHEET;P320-A;230 MM W;280 MM LG; WET & DRY PAPER;PACK OF 50; | BLKWOODS | J BLACKWOOD & SON LTD | 04178086 | CURRENT
000002817 | PAPER,ABRASIVE | SHEET;P320-A;230 MM W;280 MM LG; WET & DRY PAPER;PACK OF 50; | BLKWOODS | J BLACKWOOD & SON LTD | 07128312/66623320263 | CURRENT
000002817 | PAPER,ABRASIVE | SHEET;P320-A;230 MM W;280 MM LG; WET & DRY PAPER;PACK OF 50; | NORTON |  | F9010320 | CURRENT
000002818 | PAPER,ABRASIVE | SHEET;P1200-A;230 MM W;280 MM LG; WET & DRY PAPER;PACK OF 50; | NORTON |  | F9011200 | CURRENT
000002818 | PAPER,ABRASIVE | SHEET;P1200-A;230 MM W;280 MM LG; WET & DRY PAPER;PACK OF 50; | BLKWOODS | J BLACKWOOD & SON LTD | 03076698 | CURRENT
000002819 | PAPER,ABRASIVE | SHEET;P120;230 MM W;280 MM LG; WET & DRY PAPER;BOX OF 50; | BLKWOOD | J BLACKWOOD & SON LTD | 01477984 | CURRENT
000002819 | PAPER,ABRASIVE | SHEET;P120;230 MM W;280 MM LG; WET & DRY PAPER;BOX OF 50; | BLKWOOD | J BLACKWOOD & SON LTD | 06902416 | CURRENT
000002819 | PAPER,ABRASIVE | SHEET;P120;230 MM W;280 MM LG; WET & DRY PAPER;BOX OF 50; | BLKWOODS | J BLACKWOOD & SON LTD | 06902416/66623320257 | CURRENT
000002819 | PAPER,ABRASIVE | SHEET;P120;230 MM W;280 MM LG; WET & DRY PAPER;BOX OF 50; | NORTON |  | F9010120 | CURRENT
000002822 | PAPER,ABRASIVE | SHEET;P400-A;230 MM W;280 MM LG; WET & DRY PAPER;PACK OF 50; | STATEWD | STATEWIDE FSTNERS & ENG SPLS PL | NCC268194 | CURRENT
000002822 | PAPER,ABRASIVE | SHEET;P400-A;230 MM W;280 MM LG; WET & DRY PAPER;PACK OF 50; | NORTON |  | F9010400 | CURRENT
000002823 | PAPER,ABRASIVE | SHEET;P800-A;230 MM W;280 MM LG; WET & DRY PAPER;PACK OF 50; | STATEWD | STATEWIDE FSTNERS & ENG SPLS PL | NCC268224 | PURCHASE AS REQUIRED
000002823 | PAPER,ABRASIVE | SHEET;P800-A;230 MM W;280 MM LG; WET & DRY PAPER;PACK OF 50; | CARBORUM |  | PAPER,ABRASIVE P 800-A | PURCHASE AS REQUIRED
000002823 | PAPER,ABRASIVE | SHEET;P800-A;230 MM W;280 MM LG; WET & DRY PAPER;PACK OF 50; | NORTON |  | P800 | PURCHASE AS REQUIRED
000002827 | CLOTH,ABRASIVE | ROLL;AL OX 60 GRIT;25 MM W;50 M LG; PACK OF 1; | STATEWD | STATEWIDE FSTNERS & ENG SPLS PL | NCE099864 | CURRENT
000002827 | CLOTH,ABRASIVE | ROLL;AL OX 60 GRIT;25 MM W;50 M LG; PACK OF 1; | NORTON |  | F9610060 | CURRENT
000002827 | CLOTH,ABRASIVE | ROLL;AL OX 60 GRIT;25 MM W;50 M LG; PACK OF 1; | C&LTOOL | CALTCO T/A C&L TOOL CENTRE | 66623320795 | CURRENT
000002828 | CLOTH,ABRASIVE | ROLL;AL OX 240 GRIT;25 MM W;50 M LG; PACK OF 1; | BLKWOODS | J BLACKWOOD & SON LTD | 00251105/66623320818 | CURRENT
000002828 | CLOTH,ABRASIVE | ROLL;AL OX 240 GRIT;25 MM W;50 M LG; PACK OF 1; | NORTON |  | F9610240 | CURRENT
000002829 | PAPER,ABRASIVE | ROLL;180-CL;25 MM W;50 M LG; METALITE TAPE; | STATEWD | STATEWIDE FSTNERS & ENG SPLS PL | 47300034 - ER25A180 | CURRENT
000002829 | PAPER,ABRASIVE | ROLL;180-CL;25 MM W;50 M LG; METALITE TAPE; | STATEWD | STATEWIDE FSTNERS & ENG SPLS PL | NCE111422 | CURRENT
000002829 | PAPER,ABRASIVE | ROLL;180-CL;25 MM W;50 M LG; METALITE TAPE; | NORTON |  | PAPER,ABRASIVE 180-CL | CURRENT
000002830 | PAPER,ABRASIVE | ROLL;320-CL;40 MM W;50 M LG;PACK OF 1; | STATEWD | STATEWIDE FSTNERS & ENG SPLS PL | NCE111325 | PURCHASE AS REQUIRED
000002830 | PAPER,ABRASIVE | ROLL;320-CL;40 MM W;50 M LG;PACK OF 1; | NORTON |  | F9620320 | PURCHASE AS REQUIRED
000002831 | PAPER,ABRASIVE | ROLL;80-CL;40 MM W;50 M LG; METALITE TAPE;PACK OF 1; | STATEWD | STATEWIDE FSTNERS & ENG SPLS PL | NCE110914 | CURRENT
000002831 | PAPER,ABRASIVE | ROLL;80-CL;40 MM W;50 M LG; METALITE TAPE;PACK OF 1; | NORTON |  | F9620080 | CURRENT
000002831 | PAPER,ABRASIVE | ROLL;80-CL;40 MM W;50 M LG; METALITE TAPE;PACK OF 1; | C&LTOOL | CALTCO T/A C&L TOOL CENTRE | 66623320803 | CURRENT
000002832 | PAPER,ABRASIVE | ROLL;120-CL;40 MM W;50 M LG; METALITE TAPE;PACK OF 1; | STATEWD | STATEWIDE FSTNERS & ENG SPLS PL | 66623320810 | CURRENT
000002833 | WHEEL,ABRASIVE | STRAIGHT;350 MM (14 IN) DIA;3.2 MM (1/8 IN) THK;25 MM (1 IN) BORE;METAL CUTTING; FOR HITACHI 1/2 H.P. MACHINE SINGLE GLASS;PACK OF 20; | BLKWOODS | J BLACKWOOD & SON LTD | 53701/66252841615 | CURRENT
000002833 | WHEEL,ABRASIVE | STRAIGHT;350 MM (14 IN) DIA;3.2 MM (1/8 IN) THK;25 MM (1 IN) BORE;METAL CUTTING; FOR HITACHI 1/2 H.P. MACHINE SINGLE GLASS;PACK OF 20; | FLEXOVIT |  | F1935625 | CURRENT
000002862 | CYLINDER,GAS | 2 KG CAP;LP GAS;LH OUTLET VALVE;3/8 IN B.S.P;AS B115-240;WT WHEN EMPTY 3.6 KG; | COMPANON |  | PRS2012C | CURRENT
000002862 | CYLINDER,GAS | 2 KG CAP;LP GAS;LH OUTLET VALVE;3/8 IN B.S.P;AS B115-240;WT WHEN EMPTY 3.6 KG; | COMPANON |  | 3965C | CURRENT
000002865 | CLOTH,CLEANING | NYLON REINFORCED PAPER;BLUE;490 MM W, 75 M LG;WALL MTD;CARTON OF 3,PACK WEIGHT 6.8 KG;INDUSTRIAL USE ONLY;4 PLY THK; | BLKWOOD | J BLACKWOOD & SON LTD | 01455104 | CURRENT
000002865 | CLOTH,CLEANING | NYLON REINFORCED PAPER;BLUE;490 MM W, 75 M LG;WALL MTD;CARTON OF 3,PACK WEIGHT 6.8 KG;INDUSTRIAL USE ONLY;4 PLY THK; | BLKWOODS | J BLACKWOOD & SON LTD | 01455104/4193 | CURRENT
000002865 | CLOTH,CLEANING | NYLON REINFORCED PAPER;BLUE;490 MM W, 75 M LG;WALL MTD;CARTON OF 3,PACK WEIGHT 6.8 KG;INDUSTRIAL USE ONLY;4 PLY THK; | KIMCLARK |  | KC4193 | CURRENT
000002871 | VALVE,REGULATING,FLUID PRESSURE | BRASS;NITROGEN GAS;EXCLUDING GAUGES; 2500 PSI INLET;600 PSI OUTLET;C/W LOW PRESSURE RELIEVE VALVE,HIGH PRESSURE BURSTING DISC & ALL PORTS OPEN;SECURITY | BIG |  | M600 | MAINTENANCE STOCK
000002881 | KNIFE,CRAFTSMAN'S | POLE TOP RESCUE KIT;3-1/2 IN; CLIP POINT BOOT;BOX OF 12; | STATEWD | STATEWIDE FSTNERS & ENG SPLS PL | S802 | CURRENT
000002881 | KNIFE,CRAFTSMAN'S | POLE TOP RESCUE KIT;3-1/2 IN; CLIP POINT BOOT;BOX OF 12; | KEYLINE | KEY-LINE DISTRIBUTORS PTY LTD | DIPLOMAT BLADES BOOT 75 | CURRENT
000002890 | BAG,SUGAR | 740 MM LG (29 IN LG);460 MM W (18 IN W); NEW;HESSIAN;1000 PER BALE,PACK WEIGHT 60 KG;USED FOR SAND BAGGING; | ATOMSUPP | ATOM SUPPLY | 8603001 | PURCHASE AS REQUIRED
000002890 | BAG,SUGAR | 740 MM LG (29 IN LG);460 MM W (18 IN W); NEW;HESSIAN;1000 PER BALE,PACK WEIGHT 60 KG;USED FOR SAND BAGGING; | CORNSACK |  | BAG,SUGAR | PURCHASE AS REQUIRED
000002906 | DESICCANT,ACTIVATED | ENVIRONGEL SILICA GEL;ORANGE CRYSTAL THAT TURNS GREEN WHEN WATER SATURATED; | SMSOMNI | SMS OMNI-TUFF GROUP PTY LTD | ORANGE TO OPAQUE INDICATION | PHASING
000002907 | PADDLE,FOOD STIRRING | WOOD;350 MM O/A LG;FOR MIXING EPOXY RESIN; | STATEWD | STATEWIDE FSTNERS & ENG SPLS PL | 351049 | CURRENT
000002908 | STRAPPING | POLYPROPYLENE;19 MM W,700 M LG;BLUE/ YELLOW;1 X COIL,COIL WEIGHT 4.5 KG; | HAYMANS | HAYMANS ELECTRICAL | REESIG10770 | CURRENT
000002908 | STRAPPING | POLYPROPYLENE;19 MM W,700 M LG;BLUE/ YELLOW;1 X COIL,COIL WEIGHT 4.5 KG; | SIGNET | SIGNET PTY LTD | 10771 | CURRENT
000002908 | STRAPPING | POLYPROPYLENE;19 MM W,700 M LG;BLUE/ YELLOW;1 X COIL,COIL WEIGHT 4.5 KG; | HAYMANS | HAYMANS ELECTRICAL | SIG10771 | CURRENT
000002909 | STRAPPING | POLYPROPYLENE;15 MM W,2500 M LG;YELLOW ;CARTON OF 2 ROLLS,PACK WEIGHT 10 KG; IN LIEU OF USE STOCK CODE 15289 19 MM BUCKLE; ***NOTE*** (TWO MAN LIFT); | PROMARK | PROMARK PACKAGING PTY LTD GEEBUNG | POLYPROPYLENE;15 MM W, | CURRENT
000002911 | TAPE,PRESSURE SENSITIVE ADHESIVE | DOUBLE COATED FOAM TAPE;25 MM W, 33 M LG,3 MM THK;PACK OF 1; | BLKWOODS | J BLACKWOOD & SON LTD | 00779409/70006076106 | CURRENT
000002911 | TAPE,PRESSURE SENSITIVE ADHESIVE | DOUBLE COATED FOAM TAPE;25 MM W, 33 M LG,3 MM THK;PACK OF 1; | 3M | 3M AUSTRALIA PTY LTD | MMM4008 | CURRENT
000002911 | TAPE,PRESSURE SENSITIVE ADHESIVE | DOUBLE COATED FOAM TAPE;25 MM W, 33 M LG,3 MM THK;PACK OF 1; | ATOMSUPP | ATOM SUPPLY | 79900034 | CURRENT
000002913 | TAPE,ANTISEIZING | PTFE;12 MM W,.075 MM THK,10 M LG; PACK OF 10; | STATEWD | STATEWIDE FSTNERS & ENG SPLS PL | TST | CURRENT
000002913 | TAPE,ANTISEIZING | PTFE;12 MM W,.075 MM THK,10 M LG; PACK OF 10; | C&LTOOL | CALTCO T/A C&L TOOL CENTRE | 13032 | CURRENT
000002913 | TAPE,ANTISEIZING | PTFE;12 MM W,.075 MM THK,10 M LG; PACK OF 10; | KEYLINE | KEY-LINE DISTRIBUTORS PTY LTD | 12 MM | CURRENT
000002913 | TAPE,ANTISEIZING | PTFE;12 MM W,.075 MM THK,10 M LG; PACK OF 10; | BLKWOOD | J BLACKWOOD & SON LTD | 05122404 | CURRENT
000002932 | TAPE,INSULATION,ELECTRICAL | ADHESIVE BACKED;COTTON,MASTIC RUBBER,BLACK;19 MM W;18 M LG NOM; MEGOHMOID;PACK OF 1; | HAYMANS | HAYMANS ELECTRICAL | ALS1002 | CURRENT
000002932 | TAPE,INSULATION,ELECTRICAL | ADHESIVE BACKED;COTTON,MASTIC RUBBER,BLACK;19 MM W;18 M LG NOM; MEGOHMOID;PACK OF 1; | ALSTOM | ALSTOM GRID AUSTRALIA LIMITED | ALS1002 | CURRENT
000002932 | TAPE,INSULATION,ELECTRICAL | ADHESIVE BACKED;COTTON,MASTIC RUBBER,BLACK;19 MM W;18 M LG NOM; MEGOHMOID;PACK OF 1; | ATOMSUPP | ATOM SUPPLY | 401914 | CURRENT
000002933 | TAPE,PRESSURE SENSITIVE ADHESIVE | MASKING;CREAM;24 MM W,50 M LG,75 MM ID CORE;CARTON OF 48,PACK WEIGHT 6.48 KG; | REXEL | REXEL PTY LTD | TSA50101 | CURRENT
000002933 | TAPE,PRESSURE SENSITIVE ADHESIVE | MASKING;CREAM;24 MM W,50 M LG,75 MM ID CORE;CARTON OF 48,PACK WEIGHT 6.48 KG; | ATOMSUPP | ATOM SUPPLY | 4925003 | CURRENT
000002933 | TAPE,PRESSURE SENSITIVE ADHESIVE | MASKING;CREAM;24 MM W,50 M LG,75 MM ID CORE;CARTON OF 48,PACK WEIGHT 6.48 KG; | SIGNET | SIGNET PTY LTD | 10773 | CURRENT
000002933 | TAPE,PRESSURE SENSITIVE ADHESIVE | MASKING;CREAM;24 MM W,50 M LG,75 MM ID CORE;CARTON OF 48,PACK WEIGHT 6.48 KG; | BECKWITH | BECKWITH TRADING (QLD) PTY LTD | TESA TAPE (BDF) | CURRENT
000002933 | TAPE,PRESSURE SENSITIVE ADHESIVE | MASKING;CREAM;24 MM W,50 M LG,75 MM ID CORE;CARTON OF 48,PACK WEIGHT 6.48 KG; | PROMARK | PROMARK PACKAGING PTY LTD GEEBUNG | TESA 53123 | CURRENT
000002933 | TAPE,PRESSURE SENSITIVE ADHESIVE | MASKING;CREAM;24 MM W,50 M LG,75 MM ID CORE;CARTON OF 48,PACK WEIGHT 6.48 KG; | NORTON |  | 207 | CURRENT
000002934 | TAPE,PRESSURE SENSITIVE ADHESIVE | MASKING;CREAM;48 MM W,50 M LG,75 MM ID CORE;CARTON OF 24,PACK WEIGHT 6 .72 KG; | HAYMANS | HAYMANS ELECTRICAL | SIG35188 | CURRENT
000002934 | TAPE,PRESSURE SENSITIVE ADHESIVE | MASKING;CREAM;48 MM W,50 M LG,75 MM ID CORE;CARTON OF 24,PACK WEIGHT 6 .72 KG; | HAYMANS | HAYMANS ELECTRICAL | REESIG10775 | CURRENT
000002934 | TAPE,PRESSURE SENSITIVE ADHESIVE | MASKING;CREAM;48 MM W,50 M LG,75 MM ID CORE;CARTON OF 24,PACK WEIGHT 6 .72 KG; | SIGNET | SIGNET PTY LTD | 10775 | CURRENT
000002936 | TAPE,PRESSURE SENSITIVE ADHESIVE | PACKAGING;BROWN;38 MM W,75 M LG,76 MM ID CORE;POLYPROPYLENE;CARTON OF 48, PACK WEIGHT 6 KG;REFER STOCK CODE 02938; | PROMARK | PROMARK PACKAGING PTY LTD GEEBUNG | TT1006 | CURRENT
000002938 | TAPE,PRESSURE SENSITIVE ADHESIVE | PACKAGING;BROWN;48 MM W,NB 75 M LG,NB; 75 MM ID CORE;MED DUTY,PLASTIC; CARTON OF 36,PACK WEIGHT 7.62 KG; | TEN | THE ENERGY NETWORK | REESIG20542 | CURRENT
000002938 | TAPE,PRESSURE SENSITIVE ADHESIVE | PACKAGING;BROWN;48 MM W,NB 75 M LG,NB; 75 MM ID CORE;MED DUTY,PLASTIC; CARTON OF 36,PACK WEIGHT 7.62 KG; | CNWPL | CNW PL - SLACKS CREEK | 20452 | CURRENT
000002938 | TAPE,PRESSURE SENSITIVE ADHESIVE | PACKAGING;BROWN;48 MM W,NB 75 M LG,NB; 75 MM ID CORE;MED DUTY,PLASTIC; CARTON OF 36,PACK WEIGHT 7.62 KG; | HAYMANS | HAYMANS ELECTRICAL | REESIG20542 | CURRENT
000002938 | TAPE,PRESSURE SENSITIVE ADHESIVE | PACKAGING;BROWN;48 MM W,NB 75 M LG,NB; 75 MM ID CORE;MED DUTY,PLASTIC; CARTON OF 36,PACK WEIGHT 7.62 KG; | SIGNET | SIGNET PTY LTD | 20452 | CURRENT
000002940 | TAPE,PRESSURE SENSITIVE ADHESIVE | GLASS FILAMENT;CLEAR;12 MM W,45 M LG, 75 MM ID CORE;72 PER CARTON,PACK WEIGHT 7.7 KG; | SIGNET | SIGNET PTY LTD | 10692 | CURRENT
000002940 | TAPE,PRESSURE SENSITIVE ADHESIVE | GLASS FILAMENT;CLEAR;12 MM W,45 M LG, 75 MM ID CORE;72 PER CARTON,PACK WEIGHT 7.7 KG; | PROMARK | PROMARK PACKAGING PTY LTD GEEBUNG | TV1002 | CURRENT
000002940 | TAPE,PRESSURE SENSITIVE ADHESIVE | GLASS FILAMENT;CLEAR;12 MM W,45 M LG, 75 MM ID CORE;72 PER CARTON,PACK WEIGHT 7.7 KG; | CORPEXPR | CORPORATE EXPRESS PO BOX 346 RICHLANDS | 87016473 | CURRENT
000002940 | TAPE,PRESSURE SENSITIVE ADHESIVE | GLASS FILAMENT;CLEAR;12 MM W,45 M LG, 75 MM ID CORE;72 PER CARTON,PACK WEIGHT 7.7 KG; | 3M | 3M AUSTRALIA PTY LTD | SCOTCH 898 | CURRENT
000002943 | WAX,PARAFFIN,TECHNICAL | 52 DEG C (125 F) MIN MELTING POINT; FULLY REFINED (COLOUR WHITE);5 SLABS PER CARTON,EACH SLAB WEIGHT APPROX 4.6KG ; FOR UG CABLE WIPES; | ATOMSUPP | ATOM SUPPLY | 479043 | CURRENT
000002943 | WAX,PARAFFIN,TECHNICAL | 52 DEG C (125 F) MIN MELTING POINT; FULLY REFINED (COLOUR WHITE);5 SLABS PER CARTON,EACH SLAB WEIGHT APPROX 4.6KG ; FOR UG CABLE WIPES; | H&RGSLPL | H & R GSP PL LAVERTON VIC | 50FRJ | CURRENT
000002944 | BATTERY,NONRECHARGEABLE | ALKALINE;1.5 V;FLAT CONTACTS;14.3 MM DIA ,50.0 MM H;SIZE AA;PACK OF 24 BOX OF 144 ;SUITS EVEREADY 3636 PENLITE FLASHLIGHT (STOCK CODE 03054);SHELF LIFE = 3 YEARS; | ATOMSUPP | ATOM SUPPLY | 3425002 | CURRENT
000002944 | BATTERY,NONRECHARGEABLE | ALKALINE;1.5 V;FLAT CONTACTS;14.3 MM DIA ,50.0 MM H;SIZE AA;PACK OF 24 BOX OF 144 ;SUITS EVEREADY 3636 PENLITE FLASHLIGHT (STOCK CODE 03054);SHELF LIFE = 3 YEARS; | HAYMANS | HAYMANS ELECTRICAL | EVREN91 | CURRENT
000002944 | BATTERY,NONRECHARGEABLE | ALKALINE;1.5 V;FLAT CONTACTS;14.3 MM DIA ,50.0 MM H;SIZE AA;PACK OF 24 BOX OF 144 ;SUITS EVEREADY 3636 PENLITE FLASHLIGHT (STOCK CODE 03054);SHELF LIFE = 3 YEARS; | EVEREADY |  | EVREN91 | CURRENT
000002945 | BATTERY,NONRECHARGEABLE | ALKALINE;1.5 V;FLAT CONTACTS;26.2 MM DIA ,50.0 MM H;SIZE C;BOX OF 12, SHELF LIFE = 3 YEARS; | ATOMSUPP | ATOM SUPPLY | 3425003 | CURRENT
000002945 | BATTERY,NONRECHARGEABLE | ALKALINE;1.5 V;FLAT CONTACTS;26.2 MM DIA ,50.0 MM H;SIZE C;BOX OF 12, SHELF LIFE = 3 YEARS; | ATOMSUPP | ATOM SUPPLY | 1020523 | CURRENT
000002945 | BATTERY,NONRECHARGEABLE | ALKALINE;1.5 V;FLAT CONTACTS;26.2 MM DIA ,50.0 MM H;SIZE C;BOX OF 12, SHELF LIFE = 3 YEARS; | HAYMANS | HAYMANS ELECTRICAL | EVREN93 | CURRENT
000002945 | BATTERY,NONRECHARGEABLE | ALKALINE;1.5 V;FLAT CONTACTS;26.2 MM DIA ,50.0 MM H;SIZE C;BOX OF 12, SHELF LIFE = 3 YEARS; | EVEREADY |  | EVREN93 | CURRENT
000002946 | BATTERY,NONRECHARGEABLE | ALKALINE;1.5 V;FLAT CONTACTS;34.1 MM DIA ,61.5 MM H;SIZE D;BOX OF 12,CARTON OF 72 ;SUITS EVEREADY 1359 INDUSTRIAL SAFETY FLASHLIGHT | ATOMSUPP | ATOM SUPPLY | 3425004 | CURRENT
000002946 | BATTERY,NONRECHARGEABLE | ALKALINE;1.5 V;FLAT CONTACTS;34.1 MM DIA ,61.5 MM H;SIZE D;BOX OF 12,CARTON OF 72 ;SUITS EVEREADY 1359 INDUSTRIAL SAFETY FLASHLIGHT | HAYMANS | HAYMANS ELECTRICAL | EVREN95 | CURRENT
000002946 | BATTERY,NONRECHARGEABLE | ALKALINE;1.5 V;FLAT CONTACTS;34.1 MM DIA ,61.5 MM H;SIZE D;BOX OF 12,CARTON OF 72 ;SUITS EVEREADY 1359 INDUSTRIAL SAFETY FLASHLIGHT | EVEREADY |  | EVREN95 | CURRENT
000002956 | BATTERY,NONRECHARGEABLE | CARBON ZINC,HVY DUTY;6 V;COIL SPRING CONTACTS 68.3 MM X 68.3 MM SQ,111.9 MM H BOX OF 6,PACK OF 24;SUITS EVEREADY DOLPHIN 108 LANTERN (STOCK CODE 03057); | HAYMANS | HAYMANS ELECTRICAL | EVR509 | CURRENT
000002956 | BATTERY,NONRECHARGEABLE | CARBON ZINC,HVY DUTY;6 V;COIL SPRING CONTACTS 68.3 MM X 68.3 MM SQ,111.9 MM H BOX OF 6,PACK OF 24;SUITS EVEREADY DOLPHIN 108 LANTERN (STOCK CODE 03057); | GENERAL | GENERAL TRADE SUPPLIES | ARLEC | CURRENT
000002956 | BATTERY,NONRECHARGEABLE | CARBON ZINC,HVY DUTY;6 V;COIL SPRING CONTACTS 68.3 MM X 68.3 MM SQ,111.9 MM H BOX OF 6,PACK OF 24;SUITS EVEREADY DOLPHIN 108 LANTERN (STOCK CODE 03057); | ATOMSUPP | ATOM SUPPLY | 3441002 | CURRENT
000002956 | BATTERY,NONRECHARGEABLE | CARBON ZINC,HVY DUTY;6 V;COIL SPRING CONTACTS 68.3 MM X 68.3 MM SQ,111.9 MM H BOX OF 6,PACK OF 24;SUITS EVEREADY DOLPHIN 108 LANTERN (STOCK CODE 03057); | EVEREADY |  | EVR409 | CURRENT
000002959 | STOCKING,CONDUCTIVE | COPPER;70 MM ACROSS FLAT;25 M ROLLS; | INTERTEC | INTERTECH ENGINEERING PTY LTD | 90001/0.15/CO/NAT | CURRENT
000002968 | CLIP,ELECTRICAL | ALLIGATOR;STEEL;ZINC PLATED;50 AMP; BATTERY CHARGING CLIPS;INSULATORS AVAILABLE STOCK CODE 02982 & 02983; PACK OF 12; | REXEL | REXEL PTY LTD | UTIH144/12 | CURRENT
000002968 | CLIP,ELECTRICAL | ALLIGATOR;STEEL;ZINC PLATED;50 AMP; BATTERY CHARGING CLIPS;INSULATORS AVAILABLE STOCK CODE 02982 & 02983; PACK OF 12; | TECONN | TE CONNECTIVITY LTD | H144/12 | CURRENT
000002968 | CLIP,ELECTRICAL | ALLIGATOR;STEEL;ZINC PLATED;50 AMP; BATTERY CHARGING CLIPS;INSULATORS AVAILABLE STOCK CODE 02982 & 02983; PACK OF 12; | UTILUX |  | UTIH144/12 | CURRENT
000002969 | CLIP,ELECTRICAL | ALLIGATOR,INSULATED;BLACK;BRASS; TIN PLATED;PACK OF 100; | HAYMANS | HAYMANS ELECTRICAL | FAR810-484 | CURRENT
000002969 | CLIP,ELECTRICAL | ALLIGATOR,INSULATED;BLACK;BRASS; TIN PLATED;PACK OF 100; | HAYMANS | HAYMANS ELECTRICAL | HIR932-146-100 | CURRENT
000002969 | CLIP,ELECTRICAL | ALLIGATOR,INSULATED;BLACK;BRASS; TIN PLATED;PACK OF 100; | CNWPL | CNW PL - SLACKS CREEK | 810484 | CURRENT
000002969 | CLIP,ELECTRICAL | ALLIGATOR,INSULATED;BLACK;BRASS; TIN PLATED;PACK OF 100; | HIRSCHMN |  | HIR932146100 | CURRENT
000002970 | CLIP,ELECTRICAL | ALLIGATOR,INSULATED;RED;BRASS;TIN PLATED ;PACK OF 5,PACK WEIGHT 0.35 KG; | HAYMANS | HAYMANS ELECTRICAL | FAR810-496 | CURRENT
000002970 | CLIP,ELECTRICAL | ALLIGATOR,INSULATED;RED;BRASS;TIN PLATED ;PACK OF 5,PACK WEIGHT 0.35 KG; | CNWPL | CNW PL - SLACKS CREEK | 810496 | CURRENT
000002975 | CONTACT REACTOR | CONTACT REACTOR BOTTOM FOR C.P. TAP CHANGERS & REGULATORS; | ERGON | ERGON ENERGY | CONTACT | CURRENT
000002976 | CONTACT REACTOR | CONTACT REACTOR TOP FOR C.P. TAP CHANGER & REGULATORS; | ERGON | ERGON ENERGY | CONTACT | CURRENT
000002997 | TAPE,INSULATION,ELECTRICAL | OVERWRAP PVC;50 MM W;30 M LG; PRESSURE SENSITIVE GP VINYL BLACK; BOX OF 36,PACK WEIGHT 18 KG; | ATOMSUPP | ATOM SUPPLY | 237903 | CURRENT
000002997 | TAPE,INSULATION,ELECTRICAL | OVERWRAP PVC;50 MM W;30 M LG; PRESSURE SENSITIVE GP VINYL BLACK; BOX OF 36,PACK WEIGHT 18 KG; | PETRO | PETRO COATING SYSTEMS | PO250050 | CURRENT
000002998 | TAPE,INSULATION,ELECTRICAL | Non-Vulcanized Butyl Rubber Tape;50 MM W;10 M LG;0.50 MM THK;SELF AMALGAMATING; PACK OF 1;***NOTE NOT TO BE USED IN CONJUNCTION WITH OVERHEAD SERVICES;*** | GILBLODG | GILBERT LODGE AUSTRALIA | NIT15-50 | CURRENT
000002998 | TAPE,INSULATION,ELECTRICAL | Non-Vulcanized Butyl Rubber Tape;50 MM W;10 M LG;0.50 MM THK;SELF AMALGAMATING; PACK OF 1;***NOTE NOT TO BE USED IN CONJUNCTION WITH OVERHEAD SERVICES;*** | AIM |  | 813-SSF920-10RD | CURRENT
000002998 | TAPE,INSULATION,ELECTRICAL | Non-Vulcanized Butyl Rubber Tape;50 MM W;10 M LG;0.50 MM THK;SELF AMALGAMATING; PACK OF 1;***NOTE NOT TO BE USED IN CONJUNCTION WITH OVERHEAD SERVICES;*** | HAYMANS | HAYMANS ELECTRICAL | 813-SSF920-10RD | CURRENT
000002998 | TAPE,INSULATION,ELECTRICAL | Non-Vulcanized Butyl Rubber Tape;50 MM W;10 M LG;0.50 MM THK;SELF AMALGAMATING; PACK OF 1;***NOTE NOT TO BE USED IN CONJUNCTION WITH OVERHEAD SERVICES;*** | AIM |  | 813-SS915-20RD | CURRENT
000002999 | TAPE,FIBREGLASS | PLAIN WEAVE;WHITE;75 MM W;100 M ROLL; | CIBAGEIG |  | C605105 | CURRENT
000003001 | TAPE,FIBREGLASS | PLAIN WEAVE;WHITE;100 MM W,100 M L; | HUNTSMAN | HUNTSMAN | 605989 | CURRENT
000003010 | TAPE,INSULATION,ELECTRICAL | SCREEN SPACER;PACK OF 1;FOR 10 PR PILOT JOINT BASED ON UJ MAN 5 .351D; | HAYMANS | HAYMANS ELECTRICAL | MMMP-3F | CURRENT
000003010 | TAPE,INSULATION,ELECTRICAL | SCREEN SPACER;PACK OF 1;FOR 10 PR PILOT JOINT BASED ON UJ MAN 5 .351D; | 3M | 3M AUSTRALIA PTY LTD | MMMP-3F | CURRENT
000003016 | TAPE,INSULATION,ELECTRICAL | SPLICING TAPE;RUBBER,BLACK;19 MM W; 9 M LG;0.76 MM THK;HIGH VOLTAGE; ;PACK OF 1; | BLKWOODS | J BLACKWOOD & SON LTD | 00659202/HT002007413 | CURRENT
000003016 | TAPE,INSULATION,ELECTRICAL | SPLICING TAPE;RUBBER,BLACK;19 MM W; 9 M LG;0.76 MM THK;HIGH VOLTAGE; ;PACK OF 1; | GILBLODG | GILBERT LODGE AUSTRALIA | 3M23-19 | CURRENT
000003016 | TAPE,INSULATION,ELECTRICAL | SPLICING TAPE;RUBBER,BLACK;19 MM W; 9 M LG;0.76 MM THK;HIGH VOLTAGE; ;PACK OF 1; | 3M | 3M AUSTRALIA PTY LTD | MMM23-19MM | CURRENT
000003019 | TAPE,INSULATION,ELECTRICAL | ADHESIVE BACKED;PVC,GREEN/YELLOW; 19 MM W; 20 M LG;.178 MM THK;FLAME RETARDANT,SERVICE TEMP (UP TO 80 DEG C) WHEN TESTED TO UL510;AS1621.3;PACK OF | ATOMSUPP | ATOM SUPPLY | 236538 | CURRENT
000003019 | TAPE,INSULATION,ELECTRICAL | ADHESIVE BACKED;PVC,GREEN/YELLOW; 19 MM W; 20 M LG;.178 MM THK;FLAME RETARDANT,SERVICE TEMP (UP TO 80 DEG C) WHEN TESTED TO UL510;AS1621.3;PACK OF | OMEGA | OMEGA | OME25YG | CURRENT
000003022 | TAPE,INSULATION,ELECTRICAL | ADHESIVE BACKED;PVC,YELLOW;19 MM W; 20 M LG;178 MM THK;FLAME RETARDANT, SERVICE TEMP (UP TO 80 DEG C ) WHEN TESTED TO UL510;AS1621.3;PACK OF 200; | REXEL | REXEL PTY LTD | TSA60805Y | CURRENT
000003022 | TAPE,INSULATION,ELECTRICAL | ADHESIVE BACKED;PVC,YELLOW;19 MM W; 20 M LG;178 MM THK;FLAME RETARDANT, SERVICE TEMP (UP TO 80 DEG C ) WHEN TESTED TO UL510;AS1621.3;PACK OF 200; | TESA |  | TES608050900600 | CURRENT
000003045 | JOINT INSUL MATERIALS,ELEC POWER CABLE | 11 KV;IMPREGNATED PAPER SEPARATOR;FOR 185 SQ MM 3C COPPER PLY STRAIGHT JOINTS; IN SEALED TIN;BS5068 (FINE)/BS698; (185,240 & 300 SQ MM LIVE ENDS); | INTERTEC | INTERTECH ENGINEERING PTY LTD | C0448 | CURRENT
000003046 | TAPE,CORROSION PREVENTIVE | WOVEN SYNTHETIC FABRIC;PETROLATUM BASED COMPOUND IMPREGNATED & COATED;50 MM W; 75 DEG C MAX OPERATING TEMP;10 M ROLL, PACK OF 24,PACK WEIGHT 17 KG; | BLKWOOD | J BLACKWOOD & SON LTD | 05220102 | CURRENT
000003046 | TAPE,CORROSION PREVENTIVE | WOVEN SYNTHETIC FABRIC;PETROLATUM BASED COMPOUND IMPREGNATED & COATED;50 MM W; 75 DEG C MAX OPERATING TEMP;10 M ROLL, PACK OF 24,PACK WEIGHT 17 KG; | STATEWD | STATEWIDE FSTNERS & ENG SPLS PL | DT50101 | CURRENT
000003046 | TAPE,CORROSION PREVENTIVE | WOVEN SYNTHETIC FABRIC;PETROLATUM BASED COMPOUND IMPREGNATED & COATED;50 MM W; 75 DEG C MAX OPERATING TEMP;10 M ROLL, PACK OF 24,PACK WEIGHT 17 KG; | ONESTEEL | ONESTEEL PO BOX 1149 EAGLE FARM QLD | FPC-DPT610-50 | CURRENT
000003051 | TAPE,TEXTILE | COTTON;EGYPTIAN SUPERFINE;WHITE;25 MM W, 66 M LG;PACK OF 1; | HAYMANS | HAYMANS ELECTRICAL | AIM813-ET2566. | CURRENT
000003051 | TAPE,TEXTILE | COTTON;EGYPTIAN SUPERFINE;WHITE;25 MM W, 66 M LG;PACK OF 1; | OBRIEN |  | AIM813-ET2566 | CURRENT
000003055 | FLASHLIGHT | DORCY;HVY DUTY RUBBER FLASHLIGHT;C/W 3 AA BATTERIES;SHOCK RESISTANT, WATERPROOF,SHATTER PROOF,POLYCARBONATE LENS;SEALED ON/OFF SWITCH;REFER SC02944 | ATOMSUPP | ATOM SUPPLY | 237957 | CURRENT
000003055 | FLASHLIGHT | DORCY;HVY DUTY RUBBER FLASHLIGHT;C/W 3 AA BATTERIES;SHOCK RESISTANT, WATERPROOF,SHATTER PROOF,POLYCARBONATE LENS;SEALED ON/OFF SWITCH;REFER SC02944 | REXEL | REXEL PTY LTD | DYPD2968 | CURRENT
000003055 | FLASHLIGHT | DORCY;HVY DUTY RUBBER FLASHLIGHT;C/W 3 AA BATTERIES;SHOCK RESISTANT, WATERPROOF,SHATTER PROOF,POLYCARBONATE LENS;SEALED ON/OFF SWITCH;REFER SC02944 | HAYMANS | HAYMANS ELECTRICAL | D2968 | CURRENT
000003056 | LANTERN,ELECTRIC | FLOATING WATER RESISTANT TORCH;SHOCK RESISTANT TYLEV BODY; ADJUSTABLE 8 POSITION STAND;SUPER BRIGHT KRYPTON GLOBE; REFER TO SC02956 FOR BATTERY; | CNWPL | CNW PL - SLACKS CREEK | ARLTT1 | PHASING
000003056 | LANTERN,ELECTRIC | FLOATING WATER RESISTANT TORCH;SHOCK RESISTANT TYLEV BODY; ADJUSTABLE 8 POSITION STAND;SUPER BRIGHT KRYPTON GLOBE; REFER TO SC02956 FOR BATTERY; | ARLEC |  | ARLTT1 | PHASING
000003057 | LANTERN,ELECTRIC | 6 V SPRING TERMINAL CELL;WATERPROOF; W/SHATTER RESISTANT LENS;BOX OF 4, CARTON OF 24;USE BATTERY STOCK CODE 02956 OR EQUIV; | HAYMANS | HAYMANS ELECTRICAL | EVR108MK4YE | CURRENT
000003057 | LANTERN,ELECTRIC | 6 V SPRING TERMINAL CELL;WATERPROOF; W/SHATTER RESISTANT LENS;BOX OF 4, CARTON OF 24;USE BATTERY STOCK CODE 02956 OR EQUIV; | EVEREADY |  | EVR108MK4YE | CURRENT
000003076 | BRACKET,ANGLE | CHANNEL CLIP,HVY DUTY;STEEL;GALV; 54 MM X 41 MM X 27 MM;Z SHAPE FITTING; PACK OF 20,PACK WEIGHT 4.25 KG; | EZYSTRUT | EZYSTRUT CABLE & PIPE SUPPORTS | E1045H | CURRENT
000003077 | BRACKET,ANGLE | CHANNEL CLIP,HVY DUTY;STEEL;GALV; 137 MM X 42 MM X 41 MM;U SHAPE FITTING; PACK OF 10,PACK WEIGHT 3.30 KG; | EZYSTRUT | EZYSTRUT CABLE & PIPE SUPPORTS | E1047H | CURRENT
000003081 | BRACKET,ANGLE | CHANNEL CLIP,HVY DUTY;STEEL;GALV; 51 MM X 48 MM;90 DEG ANGLE FITTING; PACK OF 25,PACK WEIGHT 4.25 KG; | EZYSTRUT | EZYSTRUT CABLE & PIPE SUPPORTS | E1026H | CURRENT
000003096 | CHAIN,WELDED | STEEL,GALV;6.3 MM;BOX OF 1;20 M ROLL; | BLKWOOD | J BLACKWOOD & SON LTD | 04725501 | CURRENT
000003096 | CHAIN,WELDED | STEEL,GALV;6.3 MM;BOX OF 1;20 M ROLL; | STATEWD | STATEWIDE FSTNERS & ENG SPLS PL | CG6320 | CURRENT
000003096 | CHAIN,WELDED | STEEL,GALV;6.3 MM;BOX OF 1;20 M ROLL; | PITTWADD | PITTWADD | 100306 | CURRENT
000003108 | CLAMP,HOSE | WORM DRIVE,W/SAFETY COLLAR;STEEL; ZINC PLATED;26 MM TO 38 MM DIA; PACK OF 10; | BLKWOOD | J BLACKWOOD & SON LTD | 04158107 | CURRENT
000003108 | CLAMP,HOSE | WORM DRIVE,W/SAFETY COLLAR;STEEL; ZINC PLATED;26 MM TO 38 MM DIA; PACK OF 10; | REXEL | REXEL PTY LTD | UTIH041/10 | CURRENT
000003108 | CLAMP,HOSE | WORM DRIVE,W/SAFETY COLLAR;STEEL; ZINC PLATED;26 MM TO 38 MM DIA; PACK OF 10; | UTILUX |  | UTIH041/10 | CURRENT
000003119 | HANDLE,DOOR | CAST STEEL ALLOY,CHROME;T SHAPED, C/W 2 KEYS NO 526; | UNIVERSL | UES (INT'L) PTY LTD VIRGINIA QLD | 2675 | PURCHASE AS REQUIRED
000003121 | HASP,HINGED | STD SAFETY TYPE WITH STAPLE;STEEL; ZINC PLATED;90 MM LG;PACK OF 1; | STATEWD | STATEWIDE FSTNERS & ENG SPLS PL | EHSST90 | CURRENT
000003121 | HASP,HINGED | STD SAFETY TYPE WITH STAPLE;STEEL; ZINC PLATED;90 MM LG;PACK OF 1; | KEYLINE | KEY-LINE DISTRIBUTORS PTY LTD | PWE HSST90 | CURRENT
000003160 | PADLOCK | SOLID BRASS CASE,BRASS SHACKLE; 45 MM W CASE,W/19 MM SHACKLE CLEARANCE; RANDOM KEYED; 2 KEYS;(LOCKWOOD TYPE 234B OR SIMILAR);PACK SIZE 20,PACK | LARSENS |  | OZ4/234/BOO/EN1 | CURRENT
000003168 | PADLOCK | SOLID BRASS CASE,BRASS SHACKLE; 45 MM W CASE,W/19 MM SHACKLE CLEARANCE; MASTER KEYED,(G SERIES) TO MK SYSTEM; 2 KEYS;STAMPED ENERGEX;FOR TRANSMISSION | LARSENS |  | OZAB/234/BOO/EN2 | CURRENT
000003169 | PADLOCK | SOLID BRASS CASE,STEEL SHACKLE; 45 MM W CASE,W/38 MM SHACKLE CLEARANCE; INDIVIDUALLY KEYED,EACH W/2 KEYS; (LOCKWOOD 234A);PACK SIZE 20,PACK | LARSENS |  | OZ4/234/AOO/EN3 | CURRENT
000003171 | PADLOCK | SOLID BRASS CASE,STEEL SHACKLE; 30 MM W CASE,W/13 MM SHACKLE CLEARANCE; W/KEYS;FOR GENERAL USE;(LOCKWOOD 232); PACK OF 10,PACK WEIGHT 1.0 KG; | JLARSEN | J LARSEN PTY LTD (LOCKSMITH) | OZI/232/PAD | CURRENT
000003171 | PADLOCK | SOLID BRASS CASE,STEEL SHACKLE; 30 MM W CASE,W/13 MM SHACKLE CLEARANCE; W/KEYS;FOR GENERAL USE;(LOCKWOOD 232); PACK OF 10,PACK WEIGHT 1.0 KG; | LOCKWOOD | LOCKWOOD/ASSA ABOLY AUSTRALIA PTY LTD | LOCKWOOD 232 | CURRENT
000003176 | LOCK BODY. | NIGHT-LATCH,W/O CYLINDER; LOCKWOOD TYPE 201 OR SIMILAR);U/W STOCK CODE 13050;PACK SIZE 20,PACK WEIGHT 8.4 KG; | LARSENS |  | LW201FBNOCYL | CURRENT
000003186 | CYLINDER,LOCK | MASTER MK METERING SERIES;SOLID BRASS CYLINDER,SATIN CHROME FINISH;CYLINDER ONLY;KEYED TO MASTER MK METERING SYSTEM;FOR PRIVATE RES.USE; | LOCKWOOD | LOCKWOOD/ASSA ABOLY AUSTRALIA PTY LTD | 201CYLSC | PURCHASE AS REQUIRED
000003215 | STAPLE. | FENCE;STEEL;GALV;4.0 MM THK;30 MM LG; ;CTN OF 5 KG; | SUMMIT | SUMMIT GROUP | 11NPG155-3215 | CURRENT
000003215 | STAPLE. | FENCE;STEEL;GALV;4.0 MM THK;30 MM LG; ;CTN OF 5 KG; | STATEWD | STATEWIDE FSTNERS & ENG SPLS PL | NSG4035 | CURRENT
000003216 | STAPLE. | FENCE;STEEL;GALV;3.15 MM DIA;25 MM LG; BOX OF 1 KG,CARTON OF 10 KG; | SUMMIT | SUMMIT GROUP | 11NPG155-3216 | CURRENT
000003216 | STAPLE. | FENCE;STEEL;GALV;3.15 MM DIA;25 MM LG; BOX OF 1 KG,CARTON OF 10 KG; | STATEWD | STATEWIDE FSTNERS & ENG SPLS PL | NSG253151 | CURRENT
000003224 | CORD,FIBROUS | COTTON;SASHCORD;NO 5;4 MM DIA,BRAIDED; 250 M COIL, PACK WEIGHT 6.5 KG; | DONAGHYS | DONAGHYS PTY LTD | BR00462 | CURRENT
000003225 | CORD,FIBROUS | COTTON;SASHCORD;NO 8;6 MM DIA,BRAIDED; 250 M COIL,PACK WEIGHT 13.0 KG; | DONAGHYS | DONAGHYS PTY LTD | BR00617 | CURRENT
000003227 | CORD,FIBROUS | Sashcord # 10, Braided, Cotton, 8mm Dia, 200m Rolls, Pack Weight 7.5kg | DONAGHYS | DONAGHYS PTY LTD | BRO 0861 | CURRENT
000003227 | CORD,FIBROUS | Sashcord # 10, Braided, Cotton, 8mm Dia, 200m Rolls, Pack Weight 7.5kg | MELBROPE |  | CORD,FIBROUS NO. 10 | CURRENT
000003228 | CORD,FIBROUS | COTTON;SASHCORD;NO 11;9 MM DIA,BRAIDED; 125 M COIL,PACK WEIGHT 6.5 KG; | DONAGHYS | DONAGHYS PTY LTD | BR00960 | PURCHASE AS REQUIRED
000003240 | ROPE,FIBROUS | POLYPROPYLENE;12 MM DIA;THREE STRAND, HAWSER LAID;18.3 KN MIN BREAKING FORCE; GREEN,SOFT LAY;MARKED AS4142;FOR LOW VOLTAGE & LIVE LINE USE;ROPE MUST HAVE | DONAGHYS | DONAGHYS PTY LTD | ROS 1200 | CURRENT
000003242 | ROPE,FIBROUS | POLYPROPYLENE;14 MM DIA;THREE STRAND HAWSER LAID;25.1 KN MIN BREAKING FORCE; GREEN,SOFT LAY;MARKED AS4142;FOR LOW VOLTAGE & LIVE LINE USE;ROPE MUST HAVE | DONAGHYS | DONAGHYS PTY LTD | ROS 1404 | CURRENT
000003245 | ROPE,FIBROUS | POLYPROPYLENE;18 MM DIA;THREE STRAND HAWSER LAID;39.8 KN MIN BREAKING FORCE; GREEN,SOFT LAY;MARKED AS4142;FOR LOW VOLTAGE & LIVE LINE USE;ROPE MUST HAVE | DONAGHYS | DONAGHYS PTY LTD | ROS 18 AF | CURRENT
000003247 | ROPE,FIBROUS | POLYPROPYLENE K-LINE;6 MM DIA; THREE STRAND HAWSER LAID;3.69 KN MIN BREAKING FORCE;WHITE,SOFT LAY;250 M COIL,PACK WEIGHT 4.3 KG;MANUFACTURED | DONAGHYS | DONAGHYS PTY LTD | ROS06AB | CURRENT
000003261 | THREAD,LINEN | NO 18, CORD 3; 50G REELS,STD PACK OF 1; | BLKWOOD | J BLACKWOOD & SON LTD | 04862710 | CURRENT
000003261 | THREAD,LINEN | NO 18, CORD 3; 50G REELS,STD PACK OF 1; | KEYLINE | KEY-LINE DISTRIBUTORS PTY LTD | 6901.183.BL | CURRENT
000003271 | WIRE,ELECTRICAL | GENERAL PURPOSE;ELECTROLYTIC TOUGH PITCH COPPER (110),ANNEALED,TINNED;1/1.83 MM ;BARE;AS1574,AS2338;0.5 KG SPOOL;APPROX 14 SWG; | BAMBACH | BAMBACH WIRES & CABLES PTY LTD | 12100 | CURRENT
000003272 | WIRE,ELECTRICAL | GENERAL PURPOSE;ELECTROLYTIC TOUGH PITCH COPPER (110),ANNEALED,TINNED; 1/1.60 MM;BARE;AS1574,AS2338;0.5 KG SPOOL, PACK WEIGHT - 25 KG; | BAMBACH | BAMBACH WIRES & CABLES PTY LTD | 13050AD | CURRENT
000003273 | WIRE,ELECTRICAL | GENERAL PURPOSE;ELECTROLYTIC TOUGH PITCH COPPER (110),ANNEALED,TINNED; 1/1.25 MM;BARE;AS1574,AS2338;0.5 KG SPOOL, PACK WEIGHT - 25 KG; | BAMBACH | BAMBACH WIRES & CABLES PTY LTD | 16020AD | CURRENT
000003279 | WIRE,ELECTRICAL | GENERAL PURPOSE;ELECTROLYTIC TOUGH PITCH COPPER (110),ANNEALED,TINNED; 1/0.500 MM;BARE;AS1574,AS2338;0.5 KG SPOOL; | BAMBACH | BAMBACH WIRES & CABLES PTY LTD | 25460D | CURRENT
000003293 | WIRE,NONELECTRICAL | STEEL;1.6 MM;GREEN,PVC COVERED; 250 M COIL (4 KG);FOR U/W FENCING WIRE STOCK CODE 03297; | JORY |  | STEEL;1.6 MM;GREEN,PVC; | CURRENT
000003311 | ELECTRODE,WELDING | MANUAL,RUTILE-COATED;2.5 MM DIA;GENERAL PURPOSE;BS639-1976,GDE E 4322R21; 2.5 KG PACK | STATEWD | STATEWIDE FSTNERS & ENG SPLS PL | C612182 | CURRENT
000003311 | ELECTRODE,WELDING | MANUAL,RUTILE-COATED;2.5 MM DIA;GENERAL PURPOSE;BS639-1976,GDE E 4322R21; 2.5 KG PACK | BOC | BOC GASES | C612182 | CURRENT
000003315 | FLUX,BRAZING | SILVER;200 G JAR;PACK OF 1; | BLKWOOD | J BLACKWOOD & SON LTD | 08089104 | CURRENT
000003315 | FLUX,BRAZING | SILVER;200 G JAR;PACK OF 1; | STATEWD | STATEWIDE FSTNERS & ENG SPLS PL | SBF200 | CURRENT
000003315 | FLUX,BRAZING | SILVER;200 G JAR;PACK OF 1; | HARRING |  | SBF200 | CURRENT
000003317 | FLUX,SOLDERING | PASTE;FOR COPPER;450 G; | ATOMSUPP | ATOM SUPPLY | 90240509 | CURRENT
000003317 | FLUX,SOLDERING | PASTE;FOR COPPER;450 G; | ATOMSUPP | ATOM SUPPLY | 4823006 | CURRENT
000003317 | FLUX,SOLDERING | PASTE;FOR COPPER;450 G; | STATEWD | STATEWIDE FSTNERS & ENG SPLS PL | FSC450 | CURRENT
000003318 | FLUX,SOLDERING | LIQUID;ALUMINIUM FLUX;SUITABLE FOR ALUMINIUM AND ALUMINIUM ALLOYS;250 ML BOTTLE; | STATEWD | STATEWIDE FSTNERS & ENG SPLS PL | FLUXAW-250G | CURRENT
000003318 | FLUX,SOLDERING | LIQUID;ALUMINIUM FLUX;SUITABLE FOR ALUMINIUM AND ALUMINIUM ALLOYS;250 ML BOTTLE; | LEMPRIER |  | 35031 | CURRENT
000003318 | FLUX,SOLDERING | LIQUID;ALUMINIUM FLUX;SUITABLE FOR ALUMINIUM AND ALUMINIUM ALLOYS;250 ML BOTTLE; | BICC |  | BICALFLUX | CURRENT
000003318 | FLUX,SOLDERING | LIQUID;ALUMINIUM FLUX;SUITABLE FOR ALUMINIUM AND ALUMINIUM ALLOYS;250 ML BOTTLE; | STRATA |  | 61 | CURRENT
000003341 | SOLDER,LEAD-TIN ALLOY | 35% TIN,65% LEAD;300 MM LG,25 MM W, 0.5 KG (CAST & ROLLED) STICKS;STAMPED 35/65;AS1834.PACK OF 20,PACK WEIGHT 25 KG;WIPING METAL; | CONALLOY |  | 00495 | CURRENT
000003344 | SOLDER,LEAD-TIN ALLOY | 60% TIN,40% LEAD;ACTIVATED RESIN CORE, 5 CORE RESIN,FLUX CLASS 5A;1.6 MM DIA WIRE;AS1834.1 & .2,BS441,BS5625;500 G REELS,PACK OF 10,PACK WEIGHT 10 KG; | HAYMANS | HAYMANS ELECTRICAL | CSA01500 | CURRENT
000003344 | SOLDER,LEAD-TIN ALLOY | 60% TIN,40% LEAD;ACTIVATED RESIN CORE, 5 CORE RESIN,FLUX CLASS 5A;1.6 MM DIA WIRE;AS1834.1 & .2,BS441,BS5625;500 G REELS,PACK OF 10,PACK WEIGHT 10 KG; | CONALLOY |  | SOLDER 60% TIN 40% LEAD | CURRENT
000003345 | SOLDER,LEAD-TIN ALLOY | 60% TIN,40% LEAD;ACTIVATED RESIN CORE, 5 CORE RESIN,FLUX CLASS 5A;0.71 MM DIA WIRE;AS1834.1 & .2,BS441,BS5625;500 G REELS,20 PER PACK,PACK WEIGHT 10 KG; | CONALLOY |  | SOLDER LEAD 60/40 | CURRENT
000003346 | SOLDER,SILVER ALLOY | 45% Silver, 1.6mm Dia, 500/750mm Lg, Red Tipped, 5 Rod Pack | STATEWD | STATEWIDE FSTNERS & ENG SPLS PL | CAG-02447G500 | CURRENT
000003346 | SOLDER,SILVER ALLOY | 45% Silver, 1.6mm Dia, 500/750mm Lg, Red Tipped, 5 Rod Pack | ATOMSUPP | ATOM SUPPLY | 5703104 | CURRENT
000003352 | WIRE,NONELECTRICAL | 99.90% SOFT LEAD;2.24 MM DIA; AS1812;0.5 KG SPOOL,PACK OF 20, PACK WEIGHT 10 KG; | CONALLOY |  | WIRE 99.90% | CURRENT
000003361 | CLAMP,HOSE | WORM DRIVE,W/SAFETY COLLAR;STEEL; ZINC PLATED;13 MM TO 20 MM DIA; PACK OF 10; | REXEL | REXEL PTY LTD | UTIH039/10 | CURRENT
000003361 | CLAMP,HOSE | WORM DRIVE,W/SAFETY COLLAR;STEEL; ZINC PLATED;13 MM TO 20 MM DIA; PACK OF 10; | UTILUX |  | UTIH039/10 | CURRENT
000003361 | CLAMP,HOSE | WORM DRIVE,W/SAFETY COLLAR;STEEL; ZINC PLATED;13 MM TO 20 MM DIA; PACK OF 10; | HAYMANS | HAYMANS ELECTRICAL | RSC908-8973 | CURRENT
000003362 | CLAMP,HOSE | WORM DRIVE,W/SAFETY COLLAR;STEEL; ZINC PLATED;44 MM TO 56 MM DIA; PACK OF 10; | C&LTOOL | CALTCO T/A C&L TOOL CENTRE | MP2P (BOX10) | CURRENT
000003362 | CLAMP,HOSE | WORM DRIVE,W/SAFETY COLLAR;STEEL; ZINC PLATED;44 MM TO 56 MM DIA; PACK OF 10; | REXEL | REXEL PTY LTD | UTIH042/10 | CURRENT
000003362 | CLAMP,HOSE | WORM DRIVE,W/SAFETY COLLAR;STEEL; ZINC PLATED;44 MM TO 56 MM DIA; PACK OF 10; | UTILUX |  | UTIH042/10 | CURRENT
000003363 | CLAMP,HOSE | WORM DRIVE,W/SAFETY COLLAR;STEEL; ZINC PLATED;19 MM TO 28 MM DIA; PACK OF 10; | BLKWOOD | J BLACKWOOD & SON LTD | 00367352 | CURRENT
000003363 | CLAMP,HOSE | WORM DRIVE,W/SAFETY COLLAR;STEEL; ZINC PLATED;19 MM TO 28 MM DIA; PACK OF 10; | REXEL | REXEL PTY LTD | UTIH040/10 | CURRENT
000003363 | CLAMP,HOSE | WORM DRIVE,W/SAFETY COLLAR;STEEL; ZINC PLATED;19 MM TO 28 MM DIA; PACK OF 10; | UTILUX |  | UTIH040/10 | CURRENT
000003392 | HOSE,NONMETALLIC | REINFORCED NYLEX MESH;WATER;12 MM ID; GREEN;30 M COIL;USED ON LADDERS; PACK OF 1; | STATEWD | STATEWIDE FSTNERS & ENG SPLS PL | HP1230 | CURRENT
000003474 | CAP,PIPE. | STEEL;GALV FINISH;PRESSED,DRIVE-ON; 50 MM NB;PACK OF 40; | STATEWD | STATEWIDE FSTNERS & ENG SPLS PL | KD50 | CURRENT
000003474 | CAP,PIPE. | STEEL;GALV FINISH;PRESSED,DRIVE-ON; 50 MM NB;PACK OF 40; | DOWNEE |  | DK50 | CURRENT
000003514 | TUBE,METALLIC | COPPER;PVC INSULATED,STEEL WIRE ARMOURED ,PVC SERVED;RD CROSS SECT SHAPE;6.35 MM (1/4 IN) OD;0.91 MM (20 SWG) WALL THK; ANNEALED;ON DRUM OR IN COILS;SECURITY | BICC |  | TUBE,METALLIC | PURCHASE AS REQUIRED
000003632 | TUBING,NONMETALLIC | PVC;RD SHAPE;3.3 MM WALL THK;13 MM OD; black;FLEXIBLE;50 M COIL; | REXEL | REXEL PTY LTD | FPAS13B-50M | CURRENT
000003632 | TUBING,NONMETALLIC | PVC;RD SHAPE;3.3 MM WALL THK;13 MM OD; black;FLEXIBLE;50 M COIL; | CNWPL | CNW PL - SLACKS CREEK | FPAS13B-50M | CURRENT
000003632 | TUBING,NONMETALLIC | PVC;RD SHAPE;3.3 MM WALL THK;13 MM OD; black;FLEXIBLE;50 M COIL; | REXEL | REXEL PTY LTD | ECMPAH-10G/50M | CURRENT
000003632 | TUBING,NONMETALLIC | PVC;RD SHAPE;3.3 MM WALL THK;13 MM OD; black;FLEXIBLE;50 M COIL; | HAYMANS | HAYMANS ELECTRICAL | NYLOFEX PAH-10G | CURRENT
000003639 | TUBING,NONMETALLIC | POLYETHYLENE;RD SHAPE;16 MM OD; CLASS 12;FLEXIBLE;300 M ROLL;PACK WEIGHT 22 KG; | TRI UGRD | TRI UNDERGROUND AUSTRALIA PTY LTD | CONPECL1216 | CURRENT
000003639 | TUBING,NONMETALLIC | POLYETHYLENE;RD SHAPE;16 MM OD; CLASS 12;FLEXIBLE;300 M ROLL;PACK WEIGHT 22 KG; | HAYMANS | HAYMANS ELECTRICAL | VIN27021 | CURRENT
000003639 | TUBING,NONMETALLIC | POLYETHYLENE;RD SHAPE;16 MM OD; CLASS 12;FLEXIBLE;300 M ROLL;PACK WEIGHT 22 KG; | IPLEX | IPLEX PIPELINES AUSTRALIA PTY LTD | D52 | CURRENT
000003639 | TUBING,NONMETALLIC | POLYETHYLENE;RD SHAPE;16 MM OD; CLASS 12;FLEXIBLE;300 M ROLL;PACK WEIGHT 22 KG; | VINIDEX |  | 27021 | CURRENT
000003640 | INSULATION SLEEVING,ELECTRICAL | POLYOLEFIN,HEAT SHRINKABLE; 3.2 MM MIN ID XP,1.6 MM MAX ID RECOVERED 0.51 MM MIN THK RECOVERED;1.2 LG;BLACK; BOX OF 50,PACK WEIGHT 5 KG; | LEGEND | LEGEND POWER SYSTEMS | XLP3BK/4FT-EX | CURRENT
000003640 | INSULATION SLEEVING,ELECTRICAL | POLYOLEFIN,HEAT SHRINKABLE; 3.2 MM MIN ID XP,1.6 MM MAX ID RECOVERED 0.51 MM MIN THK RECOVERED;1.2 LG;BLACK; BOX OF 50,PACK WEIGHT 5 KG; | TECONN | TE CONNECTIVITY LTD | RNF-100-1/8-BK-STK | CURRENT
000003641 | INSULATION SLEEVING,ELECTRICAL | POLYOLEFIN,HEAT SHRINKABLE;3.2 MM MIN ID EXP,1.6 MM MAX ID RECOVERED;0.51 MM MIN THK RECOVERED;1.2 M LG;RED;PACK OF 50, PACK WEIGHT 5 KG; | LEGEND | LEGEND POWER SYSTEMS | XLP3RD/4FT-EX | CURRENT
000003641 | INSULATION SLEEVING,ELECTRICAL | POLYOLEFIN,HEAT SHRINKABLE;3.2 MM MIN ID EXP,1.6 MM MAX ID RECOVERED;0.51 MM MIN THK RECOVERED;1.2 M LG;RED;PACK OF 50, PACK WEIGHT 5 KG; | TECONN | TE CONNECTIVITY LTD | RNF-100-1/8-RD-STK | CURRENT
000003645 | INSULATION SLEEVING,ELECTRICAL | POLYOLEFIN,HEAT SHRINKABLE;4.8 MM MIN ID EXP,2.4 MM MAX ID RECOVERED;0.51 MM MIN THK RECOVERED;1.2 M LG;BLACK;PACK OF 50 ,PACK WEIGHT 5 KG; | LEGEND | LEGEND POWER SYSTEMS | XLP5BK/4FT-EX | CURRENT
000003645 | INSULATION SLEEVING,ELECTRICAL | POLYOLEFIN,HEAT SHRINKABLE;4.8 MM MIN ID EXP,2.4 MM MAX ID RECOVERED;0.51 MM MIN THK RECOVERED;1.2 M LG;BLACK;PACK OF 50 ,PACK WEIGHT 5 KG; | TECONN | TE CONNECTIVITY LTD | RNF-100-3/16-BK-STK | CURRENT
000003647 | INSULATION SLEEVING,ELECTRICAL | POLYOLEFIN,HEAT SHRINKABLE;4.8 MM MIN ID EXP,2.4 MM MAX ID RECOVERED;0.51 MM MIN THK RECOVERED;1.2 M LG;BLUE;PACK OF 50, PACK WEIGHT 5 KG; | LEGEND | LEGEND POWER SYSTEMS | XLP5BL/4FT-EX | CURRENT
000003647 | INSULATION SLEEVING,ELECTRICAL | POLYOLEFIN,HEAT SHRINKABLE;4.8 MM MIN ID EXP,2.4 MM MAX ID RECOVERED;0.51 MM MIN THK RECOVERED;1.2 M LG;BLUE;PACK OF 50, PACK WEIGHT 5 KG; | TECONN | TE CONNECTIVITY LTD | RNF-100-3/16-BU-STK | CURRENT
000003651 | INSULATION SLEEVING,ELECTRICAL | POLYOLEFIN,HEAT SHRINKABLE;6.4 MM MIN ID EXP,3.2 MM MAX ID RECOVERED;0.64 MM MIN THK RECOVERED;1.2 M LG;RED;PACK OF 50, PACK WEIGHT 5 KG; | LEGEND | LEGEND POWER SYSTEMS | XLP7RD/4FT | CURRENT
000003651 | INSULATION SLEEVING,ELECTRICAL | POLYOLEFIN,HEAT SHRINKABLE;6.4 MM MIN ID EXP,3.2 MM MAX ID RECOVERED;0.64 MM MIN THK RECOVERED;1.2 M LG;RED;PACK OF 50, PACK WEIGHT 5 KG; | TECONN | TE CONNECTIVITY LTD | RNF-100-1/4-RD-STK | CURRENT
000003655 | INSULATION SLEEVING,ELECTRICAL | POLYOLEFIN,HEAT SHRINKABLE;9.5 MM MIN ID EXP,4.8 MM MAX ID RECOVERED;0.64 MM THK RECOVERED;1.2 M LG;BLACK;PACK OF 50, PACK WEIGHT 5 KG; | LEGEND | LEGEND POWER SYSTEMS | XLP10BK/4FT | CURRENT
000003655 | INSULATION SLEEVING,ELECTRICAL | POLYOLEFIN,HEAT SHRINKABLE;9.5 MM MIN ID EXP,4.8 MM MAX ID RECOVERED;0.64 MM THK RECOVERED;1.2 M LG;BLACK;PACK OF 50, PACK WEIGHT 5 KG; | TECONN | TE CONNECTIVITY LTD | RNF-100-3/8-0-BLACK-STK | CURRENT
000003656 | INSULATION SLEEVING,ELECTRICAL | POLYOLEFIN,HEAT SHRINKABLE;9.5 MM MIN ID EXP,4.8 MM MAX ID RECOVERED;0.64 MM MIN THK RECOVERED;1.2 M LG;RED;PACK OF 50, PACK WEIGHT 5 KG; | LEGEND | LEGEND POWER SYSTEMS | XLP10RD/4FT-EX | CURRENT
000003656 | INSULATION SLEEVING,ELECTRICAL | POLYOLEFIN,HEAT SHRINKABLE;9.5 MM MIN ID EXP,4.8 MM MAX ID RECOVERED;0.64 MM MIN THK RECOVERED;1.2 M LG;RED;PACK OF 50, PACK WEIGHT 5 KG; | TECONN | TE CONNECTIVITY LTD | RNF-100-3/8-2-RED-STK | CURRENT
000003660 | INSULATION SLEEVING,ELECTRICAL | POLYOLEFIN,HEAT SHRINKABLE; 12.7 MM MIN ID EXP,6.4 MM MAX ID RECOVERED;0.64 MM MIN THK RECOVERED; BLACK;SUPPLIED IN ROLLS;50M ROLL,PACK | LEGEND | LEGEND POWER SYSTEMS | XLP13BK | CURRENT
000003660 | INSULATION SLEEVING,ELECTRICAL | POLYOLEFIN,HEAT SHRINKABLE; 12.7 MM MIN ID EXP,6.4 MM MAX ID RECOVERED;0.64 MM MIN THK RECOVERED; BLACK;SUPPLIED IN ROLLS;50M ROLL,PACK | TECONN | TE CONNECTIVITY LTD | RNF-100-1/2-0-BLACK-SP | CURRENT
000003661 | INSULATION SLEEVING,ELECTRICAL | POLYOLEFIN,HEAT SHRINKABLE; 12.7 MM MIN ID EXP,6.4 MM MAX ID RECOVERED;0.64 MM MIN THK RECOVERED; 1.2 M LG;RED;PACK OF 25,PACK WEIGHT 2.5 | LEGEND | LEGEND POWER SYSTEMS | XLP13RD/4FT-EX | CURRENT
000003661 | INSULATION SLEEVING,ELECTRICAL | POLYOLEFIN,HEAT SHRINKABLE; 12.7 MM MIN ID EXP,6.4 MM MAX ID RECOVERED;0.64 MM MIN THK RECOVERED; 1.2 M LG;RED;PACK OF 25,PACK WEIGHT 2.5 | TECONN | TE CONNECTIVITY LTD | RNF-100-1/2-2-RED-STK | CURRENT
000003669 | INSULATION SLEEVING,ELECTRICAL | POLYOLEFIN,HEAT SHRINKABLE; 9 MM MIN ID EXP,3 MM MAX ID RECOVERED; 1.4 MM MIN THK RECOVERED;1.2 M LG; BLACK;MELTABLE INNER LINING;PACK OF 25, | LEGEND | LEGEND POWER SYSTEMS | XDW10BK-EX | CURRENT
000003669 | INSULATION SLEEVING,ELECTRICAL | POLYOLEFIN,HEAT SHRINKABLE; 9 MM MIN ID EXP,3 MM MAX ID RECOVERED; 1.4 MM MIN THK RECOVERED;1.2 M LG; BLACK;MELTABLE INNER LINING;PACK OF 25, | LEGEND | LEGEND POWER SYSTEMS | XDW10BK | CURRENT
000003669 | INSULATION SLEEVING,ELECTRICAL | POLYOLEFIN,HEAT SHRINKABLE; 9 MM MIN ID EXP,3 MM MAX ID RECOVERED; 1.4 MM MIN THK RECOVERED;1.2 M LG; BLACK;MELTABLE INNER LINING;PACK OF 25, | TECONN | TE CONNECTIVITY LTD | EN-ATUM-9/3-0-1200 | CURRENT
000003670 | INSULATION SLEEVING,ELECTRICAL | POLYOLEFIN,HEAT SHRINKABLE; 12.7 MM MIN ID EXP,4 MM MAX ID RECOVERED 1.78 MM MIN THK RECOVERED;300 MM LG; BLACK;MELTABLE INNER LINING;PACK OF 20, | LEGEND | LEGEND POWER SYSTEMS | STDW17/3PA-300 | CURRENT
000003670 | INSULATION SLEEVING,ELECTRICAL | POLYOLEFIN,HEAT SHRINKABLE; 12.7 MM MIN ID EXP,4 MM MAX ID RECOVERED 1.78 MM MIN THK RECOVERED;300 MM LG; BLACK;MELTABLE INNER LINING;PACK OF 20, | TECONN | TE CONNECTIVITY LTD | WCSM-16/4-300/S | CURRENT
000003671 | INSULATION SLEEVING,ELECTRICAL | POLYOLEFIN,HEAT SHRINKABLE;19.1 MM MIN ID EXP,9.5 MM MAX ID RECOVERED;0.76 MM THK RECOVERED;BLACK;FOR 11 KV & LV PLY CABLES,25 & 35 SQ MM;50 M SPOOL,PACK | LEGEND | LEGEND POWER SYSTEMS | XLP20BK | CURRENT
000003671 | INSULATION SLEEVING,ELECTRICAL | POLYOLEFIN,HEAT SHRINKABLE;19.1 MM MIN ID EXP,9.5 MM MAX ID RECOVERED;0.76 MM THK RECOVERED;BLACK;FOR 11 KV & LV PLY CABLES,25 & 35 SQ MM;50 M SPOOL,PACK | TECONN | TE CONNECTIVITY LTD | RNF-100-3/4-0-BLACK-SP | CURRENT
000003672 | INSULATION SLEEVING,ELECTRICAL | POLYOLEFIN,HEAT SHRINKABLE;25.4 MM MIN ID EXP,12.7 MM MAX ID RECOVERED; 0.89 MM MIN THK RECOVERED;BLACK; SUPPLIED IN ROLLS;50 M ROLL,PACK | LEGEND | LEGEND POWER SYSTEMS | XLP25BK | CURRENT
000003672 | INSULATION SLEEVING,ELECTRICAL | POLYOLEFIN,HEAT SHRINKABLE;25.4 MM MIN ID EXP,12.7 MM MAX ID RECOVERED; 0.89 MM MIN THK RECOVERED;BLACK; SUPPLIED IN ROLLS;50 M ROLL,PACK | TECONN | TE CONNECTIVITY LTD | RNF-100-1-0-BLACK-SP | CURRENT
000003674 | INSULATION SLEEVING,ELECTRICAL | POLYOLEFIN,HEAT SHRINKABLE;38.1 MM MIN ID EXP,19.1 MM MAX ID RECOVERED; 1.02 MM MIN THK RECOVERED;BLACK; SUPPLIED IN ROLLS;25 M ROLL,PACK | LEGEND | LEGEND POWER SYSTEMS | XLP38BK | CURRENT
000003674 | INSULATION SLEEVING,ELECTRICAL | POLYOLEFIN,HEAT SHRINKABLE;38.1 MM MIN ID EXP,19.1 MM MAX ID RECOVERED; 1.02 MM MIN THK RECOVERED;BLACK; SUPPLIED IN ROLLS;25 M ROLL,PACK | TECONN | TE CONNECTIVITY LTD | RNF-100-1-1/2-0-BLACK-SP | CURRENT
000003703 | INSULATION SHEET,ELECTRICAL | BAKELITE;9.5 MM THK;310 MM W;1030 MM LG; BLACK;PACK OF 1; | REXEL | REXEL PTY LTD | AIM582-P1095/1030/0310 | CURRENT
000003703 | INSULATION SHEET,ELECTRICAL | BAKELITE;9.5 MM THK;310 MM W;1030 MM LG; BLACK;PACK OF 1; | OBRIEN |  | OBRP1CUT | CURRENT
000003711 | CORK AND RUBBER SHEET | SYNTHETIC;1.6 MM + OR - 0.25 MM THK; 900 MM W;1200 MM LG;FOR GASKETS NEBAR N80 OF NARROW SECTION & HIGH CLAMPING PRESSURES;HIGH | QLDGASKT |  | SEQ03711 | CURRENT
000003712 | CORK AND RUBBER SHEET | SYNTHETIC;6 MM + OR - 0.25 MM THK; 900 MM W;1200 MM LG;(NEBAR N80);FOR GASKETS OF NARROW SECTION & HIGH CLAMPING PRESSURES;HIGH OIL | QLDGASKT |  | NEBAR N80 | CURRENT
000003713 | CORK AND RUBBER SHEET | SYNTHETIC;3 MM + OR - 0.25 MM THK; 900 MM W;1200 MM LG;FOR GASKETS OF NARROW SECTION & HIGH CLAMPING PRESSURES;HIGH OIL RESISTANCE; | QLDGASKT |  | NEBAR N80 | CURRENT
000003714 | CORK AND RUBBER SHEET | SYNTHETIC;4.8 MM + OR - 0.25 MM THK; 900 MM W;1200 MM LG;4.8 MM;FOR GASKETS OF NARROW SECTION & HIGH CLAMPING PRESSURES;HIGH OIL RESISTANCE; | QLDGASKT |  | NEBAR N80 | CURRENT
000003745 | CLOTH,MOLESKIN | BEIGE;1.5 M W,1 M LG; TO BE CUT INTO 1 M LENGTHS; | NATTEXT |  | CLOTH,MOLESKIN | CURRENT
000003750 | ADHESIVE | PART A CONTAINS 120% W/V LIQUID EPOXY RESIN,PART B CONTAINS 95% W/V POLYAMIDE; LIQUID;BONDS METAL,GLASS,CERAMICS,RUBBER ;PACK OF 6; | C&LTOOL | CALTCO T/A C&L TOOL CENTRE | 100025 | CURRENT
000003750 | ADHESIVE | PART A CONTAINS 120% W/V LIQUID EPOXY RESIN,PART B CONTAINS 95% W/V POLYAMIDE; LIQUID;BONDS METAL,GLASS,CERAMICS,RUBBER ;PACK OF 6; | BLKWOODS | J BLACKWOOD & SON LTD | 04110006/930069710040501 | CURRENT
000003750 | ADHESIVE | PART A CONTAINS 120% W/V LIQUID EPOXY RESIN,PART B CONTAINS 95% W/V POLYAMIDE; LIQUID;BONDS METAL,GLASS,CERAMICS,RUBBER ;PACK OF 6; | SELLEYS |  | SASS200 | CURRENT
000003757 | ADHESIVE | PART A CONTAINS 110% W/V LIQUID EPOXY RESIN,PART B CONTAINS 7% W/V AMINE; LIQUID,CLEAR;BONDS METAL,GLASS,RUBBER CERAMICS & WOOD;5 MIN - PART A & B; | BLKWOODS | J BLACKWOOD & SON LTD | 04471402/100017 | CURRENT
000003757 | ADHESIVE | PART A CONTAINS 110% W/V LIQUID EPOXY RESIN,PART B CONTAINS 7% W/V AMINE; LIQUID,CLEAR;BONDS METAL,GLASS,RUBBER CERAMICS & WOOD;5 MIN - PART A & B; | C&LTOOL | CALTCO T/A C&L TOOL CENTRE | 100017 | CURRENT
000003757 | ADHESIVE | PART A CONTAINS 110% W/V LIQUID EPOXY RESIN,PART B CONTAINS 7% W/V AMINE; LIQUID,CLEAR;BONDS METAL,GLASS,RUBBER CERAMICS & WOOD;5 MIN - PART A & B; | SELLEYS |  | SA5200 | CURRENT
000003760 | ADHESIVE | LIQUID;WOODWORKING GLUE; SUPPLIED READY FOR USE;1 L CONTAINER CARTON OF 6;SHELF LIFE = 2 YEARS; | BLKWOODS | J BLACKWOOD & SON LTD | 04110501/9300697101327 | PURCHASE AS REQUIRED
000003760 | ADHESIVE | LIQUID;WOODWORKING GLUE; SUPPLIED READY FOR USE;1 L CONTAINER CARTON OF 6;SHELF LIFE = 2 YEARS; | SELLEYS |  | SA1 | PURCHASE AS REQUIRED
000003770 | ADHESIVE | CONTAINS 60% METHYL PYRROLIDONE W/V; LIQUID,BROWN;FOR UPVC PIPES & FITTINGS 250 ML,36 PER CARTON;SHELF LIFE = 12 MTH ; | STATEWD | STATEWIDE FSTNERS & ENG SPLS PL | PMLU250 | CURRENT
000003770 | ADHESIVE | CONTAINS 60% METHYL PYRROLIDONE W/V; LIQUID,BROWN;FOR UPVC PIPES & FITTINGS 250 ML,36 PER CARTON;SHELF LIFE = 12 MTH ; | STATEWD | STATEWIDE FSTNERS & ENG SPLS PL | EWI-CEM72 | CURRENT
000003770 | ADHESIVE | CONTAINS 60% METHYL PYRROLIDONE W/V; LIQUID,BROWN;FOR UPVC PIPES & FITTINGS 250 ML,36 PER CARTON;SHELF LIFE = 12 MTH ; | ACM | R.B.PTY LTD | S250 NH PEVICOL | CURRENT
000003772 | LUBRICATING OIL | INOX-MX3 Lubricant, Anti-Corrosion, Anti-Moisture Penetrating Oil, 100g Aerosol, Protects locks against sticking | ATOMSUPP | ATOM SUPPLY | 60010643 | CURRENT
000003772 | LUBRICATING OIL | INOX-MX3 Lubricant, Anti-Corrosion, Anti-Moisture Penetrating Oil, 100g Aerosol, Protects locks against sticking | KEYLINE | KEY-LINE DISTRIBUTORS PTY LTD | INOX MX3 | CURRENT
000003787 | SEALING COMPOUND | SILICONE RUBBER BASE;CLEAR;LIQUID FORM; ACIDIC CURE,ADHESIVE/SEALANT;150 G TUBE, CARTON OF 12; | ATOMSUPP | ATOM SUPPLY | 1328031 | CURRENT
000003787 | SEALING COMPOUND | SILICONE RUBBER BASE;CLEAR;LIQUID FORM; ACIDIC CURE,ADHESIVE/SEALANT;150 G TUBE, CARTON OF 12; | STATEWD | STATEWIDE FSTNERS & ENG SPLS PL | DCSCRTV732150 | CURRENT
000003787 | SEALING COMPOUND | SILICONE RUBBER BASE;CLEAR;LIQUID FORM; ACIDIC CURE,ADHESIVE/SEALANT;150 G TUBE, CARTON OF 12; | DOWCORN |  | DCSCRTV732150 | CURRENT
000003788 | SEALING COMPOUND | SILICONE BASE;TRANSLUCENT;LIQUID FORM; WINDOW & GLASS SEALANT;310 G CARTRIDGE, CARTON OF 12; | ATOMSUPP | ATOM SUPPLY | 102103 | CURRENT
000003788 | SEALING COMPOUND | SILICONE BASE;TRANSLUCENT;LIQUID FORM; WINDOW & GLASS SEALANT;310 G CARTRIDGE, CARTON OF 12; | ATOMSUPP | ATOM SUPPLY | 40041435 | CURRENT
000003788 | SEALING COMPOUND | SILICONE BASE;TRANSLUCENT;LIQUID FORM; WINDOW & GLASS SEALANT;310 G CARTRIDGE, CARTON OF 12; | STATEWD | STATEWIDE FSTNERS & ENG SPLS PL | SPSWG310 | CURRENT
000003788 | SEALING COMPOUND | SILICONE BASE;TRANSLUCENT;LIQUID FORM; WINDOW & GLASS SEALANT;310 G CARTRIDGE, CARTON OF 12; | SELLEYS |  | S117083 | CURRENT
000003788 | SEALING COMPOUND | SILICONE BASE;TRANSLUCENT;LIQUID FORM; WINDOW & GLASS SEALANT;310 G CARTRIDGE, CARTON OF 12; | ATOMSUPP | ATOM SUPPLY | 296112 | CURRENT
000003806 | FLUX,SOLDERING | PASTE;GRADE A-100% TIN;GLOBAL TINNING COMPOUND;1 KG CAN; | BLKWOODS | J BLACKWOOD & SON LTD | B0386 | CURRENT
000003806 | FLUX,SOLDERING | PASTE;GRADE A-100% TIN;GLOBAL TINNING COMPOUND;1 KG CAN; | CNWPL | CNW PL - SLACKS CREEK | 182 | CURRENT
000003806 | FLUX,SOLDERING | PASTE;GRADE A-100% TIN;GLOBAL TINNING COMPOUND;1 KG CAN; | KEMTEX | KEMTEX FLUX | A916 | CURRENT
000003811 | INSULATING COMPOUND,ELECTRICAL | BASTING OIL;13 KG TIN; | ALSTOM | ALSTOM GRID AUSTRALIA LIMITED | 53504-05 | PHASING
000003814 | CONDUCTOR CONTACT PASTE | Alminox Electrical Jointing Compound, Grease Base w/Zinc Grit, Grey, 325g Tube c/w Cone Nozzle, Oxide & Corrosion Inhibitor, for Alum Connections | DULMISON | DULMISON (AUST) PTY LTD | ALM325G | CURRENT
000003814 | CONDUCTOR CONTACT PASTE | Alminox Electrical Jointing Compound, Grease Base w/Zinc Grit, Grey, 325g Tube c/w Cone Nozzle, Oxide & Corrosion Inhibitor, for Alum Connections | PLP AUST | PREFORMED LINE PRODUCTS (AUST) | D-ALM325G | CURRENT
000003815 | SEALING COMPOUND | SATURATED PETROLEUM HYDROCARBONS W/INERT FILLERS & CELLULOSE FIBRES; BROWN;SOFT COMPOUND FORM;90 DEG C MAX OPERATING TEMPERATURE 3 KG BLOCK, | STATEWD | STATEWIDE FSTNERS & ENG SPLS PL | DP410103 | CURRENT
000003815 | SEALING COMPOUND | SATURATED PETROLEUM HYDROCARBONS W/INERT FILLERS & CELLULOSE FIBRES; BROWN;SOFT COMPOUND FORM;90 DEG C MAX OPERATING TEMPERATURE 3 KG BLOCK, | REXEL | REXEL PTY LTD | DENP410103 | CURRENT
000003815 | SEALING COMPOUND | SATURATED PETROLEUM HYDROCARBONS W/INERT FILLERS & CELLULOSE FIBRES; BROWN;SOFT COMPOUND FORM;90 DEG C MAX OPERATING TEMPERATURE 3 KG BLOCK, | PETRO | PETRO COATING SYSTEMS | PMHT03 | CURRENT
000003822 | FILLER,DENT,METAL SURFACE | C/W 1 TUBE OF HARDENER;EAZEFILL;900 G CONTAINER,12 PACKS PER CARTON; | SEPTONE |  | SEF900 | CURRENT
000003822 | FILLER,DENT,METAL SURFACE | C/W 1 TUBE OF HARDENER;EAZEFILL;900 G CONTAINER,12 PACKS PER CARTON; | SEPTONE |  | AEB900 | CURRENT
000003822 | FILLER,DENT,METAL SURFACE | C/W 1 TUBE OF HARDENER;EAZEFILL;900 G CONTAINER,12 PACKS PER CARTON; | BLKWOOD | J BLACKWOOD & SON LTD | 05048566 | CURRENT
000003826 | SEALING COMPOUND | PLASTIC TYPE;BROWN;PUTTY;WEATHERPROOF; 2 X 250 G BLOCKS;USED FOR TYPE 4 SWITCHGEAR BOOTING REFER UJ MAN. 2.902D; | INTERTEC | INTERTECH ENGINEERING PTY LTD | BC-R391 | CURRENT
000003827 | MODULE | EPL Injection Control/Monitor Module, 1RU, 19" Rack Mount, suit Landis & Gyr AFLC Controller | LANDIS | LANDIS GYR (AUST) PTY LTD | 316.414.03001 | PURCHASE AS REQUIRED
000003848 | GREASE,GENERAL PURPOSE | LITHIUM BASE;450 G CARTRIDGE GREASE GADUS S2; V220 2 | SHELL |  | 00947197 | CURRENT
000003856 | KEROSENE | LIGHTING;4 L PLASTIC BOTTLE; | BP | BP | AMOCO | CURRENT
000003863 | METHYLATED SPIRIT,INDUSTRIAL | 4 L PLASTIC CONTAINER PACK OF 1, PACK WEIGHT 3.5 KG; | HANLEY | HANLEY INDUSTRIAL ENTERPRISES 459057 | KCBMS4 | CURRENT
000003868 | LUBRICATING OIL,GENERAL PURPOSE | Household, 120ml Bottle (WD40) 3 in 1, Carton of 12 | C&LTOOL | CALTCO T/A C&L TOOL CENTRE | 3IN1OIL | CURRENT
000003868 | LUBRICATING OIL,GENERAL PURPOSE | Household, 120ml Bottle (WD40) 3 in 1, Carton of 12 | STATEWD | STATEWIDE FSTNERS & ENG SPLS PL | 03IN1 | CURRENT
000003869 | LUBRICATING OIL,HYDRAULIC | ISO VG 46, Mineral Base Hydraulic Fluid, General Purpose, 205L Drum | CALTEX | CALTEX | RANDOM MV 46 | CURRENT
000003869 | LUBRICATING OIL,HYDRAULIC | ISO VG 46, Mineral Base Hydraulic Fluid, General Purpose, 205L Drum | CASTROL | CASTROL | AWH46 OIL | CURRENT
000003872 | LINSEED OIL,RAW. | RAW;1 L BOTTLE;BOX OF 6; | STATEWD | STATEWIDE FSTNERS & ENG SPLS PL | DRL01 | CURRENT
000003874 | INSULATING OIL,ELECTRICAL | OIL FILLED CABLES;LOW VISCOSITY SYNTHETIC (ALKYL BENZENE ) OR DODECYLBENZENE);APPROX 209 L STEEL DRUM; 180KG;DDB CABLE OIL;BIO DEGRADABLE. | BP | BP | T3788 | CURRENT
000003876 | LUBRICATING OIL,ENGINE | PETROL & DIESEL ENGINE OIL;15W/40; 205 L DRUM; | CALTEX | CALTEX | DELO400 | PURCHASE AS REQUIRED
000003876 | LUBRICATING OIL,ENGINE | PETROL & DIESEL ENGINE OIL;15W/40; 205 L DRUM; | CASTROL | CASTROL | RX-SUPER MULTI-GRADE | PURCHASE AS REQUIRED
000003877 | CORROSION PREVENTIVE COMPOUND | FREES NUTS,BOLTS AND FITTINGS;CLEANS GREASE,DUST,DIRT & SLUDGE,LOOSENS RUST; PROTECTS TO PREVENT FURTHER CORROSION; 400 G PRESSURE PACK,12 PER CARTON; | ATOMSUPP | ATOM SUPPLY | 88891418 | CURRENT
000003877 | CORROSION PREVENTIVE COMPOUND | FREES NUTS,BOLTS AND FITTINGS;CLEANS GREASE,DUST,DIRT & SLUDGE,LOOSENS RUST; PROTECTS TO PREVENT FURTHER CORROSION; 400 G PRESSURE PACK,12 PER CARTON; | BLKWOODS | J BLACKWOOD & SON LTD | 00567273/5068 | CURRENT
000003877 | CORROSION PREVENTIVE COMPOUND | FREES NUTS,BOLTS AND FITTINGS;CLEANS GREASE,DUST,DIRT & SLUDGE,LOOSENS RUST; PROTECTS TO PREVENT FURTHER CORROSION; 400 G PRESSURE PACK,12 PER CARTON; | CHEMSRCH | CHEMSEARCH | YIELD | CURRENT
000003878 | WATER-DISPLACING COMPOUND | PREVENTS & REPAIRS ELECTRICAL FAILURES DUE TO MOISTURE,CORROSION,OR FRICTION 4 L CAN,PACK OF 6; | BLKWOODS | J BLACKWOOD & SON LTD | 05204285/5004 | CURRENT
000003878 | WATER-DISPLACING COMPOUND | PREVENTS & REPAIRS ELECTRICAL FAILURES DUE TO MOISTURE,CORROSION,OR FRICTION 4 L CAN,PACK OF 6; | CRC | CRC INDUSTRIES AUSTRALIA PTY LTD | 2006 | CURRENT
000003879 | WATER-DISPLACING COMPOUND | CRC 2-26;PREVENTS & REPAIRS ELECTRICAL FAILURES DUE TO MOISTURE,CORROSION, DIRT ORFRICTION;450 G AEROSOL; PACK OF 6; | ATOMSUPP | ATOM SUPPLY | 1117011 | CURRENT
000003879 | WATER-DISPLACING COMPOUND | CRC 2-26;PREVENTS & REPAIRS ELECTRICAL FAILURES DUE TO MOISTURE,CORROSION, DIRT ORFRICTION;450 G AEROSOL; PACK OF 6; | BLKWOODS | J BLACKWOOD & SON LTD | 03967001/2005 | CURRENT
000003879 | WATER-DISPLACING COMPOUND | CRC 2-26;PREVENTS & REPAIRS ELECTRICAL FAILURES DUE TO MOISTURE,CORROSION, DIRT ORFRICTION;450 G AEROSOL; PACK OF 6; | CRC | CRC INDUSTRIES AUSTRALIA PTY LTD | 2005 | CURRENT
000003880 | WATER-DISPLACING COMPOUND | STARTS WET ENGINES,PENETRATES,LUBRICATES & PREVENTS CORROSION;400 G PRESSURE PACK,6; | ATOMSUPP | ATOM SUPPLY | 1117031 | CURRENT
000003880 | WATER-DISPLACING COMPOUND | STARTS WET ENGINES,PENETRATES,LUBRICATES & PREVENTS CORROSION;400 G PRESSURE PACK,6; | BLKWOODS | J BLACKWOOD & SON LTD | 03968204/5005 | CURRENT
000003880 | WATER-DISPLACING COMPOUND | STARTS WET ENGINES,PENETRATES,LUBRICATES & PREVENTS CORROSION;400 G PRESSURE PACK,6; | CRC | CRC INDUSTRIES AUSTRALIA PTY LTD | 5005 | CURRENT
000003881 | LUBRICATING OIL,ENGINE | TWO STROKE OIL;4 L PLASTIC BOTTLE, 4 X 4 L CARTON;SUITS ALL TWO STROKE ENGINES;NOT TO BE USED WITH CHAINSAWS; | CALTEX | CALTEX | MOBIL EXTRA 2T | CURRENT
000003881 | LUBRICATING OIL,ENGINE | TWO STROKE OIL;4 L PLASTIC BOTTLE, 4 X 4 L CARTON;SUITS ALL TWO STROKE ENGINES;NOT TO BE USED WITH CHAINSAWS; | CALTEX | CALTEX | HAVOLINE SUPER 2T | CURRENT
000003882 | INSULATING OIL,ELECTRICAL | Transformer Oil, 205L Drum, w/o Oxidation Inhibitors, Moisture <15PPM, Breakdown Voltage Dielectric >50, 4 Drums per Pallet, AS1767 | NYNAS | NYNAS AUST PTY LTD | NYTRO LIBRA | CURRENT
000003883 | INSULATING OIL,ELECTRICAL | Transformer Oil, 205L Drum, c/w Oxidation Inhibitors & Metal Passivators AS1767 | CALTEX | CALTEX | 1692205 | PURCHASE AS REQUIRED
000003891 | PAINT,FINISHING | GENERAL PURPOSE;FULL GLOSS;BLACK; 1 L CAN,PACK WEIGHT 1 KG; | TAUBMANS |  | 9322755032619 | PURCHASE AS REQUIRED
000003892 | PAINT,FINISHING | GENERAL PURPOSE;FULL GLOSS;STORM GREY N42;1 L CAN;USED AS TOUCH UP PAINT FOR SUBSTATION PLANT;PURCHASE IN 1 L CANS ONLY,PACK WEIGHT 1 KG; | TAUBMANS |  | 9322755032657 | PURCHASE AS REQUIRED
000003892 | PAINT,FINISHING | GENERAL PURPOSE;FULL GLOSS;STORM GREY N42;1 L CAN;USED AS TOUCH UP PAINT FOR SUBSTATION PLANT;PURCHASE IN 1 L CANS ONLY,PACK WEIGHT 1 KG; | WATTYL |  | 152090.001 F1 | PURCHASE AS REQUIRED
000003893 | PAINT,FINISHING | GENERAL PURPOSE;HIGH GLOSS;VIVID WHITE FOR BRUSHING;1 L CAN,PACK WEIGHT 1 KG; | TAUBMANS |  | 9312566900528 | PURCHASE AS REQUIRED
000003893 | PAINT,FINISHING | GENERAL PURPOSE;HIGH GLOSS;VIVID WHITE FOR BRUSHING;1 L CAN,PACK WEIGHT 1 KG; | DULUX |  | 381-04912 | PURCHASE AS REQUIRED
000003901 | PAINT,FINISHING | FULL GLOSS ENAMEL;TRANSFORMER GREY; 4 L CAN;AS2700-1996; | TAUBMANS |  | 9322755032664 | CURRENT
000003910 | PAINT,FINISHING | GENERAL PURPOSE;HIGH GLOSS;BLACK; 10 MIN DRYING;310 G SPRAYCAN, CARTON OF 12,PACK WEIGHT 4 KG;FOR USE INSIDE & OUTSIDE; | ATOMSUPP | ATOM SUPPLY | 60011295 | CURRENT
000003910 | PAINT,FINISHING | GENERAL PURPOSE;HIGH GLOSS;BLACK; 10 MIN DRYING;310 G SPRAYCAN, CARTON OF 12,PACK WEIGHT 4 KG;FOR USE INSIDE & OUTSIDE; | BARLOWLD | BARLOWORLD COATINGS (AUST) P/L | 9312098150132 GLOSS BLK | CURRENT
000003911 | PAINT,FINISHING | GENERAL PURPOSE;FULL GLOSS; MIDNIGHT BLUE;310G SPRAYCAN; CARTON OF 6; | PPG | PPG INDUSTRIES AUSTRALIA PTY | 346015/310GM | CURRENT
000003912 | PAINT,FINISHING | GENERAL PURPOSE;HIGH GLOSS;CHERRY RED; 10 MIN DRYING;310 G SPRAYCAN, CARTON OF 12,PACK WEIGHT 4 KG;FOR USE INSIDE & OUTSIDE; | BARLOWLD | BARLOWORLD COATINGS (AUST) P/L | 9312098151733 CHERRY RED | CURRENT
000003913 | PAINT,FINISHING | GENERAL PURPOSE;HIGH GLOSS; SATIN SILVER;10 MIN DRYING;310 G SPRAYCAN,CARTON OF 12,PACK WEIGHT 4 KG; FOR USE INSIDE & OUTSIDE; | BARLOWLD | BARLOWORLD COATINGS (AUST) P/L | 345626 | CURRENT
000003914 | PAINT,FINISHING | GENERAL PURPOSE;HIGH GLOSS; WHITE;10 MIN DRYING;325 G SPRAYCAN, CARTON OF 12,PACK WEIGHT 4 KG;FOR USE INSIDE & OUTSIDE; | BARLOWLD | BARLOWORLD COATINGS (AUST) P/L | 9312098150330 GLOSS WHITE | CURRENT
000003915 | PAINT,FINISHING | Rust Guard, High Gloss Y 14 Ultra Golden Yellow, 325g Aerosol Can, Interior & Exterior Use (P12) | BARLOWLD | BARLOWORLD COATINGS (AUST) P/L | 346012/310GM | CURRENT
000003915 | PAINT,FINISHING | Rust Guard, High Gloss Y 14 Ultra Golden Yellow, 325g Aerosol Can, Interior & Exterior Use (P12) | BARLOWLD | BARLOWORLD COATINGS (AUST) P/L | 375555/310GM | CURRENT
000003937 | PAINT,FINISHING | WEATHER SHIELD;GLOSS;VIVID WHITE; 4 L CAN,PACK WEIGHT 4 KG; | TAUBMANS |  | 9312566012337 | PURCHASE AS REQUIRED
000003937 | PAINT,FINISHING | WEATHER SHIELD;GLOSS;VIVID WHITE; 4 L CAN,PACK WEIGHT 4 KG; | DULUX |  | 503-04912 | PURCHASE AS REQUIRED
000003941 | PAINT,FINISHING | GENERAL PURPOSE;HIGH GLOSS; FOREST GREEN;325 G SPRAYCAN; PACK OF 12,PACK WEIGHT 4 KG; | PPG | PPG INDUSTRIES AUSTRALIA PTY | 346014/310GM | CURRENT
000003963 | PAINT,PRIMING | RED OXIDE ZINC PHOSPHATE;SLOW DRYING; RUST PROOF METAL PRIMER;1 L CAN,PACK WEIGHT 1 KG; | PPG | PPG INDUSTRIES AUSTRALIA PTY | 375471/1L | CURRENT
000003982 | THINNER,PAINT PRODUCTS. | GENERAL PURPOSE LACQUER THINNER; DULUX GP DUCO 921-08102 IS TO BE U/W HAMMERTONE FAST DRYING ENAMELS, SLOW DRYING ENAMELS & LACQUERS;4 L CAN, | TAUBMANS |  | 9322755061589 | CURRENT
000003982 | THINNER,PAINT PRODUCTS. | GENERAL PURPOSE LACQUER THINNER; DULUX GP DUCO 921-08102 IS TO BE U/W HAMMERTONE FAST DRYING ENAMELS, SLOW DRYING ENAMELS & LACQUERS;4 L CAN, | TAUBMANS |  | 5154005/4L | CURRENT
000004005 | TURPENTINE | SUPPLIED IN 4 L PLASTIC BOTTLE;PACK OF 4 X 4 L BOTTLES; | PPG | PPG INDUSTRIES AUSTRALIA PTY | 51502489/4L | CURRENT
000004015 | CLEANING COMPOUND,TOILET BOWL | LIQUID;125 G CONTAINER,CARTON OF 12, PACK WEIGHT 2.1 KG;TO BE HUNG IN CISTERNS; | ATOMSUPP | ATOM SUPPLY | 1316021 | CURRENT
000004015 | CLEANING COMPOUND,TOILET BOWL | LIQUID;125 G CONTAINER,CARTON OF 12, PACK WEIGHT 2.1 KG;TO BE HUNG IN CISTERNS; | RECKITTS |  | ST07154PK | CURRENT
000004016 | DISINFECTANT,GENERAL PURPOSE. | LEMON-X5;3% QUATERNARY AMMONIUM COMPOUND;LIQUID;20 L DRUM; | ALLENS | ALLENS INDUSTRIAL PRODUCTS PTY LTD | STLEMONX20 | PURCHASE AS REQUIRED
000004025 | BAG,PLASTIC | POLYTHENE H.D;30 UM THK;780 MM W,1000 1000 MM LG;GARBAGE BIN LINER;PACK OF 50 CARTON OF 250;U/W 75 L BINS SC4077; | SIGNET | SIGNET PTY LTD | 22672 | CURRENT
000004025 | BAG,PLASTIC | POLYTHENE H.D;30 UM THK;780 MM W,1000 1000 MM LG;GARBAGE BIN LINER;PACK OF 50 CARTON OF 250;U/W 75 L BINS SC4077; | ATOMSUPP | ATOM SUPPLY | 21827001 | CURRENT
000004032 | DETERGENT,GENERAL PURPOSE | 20 L CONTAINER;SUITABLE FOR FLOORS,CARS, DISHES,WALLS,TILES ETC;PACK WEIGHT 22 KG ; | HANLEY | HANLEY INDUSTRIAL ENTERPRISES 459057 | SOLFRESHG20 | CURRENT
000004033 | SCOURING POWDER | MILD ABRASIVE;DISINFECTANT (FRESH) HOUSEHOLD GRADE;500 G CONTAINER, 12 PER CARTON,PACK WEIGHT 6 KG; | BLKWOOD | J BLACKWOOD & SON LTD | 04235907 | CURRENT
000004033 | SCOURING POWDER | MILD ABRASIVE;DISINFECTANT (FRESH) HOUSEHOLD GRADE;500 G CONTAINER, 12 PER CARTON,PACK WEIGHT 6 KG; | ATOMSUPP | ATOM SUPPLY | 90400292 | CURRENT
000004033 | SCOURING POWDER | MILD ABRASIVE;DISINFECTANT (FRESH) HOUSEHOLD GRADE;500 G CONTAINER, 12 PER CARTON,PACK WEIGHT 6 KG; | HANLEY | HANLEY INDUSTRIAL ENTERPRISES 459057 | CP1224855PK | CURRENT
000004034 | GLASS CLEANER. | GP;EXTRA STRENGTH W/AMMONIA D; 500/750 ML TRIGGER PACK,CARTON OF 6; | ATOMSUPP | ATOM SUPPLY | 79011783 | CURRENT
000004034 | GLASS CLEANER. | GP;EXTRA STRENGTH W/AMMONIA D; 500/750 ML TRIGGER PACK,CARTON OF 6; | BRIMYERS |  | CP1224525 | CURRENT
000004036 | CLEANING COMPOUND,TOILET BOWL | POWDER;750 G BOTTLE,CARTON OF 12, PACK WEIGHT 11.2 KG; | ATOMSUPP | ATOM SUPPLY | 1316001 | CURRENT
000004036 | CLEANING COMPOUND,TOILET BOWL | POWDER;750 G BOTTLE,CARTON OF 12, PACK WEIGHT 11.2 KG; | RECKITTS |  | ST008548PK | CURRENT
000004036 | CLEANING COMPOUND,TOILET BOWL | POWDER;750 G BOTTLE,CARTON OF 12, PACK WEIGHT 11.2 KG; | BLKWOOD | J BLACKWOOD & SON LTD | 08356714 | CURRENT
000004037 | DETERGENT,GENERAL PURPOSE | SUITABLE FOR USE IN PRESSURE CLEANERS & FOR MANUAL CLEANING;LOW 'PH' VALUE; 20 L DRUM,PACK WEIGHT 22 KG;TURCO PLAUDIT; | ATOMSUPP | ATOM SUPPLY | 33040003 | CURRENT
000004037 | DETERGENT,GENERAL PURPOSE | SUITABLE FOR USE IN PRESSURE CLEANERS & FOR MANUAL CLEANING;LOW 'PH' VALUE; 20 L DRUM,PACK WEIGHT 22 KG;TURCO PLAUDIT; | TURCO | TURCO | APLAUD20 | CURRENT
000004038 | SOAP,TOILET | LIQUID HAND SOAP;PEARLY-WHITE,PINK OR BLUE;FRAGRANT ODOUR;5 L BOTTLE, BOX OF 2;REFER STOCK CODE 04094 FOR DISPENSER;PACK WEIGHT 7.0 KG; | HANLEY | HANLEY INDUSTRIAL ENTERPRISES 459057 | CC0051040PK | CURRENT
000004042 | RAG,WIPING | SECOND QUALITY;100% COTTON,ALL COLOURS; WITHOUT BALE HOOKS;CUT APPROX 500 X 500 ,10 KG BALE; | STATEWD | STATEWIDE FSTNERS & ENG SPLS PL | RC10 | CURRENT
000004042 | RAG,WIPING | SECOND QUALITY;100% COTTON,ALL COLOURS; WITHOUT BALE HOOKS;CUT APPROX 500 X 500 ,10 KG BALE; | KEYLINE | KEY-LINE DISTRIBUTORS PTY LTD | MCRI0 | CURRENT
000004042 | RAG,WIPING | SECOND QUALITY;100% COTTON,ALL COLOURS; WITHOUT BALE HOOKS;CUT APPROX 500 X 500 ,10 KG BALE; | STATEWD | STATEWIDE FSTNERS & ENG SPLS PL | RAGMIXCOTTKG10 | CURRENT
000004043 | CLOTH,CLEANING | HVY DUTY,INDUSTRIAL WIPING CLOTH;GREEN; 60 CM LG,40 CM W;BOX OF 1,PACK WEIGHT 5.2 KG; | HANLEY | HANLEY INDUSTRIAL ENTERPRISES 459057 | AV22607G | CURRENT
000004043 | CLOTH,CLEANING | HVY DUTY,INDUSTRIAL WIPING CLOTH;GREEN; 60 CM LG,40 CM W;BOX OF 1,PACK WEIGHT 5.2 KG; | HANLEY | HANLEY INDUSTRIAL ENTERPRISES 459057 | NP9888 | CURRENT
000004043 | CLOTH,CLEANING | HVY DUTY,INDUSTRIAL WIPING CLOTH;GREEN; 60 CM LG,40 CM W;BOX OF 1,PACK WEIGHT 5.2 KG; | JOHNJOHN |  | NP9888 | CURRENT
000004056 | POLISH,FURNITURE | 400 G CAN,CARTON OF 12, PACK WEIGHT 6.4 KG;USED IN CLEANING PANELS IN ELECTRICAL & TRANSFORMER WORKSHOPS; | ATOMSUPP | ATOM SUPPLY | 1309001 | CURRENT
000004056 | POLISH,FURNITURE | 400 G CAN,CARTON OF 12, PACK WEIGHT 6.4 KG;USED IN CLEANING PANELS IN ELECTRICAL & TRANSFORMER WORKSHOPS; | RECKITTS |  | STO7631PK | CURRENT
000004061 | SOAP,GRIT | FOR HAND CLEANING;CAKE;BOX OF 100; | HANLEY | HANLEY INDUSTRIAL ENTERPRISES 459057 | TBPUMICE125 | PURCHASE AS REQUIRED
000004063 | SOAP,TOILET | CAKE;125 G;CTN OF 144, PACK WEIGHT 6.0 KG; | UNIFOOD |  | PS0517 | CURRENT
000004065 | SOLVENT | Recosol X95, Industrial, Hydrocarbon Solvent, Flammable Clear Liquid, 20L Drum, for Switchgear | RECOCHEM | RECHOCHEM INC WYNNUM QLD | X95 | CURRENT
000004065 | SOLVENT | Recosol X95, Industrial, Hydrocarbon Solvent, Flammable Clear Liquid, 20L Drum, for Switchgear | ESSO |  | ISOPAR E | CURRENT
000004071 | TOWEL,PAPER | Roll, White, 140m, 16 per Carton | BLKWOODS | J BLACKWOOD & SON LTD | 03406790/2187951 | CURRENT
000004071 | TOWEL,PAPER | Roll, White, 140m, 16 per Carton | HANLEY | HANLEY INDUSTRIAL ENTERPRISES 459057 | AV22301 | CURRENT
000004071 | TOWEL,PAPER | Roll, White, 140m, 16 per Carton | ATOMSUPP | ATOM SUPPLY | 22314005 | CURRENT
000004071 | TOWEL,PAPER | Roll, White, 140m, 16 per Carton | HANLEY | HANLEY INDUSTRIAL ENTERPRISES 459057 | BS2187951 | CURRENT
000004075 | STEEL WOOL | LARGE PAD;GDE 1;500 G ROLLS,PACK OF 1; | CNWPL | CNW PL - SLACKS CREEK | SIFSW1500 | CURRENT
000004075 | STEEL WOOL | LARGE PAD;GDE 1;500 G ROLLS,PACK OF 1; | STATEWD | STATEWIDE FSTNERS & ENG SPLS PL | SW1500 | CURRENT
000004077 | BIN,UTILITY | PLASTICS;75 L;SUPPLIED W/LIDS;PACK OF 1; | CNWPL | CNW PL - SLACKS CREEK | 309575-006 | CURRENT
000004077 | BIN,UTILITY | PLASTICS;75 L;SUPPLIED W/LIDS;PACK OF 1; | CNWPL | CNW PL - SLACKS CREEK | 1594 | CURRENT
000004077 | BIN,UTILITY | PLASTICS;75 L;SUPPLIED W/LIDS;PACK OF 1; | WILLOW | WILLOW WARE AUSTRALIA PTY LTD | 1594 | CURRENT
000004078 | BROOM,PUSH | INDUSTRIAL;BASS POLYPROPYLENE;14 IN LG; PLAIN SOCKET;HANDLE NOT INCLUDED; PACK OF 1,PACK WEIGHT 14 KG;REFER STOCK CODE 04097 FOR HANDLE; | CNWPL | CNW PL - SLACKS CREEK | GEE351PP-HD | CURRENT
000004078 | BROOM,PUSH | INDUSTRIAL;BASS POLYPROPYLENE;14 IN LG; PLAIN SOCKET;HANDLE NOT INCLUDED; PACK OF 1,PACK WEIGHT 14 KG;REFER STOCK CODE 04097 FOR HANDLE; | ATOMSUPP | ATOM SUPPLY | 62574420 | CURRENT
000004078 | BROOM,PUSH | INDUSTRIAL;BASS POLYPROPYLENE;14 IN LG; PLAIN SOCKET;HANDLE NOT INCLUDED; PACK OF 1,PACK WEIGHT 14 KG;REFER STOCK CODE 04097 FOR HANDLE; | GBRUSH | GEELONG BRUSHWARE | GB351PP | CURRENT
000004080 | BROOM,UPRIGHT | MILLET;6 TIES;HANDLE INCLUDED; 1 PER BOX,PACK WEIGHT 1.0 KG; | BLKWOOD | J BLACKWOOD & SON LTD | 04245104 | CURRENT
000004080 | BROOM,UPRIGHT | MILLET;6 TIES;HANDLE INCLUDED; 1 PER BOX,PACK WEIGHT 1.0 KG; | ATOMSUPP | ATOM SUPPLY | 4513007 | CURRENT
000004080 | BROOM,UPRIGHT | MILLET;6 TIES;HANDLE INCLUDED; 1 PER BOX,PACK WEIGHT 1.0 KG; | QLDBROOM |  | HIMB7 | CURRENT
000004081 | BROOM,PUSH | DOMESTIC;SOFT HAIR;30 CM LG;PLAIN SOCKET ;HANDLE NOT INCLUDED;4 PER CARTON, PACK WEIGHT 1.9 KG; | CNWPL | CNW PL - SLACKS CREEK | GEE4700 | CURRENT
000004081 | BROOM,PUSH | DOMESTIC;SOFT HAIR;30 CM LG;PLAIN SOCKET ;HANDLE NOT INCLUDED;4 PER CARTON, PACK WEIGHT 1.9 KG; | GBRUSH | GEELONG BRUSHWARE | GB4700 | CURRENT
000004081 | BROOM,PUSH | DOMESTIC;SOFT HAIR;30 CM LG;PLAIN SOCKET ;HANDLE NOT INCLUDED;4 PER CARTON, PACK WEIGHT 1.9 KG; | ATOMSUPP | ATOM SUPPLY | 62574422 | CURRENT
000004082 | BROOM,PUSH | INDUSTRIAL;HAIR/FIBRE;24 IN LG; PLAIN SOCKET;HANDLE NOT INCLUDED; CARTON OF 3,PACK WEIGHT 3.0 KG; REFER STOCK CODE 04097 FOR HANDLE; | CNWPL | CNW PL - SLACKS CREEK | GEE610HM | CURRENT
000004082 | BROOM,PUSH | INDUSTRIAL;HAIR/FIBRE;24 IN LG; PLAIN SOCKET;HANDLE NOT INCLUDED; CARTON OF 3,PACK WEIGHT 3.0 KG; REFER STOCK CODE 04097 FOR HANDLE; | GBRUSH | GEELONG BRUSHWARE | GB610HM | CURRENT
000004082 | BROOM,PUSH | INDUSTRIAL;HAIR/FIBRE;24 IN LG; PLAIN SOCKET;HANDLE NOT INCLUDED; CARTON OF 3,PACK WEIGHT 3.0 KG; REFER STOCK CODE 04097 FOR HANDLE; | ATOMSUPP | ATOM SUPPLY | 3809003 | CURRENT
000004084 | BRUSH,DUSTING,BENCH | NATURAL BRISTLE;W/VINYL OR PLASTIC BASE & HANDLE;CARTON OF 12, PACK WEIGHT 1.6 KG; | CNWPL | CNW PL - SLACKS CREEK | GEE145105 | CURRENT
000004084 | BRUSH,DUSTING,BENCH | NATURAL BRISTLE;W/VINYL OR PLASTIC BASE & HANDLE;CARTON OF 12, PACK WEIGHT 1.6 KG; | GBRUSH | GEELONG BRUSHWARE | GB145105 | CURRENT
000004084 | BRUSH,DUSTING,BENCH | NATURAL BRISTLE;W/VINYL OR PLASTIC BASE & HANDLE;CARTON OF 12, PACK WEIGHT 1.6 KG; | ATOMSUPP | ATOM SUPPLY | 90550005 | CURRENT
000004089 | BUCKET,UTILITY | STEEL;GALV;14 L CAP;WIRE HANDLE;W/SEAMED RIM;PACK SIZE 1; | STATEWD | STATEWIDE FSTNERS & ENG SPLS PL | BG14 | CURRENT
000004089 | BUCKET,UTILITY | STEEL;GALV;14 L CAP;WIRE HANDLE;W/SEAMED RIM;PACK SIZE 1; | ATOMSUPP | ATOM SUPPLY | 90560025 | CURRENT
000004090 | BUCKET,UTILITY | STEEL;GALV;12 L CAP;WIRE HANDLE;W/SEAMED RIM;PACK SIZE 1; | STATEWD | STATEWIDE FSTNERS & ENG SPLS PL | BG9 | CURRENT
000004090 | BUCKET,UTILITY | STEEL;GALV;12 L CAP;WIRE HANDLE;W/SEAMED RIM;PACK SIZE 1; | KEYLINE | KEY-LINE DISTRIBUTORS PTY LTD | QUEEN 40010 | CURRENT
000004090 | BUCKET,UTILITY | STEEL;GALV;12 L CAP;WIRE HANDLE;W/SEAMED RIM;PACK SIZE 1; | ATOMSUPP | ATOM SUPPLY | 90560024 | CURRENT
000004091 | BUCKET,MOP | PLASTIC;15 L CAP;FOOT OPERATED PLASTIC ROLLERS;PARALLEL SIDES;C/W 3 CASTOR WHEELS ON BASE;PACK SIZE 1; | KEYLINE | KEY-LINE DISTRIBUTORS PTY LTD | OATES IW-005B | PURCHASE AS REQUIRED
000004094 | DISPENSER,SOAP | Clear Plastic Body, Hand Operated, 1Ltr Cap, Wall Mtd, for Liquid or Gel Type Cleaners | HANLEY | HANLEY INDUSTRIAL ENTERPRISES 459057 | ES4LR-WWB | PURCHASE AS REQUIRED
000004097 | HANDLE,BROOM | PLAIN END;25 MM DIA (1 IN);1800 MM LG (6FT) HARDWOOD HANDLE;PACK SIZE 1; SUITS STOCK CODES 04081,04078 & 04082; | KEYLINE | KEY-LINE DISTRIBUTORS PTY LTD | 01-157 | CURRENT
000004097 | HANDLE,BROOM | PLAIN END;25 MM DIA (1 IN);1800 MM LG (6FT) HARDWOOD HANDLE;PACK SIZE 1; SUITS STOCK CODES 04081,04078 & 04082; | STATEWD | STATEWIDE FSTNERS & ENG SPLS PL | BHHW2518 | CURRENT
000004097 | HANDLE,BROOM | PLAIN END;25 MM DIA (1 IN);1800 MM LG (6FT) HARDWOOD HANDLE;PACK SIZE 1; SUITS STOCK CODES 04081,04078 & 04082; | BLKWOOD | J BLACKWOOD & SON LTD | 04245803 | CURRENT
000004097 | HANDLE,BROOM | PLAIN END;25 MM DIA (1 IN);1800 MM LG (6FT) HARDWOOD HANDLE;PACK SIZE 1; SUITS STOCK CODES 04081,04078 & 04082; | STATEWD | STATEWIDE FSTNERS & ENG SPLS PL | OB11508 | CURRENT
000004097 | HANDLE,BROOM | PLAIN END;25 MM DIA (1 IN);1800 MM LG (6FT) HARDWOOD HANDLE;PACK SIZE 1; SUITS STOCK CODES 04081,04078 & 04082; | KEYLINE | KEY-LINE DISTRIBUTORS PTY LTD | B1-157 | CURRENT
000004099 | MOPHEAD,WET,COTTON | 24 OZ;C/W BLUE PLASTIC SCREW TYPE, SOCKET;C/W ADAPTOR FOR TIMBER BROOM HANDLE;12 PER CARTON, PACK WEIGHT 5.4 KG; | BLKWOODS | J BLACKWOOD & SON LTD | 08377311/MH-CO-24 | CURRENT
000004099 | MOPHEAD,WET,COTTON | 24 OZ;C/W BLUE PLASTIC SCREW TYPE, SOCKET;C/W ADAPTOR FOR TIMBER BROOM HANDLE;12 PER CARTON, PACK WEIGHT 5.4 KG; | OATES |  | OMH-CO-24 | CURRENT
000004100 | DUSTPAN | STEEL;PAINTED;DOMESTIC;PACK OF 10; | ATOMSUPP | ATOM SUPPLY | 3834103 | CURRENT
000004100 | DUSTPAN | STEEL;PAINTED;DOMESTIC;PACK OF 10; | BLKWOODS | J BLACKWOOD & SON LTD | 04232706/B-11103 | CURRENT
000004100 | DUSTPAN | STEEL;PAINTED;DOMESTIC;PACK OF 10; | STATEWD | STATEWIDE FSTNERS & ENG SPLS PL | DPM60000028 | CURRENT
000004102 | BIN,UTILITY | STEEL;GALV;55 L;W/LID;PACK OF 1; | BLKWOOD | J BLACKWOOD & SON LTD | 08923011 | CURRENT
000004102 | BIN,UTILITY | STEEL;GALV;55 L;W/LID;PACK OF 1; | STATEWD | STATEWIDE FSTNERS & ENG SPLS PL | RBG55 | CURRENT
000004102 | BIN,UTILITY | STEEL;GALV;55 L;W/LID;PACK OF 1; | KEYLINE | KEY-LINE DISTRIBUTORS PTY LTD | QUEEN 40050 | CURRENT
000004126 | INSECTICIDE | WaspJet, Aerosol, Spray up to 6m, Di-Electric Strength, Kills Wasps & Larvae | ATOMSUPP | ATOM SUPPLY | 237381 | CURRENT
000004126 | INSECTICIDE | WaspJet, Aerosol, Spray up to 6m, Di-Electric Strength, Kills Wasps & Larvae | RAINBOW | RAINBOW MANUFACTURER | 88502 | CURRENT
000004126 | INSECTICIDE | WaspJet, Aerosol, Spray up to 6m, Di-Electric Strength, Kills Wasps & Larvae | ADAPT | ADAPT AUSTRALIA PTY LTD | RAINBOW 88502 | CURRENT
000004126 | INSECTICIDE | WaspJet, Aerosol, Spray up to 6m, Di-Electric Strength, Kills Wasps & Larvae | ATOMSUPP | ATOM SUPPLY | 513636 | CURRENT
000004127 | INSECTICIDE,PROPOXUR-DICHLORVOS | LIQUID IN PRESSURE PACK;RAID ONE SHOT CRAWLING INSECT SURFACE SPRAY,450 G CAN; CARTON OF 12, PACK WEIGHT 7.8 KG;INSECT SURFACE SPRAY FOR HOUSEHOLD USE; | ATOMSUPP | ATOM SUPPLY | 285868 | CURRENT
000004127 | INSECTICIDE,PROPOXUR-DICHLORVOS | LIQUID IN PRESSURE PACK;RAID ONE SHOT CRAWLING INSECT SURFACE SPRAY,450 G CAN; CARTON OF 12, PACK WEIGHT 7.8 KG;INSECT SURFACE SPRAY FOR HOUSEHOLD USE; | HANLEY | HANLEY INDUSTRIAL ENTERPRISES 459057 | ST3014296PK | CURRENT
000004127 | INSECTICIDE,PROPOXUR-DICHLORVOS | LIQUID IN PRESSURE PACK;RAID ONE SHOT CRAWLING INSECT SURFACE SPRAY,450 G CAN; CARTON OF 12, PACK WEIGHT 7.8 KG;INSECT SURFACE SPRAY FOR HOUSEHOLD USE; | ATOMSUPP | ATOM SUPPLY | 60014824 | CURRENT
000004127 | INSECTICIDE,PROPOXUR-DICHLORVOS | LIQUID IN PRESSURE PACK;RAID ONE SHOT CRAWLING INSECT SURFACE SPRAY,450 G CAN; CARTON OF 12, PACK WEIGHT 7.8 KG;INSECT SURFACE SPRAY FOR HOUSEHOLD USE; | BLKWOODS | J BLACKWOOD & SON LTD | 01196994/739217 | CURRENT
000004127 | INSECTICIDE,PROPOXUR-DICHLORVOS | LIQUID IN PRESSURE PACK;RAID ONE SHOT CRAWLING INSECT SURFACE SPRAY,450 G CAN; CARTON OF 12, PACK WEIGHT 7.8 KG;INSECT SURFACE SPRAY FOR HOUSEHOLD USE; | JOHNSNSC | SC JOHNSON PROFESSIONAL | 739217 | CURRENT
000004128 | INSECTICIDE,ALLETHRIN-PHENOTHRIN | LIQUID IN PRESSURE PACK;AIR SPACE SPRAY, LOW IRRITANT INSECT SPRAY;350 G CAN; 12 PER CARTON,PACK WEIGHT 6.5 KG; | ATOMSUPP | ATOM SUPPLY | 60014822 | CURRENT
000004128 | INSECTICIDE,ALLETHRIN-PHENOTHRIN | LIQUID IN PRESSURE PACK;AIR SPACE SPRAY, LOW IRRITANT INSECT SPRAY;350 G CAN; 12 PER CARTON,PACK WEIGHT 6.5 KG; | BLKWOODS | J BLACKWOOD & SON LTD | 04404766/739218 | CURRENT
000004128 | INSECTICIDE,ALLETHRIN-PHENOTHRIN | LIQUID IN PRESSURE PACK;AIR SPACE SPRAY, LOW IRRITANT INSECT SPRAY;350 G CAN; 12 PER CARTON,PACK WEIGHT 6.5 KG; | ATOMSUPP | ATOM SUPPLY | 40023298 | CURRENT
000004128 | INSECTICIDE,ALLETHRIN-PHENOTHRIN | LIQUID IN PRESSURE PACK;AIR SPACE SPRAY, LOW IRRITANT INSECT SPRAY;350 G CAN; 12 PER CARTON,PACK WEIGHT 6.5 KG; | MSTONE | MILESTONE | FLYCT | CURRENT
000004136 | INSECT REPELLENT,PERSONAL | OFF! Kids, Insect Repellent, 175ml Pump Spray Bottle, Non-Greasy, Soft Scented, Repels Mosquitoes, Flies, Sandflies & other Biting Insects, contains Picaridin | JOHNSNSC | SC JOHNSON PROFESSIONAL | 343844 | CURRENT
000004136 | INSECT REPELLENT,PERSONAL | OFF! Kids, Insect Repellent, 175ml Pump Spray Bottle, Non-Greasy, Soft Scented, Repels Mosquitoes, Flies, Sandflies & other Biting Insects, contains Picaridin | ATOMSUPP | ATOM SUPPLY | 90290013 | CURRENT
000004136 | INSECT REPELLENT,PERSONAL | OFF! Kids, Insect Repellent, 175ml Pump Spray Bottle, Non-Greasy, Soft Scented, Repels Mosquitoes, Flies, Sandflies & other Biting Insects, contains Picaridin | BOC | BOC GASES | OFF002 | CURRENT
000004136 | INSECT REPELLENT,PERSONAL | OFF! Kids, Insect Repellent, 175ml Pump Spray Bottle, Non-Greasy, Soft Scented, Repels Mosquitoes, Flies, Sandflies & other Biting Insects, contains Picaridin | ALPHA | ALPHA FIRST AID SUPPLIES QLD | OFF | CURRENT
000004148 | PAD,ISOPROPYL ALCOHOL IMPREGNATED | 2 PLY MED 70%;***N.B. UNIT OF ISSUE IS EACH PAD & NOT EACH BOX***BOX OF 200, PACK WEIGHT 500 G; | ALPHA | ALPHA FIRST AID SUPPLIES QLD | 68181 | CURRENT
000004148 | PAD,ISOPROPYL ALCOHOL IMPREGNATED | 2 PLY MED 70%;***N.B. UNIT OF ISSUE IS EACH PAD & NOT EACH BOX***BOX OF 200, PACK WEIGHT 500 G; | TOOWFAID | TOOWOOMBA FIRST AID SUPPLIES | ALC-10002 | CURRENT
000004148 | PAD,ISOPROPYL ALCOHOL IMPREGNATED | 2 PLY MED 70%;***N.B. UNIT OF ISSUE IS EACH PAD & NOT EACH BOX***BOX OF 200, PACK WEIGHT 500 G; | TOOWFAID | TOOWOOMBA FIRST AID SUPPLIES | MED-01155 | CURRENT
000004184 | MARKER,UNDERGROUND ELECTRIC CABLE. | ENERGEX ELECTRIC CABLE;CAST ALUMINIUM; 275 MM SQ;SUITABLE FOR KEYING TO POURED CONCRETE;PACK OF 10,PACK WEIGHT 20 KG; | RMS | RELAY MONITORING SYSTEMS PL | 04184 | CURRENT
000004187 | MARKER,TRAFFIC | PLASTICS;RED-ORANGE;CONE SHAPED; 450 MM H;COMPLETE WITH 150 MM REFLEXITE REFLECTVE BAND, | RMS | RELAY MONITORING SYSTEMS PL | 4187 | CURRENT
000004187 | MARKER,TRAFFIC | PLASTICS;RED-ORANGE;CONE SHAPED; 450 MM H;COMPLETE WITH 150 MM REFLEXITE REFLECTVE BAND, | ARTCRAFT | ARTCRAFT PTY LTD | CONE-450RF-R-ARTRA | CURRENT
000004253 | REFLECTOR,INDICATING,CLEARANCE. | YELLOW,CLASS 1;100 MM X 50 MM;DELINATOR ,ALUMINIUM BACKED;PACK WEIGHT, LESS THAN 10 KG; | ARTCRAFT | ARTCRAFT PTY LTD | SE04001-Q / DELIN-CB-A1A | CURRENT
000004264 | MARKER,IDENTIFICATION | PAPER;39 MM H,44 MM W;BLACK ON WHITE; NUMBER 1;SELF ADHESIVE,PAPER BACKED; PACK OF 50; | CUTLER | CUTLER BRANDS PTY LTD | 17480 | CURRENT
000004265 | MARKER,IDENTIFICATION | PAPER;39 MM H,44 MM W;BLACK ON WHITE; NUMBER 2;SELF ADHESIVE,PAPER BACKED; BUNDLE OF 100,PACK WEIGHT 1.0 KG; | CUTLER | CUTLER BRANDS PTY LTD | 17481 | CURRENT
000004266 | MARKER,IDENTIFICATION | PAPER;39 MM H,44 MM W;BLACK ON WHITE; NUMBER 3;SELF ADHESIVE,PAPER BACKED; BUNDLE OF 100,PACK WEIGHT 1.0 KG; | CUTLER | CUTLER BRANDS PTY LTD | 17484 | CURRENT
000004267 | MARKER,IDENTIFICATION | PAPER;39 MM H,44 MM W;BLACK ON WHITE; NUMBER 4;SELF ADHESIVE,PAPER BACKED; PACK OF 50; | CUTLER | CUTLER BRANDS PTY LTD | 17291 | CURRENT
000004268 | MARKER,IDENTIFICATION | PAPER;39 MM H,44 MM W;BLACK ON WHITE; NUMBER 5;SELF ADHESIVE,PAPER BACKED; PACK OF 50; | CUTLER | CUTLER BRANDS PTY LTD | 15833 | CURRENT
000004269 | MARKER,IDENTIFICATION | PAPER;39 MM H,44 MM W;BLACK ON WHITE; NUMBER 7;SELF ADHESIVE,PAPER BACKED; PACK OF 50; | CUTLER | CUTLER BRANDS PTY LTD | ENERGE-4269 | CURRENT
000004270 | MARKER,IDENTIFICATION | PAPER;39 MM H,44 MM W;BLACK ON WHITE; NUMBER 8;SELF ADHESIVE,PAPER BACKED PACK OF 100,PACK WEIGHT 1.0 KG; | CUTLER | CUTLER BRANDS PTY LTD | ENERGE-4270 | CURRENT
000004271 | MARKER,IDENTIFICATION | PAPER;39 MM H,44 MM W;BLACK ON WHITE; NUMBER 6 OR 9;SELF ADHESIVE,PAPER BACKED;PACK OF 50; | CUTLER | CUTLER BRANDS PTY LTD | ENERGE-4271 | CURRENT
000004272 | MARKER,IDENTIFICATION | PAPER;39 MM H,44 MM W;BLACK ON WHITE; NUMBER 0;SELF ADHESIVE,PAPER BACKED; PACK OF 200,PACK WEIGHT 1.0 KG; | CUTLER | CUTLER BRANDS PTY LTD | ENERGE-4272 | CURRENT
000004293 | TAG,MARKER | LEGEND - 1-50 CONSECUTIVE NUMBERS; THERMO PLASTIC;5 SQ MM;WHITE W/BLACK LEGEND;SLIP IN ATTACHMENT;TEMP RESISTANT 70 DEG C;CARD OF 10 STRIPS,EA STRIP | RMS | RELAY MONITORING SYSTEMS PL | 4293 | CURRENT
000004294 | TAG,MARKER | LEGEND - 51-100 CONSECUTIVE NUMBERS; LEGEND;THERMO PLASTIC;5 SQ MM;WHITE W/BLACK LEGEND;SLIP IN ATTACHMENT;TEMP RESISTANT 70 DEG C;CARD OF 10 STRIPS EA | HAYMANS | HAYMANS ELECTRICAL | KLI0473460051 | PURCHASE AS REQUIRED
000004294 | TAG,MARKER | LEGEND - 51-100 CONSECUTIVE NUMBERS; LEGEND;THERMO PLASTIC;5 SQ MM;WHITE W/BLACK LEGEND;SLIP IN ATTACHMENT;TEMP RESISTANT 70 DEG C;CARD OF 10 STRIPS EA | RMS | RELAY MONITORING SYSTEMS PL | 4294 | PURCHASE AS REQUIRED
000004294 | TAG,MARKER | LEGEND - 51-100 CONSECUTIVE NUMBERS; LEGEND;THERMO PLASTIC;5 SQ MM;WHITE W/BLACK LEGEND;SLIP IN ATTACHMENT;TEMP RESISTANT 70 DEG C;CARD OF 10 STRIPS EA | CNWPL | CNW PL - SLACKS CREEK | WEI0473460051 | PURCHASE AS REQUIRED
000004300 | ARRESTER,ELECTRICAL SURGE | GAPLESS TYPE;96 KV;10 KA HD;CLASS 1. LG DURATION;CLASS A PRESSURE RELIEF; PEDESTAL MTG W/INSULATED BASE;FOR 110 KV NOM V SYSTEM;DELIVER DIRECTLY TO BANYO | MEDENSHA |  | SURGE ARRESTER | STRATEGIC SPARE
000004300 | ARRESTER,ELECTRICAL SURGE | GAPLESS TYPE;96 KV;10 KA HD;CLASS 1. LG DURATION;CLASS A PRESSURE RELIEF; PEDESTAL MTG W/INSULATED BASE;FOR 110 KV NOM V SYSTEM;DELIVER DIRECTLY TO BANYO | BOWTHORP | BOWTHORP | MC96 | STRATEGIC SPARE
000004301 | ARRESTER,ELECTRICAL SURGE | GAPLESS TYPE;500 V;5 KA;'POLYMERIC HOUSED' AND LEADS FITTED EACH END; FOR 240/415 V NOM V SYSTEM; | INSULECT | INSULECT AUSTRALIA PL | 30350 | CURRENT
000004306 | ARRESTER,ELECTRICAL SURGE | GAPLESS TYPE;120 KV;10 KA HD;CLASS 1. LG DURATION;CLASS A. PRESSURE RELIEF; PEDESTAL MTG W/INSULATED BASE;FOR 132 KV NOM V SYSTEM; | MEDENSHA |  | SURGE ARRESTER CLASS 1 | PURCHASE AS REQUIRED
000004306 | ARRESTER,ELECTRICAL SURGE | GAPLESS TYPE;120 KV;10 KA HD;CLASS 1. LG DURATION;CLASS A. PRESSURE RELIEF; PEDESTAL MTG W/INSULATED BASE;FOR 132 KV NOM V SYSTEM; | BOWTHORP | BOWTHORP | MC120 | PURCHASE AS REQUIRED
000004321 | FUSE,CARTRIDGE | FERRULE;32 MM LG,6.35 MM DIA CAP (SIZE 0);1 AMP;415 V AC;33 KA BREAKING CAPACITY;MOD SPEC DEF-63-A,BS 1361; PACK OF 10,PACK WEIGHT < 5 KG; | CNWPL | CNW PL - SLACKS CREEK | BUS059-0109 | CURRENT
000004321 | FUSE,CARTRIDGE | FERRULE;32 MM LG,6.35 MM DIA CAP (SIZE 0);1 AMP;415 V AC;33 KA BREAKING CAPACITY;MOD SPEC DEF-63-A,BS 1361; PACK OF 10,PACK WEIGHT < 5 KG; | CNWPL | CNW PL - SLACKS CREEK | 059-0109 | CURRENT
000004321 | FUSE,CARTRIDGE | FERRULE;32 MM LG,6.35 MM DIA CAP (SIZE 0);1 AMP;415 V AC;33 KA BREAKING CAPACITY;MOD SPEC DEF-63-A,BS 1361; PACK OF 10,PACK WEIGHT < 5 KG; | BUSSMANN | BUSSMANN MANUFACTURING | BUS059-0109 | CURRENT
000004327 | FUSEHOLDER,METAL CLAD | 250 V,300 AMP SINGLE PHASE;HVY DUTY IRON CLAD SERVICE FUSE;FOR INDOOR USE ON INDUSTRIAL SERVICES; | GECWHOLE |  | 38011 | STRATEGIC SPARE
000004342 | FUSECARRIER | 45 AMP;FOR NON REWIREABLE SERVICE TYPE FUSE;PACK OF 1;SUIT (OK SERIES) FUSE LINKS & (605FO) FUSEHOLDERS; | HAYMANS | HAYMANS ELECTRICAL | EEF605FOCARRIER. | CURRENT
000004342 | FUSECARRIER | 45 AMP;FOR NON REWIREABLE SERVICE TYPE FUSE;PACK OF 1;SUIT (OK SERIES) FUSE LINKS & (605FO) FUSEHOLDERS; | NILSEN |  | EEF605FOCARRIER | CURRENT
000004344 | FUSECARRIER | 100 AMP;FOR NON REWIREABLE SERVICE TYPE FUSE;PACK OF 1;SUIT (VK SERIES) FUSE LINKS & (609FV) FUSEHOLDERS; | HAYMANS | HAYMANS ELECTRICAL | EEF609FV | PURCHASE AS REQUIRED
000004344 | FUSECARRIER | 100 AMP;FOR NON REWIREABLE SERVICE TYPE FUSE;PACK OF 1;SUIT (VK SERIES) FUSE LINKS & (609FV) FUSEHOLDERS; | NILSEN |  | EEF609FV | PURCHASE AS REQUIRED
000004377 | FUSEHOLDER | FRONT WIRING;20 AMP;CLIP-IN;OFFSET STAGGERED TAGS;PACK OF 1; | CNWPL | CNW PL - SLACKS CREEK | BUSSC20H | PURCHASE AS REQUIRED
000004377 | FUSEHOLDER | FRONT WIRING;20 AMP;CLIP-IN;OFFSET STAGGERED TAGS;PACK OF 1; | NILSEN |  | NILFC20FW | PURCHASE AS REQUIRED
000004377 | FUSEHOLDER | FRONT WIRING;20 AMP;CLIP-IN;OFFSET STAGGERED TAGS;PACK OF 1; | NILSEN |  | FEDERAL FC20FW | PURCHASE AS REQUIRED
000004392 | FUSEHOLDER,BASE & CARRIER | 100 AMP;415 V;PANEL MTG,FRONT ENTRY; 35 SQ MM,DOUBLE TERMINAL;100 MM LG, 44 MM W,90 MM H;SUIT FERRULE CARTRIDGE 22.2 MM DIA,57 MM LG;PACK OF 20;PACK | FLOWLINE | FLOWLINE INDUSTRIES PTY LTD | E1038/Q | CURRENT
000004400 | FUSEHOLDER | PANEL TYPE;SURFACE MTG;FRONT ENTRY, 95 SQ MM MAX COND;100 AMP;415 V AC;BOLT- IN 94 MM NOM CENTRES,REF A4 CARTRIDGE (OFFSET TAGS);51 MM W;AS2005,PART 2; | REXEL | REXEL PTY LTD | ALSRS100H | CURRENT
000004400 | FUSEHOLDER | PANEL TYPE;SURFACE MTG;FRONT ENTRY, 95 SQ MM MAX COND;100 AMP;415 V AC;BOLT- IN 94 MM NOM CENTRES,REF A4 CARTRIDGE (OFFSET TAGS);51 MM W;AS2005,PART 2; | ALSTOM | ALSTOM GRID AUSTRALIA LIMITED | EEFRS100H | CURRENT
000004401 | FUSEHOLDER | PANEL TYPE;SURFACE MTG;FRONT ENTRY, 120 SQ MM MAX COND;200 AMP;660 V AC;BOLT BOLT-IN;111 MM NOM CENTRES,REF B2 CARTRIDGE (OFFSET TAGS);70 MM W;AS2005; | REXEL | REXEL PTY LTD | ALSRS200H | CURRENT
000004401 | FUSEHOLDER | PANEL TYPE;SURFACE MTG;FRONT ENTRY, 120 SQ MM MAX COND;200 AMP;660 V AC;BOLT BOLT-IN;111 MM NOM CENTRES,REF B2 CARTRIDGE (OFFSET TAGS);70 MM W;AS2005; | REXEL | REXEL PTY LTD | BUSRS200H | CURRENT
000004401 | FUSEHOLDER | PANEL TYPE;SURFACE MTG;FRONT ENTRY, 120 SQ MM MAX COND;200 AMP;660 V AC;BOLT BOLT-IN;111 MM NOM CENTRES,REF B2 CARTRIDGE (OFFSET TAGS);70 MM W;AS2005; | ALSTOM | ALSTOM GRID AUSTRALIA LIMITED | EEFRS200H | CURRENT
000004406 | FUSE CUTOUT,PRIMARY EXPULSION | HRC Ferrule Type, 0.62A, 12kV, Pack of 1 | REXEL | REXEL PTY LTD | GECOIR11/0.62 | CURRENT
000004406 | FUSE CUTOUT,PRIMARY EXPULSION | HRC Ferrule Type, 0.62A, 12kV, Pack of 1 | ALSTOM | ALSTOM GRID AUSTRALIA LIMITED | EEFOIR11/0.62 | CURRENT
000004409 | FUSE,CARTRIDGE | CLIP IN;OFFSET STAGGERED TAGS, (60 MM NOM LG);2 AMP;415 V AC;AS2005, PART 2 (EXCEPT FOR DIMENSIONS); BOX OF 20; | FUSECO | FUSECO PTY LTD | NS2 | CURRENT
000004409 | FUSE,CARTRIDGE | CLIP IN;OFFSET STAGGERED TAGS, (60 MM NOM LG);2 AMP;415 V AC;AS2005, PART 2 (EXCEPT FOR DIMENSIONS); BOX OF 20; | PDL |  | N20C2 | CURRENT
000004409 | FUSE,CARTRIDGE | CLIP IN;OFFSET STAGGERED TAGS, (60 MM NOM LG);2 AMP;415 V AC;AS2005, PART 2 (EXCEPT FOR DIMENSIONS); BOX OF 20; | BELL-MEM |  | 2SN2 | CURRENT
000004410 | FUSE,CARTRIDGE | CLIP IN;OFFSET STAGGERED TAGS, 60 MM NOM LG);4 AMP;415 V AC;AS2005, PART 2 (EXCEPT FOR DIMENSIONS); PACK OF 20; | FUSECO | FUSECO PTY LTD | NS4 | CURRENT
000004411 | FUSE,CARTRIDGE | FERRULE;25 MM LG,5 MM DIA CAP;4 AMP; 240 V AC;W/INDICATOR;SPEC DIN 41576/CEE PACK OF 10;SUIT FUSEHOLDER TERMINAL BLOCK SC04629; | FUSECO | FUSECO PTY LTD | 171526-4A | CURRENT
000004411 | FUSE,CARTRIDGE | FERRULE;25 MM LG,5 MM DIA CAP;4 AMP; 240 V AC;W/INDICATOR;SPEC DIN 41576/CEE PACK OF 10;SUIT FUSEHOLDER TERMINAL BLOCK SC04629; | HAYMANS | HAYMANS ELECTRICAL | KLI1928.0 | CURRENT
000004411 | FUSE,CARTRIDGE | FERRULE;25 MM LG,5 MM DIA CAP;4 AMP; 240 V AC;W/INDICATOR;SPEC DIN 41576/CEE PACK OF 10;SUIT FUSEHOLDER TERMINAL BLOCK SC04629; | KLIPPON |  | KLI1928.0 | CURRENT
000004413 | FUSE,CARTRIDGE | FERRULE;32 MM LG,6.35 MM DIA CAP;5 AMP; 240 V AC;PACK OF 10; | CNWPL | CNW PL - SLACKS CREEK | BUS059-0112 | CURRENT
000004413 | FUSE,CARTRIDGE | FERRULE;32 MM LG,6.35 MM DIA CAP;5 AMP; 240 V AC;PACK OF 10; | ALSTOM | ALSTOM GRID AUSTRALIA LIMITED | NATO 5920-99-059-0112 | CURRENT
000004413 | FUSE,CARTRIDGE | FERRULE;32 MM LG,6.35 MM DIA CAP;5 AMP; 240 V AC;PACK OF 10; | BELL-LEE |  | L693/5 | CURRENT
000004413 | FUSE,CARTRIDGE | FERRULE;32 MM LG,6.35 MM DIA CAP;5 AMP; 240 V AC;PACK OF 10; | BUSSMANN | BUSSMANN MANUFACTURING | 059-0112 | CURRENT
000004417 | FUSE,CARTRIDGE | CLIP IN;OFFSET STAGGERED TAGS, (60 MM NOM LG);6 AMP;415 V AC;AS2005, PART 2 (EXCEPT FOR DIMENSIONS); PACK OF 20; | FUSECO | FUSECO PTY LTD | NS6 | CURRENT
000004419 | FUSE,CARTRIDGE | CLIP IN;OFFSET STAGGERED TAGS, (60 MM NOM LG);10 AMP;415 V AC;AS2005, PART 2 (EXCEPT FOR DIMENSIONS);PACK OF 20; | FUSECO | FUSECO PTY LTD | NS10 | CURRENT
000004420 | FUSE,CARTRIDGE | BOLT IN;73 MM NOM CENTRES,REF A2,OFFSET TAGS;10 AMP;415 V AC;AS2005,PART 2;SUIT FUSEHOLDERS REF A2 & A3;PACK OF 10; | FUSECO | FUSECO PTY LTD | TIA10 | CURRENT
000004421 | FUSE,CARTRIDGE | FERRULE;29 MM LG,12.7 MM DIA CAP;10 AMP; 240 V AC;40 KA RATED BREAKING CAPACITY; AS2005 PT 10,ASTA 20 CERTIFIED;PACK OF 20; | FUSECO | FUSECO PTY LTD | MD10 | CURRENT
000004421 | FUSE,CARTRIDGE | FERRULE;29 MM LG,12.7 MM DIA CAP;10 AMP; 240 V AC;40 KA RATED BREAKING CAPACITY; AS2005 PT 10,ASTA 20 CERTIFIED;PACK OF 20; | COOPELEC | COOPER ELECTRICAL AUSTRALIA PTY LTD | SMD-10 | CURRENT
000004423 | FUSE,CARTRIDGE | BOLT IN;73 MM NOM CENTRES,REF A2,OFFSET TAGS;16 AMP;415 V AC;AS2005,PART 2;SUIT FUSEHOLDERS REF A2 & A3;OLD STOCK MAY BE 15 AMP;PACK OF 10; | NILSEN |  | FEDERAL 32B16 (ONLY) | CURRENT
000004423 | FUSE,CARTRIDGE | BOLT IN;73 MM NOM CENTRES,REF A2,OFFSET TAGS;16 AMP;415 V AC;AS2005,PART 2;SUIT FUSEHOLDERS REF A2 & A3;OLD STOCK MAY BE 15 AMP;PACK OF 10; | MEMAUST |  | 16SB3 (ONLY) | CURRENT
000004423 | FUSE,CARTRIDGE | BOLT IN;73 MM NOM CENTRES,REF A2,OFFSET TAGS;16 AMP;415 V AC;AS2005,PART 2;SUIT FUSEHOLDERS REF A2 & A3;OLD STOCK MAY BE 15 AMP;PACK OF 10; | BELL-MEM |  | 16SB3 | CURRENT
000004423 | FUSE,CARTRIDGE | BOLT IN;73 MM NOM CENTRES,REF A2,OFFSET TAGS;16 AMP;415 V AC;AS2005,PART 2;SUIT FUSEHOLDERS REF A2 & A3;OLD STOCK MAY BE 15 AMP;PACK OF 10; | FUSECO | FUSECO PTY LTD | TIA16 | CURRENT
000004424 | FUSE,CARTRIDGE | CLIP IN;OFFSET STAGGERED TAGS, (60 MM NOM LG);16 AMP;415 V AC;AS2005, PART 2 (EXCEPT FOR DIMENSIONS);PACK OF 20; | FUSECO | FUSECO PTY LTD | NS16 | CURRENT
000004426 | FUSE,CARTRIDGE | CLIP IN;OFFSET STAGGERED TAGS,(60 MM NOM LG);20 AMP;415 V AC;32 AMP MOTOR START; AS2005,PART 2 (EXCEPT FOR DIMENSIONS); PACK OF 20,PACK WEIGHT 0.3 KG; | FUSECO | FUSECO PTY LTD | NS20M32 | CURRENT
000004427 | FUSE,CARTRIDGE | CLIP IN;OFFSET STAGGERED TAGS, (60 MM NOM LG);20 AMP;415 V AC;AS2005, PART 2 (EXCEPT FOR DIMENSIONS);PACK OF 20; | FUSECO | FUSECO PTY LTD | NS20 | CURRENT
000004428 | FUSE,CARTRIDGE | BOLT IN;73 MM NOM CENTRES,REF A2,OFFSET TAGS;20 AMP;415 V AC;AS2005,PART 2;SUIT FUSEHOLDERS REF A2 & A3;PACK OF 10; | FUSECO | FUSECO PTY LTD | TIA20 | CURRENT
000004429 | FUSE,CARTRIDGE | FERRULE;29 MM LG,12.7 MM DIA CAP;20 AMP; 240 V AC;16.5 KA RATED BREAKING CAPACITY ;AS2005 PT 10,ASTA 20 CERTIFIED;PACK OF 20; | FUSECO | FUSECO PTY LTD | MD20 | CURRENT
000004429 | FUSE,CARTRIDGE | FERRULE;29 MM LG,12.7 MM DIA CAP;20 AMP; 240 V AC;16.5 KA RATED BREAKING CAPACITY ;AS2005 PT 10,ASTA 20 CERTIFIED;PACK OF 20; | COOPELEC | COOPER ELECTRICAL AUSTRALIA PTY LTD | SMD20 | CURRENT
000004431 | FUSE,CARTRIDGE | BOLT IN;73 MM NOM CENTRES,REF A2,OFFSET TAGS;32 AMP;415 V AC;AS2005,PART 2; PACK OF 10; FUSEHOLDERS REF A2 & A3; | FUSECO | FUSECO PTY LTD | TIA32 | CURRENT
000004434 | FUSE,CARTRIDGE | FERRULE;57 MM LG,22.2 MM DIA CAP;30/32 AMP;400 V AC;33 KA RATED BREAKING CAPACITY;AS2005 PT 10,ASTA 20 CERTIFIED; PACK OF 20; | FUSECO | FUSECO PTY LTD | 2258F-32 | CURRENT
000004439 | FUSE,CARTRIDGE | FERRULE;35.0 MM LG,16.7 MM DIA CAP; 45 AMP;240 V AC;20 KA RATED BREAKING CAPACITY;AS2005 PT 10,ASTA 20 CERTIFIED; PACK OF 20; | FUSECO | FUSECO PTY LTD | 1735F-45 | CURRENT
000004439 | FUSE,CARTRIDGE | FERRULE;35.0 MM LG,16.7 MM DIA CAP; 45 AMP;240 V AC;20 KA RATED BREAKING CAPACITY;AS2005 PT 10,ASTA 20 CERTIFIED; PACK OF 20; | COOPELEC | COOPER ELECTRICAL AUSTRALIA PTY LTD | C4545 | CURRENT
000004440 | FUSE,CARTRIDGE | FERRULE;29 MM LG,12.7 MM DIA CAP;45 AMP; 415 V AC;SPECIAL CURVE,NON STD RATING; AS2005,PART 3 (EXCEPT FOR FUSE CURVE & RATING);BOX OF 10; | FUSECO | FUSECO PTY LTD | FERRULE;29 MM LG | CURRENT
000004442 | FUSE,CARTRIDGE | FERRULE;57 MM LG,22.2 MM DIA CAP;50 AMP; 415 V AC;33 KA RATED BREAKING CAPACITY; AS2005 PT 10,ASTA 20 CERTIFIED; PACK OF 20,PACK WEIGHT 15 KG,2000 PER | FUSECO | FUSECO PTY LTD | 2258F-50 | CURRENT
000004443 | FUSE,CARTRIDGE | FERRULE;76.2 MM LG,20.6 MM DIA CAP; 63 AMP;415 V AC;NON STD DIMENSIONS; AS2005,PART 3 (EXCEPT FOR DIMENSIONS); PACK OF 20,PACK WEIGHT 1.22 KG; | FUSECO | FUSECO PTY LTD | 2076F-63 | CURRENT
000004444 | FUSE,CARTRIDGE | J TYPE;76 MM NOM CENTRES,U OR TWIN L SLOTTED TAGS;63 AMP;415 V AC;CLASS Q1; BS 88 PART 5 (EXCEPT FOR DIMENSIONS); PACK OF 5,PACK WEIGHT 1.0 KG;OLD STOCK | FUSECO | FUSECO PTY LTD | JHU63 | CURRENT
000004444 | FUSE,CARTRIDGE | J TYPE;76 MM NOM CENTRES,U OR TWIN L SLOTTED TAGS;63 AMP;415 V AC;CLASS Q1; BS 88 PART 5 (EXCEPT FOR DIMENSIONS); PACK OF 5,PACK WEIGHT 1.0 KG;OLD STOCK | COOPELEC | COOPER ELECTRICAL AUSTRALIA PTY LTD | 63MJ29-6 | CURRENT
000004447 | FUSE,CARTRIDGE | BOLT IN;73 MM NOM CENTRES,REF A3,OFFSET TAGS;63 AMP;415 V AC;AS2005,PART 2;BOX OF 10; FUSEHOLDERS REF A3 ONLY; | FUSECO | FUSECO PTY LTD | TIS63 | CURRENT
000004448 | FUSE,CARTRIDGE | BOLT IN;73 MM NOM CENTRES,REF A3,OFFSET TAGS;63 AMP;415 V AC;80 AMP MOTOR START; AS2005,PART 2;PACK OF 10,PACK WEIGHT 1.0 KG;SUIT FUSEHOLDERS REF A3 ONLY; | BELL-MEM |  | 63SB4M80 | CURRENT
000004448 | FUSE,CARTRIDGE | BOLT IN;73 MM NOM CENTRES,REF A3,OFFSET TAGS;63 AMP;415 V AC;80 AMP MOTOR START; AS2005,PART 2;PACK OF 10,PACK WEIGHT 1.0 KG;SUIT FUSEHOLDERS REF A3 ONLY; | FUSECO | FUSECO PTY LTD | TIS63M80 | CURRENT
000004449 | FUSE,CARTRIDGE | FERRULE;50.8 MM LG,16.7 MM DIA CAP; 63/65 AMP;415 V AC;AS2005 PART 3;PACK OF 20,PACK WEIGHT 0.60 KG;CONTINGENCY SPARE FUSE-LINKS FOR SUBMERSIBLE IN-LINE | FUSECO | FUSECO PTY LTD | 1751F-63 | CURRENT
000004451 | FUSE,CARTRIDGE | FERRULE;57 MM LG,22.2 MM DIA CAP;80 AMP; 415 V AC;33 KA RATED BREAKING CAPACITY; AS2005 PT 10,ASTA 20 CERTIFIED;PACK OF 20 PACK WEIGHT 15 KG,2000 PER PALLET; | FUSECO | FUSECO PTY LTD | 2258F-80 | CURRENT
000004455 | FUSE,CARTRIDGE | FERRULE;76.2 MM LG,20.6 MM DIA CAP; 80 AMP;415 V AC;20 KA RATED BREAKING CAPACITY AS2005,PT 10,ASTA 20 CERTIFIED; PACK OF 10PACK WEIGHT 15 KG,PALLET OF | FUSECO | FUSECO PTY LTD | 2076F-80 | CURRENT
000004457 | FUSE,CARTRIDGE | J TYPE;76 MM NOM CENTRES,U OR TWIN L SLOTTED TAGS;100 AMP;415 V AC;80 KA RATED BREAKING CAPACITY;BS 88,PT 5,ASTA 20 CERTIFIED;PACK OF 5,WEIGHT1.0 KG; | FUSECO | FUSECO PTY LTD | JHU100 | CURRENT
000004457 | FUSE,CARTRIDGE | J TYPE;76 MM NOM CENTRES,U OR TWIN L SLOTTED TAGS;100 AMP;415 V AC;80 KA RATED BREAKING CAPACITY;BS 88,PT 5,ASTA 20 CERTIFIED;PACK OF 5,WEIGHT1.0 KG; | COOPELEC | COOPER ELECTRICAL AUSTRALIA PTY LTD | 100MJ29-6 | CURRENT
000004458 | FUSE,CARTRIDGE | BOLT IN;111 MM NOM CENTRES,REF B1,CENTRE TAGS;100 AMP;415 V AC;AS2005,PART 2; PACK OF 10,PACK WEIGHT 1.0 KG; FUSEHOLDERS REF B1,B2,B3 & B4; | FUSECO | FUSECO PTY LTD | OTC100 | CURRENT
000004458 | FUSE,CARTRIDGE | BOLT IN;111 MM NOM CENTRES,REF B1,CENTRE TAGS;100 AMP;415 V AC;AS2005,PART 2; PACK OF 10,PACK WEIGHT 1.0 KG; FUSEHOLDERS REF B1,B2,B3 & B4; | COOPELEC | COOPER ELECTRICAL AUSTRALIA PTY LTD | CD100WO | CURRENT
000004459 | FUSE,CARTRIDGE | BOLT IN;94 MM NOM CENTRES,REF A4,OFFSET TAGS;100 AMP;415 V AC;80 KA RATED BREAKING CAPACITY;AS2005,PT 10,ASTA 20 CERTIFIED;PACK OF 10; | FUSECO | FUSECO PTY LTD | TIS100 | CURRENT
000004459 | FUSE,CARTRIDGE | BOLT IN;94 MM NOM CENTRES,REF A4,OFFSET TAGS;100 AMP;415 V AC;80 KA RATED BREAKING CAPACITY;AS2005,PT 10,ASTA 20 CERTIFIED;PACK OF 10; | FUSECO | FUSECO PTY LTD | TCP100 | CURRENT
000004460 | FUSE,CARTRIDGE | FERRULE;76.2 MM LG,20.6 MM DIA CAP; 100 AMP;415 V AC;20 KA RATED BREAKING CAPACITY;AS2005,PT 10,ASTA 20 CERTIFIED; BOX OF 20,PACK WEIGHT 1.22 KG; | FUSECO | FUSECO PTY LTD | 2076F-100 | CURRENT
000004462 | FUSE,CARTRIDGE | J TYPE;76 MM NOM CENTRES,U OR TWIN L SLOTTED TAGS;125 AMP;415 V AC;CLASS Q1; BS 88,PART 5 (EXCEPT FOR DIMENSIONS); PACK OF 5,PACK WEIGHT 1.0 KG; | FUSECO | FUSECO PTY LTD | JPU125 | CURRENT
000004462 | FUSE,CARTRIDGE | J TYPE;76 MM NOM CENTRES,U OR TWIN L SLOTTED TAGS;125 AMP;415 V AC;CLASS Q1; BS 88,PART 5 (EXCEPT FOR DIMENSIONS); PACK OF 5,PACK WEIGHT 1.0 KG; | COOPELEC | COOPER ELECTRICAL AUSTRALIA PTY LTD | 125MJ30-7 | CURRENT
000004465 | FUSE,CARTRIDGE | BOLT IN;111 MM NOM CENTRES,REF B2,CENTRE TAGS;160 AMP;415 V AC;AS2005 PART 2; BOX OF 5/10,PACK WEIGHT 0.7 KG; | FUSECO | FUSECO PTY LTD | OTF160 | CURRENT
000004465 | FUSE,CARTRIDGE | BOLT IN;111 MM NOM CENTRES,REF B2,CENTRE TAGS;160 AMP;415 V AC;AS2005 PART 2; BOX OF 5/10,PACK WEIGHT 0.7 KG; | IPD | IPD GROUP LIMITED | OTF160 | CURRENT
000004465 | FUSE,CARTRIDGE | BOLT IN;111 MM NOM CENTRES,REF B2,CENTRE TAGS;160 AMP;415 V AC;AS2005 PART 2; BOX OF 5/10,PACK WEIGHT 0.7 KG; | COOPELEC | COOPER ELECTRICAL AUSTRALIA PTY LTD | DD160WO | CURRENT
000004466 | FUSE,CARTRIDGE | J TYPE;82 MM NOM CENTRES,U OR TWIN L SLOTTED TAGS;200 AMP;415 V AC;80 KA RATED BREAKING CAPACITY;BS 88,PT 5,ASTA 20 CERTIFIED;PACK OF 5; | FUSECO | FUSECO PTY LTD | JPU200 | CURRENT
000004466 | FUSE,CARTRIDGE | J TYPE;82 MM NOM CENTRES,U OR TWIN L SLOTTED TAGS;200 AMP;415 V AC;80 KA RATED BREAKING CAPACITY;BS 88,PT 5,ASTA 20 CERTIFIED;PACK OF 5; | COOPELEC | COOPER ELECTRICAL AUSTRALIA PTY LTD | 200MJ29-6 | CURRENT
000004467 | FUSE,CARTRIDGE | J TYPE;76 MM NOM CENTRES,U OR TWIN L SLOTTED TAGS;200 AMP;415 V AC;80 KA RATED BREAKING CAPACITY;BS 88,PT 5,ASTA 20 CERTIFIED;PACK OF 5,PACK WEIGHT 1.0 | FUSECO | FUSECO PTY LTD | JHU200 | CURRENT
000004467 | FUSE,CARTRIDGE | J TYPE;76 MM NOM CENTRES,U OR TWIN L SLOTTED TAGS;200 AMP;415 V AC;80 KA RATED BREAKING CAPACITY;BS 88,PT 5,ASTA 20 CERTIFIED;PACK OF 5,PACK WEIGHT 1.0 | COOPELEC | COOPER ELECTRICAL AUSTRALIA PTY LTD | 200MJ30-7 | CURRENT
000004469 | FUSE,CARTRIDGE | J TYPE;92 MM NOM CENTRES,U OR TWIN L SLOTTED TAGS;200 AMP;415 V AC;CLASS Q1; BS 88,PART 5;PACK OF 5; | FUSECO | FUSECO PTY LTD | JSU200 | CURRENT
000004469 | FUSE,CARTRIDGE | J TYPE;92 MM NOM CENTRES,U OR TWIN L SLOTTED TAGS;200 AMP;415 V AC;CLASS Q1; BS 88,PART 5;PACK OF 5; | COOPELEC | COOPER ELECTRICAL AUSTRALIA PTY LTD | 200MJ31-7 | CURRENT
000004471 | FUSE,CARTRIDGE | BOLT IN;111 MM NOM CENTRES,REF B2,CENTRE TAGS;200 AMP;415 V AC;80 RATED BREAKING CAPACITY;AS2005 PT 10,ASTA 20 CERTIFIED ;PACK OF 10; | FUSECO | FUSECO PTY LTD | OTF200 | CURRENT
000004471 | FUSE,CARTRIDGE | BOLT IN;111 MM NOM CENTRES,REF B2,CENTRE TAGS;200 AMP;415 V AC;80 RATED BREAKING CAPACITY;AS2005 PT 10,ASTA 20 CERTIFIED ;PACK OF 10; | IPD | IPD GROUP LIMITED | OTF200 | CURRENT
000004471 | FUSE,CARTRIDGE | BOLT IN;111 MM NOM CENTRES,REF B2,CENTRE TAGS;200 AMP;415 V AC;80 RATED BREAKING CAPACITY;AS2005 PT 10,ASTA 20 CERTIFIED ;PACK OF 10; | COOPELEC | COOPER ELECTRICAL AUSTRALIA PTY LTD | DD200WO | CURRENT
000004472 | FUSE,CARTRIDGE | J TYPE;76 MM NOM CENTRES,U OR TWIN L SLOTTED TAGS;250 AMP;415 V AC;80 KA RATED BREAKING CAPACITY;BS 88,PT 5,ASTA 20 CERTIFIED;BOX OF 5; | COOPELEC | COOPER ELECTRICAL AUSTRALIA PTY LTD | 250MJ29-6 | CURRENT
000004473 | FUSE,CARTRIDGE | J TYPE;92 MM NOM CENTRES,U OR TWIN L SLOTTED TAGS;315 AMP;415 V AC;80 KA RATED BREAKING CAPACITY;BS 88,(PART 5), ASTA 20 CERTIFIED;PACK OF 5; | FUSECO | FUSECO PTY LTD | JSU315 | CURRENT
000004473 | FUSE,CARTRIDGE | J TYPE;92 MM NOM CENTRES,U OR TWIN L SLOTTED TAGS;315 AMP;415 V AC;80 KA RATED BREAKING CAPACITY;BS 88,(PART 5), ASTA 20 CERTIFIED;PACK OF 5; | COOPELEC | COOPER ELECTRICAL AUSTRALIA PTY LTD | 315MJ31-7 | CURRENT
000004473 | FUSE,CARTRIDGE | J TYPE;92 MM NOM CENTRES,U OR TWIN L SLOTTED TAGS;315 AMP;415 V AC;80 KA RATED BREAKING CAPACITY;BS 88,(PART 5), ASTA 20 CERTIFIED;PACK OF 5; | BELL-MEM |  | 315JCS92 | CURRENT
000004474 | FUSE,CARTRIDGE | J TYPE;82 MM NOM CENTRES,U OR TWIN L SLOTTED TAGS;315 AMP;415 V AC;80 KA RATED BREAKING CAPACITY;BS 88,PT 5, ASTA 20 CERTIFIED;PACK OF 5; | FUSECO | FUSECO PTY LTD | JPU315 | CURRENT
000004474 | FUSE,CARTRIDGE | J TYPE;82 MM NOM CENTRES,U OR TWIN L SLOTTED TAGS;315 AMP;415 V AC;80 KA RATED BREAKING CAPACITY;BS 88,PT 5, ASTA 20 CERTIFIED;PACK OF 5; | COOPELEC | COOPER ELECTRICAL AUSTRALIA PTY LTD | 315MJ30-7 | CURRENT
000004475 | FUSE,CARTRIDGE | BOLT IN;133 MM NOM CENTRES,REF C1, CENTRE TAGS;315 AMP;415 V AC;NON STD 2 HOLE ACCEPTABLE;AS2005,PART 2; PACK OF 1,PACK WEIGHT 0.4 KG; | FUSECO | FUSECO PTY LTD | OTKM315 | CURRENT
000004475 | FUSE,CARTRIDGE | BOLT IN;133 MM NOM CENTRES,REF C1, CENTRE TAGS;315 AMP;415 V AC;NON STD 2 HOLE ACCEPTABLE;AS2005,PART 2; PACK OF 1,PACK WEIGHT 0.4 KG; | IPD | IPD GROUP LIMITED | OTKM315 315A | CURRENT
000004475 | FUSE,CARTRIDGE | BOLT IN;133 MM NOM CENTRES,REF C1, CENTRE TAGS;315 AMP;415 V AC;NON STD 2 HOLE ACCEPTABLE;AS2005,PART 2; PACK OF 1,PACK WEIGHT 0.4 KG; | BELL-MEM |  | 315SG7WP | CURRENT
000004477 | FUSE,CARTRIDGE | BOLT IN;111 MM NOM CENTRES,REF B3,CENTRE TAGS;315 AMP;415 V AC;80 RATED BREAKING CAPACITY;AS2005 PT 10,ASTA 20 CERTIFIED PACK OF 10; | FUSECO | FUSECO PTY LTD | OTKF315 | CURRENT
000004477 | FUSE,CARTRIDGE | BOLT IN;111 MM NOM CENTRES,REF B3,CENTRE TAGS;315 AMP;415 V AC;80 RATED BREAKING CAPACITY;AS2005 PT 10,ASTA 20 CERTIFIED PACK OF 10; | IPD | IPD GROUP LIMITED | OTKF315 | CURRENT
000004477 | FUSE,CARTRIDGE | BOLT IN;111 MM NOM CENTRES,REF B3,CENTRE TAGS;315 AMP;415 V AC;80 RATED BREAKING CAPACITY;AS2005 PT 10,ASTA 20 CERTIFIED PACK OF 10; | COOPELEC | COOPER ELECTRICAL AUSTRALIA PTY LTD | ED315WO | CURRENT
000004478 | FUSE,CARTRIDGE | BOLT IN;133 MM NOM CENTRES,REF C1,CENTRE TAGS,(4 HOLE);400 AMP;415 V AC;AS2005, PART 2;PACK OF 10;SUIT FUSEHOLDERS C1,C2 & C3; | FUSECO | FUSECO PTY LTD | OTM400 | CURRENT
000004478 | FUSE,CARTRIDGE | BOLT IN;133 MM NOM CENTRES,REF C1,CENTRE TAGS,(4 HOLE);400 AMP;415 V AC;AS2005, PART 2;PACK OF 10;SUIT FUSEHOLDERS C1,C2 & C3; | COOPELEC | COOPER ELECTRICAL AUSTRALIA PTY LTD | EF400WO | CURRENT
000004479 | FUSE,CARTRIDGE | J TYPE;92 MM NOM CENTRES,U OR TWIN L SLOTTED TAGS;400 AMP;415 V AC;80 KA RATED BREAKING CAPACITY;BS 88,(PART 5), ASTA 20 CERTIFIED;BOX OF 5,WEIGHT 2.5 KG | FUSECO | FUSECO PTY LTD | JSU400 | CURRENT
000004479 | FUSE,CARTRIDGE | J TYPE;92 MM NOM CENTRES,U OR TWIN L SLOTTED TAGS;400 AMP;415 V AC;80 KA RATED BREAKING CAPACITY;BS 88,(PART 5), ASTA 20 CERTIFIED;BOX OF 5,WEIGHT 2.5 KG | COOPELEC | COOPER ELECTRICAL AUSTRALIA PTY LTD | 400PJ31-7 | CURRENT
000004480 | FUSE,CARTRIDGE | J TYPE;82 MM NOM CENTRES,U OR TWIN L SLOTTED TAGS;400 AMP;415 V AC;CLASS Q1; BS 88,PART 5;PACK OF 5; | FUSECO | FUSECO PTY LTD | JPU400 | CURRENT
000004480 | FUSE,CARTRIDGE | J TYPE;82 MM NOM CENTRES,U OR TWIN L SLOTTED TAGS;400 AMP;415 V AC;CLASS Q1; BS 88,PART 5;PACK OF 5; | COOPELEC | COOPER ELECTRICAL AUSTRALIA PTY LTD | 400PJ30-7 | CURRENT
000004484 | FUSE,CARTRIDGE | BOLT IN;111 MM NOM CENTRES,REF B4,CENTRE TAGS;400 AMP;415 V AC;80 KA RATED BREAKING CAPACITY;AS2005 PT 10,ASTA 20 CERTIFIED;PACK OF 10; | FUSECO | FUSECO PTY LTD | OTMF400 | CURRENT
000004484 | FUSE,CARTRIDGE | BOLT IN;111 MM NOM CENTRES,REF B4,CENTRE TAGS;400 AMP;415 V AC;80 KA RATED BREAKING CAPACITY;AS2005 PT 10,ASTA 20 CERTIFIED;PACK OF 10; | COOPELEC | COOPER ELECTRICAL AUSTRALIA PTY LTD | ED400WO | CURRENT
000004485 | FUSE,CARTRIDGE | BOLT IN;133 MM NOM CENTRES,REF C2,CENTRE TAGS,(4 HOLE);500 AMP;415 V AC;AS2005, PART 2;SUIT FUSEHOLDERS REF C2 & C3; PACK OF 10; | FUSECO | FUSECO PTY LTD | OTTM500 | CURRENT
000004485 | FUSE,CARTRIDGE | BOLT IN;133 MM NOM CENTRES,REF C2,CENTRE TAGS,(4 HOLE);500 AMP;415 V AC;AS2005, PART 2;SUIT FUSEHOLDERS REF C2 & C3; PACK OF 10; | IPD | IPD GROUP LIMITED | OTTM500 | CURRENT
000004485 | FUSE,CARTRIDGE | BOLT IN;133 MM NOM CENTRES,REF C2,CENTRE TAGS,(4 HOLE);500 AMP;415 V AC;AS2005, PART 2;SUIT FUSEHOLDERS REF C2 & C3; PACK OF 10; | COOPELEC | COOPER ELECTRICAL AUSTRALIA PTY LTD | FF500WO | CURRENT
000004486 | FUSE,CARTRIDGE | J TYPE;92 MM NOM CENTRES,U OR TWIN L SLOTTED TAGS;500 AMP;415 V AC;CLASS Q1; BS 88,PART 5;PACK OF 5; | FUSECO | FUSECO PTY LTD | JSU500 | CURRENT
000004486 | FUSE,CARTRIDGE | J TYPE;92 MM NOM CENTRES,U OR TWIN L SLOTTED TAGS;500 AMP;415 V AC;CLASS Q1; BS 88,PART 5;PACK OF 5; | COOPELEC | COOPER ELECTRICAL AUSTRALIA PTY LTD | 500RJ31-7 | CURRENT
000004489 | FUSE,CARTRIDGE | J TYPE;92 MM NOM CENTRES,U OR TWIN L SLOTTED TAGS;630 AMP;415 V AC;CLASS Q1; BS 88,PART 5;OLD STOCK MAY BE RATED 600 AMP;PACK OF 5; | COOPELEC | COOPER ELECTRICAL AUSTRALIA PTY LTD | 630SJ31-6 | CURRENT
000004490 | FUSE,CARTRIDGE | BOLT IN;133 MM NOM CENTRES,REF C2, CENTRE TAGS,(4 HOLE);630 AMP;415 V AC; WEATHERPROOF;AS2005,PART 2;PACK OF 10; | FUSECO | FUSECO PTY LTD | OTTM630 | CURRENT
000004490 | FUSE,CARTRIDGE | BOLT IN;133 MM NOM CENTRES,REF C2, CENTRE TAGS,(4 HOLE);630 AMP;415 V AC; WEATHERPROOF;AS2005,PART 2;PACK OF 10; | COOPELEC | COOPER ELECTRICAL AUSTRALIA PTY LTD | FF630WO | CURRENT
000004496 | DUMMY FUSE LINK | Ferrule Type, 45A Fitting, 28mm Nom Lg, 13mm Nom Dia, Wood | FARNELLM | M R FARNELL CABINET MAKING | DUMMY FUSE | CURRENT
000004497 | DUMMY FUSE LINK | 65 AMP FITTING SIZE;FERRULE TYPE;WOOD BODY;50 MM NOM LG,16 MM NOM DIA; | ENERGEX | ENERGEX | DUMMY FUSE 65 AMP | CURRENT
000004503 | FUSE LINK,RING MAIN UNIT. | 12 KV;AIR INSULATED;TO SUIT GEC TYPE DDFC,DDFB RMU(S);200 KVA TRANSFORMER PROTECTION;AS1034-1978;PACK OF 3, PACK WEIGHT 6.3 KG; | COOPELEC | COOPER ELECTRICAL AUSTRALIA PTY LTD | 12BDGHA20 | CURRENT
000004505 | FUSE LINK,RING MAIN UNIT. | 12 KV;AIR INSULATED;TO SUIT GEC TYPE DDFC,DDFB RMU(S);500 KVA TRANSFORMER PROTECTION;AS1034-1978;PACK OF 3, PACK WEIGHT 6.3KG; | COOPELEC | COOPER ELECTRICAL AUSTRALIA PTY LTD | 12BDGHA50 | CURRENT
000004506 | FUSE LINK,RING MAIN UNIT. | 12 KV;AIR INSULATED;TO SUIT GEC TYPE DDFC,DDFB RMU(S);750 KVA TRANSFORMER PROTECTION;AS1034-1978;PACK OF 3, PACK WEIGHT 12.6 KG; | COOPELEC | COOPER ELECTRICAL AUSTRALIA PTY LTD | 12BFGHA63 | CURRENT
000004507 | FUSE LINK,RING MAIN UNIT. | 12 KV;AIR INSULATED;TO SUIT GEC TYPE DDFC,DDFB RMU(S);1000 KVA TRANSFORMER PROTECTION;AS1034-1978;PACK OF 3, PACK WEIGHT 12.6 KG; | COOPELEC | COOPER ELECTRICAL AUSTRALIA PTY LTD | 12BFGHA80 | CURRENT
000004508 | FUSE LINK,RING MAIN UNIT. | 12 KV;16 AMP HRC FUSE;FOR SF6/AIR/EPOXY INSULATED SWITCHGEAR;200 KVA TRANSFORMER ;PACK OF 3,PACK WEIGHT1.6 KG; | FUSECO | FUSECO PTY LTD | 3000403/16 | CURRENT
000004509 | FUSE LINK,RING MAIN UNIT. | 12 KV;25 AMP HRC FUSE;FOR SF6/AIR/EPOXY INSULATED SWITCHGEAR;FOR 315 KVA TRANSFORMER;PACK OF 3,PACK WEIGHT 1.6 KG; | FUSECO | FUSECO PTY LTD | 3000403/25 | CURRENT
000004510 | FUSE LINK,RING MAIN UNIT. | 12 KV;40 AMP HRC FUSE;FOR SF6/AIR/EPOXY INSULATED SWITCHGEAR;500 KVA TRANSFORMER;PACK OF 3,PACK WEIGHT 1.6 KG; | FUSECO | FUSECO PTY LTD | 3000403/40 | CURRENT
000004511 | FUSE LINK,RING MAIN UNIT. | 12 KV;HRC FUSE;FOR SF6/AIR/EPOXY INSULATED SWITCHGEAR;750 KVA HIGH IMPEDANCE TRANSFORMER;PACK OF 1, PACK WEIGHT2.0 KG; | FUSECO | FUSECO PTY LTD | 3001203/63 | CURRENT
000004512 | FUSE LINK,RING MAIN UNIT. | 12 KV;HRC FUSE;FOR SF6/AIR/EPOXY INSULATED SWITCHGEAR;1000 KVA HIGH IMPEDANCE TRANSFORMER;PACK OF 1, PACK WEIGHT 4.0 KG; | COOPELEC | COOPER ELECTRICAL AUSTRALIA PTY LTD | 12FXLSJ80 | CURRENT
000004514 | FUSE LINK,RING MAIN UNIT. | 12 KV;25 AMP HRC FUSE;FOR OIL INSULATED SWITCHGEAR;200 KVA TRANSFORMER; PACK OF 1,PACK WEIGHT 1.8 KG; | COOPELEC | COOPER ELECTRICAL AUSTRALIA PTY LTD | 12OEFMA20 | CURRENT
000004515 | FUSE LINK,RING MAIN UNIT. | 12kV, 31.5A HRC Fuse, for Oil Insulated Switchgear, 315kVA Transformer, Pack of 3, Pack Weight 1.8kg | COOPELEC | COOPER ELECTRICAL AUSTRALIA PTY LTD | 12OEFMA31.5 | CURRENT
000004516 | FUSE LINK,RING MAIN UNIT. | 12 KV;40 AMP;HRC FUSE;FOR OIL INSULATED SWITCHGEAR;500 KVA TRANSFORMER;PACK OF 3,PACK WEIGHT 1.8 KG; | COOPELEC | COOPER ELECTRICAL AUSTRALIA PTY LTD | 12OEFMA40 | CURRENT
000004517 | FUSE LINK,RING MAIN UNIT. | 12 KV;63 AMP HRC FUSE;FOR OIL INSULATED SWITCHGEAR;750 KVA TRANSFORMER; PACK OF 3,PACK WEIGHT 6 KG; | COOPELEC | COOPER ELECTRICAL AUSTRALIA PTY LTD | 12OEFMA63 | CURRENT
000004518 | FUSE LINK,RING MAIN UNIT. | 12 KV;80 AMP HRC FUSE;FOR OIL INSULATED SWITCHGEAR;1000 KVA HIGH IMPEDANCE TRANSFORMER;PACK OF 1,PACK WEIGHT 1.8 KG; | FUSECO | FUSECO PTY LTD | 30 144 36/80 | CURRENT
000004522 | FUSE LINK,ENCLOSED ELEMENT | 630 AMP;500 V AC;BLADE TYPE CONTACTS, DIN SIZE 3;AS2005,PART 1;PACK OF 3, PACK WEIGHT 3.30 KG; | FLOWLINE | FLOWLINE INDUSTRIES PTY LTD | NH3GG50V630 | CURRENT
000004522 | FUSE LINK,ENCLOSED ELEMENT | 630 AMP;500 V AC;BLADE TYPE CONTACTS, DIN SIZE 3;AS2005,PART 1;PACK OF 3, PACK WEIGHT 3.30 KG; | FLOWLINE | FLOWLINE INDUSTRIES PTY LTD | EM373063 | CURRENT
000004522 | FUSE LINK,ENCLOSED ELEMENT | 630 AMP;500 V AC;BLADE TYPE CONTACTS, DIN SIZE 3;AS2005,PART 1;PACK OF 3, PACK WEIGHT 3.30 KG; | FUSECO | FUSECO PTY LTD | NH3F-630 | CURRENT
000004523 | LINK,ELECTRICAL DISCONNECT | BAR;660 V,630 AMP;DIN 3 SIZE FITTED WITH INSULATED GRIPPING LUGS; FOR U/W FUSE SWITCH COMBINATIONS;PACK OF 1; | HAYMANS | HAYMANS ELECTRICAL | EEFNH3/6301SM | CURRENT
000004523 | LINK,ELECTRICAL DISCONNECT | BAR;660 V,630 AMP;DIN 3 SIZE FITTED WITH INSULATED GRIPPING LUGS; FOR U/W FUSE SWITCH COMBINATIONS;PACK OF 1; | HAYMANS | HAYMANS ELECTRICAL | IPDNH3/630ISM | CURRENT
000004523 | LINK,ELECTRICAL DISCONNECT | BAR;660 V,630 AMP;DIN 3 SIZE FITTED WITH INSULATED GRIPPING LUGS; FOR U/W FUSE SWITCH COMBINATIONS;PACK OF 1; | ALSTOM | ALSTOM GRID AUSTRALIA LIMITED | EEFNH3/630ISM | CURRENT
000004524 | SWITCH-DISCONNECTOR | 660 V AC;1600 AMP;3 PHASE;40 KA PEAK MKG CAP;C/W SEPARATE PROTECTIVE COVER; IEC408 & AS1775;BROWN BOVERI TYPE BSL; | ABB | ABB FAN PTY LTD | NHPL013603R1 | PHASING
000004527 | FUSE-SWITCH COMBINATION. | 660 V;400 AMP;3 PHASE;50 KA MKG CAP;FUSE LINK DIN BLADE TYPE SIZE 1 OR 2;IEC408 & AS1775;BROWN BOVERI TYPE SLBM; | ABB | ABB FAN PTY LTD | ORD3703400 | PHASING
000004529 | FUSE-SWITCH COMBINATION. | 660 V;630 AMP;3 PHASE;50 KA MKG CAP; FUSE LINK DIN BLADE TYPE SIZE 3;IEC408 & AS1775;BROWN BOVERI TYPE SLBM; | ABB | ABB FAN PTY LTD | NHPL046253R1 | PHASING
000004529 | FUSE-SWITCH COMBINATION. | 660 V;630 AMP;3 PHASE;50 KA MKG CAP; FUSE LINK DIN BLADE TYPE SIZE 3;IEC408 & AS1775;BROWN BOVERI TYPE SLBM; | ABB | ABB FAN PTY LTD | SLBM630 | PHASING
000004531 | INSULATOR,SCREW | LOW VOLTAGE PORCELAIN;GLAZED;240/415 V; INSULATOR 76 MM H,64 MM DIA;COACH SCREW 51 MM X 10 MM;19 MM HORIZONTAL HOLE THROUGH INSULATOR; | NILSEN |  | AS20 | CURRENT
000004549 | INSULATOR,STANDOFF | STATION POST,CYLINDRICAL;PORCELAIN,SOLID CORE;381 MM H;VERTICAL;BASE MTG;CAP TOP ;33 KV NOM V;5 KN MIN FAILING CANTILEVER W/CAP & BASE;AS4398.1;BOX OF 1,PACK | PENTA | PENTA AUST (TMAC THEW & MCCANN/HYLEC) | PA00720 | CURRENT
000004549 | INSULATOR,STANDOFF | STATION POST,CYLINDRICAL;PORCELAIN,SOLID CORE;381 MM H;VERTICAL;BASE MTG;CAP TOP ;33 KV NOM V;5 KN MIN FAILING CANTILEVER W/CAP & BASE;AS4398.1;BOX OF 1,PACK | PENTA | PENTA AUST (TMAC THEW & MCCANN/HYLEC) | PA30072 | CURRENT
000004549 | INSULATOR,STANDOFF | STATION POST,CYLINDRICAL;PORCELAIN,SOLID CORE;381 MM H;VERTICAL;BASE MTG;CAP TOP ;33 KV NOM V;5 KN MIN FAILING CANTILEVER W/CAP & BASE;AS4398.1;BOX OF 1,PACK | THEWMCAN | TMAC THEW & MCCANN GROUP | TM00720 | CURRENT
000004549 | INSULATOR,STANDOFF | STATION POST,CYLINDRICAL;PORCELAIN,SOLID CORE;381 MM H;VERTICAL;BASE MTG;CAP TOP ;33 KV NOM V;5 KN MIN FAILING CANTILEVER W/CAP & BASE;AS4398.1;BOX OF 1,PACK | DULHUNTY | DULHUNTY INDUSTRIES PTY LTD | C6-200-II-380 | CURRENT
000004552 | INSULATOR,STRAIN | Long Rod, 132kV Nom V, 120kN Sml, Twin, Synthetic Composite, 1550mm Nom Lg Coupling, 3650mm Min Creepage, D24 Eye Ends, Pack of 12, AS4435.2 | PENTA | PENTA AUST (TMAC THEW & MCCANN/HYLEC) | PA30083 | CURRENT
000004552 | INSULATOR,STRAIN | Long Rod, 132kV Nom V, 120kN Sml, Twin, Synthetic Composite, 1550mm Nom Lg Coupling, 3650mm Min Creepage, D24 Eye Ends, Pack of 12, AS4435.2 | FLOWLINE | FLOWLINE INDUSTRIES PTY LTD | TECH APPROVED | CURRENT
000004552 | INSULATOR,STRAIN | Long Rod, 132kV Nom V, 120kN Sml, Twin, Synthetic Composite, 1550mm Nom Lg Coupling, 3650mm Min Creepage, D24 Eye Ends, Pack of 12, AS4435.2 | GRAPHSOL | GRAPH SOLUTIONS PTY LTD | 132207C.C | CURRENT
000004552 | INSULATOR,STRAIN | Long Rod, 132kV Nom V, 120kN Sml, Twin, Synthetic Composite, 1550mm Nom Lg Coupling, 3650mm Min Creepage, D24 Eye Ends, Pack of 12, AS4435.2 | THEWMCAN | TMAC THEW & MCCANN GROUP | 915342 | CURRENT
000004553 | INSULATOR,STANDOFF | LINE POST;SYNTHETIC COMPOSITE;HORIZONTAL ;GAIN BASE MTG;CLAMP TOP;132 KV NOM V; 4.9 KN MAX WORKING LOAD;W/SECURING BOLTS ;REFER 09429 FOR BRACKET;USED FOR PROJ; | KENDALL |  | OHIO BRASS HI-LITE232108 | STRATEGIC SPARE
000004554 | INSULATOR,STANDOFF | Pedestal Post, Porcelain, Pin, 11kV Nom, Vertical 280mm H, Flange Mtg, Cap Top, 8.8kN Cantilever, w/Cap & Pin, AS1137 Part 3, Dwg 32080-A3-1, Pack of 2 | PENTA | PENTA AUST (TMAC THEW & MCCANN/HYLEC) | PA00717 | CURRENT
000004554 | INSULATOR,STANDOFF | Pedestal Post, Porcelain, Pin, 11kV Nom, Vertical 280mm H, Flange Mtg, Cap Top, 8.8kN Cantilever, w/Cap & Pin, AS1137 Part 3, Dwg 32080-A3-1, Pack of 2 | PENTA | PENTA AUST (TMAC THEW & MCCANN/HYLEC) | PA30070 | CURRENT
000004554 | INSULATOR,STANDOFF | Pedestal Post, Porcelain, Pin, 11kV Nom, Vertical 280mm H, Flange Mtg, Cap Top, 8.8kN Cantilever, w/Cap & Pin, AS1137 Part 3, Dwg 32080-A3-1, Pack of 2 | THEWMCAN | TMAC THEW & MCCANN GROUP | TM00717 | CURRENT
000004554 | INSULATOR,STANDOFF | Pedestal Post, Porcelain, Pin, 11kV Nom, Vertical 280mm H, Flange Mtg, Cap Top, 8.8kN Cantilever, w/Cap & Pin, AS1137 Part 3, Dwg 32080-A3-1, Pack of 2 | NZI |  | 104140 | CURRENT
000004554 | INSULATOR,STANDOFF | Pedestal Post, Porcelain, Pin, 11kV Nom, Vertical 280mm H, Flange Mtg, Cap Top, 8.8kN Cantilever, w/Cap & Pin, AS1137 Part 3, Dwg 32080-A3-1, Pack of 2 | MORLYNN | MORLYNN | H11265 | CURRENT
000004559 | INSULATOR,ELEC POWER CABLE SUPPORT BKT | UNGLAZED NO 1;PORCELAIN;FOR SUPPORTING CABLE ON CABLE SUPPORT BRACKETS (06609 & 06610) IN CONCRETE JOINT PITS;PACK OF 10; | JBJOINT | JB JOINTING SUPPLIES PTY LTD | PORCELAIN - LARGE | CURRENT
000004559 | INSULATOR,ELEC POWER CABLE SUPPORT BKT | UNGLAZED NO 1;PORCELAIN;FOR SUPPORTING CABLE ON CABLE SUPPORT BRACKETS (06609 & 06610) IN CONCRETE JOINT PITS;PACK OF 10; | QLDPOTTR |  | TCS4559 | CURRENT
000004565 | CAP,BREATHER | CAST ALUMINIUM;COWLED 1 IN WATER PIPE THREAD;TO SUIT PWA TYPE 11 KV TRANSFORMER; | TYREE | TYREE INDUSTRIES PL MITTAGONG NSW | 103226 | PURCHASE AS REQUIRED
000004571 | TRANSFORMER,CURRENT | MEASUREMENT,WINDOW TYPE,TOROIDAL;INDOOR; FOR METERING;660 V;3000/2000/1200/5 AMP; 15 VA;CLASS 1;EXT 200%;ON 1200/5 AMP; SINGLE PHASE;50 HZ;C/W FOOT MTG BKT; | STEMAR |  | 04571 | CURRENT
000004596 | DISCONNECTOR,HIGH VOLTAGE | 36 KV;1600 AMP;25 KA FOR 3 SEC ;SINGLE PHASE;SINGLE BREAK;LINK STICK OPERATED; SUPPLIED WITH INSULATORS;TYPE DIL 200; CONTRACT CH88 ITEM 14; | A.E.M. | AEM AUSTRALIA PTY LTD | A4816-06 | CURRENT
000004602 | SWITCH FUSE GEAR | 12 KV;3 PHASE;400 AMP BKG CAP;30 KA MKG CAP;14.4 KA,1 SEC,SW SH TIME W/STAND CURR;1 FUSE SW;400 AMP NORM CURR;400 AMP BKG CUR R;30 KA MKG CURR;1 PHASE TRIP; | HAZEMEYR |  | MD404SQB/3 | CURRENT
000004603 | SWITCH FUSE GEAR | 12 KV;3 PHASE;2 SW;400 AMP BKG CAP; 30 KA MKG CAP;14.4 KA,1 SEC,SW SH TIME W/STAND CURR;1 FUSE SW;400 AMP NORM CURR;400 AMP BKG CURR;30 KA MKG CURR; | HAZEMEYR |  | MAGNEFIX MD401SQB/3 | STRATEGIC SPARE
000004604 | SWITCH FUSE GEAR | 12 KV;3 PHASE;3 SW;400 AMP BKG CAP; 30 KA MKG CAP;14.4 KA,1 SEC,SW SH TIME W/STAND CURR;1 FUSE SW;400 AMP NORM CURR;400 AMP BKG CURR;30 KA MKG CURR; | HAZEMEYR |  | MAGNEFIX MD406SQB/3 | PHASING
000004609 | ADAPTOR,CONNECTOR,ELECTRICAL | COPPER;SWITCH DISCONNECTOR;250 V; 1250 AMP;FOR LV DISTRIBUTION BOARDS TYPE P;PACK OF 10,PACK WEIGHT 9.5 KG; | ENI | ENI INDUSTRIES PL | 84155 | CURRENT
000004609 | ADAPTOR,CONNECTOR,ELECTRICAL | COPPER;SWITCH DISCONNECTOR;250 V; 1250 AMP;FOR LV DISTRIBUTION BOARDS TYPE P;PACK OF 10,PACK WEIGHT 9.5 KG; | GLOBAL | GLOBAL MANUFACTURING GROUP | ENERGEX 108-A2 | CURRENT
000004625 | TERMINAL BLOCK | Thermoplastic, Test Type, 440VAC, 10A, TS 32 Mtg, 0.5-4mm2 Conductor Size, 6.5mm Thk ,40mm H, 42mm W, Brown, Pack of 100 | CNWPL | CNW PL - SLACKS CREEK | WEI0412260000 | CURRENT
000004625 | TERMINAL BLOCK | Thermoplastic, Test Type, 440VAC, 10A, TS 32 Mtg, 0.5-4mm2 Conductor Size, 6.5mm Thk ,40mm H, 42mm W, Brown, Pack of 100 | HAYMANS | HAYMANS ELECTRICAL | KLI4122.2 | CURRENT
000004625 | TERMINAL BLOCK | Thermoplastic, Test Type, 440VAC, 10A, TS 32 Mtg, 0.5-4mm2 Conductor Size, 6.5mm Thk ,40mm H, 42mm W, Brown, Pack of 100 | KLIPPON |  | KLI4122.2 | CURRENT
000004629 | TERMINAL BLOCK | FUSE;250 V;10 AMP;RAIL MTG;U/W 4 AMP FUSE LINK SC 04411;PACK OF 20; | HAYMANS | HAYMANS ELECTRICAL | KLI1911.2 | CURRENT
000004629 | TERMINAL BLOCK | FUSE;250 V;10 AMP;RAIL MTG;U/W 4 AMP FUSE LINK SC 04411;PACK OF 20; | CNWPL | CNW PL - SLACKS CREEK | WEI0191120000 | CURRENT
000004629 | TERMINAL BLOCK | FUSE;250 V;10 AMP;RAIL MTG;U/W 4 AMP FUSE LINK SC 04411;PACK OF 20; | KLIPPON |  | KLI019112 | CURRENT
000004631 | TERMINAL BLOCK | MELAMINE;2 TERMINAL FEED THROUGH TYPE; 600 V AC;20 A;RAIL MTG,CLIP-ON;0.75-10 SQ MM CONDUCTOR SIZE;12 MM THK,52.5 MM H,65 MM W;BEIGE;W/DISCONNECT PLUG; | CNWPL | CNW PL - SLACKS CREEK | WEI0324120000 | CURRENT
000004631 | TERMINAL BLOCK | MELAMINE;2 TERMINAL FEED THROUGH TYPE; 600 V AC;20 A;RAIL MTG,CLIP-ON;0.75-10 SQ MM CONDUCTOR SIZE;12 MM THK,52.5 MM H,65 MM W;BEIGE;W/DISCONNECT PLUG; | HAYMANS | HAYMANS ELECTRICAL | KLI0324.2 | CURRENT
000004631 | TERMINAL BLOCK | MELAMINE;2 TERMINAL FEED THROUGH TYPE; 600 V AC;20 A;RAIL MTG,CLIP-ON;0.75-10 SQ MM CONDUCTOR SIZE;12 MM THK,52.5 MM H,65 MM W;BEIGE;W/DISCONNECT PLUG; | KLIPPON |  | KLI03241.2 | CURRENT
000004640 | BUSBAR | LV DISTRIBUTION BOARD;P & S TYPES; COPPER;420 MM LG,75 MM W,6 MM THK; W/6 X 15 MM DIA HOLES,& 1 X M6 TAP HOLE; PACK OF 1; | GLOBAL | GLOBAL MANUFACTURING GROUP | ENERGEX-108-A2-ITEM 11 | PURCHASE AS REQUIRED
000004647 | SWITCH,PUSH | 600 V AC/800 V DC;6 AMP,240 V AC/0.4 AMP ,110 V DC;(AC/DC 11 RATING);1 NO,1 NC & N/O CONTACTS;BLACK BUTTON PLATE; 22 MM DIA,FULLY ASSEMBLED;PACK OF 1; | CNWPL | CNW PL - SLACKS CREEK | EATM22DXKIT1 | CURRENT
000004647 | SWITCH,PUSH | 600 V AC/800 V DC;6 AMP,240 V AC/0.4 AMP ,110 V DC;(AC/DC 11 RATING);1 NO,1 NC & N/O CONTACTS;BLACK BUTTON PLATE; 22 MM DIA,FULLY ASSEMBLED;PACK OF 1; | KLOCKNER |  | KLOM22-D-X+XD+R+AK11 | CURRENT
000004647 | SWITCH,PUSH | 600 V AC/800 V DC;6 AMP,240 V AC/0.4 AMP ,110 V DC;(AC/DC 11 RATING);1 NO,1 NC & N/O CONTACTS;BLACK BUTTON PLATE; 22 MM DIA,FULLY ASSEMBLED;PACK OF 1; | CNWPL | CNW PL - SLACKS CREEK | M22DXKIT1 | CURRENT
000004650 | SWITCH,PUSH | 600 V AC/800 V DC;6 AMP,240 V AC/0.4 AMP ,110 V DC;(AC/DC 11 RATING);1 NO,1 NC & N/O CONTACTS;RED BUTTON PLATE; 22 MM DIA;PACK OF 1; | CNWPL | CNW PL - SLACKS CREEK | EATM22DXKIT2 | CURRENT
000004650 | SWITCH,PUSH | 600 V AC/800 V DC;6 AMP,240 V AC/0.4 AMP ,110 V DC;(AC/DC 11 RATING);1 NO,1 NC & N/O CONTACTS;RED BUTTON PLATE; 22 MM DIA;PACK OF 1; | CNWPL | CNW PL - SLACKS CREEK | M22DXKIT2 | CURRENT
000004650 | SWITCH,PUSH | 600 V AC/800 V DC;6 AMP,240 V AC/0.4 AMP ,110 V DC;(AC/DC 11 RATING);1 NO,1 NC & N/O CONTACTS;RED BUTTON PLATE; 22 MM DIA;PACK OF 1; | KLOCKNER |  | MOEM22DX+XDRAK11 | CURRENT
000004654 | CAPACITOR,TEST POINT | FOR RM UNIT;PACK OF 10; | THEWMCAN | TMAC THEW & MCCANN GROUP | MCCTP | PURCHASE AS REQUIRED
000004665 | END CLAMP,TERMINAL RAIL | TO SUIT UTILUX H2238 CLIP ON TERMINAL BLOCK;PACK OF 20; | TECONN | TE CONNECTIVITY LTD | H2232/20 | CURRENT
000004665 | END CLAMP,TERMINAL RAIL | TO SUIT UTILUX H2238 CLIP ON TERMINAL BLOCK;PACK OF 20; | REXEL | REXEL PTY LTD | UTIH2232/20 | CURRENT
000004665 | END CLAMP,TERMINAL RAIL | TO SUIT UTILUX H2238 CLIP ON TERMINAL BLOCK;PACK OF 20; | UTILUX |  | UTIH2232/20 | CURRENT
000004668 | MOUNTING BASE,TIEDOWN,ELECTRICAL | ABS PLASTIC;WHITE;ADHESIVE APPLIED; 25.4MM SQ;W/2 HOLES FOR NO 6 (M3) SCREWS;PACK OF 100,CARTON OF 500; CABLE TIE ADHESIVE BACKED MOUNT; | LEGEND | LEGEND POWER SYSTEMS | SAM25NT | CURRENT
000004668 | MOUNTING BASE,TIEDOWN,ELECTRICAL | ABS PLASTIC;WHITE;ADHESIVE APPLIED; 25.4MM SQ;W/2 HOLES FOR NO 6 (M3) SCREWS;PACK OF 100,CARTON OF 500; CABLE TIE ADHESIVE BACKED MOUNT; | STATEWD | STATEWIDE FSTNERS & ENG SPLS PL | CSAM25NT | CURRENT
000004668 | MOUNTING BASE,TIEDOWN,ELECTRICAL | ABS PLASTIC;WHITE;ADHESIVE APPLIED; 25.4MM SQ;W/2 HOLES FOR NO 6 (M3) SCREWS;PACK OF 100,CARTON OF 500; CABLE TIE ADHESIVE BACKED MOUNT; | CABLACES | CABLACES | CAASAM25NT | CURRENT
000004670 | CONNECTOR,BUSBAR | FLEXIBLE,BRAIDED WITH TINNED COPPER PALMS DRILLED WITH 3 X 14 MM HOLES; 315 MM LG,45 MM W,10 MM THK;PACK OF 1; | PLP AUST | PREFORMED LINE PRODUCTS (AUST) | CBL-ENGX-3297-A2-4 | CURRENT
000004671 | COVER,ELECTRICAL EQUIPMENT | Magnefix, PVC Dust Cover for Hazemeyer Isolator | HAZEMEYR |  | 3681-326 | CURRENT
000004673 | COVER,ELECTRICAL CONNECTOR | POLYTHENE,CLEAR;0.8 MM THK,MIN;CONDUCTOR RANGE UP TO 2.5 SQ MM (7/0.67); | EUGAQUIP |  | COVER,ELECTRICAL 2.5 SQ MM | CURRENT
000004680 | COVER,ELECTRICAL EQUIPMENT | PVC,RIGID;GREY;710 MM LG,590 MM W,4.5 MM THK;DUST & PROTECTIVE COVER FOR "P" LV SWITCHBOARD; | INDPLAST |  | COVER,ELECTRICAL 710 MM LG | CURRENT
000004683 | CUBICLE,ELECTRICAL EQUIPMENT. | OUTDOOR TYPE 1,FOR LV DISTRIBUTION BOARDS;USED WITH 90 DEG & 180 DEG GROUND TRANSFORMERS;STEEL,PAINTED; 690 MM W,990 MM D,1990 MM H; | ENERGEX | ENERGEX | CUBICLE,ELECTRICAL | MAINTENANCE STOCK
000004684 | RACEWAY,NONMETALLIC | OPEN SLOTTED WALLS;PVC,RIGID;GREY; 45 MM W,45 MM H;C/W 50 MM LID; 1 X 2 M LG;PACKEC IN PROTECTIVE PLASTIC BAG & BOUND WITH PALLETISING TAPE | HAYMANS | HAYMANS ELECTRICAL | WATDOS4545 | CURRENT
000004684 | RACEWAY,NONMETALLIC | OPEN SLOTTED WALLS;PVC,RIGID;GREY; 45 MM W,45 MM H;C/W 50 MM LID; 1 X 2 M LG;PACKEC IN PROTECTIVE PLASTIC BAG & BOUND WITH PALLETISING TAPE | WATTMAST |  | WATDOS4545 | CURRENT
000004689 | FRAME,MOUNTING | PADMOUNT LV DISTRIBUTION BOARDS;TYPE P; PACK OF 1,PACK WEIGHT 15 KG; | EZYSTRUT | EZYSTRUT CABLE & PIPE SUPPORTS | E04689K | PHASING
000004691 | CABLE GLAND | GLAND:CBL;PREMIUM,M20,8 TO 13MM,NYLON CABLE GLAND Nylon, M20, 8-13mm OD, 15mm Lg Thread, A/F 26.3mm, Black, IP68 | CNWPL | CNW PL - SLACKS CREEK | CABGN20 | CURRENT
000004691 | CABLE GLAND | GLAND:CBL;PREMIUM,M20,8 TO 13MM,NYLON CABLE GLAND Nylon, M20, 8-13mm OD, 15mm Lg Thread, A/F 26.3mm, Black, IP68 | LEGEND | LEGEND POWER SYSTEMS | GN20 | CURRENT
000004691 | CABLE GLAND | GLAND:CBL;PREMIUM,M20,8 TO 13MM,NYLON CABLE GLAND Nylon, M20, 8-13mm OD, 15mm Lg Thread, A/F 26.3mm, Black, IP68 | CABLACES | CABLACES | GN20 | CURRENT
000004692 | CABLE GLAND | GLAND:CBL;PREMIUM,M25,11 TO 17MM,NYLON CABLE GLAND Nylon, M25, 11-17mm OD, 15mm Lg Thread, A/F 32.0mm, Black, IP68 | CNWPL | CNW PL - SLACKS CREEK | CABGN25 | CURRENT
000004692 | CABLE GLAND | GLAND:CBL;PREMIUM,M25,11 TO 17MM,NYLON CABLE GLAND Nylon, M25, 11-17mm OD, 15mm Lg Thread, A/F 32.0mm, Black, IP68 | LEGEND | LEGEND POWER SYSTEMS | GN25 | CURRENT
000004692 | CABLE GLAND | GLAND:CBL;PREMIUM,M25,11 TO 17MM,NYLON CABLE GLAND Nylon, M25, 11-17mm OD, 15mm Lg Thread, A/F 32.0mm, Black, IP68 | CABLACES | CABLACES | CABGN25 | CURRENT
000004693 | CABLE GLAND | GLAND:CBL;PREMIUM,M32,15 TO 21MM,NYLON CABLE GLAND Nylon, M32, 15-21mm OD, 15mm Lg Thread, A/F 41.5mm, Black, IP68 | CNWPL | CNW PL - SLACKS CREEK | CABGN32 | CURRENT
000004693 | CABLE GLAND | GLAND:CBL;PREMIUM,M32,15 TO 21MM,NYLON CABLE GLAND Nylon, M32, 15-21mm OD, 15mm Lg Thread, A/F 41.5mm, Black, IP68 | GENERAL | GENERAL TRADE SUPPLIES | FGL33164 | CURRENT
000004693 | CABLE GLAND | GLAND:CBL;PREMIUM,M32,15 TO 21MM,NYLON CABLE GLAND Nylon, M32, 15-21mm OD, 15mm Lg Thread, A/F 41.5mm, Black, IP68 | GENERAL | GENERAL TRADE SUPPLIES | CABLE GLAND. | CURRENT
000004693 | CABLE GLAND | GLAND:CBL;PREMIUM,M32,15 TO 21MM,NYLON CABLE GLAND Nylon, M32, 15-21mm OD, 15mm Lg Thread, A/F 41.5mm, Black, IP68 | ESK P/L |  | GTS,PG-32 | CURRENT
000004693 | CABLE GLAND | GLAND:CBL;PREMIUM,M32,15 TO 21MM,NYLON CABLE GLAND Nylon, M32, 15-21mm OD, 15mm Lg Thread, A/F 41.5mm, Black, IP68 | CABLACES | CABLACES | GN32 | CURRENT
000004693 | CABLE GLAND | GLAND:CBL;PREMIUM,M32,15 TO 21MM,NYLON CABLE GLAND Nylon, M32, 15-21mm OD, 15mm Lg Thread, A/F 41.5mm, Black, IP68 | LEGEND | LEGEND POWER SYSTEMS | GN32 | CURRENT
000004694 | CABLE GLAND | POLYETHYLENE;WEATHERPROOF;M40 OD; C/W WASHERS,RINGS,SCREW & LOCKNUT; AS2052;FOR MIN CABLE OD 19 MM; MAX CABLE OD 28 MM;PACK OF 5; | CNWPL | CNW PL - SLACKS CREEK | CABGN40 | CURRENT
000004694 | CABLE GLAND | POLYETHYLENE;WEATHERPROOF;M40 OD; C/W WASHERS,RINGS,SCREW & LOCKNUT; AS2052;FOR MIN CABLE OD 19 MM; MAX CABLE OD 28 MM;PACK OF 5; | CABLACES | CABLACES | GN40 | CURRENT
000004694 | CABLE GLAND | POLYETHYLENE;WEATHERPROOF;M40 OD; C/W WASHERS,RINGS,SCREW & LOCKNUT; AS2052;FOR MIN CABLE OD 19 MM; MAX CABLE OD 28 MM;PACK OF 5; | LEGEND | LEGEND POWER SYSTEMS | GN40 | CURRENT
000004695 | CABLE GLAND | POLYETHYLENE;WEATHERPROOF;M50 OD;C/W WASHERS,RINGS,SCREW & LOCKNUT;FOR MIN CABLE OD 27 MM;MAX CABLE OD 38 MM; PACK OF 2; (issued as each) CTN QTY 84 | CNWPL | CNW PL - SLACKS CREEK | CABGN50 | CURRENT
000004695 | CABLE GLAND | POLYETHYLENE;WEATHERPROOF;M50 OD;C/W WASHERS,RINGS,SCREW & LOCKNUT;FOR MIN CABLE OD 27 MM;MAX CABLE OD 38 MM; PACK OF 2; (issued as each) CTN QTY 84 | GENERAL | GENERAL TRADE SUPPLIES | NCG50A | CURRENT
000004695 | CABLE GLAND | POLYETHYLENE;WEATHERPROOF;M50 OD;C/W WASHERS,RINGS,SCREW & LOCKNUT;FOR MIN CABLE OD 27 MM;MAX CABLE OD 38 MM; PACK OF 2; (issued as each) CTN QTY 84 | LEGEND | LEGEND POWER SYSTEMS | GN50 | CURRENT
000004700 | BASE,ISOLATING JACK. | PLASTIC;RECT;4 GANG;15 KV RMS RATING; ITEM 1 OF SPEC 118;FOR U/W ISOLATING JACK (STOCK CODE 04718) & COVER ()STOCK CODE 04673); | EUGAQUIP |  | BASE,ISOLATING | CURRENT
000004712 | END PLATE,TERMINAL BLOCK | TO SUIT WEIDMULLER CLIP ON TERMINAL BLOCK TYPE SAKC10;REFER STOCK CODE 04631 FOR TERMINAL BLOCK;PACK OF 20; | HAYMANS | HAYMANS ELECTRICAL | KLI1467.2 | CURRENT
000004712 | END PLATE,TERMINAL BLOCK | TO SUIT WEIDMULLER CLIP ON TERMINAL BLOCK TYPE SAKC10;REFER STOCK CODE 04631 FOR TERMINAL BLOCK;PACK OF 20; | KLIPPON |  | KLI1467.2 | CURRENT
000004712 | END PLATE,TERMINAL BLOCK | TO SUIT WEIDMULLER CLIP ON TERMINAL BLOCK TYPE SAKC10;REFER STOCK CODE 04631 FOR TERMINAL BLOCK;PACK OF 20; | CNWPL | CNW PL - SLACKS CREEK | WEI0146720000 | CURRENT
000004715 | END PLATE,TERMINAL BLOCK | TO SUIT KLIPPON TERMINAL BLOCKS; PACK OF 20; | HAYMANS | HAYMANS ELECTRICAL | KLI1913.2 | CURRENT
000004715 | END PLATE,TERMINAL BLOCK | TO SUIT KLIPPON TERMINAL BLOCKS; PACK OF 20; | KLIPPON |  | KLI1913.2 | CURRENT
000004715 | END PLATE,TERMINAL BLOCK | TO SUIT KLIPPON TERMINAL BLOCKS; PACK OF 20; | CNWPL | CNW PL - SLACKS CREEK | WEI0191320000 | CURRENT
000004716 | END PLATE,TERMINAL BLOCK | TO SUIT KLIPPON TERMINAL BLOCKS; PACK OF 20; | HAYMANS | HAYMANS ELECTRICAL | KLI2113.2 | CURRENT
000004716 | END PLATE,TERMINAL BLOCK | TO SUIT KLIPPON TERMINAL BLOCKS; PACK OF 20; | KLIPPON |  | KLI2113.2 | CURRENT
000004716 | END PLATE,TERMINAL BLOCK | TO SUIT KLIPPON TERMINAL BLOCKS; PACK OF 20; | CNWPL | CNW PL - SLACKS CREEK | WEI0211320000 | CURRENT
000004719 | PLUG,TIP | BUNCH PIN TYPE;4 MM DIA CONTACT;SCREW TYPE TERMINAL;BLACK PVC INSULATOR; W/4 MM TRANSVERSE HOLE;PACK OF 50, PACK WEIGHT 0.4 KG; | CNWPL | CNW PL - SLACKS CREEK | SOA930-726-100 | CURRENT
000004719 | PLUG,TIP | BUNCH PIN TYPE;4 MM DIA CONTACT;SCREW TYPE TERMINAL;BLACK PVC INSULATOR; W/4 MM TRANSVERSE HOLE;PACK OF 50, PACK WEIGHT 0.4 KG; | CNWPL | CNW PL - SLACKS CREEK | RSC641-8019 | CURRENT
000004719 | PLUG,TIP | BUNCH PIN TYPE;4 MM DIA CONTACT;SCREW TYPE TERMINAL;BLACK PVC INSULATOR; W/4 MM TRANSVERSE HOLE;PACK OF 50, PACK WEIGHT 0.4 KG; | HIRSCHMN |  | HIR930-726-100 | CURRENT
000004720 | PLUG,TIP | BUNCH PIN TYPE;4 MM DIA CONTACT;SCREW TYPE TERMINAL;RED PVC INSULATOR; W/4 MM TRANSVERSE HOLE;PACK OF 50, PACK WEIGHT 0.4 KG; | CNWPL | CNW PL - SLACKS CREEK | SOA930-726-101 | CURRENT
000004720 | PLUG,TIP | BUNCH PIN TYPE;4 MM DIA CONTACT;SCREW TYPE TERMINAL;RED PVC INSULATOR; W/4 MM TRANSVERSE HOLE;PACK OF 50, PACK WEIGHT 0.4 KG; | CNWPL | CNW PL - SLACKS CREEK | RSC641-8025 | CURRENT
000004720 | PLUG,TIP | BUNCH PIN TYPE;4 MM DIA CONTACT;SCREW TYPE TERMINAL;RED PVC INSULATOR; W/4 MM TRANSVERSE HOLE;PACK OF 50, PACK WEIGHT 0.4 KG; | HIRSCHMN |  | HIR930-726-101 | CURRENT
000004727 | SUPPORT SCREW,BRIDGING LINK | ;FOR 10 MM THK TERMINAL BLOCK (UTILUX H2238);STOCK CODE 08701;2 WAY BRIDGING LINK (STOCK CODE 04708),10 WAY BRIDGING LINK (STOCK CODE 04709);PACK OF 100; | REXEL | REXEL PTY LTD | UTIH2236M/100 | CURRENT
000004727 | SUPPORT SCREW,BRIDGING LINK | ;FOR 10 MM THK TERMINAL BLOCK (UTILUX H2238);STOCK CODE 08701;2 WAY BRIDGING LINK (STOCK CODE 04708),10 WAY BRIDGING LINK (STOCK CODE 04709);PACK OF 100; | UTILUX |  | UTIH2236M/100 | CURRENT
000004733 | TERMINAL BLOCK | MELAMINE;2 TERMINAL FEED THROUGH TYPE; 600 V;115 AMP;RAIL MTG (G32 RAIL SECT); 16-35 SQ MM CONDUCTOR SIZE;18 MM THK, 59 MM H,55 MM W;FOR END PLATE SC 04901; | REXEL | REXEL PTY LTD | UTIH2601/10 | CURRENT
000004733 | TERMINAL BLOCK | MELAMINE;2 TERMINAL FEED THROUGH TYPE; 600 V;115 AMP;RAIL MTG (G32 RAIL SECT); 16-35 SQ MM CONDUCTOR SIZE;18 MM THK, 59 MM H,55 MM W;FOR END PLATE SC 04901; | TECONN | TE CONNECTIVITY LTD | H2601/10 | CURRENT
000004733 | TERMINAL BLOCK | MELAMINE;2 TERMINAL FEED THROUGH TYPE; 600 V;115 AMP;RAIL MTG (G32 RAIL SECT); 16-35 SQ MM CONDUCTOR SIZE;18 MM THK, 59 MM H,55 MM W;FOR END PLATE SC 04901; | UTILUX |  | H2601 | CURRENT
000004735 | TRANSFORMER,ISOLATION | 15 KV - 2 KV;200 OHMS - 600 OHMS; TYPE 8801; | DYNE-IND | DYNE INDUSTRIES PTY LTD | TYPE 8801 | CURRENT
000004743 | SWITCH FUSE GEAR | 12 KV;3 PHASE;2 SW;13.1 KA MKG CAP; 1 FUSE SW;200 AMP NORM CURR;13.1 KA MKG CURR;OIL IMMERSED FUSES;3 PHASE TRIP;OIL INSUL;O/D;EXT; | L&C |  | TYPE O | PHASING
000004767 | CONNECTOR,RECEPTACLE | SURFACE MTG POWER TYPE;RD STRAIGHT BODY STYLE;2 FLAT PIN,T TYPE POLARISED;15 AMP MAX;32 V MAX;WHITE PVC SHELL;PACK OF 5; REFER STOCK CODE 04911 FOR PLUG TO SUIT; | CLIPSAL | GERARD INDUSTRIES QLD DIVSN P/L | CLI402/32WE | PURCHASE AS REQUIRED
000004773 | BASE,SWITCH | PVC;WHITE;RECT;1 GANG,STD PATTERN PLATE TYPE;115 MM LG,73 MM W;PACK OF 10,PACK WEIGHT 1 KG; | REXEL | REXEL PTY LTD | CLI449AWE | CURRENT
000004773 | BASE,SWITCH | PVC;WHITE;RECT;1 GANG,STD PATTERN PLATE TYPE;115 MM LG,73 MM W;PACK OF 10,PACK WEIGHT 1 KG; | CLIPSAL | GERARD INDUSTRIES QLD DIVSN P/L | CLI449AWE | CURRENT
000004779 | TERMINAL BOX. | JUNCTION TYPE;415 V;40 AMP;PVC;RECT, 96 MM LG,68 MM W,48 MM H;5 WAY, (FIVE FIXED 2-SCREW TERMINALS);IMPACT RESISTANT;2 SCREW COVER;PACK OF 10; | REXEL | REXEL PTY LTD | CLI554JF5WE | CURRENT
000004779 | TERMINAL BOX. | JUNCTION TYPE;415 V;40 AMP;PVC;RECT, 96 MM LG,68 MM W,48 MM H;5 WAY, (FIVE FIXED 2-SCREW TERMINALS);IMPACT RESISTANT;2 SCREW COVER;PACK OF 10; | CLIPSAL | GERARD INDUSTRIES QLD DIVSN P/L | CLI554JF5WE | CURRENT
000004782 | TERMINAL BOX. | JUNCTION TYPE;415 V;40 AMP;PVC;SQ, ,68 MM X 68 MM,38 MM H;4 WAY, (4 CONNECTORS INCL EARTH);IMPACT RESISTANT;PACK OF 10; | GENERAL | GENERAL TRADE SUPPLIES | JBS/VX221 | CURRENT
000004838 | CONDUIT,NONMETALLIC,FLEXIBLE | PVC, 16mm, Grey, Non-Corrugated, 30m Roll, AS/NZS 2053.4 (scm) | HAYMANS | HAYMANS ELECTRICAL | GTSFC16G30M | CURRENT
000004838 | CONDUIT,NONMETALLIC,FLEXIBLE | PVC, 16mm, Grey, Non-Corrugated, 30m Roll, AS/NZS 2053.4 (scm) | REXEL | REXEL PTY LTD | PFCPOWFC16GR30 | CURRENT
000004838 | CONDUIT,NONMETALLIC,FLEXIBLE | PVC, 16mm, Grey, Non-Corrugated, 30m Roll, AS/NZS 2053.4 (scm) | GENERAL | GENERAL TRADE SUPPLIES | 16MMMG | CURRENT
000004838 | CONDUIT,NONMETALLIC,FLEXIBLE | PVC, 16mm, Grey, Non-Corrugated, 30m Roll, AS/NZS 2053.4 (scm) | HAYMANS | HAYMANS ELECTRICAL | RMB 16 FL 30 | CURRENT
000004843 | CONDUIT,NONMETALLIC,RIGID | 20 MM NOM SIZE;UPVC;GREY;LT DUTY;SOCKET MOULDED ONE END;4 M LG;AS2053;PACK OF 1050,PACK WEIGHT 670 KG; | TRI UGRD | TRI UNDERGROUND AUSTRALIA PTY LTD | CONMD20 | CURRENT
000004843 | CONDUIT,NONMETALLIC,RIGID | 20 MM NOM SIZE;UPVC;GREY;LT DUTY;SOCKET MOULDED ONE END;4 M LG;AS2053;PACK OF 1050,PACK WEIGHT 670 KG; | HAYMANS | HAYMANS ELECTRICAL | PIP20LD | CURRENT
000004843 | CONDUIT,NONMETALLIC,RIGID | 20 MM NOM SIZE;UPVC;GREY;LT DUTY;SOCKET MOULDED ONE END;4 M LG;AS2053;PACK OF 1050,PACK WEIGHT 670 KG; | IPLEX | IPLEX PIPELINES AUSTRALIA PTY LTD | A03 | CURRENT
000004843 | CONDUIT,NONMETALLIC,RIGID | 20 MM NOM SIZE;UPVC;GREY;LT DUTY;SOCKET MOULDED ONE END;4 M LG;AS2053;PACK OF 1050,PACK WEIGHT 670 KG; | VINIDEX |  | 10020 | CURRENT
000004844 | CONDUIT,NONMETALLIC,RIGID | 25 MM NOM SIZE;UPVC;GREY;LT DUTY; SOCKET MOULDED ONE END;4 M LG;AS2053; PACK OF 800,PACK WEIGHT 650 KG; | IPLEX | IPLEX PIPELINES AUSTRALIA PTY LTD | A04 | CURRENT
000004844 | CONDUIT,NONMETALLIC,RIGID | 25 MM NOM SIZE;UPVC;GREY;LT DUTY; SOCKET MOULDED ONE END;4 M LG;AS2053; PACK OF 800,PACK WEIGHT 650 KG; | TRI UGRD | TRI UNDERGROUND AUSTRALIA PTY LTD | CONMD25 | CURRENT
000004844 | CONDUIT,NONMETALLIC,RIGID | 25 MM NOM SIZE;UPVC;GREY;LT DUTY; SOCKET MOULDED ONE END;4 M LG;AS2053; PACK OF 800,PACK WEIGHT 650 KG; | HAYMANS | HAYMANS ELECTRICAL | PIP25LD | CURRENT
000004844 | CONDUIT,NONMETALLIC,RIGID | 25 MM NOM SIZE;UPVC;GREY;LT DUTY; SOCKET MOULDED ONE END;4 M LG;AS2053; PACK OF 800,PACK WEIGHT 650 KG; | VINIDEX |  | 10040 | CURRENT
000004850 | SPLICE,CONDUCTOR | CONNECTOR BP;SINGLE SCREW INSULATED CLAMP TYPE; BRASS IN PLASTIC SHROUD;6 SQ MM X 3; PACK OF 50; | CLIPSAL | GERARD INDUSTRIES QLD DIVSN P/L | 563J/50 | CURRENT
000004850 | SPLICE,CONDUCTOR | CONNECTOR BP;SINGLE SCREW INSULATED CLAMP TYPE; BRASS IN PLASTIC SHROUD;6 SQ MM X 3; PACK OF 50; | CNWPL | CNW PL - SLACKS CREEK | 563J/50 | CURRENT
000004850 | SPLICE,CONDUCTOR | CONNECTOR BP;SINGLE SCREW INSULATED CLAMP TYPE; BRASS IN PLASTIC SHROUD;6 SQ MM X 3; PACK OF 50; | LEGEND | LEGEND POWER SYSTEMS | C32A1 | CURRENT
000004850 | SPLICE,CONDUCTOR | CONNECTOR BP;SINGLE SCREW INSULATED CLAMP TYPE; BRASS IN PLASTIC SHROUD;6 SQ MM X 3; PACK OF 50; | CNWPL | CNW PL - SLACKS CREEK | CLI563J/50 | CURRENT
000004856 | RACEWAY,NONMETALLIC | OPEN SLOTTED WALLS;PVC,RIGID;GREY; 25 MM W,40 MM H;C/W LID;2 M LG; | REXEL | REXEL PTY LTD | IBOT125.40 | CURRENT
000004856 | RACEWAY,NONMETALLIC | OPEN SLOTTED WALLS;PVC,RIGID;GREY; 25 MM W,40 MM H;C/W LID;2 M LG; | IBOCO | IBOCO | BOCT1-25-40 | CURRENT
000004856 | RACEWAY,NONMETALLIC | OPEN SLOTTED WALLS;PVC,RIGID;GREY; 25 MM W,40 MM H;C/W LID;2 M LG; | CNWPL | CNW PL - SLACKS CREEK | T12540 | CURRENT
000004862 | ELBOW,ELECTRICAL CONDUIT | RIGID PVC;INSPECTION;20 MM;PACK OF 20; | REXEL | REXEL PTY LTD | CLI244/20GY | CURRENT
000004862 | ELBOW,ELECTRICAL CONDUIT | RIGID PVC;INSPECTION;20 MM;PACK OF 20; | CNWPL | CNW PL - SLACKS CREEK | CLI244/20GY | CURRENT
000004862 | ELBOW,ELECTRICAL CONDUIT | RIGID PVC;INSPECTION;20 MM;PACK OF 20; | CLIPSAL | GERARD INDUSTRIES QLD DIVSN P/L | CLI244/20GRY | CURRENT
000004865 | FRAME,MOUNTING | ELECTRICITY SUPPLY PILLAR;STEEL;GALV; SUIT BASE STOCK CODE 06511,COVER STOCK CODE 06932 & LINKING PANEL STOCK CODE 04889;FOR SECURITY PURPOSES ONLY; | DULHUNTY | DULHUNTY INDUSTRIES PTY LTD | ICB-MF | CURRENT
000004877 | TERMINAL STRIP | Mini Neutral Link, 100A, 500V, 8 Hole c/w Cover, Front Wiring | CNWPL | CNW PL - SLACKS CREEK | CLIL8 | CURRENT
000004877 | TERMINAL STRIP | Mini Neutral Link, 100A, 500V, 8 Hole c/w Cover, Front Wiring | REXEL | REXEL PTY LTD | CLIL8 | CURRENT
000004877 | TERMINAL STRIP | Mini Neutral Link, 100A, 500V, 8 Hole c/w Cover, Front Wiring | CLIPSAL | GERARD INDUSTRIES QLD DIVSN P/L | L8 | CURRENT
000004888 | PANEL,FUSE | LV;380 MM H,305 MM W,13 MM THK;OPTIONAL ;AS1795,PART 1; | ENERGEX | ENERGEX | PANEL,FUSE | PHASING
000004889 | PANEL,LINKING | THREE WAY,TRIPLE ISOLATION;415 V; THREE PANELS EA 420 MM H X 95 MM W; UEP-8 PANEL W/- 3T8/HC NEUTRAL LINK;FOR SECURITY PURPOSES ONLY;PACK OF 1;PACK | STEMAR |  | IIN 04889 | CURRENT
000004901 | END PLATE,TERMINAL BLOCK | TO SUIT UTILUX RAIL MOUNTED TERMINAL BLOCK TYPE H2607;REFER STOCK CODE 04733 FOR TERMINAL BLOCK; | UTILUX |  | H2602 | PURCHASE AS REQUIRED
000004910 | SHIELD,EXPANSION | PLASTICS,GREEN;RAWL,EXP TYPE; 10 G TO 12 G X 35 MM LG;PACK OF 500; | HOBSON | HOBSON ENGINEERING CO PTY LTD 393904 | MWPFG-35 | CURRENT
000004910 | SHIELD,EXPANSION | PLASTICS,GREEN;RAWL,EXP TYPE; 10 G TO 12 G X 35 MM LG;PACK OF 500; | STATEWD | STATEWIDE FSTNERS & ENG SPLS PL | RPG | CURRENT
000004911 | CONNECTOR,ELECTRICAL | POWER TYPE;RD STRAIGHT BODY STYLE; 2 FLAT PIN,T TYPE POLARISED;15 AMP MAX; 32 V MAX;CLEAR PVC SHELL;BOX OF 10; | REXEL | REXEL PTY LTD | CLI492/32TR | CURRENT
000004911 | CONNECTOR,ELECTRICAL | POWER TYPE;RD STRAIGHT BODY STYLE; 2 FLAT PIN,T TYPE POLARISED;15 AMP MAX; 32 V MAX;CLEAR PVC SHELL;BOX OF 10; | CLIPSAL | GERARD INDUSTRIES QLD DIVSN P/L | CLI492/32TR | CURRENT
000004912 | SHIELD,EXPANSION | NYLON;IMPACT ANCHOR;5 MM HOLE DIA; THD NAIL INSERT;25 MM LG;MUSHROOM HD STYLE;BOX OF 100; | STATEWD | STATEWIDE FSTNERS & ENG SPLS PL | ANM525 | CURRENT
000004913 | SHIELD,EXPANSION | NYLON;IMPACT ANCHOR;6.5 MM HOLE DIA; THD NAIL INSERT;25 MM LG;MUSHROOM HD STYLE;BOX OF 100; | HOBSON | HOBSON ENGINEERING CO PTY LTD 393904 | MNMNM0650025 | CURRENT
000004913 | SHIELD,EXPANSION | NYLON;IMPACT ANCHOR;6.5 MM HOLE DIA; THD NAIL INSERT;25 MM LG;MUSHROOM HD STYLE;BOX OF 100; | STATEWD | STATEWIDE FSTNERS & ENG SPLS PL | ANM6525 | CURRENT
000004915 | PLUG,PROTECTIVE,DUST & MOISTURE | PLASTIC REUSABLE COVER;TO SUIT 80 MM CONDUIT;PACK OF 1,PACK WEIGHT 0.15 KG; | IPLEX | IPLEX PIPELINES AUSTRALIA PTY LTD | H174 | CURRENT
000004915 | PLUG,PROTECTIVE,DUST & MOISTURE | PLASTIC REUSABLE COVER;TO SUIT 80 MM CONDUIT;PACK OF 1,PACK WEIGHT 0.15 KG; | TRI UGRD | TRI UNDERGROUND AUSTRALIA PTY LTD | TRIDC80 | CURRENT
000004915 | PLUG,PROTECTIVE,DUST & MOISTURE | PLASTIC REUSABLE COVER;TO SUIT 80 MM CONDUIT;PACK OF 1,PACK WEIGHT 0.15 KG; | HAYMANS | HAYMANS ELECTRICAL | PIP80CONCAP | CURRENT
000004915 | PLUG,PROTECTIVE,DUST & MOISTURE | PLASTIC REUSABLE COVER;TO SUIT 80 MM CONDUIT;PACK OF 1,PACK WEIGHT 0.15 KG; | VINIDEX |  | 39629 | CURRENT
000004926 | STRAP,RETAINING | STEEL;HOT DIPPED GALV;SADDLE 2 HOLES; 12.0 MM;PACK OF 100; CTN QTY 2000 | REXEL | REXEL PTY LTD | CLI170HDGM | CURRENT
000004926 | STRAP,RETAINING | STEEL;HOT DIPPED GALV;SADDLE 2 HOLES; 12.0 MM;PACK OF 100; CTN QTY 2000 | CLIPSAL | GERARD INDUSTRIES QLD DIVSN P/L | CLI170HDGM | CURRENT
000004927 | STRAP,RETAINING | STEEL;HOT DIPPED GALV;SADDLE 2 HOLES; 16 MM (5/8 IN) O/A;PACK OF 100; | REXEL | REXEL PTY LTD | CLI171HDGM | CURRENT
000004927 | STRAP,RETAINING | STEEL;HOT DIPPED GALV;SADDLE 2 HOLES; 16 MM (5/8 IN) O/A;PACK OF 100; | HAYMANS | HAYMANS ELECTRICAL | CLI171HDGM | CURRENT
000004927 | STRAP,RETAINING | STEEL;HOT DIPPED GALV;SADDLE 2 HOLES; 16 MM (5/8 IN) O/A;PACK OF 100; | CLIPSAL | GERARD INDUSTRIES QLD DIVSN P/L | CLI171HDGM | CURRENT
000004928 | STRAP,RETAINING | STEEL;HOT DIPPED GALV;SADDLE 2 HOLES; 20 MM (3/4 IN)O/A;PACK OF 100; | HAYMANS | HAYMANS ELECTRICAL | CLI172HDGM | CURRENT
000004928 | STRAP,RETAINING | STEEL;HOT DIPPED GALV;SADDLE 2 HOLES; 20 MM (3/4 IN)O/A;PACK OF 100; | CLIPSAL | GERARD INDUSTRIES QLD DIVSN P/L | CLI172HDGM | CURRENT
000004929 | STRAP,RETAINING | STEEL;HOT DIPPED GALV;SADDLE 2 HOLES; 25 MM (1 IN) O/A W;PACK OF 100; | CNWPL | CNW PL - SLACKS CREEK | 06251638/173HDGM | CURRENT
000004929 | STRAP,RETAINING | STEEL;HOT DIPPED GALV;SADDLE 2 HOLES; 25 MM (1 IN) O/A W;PACK OF 100; | BLKWOODS | J BLACKWOOD & SON LTD | 06251638/173HDGM | CURRENT
000004929 | STRAP,RETAINING | STEEL;HOT DIPPED GALV;SADDLE 2 HOLES; 25 MM (1 IN) O/A W;PACK OF 100; | CNWPL | CNW PL - SLACKS CREEK | CLI173HDGM | CURRENT
000004929 | STRAP,RETAINING | STEEL;HOT DIPPED GALV;SADDLE 2 HOLES; 25 MM (1 IN) O/A W;PACK OF 100; | CLIPSAL | GERARD INDUSTRIES QLD DIVSN P/L | CLI173HDGM | CURRENT
000004930 | STRAP,RETAINING | STEEL;HOT DIPPED GALV;SADDLE 2 HOLES; 32 MM;PACK OF 50; | CNWPL | CNW PL - SLACKS CREEK | 06313977174HDGM | CURRENT
000004930 | STRAP,RETAINING | STEEL;HOT DIPPED GALV;SADDLE 2 HOLES; 32 MM;PACK OF 50; | BLKWOODS | J BLACKWOOD & SON LTD | 06313977/174HDGM | CURRENT
000004930 | STRAP,RETAINING | STEEL;HOT DIPPED GALV;SADDLE 2 HOLES; 32 MM;PACK OF 50; | CNWPL | CNW PL - SLACKS CREEK | CLI174HDGM | CURRENT
000004930 | STRAP,RETAINING | STEEL;HOT DIPPED GALV;SADDLE 2 HOLES; 32 MM;PACK OF 50; | CLIPSAL | GERARD INDUSTRIES QLD DIVSN P/L | CLI174HDGM | CURRENT
000004931 | STRAP,RETAINING | STEEL;HOT DIPPED GALV;SADDLE 2 HOLES; 40 MM (1-1/2 IN) O/A W;BOX OF 50 | HAYMANS | HAYMANS ELECTRICAL | CLI175HDGM | CURRENT
000004931 | STRAP,RETAINING | STEEL;HOT DIPPED GALV;SADDLE 2 HOLES; 40 MM (1-1/2 IN) O/A W;BOX OF 50 | CLIPSAL | GERARD INDUSTRIES QLD DIVSN P/L | CLI175HDGM | CURRENT
000004932 | STRAP,RETAINING | STEEL;HOT DIPPED GALV;SADDLE 2 HOLES; 50 MM (2 IN) O/A W;BOX OF 20; | HAYMANS | HAYMANS ELECTRICAL | CLI176HDGM | CURRENT
000004932 | STRAP,RETAINING | STEEL;HOT DIPPED GALV;SADDLE 2 HOLES; 50 MM (2 IN) O/A W;BOX OF 20; | CLIPSAL | GERARD INDUSTRIES QLD DIVSN P/L | CLI176HDGM | CURRENT
000004938 | CONNECTOR,RECEPTACLE | EXTENSION CORD POWER TYPE;RD STRAIGHT BODY STYLE;3 FLAT PIN;15 AMP MAX; 250 V MAX;CLEAR PVC SHELL;PACK OF 10; SUIT 1.5 SQ MM ORDINARY DUTY 3 CORE | CNWPL | CNW PL - SLACKS CREEK | CLI438/15TR | CURRENT
000004938 | CONNECTOR,RECEPTACLE | EXTENSION CORD POWER TYPE;RD STRAIGHT BODY STYLE;3 FLAT PIN;15 AMP MAX; 250 V MAX;CLEAR PVC SHELL;PACK OF 10; SUIT 1.5 SQ MM ORDINARY DUTY 3 CORE | CNWPL | CNW PL - SLACKS CREEK | CLI438S15TR | CURRENT
000004938 | CONNECTOR,RECEPTACLE | EXTENSION CORD POWER TYPE;RD STRAIGHT BODY STYLE;3 FLAT PIN;15 AMP MAX; 250 V MAX;CLEAR PVC SHELL;PACK OF 10; SUIT 1.5 SQ MM ORDINARY DUTY 3 CORE | CLIPSAL | GERARD INDUSTRIES QLD DIVSN P/L | CLI438/15TR | CURRENT
000004940 | CONNECTOR,ELECTRICAL | EXTENSION CORD POWER TYPE;RD STRAIGHT BODY STYLE;3 FLAT PIN;10 AMP MAX;250 V MAX;CLEAR PVC SHELL;PACK OF 10;SUIT 0.75 SQ MM & 1 SQ MM ORDINARY DUTY | BLKWOODS | J BLACKWOOD & SON LTD | 00665753/438-TR | CURRENT
000004940 | CONNECTOR,ELECTRICAL | EXTENSION CORD POWER TYPE;RD STRAIGHT BODY STYLE;3 FLAT PIN;10 AMP MAX;250 V MAX;CLEAR PVC SHELL;PACK OF 10;SUIT 0.75 SQ MM & 1 SQ MM ORDINARY DUTY | CNWPL | CNW PL - SLACKS CREEK | CLI438TR | CURRENT
000004940 | CONNECTOR,ELECTRICAL | EXTENSION CORD POWER TYPE;RD STRAIGHT BODY STYLE;3 FLAT PIN;10 AMP MAX;250 V MAX;CLEAR PVC SHELL;PACK OF 10;SUIT 0.75 SQ MM & 1 SQ MM ORDINARY DUTY | CLIPSAL | GERARD INDUSTRIES QLD DIVSN P/L | CLI438TR | CURRENT
000004959 | CONNECTOR-SWITCH | DUAL COMBINATION SWITCH & SOCKET PLASTICS,WHITE;240 V;10 AMP;3 FLAT FEMALE CONTACTS;ROCKER SWITCH; PACK OF 10; | TECONN | TE CONNECTIVITY LTD | HPM777WE | CURRENT
000004959 | CONNECTOR-SWITCH | DUAL COMBINATION SWITCH & SOCKET PLASTICS,WHITE;240 V;10 AMP;3 FLAT FEMALE CONTACTS;ROCKER SWITCH; PACK OF 10; | HAYMANS | HAYMANS ELECTRICAL | HPM777WE | CURRENT
000004959 | CONNECTOR-SWITCH | DUAL COMBINATION SWITCH & SOCKET PLASTICS,WHITE;240 V;10 AMP;3 FLAT FEMALE CONTACTS;ROCKER SWITCH; PACK OF 10; | HPM |  | HPM777WE | CURRENT
000004966 | SWITCH,ROTARY | 250 V AC;10 AMP;1 POLE,ON-OFF,2 POSN; ALUMINIUM BODY,2 M20 CONDUIT ENTRIES; WEATHERPROOF & HOSEPROOF;SURFACE MTG; STD GREY;IP66-AS1939-1981;PACK SIZE 1; | NILSEN |  | ROWCO RSW110M | PURCHASE AS REQUIRED
000004977 | ADAPTOR,ELECTRICAL CONDUIT | TERMINATOR,STRAIGHT TYPE;NYLON;BLACK; 16 MM MALE THD,16 MM PLAIN MALE END; ;AS2053;RIGID PVC ADAPTOR,MALE THD-16 MM CONDUIT PLAIN MALE END FITS 16 MM | REXEL | REXEL PTY LTD | CLI269/16BK | CURRENT
000004977 | ADAPTOR,ELECTRICAL CONDUIT | TERMINATOR,STRAIGHT TYPE;NYLON;BLACK; 16 MM MALE THD,16 MM PLAIN MALE END; ;AS2053;RIGID PVC ADAPTOR,MALE THD-16 MM CONDUIT PLAIN MALE END FITS 16 MM | CLIPSAL | GERARD INDUSTRIES QLD DIVSN P/L | 269/16 | CURRENT
000004979 | BEND,ELECTRICAL CONDUIT | NYLON;BLACK;SCREWED;20 MM;TERMINATOR, ANGLE TYPE;PACK OF 20; | BLKWOODS | J BLACKWOOD & SON LTD | 01917552/269A20 | PURCHASE AS REQUIRED
000004979 | BEND,ELECTRICAL CONDUIT | NYLON;BLACK;SCREWED;20 MM;TERMINATOR, ANGLE TYPE;PACK OF 20; | CNWPL | CNW PL - SLACKS CREEK | CLI269A20BK | PURCHASE AS REQUIRED
000004979 | BEND,ELECTRICAL CONDUIT | NYLON;BLACK;SCREWED;20 MM;TERMINATOR, ANGLE TYPE;PACK OF 20; | CLIPSAL | GERARD INDUSTRIES QLD DIVSN P/L | 269A/20 | PURCHASE AS REQUIRED
000004981 | ADAPTOR,ELECTRICAL CONDUIT | TERMINATOR,STRAIGHT TYPE;NYLON;BLACK; 20 MM MALE THD,20 MM PLAIN MALE END; AS2053;PACK OF 20 RIGID PVC ADAPTOR,MALE THD-20 MM CONDUIT,PLAIN MALE END FITS 20 | BLKWOODS | J BLACKWOOD & SON LTD | 01917154/269/20-BK | CURRENT
000004981 | ADAPTOR,ELECTRICAL CONDUIT | TERMINATOR,STRAIGHT TYPE;NYLON;BLACK; 20 MM MALE THD,20 MM PLAIN MALE END; AS2053;PACK OF 20 RIGID PVC ADAPTOR,MALE THD-20 MM CONDUIT,PLAIN MALE END FITS 20 | CLIPSAL | GERARD INDUSTRIES QLD DIVSN P/L | CLI269/20 | CURRENT
000004982 | CONNECTOR,ELECTRICAL | EXTENSION CORD POWER TYPE;RD STRAIGHT BODY TYPE;3 FLAT PIN;10 AMP MAX; 250 V MAX;CLEAR PVC SHELL;PACK OF 10;SUIT 0.75 SQ MM & 1 SQ MM ORDINARY DUTY | REXEL | REXEL PTY LTD | CLI439STR | CURRENT
000004982 | CONNECTOR,ELECTRICAL | EXTENSION CORD POWER TYPE;RD STRAIGHT BODY TYPE;3 FLAT PIN;10 AMP MAX; 250 V MAX;CLEAR PVC SHELL;PACK OF 10;SUIT 0.75 SQ MM & 1 SQ MM ORDINARY DUTY | CNWPL | CNW PL - SLACKS CREEK | CLI439STR | CURRENT
000004982 | CONNECTOR,ELECTRICAL | EXTENSION CORD POWER TYPE;RD STRAIGHT BODY TYPE;3 FLAT PIN;10 AMP MAX; 250 V MAX;CLEAR PVC SHELL;PACK OF 10;SUIT 0.75 SQ MM & 1 SQ MM ORDINARY DUTY | CLIPSAL | GERARD INDUSTRIES QLD DIVSN P/L | CLI439STR | CURRENT
000004983 | CONNECTOR,ELECTRICAL | EXTENSION CORD POWER TYPE;RD STRAIGHT BODY STYLE;3 FLAT PIN;15 AMP MAX;250 V MAX;CLEAR PVC SHELL;BOX OF 10;SUIT 1.5 SQ MM ORDINARY DUTY 3 CORE | TECONN | TE CONNECTIVITY LTD | CLI439S15TR | PURCHASE AS REQUIRED
000004983 | CONNECTOR,ELECTRICAL | EXTENSION CORD POWER TYPE;RD STRAIGHT BODY STYLE;3 FLAT PIN;15 AMP MAX;250 V MAX;CLEAR PVC SHELL;BOX OF 10;SUIT 1.5 SQ MM ORDINARY DUTY 3 CORE | CLIPSAL | GERARD INDUSTRIES QLD DIVSN P/L | CLI439S15TR | PURCHASE AS REQUIRED
000005043 | THERMOMETER,SELF-INDICATING,BIMETALLIC | 44 MM DIAL,203 MM LG STEM; 100 TO 400 DEG C;HAND HELD; | WIKA | WIKA AUSTRALIA P/L (MANUFACTURER) | TEL TRU GT-100-R-400 | CURRENT
000005044 | THERMOMETER,SELF-INDICATING,BIMETALLIC | 76 MM DIAL,457 MM LG STEM;0 TO 200 DEG C ;1/2 IN BSP CONNECTION,REAR ENTRY; | INSENGIN |  | GT300R | CURRENT
000005051 | BLOCK,TEST,METER | Bakelite, Rect, 10 Terminal Holes, 6mm Dia, Integral E-Link for Star & Earth, for Current Transformer Metering Jobs, Unbranded Cover | EUGAQUIP |  | TB 071 CEL | CURRENT
000005051 | BLOCK,TEST,METER | Bakelite, Rect, 10 Terminal Holes, 6mm Dia, Integral E-Link for Star & Earth, for Current Transformer Metering Jobs, Unbranded Cover | CLIPSAL | GERARD INDUSTRIES QLD DIVSN P/L | 1008B | CURRENT
000005063 | INDICATOR,MAXIMUM DEMAND | THERMAL AMMETER;3 PHASE,0 TO 6 AMP, 2 KV/MIN INSULATION;30 MIN TIME LAG; | WFENERGY | WF ENERGY CONTROLS | 73D0000060PS | PURCHASE AS REQUIRED
000005067 | LEAD,SHORTING | C.T.SECONDARY SHORTING;10 AMP,HRC FUSE; TEST CLIPS CONNECTION; | PENTA | PENTA AUST (TMAC THEW & MCCANN/HYLEC) | PA12763 | CURRENT
000005067 | LEAD,SHORTING | C.T.SECONDARY SHORTING;10 AMP,HRC FUSE; TEST CLIPS CONNECTION; | THEWMCAN | TMAC THEW & MCCANN GROUP | TM12763 | CURRENT
000005067 | LEAD,SHORTING | C.T.SECONDARY SHORTING;10 AMP,HRC FUSE; TEST CLIPS CONNECTION; | THEWMCAN | TMAC THEW & MCCANN GROUP | 5067 | CURRENT
000005129 | PLATE,IDENTIFICATION | ALUMINIUM;CONSUMER METERING CURRENT TRANSFORMER RATIO IDENTIFICATION PLATE; LEGEND-ENERGEX CT RATIO 200/5;SILVER ON BLACK BACKGROUND;58 MM LG,22 MM W,0.6 MM | CUTLER | CUTLER BRANDS PTY LTD | ENERGE-5129 | CURRENT
000005129 | PLATE,IDENTIFICATION | ALUMINIUM;CONSUMER METERING CURRENT TRANSFORMER RATIO IDENTIFICATION PLATE; LEGEND-ENERGEX CT RATIO 200/5;SILVER ON BLACK BACKGROUND;58 MM LG,22 MM W,0.6 MM | ES | QUALITY ENGRAVING SERVICES PTY LTD | 05129 | CURRENT
000005129 | PLATE,IDENTIFICATION | ALUMINIUM;CONSUMER METERING CURRENT TRANSFORMER RATIO IDENTIFICATION PLATE; LEGEND-ENERGEX CT RATIO 200/5;SILVER ON BLACK BACKGROUND;58 MM LG,22 MM W,0.6 MM | ARTCRAFT | ARTCRAFT PTY LTD | SE009-Q | CURRENT
000005130 | PLATE,IDENTIFICATION | ALUMINIUM;CONSUMER METERING CURRENT TRANSFORMER RATIO IDENTIFICATION PLATE; LEGEND-ENERGEX CT RATIO 800-5;SILVER ON BLACK BACKGROUND;58 MM LG,22 MM W,0.6 MM | CUTLER | CUTLER BRANDS PTY LTD | ENERGE-5130 | CURRENT
000005130 | PLATE,IDENTIFICATION | ALUMINIUM;CONSUMER METERING CURRENT TRANSFORMER RATIO IDENTIFICATION PLATE; LEGEND-ENERGEX CT RATIO 800-5;SILVER ON BLACK BACKGROUND;58 MM LG,22 MM W,0.6 MM | ES | QUALITY ENGRAVING SERVICES PTY LTD | 05130 | CURRENT
000005130 | PLATE,IDENTIFICATION | ALUMINIUM;CONSUMER METERING CURRENT TRANSFORMER RATIO IDENTIFICATION PLATE; LEGEND-ENERGEX CT RATIO 800-5;SILVER ON BLACK BACKGROUND;58 MM LG,22 MM W,0.6 MM | ARTCRAFT | ARTCRAFT PTY LTD | SE010-Q | CURRENT
000005134 | RELAY-ASSEMBLY,PHASE FAILURE | PHASE SEQUENCE TYPE;PVC MOULDED,11 PIN BASE,NYLON BASE COVER,HOLD DOWN SPRING; FOR PHASE FAILURE RELAY STOCK CODE 05135 & 11973;PACK OF 1; | HAYMANS | HAYMANS ELECTRICAL | CGVZPD11 | CURRENT
000005134 | RELAY-ASSEMBLY,PHASE FAILURE | PHASE SEQUENCE TYPE;PVC MOULDED,11 PIN BASE,NYLON BASE COVER,HOLD DOWN SPRING; FOR PHASE FAILURE RELAY STOCK CODE 05135 & 11973;PACK OF 1; | HAYMANS | HAYMANS ELECTRICAL | ZPD11A 10 AMP | CURRENT
000005134 | RELAY-ASSEMBLY,PHASE FAILURE | PHASE SEQUENCE TYPE;PVC MOULDED,11 PIN BASE,NYLON BASE COVER,HOLD DOWN SPRING; FOR PHASE FAILURE RELAY STOCK CODE 05135 & 11973;PACK OF 1; | HAYMANS | HAYMANS ELECTRICAL | NHP PPD-11 | CURRENT
000005134 | RELAY-ASSEMBLY,PHASE FAILURE | PHASE SEQUENCE TYPE;PVC MOULDED,11 PIN BASE,NYLON BASE COVER,HOLD DOWN SPRING; FOR PHASE FAILURE RELAY STOCK CODE 05135 & 11973;PACK OF 1; | ELECTMTC |  | S411(BASE)BB4(COVER)HF SPRING | CURRENT
000005215 | LAMP,INCANDESCENT | GENERAL SERVICE;FIL;250,255 OR 260 V; 100 W;BC (B22) CAP;STD SHAPE;CLEAR; CARTON OF 100; | GERARD | GERARD PROFESSIONAL SOLUTIONS PL | 603018AC | PHASING
000005233 | LAMP,FLUORESCENT. | TUBULAR;SWITCH START;FL18W;840-4000K; TRI-PHOS;25/38 MM DIA,600 MM LG;CARTON OF 25, PACK WEIGHT 3.0 KG; | GERARD | GERARD PROFESSIONAL SOLUTIONS PL | 218048 | CURRENT
000005234 | LAMP,FLUORESCENT. | TUBULAR;SWITCH START;36/40 W;BIPIN G13 CAP;WHITE;25/38 MM DIA,1200 MM LG; CARTON OF 25, PACK WEIGHT 7.0 KG; | GERARD | GERARD PROFESSIONAL SOLUTIONS PL | 218010 | CURRENT
000005244 | LAMP,MERCURY VAPOUR | HP,COLOUR CORRECTED;250 V;250 W;E40/45 CAP;CARTON OF 12,PACK WEIGHT 3.66 KG; | GERARD | GERARD PROFESSIONAL SOLUTIONS PL | 645003 | PHASING
000005246 | LAMP,MERCURY VAPOUR | NON COLOUR CORRECTED;250 V;400 W;E40/45 CAP;CLEAR TUBULAR;12 PER CARTON,PACK WEIGHT 3.5 KG; | EYE |  | HT400 | PHASING
000005264 | LAMP,INCANDESCENT | GENERAL SERVICE;PILOT;240 V;15 W; SES CAP;CLEAR;FOR USE TEST LAMPS ONLY; PACK OF 100; | PENTA | PENTA AUST (TMAC THEW & MCCANN/HYLEC) | PA12748 | CURRENT
000005264 | LAMP,INCANDESCENT | GENERAL SERVICE;PILOT;240 V;15 W; SES CAP;CLEAR;FOR USE TEST LAMPS ONLY; PACK OF 100; | THEWMCAN | TMAC THEW & MCCANN GROUP | TM12748 | CURRENT
000005264 | LAMP,INCANDESCENT | GENERAL SERVICE;PILOT;240 V;15 W; SES CAP;CLEAR;FOR USE TEST LAMPS ONLY; PACK OF 100; | SYLVANIA | SYLVANIA SCHREDER | 206090 | CURRENT
000005268 | LAMP,SODIUM VAPOUR. | HP;150 W;250 V;GES (E40/45) CAP;CLEAR BULB;CARTON OF 12,PACK WEIGHT 2.62 KG; | PHILIPS | PHILIPS AUSTRALIA PTY LTD | 928487100096 | CURRENT
000005268 | LAMP,SODIUM VAPOUR. | HP;150 W;250 V;GES (E40/45) CAP;CLEAR BULB;CARTON OF 12,PACK WEIGHT 2.62 KG; | GERARD | GERARD PROFESSIONAL SOLUTIONS PL | 673140 | CURRENT
000005269 | LAMP,SODIUM VAPOUR. | EXTERNAL IGNITOR TYPE;HP;150 W;250 V; GES (E40/45) CAP;DIFFUSE BULB;CARTON OF 12, PACK WEIGHT 1.56 KG; | PHILIPS | PHILIPS AUSTRALIA PTY LTD | 928486800091 | CURRENT
000005269 | LAMP,SODIUM VAPOUR. | EXTERNAL IGNITOR TYPE;HP;150 W;250 V; GES (E40/45) CAP;DIFFUSE BULB;CARTON OF 12, PACK WEIGHT 1.56 KG; | GERARD | GERARD PROFESSIONAL SOLUTIONS PL | 673150 | CURRENT
000005270 | LAMP,SODIUM VAPOUR. | HP;250 W;250 V;GES (E40/45) CAP;CLEAR BULB;CARTON OF 12; | PHILIPS | PHILIPS AUSTRALIA PTY LTD | 928487200098 | CURRENT
000005270 | LAMP,SODIUM VAPOUR. | HP;250 W;250 V;GES (E40/45) CAP;CLEAR BULB;CARTON OF 12; | GERARD | GERARD PROFESSIONAL SOLUTIONS PL | 672060 | CURRENT
000005271 | LAMP,SODIUM VAPOUR. | EXTERNAL IGNITOR TYPE;HP;250 W;250 V; GES (E40/45) CAP;DIFFUSE BULB;CARTON OF 12, PACK WEIGHT 2.4 KG; | PHILIPS | PHILIPS AUSTRALIA PTY LTD | 928486900091 | CURRENT
000005271 | LAMP,SODIUM VAPOUR. | EXTERNAL IGNITOR TYPE;HP;250 W;250 V; GES (E40/45) CAP;DIFFUSE BULB;CARTON OF 12, PACK WEIGHT 2.4 KG; | GERARD | GERARD PROFESSIONAL SOLUTIONS PL | 672070 | CURRENT
000005273 | LAMP,SODIUM VAPOUR. | EXTERNAL IGNITOR TYPE;HP;400 W;250 V; GES (E40/45) CAP;CLEAR BULB;CARTON OF 12,PACK WEIGHT 2.04 KG; | PHILIPS | PHILIPS AUSTRALIA PTY LTD | 928487300098 | CURRENT
000005273 | LAMP,SODIUM VAPOUR. | EXTERNAL IGNITOR TYPE;HP;400 W;250 V; GES (E40/45) CAP;CLEAR BULB;CARTON OF 12,PACK WEIGHT 2.04 KG; | GERARD | GERARD PROFESSIONAL SOLUTIONS PL | 672040 | CURRENT
000005274 | LAMP,SODIUM VAPOUR. | EXTERNAL IGNITOR TYPE;HP;400 W;250 V; GES (E40/45) CAP;DIFFUSE BULB;CARTON OF 6,PACK WEIGHT 1.5 KG; | GERARD | GERARD PROFESSIONAL SOLUTIONS PL | 672050 | CURRENT
000005290 | LAMP,INCANDESCENT | GENERAL SERVICE;TUNGSTEN HALOGEN;245 V; 500 W;TUBULAR;9 MM DIA;CLEAR/PEARL; 119 MM LG;USED IN SUBSTATION FLOODLIGHTS ;PACK OF 10; | GERARD | GERARD PROFESSIONAL SOLUTIONS PL | 587000 | CURRENT
000005300 | HOLDER,PHOTOELECTRIC CELL | D-2 TYPE;FOR LOW RATING P.E.CELL; PACK OF 200,PACK WEIGHT 7.0 KG; FOR MINOR ROAD LANTERNS; | LEGEND | LEGEND POWER SYSTEMS | HNS-D2BASE | CURRENT
000005302 | HOLDER,PHOTOELECTRIC CELL | NEMA Socket Base, Plug-in Electronic Component, for High Rating PE Cell c/w Bracket for Pole Mounting, EQTS 05-01-02 | SYLVANIA | SYLVANIA SCHREDER | Z15229 | CURRENT
000005302 | HOLDER,PHOTOELECTRIC CELL | NEMA Socket Base, Plug-in Electronic Component, for High Rating PE Cell c/w Bracket for Pole Mounting, EQTS 05-01-02 | TYCO | TYCO | 2213362-2 | CURRENT
000005306 | COVER,ILLUMINATION,LIGHTING FIXTURE. | ACRYLIC,CLEAR;FOR USE ON GREENDALE STRADALUX TYPE 128.00 MK 11 S/L LANTERN; HIGH IMPACT;CARTON OF 2;SUPPLIED FITTED WITH CLIPS; | THORNLIT |  | 96019503 | CURRENT
000005335 | BRACKET,MOUNTING,STREET LIGHTING FIXTURE | STEEL;GALV;0.5 M LG;34 MM SPIGOT;UNWIRED ;FOR USE ON MINOR ROADS;TYPE M1;SUITABLE FOR BRACKET FUSE;OLD STOCK WAS 0.3 M LG | GM POLES | GM POLES PTY LTD | SL-WPB-MI3 | PHASING
000005335 | BRACKET,MOUNTING,STREET LIGHTING FIXTURE | STEEL;GALV;0.5 M LG;34 MM SPIGOT;UNWIRED ;FOR USE ON MINOR ROADS;TYPE M1;SUITABLE FOR BRACKET FUSE;OLD STOCK WAS 0.3 M LG | GREATWST |  | SL-WB-M1 | PHASING
000005346 | BRACKET,MOUNTING,STREET LIGHTING FIXTURE | STEEL;GALV;4.5 M LG;42 MM SPIGOT;2.5 M UPLIFT;T5;LESS STAYS;C/W CLAMPS,BOLTS, NUTS & WASHERS;REFER STOCK CODE 16580 FOR STANDARD STAYS,STOCK CODES 16581 & | GM POLES | GM POLES PTY LTD | SL-WB-T5 | CURRENT
000005376 | CONTACTOR | 3 POLE;415 V AC;15 KW (AC3);50 HZ;240 V AC COIL;1 N/O CONTACTS;DIN RAIL MTG; IEC 158-1; | HAWKSIDD | HAWKER SIDDELEY SWITCHGEAR LTD | 100C3OT10 | CURRENT
000005385 | COVER,ILLUMINATION,LIGHTING FIXTURE. | ACRYLIC,CLEAR;FOR USE ON GEC SL4750 ASTRA S/L LANTERN; | ALCOAUST |  | COVER,ILLUMINATION,SL4750 | PHASING
000005389 | OUTREACH HEADFRAME | Major Road, High Mast, 4 Way, Galv Steel, EQTS 05-02-01, Dwg 05-02-06 (scm) | IPOLES | INTERNATIONAL POLES | EQ-017 | CURRENT
000005389 | OUTREACH HEADFRAME | Major Road, High Mast, 4 Way, Galv Steel, EQTS 05-02-01, Dwg 05-02-06 (scm) | INGALEPS | INGAL EPS (CONTRACTOR) | GEX05390 | CURRENT
000005389 | OUTREACH HEADFRAME | Major Road, High Mast, 4 Way, Galv Steel, EQTS 05-02-01, Dwg 05-02-06 (scm) | IUPOLE | INTERNATIONAL UTILITY POLES PTY LTD | EX-5389 | CURRENT
000005389 | OUTREACH HEADFRAME | Major Road, High Mast, 4 Way, Galv Steel, EQTS 05-02-01, Dwg 05-02-06 (scm) | GM POLES | GM POLES PTY LTD | SL HM 4W | CURRENT
000005390 | OUTREACH HEADFRAME | Major Road, High Mast, 3 Way, Galv Steel, EQTS 05-02-01, Dwg 05-02-06 (scm) | IPOLES | INTERNATIONAL POLES | EQ-018 | CURRENT
000005390 | OUTREACH HEADFRAME | Major Road, High Mast, 3 Way, Galv Steel, EQTS 05-02-01, Dwg 05-02-06 (scm) | INGALEPS | INGAL EPS (CONTRACTOR) | GEX05389 | CURRENT
000005390 | OUTREACH HEADFRAME | Major Road, High Mast, 3 Way, Galv Steel, EQTS 05-02-01, Dwg 05-02-06 (scm) | IUPOLE | INTERNATIONAL UTILITY POLES PTY LTD | EX-5390 | CURRENT
000005390 | OUTREACH HEADFRAME | Major Road, High Mast, 3 Way, Galv Steel, EQTS 05-02-01, Dwg 05-02-06 (scm) | GM POLES | GM POLES PTY LTD | SL HM 3W | CURRENT
000005399 | BOX,STREET LIGHT,RELAY MOUNTING | PRESSED OR CAST ALUMINIUM;320 MM NOM H,210 MM NOM W,75 MM NOM D;HOUSING AF RELAY,CIRCUIT BREAKER,CONTACTOR, MOUNTING RAIL & TERMINAL BLOCK; | CABLACES | CABLACES | BOX,STREETLIGHT | PHASING
000005401 | IGNITER,LAMP | HP SODIUM,100 W,150 W,250 W,400 W,METAL HALIDE;70 W,150 W,250 W,400 W,240/250 V; STANDARD;3 WAY TERMINAL BLOCK ONLY; PACK OF 5; | PJMARTIN | PETER J MARTIN SALES PTY LTD | PS560L | CURRENT
000005487 | PANEL TERMINAL,STREET LIGHTING | FOR MINOR ROAD STREET LIGHT POLE;230 MM X 60 MM PANEL SIZE,C/W APPROVED TERMINAL BLOCK,CIRCUIT BREAKER & DRIP SHIELD; PACK OF 25,PACK WEIGHT 6.25 KG; | MMELEC | MM ELECTRICAL MERCHANDISING | I3SLPMIN-ROK | CURRENT
000005487 | PANEL TERMINAL,STREET LIGHTING | FOR MINOR ROAD STREET LIGHT POLE;230 MM X 60 MM PANEL SIZE,C/W APPROVED TERMINAL BLOCK,CIRCUIT BREAKER & DRIP SHIELD; PACK OF 25,PACK WEIGHT 6.25 KG; | FLOWLINE | FLOWLINE INDUSTRIES PTY LTD | ESQ063 | CURRENT
000005502 | PHOTOELECTRIC CELL | PHOTOCELL;SW,1800VA,-40 TO 65DEG C,FOR PHOTOELECTRIC CELL Switch, NEMA Base, 18 00VA High Rating, EQTS 05-01-02 | LEGEND | LEGEND POWER SYSTEMS | HNS910-NEM | CURRENT
000005502 | PHOTOELECTRIC CELL | PHOTOCELL;SW,1800VA,-40 TO 65DEG C,FOR PHOTOELECTRIC CELL Switch, NEMA Base, 18 00VA High Rating, EQTS 05-01-02 | SYLVANIA | SYLVANIA SCHREDER | Z15226 | CURRENT
000005502 | PHOTOELECTRIC CELL | PHOTOCELL;SW,1800VA,-40 TO 65DEG C,FOR PHOTOELECTRIC CELL Switch, NEMA Base, 18 00VA High Rating, EQTS 05-01-02 | TECONN | TE CONNECTIVITY LTD | ALR-SST-PV-IES-UL | CURRENT
000005502 | PHOTOELECTRIC CELL | PHOTOCELL;SW,1800VA,-40 TO 65DEG C,FOR PHOTOELECTRIC CELL Switch, NEMA Base, 18 00VA High Rating, EQTS 05-01-02 | LEGEND | LEGEND POWER SYSTEMS | HNS910-NEMA | CURRENT
000005503 | PHOTOELECTRIC CELL | LOW RATING;ELECTRONIC;400 VA FOR USE ON LUMINAIRES TO 125 W;SUITABLE FOR D-2 TYPE BASES,FITTED WITH INTERNAL BLACK CAP SHROUD;PACKS OF 100/CTN OF 500, | LEGEND | LEGEND POWER SYSTEMS | HSC-PE2N | CURRENT
000005503 | PHOTOELECTRIC CELL | LOW RATING;ELECTRONIC;400 VA FOR USE ON LUMINAIRES TO 125 W;SUITABLE FOR D-2 TYPE BASES,FITTED WITH INTERNAL BLACK CAP SHROUD;PACKS OF 100/CTN OF 500, | TYCO | TYCO | ALR-D2A-E531 | CURRENT
000005503 | PHOTOELECTRIC CELL | LOW RATING;ELECTRONIC;400 VA FOR USE ON LUMINAIRES TO 125 W;SUITABLE FOR D-2 TYPE BASES,FITTED WITH INTERNAL BLACK CAP SHROUD;PACKS OF 100/CTN OF 500, | AUSTEKNS |  | PS2403P1 | CURRENT
000005503 | PHOTOELECTRIC CELL | LOW RATING;ELECTRONIC;400 VA FOR USE ON LUMINAIRES TO 125 W;SUITABLE FOR D-2 TYPE BASES,FITTED WITH INTERNAL BLACK CAP SHROUD;PACKS OF 100/CTN OF 500, | SYLVANIA | SYLVANIA SCHREDER | Z60156 | CURRENT
000005503 | PHOTOELECTRIC CELL | LOW RATING;ELECTRONIC;400 VA FOR USE ON LUMINAIRES TO 125 W;SUITABLE FOR D-2 TYPE BASES,FITTED WITH INTERNAL BLACK CAP SHROUD;PACKS OF 100/CTN OF 500, | TECONN | TE CONNECTIVITY LTD | BM3157-000 | CURRENT
000005504 | STARTER,FLUORESCENT LAMP | 18/20 W;GLOW STARTER;PACK OF 25,CARTON OF 2000;FOR 2 X 18 W LUMINAIRES; | PHILIPS | PHILIPS AUSTRALIA PTY LTD | 928390710103 | CURRENT
000005504 | STARTER,FLUORESCENT LAMP | 18/20 W;GLOW STARTER;PACK OF 25,CARTON OF 2000;FOR 2 X 18 W LUMINAIRES; | GERARD | GERARD PROFESSIONAL SOLUTIONS PL | 900008 | CURRENT
000005505 | STARTER,FLUORESCENT LAMP | 36/40 W,58/65 W & 80 W;GLOW STARTER; PACK OF 25,CARTON OF 2000; | PHILIPS | PHILIPS AUSTRALIA PTY LTD | 928392210103 | CURRENT
000005505 | STARTER,FLUORESCENT LAMP | 36/40 W,58/65 W & 80 W;GLOW STARTER; PACK OF 25,CARTON OF 2000; | GERARD | GERARD PROFESSIONAL SOLUTIONS PL | 900007 | CURRENT
000005506 | RACK,CABLE | CHANNEL TYPE;STEEL;GALVABOND;2400 MM O/A LG;100 MM O/A W;ADMIRALTY PATTERN; SQ EDGE;PACK OF 10,PACK WEIGHT 10.8 KG; | EZYSTRUT | EZYSTRUT CABLE & PIPE SUPPORTS | CT100G | CURRENT
000005514 | CONTROL BOX,LIGHTING FIXTURE. | MERCURY VAPOUR;400 W MERCURY VAPOUR; 250V;C/W CHOKE, CAPACITOR;BLOCKING INDUCTOR;NEMA PE BASE & TERMINAL BLOCK;FITTED W/20 AMP 10 KA MINIATURE | PJMARTIN | PETER J MARTIN SALES PTY LTD | PMV400D430P | CURRENT
000005637 | POLE,PUBLIC LIGHTING,METAL | Major Road, 7.0m, Base Plate Mounted, 350 PCD Bolt Spacing, Galv, EQTS 05-02-01, Dwg 05-02-02 (scm) | IPOLES | INTERNATIONAL POLES | EQ-001 | CURRENT
000005637 | POLE,PUBLIC LIGHTING,METAL | Major Road, 7.0m, Base Plate Mounted, 350 PCD Bolt Spacing, Galv, EQTS 05-02-01, Dwg 05-02-02 (scm) | INGALEPS | INGAL EPS (CONTRACTOR) | I05637-86 | CURRENT
000005637 | POLE,PUBLIC LIGHTING,METAL | Major Road, 7.0m, Base Plate Mounted, 350 PCD Bolt Spacing, Galv, EQTS 05-02-01, Dwg 05-02-02 (scm) | IUPOLE | INTERNATIONAL UTILITY POLES PTY LTD | EX-05637 | CURRENT
000005637 | POLE,PUBLIC LIGHTING,METAL | Major Road, 7.0m, Base Plate Mounted, 350 PCD Bolt Spacing, Galv, EQTS 05-02-01, Dwg 05-02-02 (scm) | GM POLES | GM POLES PTY LTD | FBM-07-S | CURRENT
000005638 | POLE,PUBLIC LIGHTING | GROUND BURIED;STEEL;GALV;7 M ABOVE GROUND;76 MM OD SPIGOT;FOR MAJOR ROAD;BURIED-IN-GROUND GALV STEEL STREETLIGHT POLES WILL NO LONGER BE | GM POLES | GM POLES PTY LTD | POLE,PUBLIC LIGHTING 7 M | PURCHASE AS REQUIRED
000005639 | POLE,PUBLIC LIGHTING,METAL | Major Road, 8.5m, Base Plate Mounted, 350 PCD Bolt Spacing, Galv, EQTS 05-02-01, Dwg 05-02-02 (scm) | IPOLES | INTERNATIONAL POLES | EQ-002 | CURRENT
000005639 | POLE,PUBLIC LIGHTING,METAL | Major Road, 8.5m, Base Plate Mounted, 350 PCD Bolt Spacing, Galv, EQTS 05-02-01, Dwg 05-02-02 (scm) | INGALEPS | INGAL EPS (CONTRACTOR) | I05639-86 | CURRENT
000005639 | POLE,PUBLIC LIGHTING,METAL | Major Road, 8.5m, Base Plate Mounted, 350 PCD Bolt Spacing, Galv, EQTS 05-02-01, Dwg 05-02-02 (scm) | IUPOLE | INTERNATIONAL UTILITY POLES PTY LTD | EX-05639 | CURRENT
000005639 | POLE,PUBLIC LIGHTING,METAL | Major Road, 8.5m, Base Plate Mounted, 350 PCD Bolt Spacing, Galv, EQTS 05-02-01, Dwg 05-02-02 (scm) | GM POLES | GM POLES PTY LTD | FBM-08.5-S | CURRENT
000005640 | POLE,PUBLIC LIGHTING | GROUND BURIED;STEEL;GALV;8.5 M ABOVE GROUND;76 MM OD SPIGOT;FOR MAJOR ROAD; BURIED-IN-GROUND GALV STEEL STREETLIGHT POLES WILL NO LONGER BE OFFERED TO LOCAL | GM POLES | GM POLES PTY LTD | STEEL;GALV;8.5 M; | PURCHASE AS REQUIRED
000005641 | POLE,PUBLIC LIGHTING,METAL | Major Road, 10.0m, Base Plate Mounted, 350 PCD Bolt Spacing, Galv, EQTS 05-02-01, Dwg 05-02-02 (scm) | IPOLES | INTERNATIONAL POLES | EQ-003 | CURRENT
000005641 | POLE,PUBLIC LIGHTING,METAL | Major Road, 10.0m, Base Plate Mounted, 350 PCD Bolt Spacing, Galv, EQTS 05-02-01, Dwg 05-02-02 (scm) | INGALEPS | INGAL EPS (CONTRACTOR) | I05641-86 | CURRENT
000005641 | POLE,PUBLIC LIGHTING,METAL | Major Road, 10.0m, Base Plate Mounted, 350 PCD Bolt Spacing, Galv, EQTS 05-02-01, Dwg 05-02-02 (scm) | IUPOLE | INTERNATIONAL UTILITY POLES PTY LTD | EX-05641 | CURRENT
000005641 | POLE,PUBLIC LIGHTING,METAL | Major Road, 10.0m, Base Plate Mounted, 350 PCD Bolt Spacing, Galv, EQTS 05-02-01, Dwg 05-02-02 (scm) | GM POLES | GM POLES PTY LTD | FBM-10-S | CURRENT
000005642 | POLE,PUBLIC LIGHTING | GROUND BURIED;STEEL;GALV;10 M ABOVE GROUND;76 MM OD SPIGOT;FOR MAJOR ROAD; BURIED-IN-GROUND GALV STEEL STREETLIGHT POLES WILL NO LONGER BE OFFERED TO LOCAL | GM POLES | GM POLES PTY LTD | STEEL;GALV;10 M; | PURCHASE AS REQUIRED
000005644 | POLE,LIGHTNING MAST | BASE PLATE MTD;STEEL;GALV;12 M;114 MM OD SPIGOT;SUBSTATION LIGHTING MAST,USE BOLT ASSEMBLY STOCK CODE 14109,ORDER ON SUBSTATIONS REQUEST ONLY; | POLO |  | POLE,PUBLIC, 12 M | PURCHASE AS REQUIRED
000005644 | POLE,LIGHTNING MAST | BASE PLATE MTD;STEEL;GALV;12 M;114 MM OD SPIGOT;SUBSTATION LIGHTING MAST,USE BOLT ASSEMBLY STOCK CODE 14109,ORDER ON SUBSTATIONS REQUEST ONLY; | POLETECH |  | POLE,PUBLIC 12 M | PURCHASE AS REQUIRED
000005645 | POLE,PUBLIC LIGHTING,METAL | Major Road, 13.0m, Base Plate Mounted, 500 PCD Bolt Spacing, Galv, EQTS 05-02-01, Dwg 05-02-02 (scm) | IPOLES | INTERNATIONAL POLES | EQ-004 | CURRENT
000005645 | POLE,PUBLIC LIGHTING,METAL | Major Road, 13.0m, Base Plate Mounted, 500 PCD Bolt Spacing, Galv, EQTS 05-02-01, Dwg 05-02-02 (scm) | INGALEPS | INGAL EPS (CONTRACTOR) | I05645-86 | CURRENT
000005645 | POLE,PUBLIC LIGHTING,METAL | Major Road, 13.0m, Base Plate Mounted, 500 PCD Bolt Spacing, Galv, EQTS 05-02-01, Dwg 05-02-02 (scm) | IUPOLE | INTERNATIONAL UTILITY POLES PTY LTD | EX-05645 | CURRENT
000005645 | POLE,PUBLIC LIGHTING,METAL | Major Road, 13.0m, Base Plate Mounted, 500 PCD Bolt Spacing, Galv, EQTS 05-02-01, Dwg 05-02-02 (scm) | GM POLES | GM POLES PTY LTD | FBM-13-S | CURRENT
000005648 | POLE,LIGHTNING MAST | BASE PLATE MTD;STEEL;GALV;15 M;114 MM OD SPIGOT;SUBSTATION LIGHTING MAST,USE BOLT ASSEMBLY STOCK CODE 14109,ORDER ON SUBSTATIONS REQUEST ONLY; | POLO |  | POLE,LIGHTNING MAST, 15 M | PURCHASE AS REQUIRED
000005648 | POLE,LIGHTNING MAST | BASE PLATE MTD;STEEL;GALV;15 M;114 MM OD SPIGOT;SUBSTATION LIGHTING MAST,USE BOLT ASSEMBLY STOCK CODE 14109,ORDER ON SUBSTATIONS REQUEST ONLY; | POLETECH |  | POLE,LIGHTNING MAST 15 M | PURCHASE AS REQUIRED
000005727 | OUTREACH ARM | Minor Road, 1.5m Double, 5 Deg Upcast, Galv Steel, EQTS 05-02-01, Dwg 05-02-14 (scm) | IPOLES | INTERNATIONAL POLES | EQ-046 | CURRENT
000005727 | OUTREACH ARM | Minor Road, 1.5m Double, 5 Deg Upcast, Galv Steel, EQTS 05-02-01, Dwg 05-02-14 (scm) | INGALEPS | INGAL EPS (CONTRACTOR) | GEX05727 | CURRENT
000005727 | OUTREACH ARM | Minor Road, 1.5m Double, 5 Deg Upcast, Galv Steel, EQTS 05-02-01, Dwg 05-02-14 (scm) | IUPOLE | INTERNATIONAL UTILITY POLES PTY LTD | EX-5727 | CURRENT
000005727 | OUTREACH ARM | Minor Road, 1.5m Double, 5 Deg Upcast, Galv Steel, EQTS 05-02-01, Dwg 05-02-14 (scm) | GM POLES | GM POLES PTY LTD | OC A15D | CURRENT
000005728 | OUTREACH ARM | Major Road, 1.5m Double, Galv Steel, MA5, EQTS 05-02-01, Dwg 05-02-07 (scm) | IPOLES | INTERNATIONAL POLES | EQ-020 | CURRENT
000005728 | OUTREACH ARM | Major Road, 1.5m Double, Galv Steel, MA5, EQTS 05-02-01, Dwg 05-02-07 (scm) | INGALEPS | INGAL EPS (CONTRACTOR) | XORMD15 | CURRENT
000005728 | OUTREACH ARM | Major Road, 1.5m Double, Galv Steel, MA5, EQTS 05-02-01, Dwg 05-02-07 (scm) | IUPOLE | INTERNATIONAL UTILITY POLES PTY LTD | EX-5728 | CURRENT
000005728 | OUTREACH ARM | Major Road, 1.5m Double, Galv Steel, MA5, EQTS 05-02-01, Dwg 05-02-07 (scm) | GM POLES | GM POLES PTY LTD | OC C15D | CURRENT
000005733 | OUTREACH ARM | Minor Road, 1.5m Single, 5 Deg Upcast, Galv Steel, EQTS 05-02-01, Dwg 05-02-14 (scm) | IPOLES | INTERNATIONAL POLES | EQ-045 | CURRENT
000005733 | OUTREACH ARM | Minor Road, 1.5m Single, 5 Deg Upcast, Galv Steel, EQTS 05-02-01, Dwg 05-02-14 (scm) | INGALEPS | INGAL EPS (CONTRACTOR) | GEX05733 | CURRENT
000005733 | OUTREACH ARM | Minor Road, 1.5m Single, 5 Deg Upcast, Galv Steel, EQTS 05-02-01, Dwg 05-02-14 (scm) | IUPOLE | INTERNATIONAL UTILITY POLES PTY LTD | EX-5733 | CURRENT
000005733 | OUTREACH ARM | Minor Road, 1.5m Single, 5 Deg Upcast, Galv Steel, EQTS 05-02-01, Dwg 05-02-14 (scm) | GM POLES | GM POLES PTY LTD | OC A15S | CURRENT
000005734 | OUTREACH ARM | Major Road, 1.5m Single, Galv Steel, MA5, EQTS 05-02-01, Dwg 05-02-07 (scm) | IPOLES | INTERNATIONAL POLES | EQ-019 | CURRENT
000005734 | OUTREACH ARM | Major Road, 1.5m Single, Galv Steel, MA5, EQTS 05-02-01, Dwg 05-02-07 (scm) | INGALEPS | INGAL EPS (CONTRACTOR) | XORMS15 | CURRENT
000005734 | OUTREACH ARM | Major Road, 1.5m Single, Galv Steel, MA5, EQTS 05-02-01, Dwg 05-02-07 (scm) | IUPOLE | INTERNATIONAL UTILITY POLES PTY LTD | EX-5734 | CURRENT
000005734 | OUTREACH ARM | Major Road, 1.5m Single, Galv Steel, MA5, EQTS 05-02-01, Dwg 05-02-07 (scm) | GM POLES | GM POLES PTY LTD | OC C15S | CURRENT
000005747 | OUTREACH ARM | Major Road, 3.0m Double, Galv Steel, MA6, EQTS 05-02-01, Dwg 05-02-07 (scm) | IPOLES | INTERNATIONAL POLES | EQ-022 | CURRENT
000005747 | OUTREACH ARM | Major Road, 3.0m Double, Galv Steel, MA6, EQTS 05-02-01, Dwg 05-02-07 (scm) | INGALEPS | INGAL EPS (CONTRACTOR) | XORMD3 | CURRENT
000005747 | OUTREACH ARM | Major Road, 3.0m Double, Galv Steel, MA6, EQTS 05-02-01, Dwg 05-02-07 (scm) | IUPOLE | INTERNATIONAL UTILITY POLES PTY LTD | EX-5747 | CURRENT
000005747 | OUTREACH ARM | Major Road, 3.0m Double, Galv Steel, MA6, EQTS 05-02-01, Dwg 05-02-07 (scm) | GM POLES | GM POLES PTY LTD | OC C30D | CURRENT
000005750 | OUTREACH ARM | Major Road, 3.0m Single, Galv Steel, MA6, EQTS 05-02-01, Dwg 05-02-07 (scm) | IPOLES | INTERNATIONAL POLES | EQ-021 | CURRENT
000005750 | OUTREACH ARM | Major Road, 3.0m Single, Galv Steel, MA6, EQTS 05-02-01, Dwg 05-02-07 (scm) | INGALEPS | INGAL EPS (CONTRACTOR) | XORMS3 | CURRENT
000005750 | OUTREACH ARM | Major Road, 3.0m Single, Galv Steel, MA6, EQTS 05-02-01, Dwg 05-02-07 (scm) | IUPOLE | INTERNATIONAL UTILITY POLES PTY LTD | EX-5750 | CURRENT
000005750 | OUTREACH ARM | Major Road, 3.0m Single, Galv Steel, MA6, EQTS 05-02-01, Dwg 05-02-07 (scm) | GM POLES | GM POLES PTY LTD | OC C30S | CURRENT
000005869 | CROSSARM,WOOD | HARDWOOD;2700 MM LG;100 MM X 150 MM;ELEC POWER DISTRIBUTION;SPAR,UNDRILLED;PACK OF 12,100 MM SURFACE TO BE PAINTED AND GRADED;TO BE USED FOR THE MANUFACTURE | DALEMYER | DALE MEYERS PTY LTD | HXB3100150FS270 | CURRENT
000005869 | CROSSARM,WOOD | HARDWOOD;2700 MM LG;100 MM X 150 MM;ELEC POWER DISTRIBUTION;SPAR,UNDRILLED;PACK OF 12,100 MM SURFACE TO BE PAINTED AND GRADED;TO BE USED FOR THE MANUFACTURE | COFFSHAR | COFFS HARBOUR TRADING | 05869 | CURRENT
000005870 | CROSSARM,WOOD | HARDWOOD;3000 MM LG;150 MM X 100 MM;ELEC POWER DISTRIBUTION;SPAR,UNDRILLED;PACK OF 12,150 MM SURFACE TO BE PAINTED AND GRADED;TO BE USED FOR THE MANUFACTURE | DALEMYER | DALE MEYERS PTY LTD | HXB3150100FS300 | CURRENT
000005870 | CROSSARM,WOOD | HARDWOOD;3000 MM LG;150 MM X 100 MM;ELEC POWER DISTRIBUTION;SPAR,UNDRILLED;PACK OF 12,150 MM SURFACE TO BE PAINTED AND GRADED;TO BE USED FOR THE MANUFACTURE | COFFSHAR | COFFS HARBOUR TRADING | 3000 MM LG;150 MM X 100 MM | CURRENT
000005880 | CAP,POLE | Al, 350mm Dia, 0.55mm Thk, Dwg 10-01-23-1 (P100) (scm) | TECONN | TE CONNECTIVITY LTD | PC-350/1 | CURRENT
000005880 | CAP,POLE | Al, 350mm Dia, 0.55mm Thk, Dwg 10-01-23-1 (P100) (scm) | CAPRAL | CAPRAL ALUMINIUM CENTRE | R006035CIRMF000 | CURRENT
000005882 | CAP,POLE | Al, 450mm Dia, 0.55mm Thk, Dwg 10-01-23-1 (P100) (scm) | TECONN | TE CONNECTIVITY LTD | PC-450/1 | CURRENT
000005882 | CAP,POLE | Al, 450mm Dia, 0.55mm Thk, Dwg 10-01-23-1 (P100) (scm) | ALCAN | CAPRAL ALUMINIUM CENTRES | CAP,POLE 450 MM | CURRENT
000005890 | CLAMP,ELECTRICAL | Parallel Groove, 16-70mm2 Al or Steel Main & Tap, 2 Bolt, NT, Transverse Grooved (scm) | CABAC | CABAC (MANUFACTURER) | ALPG16/70-2B | CURRENT
000005890 | CLAMP,ELECTRICAL | Parallel Groove, 16-70mm2 Al or Steel Main & Tap, 2 Bolt, NT, Transverse Grooved (scm) | LEGEND | LEGEND POWER SYSTEMS | ALPG16/70-2B | CURRENT
000005890 | CLAMP,ELECTRICAL | Parallel Groove, 16-70mm2 Al or Steel Main & Tap, 2 Bolt, NT, Transverse Grooved (scm) | THEWMCAN | TMAC THEW & MCCANN GROUP | TM12129 | CURRENT
000005891 | CLAMP,ELECTRICAL | Parallel Groove, 16-120mm2 Al or Steel Main & Tap, 2 Bolt, NT, Transverse Grooved (scm) | CABAC | CABAC (MANUFACTURER) | ALPG16/120-2B | CURRENT
000005891 | CLAMP,ELECTRICAL | Parallel Groove, 16-120mm2 Al or Steel Main & Tap, 2 Bolt, NT, Transverse Grooved (scm) | LEGEND | LEGEND POWER SYSTEMS | ALPG16/120-2B | CURRENT
000005891 | CLAMP,ELECTRICAL | Parallel Groove, 16-120mm2 Al or Steel Main & Tap, 2 Bolt, NT, Transverse Grooved (scm) | THEWMCAN | TMAC THEW & MCCANN GROUP | TM12126 | CURRENT
000005893 | CLAMP,ELECTRICAL | Parallel Groove, 25-150mm2 Al or Steel Main & Tap, 2 Bolt, NT, Transverse Grooved (scm) | CABAC | CABAC (MANUFACTURER) | ALPG16/150-2B | CURRENT
000005893 | CLAMP,ELECTRICAL | Parallel Groove, 25-150mm2 Al or Steel Main & Tap, 2 Bolt, NT, Transverse Grooved (scm) | LEGEND | LEGEND POWER SYSTEMS | ALPG16/150-2B | CURRENT
000005893 | CLAMP,ELECTRICAL | Parallel Groove, 25-150mm2 Al or Steel Main & Tap, 2 Bolt, NT, Transverse Grooved (scm) | TYCO | TYCO | 3932-FS | CURRENT
000005893 | CLAMP,ELECTRICAL | Parallel Groove, 25-150mm2 Al or Steel Main & Tap, 2 Bolt, NT, Transverse Grooved (scm) | ACCULEC | ACCULEC PTY LTD - E18524 | ALPG25/150-2B | CURRENT
000005897 | CLAMP,STRAIN | 4 U BOLT;ALUMINIUM ALLOY;ACSR,AAC;FOR CONDUCTOR DIA RANGE OF 14 MM - 20.9 MM; 17.8 KN SWL;C/W HEX CLEVIS PIN & STAINLESS STEEL HUMPBACK SPLIT PINS; | DULMISON | DULMISON (AUST) PTY LTD | DK97612 | CURRENT
000005898 | CLAMP,ELECTRICAL | STIRRUP CLAMP TYPE,ALUMINIUM TO COPPER "UNIVERSAL";FOR 7/2.25 MM TO 19/3.75 MM CABLE SIZES;BAGS OF 25; | PLP AUST | PREFORMED LINE PRODUCTS (AUST) | D-STC110-1 | CURRENT
000005898 | CLAMP,ELECTRICAL | STIRRUP CLAMP TYPE,ALUMINIUM TO COPPER "UNIVERSAL";FOR 7/2.25 MM TO 19/3.75 MM CABLE SIZES;BAGS OF 25; | DULMISON | DULMISON (AUST) PTY LTD | AST9-500AH | CURRENT
000005898 | CLAMP,ELECTRICAL | STIRRUP CLAMP TYPE,ALUMINIUM TO COPPER "UNIVERSAL";FOR 7/2.25 MM TO 19/3.75 MM CABLE SIZES;BAGS OF 25; | DULMISON | DULMISON (AUST) PTY LTD | AST9-250AH | CURRENT
000005909 | CLAMP,ELECTRICAL | Parallel Groove, 95-240mm2 Al or Steel Main & Tap, U-Bolt, NT, Transverse Grooved (scm) | PENTA | PENTA AUST (TMAC THEW & MCCANN/HYLEC) | PA12226 | CURRENT
000005909 | CLAMP,ELECTRICAL | Parallel Groove, 95-240mm2 Al or Steel Main & Tap, U-Bolt, NT, Transverse Grooved (scm) | THEWMCAN | TMAC THEW & MCCANN GROUP | TM12226 | CURRENT
000005910 | DAMPER,VIBRATION,TRANSMISSION LINE | SPIRAL;PVC;19.3 MM DIA CONDUCTOR; 19/3.75 MM AAC;PACK OF 20; PACK WEIGHT 20 KG; | ACCULEC | ACCULEC PTY LTD - E18524 | SVD1432H | CURRENT
000005910 | DAMPER,VIBRATION,TRANSMISSION LINE | SPIRAL;PVC;19.3 MM DIA CONDUCTOR; 19/3.75 MM AAC;PACK OF 20; PACK WEIGHT 20 KG; | MACLEAN | MACLEAN POWER PL - E15128 | HVD-145 | CURRENT
000005910 | DAMPER,VIBRATION,TRANSMISSION LINE | SPIRAL;PVC;19.3 MM DIA CONDUCTOR; 19/3.75 MM AAC;PACK OF 20; PACK WEIGHT 20 KG; | PLP AUST | PREFORMED LINE PRODUCTS (AUST) | SVD-0106 | CURRENT
000005913 | DAMPER,VIBRATION,TRANSMISSION LINE | SPIRAL;PVC;8.29 MM DIA CONDUCTOR; 3/4/2.50 MM ACSR;BOX OF 36, PACK WEIGHT 18 KG; | ACCULEC | ACCULEC PTY LTD - E18524 | SVD0635H | CURRENT
000005913 | DAMPER,VIBRATION,TRANSMISSION LINE | SPIRAL;PVC;8.29 MM DIA CONDUCTOR; 3/4/2.50 MM ACSR;BOX OF 36, PACK WEIGHT 18 KG; | MACLEAN | MACLEAN POWER PL - E15128 | HVD-063 | CURRENT
000005913 | DAMPER,VIBRATION,TRANSMISSION LINE | SPIRAL;PVC;8.29 MM DIA CONDUCTOR; 3/4/2.50 MM ACSR;BOX OF 36, PACK WEIGHT 18 KG; | PLP AUST | PREFORMED LINE PRODUCTS (AUST) | SVD-0103 | CURRENT
000005914 | DAMPER,VIBRATION,TRANSMISSION LINE | SPIRAL;PVC;11.72 MM DIA CONDUCTOR; 7/3.00 MM & 7/3.75 MM AAC;6/1/3.00 MM & 6/1/3.75 MM ACSR;PACK OF 60, PACK WEIGHT 18 KG; | ACCULEC | ACCULEC PTY LTD - E18524 | SVD0830H | CURRENT
000005914 | DAMPER,VIBRATION,TRANSMISSION LINE | SPIRAL;PVC;11.72 MM DIA CONDUCTOR; 7/3.00 MM & 7/3.75 MM AAC;6/1/3.00 MM & 6/1/3.75 MM ACSR;PACK OF 60, PACK WEIGHT 18 KG; | MACLEAN | MACLEAN POWER PL - E15128 | HVD-083 | CURRENT
000005914 | DAMPER,VIBRATION,TRANSMISSION LINE | SPIRAL;PVC;11.72 MM DIA CONDUCTOR; 7/3.00 MM & 7/3.75 MM AAC;6/1/3.00 MM & 6/1/3.75 MM ACSR;PACK OF 60, PACK WEIGHT 18 KG; | PLP AUST | PREFORMED LINE PRODUCTS (AUST) | SVD-0104 | CURRENT
000005915 | DAMPER,VIBRATION,TRANSMISSION LINE | SPIRAL;PVC;14.3 MM DIA CONDUCTOR; 7/4.75 MM AAC;6/4.75 + 7/1.60 MM ACSR; BOX OF30,PACK WEIGHT 15 KG;P.A.R. MAINLY USED ON SPECIFIC JOBS; | ACCULEC | ACCULEC PTY LTD - E18524 | SVD1173H | CURRENT
000005915 | DAMPER,VIBRATION,TRANSMISSION LINE | SPIRAL;PVC;14.3 MM DIA CONDUCTOR; 7/4.75 MM AAC;6/4.75 + 7/1.60 MM ACSR; BOX OF30,PACK WEIGHT 15 KG;P.A.R. MAINLY USED ON SPECIFIC JOBS; | MACLEAN | MACLEAN POWER PL - E15128 | HVD-118 | CURRENT
000005915 | DAMPER,VIBRATION,TRANSMISSION LINE | SPIRAL;PVC;14.3 MM DIA CONDUCTOR; 7/4.75 MM AAC;6/4.75 + 7/1.60 MM ACSR; BOX OF30,PACK WEIGHT 15 KG;P.A.R. MAINLY USED ON SPECIFIC JOBS; | PLP AUST | PREFORMED LINE PRODUCTS (AUST) | SVD-0105 | CURRENT
000005916 | DAMPER,VIBRATION,TRANSMISSION LINE | DOG BONE DAMPER;18.1 MM TO 21.0 MM DIA; BOX OF 6;WEIGHT 18.8 KG; | PLP AUST | PREFORMED LINE PRODUCTS (AUST) | D-DB05B18SS | CURRENT
000005916 | DAMPER,VIBRATION,TRANSMISSION LINE | DOG BONE DAMPER;18.1 MM TO 21.0 MM DIA; BOX OF 6;WEIGHT 18.8 KG; | MACLEAN | MACLEAN POWER PL - E15128 | 4D30-23.4 | CURRENT
000005916 | DAMPER,VIBRATION,TRANSMISSION LINE | DOG BONE DAMPER;18.1 MM TO 21.0 MM DIA; BOX OF 6;WEIGHT 18.8 KG; | TEN | THE ENERGY NETWORK | 4D20-20.3 | CURRENT
000005926 | TERMINAL,LUG | DRILLED PALM,ALUMINIUM,COMPRESSION TYPE; FOR 10-12 MM OD CONDUCTOR (MARS & BANANA );12.70 MM BOLT SIZE;PRE-FILLED;C/W JOINTING COMPOUND;FOR U/W HT-50/70AL | LEGEND | LEGEND POWER SYSTEMS | AL77-12 | CURRENT
000005926 | TERMINAL,LUG | DRILLED PALM,ALUMINIUM,COMPRESSION TYPE; FOR 10-12 MM OD CONDUCTOR (MARS & BANANA );12.70 MM BOLT SIZE;PRE-FILLED;C/W JOINTING COMPOUND;FOR U/W HT-50/70AL | TYCO | TYCO | SL50/1 | CURRENT
000005926 | TERMINAL,LUG | DRILLED PALM,ALUMINIUM,COMPRESSION TYPE; FOR 10-12 MM OD CONDUCTOR (MARS & BANANA );12.70 MM BOLT SIZE;PRE-FILLED;C/W JOINTING COMPOUND;FOR U/W HT-50/70AL | LEGEND | LEGEND POWER SYSTEMS | AL70-12 | CURRENT
000005926 | TERMINAL,LUG | DRILLED PALM,ALUMINIUM,COMPRESSION TYPE; FOR 10-12 MM OD CONDUCTOR (MARS & BANANA );12.70 MM BOLT SIZE;PRE-FILLED;C/W JOINTING COMPOUND;FOR U/W HT-50/70AL | CABLACES | CABLACES | AL77-12 | CURRENT
000005926 | TERMINAL,LUG | DRILLED PALM,ALUMINIUM,COMPRESSION TYPE; FOR 10-12 MM OD CONDUCTOR (MARS & BANANA );12.70 MM BOLT SIZE;PRE-FILLED;C/W JOINTING COMPOUND;FOR U/W HT-50/70AL | UTILUX |  | SL50/1 | CURRENT
000005931 | TERMINAL,LUG | TUBULAR ALUMINIUM,SECTOR SHAPED,CRIMPED TYPE;FOR 120 SQ MM SOLID SECTOR 3 CORE ALUMINIUM CONDUCTOR;M12 PALM HOLE SIZE; PACK OF 1,PACK WEIGHT 0.3 KG; | TYCO | TYCO | AGS3I120M12/1 (H8610/1 | CURRENT
000005931 | TERMINAL,LUG | TUBULAR ALUMINIUM,SECTOR SHAPED,CRIMPED TYPE;FOR 120 SQ MM SOLID SECTOR 3 CORE ALUMINIUM CONDUCTOR;M12 PALM HOLE SIZE; PACK OF 1,PACK WEIGHT 0.3 KG; | UTILUX |  | H8610/1 | CURRENT
000005931 | TERMINAL,LUG | TUBULAR ALUMINIUM,SECTOR SHAPED,CRIMPED TYPE;FOR 120 SQ MM SOLID SECTOR 3 CORE ALUMINIUM CONDUCTOR;M12 PALM HOLE SIZE; PACK OF 1,PACK WEIGHT 0.3 KG; | CABLACES | CABLACES | ALS120/3-12 | CURRENT
000005949 | LETTER,SIGN | LETTER N;ALUMINIUM;50 MM H,35 MM W,24 G ;W/2 HOLES FOR 12 G CLOUTS,(STOCK CODE 11430)OR 2.4 MM RIVETS (STOCK CODE 15785 );FOR POLE IDENTIFICATION;BAGS OF 100; | POWERENG |  | SF17PE200N | CURRENT
000005950 | LETTER,SIGN | LETTER O OR NUMBER 0;ALUMINIUM;50 MM H, 35 MM W,24 G;W/2 HOLES FOR 12 G CLOUTS, (STOCK CODE 11430) OR 2.4 MM RIVETS (STOCK CODE 15785);BAGS OF 100;FOR POLE | POWERENG |  | SF17PE2000 | CURRENT
000005951 | LETTER,SIGN | LETTER P;ALUMINIUM;50 MM H,35 MM W,24 G ;W/2 HOLES FOR 12 G CLOUTS,(STOCK CODE 11430) OR 2.4 MM RIVETS (STOCK CODE 15785);BAGS OF 100;FOR POLE | POWERENG |  | SF17PE200P | CURRENT
000005953 | LETTER,SIGN | LETTER S;ALUMINIUM;50 MM H,35 MM W,24 G ;W/2 HOLES FOR 12 G CLOUTS,(STOCK CODE 11430) OR 2.4 MM RIVETS (STOCK CODE 15785);BAGS OF 100; | POWERENG |  | SF17PE200S | CURRENT
000005957 | NUMERAL,SIGN. | NUMBER 1;ALUMINIUM;50 MM H,35 MM W,24 G ;W/2 HOLES FOR 12 G CLOUTS,(STOCK CODE 11430);OR 2.4 MM RIVETS (STOCK CODE 15785);BAG OF 100;FOR POLE | POWERENG |  | SF17PE2001 | CURRENT
000005958 | NUMERAL,SIGN. | NUMBER 2;ALUMINIUM;50 MM H,35 MM W,24 G ;W/2 HOLES FOR 12 G CLOUTS,(STOCK CODE 11430); OR 2.4 MM RIVETS (STOCK CODE 15785);FOR POLE IDENTIFICATION;PACK | POWERENG |  | SF17PE2002 | CURRENT
000005959 | NUMERAL,SIGN. | NUMBER 3;ALUMINIUM;50 MM H,35 MM W,24 G ;W/2 HOLES FOR 12 G CLOUTS,(STOCK CODE 11430) OR 2.4 MM RIVETS (STOCK CODE 15785);BAG OF 100;FOR POLE | POWERENG |  | SF17PE2003 | CURRENT
000005960 | NUMERAL,SIGN. | NUMBER 4;ALUMINIUM;50 MM H,35 MM W,24 G ;W/2 HOLES FOR 12 G CLOUTS,(STOCK CODE 11430) OR 2.4 MM RIVETS (STOCK CODE 15785);BAG OF 100;FOR POLE | POWERENG |  | SF17PE2004 | CURRENT
000005961 | NUMERAL,SIGN. | NUMBER 5;ALUMINIUM;50 MM H,35 MM W,24 G ;W/2 HOLES FOR 12 G CLOUTS,(STOCK CODE 11430) OR 2.4 MM RIVETS (STOCK CODE 15785);BAG OF 100;FOR POLE | POWERENG |  | SF17PE2005 | CURRENT
000005961 | NUMERAL,SIGN. | NUMBER 5;ALUMINIUM;50 MM H,35 MM W,24 G ;W/2 HOLES FOR 12 G CLOUTS,(STOCK CODE 11430) OR 2.4 MM RIVETS (STOCK CODE 15785);BAG OF 100;FOR POLE | ATOMSUPP | ATOM SUPPLY | 2819417 | CURRENT
000005962 | NUMERAL,SIGN. | NUMBER 6 OR 9;ALUMINIUM;50 MM H,35 MM W 24 G;W/2 HOLES FOR 12 G CLOUTS, SC11430) OR 2.4 MM RIVETS (SC15785); FOR POLE IDENTIFICATION;BAG OF 100; | POWERENG |  | SF17PE2006/9 | CURRENT
000005963 | NUMERAL,SIGN. | NUMBER 7;ALUMINIUM;50 MM H,35 MM W,24 G ;W/2 HOLES FOR 12 G CLOUTS,(STOCK CODE 11430) OR 2.4 MM RIVETS (STOCK CODE 15785);BAG OR 100;FOR POLE | POWERENG |  | SF17PE2007 | CURRENT
000005964 | NUMERAL,SIGN. | NUMBER 8;ALUMINIUM;50 MM H,35 MM W,24 G ;W/2 HOLES FOR 12 G CLOUTS,(STOCK CODE 11430) OR 2.4 MM RIVETS (STOCK CODE 15785);BAG OF 100;FOR POLE | POWERENG |  | SF17PE2008 | CURRENT
000005969 | PROTECTOR,ELECTRICAL CABLE | ARMOUR RODS,HELICAL;ALUMINIUM ALLOY; FOR 9 MM OD AL CONDUCTOR;7/3.0 MM AAC (LIBRA) OR 6/3.00 + 1/3.00 MM ACSR/GZ (APPLE);BOX OF 40,PACK WEIGHT 14.5 KG; | MACLEAN | MACLEAN POWER PL - E15128 | AR-A0900 | CURRENT
000005969 | PROTECTOR,ELECTRICAL CABLE | ARMOUR RODS,HELICAL;ALUMINIUM ALLOY; FOR 9 MM OD AL CONDUCTOR;7/3.0 MM AAC (LIBRA) OR 6/3.00 + 1/3.00 MM ACSR/GZ (APPLE);BOX OF 40,PACK WEIGHT 14.5 KG; | TECONN | TE CONNECTIVITY LTD | NAA0880-0930 | CURRENT
000005969 | PROTECTOR,ELECTRICAL CABLE | ARMOUR RODS,HELICAL;ALUMINIUM ALLOY; FOR 9 MM OD AL CONDUCTOR;7/3.0 MM AAC (LIBRA) OR 6/3.00 + 1/3.00 MM ACSR/GZ (APPLE);BOX OF 40,PACK WEIGHT 14.5 KG; | PLP AUST | PREFORMED LINE PRODUCTS (AUST) | AAR-090 | CURRENT
000005970 | PROTECTOR,ELECTRICAL CABLE | ARMOUR RODS,HELICAL;ALUMINIUM ALLOY; FOR 11.3 MM OD AL CONDUCTOR; 7/3.75 MM AAC (MARS) OR 6/3.75 MM (BANANA);BOX OF 25,PACK WEIGHT 14 KG; | TECONN | TE CONNECTIVITY LTD | NAA1110-1180 | CURRENT
000005970 | PROTECTOR,ELECTRICAL CABLE | ARMOUR RODS,HELICAL;ALUMINIUM ALLOY; FOR 11.3 MM OD AL CONDUCTOR; 7/3.75 MM AAC (MARS) OR 6/3.75 MM (BANANA);BOX OF 25,PACK WEIGHT 14 KG; | MACLEAN | MACLEAN POWER PL - E15128 | AR-A1125 | CURRENT
000005970 | PROTECTOR,ELECTRICAL CABLE | ARMOUR RODS,HELICAL;ALUMINIUM ALLOY; FOR 11.3 MM OD AL CONDUCTOR; 7/3.75 MM AAC (MARS) OR 6/3.75 MM (BANANA);BOX OF 25,PACK WEIGHT 14 KG; | PLP AUST | PREFORMED LINE PRODUCTS (AUST) | AAR-113 | CURRENT
000005971 | PROTECTOR,ELECTRICAL CABLE | ARMOUR RODS,HELICAL;ALUMINIUM ALLOY; FOR 14.3 MM OD AL CONDUCTOR 7/4.75 MM AAC (MOON) OR 6/4.75 + 7/1.60 MM ACSR (CHERRY);BOX OF 20, PACK WEIGHT 16 KG; | MACLEAN | MACLEAN POWER PL - E15128 | AR-A1430 | CURRENT
000005971 | PROTECTOR,ELECTRICAL CABLE | ARMOUR RODS,HELICAL;ALUMINIUM ALLOY; FOR 14.3 MM OD AL CONDUCTOR 7/4.75 MM AAC (MOON) OR 6/4.75 + 7/1.60 MM ACSR (CHERRY);BOX OF 20, PACK WEIGHT 16 KG; | TECONN | TE CONNECTIVITY LTD | NAA1400-1490 | CURRENT
000005971 | PROTECTOR,ELECTRICAL CABLE | ARMOUR RODS,HELICAL;ALUMINIUM ALLOY; FOR 14.3 MM OD AL CONDUCTOR 7/4.75 MM AAC (MOON) OR 6/4.75 + 7/1.60 MM ACSR (CHERRY);BOX OF 20, PACK WEIGHT 16 KG; | PLP AUST | PREFORMED LINE PRODUCTS (AUST) | AAR-143 | CURRENT
000005972 | PROTECTOR,ELECTRICAL CABLE | ARMOUR RODS,HELICAL;ALUMINIUM ALLOY; FOR 18.8 MM OD AL CONDUCTOR;19/3.75 MM AAC (PLUTO);BOX OF 10,PACK WEIGHT 15 KG ; | TECONN | TE CONNECTIVITY LTD | NAA1790-1880 | CURRENT
000005972 | PROTECTOR,ELECTRICAL CABLE | ARMOUR RODS,HELICAL;ALUMINIUM ALLOY; FOR 18.8 MM OD AL CONDUCTOR;19/3.75 MM AAC (PLUTO);BOX OF 10,PACK WEIGHT 15 KG ; | MACLEAN | MACLEAN POWER PL - E15128 | AR-A1875 | CURRENT
000005972 | PROTECTOR,ELECTRICAL CABLE | ARMOUR RODS,HELICAL;ALUMINIUM ALLOY; FOR 18.8 MM OD AL CONDUCTOR;19/3.75 MM AAC (PLUTO);BOX OF 10,PACK WEIGHT 15 KG ; | PLP AUST | PREFORMED LINE PRODUCTS (AUST) | AAR-188 | CURRENT
000005973 | PROTECTOR,ELECTRICAL CABLE | ARMOUR RODS,HELICAL;ALUMINIUM ALLOY; FOR 21 MM OD AL CONDUCTOR;37/.300 MM AAC (SATURN);20.90 - 21.79 MM DIA RANGE; 2000 MM NOM LG ROD 6.35 MM NOM DIA ROD; | MACLEAN | MACLEAN POWER PL - E15128 | AR-A2100 | CURRENT
000005973 | PROTECTOR,ELECTRICAL CABLE | ARMOUR RODS,HELICAL;ALUMINIUM ALLOY; FOR 21 MM OD AL CONDUCTOR;37/.300 MM AAC (SATURN);20.90 - 21.79 MM DIA RANGE; 2000 MM NOM LG ROD 6.35 MM NOM DIA ROD; | PLP AUST | PREFORMED LINE PRODUCTS (AUST) | AAR-210 | CURRENT
000005974 | PROTECTOR,ELECTRICAL CABLE | ARMOUR RODS,HELICAL;ALUMINIUM ALLOY; FOR 7.5 MM OD AL CONDUCTOR;3/2.50 + 4/2.50 MM ACSR/GZ (RAISIN);BOX OF 50; PACK WEIGHT 16 KG;REFER MAS FILE FOR | MACLEAN | MACLEAN POWER PL - E15128 | AR-A0750 | CURRENT
000005974 | PROTECTOR,ELECTRICAL CABLE | ARMOUR RODS,HELICAL;ALUMINIUM ALLOY; FOR 7.5 MM OD AL CONDUCTOR;3/2.50 + 4/2.50 MM ACSR/GZ (RAISIN);BOX OF 50; PACK WEIGHT 16 KG;REFER MAS FILE FOR | PLP AUST | PREFORMED LINE PRODUCTS (AUST) | AAR-075 | CURRENT
000005975 | SLEEVE,COMPRESSION | FULL TENSION COMPRESSION;MULTIPIECE ALUMINIUM ALLOY/STEEL;ACSR/GZ; 30/3.00 MM +7/3.00 MM ACSR/GZ (LEMON); TO BE MARKED AS PER AS1154-1;PROJECT | PLP AUST | PREFORMED LINE PRODUCTS (AUST) | CMSJ-210-1 | CURRENT
000005984 | SLEEVE,COMPRESSION | FT, Moon, 7/4.75 AAC, Hex Die 22.0mm A/F, Al, AS1154-1 | TECONN | TE CONNECTIVITY LTD | FT61A/1 | CURRENT
000005984 | SLEEVE,COMPRESSION | FT, Moon, 7/4.75 AAC, Hex Die 22.0mm A/F, Al, AS1154-1 | TYCO | TYCO | FT61A/1 | CURRENT
000005985 | SLEEVE,COMPRESSION | FULL TENSION COMPRESSION;ALUMINIUM ALLOY ;AAC;19/3.75 MM AAC (PLUTO);TO BE MARKED AS PER AS1154-1;BOX OF 1; | TYCO | TYCO | FT80A/1 | CURRENT
000005985 | SLEEVE,COMPRESSION | FULL TENSION COMPRESSION;ALUMINIUM ALLOY ;AAC;19/3.75 MM AAC (PLUTO);TO BE MARKED AS PER AS1154-1;BOX OF 1; | UTILUX |  | FT80A/1 | CURRENT
000005986 | SLEEVE,COMPRESSION | FULL TENSION COMPRESSION;ALUMINIUM ALLOY ;AAC;37/3.00 MM AAC (SATURN);TO BE MARKED AS PER AS1154-1;BOX OF 1; FOR DIE 38-284AL REFER SC02143; | TYCO | TYCO | FT94A/1 | CURRENT
000005986 | SLEEVE,COMPRESSION | FULL TENSION COMPRESSION;ALUMINIUM ALLOY ;AAC;37/3.00 MM AAC (SATURN);TO BE MARKED AS PER AS1154-1;BOX OF 1; FOR DIE 38-284AL REFER SC02143; | UTILUX |  | FT94A/1 | CURRENT
000005987 | SLEEVE,COMPRESSION | FULL TENSION COMPRESSION;ALUMINIUM ALLOY ;ACSR;6/4.75 MM + 7/1.60 MM ACSR (CHERRY );TO BE MARKED AS PER AS1154-1;BOX OF 1; FOR DIE 38-220AL REFER SC15102; | TYCO | TYCO | FT61R/1 | CURRENT
000005987 | SLEEVE,COMPRESSION | FULL TENSION COMPRESSION;ALUMINIUM ALLOY ;ACSR;6/4.75 MM + 7/1.60 MM ACSR (CHERRY );TO BE MARKED AS PER AS1154-1;BOX OF 1; FOR DIE 38-220AL REFER SC15102; | UTILUX |  | FT61R/1 | CURRENT
000005990 | SLEEVE,COMPRESSION | NON TENSION COMPRESSION;ALUMINIUM ALLOY; AAC;AAAC/;7/4.75 MM AAC (MOON);7/4.75 AAAC/(IODINE);USE DIE SC11084;17.3 A/F WIDTH 22 MM;AS1154-1;CTN OF 20;PACK | LEGEND | LEGEND POWER SYSTEMS | ALK120 | CURRENT
000005990 | SLEEVE,COMPRESSION | NON TENSION COMPRESSION;ALUMINIUM ALLOY; AAC;AAAC/;7/4.75 MM AAC (MOON);7/4.75 AAAC/(IODINE);USE DIE SC11084;17.3 A/F WIDTH 22 MM;AS1154-1;CTN OF 20;PACK | TECONN | TE CONNECTIVITY LTD | NT61/1 | CURRENT
000005990 | SLEEVE,COMPRESSION | NON TENSION COMPRESSION;ALUMINIUM ALLOY; AAC;AAAC/;7/4.75 MM AAC (MOON);7/4.75 AAAC/(IODINE);USE DIE SC11084;17.3 A/F WIDTH 22 MM;AS1154-1;CTN OF 20;PACK | CABLACES | CABLACES | ALK120 | CURRENT
000005991 | SLEEVE,COMPRESSION | NON TENSION COMPRESSION;ALUMINIUM ALLOY; AAC;37/3.00 MM AAC (SATURN);TO BE MARKED AS PER AS1154-1;BOX OF 1;PACK WEIGHT 232 G; | TYCO | TYCO | NT94/1 | CURRENT
000005991 | SLEEVE,COMPRESSION | NON TENSION COMPRESSION;ALUMINIUM ALLOY; AAC;37/3.00 MM AAC (SATURN);TO BE MARKED AS PER AS1154-1;BOX OF 1;PACK WEIGHT 232 G; | UTILUX |  | NT94/1 | CURRENT
000006002 | SPLICE,CONDUCTOR | SPLICES,HELICAL;ALUMINIUM ALLOY;AAC;ACSR ;7/4.75 MM AAC (MOON);6/4.75 MM + 7/1.60 MM (CHERRY);SET OF SPLICES;BOX OF 13; ITEM DISCONTINUED REFER SC05984 & | TYCO | TYCO | FSLJ1430-S | CURRENT
000006002 | SPLICE,CONDUCTOR | SPLICES,HELICAL;ALUMINIUM ALLOY;AAC;ACSR ;7/4.75 MM AAC (MOON);6/4.75 MM + 7/1.60 MM (CHERRY);SET OF SPLICES;BOX OF 13; ITEM DISCONTINUED REFER SC05984 & | PLP AUST | PREFORMED LINE PRODUCTS (AUST) | AFS-143 | CURRENT
000006007 | CLAMP,SUSPENSION,ELEC CONDUCTOR | STRAIGHT-LINE OR ANGLE;ARMOUR GRIP SUSPENSION UNIT (AGSU);AL ALLOY WITH NEOPRENE INSERT;AL CONDUCTORS; 21.0 MM DIA;UP TO 60 DEG DEVIATION | MACLEAN | MACLEAN POWER PL - E15128 | HSCR2100 | CURRENT
000006007 | CLAMP,SUSPENSION,ELEC CONDUCTOR | STRAIGHT-LINE OR ANGLE;ARMOUR GRIP SUSPENSION UNIT (AGSU);AL ALLOY WITH NEOPRENE INSERT;AL CONDUCTORS; 21.0 MM DIA;UP TO 60 DEG DEVIATION | TECONN | TE CONNECTIVITY LTD | HSC-1907 | CURRENT
000006007 | CLAMP,SUSPENSION,ELEC CONDUCTOR | STRAIGHT-LINE OR ANGLE;ARMOUR GRIP SUSPENSION UNIT (AGSU);AL ALLOY WITH NEOPRENE INSERT;AL CONDUCTORS; 21.0 MM DIA;UP TO 60 DEG DEVIATION | PLP AUST | PREFORMED LINE PRODUCTS (AUST) | AGS-5117-16 | CURRENT
000006010 | GRIP,DEADEND | FT, Helical, Single Piece, for ACSR/GZ, 6/1/3.75, Banana, 11.25mm Conductor Dia, Colour Code Black | TYCO | TYCO | FSLD1125-5 | CURRENT
000006010 | GRIP,DEADEND | FT, Helical, Single Piece, for ACSR/GZ, 6/1/3.75, Banana, 11.25mm Conductor Dia, Colour Code Black | PLP AUST | PREFORMED LINE PRODUCTS (AUST) | AWFG-113-X | CURRENT
000006011 | GRIP,DEADEND | FT, Helical, for AAC & AAAC, 7/3.00, Libra & Emerald, 9mm Conductor Dia, Colour Code Red | PLP AUST | PREFORMED LINE PRODUCTS (AUST) | AFG-090-CL | CURRENT
000006012 | GRIP,DEADEND | FT, Helical, for AAC & AAAC, 7/3.75, Mars & Garnet, 11.25mm Conductor Dia, Colour Code Black | MACLEAN | MACLEAN POWER PL - E15128 | DE-A1125-NC | CURRENT
000006012 | GRIP,DEADEND | FT, Helical, for AAC & AAAC, 7/3.75, Mars & Garnet, 11.25mm Conductor Dia, Colour Code Black | PLP AUST | PREFORMED LINE PRODUCTS (AUST) | AFG-113-CL | CURRENT
000006012 | GRIP,DEADEND | FT, Helical, for AAC & AAAC, 7/3.75, Mars & Garnet, 11.25mm Conductor Dia, Colour Code Black | TECONN | TE CONNECTIVITY LTD | FAD1080-1130-6 | CURRENT
000006013 | GRIP,DEADEND | FT, Helical, for AAC & AAAC, 7/4.75, Moon & Iodine, 14.3mm Conductor Dia, Colour Code Blue | MACLEAN | MACLEAN POWER PL - E15128 | DE-A1430-NC | CURRENT
000006013 | GRIP,DEADEND | FT, Helical, for AAC & AAAC, 7/4.75, Moon & Iodine, 14.3mm Conductor Dia, Colour Code Blue | TECONN | TE CONNECTIVITY LTD | FAD1385-1445-6 | CURRENT
000006013 | GRIP,DEADEND | FT, Helical, for AAC & AAAC, 7/4.75, Moon & Iodine, 14.3mm Conductor Dia, Colour Code Blue | PLP AUST | PREFORMED LINE PRODUCTS (AUST) | AFG-143-CL | CURRENT
000006013 | GRIP,DEADEND | FT, Helical, for AAC & AAAC, 7/4.75, Moon & Iodine, 14.3mm Conductor Dia, Colour Code Blue | DULMISON | DULMISON (AUST) PTY LTD | ADE-1430 | CURRENT
000006014 | GRIP,DEADEND | FT, Helical, for AAC & AAAC, 19/3.75, Pluto & Neon, 18.8mm Conductor Dia, Colour Code Black | MACLEAN | MACLEAN POWER PL - E15128 | DE-A1875-NC | CURRENT
000006014 | GRIP,DEADEND | FT, Helical, for AAC & AAAC, 19/3.75, Pluto & Neon, 18.8mm Conductor Dia, Colour Code Black | PLP AUST | PREFORMED LINE PRODUCTS (AUST) | AFG-188-CL | CURRENT
000006015 | GRIP,DEADEND | FT, 37/3.00 AAAC 1120 Nitrogen. 37/3.00 AAC Saturn, c/w Open Thimble, EQTS 01-09-02 | TYCO | TYCO | FAD2020-2185-8 | CURRENT
000006015 | GRIP,DEADEND | FT, 37/3.00 AAAC 1120 Nitrogen. 37/3.00 AAC Saturn, c/w Open Thimble, EQTS 01-09-02 | PLP AUST | PREFORMED LINE PRODUCTS (AUST) | AFG-210-CL-ER | CURRENT
000006015 | GRIP,DEADEND | FT, 37/3.00 AAAC 1120 Nitrogen. 37/3.00 AAC Saturn, c/w Open Thimble, EQTS 01-09-02 | DULMISON | DULMISON (AUST) PTY LTD | ADE2100 | CURRENT
000006016 | GRIP,DEADEND | DEAD END:TERMINATION;HEL,FULL TEN,13.5MM GRIP,DEADEND FT, Helical, for AAC, 7/4.5 0, Mercury & 7/.173, Wasp (Imp) 13.5mm C onductor Dia, Colour Code Green | MACLEAN | MACLEAN POWER PL - E15128 | DE-A1350-NC | CURRENT
000006016 | GRIP,DEADEND | DEAD END:TERMINATION;HEL,FULL TEN,13.5MM GRIP,DEADEND FT, Helical, for AAC, 7/4.5 0, Mercury & 7/.173, Wasp (Imp) 13.5mm C onductor Dia, Colour Code Green | PLP AUST | PREFORMED LINE PRODUCTS (AUST) | AFG-135-CL | CURRENT
000006018 | CLAMP,STRAIN | COMPRESSION DEAD-END (FULL TENSION); MULTIPIECE ALUMINIUM ALLOY/STEEL;ACSR/ GZ;30/7/3.00 MM;LEMON;C/W BRIDGING LUG/ BOLTS & NUTS SUPPLIED IN KIT FORM;BOX OF | PLP AUST | PREFORMED LINE PRODUCTS (AUST) | CDE-210-1-EN | CURRENT
000006019 | GRIP,DEADEND | FT, Helical, Single Piece, for ACSR/GZ, 3/4/2.50, Raisin, 7.5mm Conductor Dia, Colour Code Blue | TYCO | TYCO | FSLD0750-5 | CURRENT
000006019 | GRIP,DEADEND | FT, Helical, Single Piece, for ACSR/GZ, 3/4/2.50, Raisin, 7.5mm Conductor Dia, Colour Code Blue | TECONN | TE CONNECTIVITY LTD | FSLD0750-5 | CURRENT
000006019 | GRIP,DEADEND | FT, Helical, Single Piece, for ACSR/GZ, 3/4/2.50, Raisin, 7.5mm Conductor Dia, Colour Code Blue | PLP AUST | PREFORMED LINE PRODUCTS (AUST) | AWFG-075-X | CURRENT
000006058 | BRACKET,INSULATOR | EXTENSION TYPE;STEEL;GALV;SMALL SIZE; SUSPENSION STYLE;SUSPENSION DISC INSULATOR;162 MM LG,170 MM W,10 MM THK; 4 X 18 MM DIA HOLES;OUTDOOR CROSSARM MTG | HAYMAN | HAYMANS INDUSTRIES PTY LTD | 6058 | CURRENT
000006058 | BRACKET,INSULATOR | EXTENSION TYPE;STEEL;GALV;SMALL SIZE; SUSPENSION STYLE;SUSPENSION DISC INSULATOR;162 MM LG,170 MM W,10 MM THK; 4 X 18 MM DIA HOLES;OUTDOOR CROSSARM MTG | GREATWST |  | 06058 | CURRENT
000006076 | BRACKET,INSULATOR | Suspension/Angle Type, Galvanised Steel Suspension Style, LV Reel Insulator to Pole, 100mm x 86mm, 2 X 18mm Dia Holes | HAYMAN | HAYMANS INDUSTRIES PTY LTD | 6076 | CURRENT
000006076 | BRACKET,INSULATOR | Suspension/Angle Type, Galvanised Steel Suspension Style, LV Reel Insulator to Pole, 100mm x 86mm, 2 X 18mm Dia Holes | MEFCO | MEFCO AUSTRALIA PTY LTD SUNSHINE VIC | 06076 | CURRENT
000006095 | CLAMP,ELEC PWR CABLE,SUPPORT | EZYSTRUT MTG;STEEL,ZINC PLATED;57 MM TO 63 MM DIA SINGLE CABLE;98 MM LG; PACK OF 1; | EZYSTRUT | EZYSTRUT CABLE & PIPE SUPPORTS | EK2040-1 | CURRENT
000006097 | CLAMP,ELEC PWR CABLE,SUPPORT | UNISTRUT MTG;STEEL,ZINC PLATED;38 MM TO 44 MM DIA SINGLE CABLE;73 MM LG; | UNISTRUT | UNISTRUT AUSTRALIA (MANUFACTURER) | K2036/1 | PHASING
000006097 | CLAMP,ELEC PWR CABLE,SUPPORT | UNISTRUT MTG;STEEL,ZINC PLATED;38 MM TO 44 MM DIA SINGLE CABLE;73 MM LG; | GKNBUILD |  | K2036/1 | PHASING
000006098 | CLAMP,ELEC PWR CABLE,SUPPORT | EZYSTRUT MTG;STEEL,ZINC PLATED;44 MM TO 51 MM DIA SINGLE CABLE;86 MM LG; PACK OF 1; | EZYSTRUT | EZYSTRUT CABLE & PIPE SUPPORTS | EK2036-1 | CURRENT
000006116 | CLAMP ASSEMBLY,BUS BAR | COMPRISES 8 PIECES OF FLAT COPPER OF VARIOUS DIMENSIONS;4 OFF M6 X 25 MM LG HEX HD S/S BOLTS & NUTS;8 OFF FLAT S/S WASHERS;4 OFF S/S SPRING WASHERS; | ENERGEX | ENERGEX | CLAMP 8 PIECES | STRATEGIC SPARE
000006118 | CLAMP ASSEMBLY,BUS BAR | COMPRISES 8 PIECES OF FLAT COPPER OF VARIOUS DIMENSIONS;4 OFF M6 X 25 MM LG HEX HD S/S BOLTS & NUTS;8 OFF FLAT S/S WASHERS;4 OFF S/S SPRING WASHERS; | ENERGEX | ENERGEX | CLAMP ASSEMBLY | CURRENT
000006122 | CLAMP,ELECTRICAL | Parallel Groove, 10-70mm2 Cu Main & Tap, 1 Bolt, NT, Transverse Grooved, (scm) | CABAC | CABAC (MANUFACTURER) | CUPG10/70 | CURRENT
000006122 | CLAMP,ELECTRICAL | Parallel Groove, 10-70mm2 Cu Main & Tap, 1 Bolt, NT, Transverse Grooved, (scm) | LEGEND | LEGEND POWER SYSTEMS | CUPG10/70 | CURRENT
000006122 | CLAMP,ELECTRICAL | Parallel Groove, 10-70mm2 Cu Main & Tap, 1 Bolt, NT, Transverse Grooved, (scm) | TYCO | TYCO | 3029-FS | CURRENT
000006132 | CLAMP,LIVE LINE | Ring Type, Copper, 3.2-10.8mm Main Conductor, 3.2-10.8mm Tap Off HDBC, 7/2.75, Hex Die 10.4mm A/F, Cu (P50) (scm) | PENTA | PENTA AUST (TMAC THEW & MCCANN/HYLEC) | PA11596 | CURRENT
000006132 | CLAMP,LIVE LINE | Ring Type, Copper, 3.2-10.8mm Main Conductor, 3.2-10.8mm Tap Off HDBC, 7/2.75, Hex Die 10.4mm A/F, Cu (P50) (scm) | THEWMCAN | TMAC THEW & MCCANN GROUP | TM11596 | CURRENT
000006132 | CLAMP,LIVE LINE | Ring Type, Copper, 3.2-10.8mm Main Conductor, 3.2-10.8mm Tap Off HDBC, 7/2.75, Hex Die 10.4mm A/F, Cu (P50) (scm) | LEGEND | LEGEND POWER SYSTEMS | BC2-0-UK | CURRENT
000006135 | CLEVIS,TONGUE | STEEL,FORGED;GALV,HOT DIPPED;70 KN; TWISTED CLEVIS Y-TONGUE;C/W BENT BOLT, NUT & HUMPBACKSPLIT PIN; BAGS OF 15,PACK WEIGHT 10.5 KG; | DULHUNTY | DULHUNTY INDUSTRIES PTY LTD | TYC-70 | CURRENT
000006142 | CLAMP,ELECTRICAL | SINGLE CABLE TO FLAT;;COPPER ALLOY; SOLDERLESS;11 MM HOLE;BAGS OF 50; PATTERN NO.1430 HELD BY CENTRAL PURCHASING; | BRISFDRY |  | CLAMP,ELECTRICAL | CURRENT
000006144 | COUPLING,EARTH ROD | FOR COPPERBONDED; 13MM ROD DIA; BOX OF 25; PACK WEIGHT 3.5KG; U/W BRI-TECH CER13 RODS; REFER SC17321 & SC22946; FOR PARALLEL RODS; | FULTON | FULTON INDUSTRIES PL | 08-BC13PL | CURRENT
000006144 | COUPLING,EARTH ROD | FOR COPPERBONDED; 13MM ROD DIA; BOX OF 25; PACK WEIGHT 3.5KG; U/W BRI-TECH CER13 RODS; REFER SC17321 & SC22946; FOR PARALLEL RODS; | BRITECH | BRI-TECH PTY LTD | CC13S | CURRENT
000006144 | COUPLING,EARTH ROD | FOR COPPERBONDED; 13MM ROD DIA; BOX OF 25; PACK WEIGHT 3.5KG; U/W BRI-TECH CER13 RODS; REFER SC17321 & SC22946; FOR PARALLEL RODS; | PLP AUST | PREFORMED LINE PRODUCTS (AUST) | CBE-127-COUPLER | CURRENT
000006144 | COUPLING,EARTH ROD | FOR COPPERBONDED; 13MM ROD DIA; BOX OF 25; PACK WEIGHT 3.5KG; U/W BRI-TECH CER13 RODS; REFER SC17321 & SC22946; FOR PARALLEL RODS; | ERICO | NVENT ERICO PRODUCTS AUSTRALIA P/L | CC12F | CURRENT
000006144 | COUPLING,EARTH ROD | FOR COPPERBONDED; 13MM ROD DIA; BOX OF 25; PACK WEIGHT 3.5KG; U/W BRI-TECH CER13 RODS; REFER SC17321 & SC22946; FOR PARALLEL RODS; | DULMISON | DULMISON (AUST) PTY LTD | CCA 13 | CURRENT
000006165 | PROTECTOR,GUY. | STEEL TUBE,MED;GALV;32 MM NOM BORE, 3.25 MM WALL THK;AS1074;PACK SIZE 1, PALLET OF 40,PALLET WEIGHT 665 KG; NOTE:- STRAP UPRIGHTS IN CRADLES | SEWELFRG | GREG SEWELL FORGINGS PTY LTD | 6177 | CURRENT
000006167 | GUARD | Stay, Plastic Split, 30mm OD | TECONN | TE CONNECTIVITY LTD | SG-PVCW-S-200030 | CURRENT
000006167 | GUARD | Stay, Plastic Split, 30mm OD | PLP AUST | PREFORMED LINE PRODUCTS (AUST) | PSG-025-2S-FH | CURRENT
000006169 | PROTECTOR,GUY. | PVC RIGID;WHITE;TO SUIT 19/2.75 MM SC/GZ;2.5 M LG,28 MM ID;(LARGE),UNSLIT; REFER OCM 8/16; | MACLEAN | MACLEAN POWER PL - E15128 | GG-P3025 | CURRENT
000006169 | PROTECTOR,GUY. | PVC RIGID;WHITE;TO SUIT 19/2.75 MM SC/GZ;2.5 M LG,28 MM ID;(LARGE),UNSLIT; REFER OCM 8/16; | TECONN | TE CONNECTIVITY LTD | SG-PVCW-US-250028 | CURRENT
000006169 | PROTECTOR,GUY. | PVC RIGID;WHITE;TO SUIT 19/2.75 MM SC/GZ;2.5 M LG,28 MM ID;(LARGE),UNSLIT; REFER OCM 8/16; | PLP AUST | PREFORMED LINE PRODUCTS (AUST) | PSG-030-2.5U-FH | CURRENT
000006177 | DRIVE HEAD,GROUND ROD | STEEL;U/W COPPERBONDED EARTH ROD CER13 SERIES STOCK CODE 17321; PACK OF 25, PACK WEIGHT 1.8 KG; | FULTON | FULTON INDUSTRIES PL | 08-DHT13 | CURRENT
000006177 | DRIVE HEAD,GROUND ROD | STEEL;U/W COPPERBONDED EARTH ROD CER13 SERIES STOCK CODE 17321; PACK OF 25, PACK WEIGHT 1.8 KG; | BRITECH | BRI-TECH PTY LTD | EDS12 | CURRENT
000006192 | FERRULE,ELECTRICAL CONDUCTOR | CRIMP LINK;COPPER;4.0 SQ MM;7/0.85 MM; PACK OF 100,PACK WEIGHT 0.12 KG; | LEGEND | LEGEND POWER SYSTEMS | CAS4 | CURRENT
000006192 | FERRULE,ELECTRICAL CONDUCTOR | CRIMP LINK;COPPER;4.0 SQ MM;7/0.85 MM; PACK OF 100,PACK WEIGHT 0.12 KG; | TECONN | TE CONNECTIVITY LTD | CK4/50 | CURRENT
000006192 | FERRULE,ELECTRICAL CONDUCTOR | CRIMP LINK;COPPER;4.0 SQ MM;7/0.85 MM; PACK OF 100,PACK WEIGHT 0.12 KG; | UTILUX |  | H1452/50 | CURRENT
000006193 | FERRULE,ELECTRICAL CONDUCTOR | CRIMP LINK TYPE;COPPER;6.0 SQ MM; 7/1.04 MM;PACK OF 50,PACK WEIGHT 0.13 KG; | TYCO | TYCO | CK6/50 (H1453/50 | CURRENT
000006194 | FERRULE,ELECTRICAL CONDUCTOR | CRIMP TYPE;COPPER;10 SQ MM;7/1.35 MM; NO DIMPLE;PACK OF 50, PACK WEIGHT 0.13 KG; | LEGEND | LEGEND POWER SYSTEMS | CAS10 | CURRENT
000006194 | FERRULE,ELECTRICAL CONDUCTOR | CRIMP TYPE;COPPER;10 SQ MM;7/1.35 MM; NO DIMPLE;PACK OF 50, PACK WEIGHT 0.13 KG; | TECONN | TE CONNECTIVITY LTD | CK10/50 | CURRENT
000006194 | FERRULE,ELECTRICAL CONDUCTOR | CRIMP TYPE;COPPER;10 SQ MM;7/1.35 MM; NO DIMPLE;PACK OF 50, PACK WEIGHT 0.13 KG; | UTILUX |  | H1454/50 | CURRENT
000006196 | FERRULE,ELECTRICAL CONDUCTOR | CRIMP TYPE;COPPER;25 SQ MM TO 25 SQ MM; C/W CENTRE DIMPLE,70 MM MAX O/A LG; BOX OF 50/25;REFER UJ MAN 2/600;REFER SC14022 FOR DIE; | LEGEND | LEGEND POWER SYSTEMS | CAS25 | CURRENT
000006196 | FERRULE,ELECTRICAL CONDUCTOR | CRIMP TYPE;COPPER;25 SQ MM TO 25 SQ MM; C/W CENTRE DIMPLE,70 MM MAX O/A LG; BOX OF 50/25;REFER UJ MAN 2/600;REFER SC14022 FOR DIE; | TECONN | TE CONNECTIVITY LTD | CK25/50 | CURRENT
000006196 | FERRULE,ELECTRICAL CONDUCTOR | CRIMP TYPE;COPPER;25 SQ MM TO 25 SQ MM; C/W CENTRE DIMPLE,70 MM MAX O/A LG; BOX OF 50/25;REFER UJ MAN 2/600;REFER SC14022 FOR DIE; | PLP AUST | PREFORMED LINE PRODUCTS (AUST) | EPCJ-25-7.7AF | CURRENT
000006197 | FERRULE,ELECTRICAL CONDUCTOR | CRIMP TYPE;TINNED COPPER;COPPER CONDUCTOR;35 SQ MM;CENTRE DIMPLE; PACK OF 25;U/W PILOT JOINT UJ MANUAL 5-351 D;REFER SC14877 FOR DIE; | LEGEND | LEGEND POWER SYSTEMS | CAS35 | CURRENT
000006197 | FERRULE,ELECTRICAL CONDUCTOR | CRIMP TYPE;TINNED COPPER;COPPER CONDUCTOR;35 SQ MM;CENTRE DIMPLE; PACK OF 25;U/W PILOT JOINT UJ MANUAL 5-351 D;REFER SC14877 FOR DIE; | TECONN | TE CONNECTIVITY LTD | CK35/25 | CURRENT
000006197 | FERRULE,ELECTRICAL CONDUCTOR | CRIMP TYPE;TINNED COPPER;COPPER CONDUCTOR;35 SQ MM;CENTRE DIMPLE; PACK OF 25;U/W PILOT JOINT UJ MANUAL 5-351 D;REFER SC14877 FOR DIE; | PLP AUST | PREFORMED LINE PRODUCTS (AUST) | EPCJ-35-9.2AF | CURRENT
000006199 | FERRULE,ELECTRICAL CONDUCTOR | CRIMP TYPE;TINNED COPPER;COPPER CONDUCTOR;50 SQ MM;CENTRE DIMPLE; BOX OF 200;PACK WEIGHT 5.0 KG; | LEGEND | LEGEND POWER SYSTEMS | CAS50 | CURRENT
000006199 | FERRULE,ELECTRICAL CONDUCTOR | CRIMP TYPE;TINNED COPPER;COPPER CONDUCTOR;50 SQ MM;CENTRE DIMPLE; BOX OF 200;PACK WEIGHT 5.0 KG; | TECONN | TE CONNECTIVITY LTD | CK50/25 | CURRENT
000006199 | FERRULE,ELECTRICAL CONDUCTOR | CRIMP TYPE;TINNED COPPER;COPPER CONDUCTOR;50 SQ MM;CENTRE DIMPLE; BOX OF 200;PACK WEIGHT 5.0 KG; | PLP AUST | PREFORMED LINE PRODUCTS (AUST) | EPCJ-50-10.4AF | CURRENT
000006200 | FERRULE,ELECTRICAL CONDUCTOR | CRIMP TYPE;TINNED COPPER;COPPER CONDUCTOR;70 SQ MM;CENTRE DIMPLE; BOX OF 20,PACK WEIGHT 605 G;REFER SC02144 FOR DIE; | TYCO | TYCO | CK70/20 (H1461/20 | CURRENT
000006200 | FERRULE,ELECTRICAL CONDUCTOR | CRIMP TYPE;TINNED COPPER;COPPER CONDUCTOR;70 SQ MM;CENTRE DIMPLE; BOX OF 20,PACK WEIGHT 605 G;REFER SC02144 FOR DIE; | PLP AUST | PREFORMED LINE PRODUCTS (AUST) | EPCJ-70-11.5AF | CURRENT
000006201 | FERRULE,ELECTRICAL CONDUCTOR | CRIMP TYPE;COPPER;95 SQ MM TO 95 SQ MM; C/W CENTRE DIMPLE,54 MM MAX O/A LG; REFER UJ MAN 2/600;PACK OF 25;REFER SC06201 FOR DIE;PACK WEIGHT 1.5 KG; | LEGEND | LEGEND POWER SYSTEMS | CAS95 | CURRENT
000006201 | FERRULE,ELECTRICAL CONDUCTOR | CRIMP TYPE;COPPER;95 SQ MM TO 95 SQ MM; C/W CENTRE DIMPLE,54 MM MAX O/A LG; REFER UJ MAN 2/600;PACK OF 25;REFER SC06201 FOR DIE;PACK WEIGHT 1.5 KG; | TECONN | TE CONNECTIVITY LTD | CK95/20 | CURRENT
000006201 | FERRULE,ELECTRICAL CONDUCTOR | CRIMP TYPE;COPPER;95 SQ MM TO 95 SQ MM; C/W CENTRE DIMPLE,54 MM MAX O/A LG; REFER UJ MAN 2/600;PACK OF 25;REFER SC06201 FOR DIE;PACK WEIGHT 1.5 KG; | PLP AUST | PREFORMED LINE PRODUCTS (AUST) | EPCJ-95-14.2AF | CURRENT
000006202 | FERRULE,ELECTRICAL CONDUCTOR | CRIMP TYPE;COPPER;185 SQ MM TO 185 SQ MM;C/W CENTRE DIMPLE,PACK OF 1,PACK WEIGHT 0.1 KG;REFER UJ MAN 2/600;REFER SC17197 FOR DIE; | TYCO | TYCO | CK185/1 (H1494/1 | CURRENT
000006202 | FERRULE,ELECTRICAL CONDUCTOR | CRIMP TYPE;COPPER;185 SQ MM TO 185 SQ MM;C/W CENTRE DIMPLE,PACK OF 1,PACK WEIGHT 0.1 KG;REFER UJ MAN 2/600;REFER SC17197 FOR DIE; | UTILUX |  | H1494/1 | CURRENT
000006227 | TERMINAL,LUG | EYE TYPE,CAST BRASS,BOLTED CONNECTION; FOR 25-35 SQ MM,19/1.53 MM CABLE; 12 MM HOLE SIZE;PACK OF 1,PACK WEIGHT 0.033 KG; | LEGEND | LEGEND POWER SYSTEMS | CABL25/35 | CURRENT
000006227 | TERMINAL,LUG | EYE TYPE,CAST BRASS,BOLTED CONNECTION; FOR 25-35 SQ MM,19/1.53 MM CABLE; 12 MM HOLE SIZE;PACK OF 1,PACK WEIGHT 0.033 KG; | TECONN | TE CONNECTIVITY LTD | BCG25-35M12/1 | CURRENT
000006227 | TERMINAL,LUG | EYE TYPE,CAST BRASS,BOLTED CONNECTION; FOR 25-35 SQ MM,19/1.53 MM CABLE; 12 MM HOLE SIZE;PACK OF 1,PACK WEIGHT 0.033 KG; | CABLACES | CABLACES | CABL25/35 | CURRENT
000006232 | TERMINAL,LUG | EYE TYPE,CAST COPPER ALLOY, ,BOLTED CONNECTION;FOR 25-35 SQ MM, 7/2.14-19/1.53 MM CABLE;M10 BOLT SIZE; ;PACK OF 10; | TYCO | TYCO | 1-361332-5 | CURRENT
000006233 | TERMINAL,LUG | EYE TYPE,CAST COPPER ALLOY, BOLTED CONNECTION;FOR 50-70 SQ MM, 19/1.78-19/2.14 MM CABLE;M12 BOLT SIZE; PACK OF 1,PACK WEIGHT0.88 KG; | LEGEND | LEGEND POWER SYSTEMS | CABL50/70 | CURRENT
000006233 | TERMINAL,LUG | EYE TYPE,CAST COPPER ALLOY, BOLTED CONNECTION;FOR 50-70 SQ MM, 19/1.78-19/2.14 MM CABLE;M12 BOLT SIZE; PACK OF 1,PACK WEIGHT0.88 KG; | TECONN | TE CONNECTIVITY LTD | BCG50-70M12/1 | CURRENT
000006233 | TERMINAL,LUG | EYE TYPE,CAST COPPER ALLOY, BOLTED CONNECTION;FOR 50-70 SQ MM, 19/1.78-19/2.14 MM CABLE;M12 BOLT SIZE; PACK OF 1,PACK WEIGHT0.88 KG; | CABLACES | CABLACES | CABL50/70 | CURRENT
000006236 | TERMINAL,LUG | EYE TYPE,CAST COPPER ALLOY, BOLTED CONNECTION;FOR 185-240 SQ MM, 37/2.52-61/2.25 MM CABLE;M20 BOLT SIZE; PACK OF 10; | TYCO | TYCO | 1-361333-7 | PURCHASE AS REQUIRED
000006236 | TERMINAL,LUG | EYE TYPE,CAST COPPER ALLOY, BOLTED CONNECTION;FOR 185-240 SQ MM, 37/2.52-61/2.25 MM CABLE;M20 BOLT SIZE; PACK OF 10; | BURNDY | BURNDY CABLE SUPPORT SYSTEMS | TERMINAL LUG, EYE TYPE | PURCHASE AS REQUIRED
000006239 | TERMINAL,LUG | DRILLED PALM,TINNED COPPER,SOLDER TYPE; FOR 95 SQ MM (350 AMP NOM) COPPER CABLE W/13.5 MM HOLE;M12 STUD SIZE; | UTILUX |  | H206 | PHASING
000006242 | TERMINAL,LUG | DRILLED PALM,TINNED COPPER,CRIMP TYPE; FOR 2.5 SQ MM COPPER CONDUCTOR; M5 PALM HOLE;26.6 MM LG;PACK OF 100; PACK WEIGHT 0.13 KG; | TECONN | TE CONNECTIVITY LTD | CG2.5M5/100 | CURRENT
000006242 | TERMINAL,LUG | DRILLED PALM,TINNED COPPER,CRIMP TYPE; FOR 2.5 SQ MM COPPER CONDUCTOR; M5 PALM HOLE;26.6 MM LG;PACK OF 100; PACK WEIGHT 0.13 KG; | MACLEAN | MACLEAN POWER PL - E15128 | CAL 2.5-5 | CURRENT
000006242 | TERMINAL,LUG | DRILLED PALM,TINNED COPPER,CRIMP TYPE; FOR 2.5 SQ MM COPPER CONDUCTOR; M5 PALM HOLE;26.6 MM LG;PACK OF 100; PACK WEIGHT 0.13 KG; | LEGEND | LEGEND POWER SYSTEMS | CAL 2.5-5 | CURRENT
000006242 | TERMINAL,LUG | DRILLED PALM,TINNED COPPER,CRIMP TYPE; FOR 2.5 SQ MM COPPER CONDUCTOR; M5 PALM HOLE;26.6 MM LG;PACK OF 100; PACK WEIGHT 0.13 KG; | TYCO | TYCO | CG2.5M5/100 (H1436/100) | CURRENT
000006242 | TERMINAL,LUG | DRILLED PALM,TINNED COPPER,CRIMP TYPE; FOR 2.5 SQ MM COPPER CONDUCTOR; M5 PALM HOLE;26.6 MM LG;PACK OF 100; PACK WEIGHT 0.13 KG; | UTILUX |  | H1436 | CURRENT
000006242 | TERMINAL,LUG | DRILLED PALM,TINNED COPPER,CRIMP TYPE; FOR 2.5 SQ MM COPPER CONDUCTOR; M5 PALM HOLE;26.6 MM LG;PACK OF 100; PACK WEIGHT 0.13 KG; | CABLACES | CABLACES | CAL 2.5-5 | CURRENT
000006245 | TERMINAL,LUG | DRILLED PALM,TINNED COPPER,CRIMP TYPE;Y FOR 4 SQ MM,7/0.85 MM COPPER CONDUCTOR; M5 PALM HOLE; | UTILUX |  | H1403L CG4LM5/100 | PHASING
000006246 | TERMINAL,LUG | DRILLED PALM,TINNED COPPER,CRIMP TYPE; FOR 4 SQ MM,7/0.85 MM COPPER CONDUCTOR; M6 PALM HOLE;PACK OF 100,PACK WEIGHT 0.17 KG; | TECONN | TE CONNECTIVITY LTD | CG4M6/100 | CURRENT
000006246 | TERMINAL,LUG | DRILLED PALM,TINNED COPPER,CRIMP TYPE; FOR 4 SQ MM,7/0.85 MM COPPER CONDUCTOR; M6 PALM HOLE;PACK OF 100,PACK WEIGHT 0.17 KG; | MACLEAN | MACLEAN POWER PL - E15128 | H1404 | CURRENT
000006246 | TERMINAL,LUG | DRILLED PALM,TINNED COPPER,CRIMP TYPE; FOR 4 SQ MM,7/0.85 MM COPPER CONDUCTOR; M6 PALM HOLE;PACK OF 100,PACK WEIGHT 0.17 KG; | LEGEND | LEGEND POWER SYSTEMS | CAL 4-6 | CURRENT
000006246 | TERMINAL,LUG | DRILLED PALM,TINNED COPPER,CRIMP TYPE; FOR 4 SQ MM,7/0.85 MM COPPER CONDUCTOR; M6 PALM HOLE;PACK OF 100,PACK WEIGHT 0.17 KG; | TYCO | TYCO | CG4M6/100 (H1404/100) | CURRENT
000006246 | TERMINAL,LUG | DRILLED PALM,TINNED COPPER,CRIMP TYPE; FOR 4 SQ MM,7/0.85 MM COPPER CONDUCTOR; M6 PALM HOLE;PACK OF 100,PACK WEIGHT 0.17 KG; | UTILUX |  | H1404 | CURRENT
000006247 | TERMINAL,LUG | DRILLED PALM,TINNED COPPER,CRIMP TYPE; FOR 4 SQ MM,7/0.85 MM COPPER CONDUCTOR; M10 PALM HOLE;BOX OF 100,PACK WEIGHT 0.28 KG; | TECONN | TE CONNECTIVITY LTD | CG4M10/100 | CURRENT
000006247 | TERMINAL,LUG | DRILLED PALM,TINNED COPPER,CRIMP TYPE; FOR 4 SQ MM,7/0.85 MM COPPER CONDUCTOR; M10 PALM HOLE;BOX OF 100,PACK WEIGHT 0.28 KG; | MACLEAN | MACLEAN POWER PL - E15128 | H1404B/100 | CURRENT
000006247 | TERMINAL,LUG | DRILLED PALM,TINNED COPPER,CRIMP TYPE; FOR 4 SQ MM,7/0.85 MM COPPER CONDUCTOR; M10 PALM HOLE;BOX OF 100,PACK WEIGHT 0.28 KG; | TYCO | TYCO | CG4M10/100 (H1404B/100) | CURRENT
000006247 | TERMINAL,LUG | DRILLED PALM,TINNED COPPER,CRIMP TYPE; FOR 4 SQ MM,7/0.85 MM COPPER CONDUCTOR; M10 PALM HOLE;BOX OF 100,PACK WEIGHT 0.28 KG; | UTILUX |  | H1404B/100 | CURRENT
000006248 | TERMINAL,LUG | DRILLED PALM,TINNED COPPER,CRIMP TYPE; FOR 6 SQ MM,7/1.04 MM COPPER CONDUCTOR; M6 PALM HOLE;PACK OF 100,PACK WEIGHT 0.35 KG; | LEGEND | LEGEND POWER SYSTEMS | CAL 6-6 | CURRENT
000006248 | TERMINAL,LUG | DRILLED PALM,TINNED COPPER,CRIMP TYPE; FOR 6 SQ MM,7/1.04 MM COPPER CONDUCTOR; M6 PALM HOLE;PACK OF 100,PACK WEIGHT 0.35 KG; | MACLEAN | MACLEAN POWER PL - E15128 | H1405 | CURRENT
000006248 | TERMINAL,LUG | DRILLED PALM,TINNED COPPER,CRIMP TYPE; FOR 6 SQ MM,7/1.04 MM COPPER CONDUCTOR; M6 PALM HOLE;PACK OF 100,PACK WEIGHT 0.35 KG; | TYCO | TYCO | CG6M6/100 (H1405/100 | CURRENT
000006248 | TERMINAL,LUG | DRILLED PALM,TINNED COPPER,CRIMP TYPE; FOR 6 SQ MM,7/1.04 MM COPPER CONDUCTOR; M6 PALM HOLE;PACK OF 100,PACK WEIGHT 0.35 KG; | PLP AUST | PREFORMED LINE PRODUCTS (AUST) | EPTCU-6-4.4AF-M6 | CURRENT
000006248 | TERMINAL,LUG | DRILLED PALM,TINNED COPPER,CRIMP TYPE; FOR 6 SQ MM,7/1.04 MM COPPER CONDUCTOR; M6 PALM HOLE;PACK OF 100,PACK WEIGHT 0.35 KG; | TECONN | TE CONNECTIVITY LTD | CG6M6/100 | CURRENT
000006248 | TERMINAL,LUG | DRILLED PALM,TINNED COPPER,CRIMP TYPE; FOR 6 SQ MM,7/1.04 MM COPPER CONDUCTOR; M6 PALM HOLE;PACK OF 100,PACK WEIGHT 0.35 KG; | UTILUX |  | H1405 | CURRENT
000006249 | TERMINAL,LUG | DRILLED PALM,TINNED COPPER,CRIMP TYPE; FOR 6 SQ MM,7/1.04 MM COPPER CONDUCTOR; M8 PALM HOLE;BOX OF 100, PACK WEIGHT 0.263 KG; | TECONN | TE CONNECTIVITY LTD | CG6M8/100 | CURRENT
000006249 | TERMINAL,LUG | DRILLED PALM,TINNED COPPER,CRIMP TYPE; FOR 6 SQ MM,7/1.04 MM COPPER CONDUCTOR; M8 PALM HOLE;BOX OF 100, PACK WEIGHT 0.263 KG; | CABLACES | CABLACES | CAL 6-8 | CURRENT
000006251 | TERMINAL,LUG | DRILLED PALM,TINNED COPPER,CRIMP TYPE; FOR 16 SQ MM,7/1.70 MM COPPER CONDUCTOR; M6 PALM HOLE;PACK OF 50,PACK WEIGHT 0.38 KG;REFER SC17499 FOR DIE; | LEGEND | LEGEND POWER SYSTEMS | CAL16-6 | CURRENT
000006251 | TERMINAL,LUG | DRILLED PALM,TINNED COPPER,CRIMP TYPE; FOR 16 SQ MM,7/1.70 MM COPPER CONDUCTOR; M6 PALM HOLE;PACK OF 50,PACK WEIGHT 0.38 KG;REFER SC17499 FOR DIE; | PLP AUST | PREFORMED LINE PRODUCTS (AUST) | EPTCU-16-6.3AF-M6 | CURRENT
000006251 | TERMINAL,LUG | DRILLED PALM,TINNED COPPER,CRIMP TYPE; FOR 16 SQ MM,7/1.70 MM COPPER CONDUCTOR; M6 PALM HOLE;PACK OF 50,PACK WEIGHT 0.38 KG;REFER SC17499 FOR DIE; | TECONN | TE CONNECTIVITY LTD | CG16M6/50 | CURRENT
000006252 | TERMINAL,LUG | DRILLED PALM,TINNED COPPER,CRIMP TYPE; FOR 16 SQ MM,7/1.70 MM COPPER CONDUCTOR M8 PALM HOLE;BOX OF 50,PACK WEIGHT 0.37 KG; | LEGEND | LEGEND POWER SYSTEMS | CAL16-8 | CURRENT
000006252 | TERMINAL,LUG | DRILLED PALM,TINNED COPPER,CRIMP TYPE; FOR 16 SQ MM,7/1.70 MM COPPER CONDUCTOR M8 PALM HOLE;BOX OF 50,PACK WEIGHT 0.37 KG; | PLP AUST | PREFORMED LINE PRODUCTS (AUST) | EPTCU-16-6.3AF-M8 | CURRENT
000006252 | TERMINAL,LUG | DRILLED PALM,TINNED COPPER,CRIMP TYPE; FOR 16 SQ MM,7/1.70 MM COPPER CONDUCTOR M8 PALM HOLE;BOX OF 50,PACK WEIGHT 0.37 KG; | TECONN | TE CONNECTIVITY LTD | CG16M8/50 | CURRENT
000006256 | TERMINAL,LUG | DRILLED PALM,TINNED COPPER,CRIMP TYPE; FOR 35 SQ MM,19/1.53 MM COPPER CONDUCTOR;M10 PALM HOLE;PACK OF 100, PACK WEIGHT0.8 KG; | LEGEND | LEGEND POWER SYSTEMS | CAL35-10 | CURRENT
000006256 | TERMINAL,LUG | DRILLED PALM,TINNED COPPER,CRIMP TYPE; FOR 35 SQ MM,19/1.53 MM COPPER CONDUCTOR;M10 PALM HOLE;PACK OF 100, PACK WEIGHT0.8 KG; | TYCO | TYCO | CG35M10/50 | CURRENT
000006256 | TERMINAL,LUG | DRILLED PALM,TINNED COPPER,CRIMP TYPE; FOR 35 SQ MM,19/1.53 MM COPPER CONDUCTOR;M10 PALM HOLE;PACK OF 100, PACK WEIGHT0.8 KG; | PLP AUST | PREFORMED LINE PRODUCTS (AUST) | EPTCU-35-9.2AF-M10 | CURRENT
000006256 | TERMINAL,LUG | DRILLED PALM,TINNED COPPER,CRIMP TYPE; FOR 35 SQ MM,19/1.53 MM COPPER CONDUCTOR;M10 PALM HOLE;PACK OF 100, PACK WEIGHT0.8 KG; | TECONN | TE CONNECTIVITY LTD | CG35M10/50 | CURRENT
000006257 | TERMINAL,LUG | DRILLED PALM,TINNED COPPER,CRIMP TYPE; FOR 35 SQ MM,19/1.53 MM COPPER CONDUCTOR;FOR M12 BOLT SIZE;BOX OF 50, PACK WEIGHT 0.85 KG;REFER SC14877 FOR | LEGEND | LEGEND POWER SYSTEMS | CAL35-12 | CURRENT
000006257 | TERMINAL,LUG | DRILLED PALM,TINNED COPPER,CRIMP TYPE; FOR 35 SQ MM,19/1.53 MM COPPER CONDUCTOR;FOR M12 BOLT SIZE;BOX OF 50, PACK WEIGHT 0.85 KG;REFER SC14877 FOR | PLP AUST | PREFORMED LINE PRODUCTS (AUST) | EPTCU-35-9.2AF-M12 | CURRENT
000006257 | TERMINAL,LUG | DRILLED PALM,TINNED COPPER,CRIMP TYPE; FOR 35 SQ MM,19/1.53 MM COPPER CONDUCTOR;FOR M12 BOLT SIZE;BOX OF 50, PACK WEIGHT 0.85 KG;REFER SC14877 FOR | TECONN | TE CONNECTIVITY LTD | CG35M12/50 | CURRENT
000006258 | TERMINAL,LUG | DRILLED PALM,TINNED COPPER,CRIMP TYPE; FOR 50 SQ MM,19/1.78 MM COPPER CONDUCTOR;M10 PALM HOLE;BOX OF 100, PACK WEIGHT 0.55 KG; | TECONN | TE CONNECTIVITY LTD | CG50M10/25 | CURRENT
000006258 | TERMINAL,LUG | DRILLED PALM,TINNED COPPER,CRIMP TYPE; FOR 50 SQ MM,19/1.78 MM COPPER CONDUCTOR;M10 PALM HOLE;BOX OF 100, PACK WEIGHT 0.55 KG; | LEGEND | LEGEND POWER SYSTEMS | CAL50-10 | CURRENT
000006258 | TERMINAL,LUG | DRILLED PALM,TINNED COPPER,CRIMP TYPE; FOR 50 SQ MM,19/1.78 MM COPPER CONDUCTOR;M10 PALM HOLE;BOX OF 100, PACK WEIGHT 0.55 KG; | PLP AUST | PREFORMED LINE PRODUCTS (AUST) | EPTCU-50-10.4AF-M10 | CURRENT
000006259 | TERMINAL,LUG | DRILLED PALM,TINNED COPPER,CRIMP TYPE; FOR 50 SQ MM,19/1.78 MM COPPER CONDUCTOR;FOR M12 BOLT SIZE;BOX OF 25. PACK WEIGHT 0.53 KG; | TYCO | TYCO | CG50M12/25 (H1421/25 | CURRENT
000006259 | TERMINAL,LUG | DRILLED PALM,TINNED COPPER,CRIMP TYPE; FOR 50 SQ MM,19/1.78 MM COPPER CONDUCTOR;FOR M12 BOLT SIZE;BOX OF 25. PACK WEIGHT 0.53 KG; | PLP AUST | PREFORMED LINE PRODUCTS (AUST) | EPTCU-50-10.4AF-M12 | CURRENT
000006260 | TERMINAL,LUG | DRILLED PALM,TINNED COPPER,CRIMP TYPE; FOR 70 SQ MM,19/2.14 MM COPPER CONDUCTOR;FOR M12 BOLT SIZE;BOX OF 25; BOX WEIGHT 0.65 KG; | TECONN | TE CONNECTIVITY LTD | CG70M12/25 | CURRENT
000006260 | TERMINAL,LUG | DRILLED PALM,TINNED COPPER,CRIMP TYPE; FOR 70 SQ MM,19/2.14 MM COPPER CONDUCTOR;FOR M12 BOLT SIZE;BOX OF 25; BOX WEIGHT 0.65 KG; | CABAC | CABAC (MANUFACTURER) | CAL70-12 | CURRENT
000006260 | TERMINAL,LUG | DRILLED PALM,TINNED COPPER,CRIMP TYPE; FOR 70 SQ MM,19/2.14 MM COPPER CONDUCTOR;FOR M12 BOLT SIZE;BOX OF 25; BOX WEIGHT 0.65 KG; | PLP AUST | PREFORMED LINE PRODUCTS (AUST) | EPTCU-70-11.5AF-M12 | CURRENT
000006262 | TERMINAL,LUG | DRILLED PALM,TINNED COPPER,CRIMP TYPE; FOR 70 SQ MM,19/2.14 MM COPPER CONDUCTOR;M20 PALM HOLE;PACK OF 25,PACK WEIGHT 1.3 KG; | TECONN | TE CONNECTIVITY LTD | CG70M20/25 | CURRENT
000006262 | TERMINAL,LUG | DRILLED PALM,TINNED COPPER,CRIMP TYPE; FOR 70 SQ MM,19/2.14 MM COPPER CONDUCTOR;M20 PALM HOLE;PACK OF 25,PACK WEIGHT 1.3 KG; | UTILUX |  | H1439/25 | CURRENT
000006263 | TERMINAL,LUG | Crimp Type, Drilled Palm, Tinned Cu, 95mm2, 37/1.78mm Cu Cond, M12 Bolt Size, Hex Die A/F 14.2mm, Box of 25 | UTILUX |  | CG95M12/25 | CURRENT
000006263 | TERMINAL,LUG | Crimp Type, Drilled Palm, Tinned Cu, 95mm2, 37/1.78mm Cu Cond, M12 Bolt Size, Hex Die A/F 14.2mm, Box of 25 | LEGEND | LEGEND POWER SYSTEMS | CAL95-12 | CURRENT
000006263 | TERMINAL,LUG | Crimp Type, Drilled Palm, Tinned Cu, 95mm2, 37/1.78mm Cu Cond, M12 Bolt Size, Hex Die A/F 14.2mm, Box of 25 | UTILUX |  | H1425/25 | CURRENT
000006265 | TERMINAL,LUG | DRILLED PALM,TINNED COPPER,CRIMP TYPE; FOR 120 SQ MM,37/2.03 MM COPPER COND; FOR M12 BOLT SIZE;BOX OF 25 PACK WEIGHT 1.45 KG;REFER SC02146 FOR DIE; | TECONN | TE CONNECTIVITY LTD | CG120M12/25 | CURRENT
000006265 | TERMINAL,LUG | DRILLED PALM,TINNED COPPER,CRIMP TYPE; FOR 120 SQ MM,37/2.03 MM COPPER COND; FOR M12 BOLT SIZE;BOX OF 25 PACK WEIGHT 1.45 KG;REFER SC02146 FOR DIE; | LEGEND | LEGEND POWER SYSTEMS | CAL120-12 | CURRENT
000006265 | TERMINAL,LUG | DRILLED PALM,TINNED COPPER,CRIMP TYPE; FOR 120 SQ MM,37/2.03 MM COPPER COND; FOR M12 BOLT SIZE;BOX OF 25 PACK WEIGHT 1.45 KG;REFER SC02146 FOR DIE; | UTILUX |  | H1382/25 | CURRENT
000006266 | TERMINAL,LUG | DRILLED PALM,TINNED COPPER,CRIMP TYPE; FOR 185 SQ MM,37/2.52 MM COPPER COND; FOR M12 BOLT SIZE;BOX OF 20,PACK WEIGHT 3.1 KG; | TYCO | TYCO | CG185M12/20 (H1387/20 | CURRENT
000006266 | TERMINAL,LUG | DRILLED PALM,TINNED COPPER,CRIMP TYPE; FOR 185 SQ MM,37/2.52 MM COPPER COND; FOR M12 BOLT SIZE;BOX OF 20,PACK WEIGHT 3.1 KG; | UTILUX |  | H1387/20 | CURRENT
000006267 | TERMINAL,LUG | DRILLED PALM,TINNED COPPER,CRIMP TYPE; FOR 185 SQ MM,37/2.52 MM COPPER CONDUCTOR;M16 PALM HOLE;BOX OF 20, PACK WEIGHT3.0 KG; | TYCO | TYCO | CG185M16/20 (H1388/20 | CURRENT
000006267 | TERMINAL,LUG | DRILLED PALM,TINNED COPPER,CRIMP TYPE; FOR 185 SQ MM,37/2.52 MM COPPER CONDUCTOR;M16 PALM HOLE;BOX OF 20, PACK WEIGHT3.0 KG; | UTILUX |  | H1388/20 | CURRENT
000006270 | TERMINAL,LUG | PRE-INSULATED,DRILLED PALM,TINNED COPPER ,CRIMP TYPE;FOR 4 SQ MM,7/0.85 MM WIRE SIZE;6.7 MM PALM HOLE;BLACK NYLON INSULATOR SLEEVE;SERRATED,INSIDE BARREL; | TYCO | TYCO | RHD4M6/100 (H2004/100 | CURRENT
000006270 | TERMINAL,LUG | PRE-INSULATED,DRILLED PALM,TINNED COPPER ,CRIMP TYPE;FOR 4 SQ MM,7/0.85 MM WIRE SIZE;6.7 MM PALM HOLE;BLACK NYLON INSULATOR SLEEVE;SERRATED,INSIDE BARREL; | UTILUX |  | H2004/100 | CURRENT
000006271 | TERMINAL,LUG | PRE-INSULATED,DRILLED PALM,TINNED COPPER ,CRIMP TYPE;FOR 2.5 SQ MM,7/0.67 MM WIRE SIZE;5.0 MM PALM HOLE;BLACK NYLON INSULATOR SLEEVE;SERRATED INSIDE BARREL; | TYCO | TYCO | RHD2.5M5/100 (H2036/100 | CURRENT
000006271 | TERMINAL,LUG | PRE-INSULATED,DRILLED PALM,TINNED COPPER ,CRIMP TYPE;FOR 2.5 SQ MM,7/0.67 MM WIRE SIZE;5.0 MM PALM HOLE;BLACK NYLON INSULATOR SLEEVE;SERRATED INSIDE BARREL; | UTILUX |  | H2036/100 | CURRENT
000006297 | CLEVIS TONGUE ASSEMBLY. | STEEL;GALV;186 MM LG,40 MM W;C/W HEX BOLT WITH 2 HEX NUTS;BUNDLE OF 25, PACK WEIGHT 25 KG;FOR U/W 11/33 KV SUSPENSION CONCRETE; | HAYMAN | HAYMANS INDUSTRIES PTY LTD | 6297 | CURRENT
000006297 | CLEVIS TONGUE ASSEMBLY. | STEEL;GALV;186 MM LG,40 MM W;C/W HEX BOLT WITH 2 HEX NUTS;BUNDLE OF 25, PACK WEIGHT 25 KG;FOR U/W 11/33 KV SUSPENSION CONCRETE; | GREATWST |  | 06297 | CURRENT
000006309 | INSULATOR REINFORCING PIECES | BASE MTG TYPE;STEEL,CAST OR ALUMINIUM ALLOY;GALV;FOR 50 MM NB TUBE;2 PER SET; | NIELFDRY |  | (ONLY) | CURRENT
000006310 | BRACKET,INSULATOR | Insulator Reinforcing Pieces, Base Mtg Type, Galv Steel, Cast or Al Alloy, for 65mm NB Tube, Set of 2 | DOWNCAST | DOWNS ALUMINIUM CASTINGS | TS02 | CURRENT
000006320 | HOOK,SUPPORT | SEMI ENCLOSED EYE HOOK;STEEL,MILD; GALV;174 MM LG;12 MM DIA;BAGS OF 50, PACK WEIGHT 10 KG;REFER OCM SET 1-3; | HAYMAN | HAYMANS INDUSTRIES PTY LTD | 6320 | CURRENT
000006320 | HOOK,SUPPORT | SEMI ENCLOSED EYE HOOK;STEEL,MILD; GALV;174 MM LG;12 MM DIA;BAGS OF 50, PACK WEIGHT 10 KG;REFER OCM SET 1-3; | SEWELFRG | GREG SEWELL FORGINGS PTY LTD | EYE HOOK | CURRENT
000006321 | PIN,STRAIGHT,HEADLESS | STEEL;GALV;HEX;57 MM C TO C;16 MM DIA; C/W 2 HUMPBACK SPLIT PINS; | DULHUNTY | DULHUNTY INDUSTRIES PTY LTD | HEX-57 | CURRENT
000006322 | PIN,STRAIGHT,HEADLESS | STEEL;GALV;HEX;47 MM C TO C;16 MM DIA; C/W 2 HUMPBACK SPLIT PINS;BAGS OF 50, PACK WEIGHT 5 KG; | DULHUNTY | DULHUNTY INDUSTRIES PTY LTD | HEX-47 | CURRENT
000006325 | PIN,COTTER,SPLIT | STAINLESS STEEL;TYPE "A" SPLIT HUMPBACK;AS1154,P2 HP/A; | DULHUNTY | DULHUNTY INDUSTRIES PTY LTD | SPLITPIN-TYPE A | CURRENT
000006338 | DRIVE POINT,GROUND ROD | STAR TYPE;FOR U/W COPPERBONDED EARTH RODS;PACK OF 5 ,PACK WEIGHT 0.6KG; U/W BRI-TECH CER13 RODS,REFER SC17321 FOR PARALLEL RODS; VERY HARD GROUND; | ERICO | NVENT ERICO PRODUCTS AUSTRALIA P/L | DT12 | CURRENT
000006338 | DRIVE POINT,GROUND ROD | STAR TYPE;FOR U/W COPPERBONDED EARTH RODS;PACK OF 5 ,PACK WEIGHT 0.6KG; U/W BRI-TECH CER13 RODS,REFER SC17321 FOR PARALLEL RODS; VERY HARD GROUND; | FULTON | FULTON INDUSTRIES PL | 08-TPS12 | CURRENT
000006338 | DRIVE POINT,GROUND ROD | STAR TYPE;FOR U/W COPPERBONDED EARTH RODS;PACK OF 5 ,PACK WEIGHT 0.6KG; U/W BRI-TECH CER13 RODS,REFER SC17321 FOR PARALLEL RODS; VERY HARD GROUND; | BRITECH | BRI-TECH PTY LTD | DT12 | CURRENT
000006338 | DRIVE POINT,GROUND ROD | STAR TYPE;FOR U/W COPPERBONDED EARTH RODS;PACK OF 5 ,PACK WEIGHT 0.6KG; U/W BRI-TECH CER13 RODS,REFER SC17321 FOR PARALLEL RODS; VERY HARD GROUND; | PLP AUST | PREFORMED LINE PRODUCTS (AUST) | CBE-127-SDP | CURRENT
000006358 | PROTECTOR,ELECTRICAL CABLE | ARMOUR RODS,HELICAL;STEEL,GALV;3/2.75 MM GALV STEEL STRAND;3/12 (90 TON) GALV STEEL STRAND;BOX OF 50; | DULMISON | DULMISON (AUST) PTY LTD | SAR-0480D | CURRENT
000006358 | PROTECTOR,ELECTRICAL CABLE | ARMOUR RODS,HELICAL;STEEL,GALV;3/2.75 MM GALV STEEL STRAND;3/12 (90 TON) GALV STEEL STRAND;BOX OF 50; | PLP AUST | PREFORMED LINE PRODUCTS (AUST) | GAR-055 | CURRENT
000006380 | SLEEVE,ELECTRICAL POWER CABLE,JOINT | 33 KV HSL STRAIGHT JOINT;COPPER & BRASS; 810 MM LG,63.5 MM DIA,1.2 WALL THK; | ENERGEX | ENERGEX | SLEEVE,ELECTRICAL | PURCHASE AS REQUIRED
000006397 | SPLICE,CONDUCTOR | SPLICES,HELICAL;CADMIUM COPPER;COPPER CONDUCTOR;16 SQ MM;7/1.70 MM;BOX OF 35, PACK WEIGHT 5 KG;DULMISON FITTING ALSO SUITS 7/.064 COPPER CONDUCTOR;ITEM | MACLEAN | MACLEAN POWER PL - E15128 | LS-CC0510 | CURRENT
000006397 | SPLICE,CONDUCTOR | SPLICES,HELICAL;CADMIUM COPPER;COPPER CONDUCTOR;16 SQ MM;7/1.70 MM;BOX OF 35, PACK WEIGHT 5 KG;DULMISON FITTING ALSO SUITS 7/.064 COPPER CONDUCTOR;ITEM | PLP AUST | PREFORMED LINE PRODUCTS (AUST) | CFS-048 | CURRENT
000006398 | SPLICE,CONDUCTOR | SPLICES,HELICAL;CADMIUM COPPER;COPPER CONDUCTOR;7/2.00 MM;BOX OF 20, PACK WEIGHT 6.2 KG;ITEM DISCONTINUED REFER TO SC15815; | MACLEAN | MACLEAN POWER PL - E15128 | LS-CC 0600 | CURRENT
000006398 | SPLICE,CONDUCTOR | SPLICES,HELICAL;CADMIUM COPPER;COPPER CONDUCTOR;7/2.00 MM;BOX OF 20, PACK WEIGHT 6.2 KG;ITEM DISCONTINUED REFER TO SC15815; | PLP AUST | PREFORMED LINE PRODUCTS (AUST) | CFS-060 | CURRENT
000006399 | SPLICE,CONDUCTOR | SPLICES,HELICAL;CADMIUM COPPER;COPPER CONDUCTOR;7/2.75 MM;BOX OF 15, PACK WEIGHT 9.3 KG;ITEM DISCONTINUED REFER SC17317 FOR REPLACEMENT; | PLP AUST | PREFORMED LINE PRODUCTS (AUST) | CFS-083 | CURRENT
000006400 | SPLICE,CONDUCTOR | SPLICES,HELICAL;CADIUM COPPER;COPPER CONDUCTOR;19/2.00 MM;BOX OF 10, PACK WEIGHT 13 KG;ITEM DISCONTINUED REFER SC15742 FOR REPLACEMENT; | PLP AUST | PREFORMED LINE PRODUCTS (AUST) | CFS-100 | CURRENT
000006401 | SPLICE,CONDUCTOR | SPLICES,HELICAL;CADMIUM COPPER;COPPER CONDUCTOR;19/2.75 MM;PACK OF 5; | DULMISON | DULMISON (AUST) PTY LTD | CLS-1375 | CURRENT
000006401 | SPLICE,CONDUCTOR | SPLICES,HELICAL;CADMIUM COPPER;COPPER CONDUCTOR;19/2.75 MM;PACK OF 5; | PLP AUST | PREFORMED LINE PRODUCTS (AUST) | CFS-138 | CURRENT
000006402 | SPLICE,CONDUCTOR | SPLICES,HELICAL;STEEL,GALV;GALV STEEL STRAND;7/2.75 MM;BOX OF 40,PACK WEIGHT 20 KG; | MACLEAN | MACLEAN POWER PL - E15128 | LS-S0825 | CURRENT
000006402 | SPLICE,CONDUCTOR | SPLICES,HELICAL;STEEL,GALV;GALV STEEL STRAND;7/2.75 MM;BOX OF 40,PACK WEIGHT 20 KG; | PLP AUST | PREFORMED LINE PRODUCTS (AUST) | GFS-083 | CURRENT
000006405 | SPLICE,CONDUCTOR | SPLICES,HELICAL,FULL TENSION;STEEL,GALV; GALV STEEL STRAND;3/2.75 MM;BOX OF 3O; PACK WEIGHT 7.5 KG; | PLP AUST | PREFORMED LINE PRODUCTS (AUST) | GFS-055 | CURRENT
000006406 | BRACKET,GUY ATTACHMENT | OUTRIGGER TYPE;STEEL,MILD;GALV;BOLTED STAY ATTACHMENT;FLANGED;FLANGED END FOR SADDLE CLAMPS;80 MM NB GALV PIPE, 2150 MM LG,STAY ROD;C/W 2 SADDLE | SEWELFRG | GREG SEWELL FORGINGS PTY LTD | 6178 | CURRENT
000006424 | TAG,MARKER | LEGEND - CONSUMER EARTH;CAST COPPER ALLOY,NATURAL FINISH;75 MM LG,38 MM W, 3 MM THK;W/14 MM DIA HOLE FOR EARTH WIRE FEED THROUGH;PACK OF 50,PACK | RMS | RELAY MONITORING SYSTEMS PL | 6424 | CURRENT
000006425 | TAG,MARKER | LEGEND - STATION EARTH;CAST COPPER ALLOY,NATURAL FINISH;75 MM LG,38 MM W, ,3 MM THK;W/14 MM DIA HOLE FOR EARTH WIRE FEED THROUGH;PACK OF 100,PACK | RMS | RELAY MONITORING SYSTEMS PL | 6425 | CURRENT
000006430 | TERMINATION,ELECTRICAL POWER CABLE | 33 KV;OIL IMMERSED;SINGLE PHASE;FOR 3 SQ IN,COPPER CONDUCTOR,HOLLOW CORE, LED CABLE;PORCELAIN;C/W TAPES ETC; SECURITY STOCK VPK (VICTORIA PARK); | BICC |  | DWG NO E95303-1 | STRATEGIC SPARE
000006431 | TERMINATION,ELECTRICAL POWER CABLE | 33 KV;OUTDOOR;SINGLE PHASE;FOR 3 SQ IN,COPPER CONDUCTOR,HOLLOW CORE, OIL FILLED CABLE;PORCELAIN;C/W TAPES ETC ;SECURITY STOCK VPK (VICTORIA PARK) | BICC |  | DWG NO E95303-D1 J1 3359 | STRATEGIC SPARE
000006434 | GRIP,DEADEND | FT, Helical, for HDBC, 7/1.75, (7/.064 Imp), 5.25mm Conductor Dia, Colour Code Purple | MACLEAN | MACLEAN POWER PL - E15128 | DE-CC0510-NC | CURRENT
000006434 | GRIP,DEADEND | FT, Helical, for HDBC, 7/1.75, (7/.064 Imp), 5.25mm Conductor Dia, Colour Code Purple | PLP AUST | PREFORMED LINE PRODUCTS (AUST) | CFG-0525 | CURRENT
000006434 | GRIP,DEADEND | FT, Helical, for HDBC, 7/1.75, (7/.064 Imp), 5.25mm Conductor Dia, Colour Code Purple | DULMISON | DULMISON (AUST) PTY LTD | CDE-0525 | CURRENT
000006435 | GRIP,DEADEND | FT, Helical, for HDBC, 7/2.00, (7/.080 Imp), 6mm Conductor Dia, Colour Code Yellow | MACLEAN | MACLEAN POWER PL - E15128 | DE-CC0600-NC | CURRENT
000006435 | GRIP,DEADEND | FT, Helical, for HDBC, 7/2.00, (7/.080 Imp), 6mm Conductor Dia, Colour Code Yellow | PLP AUST | PREFORMED LINE PRODUCTS (AUST) | CFG-060 | CURRENT
000006435 | GRIP,DEADEND | FT, Helical, for HDBC, 7/2.00, (7/.080 Imp), 6mm Conductor Dia, Colour Code Yellow | DULMISON | DULMISON (AUST) PTY LTD | CDE-0600 | CURRENT
000006436 | GRIP,DEADEND | HELICAL DEAD END;COPPER,CADMIUM;COPPER CONDUCTOR;7/.104 IN & 7/2.75 MM;PACK OF 25;PACK WEIGHT APPROX 10 KG; | MACLEAN | MACLEAN POWER PL - E15128 | DE-CC0825-NC | CURRENT
000006436 | GRIP,DEADEND | HELICAL DEAD END;COPPER,CADMIUM;COPPER CONDUCTOR;7/.104 IN & 7/2.75 MM;PACK OF 25;PACK WEIGHT APPROX 10 KG; | PLP AUST | PREFORMED LINE PRODUCTS (AUST) | CFG-083 | CURRENT
000006437 | GRIP,DEADEND | HELICAL DEAD END;COPPER,CADMIUM;COPPER COND;19/.083 IN & 19/2.00 MM;PACK WEIGHT 19.3 KG; PACK OF 24; | MACLEAN | MACLEAN POWER PL - E15128 | DE-CC1000-NC | CURRENT
000006437 | GRIP,DEADEND | HELICAL DEAD END;COPPER,CADMIUM;COPPER COND;19/.083 IN & 19/2.00 MM;PACK WEIGHT 19.3 KG; PACK OF 24; | PLP AUST | PREFORMED LINE PRODUCTS (AUST) | CFG-100 | CURRENT
000006437 | GRIP,DEADEND | HELICAL DEAD END;COPPER,CADMIUM;COPPER COND;19/.083 IN & 19/2.00 MM;PACK WEIGHT 19.3 KG; PACK OF 24; | PLP AUST | PREFORMED LINE PRODUCTS (AUST) | CFG-100-CL | CURRENT
000006437 | GRIP,DEADEND | HELICAL DEAD END;COPPER,CADMIUM;COPPER COND;19/.083 IN & 19/2.00 MM;PACK WEIGHT 19.3 KG; PACK OF 24; | DULMISON | DULMISON (AUST) PTY LTD | CDE-1000D | CURRENT
000006438 | GRIP,DEADEND | HELICAL DEAD END;COPPER,CADMIUM;COPPER COND;19/.104 IN & 19/2.75 MM;BOX OF 10, PACK WEIGHT 20 KG; | TYCO | TYCO | FCD1320-1375-6 | CURRENT
000006438 | GRIP,DEADEND | HELICAL DEAD END;COPPER,CADMIUM;COPPER COND;19/.104 IN & 19/2.75 MM;BOX OF 10, PACK WEIGHT 20 KG; | MACLEAN | MACLEAN POWER PL - E15128 | DE-CC1375-NC | CURRENT
000006438 | GRIP,DEADEND | HELICAL DEAD END;COPPER,CADMIUM;COPPER COND;19/.104 IN & 19/2.75 MM;BOX OF 10, PACK WEIGHT 20 KG; | PLP AUST | PREFORMED LINE PRODUCTS (AUST) | CFG-138-CL | CURRENT
000006439 | GRIP,DEADEND | HELICAL DEAD END (FULL TENSION);STEEL, GALV;GALV STEEL STRAND;7/2.00 MM;BOX OF 50, PACK WEIGHT 5 KG; | TYCO | TYCO | FGD0595-0620-5 | CURRENT
000006439 | GRIP,DEADEND | HELICAL DEAD END (FULL TENSION);STEEL, GALV;GALV STEEL STRAND;7/2.00 MM;BOX OF 50, PACK WEIGHT 5 KG; | TECONN | TE CONNECTIVITY LTD | FGD0595-0620-5 | CURRENT
000006439 | GRIP,DEADEND | HELICAL DEAD END (FULL TENSION);STEEL, GALV;GALV STEEL STRAND;7/2.00 MM;BOX OF 50, PACK WEIGHT 5 KG; | PLP AUST | PREFORMED LINE PRODUCTS (AUST) | GFG-060-CL | CURRENT
000006439 | GRIP,DEADEND | HELICAL DEAD END (FULL TENSION);STEEL, GALV;GALV STEEL STRAND;7/2.00 MM;BOX OF 50, PACK WEIGHT 5 KG; | PLP AUST | PREFORMED LINE PRODUCTS (AUST) | GFG-060 | CURRENT
000006441 | GRIP,DEADEND | HELICAL DEAD END;STEEL,GALV;GALV STEEL STRAND;3/2.75 MM;BOX OF 36,PACK WEIGHT 6.5 KG; | PLP AUST | PREFORMED LINE PRODUCTS (AUST) | GFG-055ER | CURRENT
000006441 | GRIP,DEADEND | HELICAL DEAD END;STEEL,GALV;GALV STEEL STRAND;3/2.75 MM;BOX OF 36,PACK WEIGHT 6.5 KG; | DULMISON | DULMISON (AUST) PTY LTD | SGG-0593 | CURRENT
000006442 | CLAMP,STRAIN | HELICAL DEAD END;STEEL,GALV;GALV STEEL STRAND;7/2.75 MM;BOX OF 30, PACK WEIGHT 12 KG; | MACLEAN | MACLEAN POWER PL - E15128 | DE-S0825-NC | CURRENT
000006442 | CLAMP,STRAIN | HELICAL DEAD END;STEEL,GALV;GALV STEEL STRAND;7/2.75 MM;BOX OF 30, PACK WEIGHT 12 KG; | PLP AUST | PREFORMED LINE PRODUCTS (AUST) | GFG-083-CL | CURRENT
000006443 | CLAMP,STRAIN | HELICAL DEAD END;STEEL,GALV;GALV STEEL STRAND;19/2.00 MM;BOX OF 24,PACK WEIGHT 15 KG;REFER MAS FILE FOR PACKAGING DETAILS; | PLP AUST | PREFORMED LINE PRODUCTS (AUST) | GFG-100 | CURRENT
000006444 | CLAMP,STRAIN | HELICAL DEAD END;STEEL,GALV;GALV STEEL STRAND;19/2.75 MM;BOX OF 10, PACK WEIGHT 16.5 KG; | MACLEAN | MACLEAN POWER PL - E15128 | DE-S1375-NC | CURRENT
000006444 | CLAMP,STRAIN | HELICAL DEAD END;STEEL,GALV;GALV STEEL STRAND;19/2.75 MM;BOX OF 10, PACK WEIGHT 16.5 KG; | PLP AUST | PREFORMED LINE PRODUCTS (AUST) | GFG-138 | CURRENT
000006459 | CLAMP,STRAIN | HELICAL SERVICE FITTING;STEEL,GALV; DOUBLE INSULATED;P.W.C.;16 SQ MM; 7/1.70 MM 2 COND;BOX OF 25,PACK WEIGHT 7 KG; | TYCO | TYCO | FDD1600-5NW | CURRENT
000006459 | CLAMP,STRAIN | HELICAL SERVICE FITTING;STEEL,GALV; DOUBLE INSULATED;P.W.C.;16 SQ MM; 7/1.70 MM 2 COND;BOX OF 25,PACK WEIGHT 7 KG; | PLP AUST | PREFORMED LINE PRODUCTS (AUST) | D-DIS81600 | CURRENT
000006459 | CLAMP,STRAIN | HELICAL SERVICE FITTING;STEEL,GALV; DOUBLE INSULATED;P.W.C.;16 SQ MM; 7/1.70 MM 2 COND;BOX OF 25,PACK WEIGHT 7 KG; | TECONN | TE CONNECTIVITY LTD | FDD1600-5NW | CURRENT
000006460 | CLAMP,STRAIN | HELICAL SERVICE FITTING;STEEL,GALV; DOUBLE INSULATED;P.W.C.;10 SQ MM; ;7/1.35 MM 2 COND;BOX OF 25, PACK WEIGHT 6.5 KG; | TYCO | TYCO | FDD1400-5NW | CURRENT
000006460 | CLAMP,STRAIN | HELICAL SERVICE FITTING;STEEL,GALV; DOUBLE INSULATED;P.W.C.;10 SQ MM; ;7/1.35 MM 2 COND;BOX OF 25, PACK WEIGHT 6.5 KG; | PLP AUST | PREFORMED LINE PRODUCTS (AUST) | D-DIS80610 | CURRENT
000006460 | CLAMP,STRAIN | HELICAL SERVICE FITTING;STEEL,GALV; DOUBLE INSULATED;P.W.C.;10 SQ MM; ;7/1.35 MM 2 COND;BOX OF 25, PACK WEIGHT 6.5 KG; | PLP AUST | PREFORMED LINE PRODUCTS (AUST) | GSG-180-DI-19-Q | CURRENT
000006461 | TERMINATION,PREFORMED | FT, Double Insulated Service Fitting for PVC Cu, 10mm2 Twisted (7/1.35) 3 & 4 Core, 16mm2 Twisted (7/1.70) 2 Core, 10mm2 N/S (7/1.35) 2 Conductor, Colour | TYCO | TYCO | FDD1400-5N | CURRENT
000006461 | TERMINATION,PREFORMED | FT, Double Insulated Service Fitting for PVC Cu, 10mm2 Twisted (7/1.35) 3 & 4 Core, 16mm2 Twisted (7/1.70) 2 Core, 10mm2 N/S (7/1.35) 2 Conductor, Colour | PLP AUST | PREFORMED LINE PRODUCTS (AUST) | D-DIS1400N | CURRENT
000006461 | TERMINATION,PREFORMED | FT, Double Insulated Service Fitting for PVC Cu, 10mm2 Twisted (7/1.35) 3 & 4 Core, 16mm2 Twisted (7/1.70) 2 Core, 10mm2 N/S (7/1.35) 2 Conductor, Colour | TECONN | TE CONNECTIVITY LTD | FDD1400-5N | CURRENT
000006461 | TERMINATION,PREFORMED | FT, Double Insulated Service Fitting for PVC Cu, 10mm2 Twisted (7/1.35) 3 & 4 Core, 16mm2 Twisted (7/1.70) 2 Core, 10mm2 N/S (7/1.35) 2 Conductor, Colour | PLP AUST | PREFORMED LINE PRODUCTS (AUST) | GSG-180-DI-19-Q | CURRENT
000006463 | TERMINATION,PREFORMED | LT, Double Insulated Service Fitting for PVC Cu, 10mm2 Twisted (7/1.35) 4 Core, 16mm2 Twisted (7/1.35) 3 & 4 Core, 25mm2 Twisted (7/2.00) 2 Core, 16mm2 N/S | TYCO | TYCO | FDD1600-5N | CURRENT
000006463 | TERMINATION,PREFORMED | LT, Double Insulated Service Fitting for PVC Cu, 10mm2 Twisted (7/1.35) 4 Core, 16mm2 Twisted (7/1.35) 3 & 4 Core, 25mm2 Twisted (7/2.00) 2 Core, 16mm2 N/S | PLP AUST | PREFORMED LINE PRODUCTS (AUST) | D-DIS1600N | CURRENT
000006479 | THIMBLE,ROPE | FOR WIRE ROPE;STEEL;GALV;10 MM NOM DIA; OPEN POINTS;BOX OF 1; | BULIVANT | BULLIVANTS LIFTING & SAFETY SPECIALISTS | WTH-T-OP-100-G-21MM | CURRENT
000006480 | THIMBLE,ROPE | FOR WIRE ROPE;STEEL;GALV;12 MM NOM DIA; OPEN POINTS;PACK OF 100; | BULIVANT | BULLIVANTS LIFTING & SAFETY SPECIALISTS | WTH-T-OP-120-G-21 MM | CURRENT
000006484 | THIMBLE,ROPE | FOR NON METALLIC ROPE ONLY;STEEL;GALV; 16 MM NOM DIA; OPEN POINTS;PACK OF 1; | BULIVANT | BULLIVANTS LIFTING & SAFETY SPECIALISTS | WTH-T-OP-160-G-25 MM | CURRENT
000006485 | CABLE TIE | 140 MM NOM LG,3.5 MM NOM W;BLACK NYLON; SELF LOCKING;MINIMUM LOOP TENSILE STRENGTH 13.6 KG;BAG OF 100,CARTON OF 30 000;FOR OUTDOOR USE; | TECONN | TE CONNECTIVITY LTD | CT1503W/100 | CURRENT
000006485 | CABLE TIE | 140 MM NOM LG,3.5 MM NOM W;BLACK NYLON; SELF LOCKING;MINIMUM LOOP TENSILE STRENGTH 13.6 KG;BAG OF 100,CARTON OF 30 000;FOR OUTDOOR USE; | STATEWD | STATEWIDE FSTNERS & ENG SPLS PL | CCT140BK | CURRENT
000006485 | CABLE TIE | 140 MM NOM LG,3.5 MM NOM W;BLACK NYLON; SELF LOCKING;MINIMUM LOOP TENSILE STRENGTH 13.6 KG;BAG OF 100,CARTON OF 30 000;FOR OUTDOOR USE; | CABLACES | CABLACES | CAACT140BK/100 | CURRENT
000006486 | CABLE TIE | Nylon, Black, 370 x 7.6mm, UV Resistant, Self Locking, Minimum Proof Tensile Strenght 22kgs, for Indoor & Outdoor Applications (P100) | LEGEND | LEGEND POWER SYSTEMS | CT365BK-HD | CURRENT
000006486 | CABLE TIE | Nylon, Black, 370 x 7.6mm, UV Resistant, Self Locking, Minimum Proof Tensile Strenght 22kgs, for Indoor & Outdoor Applications (P100) | STATEWD | STATEWIDE FSTNERS & ENG SPLS PL | CRT365BKHD | CURRENT
000006486 | CABLE TIE | Nylon, Black, 370 x 7.6mm, UV Resistant, Self Locking, Minimum Proof Tensile Strenght 22kgs, for Indoor & Outdoor Applications (P100) | CABLACES | CABLACES | CAACT365BK-HD | CURRENT
000006487 | CABLE TIE | Nylon, Black, 200 x 4.8mm, UV Resistant (P100) | TECONN | TE CONNECTIVITY LTD | CT2004W/100 | CURRENT
000006487 | CABLE TIE | Nylon, Black, 200 x 4.8mm, UV Resistant (P100) | REXEL | REXEL PTY LTD | BIZCTB20048100 | CURRENT
000006487 | CABLE TIE | Nylon, Black, 200 x 4.8mm, UV Resistant (P100) | BURNDY | BURNDY CABLE SUPPORT SYSTEMS | TF-5DW | CURRENT
000006488 | CABLE TIE | 380 MM LG,(20 MM TO 100 MM DIA WIRE BUNDLE RANGE) 5 MM W NOM;NYLON, SELF LOCKING CABLE IDENTIFICATION TIE; PACK OF 100; | CNWPL | CNW PL - SLACKS CREEK | CAACT360BK | CURRENT
000006488 | CABLE TIE | 380 MM LG,(20 MM TO 100 MM DIA WIRE BUNDLE RANGE) 5 MM W NOM;NYLON, SELF LOCKING CABLE IDENTIFICATION TIE; PACK OF 100; | TECONN | TE CONNECTIVITY LTD | CT3704W/100 | CURRENT
000006488 | CABLE TIE | 380 MM LG,(20 MM TO 100 MM DIA WIRE BUNDLE RANGE) 5 MM W NOM;NYLON, SELF LOCKING CABLE IDENTIFICATION TIE; PACK OF 100; | CABLACES | CABLACES | CAACT360BK | CURRENT
000006489 | CABLE TIE | 290 MM NOM LG,5 MM NOM W;BLACK NYLON; SELF LOCKING;MINIMUM LOOP TENSILE STRENGTH 18 KGS;BAG OF 100;FOR OUTDOOR USE;CTN QTY 11,000 | LEGEND | LEGEND POWER SYSTEMS | CT290BK | CURRENT
000006489 | CABLE TIE | 290 MM NOM LG,5 MM NOM W;BLACK NYLON; SELF LOCKING;MINIMUM LOOP TENSILE STRENGTH 18 KGS;BAG OF 100;FOR OUTDOOR USE;CTN QTY 11,000 | ATOMSUPP | ATOM SUPPLY | 00536018/CT290BK | CURRENT
000006489 | CABLE TIE | 290 MM NOM LG,5 MM NOM W;BLACK NYLON; SELF LOCKING;MINIMUM LOOP TENSILE STRENGTH 18 KGS;BAG OF 100;FOR OUTDOOR USE;CTN QTY 11,000 | BLKWOODS | J BLACKWOOD & SON LTD | 00536018/CT290BK | CURRENT
000006489 | CABLE TIE | 290 MM NOM LG,5 MM NOM W;BLACK NYLON; SELF LOCKING;MINIMUM LOOP TENSILE STRENGTH 18 KGS;BAG OF 100;FOR OUTDOOR USE;CTN QTY 11,000 | CABLACES | CABLACES | CAACT290BK | CURRENT
000006490 | CABLE TIE | 100 MM NOM LG,3 MM NOM W;BLACK NYLON; SELF LOCKING;MINIMUM LOOP TENSILE STRENGTH 8 KGS;BAGS OF 100 IN CARTONS OF 10,000;FOR USE OUTDOOR; | CNWPL | CNW PL - SLACKS CREEK | CAACT98BK/100 | CURRENT
000006490 | CABLE TIE | 100 MM NOM LG,3 MM NOM W;BLACK NYLON; SELF LOCKING;MINIMUM LOOP TENSILE STRENGTH 8 KGS;BAGS OF 100 IN CARTONS OF 10,000;FOR USE OUTDOOR; | TECONN | TE CONNECTIVITY LTD | CT1002W/100 | CURRENT
000006490 | CABLE TIE | 100 MM NOM LG,3 MM NOM W;BLACK NYLON; SELF LOCKING;MINIMUM LOOP TENSILE STRENGTH 8 KGS;BAGS OF 100 IN CARTONS OF 10,000;FOR USE OUTDOOR; | CABLACES | CABLACES | CAACT98BK/100 | CURRENT
000006493 | STRAND,WIRE | Stay Wire, SC/GZ 19/2.00mm, Galv Steel, Gde 1320, 250m Drum, JTS 03-03-01 (scm) | BAMBACH | BAMBACH WIRES & CABLES PTY LTD | SCGZ-19/2.00 | CURRENT
000006493 | STRAND,WIRE | Stay Wire, SC/GZ 19/2.00mm, Galv Steel, Gde 1320, 250m Drum, JTS 03-03-01 (scm) | PLP AUST | PREFORMED LINE PRODUCTS (AUST) | SCGZ-19/2.00 | CURRENT
000006493 | STRAND,WIRE | Stay Wire, SC/GZ 19/2.00mm, Galv Steel, Gde 1320, 250m Drum, JTS 03-03-01 (scm) | BULIVANT | BULLIVANTS LIFTING & SAFETY SPECIALISTS | WZ19200Q-250M | CURRENT
000006493 | STRAND,WIRE | Stay Wire, SC/GZ 19/2.00mm, Galv Steel, Gde 1320, 250m Drum, JTS 03-03-01 (scm) | JUBATUS | JUBATUS CONSULTING PL | 19/2.00 | CURRENT
000006493 | STRAND,WIRE | Stay Wire, SC/GZ 19/2.00mm, Galv Steel, Gde 1320, 250m Drum, JTS 03-03-01 (scm) | MIDLANDS | MIDLAND METALS | MMO-SC/GZ 19/2.00 | CURRENT
000006494 | STRAND,WIRE | Stay Wire, SC/GZ 19/2.75mm, Galv Steel, Gde 1320, 250m Drum, JTS 03-03-01 (scm) | BAMBACH | BAMBACH WIRES & CABLES PTY LTD | SCGZ-19/2.75 | CURRENT
000006494 | STRAND,WIRE | Stay Wire, SC/GZ 19/2.75mm, Galv Steel, Gde 1320, 250m Drum, JTS 03-03-01 (scm) | PLP AUST | PREFORMED LINE PRODUCTS (AUST) | SCGZ-19/2.75 | CURRENT
000006494 | STRAND,WIRE | Stay Wire, SC/GZ 19/2.75mm, Galv Steel, Gde 1320, 250m Drum, JTS 03-03-01 (scm) | BULIVANT | BULLIVANTS LIFTING & SAFETY SPECIALISTS | WZ19275Q-250M | CURRENT
000006494 | STRAND,WIRE | Stay Wire, SC/GZ 19/2.75mm, Galv Steel, Gde 1320, 250m Drum, JTS 03-03-01 (scm) | JUBATUS | JUBATUS CONSULTING PL | 19/2.75 | CURRENT
000006494 | STRAND,WIRE | Stay Wire, SC/GZ 19/2.75mm, Galv Steel, Gde 1320, 250m Drum, JTS 03-03-01 (scm) | MIDLANDS | MIDLAND METALS | MMO-SC/GZ 19/2.75 | CURRENT
000006496 | STRAND,WIRE | Stay Wire, SC/GZ 7/2.75mm, Galv Steel, Gde 1320, 250m Drum, JTS 03-03-01 (scm) | PLP AUST | PREFORMED LINE PRODUCTS (AUST) | SCGZ-7/2.75 | CURRENT
000006496 | STRAND,WIRE | Stay Wire, SC/GZ 7/2.75mm, Galv Steel, Gde 1320, 250m Drum, JTS 03-03-01 (scm) | BULIVANT | BULLIVANTS LIFTING & SAFETY SPECIALISTS | WZ07275Q-250M | CURRENT
000006496 | STRAND,WIRE | Stay Wire, SC/GZ 7/2.75mm, Galv Steel, Gde 1320, 250m Drum, JTS 03-03-01 (scm) | JUBATUS | JUBATUS CONSULTING PL | 7/2.75 | CURRENT
000006496 | STRAND,WIRE | Stay Wire, SC/GZ 7/2.75mm, Galv Steel, Gde 1320, 250m Drum, JTS 03-03-01 (scm) | MIDLANDS | MIDLAND METALS | MMO-SC/GZ 7/2.75 | CURRENT
000006504 | COUPLING,ADAPTOR,NONMETALLIC CONDUIT | RIGID UPVC;ORANGE;100 MM NOM DIA HVY DUTY FRC CONDUIT;114MM-125MM INTERNAL; TO 100 MM NOM DIA;DOUBLE ENDED SOCKET; AS2053; PACK OF 1; PACK WEIGHT 0.59 KG; | TRI UGRD | TRI UNDERGROUND AUSTRALIA PTY LTD | HDE100PVCFRC | CURRENT
000006504 | COUPLING,ADAPTOR,NONMETALLIC CONDUIT | RIGID UPVC;ORANGE;100 MM NOM DIA HVY DUTY FRC CONDUIT;114MM-125MM INTERNAL; TO 100 MM NOM DIA;DOUBLE ENDED SOCKET; AS2053; PACK OF 1; PACK WEIGHT 0.59 KG; | HAYMANS | HAYMANS ELECTRICAL | FABH100PVC/100FRC | CURRENT
000006504 | COUPLING,ADAPTOR,NONMETALLIC CONDUIT | RIGID UPVC;ORANGE;100 MM NOM DIA HVY DUTY FRC CONDUIT;114MM-125MM INTERNAL; TO 100 MM NOM DIA;DOUBLE ENDED SOCKET; AS2053; PACK OF 1; PACK WEIGHT 0.59 KG; | VINIDEX |  | 32330 | CURRENT
000006507 | CONNECTOR BAR,ELECTRICAL | NEUTRAL;TINNED;FLAT COPPER BAR;65 MM LG, 25.4 MM W,4.76 MM THK;CONNECTING NEUTRALS IN 3 WAY URD SERVICE PILLARS,UJ MANUAL 1.104D & 1.107D; | ENI | ENI INDUSTRIES PL | 84157 | CURRENT
000006508 | CONNECTOR BAR,ELECTRICAL | PHASE;FLAT ALUMINIUM BAR;80 MM LG, 40 MM W,6 MM THK;415 V,400 A;2 X 13 MM DIA BOLT HOLES;100 PER BAG;PACK WEIGHT 5.5 KG;FOR CONNECTING PHASES IN 3 WAY | JBJOINT | JB JOINTING SUPPLIES PTY LTD | JB-LVPB-AI | CURRENT
000006508 | CONNECTOR BAR,ELECTRICAL | PHASE;FLAT ALUMINIUM BAR;80 MM LG, 40 MM W,6 MM THK;415 V,400 A;2 X 13 MM DIA BOLT HOLES;100 PER BAG;PACK WEIGHT 5.5 KG;FOR CONNECTING PHASES IN 3 WAY | ENI | ENI INDUSTRIES PL | 84111 | CURRENT
000006511 | BASE,DISTRIBUTION PILLAR | ELECTRICITY SUPPLY PILLAR;530 MM LG, 530 MM W,320 MM H;POLYETHYLENE,FLAME RETARDENT;GREEN;COMPLETE WITH 4 D HD FIXING BOLTS;PALLET OF 12,WEIGHT 84 KG; | WEBER | WEBER SOUTH PACIFIC PTY LTD | UG2028 | CURRENT
000006511 | BASE,DISTRIBUTION PILLAR | ELECTRICITY SUPPLY PILLAR;530 MM LG, 530 MM W,320 MM H;POLYETHYLENE,FLAME RETARDENT;GREEN;COMPLETE WITH 4 D HD FIXING BOLTS;PALLET OF 12,WEIGHT 84 KG; | PLP AUST | PREFORMED LINE PRODUCTS (AUST) | D-URDIB65 | CURRENT
000006514 | BEND,NONMETALLIC RIGID CONDUIT | UPVC;ORANGE;40 MM NOM SIZE;HVY DUTY; 90 DEG;0.3 M RAD;SOCKET MOULDED BOTH ENDS;AS2053;PACK OF 50; | TRI UGRD | TRI UNDERGROUND AUSTRALIA PTY LTD | HDE4090300FFS | CURRENT
000006514 | BEND,NONMETALLIC RIGID CONDUIT | UPVC;ORANGE;40 MM NOM SIZE;HVY DUTY; 90 DEG;0.3 M RAD;SOCKET MOULDED BOTH ENDS;AS2053;PACK OF 50; | HAYMANS | HAYMANS ELECTRICAL | CONX40HD300R90 | CURRENT
000006514 | BEND,NONMETALLIC RIGID CONDUIT | UPVC;ORANGE;40 MM NOM SIZE;HVY DUTY; 90 DEG;0.3 M RAD;SOCKET MOULDED BOTH ENDS;AS2053;PACK OF 50; | VINIDEX |  | 30840 | CURRENT
000006518 | BEND,NONMETALLIC RIGID CONDUIT | UPVC;ORANGE;80 MM NOM DIA;LIGHT DUTY; 30 DEG;1.83 RAD;SOCKET MOULDED ONE END;MARKED "ELECTRICITY SUPPLY CABLES"; AS2053;PACK OF 1,PACK WEIGHT 1.27 KG; | TRI UGRD | TRI UNDERGROUND AUSTRALIA PTY LTD | LDE80301830MFS | CURRENT
000006518 | BEND,NONMETALLIC RIGID CONDUIT | UPVC;ORANGE;80 MM NOM DIA;LIGHT DUTY; 30 DEG;1.83 RAD;SOCKET MOULDED ONE END;MARKED "ELECTRICITY SUPPLY CABLES"; AS2053;PACK OF 1,PACK WEIGHT 1.27 KG; | HAYMANS | HAYMANS ELECTRICAL | CONX80LD1830R30MF | CURRENT
000006518 | BEND,NONMETALLIC RIGID CONDUIT | UPVC;ORANGE;80 MM NOM DIA;LIGHT DUTY; 30 DEG;1.83 RAD;SOCKET MOULDED ONE END;MARKED "ELECTRICITY SUPPLY CABLES"; AS2053;PACK OF 1,PACK WEIGHT 1.27 KG; | VINIDEX |  | 31955 | CURRENT
000006519 | BEND,NONMETALLIC RIGID CONDUIT | UPVC;ORANGE;80 MM NOM SIZE;LIGHT DUTY; 45 DEG;1.83 M RAD;SOCKET MOULDED ONE END;MARKED "ELECTRICITY SUPPLY CABLES"; AS2053;PACK OF 1,PACK WEIGHT 1.81 KG; | TRI UGRD | TRI UNDERGROUND AUSTRALIA PTY LTD | LDE80451830MFS | CURRENT
000006519 | BEND,NONMETALLIC RIGID CONDUIT | UPVC;ORANGE;80 MM NOM SIZE;LIGHT DUTY; 45 DEG;1.83 M RAD;SOCKET MOULDED ONE END;MARKED "ELECTRICITY SUPPLY CABLES"; AS2053;PACK OF 1,PACK WEIGHT 1.81 KG; | HAYMANS | HAYMANS ELECTRICAL | CONX80LD1830R45MF | CURRENT
000006519 | BEND,NONMETALLIC RIGID CONDUIT | UPVC;ORANGE;80 MM NOM SIZE;LIGHT DUTY; 45 DEG;1.83 M RAD;SOCKET MOULDED ONE END;MARKED "ELECTRICITY SUPPLY CABLES"; AS2053;PACK OF 1,PACK WEIGHT 1.81 KG; | VINIDEX |  | 32005 | CURRENT
000006520 | BEND,NONMETALLIC RIGID CONDUIT | UPVC;ORANGE;100 MM NOM DIA;LIGHT DUTY; 15 DEG;1.83 M RAD;SOCKET MOULDED ONE END;MARKED "ELECTRICITY SUPPLY CABLES"; AS2053;PACK OF 1,PACK WEIGHT 1.31 KG; | TRI UGRD | TRI UNDERGROUND AUSTRALIA PTY LTD | LDE100151830MFS | CURRENT
000006520 | BEND,NONMETALLIC RIGID CONDUIT | UPVC;ORANGE;100 MM NOM DIA;LIGHT DUTY; 15 DEG;1.83 M RAD;SOCKET MOULDED ONE END;MARKED "ELECTRICITY SUPPLY CABLES"; AS2053;PACK OF 1,PACK WEIGHT 1.31 KG; | HAYMANS | HAYMANS ELECTRICAL | CONX100LD1830R15MF | CURRENT
000006520 | BEND,NONMETALLIC RIGID CONDUIT | UPVC;ORANGE;100 MM NOM DIA;LIGHT DUTY; 15 DEG;1.83 M RAD;SOCKET MOULDED ONE END;MARKED "ELECTRICITY SUPPLY CABLES"; AS2053;PACK OF 1,PACK WEIGHT 1.31 KG; | VINIDEX |  | 31925 | CURRENT
000006521 | BEND,NONMETALLIC RIGID CONDUIT | UPVC;ORANGE;100 MM NOM DIA;LIGHT DUTY; 30 DEG;1.83 M RAD;SOCKET MOULDED ONE END;MARKED "ELECTRICITY SUPPLY CABLES"; ;AS2053;PACK OF 1,PACK WEIGHT 2.18 KG; | TRI UGRD | TRI UNDERGROUND AUSTRALIA PTY LTD | LDE100301830MFS | CURRENT
000006521 | BEND,NONMETALLIC RIGID CONDUIT | UPVC;ORANGE;100 MM NOM DIA;LIGHT DUTY; 30 DEG;1.83 M RAD;SOCKET MOULDED ONE END;MARKED "ELECTRICITY SUPPLY CABLES"; ;AS2053;PACK OF 1,PACK WEIGHT 2.18 KG; | HAYMANS | HAYMANS ELECTRICAL | CONX100LD1830R30MF | CURRENT
000006521 | BEND,NONMETALLIC RIGID CONDUIT | UPVC;ORANGE;100 MM NOM DIA;LIGHT DUTY; 30 DEG;1.83 M RAD;SOCKET MOULDED ONE END;MARKED "ELECTRICITY SUPPLY CABLES"; ;AS2053;PACK OF 1,PACK WEIGHT 2.18 KG; | VINIDEX |  | 31965 | CURRENT
000006522 | BEND,NONMETALLIC RIGID CONDUIT | UPVC;ORANGE;100 MM NOM DIA;LIGHT DUTY; 45 DEG;1.83 M RAD;SOCKET MOULDED ONE END;MARKED "ELECTRICITY SUPPLY CABLES"; AS2053;PACK OF 1,PACK WEIGHT 3.05 KG; | TRI UGRD | TRI UNDERGROUND AUSTRALIA PTY LTD | LDE100451830MFS | CURRENT
000006522 | BEND,NONMETALLIC RIGID CONDUIT | UPVC;ORANGE;100 MM NOM DIA;LIGHT DUTY; 45 DEG;1.83 M RAD;SOCKET MOULDED ONE END;MARKED "ELECTRICITY SUPPLY CABLES"; AS2053;PACK OF 1,PACK WEIGHT 3.05 KG; | HAYMANS | HAYMANS ELECTRICAL | CONX100LD1830R45MF | CURRENT
000006522 | BEND,NONMETALLIC RIGID CONDUIT | UPVC;ORANGE;100 MM NOM DIA;LIGHT DUTY; 45 DEG;1.83 M RAD;SOCKET MOULDED ONE END;MARKED "ELECTRICITY SUPPLY CABLES"; AS2053;PACK OF 1,PACK WEIGHT 3.05 KG; | VINIDEX |  | 32015 | CURRENT
000006523 | BEND,NONMETALLIC RIGID CONDUIT | UPVC;ORANGE;150 MM NOM DIA;LIGHT DUTY;45 DEG;1.83 M RAD;SOCKET MOULDED ONE END; MARKED "ELECTRICITY SUPPLY CABLES"; AS2053 ;PACK OF 1,PACK WEIGHT 6.29 KG; | TRI UGRD | TRI UNDERGROUND AUSTRALIA PTY LTD | LDE150451830MFS | PURCHASE AS REQUIRED
000006523 | BEND,NONMETALLIC RIGID CONDUIT | UPVC;ORANGE;150 MM NOM DIA;LIGHT DUTY;45 DEG;1.83 M RAD;SOCKET MOULDED ONE END; MARKED "ELECTRICITY SUPPLY CABLES"; AS2053 ;PACK OF 1,PACK WEIGHT 6.29 KG; | HAYMANS | HAYMANS ELECTRICAL | CONX150LD1830R45MF | PURCHASE AS REQUIRED
000006523 | BEND,NONMETALLIC RIGID CONDUIT | UPVC;ORANGE;150 MM NOM DIA;LIGHT DUTY;45 DEG;1.83 M RAD;SOCKET MOULDED ONE END; MARKED "ELECTRICITY SUPPLY CABLES"; AS2053 ;PACK OF 1,PACK WEIGHT 6.29 KG; | HARDIE |  | EO12615045AYS | PURCHASE AS REQUIRED
000006523 | BEND,NONMETALLIC RIGID CONDUIT | UPVC;ORANGE;150 MM NOM DIA;LIGHT DUTY;45 DEG;1.83 M RAD;SOCKET MOULDED ONE END; MARKED "ELECTRICITY SUPPLY CABLES"; AS2053 ;PACK OF 1,PACK WEIGHT 6.29 KG; | VINIDEX |  | 32035 | PURCHASE AS REQUIRED
000006574 | JOINT,ELECTRICAL POWER CABLE | 33 KV;FOR 0.25 SQ IN,COPPER CONDUCTOR, 3 CORE,OIL FILLED PAPER INSULATED CABLE STRAIGHT TYPE;COPPER SLEEVE,FIBRE GLASS OUTER BOX;SECURITY STOCK,F581 & 699; | GILBLODG | GILBERT LODGE AUSTRALIA | DWG 525308,JI 818 | MAINTENANCE STOCK
000006584 | DISCONNECT BOX,ELECTRICAL POWER CABLE | LV;4 WAY UNIVERSAL;RESIN FILLED TURRET; CASTIRONLID;1430 MM LG,620MM W,342MM H; INCLUDES 60L RESIN; WT 32KG (LID) & 55KG (TURRET); | SICAME | SICAME AUSTRALIA PTY LTD | LDV-FLB-4-4C -RES | CURRENT
000006584 | DISCONNECT BOX,ELECTRICAL POWER CABLE | LV;4 WAY UNIVERSAL;RESIN FILLED TURRET; CASTIRONLID;1430 MM LG,620MM W,342MM H; INCLUDES 60L RESIN; WT 32KG (LID) & 55KG (TURRET); | ENERGEX | ENERGEX | DISCONNECT BOX, | CURRENT
000006595 | BOX,TRIFURCATING,ELECTRICAL POWER CABLE | 110 KV;400 SQ MM 3 CORE,OIL FILLED,PAPER INSULATED CABLE;COPPER SLEEVE,FIBRE GLASS OUTER BOX;SECURITY STOCK F779; | NISSHO |  | DWG SAE0307336 | STRATEGIC SPARE
000006601 | CHANNEL,ELEC POWER CABLE SUPPORT BRACKET | STEEL,GALV;880 MM LG,76 MM W,38 MM D; PACK OF 1,PACK WEIGHT 5.6 KG,FOR FIXING OF CABLE SUPPORT BRACKET(STOCK CODE 06609 & 06610) IN CONCRETE JOINT PITS | HAYMAN | HAYMANS INDUSTRIES PTY LTD | 6601 | CURRENT
000006601 | CHANNEL,ELEC POWER CABLE SUPPORT BRACKET | STEEL,GALV;880 MM LG,76 MM W,38 MM D; PACK OF 1,PACK WEIGHT 5.6 KG,FOR FIXING OF CABLE SUPPORT BRACKET(STOCK CODE 06609 & 06610) IN CONCRETE JOINT PITS | MEFCO | MEFCO AUSTRALIA PTY LTD SUNSHINE VIC | 6601 | CURRENT
000006602 | CHANNEL,ELEC POWER CABLE SUPPORT BRACKET | STEEL,GALV;310 MM LG,76 MM W,38 MM D; 80 PER PALLET,(STRAPPED);FOR FIXING OF CABLE SUPPORT BRACKET STOCK CODE 06609 & 06610) IN CONC RETE JOINT PITS STOCK | HAYMAN | HAYMANS INDUSTRIES PTY LTD | 6602 | CURRENT
000006602 | CHANNEL,ELEC POWER CABLE SUPPORT BRACKET | STEEL,GALV;310 MM LG,76 MM W,38 MM D; 80 PER PALLET,(STRAPPED);FOR FIXING OF CABLE SUPPORT BRACKET STOCK CODE 06609 & 06610) IN CONC RETE JOINT PITS STOCK | MEFCO | MEFCO AUSTRALIA PTY LTD SUNSHINE VIC | 06602 | CURRENT
000006609 | BRACKET,MOUNTING | Electrical Power Cable Support, Type B, Al Cast, 292mm Lg, for Steel Channel in Concrete Joint Pits, Bag of 10 | DRAWING | DRAWING NO | 246-A3-REV F | CURRENT
000006609 | BRACKET,MOUNTING | Electrical Power Cable Support, Type B, Al Cast, 292mm Lg, for Steel Channel in Concrete Joint Pits, Bag of 10 | DOWNCAST | DOWNS ALUMINIUM CASTINGS | CB290 | CURRENT
000006610 | BRACKET,MOUNTING | Electrical Power Cable Support, Type C, Al Cast, 444mm Lg, for Steel Channel in Concrete Joint Pits, Bag of 10 | DRAWING | DRAWING NO | 247-A3-REV F | CURRENT
000006610 | BRACKET,MOUNTING | Electrical Power Cable Support, Type C, Al Cast, 444mm Lg, for Steel Channel in Concrete Joint Pits, Bag of 10 | DOWNCAST | DOWNS ALUMINIUM CASTINGS | CB440 | CURRENT
000006613 | END CAP | HEAT SHRINKABLE;80 MM LG,15 TO 35 MM OD CABLE RANGE;SUITABLE FOR 4 CORE 25 SQ MM PVC/PVC AND PLYHDPE CABLES; PACK OF 100,PACK WEIGHT 10 KG; | TECONN | TE CONNECTIVITY LTD | 102L033/S(S100) | CURRENT
000006613 | END CAP | HEAT SHRINKABLE;80 MM LG,15 TO 35 MM OD CABLE RANGE;SUITABLE FOR 4 CORE 25 SQ MM PVC/PVC AND PLYHDPE CABLES; PACK OF 100,PACK WEIGHT 10 KG; | LEGEND | LEGEND POWER SYSTEMS | SRE3-BLK | CURRENT
000006614 | END CAP | HEAT SHRINKABLE;140 MM LG,25 TO 55 MM OD CABLE RANGE;SUITABLE FOR 25 & 95 3C PLYHDPE,185 1C PLYHDPE,400 1C PLYPVC, PLYHDPE;BOX OF 20;PACK WEIGHT 5 KG; | JBJOINT | JB JOINTING SUPPLIES PTY LTD | JB-EC-55/25 | CURRENT
000006614 | END CAP | HEAT SHRINKABLE;140 MM LG,25 TO 55 MM OD CABLE RANGE;SUITABLE FOR 25 & 95 3C PLYHDPE,185 1C PLYHDPE,400 1C PLYPVC, PLYHDPE;BOX OF 20;PACK WEIGHT 5 KG; | LEGEND | LEGEND POWER SYSTEMS | SRE4-LONG-BLK | CURRENT
000006614 | END CAP | HEAT SHRINKABLE;140 MM LG,25 TO 55 MM OD CABLE RANGE;SUITABLE FOR 25 & 95 3C PLYHDPE,185 1C PLYHDPE,400 1C PLYPVC, PLYHDPE;BOX OF 20;PACK WEIGHT 5 KG; | TECONN | TE CONNECTIVITY LTD | 102L044/S(S50) | CURRENT
000006615 | END CAP | HEAT SHRINKABLE;150 MM LG,35 TO 75 MM OD CABLE RANGE;SUITABLE FOR 185 3-1/2 C PLYHDPE/PLYPVC,95-185-240-300 & 400 3C PLYHDPE,240 3C XPLE/PVC,630 & 1000 1C | JBJOINT | JB JOINTING SUPPLIES PTY LTD | JB-EC-75/35 | CURRENT
000006615 | END CAP | HEAT SHRINKABLE;150 MM LG,35 TO 75 MM OD CABLE RANGE;SUITABLE FOR 185 3-1/2 C PLYHDPE/PLYPVC,95-185-240-300 & 400 3C PLYHDPE,240 3C XPLE/PVC,630 & 1000 1C | LEGEND | LEGEND POWER SYSTEMS | SRE4.5-LONG-BLK | CURRENT
000006615 | END CAP | HEAT SHRINKABLE;150 MM LG,35 TO 75 MM OD CABLE RANGE;SUITABLE FOR 185 3-1/2 C PLYHDPE/PLYPVC,95-185-240-300 & 400 3C PLYHDPE,240 3C XPLE/PVC,630 & 1000 1C | TECONN | TE CONNECTIVITY LTD | 102L048/S(S25) | CURRENT
000006616 | END CAP | HEAT SHRINKABLE;50 MM LG,8 TO 17 MM OD CABLE RANGE;SUITABLE FOR 4,16 & 25 SQ MM PVC/PVC CABLES & 25 SQ MM TO 95 SQ MM XLPE CABLES;ROLL-ON CAP 15640 IS A | RAYCHEM | RAYCHEM (AUSTRALIA) PTY LTD | 102L022/S(S100) | PHASING
000006633 | CLAMP,ELEC PWR CABLE,SUPPORT | SINGLE BOLT;ALUMINIUM/SILICON;44 MM TO 51 MM CABLE DIA (1-3/4 -2 IN);DRILLED 12 MM DIA TO SUIT M10; SUPPLIED AS TIED PAIRS; | BRISFDRY |  | CLAMP,44 MM TO 51 MM | CURRENT
000006634 | CLAMP,ELEC PWR CABLE,SUPPORT | DOUBLE BOLT;ALUMINIUM/SILICON;51 MM TO 57 MM CABLE DIA (2.00-2.25 IN) DRILLED 12 MM DIA TO SUIT M10; SUPPLIED AS TIED PAIRS; | BRISFDRY |  | CLAMP,51 MM TO 57 MM | CURRENT
000006635 | CLAMP,ELEC PWR CABLE,SUPPORT | CMP:CBL;57 TO 63MM(2.25 TO 2.5IN) CLAMP,ELEC PWR CABLE,SUPPORT DOUBLE BOLT ;ALUMINIUM/SILICON;57 MM TO 63 MM CABLE DIA (2.25 - 2.50 IN) DRILLED 12 MM DIA T | BRISFDRY |  | CLAMP,57 MM TO 63 MM | CURRENT
000006636 | CLAMP,ELEC PWR CABLE,SUPPORT | DOUBLE BOLT;ALUMINIUM/SILICON;63 MM TO 70 MM CABLE DIA (2.50 - 2.75 IN) DRILLED 12 MM DIA TO SUIT M10;SUPPLIED AS TIED PAIRS; | BRISFDRY |  | CLAMP,63 MM TO 70 MM | CURRENT
000006646 | STRESS CONE | PRE-CUT TAPE ROLL;IMPREGNATED PAPER; 400 SQ MM;33 KV;1 PER SEALED CONTAINER; | CABUS | CABUS | STRESS CONE | PURCHASE AS REQUIRED
000006651 | STRESS CONE | PRE-CUT TAPE ROLL;IMPREGNATED PAPER; 630 SQ MM;33 KV;1 PER SEALED CONTAINER; | CABUS | CABUS | STRESS CONE,PRE-CUT | PURCHASE AS REQUIRED
000006658 | SPLICE,CONDUCTOR | INLINE SPLICING TYPE 0.5 TO 0.9 MM CONNECTOR OD BOX OF 100 SPLICE HAS RED CAP | 3M | 3M AUSTRALIA PTY LTD | U1R | CURRENT
000006658 | SPLICE,CONDUCTOR | INLINE SPLICING TYPE 0.5 TO 0.9 MM CONNECTOR OD BOX OF 100 SPLICE HAS RED CAP | 3M | 3M AUSTRALIA PTY LTD | 3410674 - 316 IR | CURRENT
000006662 | COUPLING,NONMETALLIC RIGID CONDUIT | UPVC;ORANGE;100 MM NOM DIA;LIGHT DUTY; DOUBLE ENDED SOCKET;AS2053;PACK OF 30, PACK WEIGHT 0.57 KG; | IPLEX | IPLEX PIPELINES AUSTRALIA PTY LTD | G151 | CURRENT
000006662 | COUPLING,NONMETALLIC RIGID CONDUIT | UPVC;ORANGE;100 MM NOM DIA;LIGHT DUTY; DOUBLE ENDED SOCKET;AS2053;PACK OF 30, PACK WEIGHT 0.57 KG; | TRI UGRD | TRI UNDERGROUND AUSTRALIA PTY LTD | LDE100COUPFF | CURRENT
000006662 | COUPLING,NONMETALLIC RIGID CONDUIT | UPVC;ORANGE;100 MM NOM DIA;LIGHT DUTY; DOUBLE ENDED SOCKET;AS2053;PACK OF 30, PACK WEIGHT 0.57 KG; | HAYMANS | HAYMANS ELECTRICAL | FABL242100 | CURRENT
000006662 | COUPLING,NONMETALLIC RIGID CONDUIT | UPVC;ORANGE;100 MM NOM DIA;LIGHT DUTY; DOUBLE ENDED SOCKET;AS2053;PACK OF 30, PACK WEIGHT 0.57 KG; | VINIDEX |  | 32160 | CURRENT
000006665 | MANHOLE TOP ASSEMBLY | Footpath Access, Single Cover, Class B, 762mm2 Clear Opening, 1mm Concrete Filled Shim, Cast Iron, Rigid Frame, 80kN Load Capacity, AS3996 | EJAUST | EJ AUSTRALIA PTY LTD | COVER ACCESS ASSEMBLY FOOTPATH | PURCHASE AS REQUIRED
000006665 | MANHOLE TOP ASSEMBLY | Footpath Access, Single Cover, Class B, 762mm2 Clear Opening, 1mm Concrete Filled Shim, Cast Iron, Rigid Frame, 80kN Load Capacity, AS3996 | ACOPOLY | ACO POLYCRETE 467 TUFNELL RD BANYO 4014 | 85178 | PURCHASE AS REQUIRED
000006673 | COVER,PROTECTIVE,UNDERGROUND CABLE,POLE | TYPE 3;2500 MM LG,150 MM W,100 MM D; STEEL GALV;TWO HOLES FOR EARTH FIXING; PACK OF 50;PACK WEIGHT 19 KG;FOR 2 CABLES UP TO 65 MM DIA; | HAYMAN | HAYMANS INDUSTRIES PTY LTD | 6673 | CURRENT
000006673 | COVER,PROTECTIVE,UNDERGROUND CABLE,POLE | TYPE 3;2500 MM LG,150 MM W,100 MM D; STEEL GALV;TWO HOLES FOR EARTH FIXING; PACK OF 50;PACK WEIGHT 19 KG;FOR 2 CABLES UP TO 65 MM DIA; | GREATWST |  | 06673 | CURRENT
000006674 | COVER,PROTECTIVE,UNDERGROUND CABLE,POLE | TYPE 4;2500 MM LG,230 MM W,145 MM D; STEEL,GALV;TWO HOLES FOR EARTH FIXING; PACK OF 1;PACK WEIGHT 29 KG;FOR 3 CABLES UP TO 65 MM DIA; | HAYMAN | HAYMANS INDUSTRIES PTY LTD | 6674 | CURRENT
000006674 | COVER,PROTECTIVE,UNDERGROUND CABLE,POLE | TYPE 4;2500 MM LG,230 MM W,145 MM D; STEEL,GALV;TWO HOLES FOR EARTH FIXING; PACK OF 1;PACK WEIGHT 29 KG;FOR 3 CABLES UP TO 65 MM DIA; | GREATWST |  | 06674 | CURRENT
000006676 | COVER,ELECTRICITY SUPPLY PILLAR | SHORT;315 MM H,315 MM W,248 MM D; POLYPROPYLENE,NATURE GREEN;C/W TOP & BOTTOM VENTING;84 PER PALLET,PALLET WEIGHT 167 KG; | WEBER | WEBER SOUTH PACIFIC PTY LTD | ES1000 | CURRENT
000006676 | COVER,ELECTRICITY SUPPLY PILLAR | SHORT;315 MM H,315 MM W,248 MM D; POLYPROPYLENE,NATURE GREEN;C/W TOP & BOTTOM VENTING;84 PER PALLET,PALLET WEIGHT 167 KG; | FULTON | FULTON INDUSTRIES PL | PPB2MVG | CURRENT
000006676 | COVER,ELECTRICITY SUPPLY PILLAR | SHORT;315 MM H,315 MM W,248 MM D; POLYPROPYLENE,NATURE GREEN;C/W TOP & BOTTOM VENTING;84 PER PALLET,PALLET WEIGHT 167 KG; | LEGEND | LEGEND POWER SYSTEMS | PBS-GV | CURRENT
000006676 | COVER,ELECTRICITY SUPPLY PILLAR | SHORT;315 MM H,315 MM W,248 MM D; POLYPROPYLENE,NATURE GREEN;C/W TOP & BOTTOM VENTING;84 PER PALLET,PALLET WEIGHT 167 KG; | PLP AUST | PREFORMED LINE PRODUCTS (AUST) | D-UT11SGV | CURRENT
000006676 | COVER,ELECTRICITY SUPPLY PILLAR | SHORT;315 MM H,315 MM W,248 MM D; POLYPROPYLENE,NATURE GREEN;C/W TOP & BOTTOM VENTING;84 PER PALLET,PALLET WEIGHT 167 KG; | FLOWLINE | FLOWLINE INDUSTRIES PTY LTD | ES1000 | CURRENT
000006677 | COVER,ELECTRICITY SUPPLY PILLAR | TALL;545 MM H,315 MM W,248 MM D; POLYPROPYLENE,NATURE GREEN;C/W TOP & BOTTOM VENTING;PALLET OF 60;PALLET WEIGHT 172 KG;UJ MANUAL 1.103D,1. | WEBER | WEBER SOUTH PACIFIC PTY LTD | ES1002 | CURRENT
000006677 | COVER,ELECTRICITY SUPPLY PILLAR | TALL;545 MM H,315 MM W,248 MM D; POLYPROPYLENE,NATURE GREEN;C/W TOP & BOTTOM VENTING;PALLET OF 60;PALLET WEIGHT 172 KG;UJ MANUAL 1.103D,1. | FULTON | FULTON INDUSTRIES PL | PPB2TVG | CURRENT
000006677 | COVER,ELECTRICITY SUPPLY PILLAR | TALL;545 MM H,315 MM W,248 MM D; POLYPROPYLENE,NATURE GREEN;C/W TOP & BOTTOM VENTING;PALLET OF 60;PALLET WEIGHT 172 KG;UJ MANUAL 1.103D,1. | LEGEND | LEGEND POWER SYSTEMS | PBL-GV | CURRENT
000006677 | COVER,ELECTRICITY SUPPLY PILLAR | TALL;545 MM H,315 MM W,248 MM D; POLYPROPYLENE,NATURE GREEN;C/W TOP & BOTTOM VENTING;PALLET OF 60;PALLET WEIGHT 172 KG;UJ MANUAL 1.103D,1. | PLP AUST | PREFORMED LINE PRODUCTS (AUST) | D-UT11GV | CURRENT
000006677 | COVER,ELECTRICITY SUPPLY PILLAR | TALL;545 MM H,315 MM W,248 MM D; POLYPROPYLENE,NATURE GREEN;C/W TOP & BOTTOM VENTING;PALLET OF 60;PALLET WEIGHT 172 KG;UJ MANUAL 1.103D,1. | LEGEND | LEGEND POWER SYSTEMS | PBHCV | CURRENT
000006677 | COVER,ELECTRICITY SUPPLY PILLAR | TALL;545 MM H,315 MM W,248 MM D; POLYPROPYLENE,NATURE GREEN;C/W TOP & BOTTOM VENTING;PALLET OF 60;PALLET WEIGHT 172 KG;UJ MANUAL 1.103D,1. | FLOWLINE | FLOWLINE INDUSTRIES PTY LTD | ES1002 | CURRENT
000006678 | SLAB,CONCRETE,PRE-CAST | FOR ELECTRICAL POWER CABLE JOINT PROTECTION;STEEL REINFORCED CONCRETE; 1000 MM LG,400 MM W,40 MM THK;MARKED "ENERGEX ELECTRICITY CABLE";PACK OF 12; | AQUARIUS | AQUARIUS PRECAST PL | 541QE | CURRENT
000006678 | SLAB,CONCRETE,PRE-CAST | FOR ELECTRICAL POWER CABLE JOINT PROTECTION;STEEL REINFORCED CONCRETE; 1000 MM LG,400 MM W,40 MM THK;MARKED "ENERGEX ELECTRICITY CABLE";PACK OF 12; | TRI UGRD | TRI UNDERGROUND AUSTRALIA PTY LTD | TRISLABE | CURRENT
000006678 | SLAB,CONCRETE,PRE-CAST | FOR ELECTRICAL POWER CABLE JOINT PROTECTION;STEEL REINFORCED CONCRETE; 1000 MM LG,400 MM W,40 MM THK;MARKED "ENERGEX ELECTRICITY CABLE";PACK OF 12; | HUMES | HUMES | 1000 MM LG,400 MM W,40 MM THK | CURRENT
000006681 | PLATE,IDENTIFICATION | BRASS;LEGEND-LETTER "L";35 MM DIA, 5 MM THK;W/TWO 25 MM LG MTG STUDS ON BACK;LETTER "L" STANDS FOR "LIGHT" PACK OF 1; | RMS | RELAY MONITORING SYSTEMS PL | 6681 | CURRENT
000006682 | SIGN | Kerb Marker, 35mm Dia, 1.6mm H, "E", Brass, c/w QTY 2 x 25mm LG MTG Studs on Back, (P100) | HTDKERB | HTD KERBMARKERS AUSTRALIA | BRASS E-157120 | CURRENT
000006682 | SIGN | Kerb Marker, 35mm Dia, 1.6mm H, "E", Brass, c/w QTY 2 x 25mm LG MTG Studs on Back, (P100) | RMS | RELAY MONITORING SYSTEMS PL | 6682 | CURRENT
000006684 | TERMINATION COMPONENTS,ELEC POWER CABLE | 33 KV;OUTDOOR;SINGLE PHASE;FOR 3 SQ IN COPPER CONDUCTOR,HOLLOW CORE,OIL FILLED CABLE;PORCELAIN INSULATOR ONLY;SECURITY STOCK VPK (VICTORIA PARK) TERMINATION | BICC |  | DWG E95303-D1 JI 3359 | STRATEGIC SPARE
000006731 | INSULATION SLEEVE,ELEC,BRANCHED | 4-WAY;L/V;20 TO 50 MM DIA,CABLE END; 7- 20 MM DIA,FINGER END;MIN O/A LENGTH 150 MM MIN,FINGER LENGTH 30 MM; ADHESIVE LINED;TO SUIT 4 CORE 120 SQ MM | LEGEND | LEGEND POWER SYSTEMS | KEV430 | CURRENT
000006731 | INSULATION SLEEVE,ELEC,BRANCHED | 4-WAY;L/V;20 TO 50 MM DIA,CABLE END; 7- 20 MM DIA,FINGER END;MIN O/A LENGTH 150 MM MIN,FINGER LENGTH 30 MM; ADHESIVE LINED;TO SUIT 4 CORE 120 SQ MM | SICAME | SICAME AUSTRALIA PTY LTD | LVH4B50/14-C | CURRENT
000006732 | INSULATION SLEEVE,ELEC,BRANCHED | 4-WAY;L/V;35 TO 75 MM DIA,CABLE END; 13 TO 35 DIA,FINGER END,MIN O/A LENGTH 170 MM,MIN FINGER LENGTH 30 MM; ADHESIVE LINED;TO SUIT 240/300 SQ MM | TECONN | TE CONNECTIVITY LTD | 502K026/S(S5) | CURRENT
000006742 | STRAINER,WASTE DRAIN | CAST IRON;GULLY TRAP TYPE;150 MM DIA; USED IN CONCRETE JOINT PIT FOR VENTILATION PURPOSES; | GATIC |  | STRAINER | PURCHASE AS REQUIRED
000006742 | STRAINER,WASTE DRAIN | CAST IRON;GULLY TRAP TYPE;150 MM DIA; USED IN CONCRETE JOINT PIT FOR VENTILATION PURPOSES; | FARNTHOM |  | SGC/LS2 | PURCHASE AS REQUIRED
000006751 | JOINT,ELECTRICAL POWER CABLE | 110 KV;FOR 400 SQ MM,COPPER CONDUCTOR, 3 CORE TO 800 SQ MM,HOLLOW CORE,COPPER CONDUCTOR,3 X SINGLE CORE,OIL FILLED, PAPER INSULATED CABLE;STOP TYPE,SHEATH | NISSHO |  | DWG SAS0997450A | STRATEGIC SPARE
000006757 | JOINT,ELECTRICAL POWER CABLE | 110 KV;FOR 400 SQ MM,COPPER CONDUCTOR, 3 CORE,OIL FILLED,PAPER INSULATED CABLE; STRAIGHT TYPE;COPPER SLEEVE,FIBRE GLASS OUTER BOX; | NISSHO |  | DWG SAN0887131 | STRATEGIC SPARE
000006766 | JOINT,ELECTRICAL POWER CABLE | 110 KV;FOR 300 SQ MM,HOLLOW CORE, ALUMINIUM CONDUCTOR,SINGLE CORE,OIL FILLED PAPER INSULATED CABLE;STRAIGHT TYPE COPPER SLEEVE,FIBRE GLASS OUTER | HITACHI | HITACHI ENERGY AUSTRALIA LTD | EH173977,J1 TD42-713 | STRATEGIC SPARE
000006769 | JOINT,ELECTRICAL POWER CABLE | 33 KV;FOR 500 SQ MM (0.85 SQ IN), ALUMINIUM CONDUCTOR,3 CORE,OIL FILLED, PAPER INSULATED CABLE;STRAIGHT TYPE; COPPER SLEEVE,FIBRE GLASS OUTER BOX; | NKT | NKT CABLES AUSTRALIA P/L | MVDO 72 3C - 3C | STRATEGIC SPARE
000006781 | INSULATING COMPOUND KIT,ELECTRICAL | JOINTING COMMUNICATIONS SPLICING & BLOCKING 14 TO 26 PR;PACK OF 1;FOR 10 PAIR & 20 PAIR PILOT CABLE JOINTS C/W HEATSHRINK SLEEVE 600 MM LG;UJ MANUAL | 3M | 3M AUSTRALIA PTY LTD | NBA4 | CURRENT
000006827 | TERMINATION COMPONENTS,ELEC POWER CABLE | 11 KV;HAZEMEYER,SWITCHGEAR;;FOR 16 TO 70 SQ MM COPPER CONDUCTOR 3 X SINGLE CORE SCREENED,XLPE/PVC CABLE;CONTAINS SINGLE CORE TUBES,COVERS,CLAMPS,BUSHES | HAZEMEYR |  | 502-0015 | CURRENT
000006828 | TERMINATION KIT,ELECTRICAL CABLE | Magnefix, Cable Connection Kit, Pin Type, for Hazemeyer Transformer, for 16 to 95mm2 Cu 3 x 1 core screened XLPE/PVC Cable, C/W Single Core Tubes, | EATON | EATON ELECTRIC SYSTEMS PTY LTD | 502.0024 | CURRENT
000006837 | CABLE ASSY,PWR,ELEC | 11 KV;16 SQ MM;3 X SINGLE CORE EA 1.8 M LG;COPPER SCREENED XLPE/PVC;CABLE ENDS FITTED W/MOULDED TYPE STRESS CONES;FOR CONNECTION TRANSFORMER TO HAZEMEYER | GILBLODG | GILBERT LODGE AUSTRALIA | EQ35-PIN-PIN-2/3 | CURRENT
000006837 | CABLE ASSY,PWR,ELEC | 11 KV;16 SQ MM;3 X SINGLE CORE EA 1.8 M LG;COPPER SCREENED XLPE/PVC;CABLE ENDS FITTED W/MOULDED TYPE STRESS CONES;FOR CONNECTION TRANSFORMER TO HAZEMEYER | HAZEMEYR |  | 503-1015 | CURRENT
000006841 | INSULATOR,PIPE LINE | GAS FILLED CABLE;1/4 IN COPPER PIPE, ERMETO COUPLING;PORCELAIN;10 KV; COPPER CONE FITTED ONE END;SECURITY STOCK GAS FILLED CABLE; | BICC |  | INSULATOR,PIPE | PURCHASE AS REQUIRED
000006844 | PILLAR | Electricity Supply Pillar, 440V, 3 Ph, 3-Way, 400A, 2 Links, T-Shaped Panel | STEMAR |  | IIN:06844 | PURCHASE AS REQUIRED
000006845 | PANEL,LINKING | ELECTRICITY SUPPLY PILLAR;440 V,3 PHASE; TWO WAY,SINGLE LINK;T SHAPED PANEL; 400 AMP;BOX OF 1,PACK WEIGHT 15 KG; | STEMAR |  | IIN:06845 | PHASING
000006855 | PIN,ELEC POWER CABLE SUPPORT BRACKET | 125 MM LG,12 MM DIA;STAINLESS STEEL; BAGS OF 100;TO AFIX CABLE SUPPORT BRACKET STOCK CODE ( 06609 & 06610) TO STEEL CHANNEL IN CONCRETE JOINT PITS; | HAYMAN | HAYMANS INDUSTRIES PTY LTD | 6855 | CURRENT
000006855 | PIN,ELEC POWER CABLE SUPPORT BRACKET | 125 MM LG,12 MM DIA;STAINLESS STEEL; BAGS OF 100;TO AFIX CABLE SUPPORT BRACKET STOCK CODE ( 06609 & 06610) TO STEEL CHANNEL IN CONCRETE JOINT PITS; | SEWELFRG | GREG SEWELL FORGINGS PTY LTD | PIN,ELEC POWER | CURRENT
000006866 | PIPE,METALLIC | LEAD;76 MM NB;3.2 MM WALL THK;610 MM LG ;9.0 KG/M;0.06% COPPERISED SOFT LEAD ;AS1812;CRATE MAX 500 KG; | CONALLOY |  | LEAD;76 MM NB; | CURRENT
000006889 | INSULATION HOOD | PVC,FLAME RETARDANT;BLACK;65 MM OD, 90 MM LG,+ CONICAL/SQUARE END 55 MM LG MM WALL THK;BOX OF 100; PACK WEIGHT 8.0 KG;USED IN URD ELECTRICITY SUPPLY | WEBER | WEBER SOUTH PACIFIC PTY LTD | ESQ065 | CURRENT
000006889 | INSULATION HOOD | PVC,FLAME RETARDANT;BLACK;65 MM OD, 90 MM LG,+ CONICAL/SQUARE END 55 MM LG MM WALL THK;BOX OF 100; PACK WEIGHT 8.0 KG;USED IN URD ELECTRICITY SUPPLY | LEGEND | LEGEND POWER SYSTEMS | ISP-BK-SM-FT | CURRENT
000006889 | INSULATION HOOD | PVC,FLAME RETARDANT;BLACK;65 MM OD, 90 MM LG,+ CONICAL/SQUARE END 55 MM LG MM WALL THK;BOX OF 100; PACK WEIGHT 8.0 KG;USED IN URD ELECTRICITY SUPPLY | PLP AUST | PREFORMED LINE PRODUCTS (AUST) | D-SHDS66 | CURRENT
000006889 | INSULATION HOOD | PVC,FLAME RETARDANT;BLACK;65 MM OD, 90 MM LG,+ CONICAL/SQUARE END 55 MM LG MM WALL THK;BOX OF 100; PACK WEIGHT 8.0 KG;USED IN URD ELECTRICITY SUPPLY | FLOWLINE | FLOWLINE INDUSTRIES PTY LTD | ESQ065 | CURRENT
000006897 | INSULATION SLEEVING,ELECTRICAL | POLYOLEFIN,HEAT SHRINKABLE;19 MM MIN ID EXP,6.0 MM MAX ID RECOVERED;2.0 MM MIN THK RECOVERED;300 MM LG;BLACK; MELTABLE INNER LINING;FOR 25 SQ MM LV | LEGEND | LEGEND POWER SYSTEMS | STDW27/6PA-300 | CURRENT
000006897 | INSULATION SLEEVING,ELECTRICAL | POLYOLEFIN,HEAT SHRINKABLE;19 MM MIN ID EXP,6.0 MM MAX ID RECOVERED;2.0 MM MIN THK RECOVERED;300 MM LG;BLACK; MELTABLE INNER LINING;FOR 25 SQ MM LV | TECONN | TE CONNECTIVITY LTD | WCSM-24/6-300/S(S50) | CURRENT
000006898 | INSULATION SLEEVING,ELECTRICAL | POLYOLEFIN,HEAT SHRINKABLE;40 MM MIN ID EXP,12.7 MM MAX ID RECOVERED;3.0 MM MIN THK RECOVERED;300 MM LG;BLACK;MELTABLE INNER LINING;FOR TRIPLEX (ABC) CABLE | LEGEND | LEGEND POWER SYSTEMS | STDW43/10PA-300 | CURRENT
000006898 | INSULATION SLEEVING,ELECTRICAL | POLYOLEFIN,HEAT SHRINKABLE;40 MM MIN ID EXP,12.7 MM MAX ID RECOVERED;3.0 MM MIN THK RECOVERED;300 MM LG;BLACK;MELTABLE INNER LINING;FOR TRIPLEX (ABC) CABLE | TECONN | TE CONNECTIVITY LTD | XCSM-44/12-300/S(S25) | CURRENT
000006899 | INSULATION SLEEVING,ELECTRICAL | POLYOLEFIN,HEAT SHRINKABLE;75 MM MIN ID EXP,22 MM MAX ID RECOVERED;3 MM MIN THK RECOVERED;600 MM LG;BLACK;INNER SEALANT COATING;FOR PILOT JOINT,UJ MANUAL | LEGEND | LEGEND POWER SYSTEMS | SMDW92/26TK-600 | CURRENT
000006899 | INSULATION SLEEVING,ELECTRICAL | POLYOLEFIN,HEAT SHRINKABLE;75 MM MIN ID EXP,22 MM MAX ID RECOVERED;3 MM MIN THK RECOVERED;600 MM LG;BLACK;INNER SEALANT COATING;FOR PILOT JOINT,UJ MANUAL | TECONN | TE CONNECTIVITY LTD | MWTM-85/25-600/S(S10) | CURRENT
000006908 | RUNG,INDIVIDUAL-RUNG LADDER. | NON STAGGERED;350 MM INT W;24 MM MIN DIA GALV STEEL;SUITABLE FOR CASTING IN CONCRETE WALL;AS1657;PACK OF 3, PALLET OF 42;FOR CABLE JOINT PIT & OIL | HAYMAN | HAYMANS INDUSTRIES PTY LTD | 6908 | PURCHASE AS REQUIRED
000006908 | RUNG,INDIVIDUAL-RUNG LADDER. | NON STAGGERED;350 MM INT W;24 MM MIN DIA GALV STEEL;SUITABLE FOR CASTING IN CONCRETE WALL;AS1657;PACK OF 3, PALLET OF 42;FOR CABLE JOINT PIT & OIL | STEELWAY |  | E6908 | PURCHASE AS REQUIRED
000006909 | CABLE TIE | Nylon, Black, 550 x 13mm, UV Resistant UHD (P100) | CABLACES | CABLACES | CT600BK-UHD | CURRENT
000006909 | CABLE TIE | Nylon, Black, 550 x 13mm, UV Resistant UHD (P100) | CARROLL | CARROLL CABLE TIES & ACCESSORIES | CT 550HB | CURRENT
000006912 | TERMINATION,ELECTRICAL POWER CABLE | 33 KV;OUTDOOR;SINGLE PHASE;FOR 150 SQ MM ,COPPER CONDUCTOR,GAS FILLED CABLE;ETHOX ,PORCELAIN;GLOVERS LATER TYPE; | BICC |  | DWG NO T12991 UX033 | PURCHASE AS REQUIRED
000006913 | TERMINATION,ELECTRICAL POWER CABLE | 33 KV;OUTDOOR;SINGLE PHASE;FOR 240 SQ MM ,COPPER OR ALUMINIUM CONDUCTOR,GAS FILLED CABLE;ETHOX,PORCELAIN;GLOVERS LATER TYPE;SECURITY STOCK; | BICC |  | DWG NO T12991 | STRATEGIC SPARE
000006915 | TERMINATION,ELECTRICAL POWER CABLE | 110 KV;OUTDOOR;SINGLE PHASE;FOR 800 SQ MM,HOLLOW CORE,COPPER CONDUCTOR, OIL FILLED CABLE;PORCELAIN;W/TAPES ETC; FOR U/W CABLE (STOCK CODE 07032) | NISSHO |  | DWG NO SAE0777585 | STRATEGIC SPARE
000006918 | TERMINATION,ELECTRICAL POWER CABLE | 110 KV;OIL IMMERSED;SINGLE PHASE;FOR 300 SQ MM,HOLLOW CORE,ALUMINIUM CONDUCTOR, OIL FILLED CABLE;PORCELAIN;C/W TAPES ETC ;CABLE (STOCK CODE 06982) SECURITY STOCK | HITACHI | HITACHI ENERGY AUSTRALIA LTD | DWG EH174374-J1 TD42-713 | STRATEGIC SPARE
000006919 | TERMINATION,ELECTRICAL POWER CABLE | 110 KV;OUTDOOR;SINGLE PHASE;FOR 300 SQ MM,HOLLOW CORE,ALUMINIUM CONDUCTOR,OIL FILLED CABLE;PORCELAIN;W/TAPES ETC;FOR U/W CABLE (STOCK CODE 06982) SECURITY | HITACHI | HITACHI ENERGY AUSTRALIA LTD | DWG EH173995 J1 TD42-713 | STRATEGIC SPARE
000006922 | FILLING KIT,UNDERGRD CABLE TERMINATION | HAZEMEYER,INCL FILLER & CAP; | HAZEMEYR |  | FILLER 2681-952 & | PURCHASE AS REQUIRED
000006922 | FILLING KIT,UNDERGRD CABLE TERMINATION | HAZEMEYER,INCL FILLER & CAP; | HAZEMEYR |  | CAP 2681-926 | PURCHASE AS REQUIRED
000006932 | COVER,ELECTRICITY SUPPLY PILLAR | 630 MM H,320 MM W,260 MM D;POLYETHELENE FLAME RETARDENT;GREEN;W/EXTRA VENTING; PALLET OF 12,PACK WEIGHT 92 KG;U/W BASE STOCK CODE 06511; | WEBER | WEBER SOUTH PACIFIC PTY LTD | UG2029 | CURRENT
000006932 | COVER,ELECTRICITY SUPPLY PILLAR | 630 MM H,320 MM W,260 MM D;POLYETHELENE FLAME RETARDENT;GREEN;W/EXTRA VENTING; PALLET OF 12,PACK WEIGHT 92 KG;U/W BASE STOCK CODE 06511; | PLP AUST | PREFORMED LINE PRODUCTS (AUST) | D-URDIC65 | CURRENT
000006969 | CABLE,POWER,ELECTRICAL | 19/33 KV;(0.85 SQ IN);ALUMINIUM CONDUCTOR;3 CORE;OIL FILLED,PAPER INSULATED,ALUMINIUM SHEATH,PVC OUTER SHEATH;SECURITY STOCK; | BICC |  | CABLE,POWER,0.85 SQ IN. | STRATEGIC SPARE
000006982 | CABLE,POWER,ELECTRICAL | 110 KV;300 SQ MM;HOLLOW CORE;ALUMINIUM CONDUCTOR;SINGLE CORE;OIL FILLED,PAPER INSULATED,CORRUGATED ALUMINIUM SHEATH, PVC OUTER SHEATH;DIELECTRIC STRESS 9.2 | HITACHI | HITACHI ENERGY AUSTRALIA LTD | CABLE,300 SQ MM SINGLE CORE | STRATEGIC SPARE
000007006 | CABLE,POWER,ELECTRICAL | 6.35/11 KV;400 SQ MM;COPPER CONDUCTOR; 3 CORE;SCREENED,PLYSWS;125 M DRUM SIZE; SECURITY STOCK; | OLEX | OLEX AUSTRALIA PTY LTD | CABLE,POWER,400 SQ MM | STRATEGIC SPARE
000007007 | CABLE,POWER,ELECTRICAL | 11 KV;400 SQ MM;COPPER CONDUCTOR;SINGLE CORE;SCREENED,PLYPVC;500 M,DRUM SIZE SHALL NOT EXCEED 2400 DIA,1250 W OR 5.0 TONNES,108 MM SPINDLE HOLE; | OLEX | OLEX AUSTRALIA PTY LTD | CABLE 400 SQ MM | PURCHASE AS REQUIRED
000007015 | CABLE,POWER,ELECTRICAL | 11 KV;630 SQ MM;COPPER CONDUCTOR;SINGLE CORE;SCREENED,PLYPVC;500 M,DRUM SIZE SHALL NOT EXCEED 2400 DIA 1250 W OR 5.0 TONNES W/O ENERGEX ACCEPTANCE | OLEX | OLEX AUSTRALIA PTY LTD | KMRP32AA001CXAA | STRATEGIC SPARE
000007035 | CABLE,CONTROL,ELECTRICAL | UNDERGROUND;10 PAIR;1/0.9 MM DIA COPPER; POLYETHELENE INSULATED,UNIT TWIN CONSTRUCTION POLYESTER TAPED, POLYETHELENE CORE SCREEN INSULATED | LSCABLE | LS CABLE & SYSTEM PL - 310041 | LS07035 | CURRENT
000007040 | CABLE,CONTROL,ELECTRICAL | UNDERGROUND;20 PAIR;1/0.9 MM DIA COPPER; (ABBREV.DESCR.PEIUTPHJ)COPPER WIRE SCREENED WITH SCREENING FACTOR OF 0.3; 1200 M DRUM SIZE;SPINDLE HOLE SIZE | LSCABLE | LS CABLE & SYSTEM PL - 310041 | LS07040 | CURRENT
000007082 | CABLE,CONTROL,ELECTRICAL | AERIAL,PILOT;20 PR;1/0.9 MM;POLYETHYLENE /POLYETHYLENE,POLYESTER TAPED,COPPER TAPE SCREENED;WITH 7/2.00 GALVANISED STEEL INTEGRAL BEARER;500 M DRUM;DRUM | LSCABLE | LS CABLE & SYSTEM PL - 310041 | LS07082 | CURRENT
000007103 | WIRE,ELECTRICAL | BUILDING;COPPER,ANNEALED;1.5 SQ MM;7/0.5 7/0.50 MM;0.6/1 KV;PVC INSULATED;BLUE; 100 M DRUM SIZE;WEIGHT 3.10 KG; | PRYSMIAN | PRYSMIAN POWER CABLES & SYSTEMS AUST | 20199362 | CURRENT
000007103 | WIRE,ELECTRICAL | BUILDING;COPPER,ANNEALED;1.5 SQ MM;7/0.5 7/0.50 MM;0.6/1 KV;PVC INSULATED;BLUE; 100 M DRUM SIZE;WEIGHT 3.10 KG; | MIDLANDS | MIDLAND METALS | MMO-1X1.5 CU PVC BLU | CURRENT
000007103 | WIRE,ELECTRICAL | BUILDING;COPPER,ANNEALED;1.5 SQ MM;7/0.5 7/0.50 MM;0.6/1 KV;PVC INSULATED;BLUE; 100 M DRUM SIZE;WEIGHT 3.10 KG; | OLEX | OLEX AUSTRALIA PTY LTD | BAAP05A1001AABE | CURRENT
000007107 | WIRE,ELECTRICAL | BUILDING;COPPER,ANNEALED;1.5 SQ MM; 7/0.50 MM;0.6/1 KV;PVC INSULATED;RED; 100 M DRUM SIZE;WEIGHT 3.10 KG; | PRYSMIAN | PRYSMIAN POWER CABLES & SYSTEMS AUST | 20199359 | CURRENT
000007107 | WIRE,ELECTRICAL | BUILDING;COPPER,ANNEALED;1.5 SQ MM; 7/0.50 MM;0.6/1 KV;PVC INSULATED;RED; 100 M DRUM SIZE;WEIGHT 3.10 KG; | MIDLANDS | MIDLAND METALS | MMO-1X1.5 CU PVC RD | CURRENT
000007107 | WIRE,ELECTRICAL | BUILDING;COPPER,ANNEALED;1.5 SQ MM; 7/0.50 MM;0.6/1 KV;PVC INSULATED;RED; 100 M DRUM SIZE;WEIGHT 3.10 KG; | OLEX | OLEX AUSTRALIA PTY LTD | BAAP05A1001AARD | CURRENT
000007108 | WIRE,ELECTRICAL | BUILDING;COPPER,ANNEALED;1.5 SQ MM; 7/0.50 MM;0.6/1 KV;PVC INSULATED;WHITE; 100 M DRUM SIZE;WEIGHT 3.10 KG; | PRYSMIAN | PRYSMIAN POWER CABLES & SYSTEMS AUST | 20199361 | CURRENT
000007108 | WIRE,ELECTRICAL | BUILDING;COPPER,ANNEALED;1.5 SQ MM; 7/0.50 MM;0.6/1 KV;PVC INSULATED;WHITE; 100 M DRUM SIZE;WEIGHT 3.10 KG; | MIDLANDS | MIDLAND METALS | MMO-1X1.5 CU PVC WHT | CURRENT
000007108 | WIRE,ELECTRICAL | BUILDING;COPPER,ANNEALED;1.5 SQ MM; 7/0.50 MM;0.6/1 KV;PVC INSULATED;WHITE; 100 M DRUM SIZE;WEIGHT 3.10 KG; | OLEX | OLEX AUSTRALIA PTY LTD | BAAP05A1001AAWT | CURRENT
000007111 | CABLE,POWER,ELECTRICAL | 0.6/1 KV;2.5 SQ MM (7/0.67 MM);ANNEALED; COPPER CONDUCTOR;4 CORE W/O EARTH; CIRCULAR,PVC INSULATED,ORANGE OR BLACK PVC SHEATHED;100 M SPOOL, SPOOL WEIGHT | MIDLANDS | MIDLAND METALS | MMO-4X2.5 CU X PVC BLK | CURRENT
000007111 | CABLE,POWER,ELECTRICAL | 0.6/1 KV;2.5 SQ MM (7/0.67 MM);ANNEALED; COPPER CONDUCTOR;4 CORE W/O EARTH; CIRCULAR,PVC INSULATED,ORANGE OR BLACK PVC SHEATHED;100 M SPOOL, SPOOL WEIGHT | BAMBACH | BAMBACH WIRES & CABLES PTY LTD | T-ENQ 355 | CURRENT
000007111 | CABLE,POWER,ELECTRICAL | 0.6/1 KV;2.5 SQ MM (7/0.67 MM);ANNEALED; COPPER CONDUCTOR;4 CORE W/O EARTH; CIRCULAR,PVC INSULATED,ORANGE OR BLACK PVC SHEATHED;100 M SPOOL, SPOOL WEIGHT | OLEX | OLEX AUSTRALIA PTY LTD | HAHP07RP004CXEM | CURRENT
000007112 | CABLE,POWER,ELECTRICAL | 0.6/1 KV;2.5 SQ MM (7/0.67 MM);ANNEALED; COPPER CONDUCTOR;2 CORE;FLAT CABLE FOR S/L CIRCUITS;PVC INSULATED & SHEATHED; AS5000.1;ON 100 M CARDBOARD SPOOLS, | OLEX | OLEX AUSTRALIA PTY LTD | DACP07JJ002CXHF | CURRENT
000007112 | CABLE,POWER,ELECTRICAL | 0.6/1 KV;2.5 SQ MM (7/0.67 MM);ANNEALED; COPPER CONDUCTOR;2 CORE;FLAT CABLE FOR S/L CIRCUITS;PVC INSULATED & SHEATHED; AS5000.1;ON 100 M CARDBOARD SPOOLS, | MIDLANDS | MIDLAND METALS | MMO-2X2.5 CU X PVC BLK | CURRENT
000007112 | CABLE,POWER,ELECTRICAL | 0.6/1 KV;2.5 SQ MM (7/0.67 MM);ANNEALED; COPPER CONDUCTOR;2 CORE;FLAT CABLE FOR S/L CIRCUITS;PVC INSULATED & SHEATHED; AS5000.1;ON 100 M CARDBOARD SPOOLS, | BAMBACH | BAMBACH WIRES & CABLES PTY LTD | T-ENQ 356 | CURRENT
000007112 | CABLE,POWER,ELECTRICAL | 0.6/1 KV;2.5 SQ MM (7/0.67 MM);ANNEALED; COPPER CONDUCTOR;2 CORE;FLAT CABLE FOR S/L CIRCUITS;PVC INSULATED & SHEATHED; AS5000.1;ON 100 M CARDBOARD SPOOLS, | NANELECT | NAN ELECTRICAL CABLE AUSTRALIA PL | 2C2.5MM2 ITEM 94 | CURRENT
000007127 | CABLE,POWER,ELECTRICAL | 0.6/1kV, 4mm2, Annealed Copper Conductor, 2 Core, Flat, XLPE Insluated, Black PVC Sheathed, 1000m Drum, AS 5000.1, JTS 03-01-08 | HCA | HENGTONG CABLE AUSTRALIA PTY LTD | HCA7127EQL | CURRENT
000007127 | CABLE,POWER,ELECTRICAL | 0.6/1kV, 4mm2, Annealed Copper Conductor, 2 Core, Flat, XLPE Insluated, Black PVC Sheathed, 1000m Drum, AS 5000.1, JTS 03-01-08 | MIDLANDS | MIDLAND METALS | MMO-2X4 CU X PVC BLK | CURRENT
000007127 | CABLE,POWER,ELECTRICAL | 0.6/1kV, 4mm2, Annealed Copper Conductor, 2 Core, Flat, XLPE Insluated, Black PVC Sheathed, 1000m Drum, AS 5000.1, JTS 03-01-08 | BAMBACH | BAMBACH WIRES & CABLES PTY LTD | T-ENQ 357 | CURRENT
000007127 | CABLE,POWER,ELECTRICAL | 0.6/1kV, 4mm2, Annealed Copper Conductor, 2 Core, Flat, XLPE Insluated, Black PVC Sheathed, 1000m Drum, AS 5000.1, JTS 03-01-08 | NANELECT | NAN ELECTRICAL CABLE AUSTRALIA PL | 2C4MM2 ITEM 95 | CURRENT
000007127 | CABLE,POWER,ELECTRICAL | 0.6/1kV, 4mm2, Annealed Copper Conductor, 2 Core, Flat, XLPE Insluated, Black PVC Sheathed, 1000m Drum, AS 5000.1, JTS 03-01-08 | OLEX | OLEX AUSTRALIA PTY LTD | DACP09FR002CXAA | CURRENT
000007140 | CABLE,POWER,ELECTRICAL | Bldg Wire, 0.6/1kV, 1C, 6mm2 (7/1.04) Cu/PVC (V-90) Sheath, Red, 100m Plastic Spool, JTS 03-01-08 | MIDLANDS | MIDLAND METALS | MMO-1X6 CU PVC RD | CURRENT
000007140 | CABLE,POWER,ELECTRICAL | Bldg Wire, 0.6/1kV, 1C, 6mm2 (7/1.04) Cu/PVC (V-90) Sheath, Red, 100m Plastic Spool, JTS 03-01-08 | PRYSMIAN | PRYSMIAN POWER CABLES & SYSTEMS AUST | 20199385 | CURRENT
000007140 | CABLE,POWER,ELECTRICAL | Bldg Wire, 0.6/1kV, 1C, 6mm2 (7/1.04) Cu/PVC (V-90) Sheath, Red, 100m Plastic Spool, JTS 03-01-08 | OLEX | OLEX AUSTRALIA PTY LTD | BAAP11A1001AARD | CURRENT
000007149 | WIRE,ELECTRICAL | BUILDING;COPPER,ANNEALED;16 SQ MM; 7/1.70 MM;0.6/1 KV;PVC INSULATED;BLACK; 100 M DRUM SIZE;DRUM WEIGHT 19.27 KG; | PRYSMIAN | PRYSMIAN POWER CABLES & SYSTEMS AUST | 20199396 | CURRENT
000007149 | WIRE,ELECTRICAL | BUILDING;COPPER,ANNEALED;16 SQ MM; 7/1.70 MM;0.6/1 KV;PVC INSULATED;BLACK; 100 M DRUM SIZE;DRUM WEIGHT 19.27 KG; | MIDLANDS | MIDLAND METALS | MMO-1X16 CU PVC BLK | CURRENT
000007149 | WIRE,ELECTRICAL | BUILDING;COPPER,ANNEALED;16 SQ MM; 7/1.70 MM;0.6/1 KV;PVC INSULATED;BLACK; 100 M DRUM SIZE;DRUM WEIGHT 19.27 KG; | OLEX | OLEX AUSTRALIA PTY LTD | BAAP15A1001AABK | CURRENT
000007156 | WIRE,ELECTRICAL | BUILDING;COPPER,ANNEALED;35 SQ MM; 19/1.53 MM;0.6/1 KV;PVC INSULATED;GREEN/ YELLOW;100 M DRUM SIZE,DRUM WEIGHT 38.28 KG; | PRYSMIAN | PRYSMIAN POWER CABLES & SYSTEMS AUST | 20199406 | CURRENT
000007156 | WIRE,ELECTRICAL | BUILDING;COPPER,ANNEALED;35 SQ MM; 19/1.53 MM;0.6/1 KV;PVC INSULATED;GREEN/ YELLOW;100 M DRUM SIZE,DRUM WEIGHT 38.28 KG; | MIDLANDS | MIDLAND METALS | MMO-1X35 CU PVC G/Y | CURRENT
000007156 | WIRE,ELECTRICAL | BUILDING;COPPER,ANNEALED;35 SQ MM; 19/1.53 MM;0.6/1 KV;PVC INSULATED;GREEN/ YELLOW;100 M DRUM SIZE,DRUM WEIGHT 38.28 KG; | OLEX | OLEX AUSTRALIA PTY LTD | BAAC18AA001AAHN | CURRENT
000007159 | WIRE,ELECTRICAL | BUILDING;COPPER,ANNEALED;35 SQ MM; 19/1.53 MM;0.6/1 KV;PVC INSULATED;BLACK; 250 M DRUM SIZE,DRUM WEIGHT 38.28 KG; 36 KV;FOR LV BRIDGING ON TFMRS | MIDLANDS | MIDLAND METALS | MMO-1X35 CU PVC BLK | CURRENT
000007159 | WIRE,ELECTRICAL | BUILDING;COPPER,ANNEALED;35 SQ MM; 19/1.53 MM;0.6/1 KV;PVC INSULATED;BLACK; 250 M DRUM SIZE,DRUM WEIGHT 38.28 KG; 36 KV;FOR LV BRIDGING ON TFMRS | PRYSMIAN | PRYSMIAN POWER CABLES & SYSTEMS AUST | 20199407 | CURRENT
000007159 | WIRE,ELECTRICAL | BUILDING;COPPER,ANNEALED;35 SQ MM; 19/1.53 MM;0.6/1 KV;PVC INSULATED;BLACK; 250 M DRUM SIZE,DRUM WEIGHT 38.28 KG; 36 KV;FOR LV BRIDGING ON TFMRS | OLEX | OLEX AUSTRALIA PTY LTD | BAAC18RP001AABK | CURRENT
000007164 | WIRE,ELECTRICAL | BUILDING;COPPER,ANNEALED;50 SQ MM; 19/1.78 MM;0.6/1 KV;PVC INSULATED;BLACK; 250 M DRUM SIZE,DRUM WEIGHT 127.28 KG; | PRYSMIAN | PRYSMIAN POWER CABLES & SYSTEMS AUST | 20199409 | CURRENT
000007164 | WIRE,ELECTRICAL | BUILDING;COPPER,ANNEALED;50 SQ MM; 19/1.78 MM;0.6/1 KV;PVC INSULATED;BLACK; 250 M DRUM SIZE,DRUM WEIGHT 127.28 KG; | MIDLANDS | MIDLAND METALS | MMO-1X50 CU PVC BLK | CURRENT
000007164 | WIRE,ELECTRICAL | BUILDING;COPPER,ANNEALED;50 SQ MM; 19/1.78 MM;0.6/1 KV;PVC INSULATED;BLACK; 250 M DRUM SIZE,DRUM WEIGHT 127.28 KG; | OLEX | OLEX AUSTRALIA PTY LTD | BAAC19AA001AABK | CURRENT
000007165 | WIRE,ELECTRICAL | BUILDING;COPPER,ANNEALED;70 SQ MM; 19/2.14 MM;0.6/1 KV;PVC INSULATED;BLACK; 250 M DRUM SIZE,DRUM WEIGHT 173.69 KG; | PRYSMIAN | PRYSMIAN POWER CABLES & SYSTEMS AUST | 20199414 | CURRENT
000007165 | WIRE,ELECTRICAL | BUILDING;COPPER,ANNEALED;70 SQ MM; 19/2.14 MM;0.6/1 KV;PVC INSULATED;BLACK; 250 M DRUM SIZE,DRUM WEIGHT 173.69 KG; | MIDLANDS | MIDLAND METALS | MMO-1X70 CU PVC BLK | CURRENT
000007165 | WIRE,ELECTRICAL | BUILDING;COPPER,ANNEALED;70 SQ MM; 19/2.14 MM;0.6/1 KV;PVC INSULATED;BLACK; 250 M DRUM SIZE,DRUM WEIGHT 173.69 KG; | OLEX | OLEX AUSTRALIA PTY LTD | BAAC20AA001AABK | CURRENT
000007172 | WIRE,ELECTRICAL | BUILDING;COPPER,ANNEALED;95 SQ MM; 37/1.78 MM;0.6/1 KV;PVC INSULATED;GREEN/ YELLOW;100 M DRUM SIZE,DRUM WEIGHT 97.51 KG; | PRYSMIAN | PRYSMIAN POWER CABLES & SYSTEMS AUST | 20199417 | PURCHASE AS REQUIRED
000007172 | WIRE,ELECTRICAL | BUILDING;COPPER,ANNEALED;95 SQ MM; 37/1.78 MM;0.6/1 KV;PVC INSULATED;GREEN/ YELLOW;100 M DRUM SIZE,DRUM WEIGHT 97.51 KG; | MIDLANDS | MIDLAND METALS | MMO-1X95 CU PVC G/Y | PURCHASE AS REQUIRED
000007172 | WIRE,ELECTRICAL | BUILDING;COPPER,ANNEALED;95 SQ MM; 37/1.78 MM;0.6/1 KV;PVC INSULATED;GREEN/ YELLOW;100 M DRUM SIZE,DRUM WEIGHT 97.51 KG; | OLEX | OLEX AUSTRALIA PTY LTD | BAAC22AA001AAHN | PURCHASE AS REQUIRED
000007173 | WIRE,ELECTRICAL | BUILDING;COPPER,ANNEALED;95 SQ MM; 37/1.78 MM;0.6/1 KV;PVC INSULATED;BLACK; 250 M DRUM SIZE,DRUM WEIGHT241.79 KG; | PRYSMIAN | PRYSMIAN POWER CABLES & SYSTEMS AUST | 20199418 | CURRENT
000007173 | WIRE,ELECTRICAL | BUILDING;COPPER,ANNEALED;95 SQ MM; 37/1.78 MM;0.6/1 KV;PVC INSULATED;BLACK; 250 M DRUM SIZE,DRUM WEIGHT241.79 KG; | MIDLANDS | MIDLAND METALS | MMO-1X95 CU PVC BLK | CURRENT
000007173 | WIRE,ELECTRICAL | BUILDING;COPPER,ANNEALED;95 SQ MM; 37/1.78 MM;0.6/1 KV;PVC INSULATED;BLACK; 250 M DRUM SIZE,DRUM WEIGHT241.79 KG; | OLEX | OLEX AUSTRALIA PTY LTD | BAAC22AA001AABK | CURRENT
000007177 | WIRE,ELECTRICAL | BUILDING;COPPER,ANNEALED;120 SQ MM; 37/2.03 MM;0.6/1 KV;PVC INSULATED;BLACK; 250 M DRUM,DRUM WEIGHT 315.27 KG; | PRYSMIAN | PRYSMIAN POWER CABLES & SYSTEMS AUST | 20199422 | CURRENT
000007177 | WIRE,ELECTRICAL | BUILDING;COPPER,ANNEALED;120 SQ MM; 37/2.03 MM;0.6/1 KV;PVC INSULATED;BLACK; 250 M DRUM,DRUM WEIGHT 315.27 KG; | MIDLANDS | MIDLAND METALS | MMO-1X120 CU PVC BLK | CURRENT
000007177 | WIRE,ELECTRICAL | BUILDING;COPPER,ANNEALED;120 SQ MM; 37/2.03 MM;0.6/1 KV;PVC INSULATED;BLACK; 250 M DRUM,DRUM WEIGHT 315.27 KG; | OLEX | OLEX AUSTRALIA PTY LTD | BAAP23AA001AABK | CURRENT
000007181 | WIRE,ELECTRICAL | BUILDING;COPPER,ANNEALED;185 SQ MM; 37/2.52 MM;0.6/1 KV;PVC INSULATED;BLACK; 250 M DRUM SIZE,483.18 KG; | PRYSMIAN | PRYSMIAN POWER CABLES & SYSTEMS AUST | 20199427 | CURRENT
000007181 | WIRE,ELECTRICAL | BUILDING;COPPER,ANNEALED;185 SQ MM; 37/2.52 MM;0.6/1 KV;PVC INSULATED;BLACK; 250 M DRUM SIZE,483.18 KG; | MIDLANDS | MIDLAND METALS | MMO-1X185 CU PVC BLK | CURRENT
000007181 | WIRE,ELECTRICAL | BUILDING;COPPER,ANNEALED;185 SQ MM; 37/2.52 MM;0.6/1 KV;PVC INSULATED;BLACK; 250 M DRUM SIZE,483.18 KG; | OLEX | OLEX AUSTRALIA PTY LTD | BAAP25RP001AACX | CURRENT
000007185 | CABLE,POWER,ELECTRICAL | Bldg Wire, 0.6/1kV, 300mm2 Double Insulated (91/2.05), Annealed Cu XLPE/PVC-X-90, Black, 100m Drum | MIDLANDS | MIDLAND METALS | MMO-1X300 CU X PVC BLK | CURRENT
000007185 | CABLE,POWER,ELECTRICAL | Bldg Wire, 0.6/1kV, 300mm2 Double Insulated (91/2.05), Annealed Cu XLPE/PVC-X-90, Black, 100m Drum | OLEX | OLEX AUSTRALIA PTY LTD | BDBP27AA001CXNA | CURRENT
000007191 | WIRE,ELECTRICAL | 450/750V, 1C x 4mm2 (7/0.85) Cu Annealed PVC Insulated/PVC Sheath, Black/White, 100m Drum | PRYSMIAN | PRYSMIAN POWER CABLES & SYSTEMS AUST | 20199441 | CURRENT
000007191 | WIRE,ELECTRICAL | 450/750V, 1C x 4mm2 (7/0.85) Cu Annealed PVC Insulated/PVC Sheath, Black/White, 100m Drum | MIDLANDS | MIDLAND METALS | MMO-1X4 CU PVC PVC BLK/WHT | CURRENT
000007191 | WIRE,ELECTRICAL | 450/750V, 1C x 4mm2 (7/0.85) Cu Annealed PVC Insulated/PVC Sheath, Black/White, 100m Drum | OLEX | OLEX AUSTRALIA PTY LTD | AABP09A1001WTBK | CURRENT
000007192 | WIRE,ELECTRICAL | COPPER ANNEALED;6.0 SQ MM;7/1.04 MM; 450/750V;PVC INSULATED,PVC SHEATHED (SINGLE CORE);RED INSULATED,WHITE SHEATHED;100 M DRUM SIZE;WEIGHT 10 KG; | PRYSMIAN | PRYSMIAN POWER CABLES & SYSTEMS AUST | 20199442 | CURRENT
000007192 | WIRE,ELECTRICAL | COPPER ANNEALED;6.0 SQ MM;7/1.04 MM; 450/750V;PVC INSULATED,PVC SHEATHED (SINGLE CORE);RED INSULATED,WHITE SHEATHED;100 M DRUM SIZE;WEIGHT 10 KG; | HAYMANS | HAYMANS ELECTRICAL | CBL6SDIRD | CURRENT
000007192 | WIRE,ELECTRICAL | COPPER ANNEALED;6.0 SQ MM;7/1.04 MM; 450/750V;PVC INSULATED,PVC SHEATHED (SINGLE CORE);RED INSULATED,WHITE SHEATHED;100 M DRUM SIZE;WEIGHT 10 KG; | MIDLANDS | MIDLAND METALS | MMO-1X6 CU PVC PVC RD/WHT | CURRENT
000007192 | WIRE,ELECTRICAL | COPPER ANNEALED;6.0 SQ MM;7/1.04 MM; 450/750V;PVC INSULATED,PVC SHEATHED (SINGLE CORE);RED INSULATED,WHITE SHEATHED;100 M DRUM SIZE;WEIGHT 10 KG; | OLEX | OLEX AUSTRALIA PTY LTD | AABP11A1101WTRD | CURRENT
000007195 | WIRE,ELECTRICAL | BUILDING;COPPER,ANNEALED;16 SQ MM; 7/1.70 MM;450/750V ;PVC INSULATED,PVC SHEATHED (SINGLE CORE);RED INSULATED, GREY OR WHITE SHEATHED;100 M DRUM SIZE, | MIDLANDS | MIDLAND METALS | MMO-1X16 CU PVC PVC RD/WHT | CURRENT
000007195 | WIRE,ELECTRICAL | BUILDING;COPPER,ANNEALED;16 SQ MM; 7/1.70 MM;450/750V ;PVC INSULATED,PVC SHEATHED (SINGLE CORE);RED INSULATED, GREY OR WHITE SHEATHED;100 M DRUM SIZE, | PRYSMIAN | PRYSMIAN POWER CABLES & SYSTEMS AUST | 20199446 | CURRENT
000007195 | WIRE,ELECTRICAL | BUILDING;COPPER,ANNEALED;16 SQ MM; 7/1.70 MM;450/750V ;PVC INSULATED,PVC SHEATHED (SINGLE CORE);RED INSULATED, GREY OR WHITE SHEATHED;100 M DRUM SIZE, | HAYMANS | HAYMANS ELECTRICAL | CBL16SDIRD | CURRENT
000007195 | WIRE,ELECTRICAL | BUILDING;COPPER,ANNEALED;16 SQ MM; 7/1.70 MM;450/750V ;PVC INSULATED,PVC SHEATHED (SINGLE CORE);RED INSULATED, GREY OR WHITE SHEATHED;100 M DRUM SIZE, | OLEX | OLEX AUSTRALIA PTY LTD | AABP15A1001WVRD | CURRENT
000007208 | CABLE,CONTROL,ELECTRICAL | Control, 450/750V, 2C, 2.5mm2, PVC/PVC Black Sheath, (7/0.67) Metre Marked, Numbered Active Cores, 250m Wood Drum, Drum Weight 55kg, AS5000.3 | MIDLANDS | MIDLAND METALS | MMO-2X2.5 CU PVC PVC UG | CURRENT
000007208 | CABLE,CONTROL,ELECTRICAL | Control, 450/750V, 2C, 2.5mm2, PVC/PVC Black Sheath, (7/0.67) Metre Marked, Numbered Active Cores, 250m Wood Drum, Drum Weight 55kg, AS5000.3 | BAMBACH | BAMBACH WIRES & CABLES PTY LTD | T-ENQ 223 | CURRENT
000007208 | CABLE,CONTROL,ELECTRICAL | Control, 450/750V, 2C, 2.5mm2, PVC/PVC Black Sheath, (7/0.67) Metre Marked, Numbered Active Cores, 250m Wood Drum, Drum Weight 55kg, AS5000.3 | MIDMETAL |  | MMO-2 X 2.5 CU PVC PVC UG | CURRENT
000007208 | CABLE,CONTROL,ELECTRICAL | Control, 450/750V, 2C, 2.5mm2, PVC/PVC Black Sheath, (7/0.67) Metre Marked, Numbered Active Cores, 250m Wood Drum, Drum Weight 55kg, AS5000.3 | OLEX | OLEX AUSTRALIA PTY LTD | DAHP07RP002CXWW | CURRENT
000007209 | CABLE,CONTROL,ELECTRICAL | Control, 450/750V, 4C, 2.5mm2, PVC/PVC Black Sheath, (7/0.67) Metre Marked, Numbered Active Cores, 250m Wood Drum, Drum Weight 75kg, AS5000.3 | MIDLANDS | MIDLAND METALS | MMO-4X2.5 CU PVC PVC UG | CURRENT
000007209 | CABLE,CONTROL,ELECTRICAL | Control, 450/750V, 4C, 2.5mm2, PVC/PVC Black Sheath, (7/0.67) Metre Marked, Numbered Active Cores, 250m Wood Drum, Drum Weight 75kg, AS5000.3 | BAMBACH | BAMBACH WIRES & CABLES PTY LTD | T-ENQ 224 | CURRENT
000007209 | CABLE,CONTROL,ELECTRICAL | Control, 450/750V, 4C, 2.5mm2, PVC/PVC Black Sheath, (7/0.67) Metre Marked, Numbered Active Cores, 250m Wood Drum, Drum Weight 75kg, AS5000.3 | MIDMETAL |  | MMO-4 X 2.5 CU PVC PVC UG | CURRENT
000007209 | CABLE,CONTROL,ELECTRICAL | Control, 450/750V, 4C, 2.5mm2, PVC/PVC Black Sheath, (7/0.67) Metre Marked, Numbered Active Cores, 250m Wood Drum, Drum Weight 75kg, AS5000.3 | OLEX | OLEX AUSTRALIA PTY LTD | HAHP07RP004CXWW | CURRENT
000007210 | CABLE,CONTROL,ELECTRICAL | Control, 450/750V, 8C, 2.5mm2, PVC/PVC Black Sheath, (7/0.67) Metre Marked, Numbered Active Cores, 250m Wood Drum, Drum Weight 124kg, AS5000.3; | MIDLANDS | MIDLAND METALS | MMO-8X2.5 CU PVC PVC UG | CURRENT
000007210 | CABLE,CONTROL,ELECTRICAL | Control, 450/750V, 8C, 2.5mm2, PVC/PVC Black Sheath, (7/0.67) Metre Marked, Numbered Active Cores, 250m Wood Drum, Drum Weight 124kg, AS5000.3; | BAMBACH | BAMBACH WIRES & CABLES PTY LTD | T-ENQ 225 | CURRENT
000007210 | CABLE,CONTROL,ELECTRICAL | Control, 450/750V, 8C, 2.5mm2, PVC/PVC Black Sheath, (7/0.67) Metre Marked, Numbered Active Cores, 250m Wood Drum, Drum Weight 124kg, AS5000.3; | MIDMETAL |  | MMO-8 X 2.5 CU PVC PVC UG | CURRENT
000007210 | CABLE,CONTROL,ELECTRICAL | Control, 450/750V, 8C, 2.5mm2, PVC/PVC Black Sheath, (7/0.67) Metre Marked, Numbered Active Cores, 250m Wood Drum, Drum Weight 124kg, AS5000.3; | OLEX | OLEX AUSTRALIA PTY LTD | BPAP07RP008CXWW | CURRENT
000007211 | CABLE,CONTROL,ELECTRICAL | Control, 450/750V, 12C, 2.5mm2, PVC/PVC Black Sheath, (7/0.67) Metre Marked, Numbered Active Cores, 250m Wood Drum, Drum Weight 160kg, AS5000.3 | MIDLANDS | MIDLAND METALS | MMO-12X2.5 CU PVC PVC UG | CURRENT
000007211 | CABLE,CONTROL,ELECTRICAL | Control, 450/750V, 12C, 2.5mm2, PVC/PVC Black Sheath, (7/0.67) Metre Marked, Numbered Active Cores, 250m Wood Drum, Drum Weight 160kg, AS5000.3 | BAMBACH | BAMBACH WIRES & CABLES PTY LTD | T-ENQ 226 | CURRENT
000007211 | CABLE,CONTROL,ELECTRICAL | Control, 450/750V, 12C, 2.5mm2, PVC/PVC Black Sheath, (7/0.67) Metre Marked, Numbered Active Cores, 250m Wood Drum, Drum Weight 160kg, AS5000.3 | MIDMETAL |  | MMO-12 X 2.5 CU PVC PVC UG | CURRENT
000007211 | CABLE,CONTROL,ELECTRICAL | Control, 450/750V, 12C, 2.5mm2, PVC/PVC Black Sheath, (7/0.67) Metre Marked, Numbered Active Cores, 250m Wood Drum, Drum Weight 160kg, AS5000.3 | OLEX | OLEX AUSTRALIA PTY LTD | BPAP07RP012CXWW | CURRENT
000007212 | CABLE,CONTROL,ELECTRICAL | Control, 450/750V, 8C, 6mm2, PVC/PVC Black Sheath, (7/1.04) Metre Marked, Numbered Active Cores, 250m Wood Drum, Drum Weight 226kg, AS5000.3 | MIDLANDS | MIDLAND METALS | MMO-8X6 CU PVC PVC UG | CURRENT
000007212 | CABLE,CONTROL,ELECTRICAL | Control, 450/750V, 8C, 6mm2, PVC/PVC Black Sheath, (7/1.04) Metre Marked, Numbered Active Cores, 250m Wood Drum, Drum Weight 226kg, AS5000.3 | BAMBACH | BAMBACH WIRES & CABLES PTY LTD | T-ENQ 234 | CURRENT
000007212 | CABLE,CONTROL,ELECTRICAL | Control, 450/750V, 8C, 6mm2, PVC/PVC Black Sheath, (7/1.04) Metre Marked, Numbered Active Cores, 250m Wood Drum, Drum Weight 226kg, AS5000.3 | MIDMETAL |  | MMO-8 X 6 CU PVC PVC UG | CURRENT
000007213 | CABLE,CONTROL,ELECTRICAL | Control, 450/750V, 4C, 6mm2, PVC/PVC Black Sheath, (7/1.04) Metre Marked, Numbered Active Cores, 250m Wood Drum, Drum Weight 144kg, AS5000.3 | MIDLANDS | MIDLAND METALS | MMO-4X6 CU PVC PVC UG | CURRENT
000007213 | CABLE,CONTROL,ELECTRICAL | Control, 450/750V, 4C, 6mm2, PVC/PVC Black Sheath, (7/1.04) Metre Marked, Numbered Active Cores, 250m Wood Drum, Drum Weight 144kg, AS5000.3 | BAMBACH | BAMBACH WIRES & CABLES PTY LTD | T-ENQ 233 | CURRENT
000007213 | CABLE,CONTROL,ELECTRICAL | Control, 450/750V, 4C, 6mm2, PVC/PVC Black Sheath, (7/1.04) Metre Marked, Numbered Active Cores, 250m Wood Drum, Drum Weight 144kg, AS5000.3 | MIDMETAL |  | MMO-4 X 6 CU PVC PVC UG | CURRENT
000007213 | CABLE,CONTROL,ELECTRICAL | Control, 450/750V, 4C, 6mm2, PVC/PVC Black Sheath, (7/1.04) Metre Marked, Numbered Active Cores, 250m Wood Drum, Drum Weight 144kg, AS5000.3 | OLEX | OLEX AUSTRALIA PTY LTD | HAHP11RP004CXWW | CURRENT
000007214 | CABLE,CONTROL,ELECTRICAL | Control, 450/750V, 4C, 10mm2, PVC/PVC Black Sheath, (7/1.35) Metre Marked, Numbered Active Cores, 250m Wood Drum, Drum Weight 189kg, AS5000.3 | MIDLANDS | MIDLAND METALS | MMO-4X10 CU PVC PVC UG | CURRENT
000007214 | CABLE,CONTROL,ELECTRICAL | Control, 450/750V, 4C, 10mm2, PVC/PVC Black Sheath, (7/1.35) Metre Marked, Numbered Active Cores, 250m Wood Drum, Drum Weight 189kg, AS5000.3 | BAMBACH | BAMBACH WIRES & CABLES PTY LTD | T-ENQ 237 | CURRENT
000007214 | CABLE,CONTROL,ELECTRICAL | Control, 450/750V, 4C, 10mm2, PVC/PVC Black Sheath, (7/1.35) Metre Marked, Numbered Active Cores, 250m Wood Drum, Drum Weight 189kg, AS5000.3 | MIDMETAL |  | MMO-4 X 10 CU PVC PVC UG | CURRENT
000007214 | CABLE,CONTROL,ELECTRICAL | Control, 450/750V, 4C, 10mm2, PVC/PVC Black Sheath, (7/1.35) Metre Marked, Numbered Active Cores, 250m Wood Drum, Drum Weight 189kg, AS5000.3 | OLEX | OLEX AUSTRALIA PTY LTD | HAHP13RP004CXWW | CURRENT
000007215 | CABLE,CONTROL,ELECTRICAL | Control, 450/750V, 2C, 10mm2, PVC/PVC, Black Sheath, (7/1.35) Metre Marked, Numbered Active Cores, 250m Wood Drum, Drum Weight 135kg, AS5000.3 | BAMBACH | BAMBACH WIRES & CABLES PTY LTD | T-ENQ 236 | CURRENT
000007215 | CABLE,CONTROL,ELECTRICAL | Control, 450/750V, 2C, 10mm2, PVC/PVC, Black Sheath, (7/1.35) Metre Marked, Numbered Active Cores, 250m Wood Drum, Drum Weight 135kg, AS5000.3 | MIDLANDS | MIDLAND METALS | MMO-2 X 10 CU PVC PVC UG | CURRENT
000007215 | CABLE,CONTROL,ELECTRICAL | Control, 450/750V, 2C, 10mm2, PVC/PVC, Black Sheath, (7/1.35) Metre Marked, Numbered Active Cores, 250m Wood Drum, Drum Weight 135kg, AS5000.3 | OLEX | OLEX AUSTRALIA PTY LTD | DAHP13RP002CXWW | CURRENT
000007218 | CABLE,CONTROL,ELECTRICAL | Control, 450/750V, 2C, 25mm2, PVC/PVC, Black Sheath, (19/1.35) Metre Marked, Numbered Active Cores, 250m Wood Drum, Drum Weight 210kg, AS5000.3 | BAMBACH | BAMBACH WIRES & CABLES PTY LTD | T-ENQ 240 | CURRENT
000007218 | CABLE,CONTROL,ELECTRICAL | Control, 450/750V, 2C, 25mm2, PVC/PVC, Black Sheath, (19/1.35) Metre Marked, Numbered Active Cores, 250m Wood Drum, Drum Weight 210kg, AS5000.3 | MIDLANDS | MIDLAND METALS | MMO-2 X 25 CU PVC PVC UG | CURRENT
000007218 | CABLE,CONTROL,ELECTRICAL | Control, 450/750V, 2C, 25mm2, PVC/PVC, Black Sheath, (19/1.35) Metre Marked, Numbered Active Cores, 250m Wood Drum, Drum Weight 210kg, AS5000.3 | OLEX | OLEX AUSTRALIA PTY LTD | DAHC17RP002CXWW | CURRENT
000007219 | CABLE,CONTROL,ELECTRICAL | Control, 450/750V, 4C, 25mm2, PVC/PVC, Black Sheath, (19/1.35) Metre Marked, Numbered Active Cores, 250m Wood Drum, Drum Weight 352kg, AS5000.3 | MIDLANDS | MIDLAND METALS | MMO-4 X 25 CU PVC PVC UG | CURRENT
000007219 | CABLE,CONTROL,ELECTRICAL | Control, 450/750V, 4C, 25mm2, PVC/PVC, Black Sheath, (19/1.35) Metre Marked, Numbered Active Cores, 250m Wood Drum, Drum Weight 352kg, AS5000.3 | OLEX | OLEX AUSTRALIA PTY LTD | HAHC17RP004CXWW | CURRENT
000007228 | CABLE,POWER,ELECTRICAL | 0.6/1 KV;16 SQ MM (7/1.70 MM);HARD DRAWN ;COPPER CONDUCTOR;2 CORE,3 CONDUCTOR; NEUTRAL SCREENED,PVC INSULATED,BLACK PVC SHEATHED;AS3155;250 M DRUM SIZE; | MIDLANDS | MIDLAND METALS | T35706 | PURCHASE AS REQUIRED
000007228 | CABLE,POWER,ELECTRICAL | 0.6/1 KV;16 SQ MM (7/1.70 MM);HARD DRAWN ;COPPER CONDUCTOR;2 CORE,3 CONDUCTOR; NEUTRAL SCREENED,PVC INSULATED,BLACK PVC SHEATHED;AS3155;250 M DRUM SIZE; | OLEX | OLEX AUSTRALIA PTY LTD | DAET15AA002BKAA | PURCHASE AS REQUIRED
000007238 | CORD,ELECTRICAL | 1.50 SQ MM;30/0.25 MM;0.6/1 KV;PVC; 1 CORE;BLACK;FLEXIBLE COPPER; HEAT RESISTANT V90 DEG;100 M DRUM SIZE;WEIGHT 3.10 KG; | MIDLANDS | MIDLAND METALS | MMO-1X1.5 CU HDPVC BLK | CURRENT
000007238 | CORD,ELECTRICAL | 1.50 SQ MM;30/0.25 MM;0.6/1 KV;PVC; 1 CORE;BLACK;FLEXIBLE COPPER; HEAT RESISTANT V90 DEG;100 M DRUM SIZE;WEIGHT 3.10 KG; | PRYSMIAN | PRYSMIAN POWER CABLES & SYSTEMS AUST | 20198148 | CURRENT
000007238 | CORD,ELECTRICAL | 1.50 SQ MM;30/0.25 MM;0.6/1 KV;PVC; 1 CORE;BLACK;FLEXIBLE COPPER; HEAT RESISTANT V90 DEG;100 M DRUM SIZE;WEIGHT 3.10 KG; | OLEX | OLEX AUSTRALIA PTY LTD | BAAR54A1D01AABK | CURRENT
000007240 | CORD,ELECTRICAL | 1.50 SQ MM;30/0.25 MM;0.6/1 KV;PVC; 1 CORE;RED;FLEXIBLE COPPER; HEAT RESISTANT 105 DEG;100 M DRUM SIZE; WEIGHT 3.10 KG; | MIDLANDS | MIDLAND METALS | MMO-1X1.5 CU HDPVC RD | CURRENT
000007240 | CORD,ELECTRICAL | 1.50 SQ MM;30/0.25 MM;0.6/1 KV;PVC; 1 CORE;RED;FLEXIBLE COPPER; HEAT RESISTANT 105 DEG;100 M DRUM SIZE; WEIGHT 3.10 KG; | PRYSMIAN | PRYSMIAN POWER CABLES & SYSTEMS AUST | 20198147 | CURRENT
000007240 | CORD,ELECTRICAL | 1.50 SQ MM;30/0.25 MM;0.6/1 KV;PVC; 1 CORE;RED;FLEXIBLE COPPER; HEAT RESISTANT 105 DEG;100 M DRUM SIZE; WEIGHT 3.10 KG; | OLEX | OLEX AUSTRALIA PTY LTD | BAAR54A1D01AARD | CURRENT
000007261 | CABLE,POWER,ELECTRICAL | 250/440 V;1.5 SQ MM (28/0.26 MM); ANNEALED;COPPER CONDUCTOR;3 CORE; FLEXIBLE CORD,ORDINARY DUTY PVC INSULATED & SHEATHED;100 M DRUM SIZE, | MIDLANDS | MIDLAND METALS | MMO-3X1.5 CU PVC PVC | CURRENT
000007261 | CABLE,POWER,ELECTRICAL | 250/440 V;1.5 SQ MM (28/0.26 MM); ANNEALED;COPPER CONDUCTOR;3 CORE; FLEXIBLE CORD,ORDINARY DUTY PVC INSULATED & SHEATHED;100 M DRUM SIZE, | PRYSMIAN | PRYSMIAN POWER CABLES & SYSTEMS AUST | 20198120 | CURRENT
000007261 | CABLE,POWER,ELECTRICAL | 250/440 V;1.5 SQ MM (28/0.26 MM); ANNEALED;COPPER CONDUCTOR;3 CORE; FLEXIBLE CORD,ORDINARY DUTY PVC INSULATED & SHEATHED;100 M DRUM SIZE, | OLEX | OLEX AUSTRALIA PTY LTD | EAHR04A1003GYAA | CURRENT
000007262 | CABLE,POWER,ELECTRICAL | 250/440 V;1.5 SQ MM (30/0.25 MM); ANNEALED;COPPER CONDUCTOR;4 CORE; FLEXIBLE CORD,ORDINARY DUTY PVC INSULATED & SHEATHED; | OLEX | OLEX AUSTRALIA PTY LTD | GAHR04AA004 | PURCHASE AS REQUIRED
000007264 | CORD,ELECTRICAL | 1 SQ MM;32/0.20 MM;0.6/1 KV;PVC;1 CORE; GREY;FLEXIBLE COPPER;HEAT RESISTANT 105 DEG;100 M DRUM SIZE;WEIGHT 2.62 KG; | MIDLANDS | MIDLAND METALS | MMO-1X1 CU HDPVC GRY | CURRENT
000007264 | CORD,ELECTRICAL | 1 SQ MM;32/0.20 MM;0.6/1 KV;PVC;1 CORE; GREY;FLEXIBLE COPPER;HEAT RESISTANT 105 DEG;100 M DRUM SIZE;WEIGHT 2.62 KG; | PRYSMIAN | PRYSMIAN POWER CABLES & SYSTEMS AUST | 5020090 | CURRENT
000007264 | CORD,ELECTRICAL | 1 SQ MM;32/0.20 MM;0.6/1 KV;PVC;1 CORE; GREY;FLEXIBLE COPPER;HEAT RESISTANT 105 DEG;100 M DRUM SIZE;WEIGHT 2.62 KG; | OLEX | OLEX AUSTRALIA PTY LTD | BAAR53A1D01AAGY | CURRENT
000007270 | CORD,ELECTRICAL | 2.5 SQMM MIN 47 STRAND; 0.6/1 KV;PVC;1 CORE ;GREY;FLEXIBLE COPPER;HEAT RESISTANT V90;100 M,REEL WEIGHT 20.44 KG/100 M; | MIDLANDS | MIDLAND METALS | MMO-1X2.5CU HD PVC GRY | CURRENT
000007270 | CORD,ELECTRICAL | 2.5 SQMM MIN 47 STRAND; 0.6/1 KV;PVC;1 CORE ;GREY;FLEXIBLE COPPER;HEAT RESISTANT V90;100 M,REEL WEIGHT 20.44 KG/100 M; | PRYSMIAN | PRYSMIAN POWER CABLES & SYSTEMS AUST | 20198183 | CURRENT
000007270 | CORD,ELECTRICAL | 2.5 SQMM MIN 47 STRAND; 0.6/1 KV;PVC;1 CORE ;GREY;FLEXIBLE COPPER;HEAT RESISTANT V90;100 M,REEL WEIGHT 20.44 KG/100 M; | OLEX | OLEX AUSTRALIA PTY LTD | BAAR55A1D01AAGY | CURRENT
000007306 | CABLE,CONTROL,ELECTRICAL | Sub Control, 2C, 1 PR Twisted PVC/PVC, Cream Sheath, (1/0.5) Screened, Colour Coding to Telecom Sched C5260 Appendix A, 250m Drum, Indoor Only | OLEX | OLEX AUSTRALIA PTY LTD | TJI590AA001 CMAA | CURRENT
000007316 | WIRE,ELECTRICAL | AERIAL;ALUMINIUM CONDUCTOR STEEL REINFORCED/GALV (ACSR/GZ);30/3.00 MM+7/3 .00 MM;W/GREASED CORE;CODE -LEMON;2400 M DRUM SIZE;FOR PROJECT REQUIREMENTS; | OLEX | OLEX AUSTRALIA PTY LTD | ABGM05AA001 AAAA9-LEMON | STRATEGIC SPARE
000007326 | WIRE,ELECTRICAL | AERIAL;ALL ALUMINIUM CONDUCTOR (AAC); 7/3.75 MM;W/GREASED CORE;CODE - MARS; 1900 M DRUM SIZE;DRUM WEIGHT METAL DRUM 560 KG,WOODEN DRUM 502 KG; | ZTTCABLE | JIANGSU ZHONGTIAN TECHNOLOGY CO PL | 7/3.75 (MARS) | CURRENT
000007326 | WIRE,ELECTRICAL | AERIAL;ALL ALUMINIUM CONDUCTOR (AAC); 7/3.75 MM;W/GREASED CORE;CODE - MARS; 1900 M DRUM SIZE;DRUM WEIGHT METAL DRUM 560 KG,WOODEN DRUM 502 KG; | JUBATUS | JUBATUS CONSULTING PL | 7/3.75 (MARS) | CURRENT
000007326 | WIRE,ELECTRICAL | AERIAL;ALL ALUMINIUM CONDUCTOR (AAC); 7/3.75 MM;W/GREASED CORE;CODE - MARS; 1900 M DRUM SIZE;DRUM WEIGHT METAL DRUM 560 KG,WOODEN DRUM 502 KG; | MIDAL | MIDAL CABLES INTERNATIONAL PL | 7/3.75 MARS | CURRENT
000007326 | WIRE,ELECTRICAL | AERIAL;ALL ALUMINIUM CONDUCTOR (AAC); 7/3.75 MM;W/GREASED CORE;CODE - MARS; 1900 M DRUM SIZE;DRUM WEIGHT METAL DRUM 560 KG,WOODEN DRUM 502 KG; | MIDLANDS | MIDLAND METALS | MMO-MARS | CURRENT
000007326 | WIRE,ELECTRICAL | AERIAL;ALL ALUMINIUM CONDUCTOR (AAC); 7/3.75 MM;W/GREASED CORE;CODE - MARS; 1900 M DRUM SIZE;DRUM WEIGHT METAL DRUM 560 KG,WOODEN DRUM 502 KG; | OLEX | OLEX AUSTRALIA PTY LTD | MARS | CURRENT
000007327 | WIRE,ELECTRICAL | AERIAL;ALL ALUMINIUM CONDUCTOR (AAC); 7/4.75 MM;W/GREASED CORE;CODE - MOON; 2200 M DRUM SIZE,DRUM WEIGHT 876 KG; | ZTTCABLE | JIANGSU ZHONGTIAN TECHNOLOGY CO PL | 7/4.75 (MOON) | CURRENT
000007327 | WIRE,ELECTRICAL | AERIAL;ALL ALUMINIUM CONDUCTOR (AAC); 7/4.75 MM;W/GREASED CORE;CODE - MOON; 2200 M DRUM SIZE,DRUM WEIGHT 876 KG; | JUBATUS | JUBATUS CONSULTING PL | 7/4.75 (MOON) | CURRENT
000007327 | WIRE,ELECTRICAL | AERIAL;ALL ALUMINIUM CONDUCTOR (AAC); 7/4.75 MM;W/GREASED CORE;CODE - MOON; 2200 M DRUM SIZE,DRUM WEIGHT 876 KG; | MIDAL | MIDAL CABLES INTERNATIONAL PL | G32# 04 | CURRENT
000007327 | WIRE,ELECTRICAL | AERIAL;ALL ALUMINIUM CONDUCTOR (AAC); 7/4.75 MM;W/GREASED CORE;CODE - MOON; 2200 M DRUM SIZE,DRUM WEIGHT 876 KG; | MIDLANDS | MIDLAND METALS | MMO-MOON | CURRENT
000007327 | WIRE,ELECTRICAL | AERIAL;ALL ALUMINIUM CONDUCTOR (AAC); 7/4.75 MM;W/GREASED CORE;CODE - MOON; 2200 M DRUM SIZE,DRUM WEIGHT 876 KG; | OLEX | OLEX AUSTRALIA PTY LTD | MOON | CURRENT
000007328 | WIRE,ELECTRICAL | AERIAL;ALL ALUMINIUM CONDUCTOR (AAC); 19/3.75 MM;W/GREASED CORE;CODE - PLUTO ;1200 M DRUM SIZE,DRUM WEIGHT 832 KG; | ZTTCABLE | JIANGSU ZHONGTIAN TECHNOLOGY CO PL | 19/3.75 (PLUTO) | CURRENT
000007328 | WIRE,ELECTRICAL | AERIAL;ALL ALUMINIUM CONDUCTOR (AAC); 19/3.75 MM;W/GREASED CORE;CODE - PLUTO ;1200 M DRUM SIZE,DRUM WEIGHT 832 KG; | JUBATUS | JUBATUS CONSULTING PL | 19/3.75 (PLUTO) | CURRENT
000007328 | WIRE,ELECTRICAL | AERIAL;ALL ALUMINIUM CONDUCTOR (AAC); 19/3.75 MM;W/GREASED CORE;CODE - PLUTO ;1200 M DRUM SIZE,DRUM WEIGHT 832 KG; | MIDAL | MIDAL CABLES INTERNATIONAL PL | 19/3.75 PLUTO | CURRENT
000007328 | WIRE,ELECTRICAL | AERIAL;ALL ALUMINIUM CONDUCTOR (AAC); 19/3.75 MM;W/GREASED CORE;CODE - PLUTO ;1200 M DRUM SIZE,DRUM WEIGHT 832 KG; | MIDLANDS | MIDLAND METALS | MMO-PLUTO | CURRENT
000007328 | WIRE,ELECTRICAL | AERIAL;ALL ALUMINIUM CONDUCTOR (AAC); 19/3.75 MM;W/GREASED CORE;CODE - PLUTO ;1200 M DRUM SIZE,DRUM WEIGHT 832 KG; | OLEX | OLEX AUSTRALIA PTY LTD | PLUTO | CURRENT
000007336 | BASE,RELAY | DIN RAIL MOUNT;8 FEMALE CONT;PLUG-IN CONN TERM;PLASTIC BODY;PACK OF 1; REQUIRES SEPERATE RETAINING CLIP IZUMI TYPE SY4S-Q2F1,FOR IZUMI RELAY TYPE RHZB | HAYMANS | HAYMANS ELECTRICAL | IDCSH2B05C | CURRENT
000007336 | BASE,RELAY | DIN RAIL MOUNT;8 FEMALE CONT;PLUG-IN CONN TERM;PLASTIC BODY;PACK OF 1; REQUIRES SEPERATE RETAINING CLIP IZUMI TYPE SY4S-Q2F1,FOR IZUMI RELAY TYPE RHZB | IZUMIDEN |  | IDCSH2B-05C | CURRENT
000007336 | BASE,RELAY | DIN RAIL MOUNT;8 FEMALE CONT;PLUG-IN CONN TERM;PLASTIC BODY;PACK OF 1; REQUIRES SEPERATE RETAINING CLIP IZUMI TYPE SY4S-Q2F1,FOR IZUMI RELAY TYPE RHZB | CNWPL | CNW PL - SLACKS CREEK | SH2B-05C | CURRENT
000007338 | BASE,RELAY | DIN RAIL MOUNT;14 FEMALE CONT;PLUG-IN CONN TERM;PLASTIC BODY;PACK OF 1; REQUIRES SEPERATE RETAINING CLIP IZUMI TYPE SH4B-05F1,FOR IZUMI RELAY TYPE RH4B | HAYMANS | HAYMANS ELECTRICAL | IDCSH4B05C | CURRENT
000007338 | BASE,RELAY | DIN RAIL MOUNT;14 FEMALE CONT;PLUG-IN CONN TERM;PLASTIC BODY;PACK OF 1; REQUIRES SEPERATE RETAINING CLIP IZUMI TYPE SH4B-05F1,FOR IZUMI RELAY TYPE RH4B | IZUMIDEN |  | IDCSH4B-05C | CURRENT
000007338 | BASE,RELAY | DIN RAIL MOUNT;14 FEMALE CONT;PLUG-IN CONN TERM;PLASTIC BODY;PACK OF 1; REQUIRES SEPERATE RETAINING CLIP IZUMI TYPE SH4B-05F1,FOR IZUMI RELAY TYPE RH4B | CNWPL | CNW PL - SLACKS CREEK | SH4B-05C | CURRENT
000007364 | MOUNTING BASE,TERMINAL BLOCK | STEEL;2 M LG;G SECT RAIL TYPE G32;PACKED IN PROTECTIVE PLASTIC BAG & BOUND WITH PALLETISING TAPE (NON-RESIDUE) OR CORD, PACK OF 40,PACK WEIGHT 1.5 KG;SUITABLE | CNWPL | CNW PL - SLACKS CREEK | WEI0122800000 | CURRENT
000007364 | MOUNTING BASE,TERMINAL BLOCK | STEEL;2 M LG;G SECT RAIL TYPE G32;PACKED IN PROTECTIVE PLASTIC BAG & BOUND WITH PALLETISING TAPE (NON-RESIDUE) OR CORD, PACK OF 40,PACK WEIGHT 1.5 KG;SUITABLE | KLIPPON |  | KLI1228.0 | CURRENT
000007365 | SEMICONDUCTOR DEVICE,DIODE | RECTIFIER TYPE;SILICON;1000 V;1 AMP; | RSCOMP | RADIOSPARES COMPONENT PTY LTD | 738-4724 | CURRENT
000007365 | SEMICONDUCTOR DEVICE,DIODE | RECTIFIER TYPE;SILICON;1000 V;1 AMP; | COLORVEW |  | 1N 4007 | CURRENT
000007367 | RELAY,ELECTROMAGNETIC | POWER,MIDGET TYPE;2P;24 V DC COIL; 30 V DC/110 V AC CONT;10 AMP NOM;2 CO CONT;NON-LATCHING AUX;PLUG-IN TO RAIL MOUNT SOCKET TYPE SH2B-05U;PACK OF 1; | CNWPL | CNW PL - SLACKS CREEK | IDERH2B-UDC24 | CURRENT
000007367 | RELAY,ELECTROMAGNETIC | POWER,MIDGET TYPE;2P;24 V DC COIL; 30 V DC/110 V AC CONT;10 AMP NOM;2 CO CONT;NON-LATCHING AUX;PLUG-IN TO RAIL MOUNT SOCKET TYPE SH2B-05U;PACK OF 1; | CNWPL | CNW PL - SLACKS CREEK | RH2B-UDC24 | CURRENT
000007367 | RELAY,ELECTROMAGNETIC | POWER,MIDGET TYPE;2P;24 V DC COIL; 30 V DC/110 V AC CONT;10 AMP NOM;2 CO CONT;NON-LATCHING AUX;PLUG-IN TO RAIL MOUNT SOCKET TYPE SH2B-05U;PACK OF 1; | IZUMIDEN |  | IDCRH2B-UDC24V | CURRENT
000007368 | RELAY,ELECTROMAGNETIC | POWER,MIDGET TYPE;4P;24 V DC COIL; 30 V DC/110 V AC CONT;10 AMP NOM;4 CO CONT;NON-LATCHING AUX;PLUG-IN TO RAIL MOUNT SOCKET TYPE SH4B-05U;PACK OF 1; | CNWPL | CNW PL - SLACKS CREEK | IDERH4B-UDC24 | CURRENT
000007368 | RELAY,ELECTROMAGNETIC | POWER,MIDGET TYPE;4P;24 V DC COIL; 30 V DC/110 V AC CONT;10 AMP NOM;4 CO CONT;NON-LATCHING AUX;PLUG-IN TO RAIL MOUNT SOCKET TYPE SH4B-05U;PACK OF 1; | IZUMIDEN |  | IDCRH4B-UDC24V | CURRENT
000007368 | RELAY,ELECTROMAGNETIC | POWER,MIDGET TYPE;4P;24 V DC COIL; 30 V DC/110 V AC CONT;10 AMP NOM;4 CO CONT;NON-LATCHING AUX;PLUG-IN TO RAIL MOUNT SOCKET TYPE SH4B-05U;PACK OF 1; | CNWPL | CNW PL - SLACKS CREEK | RH4B-UDC24 | CURRENT
000007369 | RELAY,ELECTROMAGNETIC | POWER,MIDGET TYPE;2P;110 V DC COIL; 30 V DC/110 V AC CONT;10 AMP NOM;2 CO CONT;NON-LATCHING AUX;PLUG-IN TO RAIL MOUNT SOCKET TYPE SH2B-05U;PACK OF 1; | CNWPL | CNW PL - SLACKS CREEK | IDERH2B-UDC110 | CURRENT
000007369 | RELAY,ELECTROMAGNETIC | POWER,MIDGET TYPE;2P;110 V DC COIL; 30 V DC/110 V AC CONT;10 AMP NOM;2 CO CONT;NON-LATCHING AUX;PLUG-IN TO RAIL MOUNT SOCKET TYPE SH2B-05U;PACK OF 1; | CNWPL | CNW PL - SLACKS CREEK | RH2B-UDC100-110 | CURRENT
000007369 | RELAY,ELECTROMAGNETIC | POWER,MIDGET TYPE;2P;110 V DC COIL; 30 V DC/110 V AC CONT;10 AMP NOM;2 CO CONT;NON-LATCHING AUX;PLUG-IN TO RAIL MOUNT SOCKET TYPE SH2B-05U;PACK OF 1; | IZUMIDEN |  | IZURH2B-U-DC110 | CURRENT
000007371 | RELAY,ELECTROMAGNETIC | POWER,MIDGET TYPE;4P;110 V DC COIL; 30 V DC/110 V AC CONT;10 AMP NOM;4 CO CONT;NON-LATCHING AUX;PLUG-IN TO RAIL MOUNT SOCKET TYPE SH4B-05U;PACK OF 1; | CNWPL | CNW PL - SLACKS CREEK | IDERH4B-UDC110 | CURRENT
000007371 | RELAY,ELECTROMAGNETIC | POWER,MIDGET TYPE;4P;110 V DC COIL; 30 V DC/110 V AC CONT;10 AMP NOM;4 CO CONT;NON-LATCHING AUX;PLUG-IN TO RAIL MOUNT SOCKET TYPE SH4B-05U;PACK OF 1; | CNWPL | CNW PL - SLACKS CREEK | RH4B-UDC110 | CURRENT
000007430 | RELAY,FUSE ACTUATED | TP;0.75 AMP;1 NO HR CONT/POLE;STUD TERM; NDO CASE;PROJ MTG;FITTED W/36 SWG EUREKA FUSE WIRE;USED FOR DIFF PROTECTION 11 KV/415 V TRFS W/FIXED TAP SELECTION; | ELECTSYS |  | K3M | CURRENT
000007431 | RELAY,FUSE ACTUATED | TP;5 AMP;NO HR CONT/POLE;STUD TERM;NDO CASE;PROJ MTG;W/SHUNT RESISTORS;FITTED W/36 SWG SILVER EUREKA WIRE;USED FOR OVERCURRENT PROTECTION 415 V CB UNITS; | ELECTSYS |  | K3R | CURRENT
000007586 | CLOTH,IMITATION CHAMOIS | 54 CM W,65 CM LG;PVA;1 PER PACK; | STATEWD | STATEWIDE FSTNERS & ENG SPLS PL | OPVEF06 | PHASING
000007586 | CLOTH,IMITATION CHAMOIS | 54 CM W,65 CM LG;PVA;1 PER PACK; | CNWPL | CNW PL - SLACKS CREEK | 165794 | PHASING
000007586 | CLOTH,IMITATION CHAMOIS | 54 CM W,65 CM LG;PVA;1 PER PACK; | OATES |  | ENKA PV-EF-06 | PHASING
000007603 | CORD,FIBROUS | NYLON;GRASS CUTTING;PACK OF 1; | STATEWD | STATEWIDE FSTNERS & ENG SPLS PL | WSC27 | CURRENT
000008277 | SLEEVE,COMPRESSION | FULL TENSION COMPRESSION;ALUMINIUM ALLOY ACSR;6/3.75 MM + 1/3.75 MM ACSR (BANANA);470 MM MIN LG;TO BE MARKED AS PER AS 1154-1;BOX OF 1; | TYCO | TYCO | FT50R/1 | CURRENT
000008277 | SLEEVE,COMPRESSION | FULL TENSION COMPRESSION;ALUMINIUM ALLOY ACSR;6/3.75 MM + 1/3.75 MM ACSR (BANANA);470 MM MIN LG;TO BE MARKED AS PER AS 1154-1;BOX OF 1; | UTILUX |  | FT50R/1 | CURRENT
000008279 | SCREW,TAPPING,THREAD FORMING | PANEL;STEEL;CAD-PLATED;WAFER HD,PHILLIPS DRIVE;M3;32 MM LG | SUMMIT | SUMMIT GROUP | 3DWCCZ03032 | CURRENT
000008279 | SCREW,TAPPING,THREAD FORMING | PANEL;STEEL;CAD-PLATED;WAFER HD,PHILLIPS DRIVE;M3;32 MM LG | STATEWD | STATEWIDE FSTNERS & ENG SPLS PL | SEWZ332 | CURRENT
000008280 | CABLE,POWER,ELECTRICAL | 0.6/1 KV;SUBSTATION CONTROL;1 CORE; 35 SQ MM-19/1.53 MM;PVC/PVC,BLACK SHEATH; CORE COLOURED BLACK,CABLE LG MARKED AT 1 M INTERVALS;AS5000.1.; | BAMBACH | BAMBACH WIRES & CABLES PTY LTD | T-ENQ 338 | CURRENT
000008280 | CABLE,POWER,ELECTRICAL | 0.6/1 KV;SUBSTATION CONTROL;1 CORE; 35 SQ MM-19/1.53 MM;PVC/PVC,BLACK SHEATH; CORE COLOURED BLACK,CABLE LG MARKED AT 1 M INTERVALS;AS5000.1.; | MIDLANDS | MIDLAND METALS | MMO-1X35 CU PVC PVC BLK | CURRENT
000008280 | CABLE,POWER,ELECTRICAL | 0.6/1 KV;SUBSTATION CONTROL;1 CORE; 35 SQ MM-19/1.53 MM;PVC/PVC,BLACK SHEATH; CORE COLOURED BLACK,CABLE LG MARKED AT 1 M INTERVALS;AS5000.1.; | OLEX | OLEX AUSTRALIA PTY LTD | BABC18AA001CXBK | CURRENT
000008281 | CABLE,POWER,ELECTRICAL | 0.6/1 KV;SUBSTATION CONTROL;1 CORE; 35 SQ MM-19/1.53 MM;PVC/PVC,RED SHEATH CORE COLOURED RED;RED OUTER SHEATH; CABLE LG MARKED AT 1 M INTERVALS;AS5000 | BAMBACH | BAMBACH WIRES & CABLES PTY LTD | T-ENQ 339 | CURRENT
000008281 | CABLE,POWER,ELECTRICAL | 0.6/1 KV;SUBSTATION CONTROL;1 CORE; 35 SQ MM-19/1.53 MM;PVC/PVC,RED SHEATH CORE COLOURED RED;RED OUTER SHEATH; CABLE LG MARKED AT 1 M INTERVALS;AS5000 | MIDLANDS | MIDLAND METALS | MMO-1X35 CU PVC PVC RD | CURRENT
000008281 | CABLE,POWER,ELECTRICAL | 0.6/1 KV;SUBSTATION CONTROL;1 CORE; 35 SQ MM-19/1.53 MM;PVC/PVC,RED SHEATH CORE COLOURED RED;RED OUTER SHEATH; CABLE LG MARKED AT 1 M INTERVALS;AS5000 | OLEX | OLEX AUSTRALIA PTY LTD | BABC18RP001JBRD | CURRENT
000008282 | STAKE,WOOD. | Surveyor Stakes - C Hardwood; Square; 25mm x 25mm x,600m; sharpened at one end | MISTER | R.N. & M.T. HOLDINGS PTY LTD | SURVSTAKES-C | CURRENT
000008283 | STAKE,WOOD. | SQ;38 MM X 38 MM,200 MM LG;SHARPENED AT ONE END;USED BY SURVEYORS;BAGS OF 50; | MISTER | R.N. & M.T. HOLDINGS PTY LTD | SURVSTAKES-B 38MM X 200MM | CURRENT
000008294 | SEALING COMPOUND | POLYESTER RESIN BASE;RED THREADLOCKER (CYBERBOND TH62 / LOCTITE 262) LIQUID FORM;LOCKING OF NUTS & STUDS; 50 ML BOTTLE; | HAYMANS | HAYMANS ELECTRICAL | CHT8262-50 | CURRENT
000008294 | SEALING COMPOUND | POLYESTER RESIN BASE;RED THREADLOCKER (CYBERBOND TH62 / LOCTITE 262) LIQUID FORM;LOCKING OF NUTS & STUDS; 50 ML BOTTLE; | STATEWD | STATEWIDE FSTNERS & ENG SPLS PL | TH62050 / 26231 | CURRENT
000008294 | SEALING COMPOUND | POLYESTER RESIN BASE;RED THREADLOCKER (CYBERBOND TH62 / LOCTITE 262) LIQUID FORM;LOCKING OF NUTS & STUDS; 50 ML BOTTLE; | STATEWD | STATEWIDE FSTNERS & ENG SPLS PL | L726250 | CURRENT
000008314 | WASHER,SPRING TENSION | M20, Single Coil, Rect Sect, S/Steel Gde 316, Aust Std | STATEWD | STATEWIDE FSTNERS & ENG SPLS PL | WSES4M20 | CURRENT
000008321 | JUNCTION BOX. | ALUMINIUM,CAST;COMPRESSION SLEEVE;RECT, 2 WAY;WEATHERPROOF;POLE MTD;SUIT 1/1.00 MM COPPER O/H EARTH WIRE CABLE CARRIER (OHEWCC),CONTINGENCY SPARES | HASLER |  | JUNCTION BOX. | MAINTENANCE STOCK
000008343 | PLATE,YOKE,ELECTRICAL CONDUCTOR SUPPORT. | TENSION;STEEL,STRUCTURAL GDE 300; 120 KN; (SUITABLE FOR 70 KN FITTINGS) PACK OF 5, WEIGHT 5 KG;HOLE SIZE 22 MM X 16 MM THK; | HAYMAN | HAYMANS INDUSTRIES PTY LTD | 8343 | CURRENT
000008343 | PLATE,YOKE,ELECTRICAL CONDUCTOR SUPPORT. | TENSION;STEEL,STRUCTURAL GDE 300; 120 KN; (SUITABLE FOR 70 KN FITTINGS) PACK OF 5, WEIGHT 5 KG;HOLE SIZE 22 MM X 16 MM THK; | STEELWAY |  | E08343 | CURRENT
000008352 | WIRE,ELECTRICAL | BUILDING;COPPER,ANNEALED;16 SQ MM; 7/1.70 MM;0.6/1 KV;PVC INSULATED; GREEN/YELLOW;100 M DRUM SIZE DRUM WEIGHT 19.27 KG; | PRYSMIAN | PRYSMIAN POWER CABLES & SYSTEMS AUST | 20199398 | CURRENT
000008352 | WIRE,ELECTRICAL | BUILDING;COPPER,ANNEALED;16 SQ MM; 7/1.70 MM;0.6/1 KV;PVC INSULATED; GREEN/YELLOW;100 M DRUM SIZE DRUM WEIGHT 19.27 KG; | MIDLANDS | MIDLAND METALS | MMO-1X16 CU PVC G/Y | CURRENT
000008352 | WIRE,ELECTRICAL | BUILDING;COPPER,ANNEALED;16 SQ MM; 7/1.70 MM;0.6/1 KV;PVC INSULATED; GREEN/YELLOW;100 M DRUM SIZE DRUM WEIGHT 19.27 KG; | OLEX | OLEX AUSTRALIA PTY LTD | BAAP15A1001AAHN | CURRENT
000008368 | TAPE,INSULATION,ELECTRICAL | ADHESIVE BACKED;VINYL PLASTIC,BLACK; 101 MM W;3 M LG;1 MM THK;PACK OF 10; | ATOMSUPP | ATOM SUPPLY | 236535 | CURRENT
000008368 | TAPE,INSULATION,ELECTRICAL | ADHESIVE BACKED;VINYL PLASTIC,BLACK; 101 MM W;3 M LG;1 MM THK;PACK OF 10; | HAYMANS | HAYMANS ELECTRICAL | MMMVM-101MM | CURRENT
000008368 | TAPE,INSULATION,ELECTRICAL | ADHESIVE BACKED;VINYL PLASTIC,BLACK; 101 MM W;3 M LG;1 MM THK;PACK OF 10; | GILBLODG | GILBERT LODGE AUSTRALIA | 3VM-101 | CURRENT
000008368 | TAPE,INSULATION,ELECTRICAL | ADHESIVE BACKED;VINYL PLASTIC,BLACK; 101 MM W;3 M LG;1 MM THK;PACK OF 10; | 3M | 3M AUSTRALIA PTY LTD | MMMVM-101MM | CURRENT
000008372 | GRIP,DEADEND | HELICAL DEAD END;SINGLE PIECE ALUMINIUM CLAD STEEL;ACSR;6/1/3.00 MM;BOX OF 48, PACK WEIGHT 17 KG; | MACLEAN | MACLEAN POWER PL - E15128 | DE-SP0900-NC | CURRENT
000008372 | GRIP,DEADEND | HELICAL DEAD END;SINGLE PIECE ALUMINIUM CLAD STEEL;ACSR;6/1/3.00 MM;BOX OF 48, PACK WEIGHT 17 KG; | PLP AUST | PREFORMED LINE PRODUCTS (AUST) | AWFG-090-X | CURRENT
000008373 | GRIP,DEADEND | HELICAL DEAD END;SINGLE PIECE ALUMINIUM CLAD STEEL;ACSR;6/4.75 + 7/1.60 MM;PACK OF 10,PACK WEIGHT 10 KG; | TYCO | TYCO | FSLD1410-1430-5 | CURRENT
000008373 | GRIP,DEADEND | HELICAL DEAD END;SINGLE PIECE ALUMINIUM CLAD STEEL;ACSR;6/4.75 + 7/1.60 MM;PACK OF 10,PACK WEIGHT 10 KG; | PLP AUST | PREFORMED LINE PRODUCTS (AUST) | AWFG-143-X | CURRENT
000008374 | SPLICE,CONDUCTOR | SPLICES,HELICAL,FULL TENSION;ALUMINIUM; AAC;ACSR;7/2.50 MM AAC (LEO);3/2.50 MM + 4/2.50 MM ACSR/GZ (RAISIN);BOX OF 50, PACK WEIGHT 13.2 KG; | MACLEAN | MACLEAN POWER PL - E15128 | LS-SP0750 | CURRENT
000008374 | SPLICE,CONDUCTOR | SPLICES,HELICAL,FULL TENSION;ALUMINIUM; AAC;ACSR;7/2.50 MM AAC (LEO);3/2.50 MM + 4/2.50 MM ACSR/GZ (RAISIN);BOX OF 50, PACK WEIGHT 13.2 KG; | PLP AUST | PREFORMED LINE PRODUCTS (AUST) | AFS-075 | CURRENT
000008466 | DISCONNECTOR,HIGH VOLTAGE | 36 KV;400 AMP;25 KA FOR 3 SEC STC;SINGLE PHASE;OUTDOOR;PIPE STRUCTURE MTG; NO INSULATORS REQD;NO AUX CONTACTS; | ENERGEX | ENERGEX | DISCONNECTOR,HIGH VOLTAGE | PHASING
000008469 | PADLOCK | SOLID BRASS CASE,STEEL SHACKLE;30 MM W CASE,W/38 MM SHACKLE CLEARANCE;W/KEYS; INDIVIDUALLY KEYED;FOR GENERAL USE; (LOCKWOOD 232 AA);PACK WEIGHT 1.1 KG; | JLARSEN | J LARSEN PTY LTD (LOCKSMITH) | OZI/232/AA0 | CURRENT
000008519 | WASHER,LOCK | SPRING,SINGLE COIL,RECT SECT;STEEL;GALV; M20 BOLT SIZE;AS1968;PACK OF 200,PACK WEIGHT 1.6 KG; | HOBSON | HOBSON ENGINEERING CO PTY LTD 393904 | WRMSGSM20 | CURRENT
000008519 | WASHER,LOCK | SPRING,SINGLE COIL,RECT SECT;STEEL;GALV; M20 BOLT SIZE;AS1968;PACK OF 200,PACK WEIGHT 1.6 KG; | STATEWD | STATEWIDE FSTNERS & ENG SPLS PL | WSGM20 | CURRENT
000008521 | WASHER,FLAT | STEEL;GALV;M20 BOLT SIZE;75 SQ MM 6 MM THK;BAG OF 50,PACK WEIGHT 11.93 KG, PALLET OF 3700,PALLET WEIGHT 360 KG; | STATEWD | STATEWIDE FSTNERS & ENG SPLS PL | WSEGM20756 | CURRENT
000008532 | NUT,SELF-LOCKING,GANG CHANNEL | STEEL,RD;ZINC PLATED;M10;ISO M;W/LONG SPRING & SERRATED GROOVED HD;BOX OF 100, PACK WEIGHT 4.10 KG; | EZYSTRUT | EZYSTRUT CABLE & PIPE SUPPORTS | E1008Z | CURRENT
000008534 | SCREW,MACHINE | BRASS;PAN HD,SLOT DRIVE;M4;ISO M;40 MM LG;BOX OF 200; | SUMMIT | SUMMIT GROUP | 6PICB04040 | CURRENT
000008534 | SCREW,MACHINE | BRASS;PAN HD,SLOT DRIVE;M4;ISO M;40 MM LG;BOX OF 200; | COVENTRY | COVENTRY FASTENERS QLD | 4X40MBRPMT | CURRENT
000008535 | SCREW,MACHINE | BRASS;PAN HD,SLOT DRIVE;M5;ISO M; 20 MM LG; Pack of 100 | HOBSON | HOBSON ENGINEERING CO PTY LTD 393904 | MSBRPPSM040020 | CURRENT
000008535 | SCREW,MACHINE | BRASS;PAN HD,SLOT DRIVE;M5;ISO M; 20 MM LG; Pack of 100 | SUMMIT | SUMMIT GROUP | 6PICB05020 | CURRENT
000008535 | SCREW,MACHINE | BRASS;PAN HD,SLOT DRIVE;M5;ISO M; 20 MM LG; Pack of 100 | STATEWD | STATEWIDE FSTNERS & ENG SPLS PL | MTBEPSM520 | CURRENT
000008536 | SCREW,MACHINE | BRASS;PAN HD,SLOT DRIVE;M5;ISO M; 25 MM LG;BOX OF 200; | SUMMIT | SUMMIT GROUP | 6PICB05025 | CURRENT
000008536 | SCREW,MACHINE | BRASS;PAN HD,SLOT DRIVE;M5;ISO M; 25 MM LG;BOX OF 200; | STATEWD | STATEWIDE FSTNERS & ENG SPLS PL | MTBEPSM525 | CURRENT
000008537 | SCREW,MACHINE | BRASS;NICKEL PLATED;PAN HD, SLOT DRIVE;M5;ISO M;40 MM LG;BOX OF 200; | SUMMIT | SUMMIT GROUP | 6PICBN05040 | CURRENT
000008537 | SCREW,MACHINE | BRASS;NICKEL PLATED;PAN HD, SLOT DRIVE;M5;ISO M;40 MM LG;BOX OF 200; | STATEWD | STATEWIDE FSTNERS & ENG SPLS PL | MTBENPSM540 | CURRENT
000008538 | SCREW,MACHINE | BRASS;PAN HD,SLOT DRIVE;M5;ISO M; 50 MM LG;BOX OF 200; | SUMMIT | SUMMIT GROUP | 6PICB05050 | CURRENT
000008538 | SCREW,MACHINE | BRASS;PAN HD,SLOT DRIVE;M5;ISO M; 50 MM LG;BOX OF 200; | STATEWD | STATEWIDE FSTNERS & ENG SPLS PL | MTBEPSM550 | CURRENT
000008539 | SCREW,MACHINE | BRASS;PAN HD,SLOT DRIVE;M6;ISO M; 25 MM LG;BOX OF 200; | SUMMIT | SUMMIT GROUP | 6PICB06025 | CURRENT
000008539 | SCREW,MACHINE | BRASS;PAN HD,SLOT DRIVE;M6;ISO M; 25 MM LG;BOX OF 200; | COVENTRY | COVENTRY FASTENERS QLD | 6X25MBRPMT | CURRENT
000008540 | SCREW,MACHINE | BRASS;PAN HD,SLOT DRIVE;M6;ISO M; 50 MM LG;BOX OF 200; | SUMMIT | SUMMIT GROUP | 6PICB06050 | CURRENT
000008540 | SCREW,MACHINE | BRASS;PAN HD,SLOT DRIVE;M6;ISO M; 50 MM LG;BOX OF 200; | COVENTRY | COVENTRY FASTENERS QLD | 6X50MBRPMT | CURRENT
000008544 | SETSCREW | STAINLESS STEEL,GDE 304;HEX HD;FLAT POINT;M10;ISO M;30 MM LG;DIN 933;BOX OF 100; | HOBSON | HOBSON ENGINEERING CO PTY LTD 393904 | XEKBS16XCM100030 | CURRENT
000008544 | SETSCREW | STAINLESS STEEL,GDE 304;HEX HD;FLAT POINT;M10;ISO M;30 MM LG;DIN 933;BOX OF 100; | STATEWD | STATEWIDE FSTNERS & ENG SPLS PL | HSNS4M1030 | CURRENT
000008544 | SETSCREW | STAINLESS STEEL,GDE 304;HEX HD;FLAT POINT;M10;ISO M;30 MM LG;DIN 933;BOX OF 100; | COVENTRY | COVENTRY FASTENERS QLD | 10X30MG304SS | CURRENT
000008545 | SETSCREW | STAINLESS STEEL,GDE 304;HEX HD;FLAT POINT;M12;ISO M;40 MM LG;AS2837/AS1449 (MATERIAL),AS1111/DIN 933 (DIMENSIONS); Pack of 100; | HOBSON | HOBSON ENGINEERING CO PTY LTD 393904 | XEKBS16XCM120040 | CURRENT
000008545 | SETSCREW | STAINLESS STEEL,GDE 304;HEX HD;FLAT POINT;M12;ISO M;40 MM LG;AS2837/AS1449 (MATERIAL),AS1111/DIN 933 (DIMENSIONS); Pack of 100; | STATEWD | STATEWIDE FSTNERS & ENG SPLS PL | HSNS4M1240 | CURRENT
000008545 | SETSCREW | STAINLESS STEEL,GDE 304;HEX HD;FLAT POINT;M12;ISO M;40 MM LG;AS2837/AS1449 (MATERIAL),AS1111/DIN 933 (DIMENSIONS); Pack of 100; | STATEWD | STATEWIDE FSTNERS & ENG SPLS PL | HSNES4M1240 | CURRENT
000008589 | CLAMP,SUSPENSION,ELEC CONDUCTOR | ARMOUR GRIP SUSPENSION UNIT(AGSU); SUITS DIA 14.3 MM AAC,AAAC & ACSR (MOON & CHERRY);ALUMINIUM ALLOY WITH NEOPRENE INSERTS;SUITS 0-30 DEG DEVIATION;PACK OF | BRITECH | BRI-TECH PTY LTD | HSU1430 | CURRENT
000008589 | CLAMP,SUSPENSION,ELEC CONDUCTOR | ARMOUR GRIP SUSPENSION UNIT(AGSU); SUITS DIA 14.3 MM AAC,AAAC & ACSR (MOON & CHERRY);ALUMINIUM ALLOY WITH NEOPRENE INSERTS;SUITS 0-30 DEG DEVIATION;PACK OF | PLP AUST | PREFORMED LINE PRODUCTS (AUST) | AGS-5104 | CURRENT
000008591 | BOX,INTERMEDIATE PACKAGING | Cardboard, Corrugated NO. 3 "C" Flute; Regular Scored & Slotted; Glued; 203 MM LG ID;127 MM W ID;127 MM D ID; Knock-Down Form; Pallet QTY 1560 | SIGNET | SIGNET PTY LTD | 9321 | CURRENT
000008592 | BOX,INTERMEDIATE PACKAGING | CARDBOARD,CORRUGATED NO. 3 "C" FLUTE; REGULAR SCORED & SLOTTED;GLUED; 280 MM LG ID;255 MM W ID;215 MM D ID; KNOCK-DOWN FORM;PALLET OF 800 | SIGNET | SIGNET PTY LTD | 9165 | CURRENT
000008593 | BOX,INTERMEDIATE PACKAGING | CARDBOARD,CORRUGATED NO. 3 "C" FLUTE; REGULAR SCORED & SLOTTED;GLUED; ;406 MM LG ID356 MM W ID;381 MM D ID; KNOCK-DOWN FORM;BUNDLE OF 20,PACK | PROMARK | PROMARK PACKAGING PTY LTD GEEBUNG | CA0045 | CURRENT
000008593 | BOX,INTERMEDIATE PACKAGING | CARDBOARD,CORRUGATED NO. 3 "C" FLUTE; REGULAR SCORED & SLOTTED;GLUED; ;406 MM LG ID356 MM W ID;381 MM D ID; KNOCK-DOWN FORM;BUNDLE OF 20,PACK | CORPEXPR | CORPORATE EXPRESS PO BOX 346 RICHLANDS | 87092152 | CURRENT
000008594 | PLASTIC SHEET | POLYETHYLENE;TRANSPARENT;100 U THK; 1220 MM X 1220 MM;HEATSHRINK,VIRGIN; 50 KG ROLL,20 ROLLS PER PALLET; FOR PROTECTION & PACKAGING OF STORES | BECKWITH | BECKWITH TRADING (QLD) PTY LTD | POLYETHYLENE;1220 MM W; | CURRENT
000008608 | SCREW,MACHINE | BRASS;RD HD,SLOT DRIVE;M6;ISO M;12 MM LG ;BOX OF 200; | SUMMIT | SUMMIT GROUP | 6RICB06012 | CURRENT
000008608 | SCREW,MACHINE | BRASS;RD HD,SLOT DRIVE;M6;ISO M;12 MM LG ;BOX OF 200; | STATEWD | STATEWIDE FSTNERS & ENG SPLS PL | MTBEPSM612 | CURRENT
000008611 | SETSCREW | STEEL;ZINC PLATED;HEX HD;FLAT POINT;M12; ISO M;25 MM LG;BOX OF 100; | SUMMIT | SUMMIT GROUP | 6SCMZ12025 | CURRENT
000008611 | SETSCREW | STEEL;ZINC PLATED;HEX HD;FLAT POINT;M12; ISO M;25 MM LG;BOX OF 100; | STATEWD | STATEWIDE FSTNERS & ENG SPLS PL | HBZM1225 | CURRENT
000008615 | ROD,CONTINUOUS THREAD. | STEEL;ZINC PLATED;M12;ISO M;3 M LG; | HOBSON | HOBSON ENGINEERING CO PTY LTD 393904 | ASMSZCM123000 | CURRENT
000008615 | ROD,CONTINUOUS THREAD. | STEEL;ZINC PLATED;M12;ISO M;3 M LG; | STATEWD | STATEWIDE FSTNERS & ENG SPLS PL | RZEM123000 | CURRENT
000008644 | PROTECTOR,HEARING | ProChoice Viper Earmuffs, 26dB Rating, Class 5 SLC80, Lightweight Headband 3 Position Style (over head, behind head & under chin) | CNWPL | CNW PL - SLACKS CREEK | PAREMVIP | CURRENT
000008644 | PROTECTOR,HEARING | ProChoice Viper Earmuffs, 26dB Rating, Class 5 SLC80, Lightweight Headband 3 Position Style (over head, behind head & under chin) | PELTOR |  | 03147676 | CURRENT
000008644 | PROTECTOR,HEARING | ProChoice Viper Earmuffs, 26dB Rating, Class 5 SLC80, Lightweight Headband 3 Position Style (over head, behind head & under chin) | STATEWD | STATEWIDE FSTNERS & ENG SPLS PL | PRO-EMVIP | CURRENT
000008655 | BRUSH,WIRE,SCRATCH | STEEL;4 ROWS W;19 ROWS LG;RECT ROCKER FACE;CURVED HANDLE;12 IN LG;PACK OF 1; | CNWPL | CNW PL - SLACKS CREEK | WIREBRWH4 | CURRENT
000008655 | BRUSH,WIRE,SCRATCH | STEEL;4 ROWS W;19 ROWS LG;RECT ROCKER FACE;CURVED HANDLE;12 IN LG;PACK OF 1; | CNWPL | CNW PL - SLACKS CREEK | OATB-14006 | CURRENT
000008655 | BRUSH,WIRE,SCRATCH | STEEL;4 ROWS W;19 ROWS LG;RECT ROCKER FACE;CURVED HANDLE;12 IN LG;PACK OF 1; | SWANBRSH |  | 14022 | CURRENT
000008660 | NAIL | FLAT HD;STEEL;GALV;65 MM LG;3.15 MM DIA; 1 KG PACK,(418 NAILS PER KG),CARTON OF 10 KG; | SUMMIT | SUMMIT GROUP | 5HFG065375 | CURRENT
000008660 | NAIL | FLAT HD;STEEL;GALV;65 MM LG;3.15 MM DIA; 1 KG PACK,(418 NAILS PER KG),CARTON OF 10 KG; | STATEWD | STATEWIDE FSTNERS & ENG SPLS PL | NGFH653151 | CURRENT
000008669 | SLEEVE,COMPRESSION | NON TENSION COMPRESSION;ALUMINIUM ALLOY; AAC;19/3.75 MM AAC (PLUTO/NEON);TO BE MARKED AS PER AS1154-1;BOX OF 1; | TYCO | TYCO | NT80/1 | CURRENT
000008669 | SLEEVE,COMPRESSION | NON TENSION COMPRESSION;ALUMINIUM ALLOY; AAC;19/3.75 MM AAC (PLUTO/NEON);TO BE MARKED AS PER AS1154-1;BOX OF 1; | UTILUX |  | NT80/1 | CURRENT
000008677 | INSULATOR,SUSPENSION | GLASS DISC,NORMAL PROFILE;20 MM IEC BALL & SOCKET,WITH ZINC COLLAR; 255 MM DIA,146 MM PITCH;125 KN MIN FAILING LOAD;"W" CLIP PER AS2947.3;PACK | PLP AUST | PREFORMED LINE PRODUCTS (AUST) | 8677 | CURRENT
000008677 | INSULATOR,SUSPENSION | GLASS DISC,NORMAL PROFILE;20 MM IEC BALL & SOCKET,WITH ZINC COLLAR; 255 MM DIA,146 MM PITCH;125 KN MIN FAILING LOAD;"W" CLIP PER AS2947.3;PACK | MACLEAN | MACLEAN POWER PL - E15128 | 8677 | CURRENT
000008677 | INSULATOR,SUSPENSION | GLASS DISC,NORMAL PROFILE;20 MM IEC BALL & SOCKET,WITH ZINC COLLAR; 255 MM DIA,146 MM PITCH;125 KN MIN FAILING LOAD;"W" CLIP PER AS2947.3;PACK | GRAPHSOL | GRAPH SOLUTIONS PTY LTD | 134210 | CURRENT
000008687 | TESTER,ELECTRICAL LEAKAGE | POLE TESTER;C/W CASE;FOR TESTING ELECTRICAL LEAKAGE OF WOOD POLES; | TEN | THE ENERGY NETWORK | PLD | PURCHASE AS REQUIRED
000008687 | TESTER,ELECTRICAL LEAKAGE | POLE TESTER;C/W CASE;FOR TESTING ELECTRICAL LEAKAGE OF WOOD POLES; | ENERGYNW | THE ENERGY NETWORK | PLD | PURCHASE AS REQUIRED
000008692 | PIPE,METALLIC | LEAD;51 MM NB;2.4 MM WALL THK;450 MM LG; 4.5 KG/M;0.06% COPPERISED SOFT LEAD; ;AS1812;CRATE MAX 500 KG; | CONALLOY |  | LEAD;51 MM NB; | PURCHASE AS REQUIRED
000008717 | FILE,HAND | ALUMINIUM TYPE A;FLAT;12 IN LG; BOX OF 6; | CNWPL | CNW PL - SLACKS CREEK | NIC00070N | CURRENT
000008717 | FILE,HAND | ALUMINIUM TYPE A;FLAT;12 IN LG; BOX OF 6; | NICHOLSN |  | N900070 | CURRENT
000008717 | FILE,HAND | ALUMINIUM TYPE A;FLAT;12 IN LG; BOX OF 6; | C&LTOOL | CALTCO T/A C&L TOOL CENTRE | NIC00070NN | CURRENT
000008727 | CABLE,POWER,ELECTRICAL | 0.6/1kV, 16mm2, Annealed Copper Conductor, 2 Core, Flat, XLPE Insluated, Black PVC Sheathed, 800m Drum, AS 5000.1, JTS 03-01-08 | HCA | HENGTONG CABLE AUSTRALIA PTY LTD | HCA8727EQL | CURRENT
000008727 | CABLE,POWER,ELECTRICAL | 0.6/1kV, 16mm2, Annealed Copper Conductor, 2 Core, Flat, XLPE Insluated, Black PVC Sheathed, 800m Drum, AS 5000.1, JTS 03-01-08 | MIDLANDS | MIDLAND METALS | MMO-2X16 CU X PVC BLK | CURRENT
000008727 | CABLE,POWER,ELECTRICAL | 0.6/1kV, 16mm2, Annealed Copper Conductor, 2 Core, Flat, XLPE Insluated, Black PVC Sheathed, 800m Drum, AS 5000.1, JTS 03-01-08 | BAMBACH | BAMBACH WIRES & CABLES PTY LTD | 45950BKS | CURRENT
000008727 | CABLE,POWER,ELECTRICAL | 0.6/1kV, 16mm2, Annealed Copper Conductor, 2 Core, Flat, XLPE Insluated, Black PVC Sheathed, 800m Drum, AS 5000.1, JTS 03-01-08 | OLEX | OLEX AUSTRALIA PTY LTD | DECP15RP002CXHF | CURRENT
000008727 | CABLE,POWER,ELECTRICAL | 0.6/1kV, 16mm2, Annealed Copper Conductor, 2 Core, Flat, XLPE Insluated, Black PVC Sheathed, 800m Drum, AS 5000.1, JTS 03-01-08 | OLEX | OLEX AUSTRALIA PTY LTD | DECP15J5002 | CURRENT
000008761 | INSULATOR,PIN | HIGH VOLTAGE FOG PROFILE;PORCELAIN; PATTERN "A" HOLE;11 KV NOM V;7 KN MIN FAILING LOAD;AS2947.2;CRATE OF 6 WEIGHT 18KG | PENTA | PENTA AUST (TMAC THEW & MCCANN/HYLEC) | PA30065 | CURRENT
000008761 | INSULATOR,PIN | HIGH VOLTAGE FOG PROFILE;PORCELAIN; PATTERN "A" HOLE;11 KV NOM V;7 KN MIN FAILING LOAD;AS2947.2;CRATE OF 6 WEIGHT 18KG | MACLEAN | MACLEAN POWER PL - E15128 | FLP/11/360 | CURRENT
000008761 | INSULATOR,PIN | HIGH VOLTAGE FOG PROFILE;PORCELAIN; PATTERN "A" HOLE;11 KV NOM V;7 KN MIN FAILING LOAD;AS2947.2;CRATE OF 6 WEIGHT 18KG | BRITECH | BRI-TECH PTY LTD | FLP11-360 | CURRENT
000008761 | INSULATOR,PIN | HIGH VOLTAGE FOG PROFILE;PORCELAIN; PATTERN "A" HOLE;11 KV NOM V;7 KN MIN FAILING LOAD;AS2947.2;CRATE OF 6 WEIGHT 18KG | NZI |  | 104795 | CURRENT
000008763 | TERMINATION,ELECTRICAL POWER CABLE | 33 KV;OUTDOOR;3 PHASE;FOR 185 SQ MM COPPER CONDUCTOR PLYSWS SUBMARINE; PORCELAIN;HIGH CREEPAGE,POLLUTED ATMOS; SECURITY STOCK KARRAGARRA; | CABUS | CABUS | DWG 7160 | STRATEGIC SPARE
000008796 | ENVELOPE,INVOICE | SELF-ADHESIVE;PLASTIC;CLEAR;230 MM LG, 165 MM W;MARKED "INVOICE ENCLOSED"; BOX OF 500,PACK WEIGHT 2 KG; | SIGNET | SIGNET PTY LTD | DOC A5 WHT I/E | CURRENT
000008796 | ENVELOPE,INVOICE | SELF-ADHESIVE;PLASTIC;CLEAR;230 MM LG, 165 MM W;MARKED "INVOICE ENCLOSED"; BOX OF 500,PACK WEIGHT 2 KG; | PROMARK | PROMARK PACKAGING PTY LTD GEEBUNG | MP5010 | CURRENT
000008797 | SLEEVE,COMPRESSION | FT, Mars, 7/3.75 AAC, Hex Die 18.0mm A/F, Al, AS1154-1 | TECONN | TE CONNECTIVITY LTD | FT50A/1 | CURRENT
000008797 | SLEEVE,COMPRESSION | FT, Mars, 7/3.75 AAC, Hex Die 18.0mm A/F, Al, AS1154-1 | TYCO | TYCO | FT50A/1 | CURRENT
000008800 | SOLDER,LEAD-TIN ALLOY | 50% TIN,50% LEAD;360 MM LG,0.25 KG STICKS;STAMPED "50/50";AS1834.1; PACK OF 100, PACK WEIGHT 25 KG;CONDUCTOR BASTING & GENERAL USE; | CONALLOY |  | SOLDER 50% TIN 50% LEAD | CURRENT
000008808 | BAG,PACKING | POLYPROPYLENE;SATCHEL TYPE;WHITE,YELLOW OR ORANGE ONLY;70 CM NOM LG,45 CM NOM W ;FOR PACKAGING OF BOLTS,NUTS,WASHERS,ETC & SAND BAGS;BUNDLES OF 1000,PALLET OF | SIGNET | SIGNET PTY LTD | PN1022 | CURRENT
000008812 | GOGGLES,INDUSTRIAL | WIDE VISION TYPE;ONE PIECE,SINGLE APERATURE;CLEAR POLYCARBONATE FRAME, VENTILATED;CLEAR POLYCARBONATE LENS; IMPACT RESISTANT,BUT NOT UNBREAKABLE; | ALSAFE | ALSAFE SAFETY INDUSTRIES PTY LTD | 20-20 CLEAR | CURRENT
000008813 | GOGGLES,INDUSTRIAL | WIDE VISION TYPE;ONE PIECE,SINGLE APERATURE;SMOKE POLYCARBONATE FRAME, ;VENTILATED SMOKE POLYCARBONATE LENS; IMPACT RESISTANT,BUT NOT UNBREAKABLE; | ALSAFE | ALSAFE SAFETY INDUSTRIES PTY LTD | 20-20 SMOKE | PURCHASE AS REQUIRED
000008813 | GOGGLES,INDUSTRIAL | WIDE VISION TYPE;ONE PIECE,SINGLE APERATURE;SMOKE POLYCARBONATE FRAME, ;VENTILATED SMOKE POLYCARBONATE LENS; IMPACT RESISTANT,BUT NOT UNBREAKABLE; | NORTON |  | 180 SMOKE | PURCHASE AS REQUIRED
000008814 | CASE,SPECTACLE | BLACK NYLON;CORDED; WITH BRUSHED NYLON INTERIOR;190 MM LG APPROX,100 MM W;SUITS ALL STYLES OF SAFETY GLASSES; | ATOMSUPP | ATOM SUPPLY | 236519 | CURRENT
000008814 | CASE,SPECTACLE | BLACK NYLON;CORDED; WITH BRUSHED NYLON INTERIOR;190 MM LG APPROX,100 MM W;SUITS ALL STYLES OF SAFETY GLASSES; | BLKWOODS | J BLACKWOOD & SON LTD | 04158343/3209927 | CURRENT
000008814 | CASE,SPECTACLE | BLACK NYLON;CORDED; WITH BRUSHED NYLON INTERIOR;190 MM LG APPROX,100 MM W;SUITS ALL STYLES OF SAFETY GLASSES; | BOLLE | BOLLE SAFETY | 3209927 | CURRENT
000008895 | RELAY,ELECTROMAGNETIC | GENERAL PURPOSE;110 V TO 125 V DC COIL;300 V DC/250 V AC CONT;5 AMP CONTINUOUS;2 CO CONT;NON-LATCHING AUX; PLUG-IN,ONE SEAT BASE; | ABB | ABB FAN PTY LTD | TYPE RXMA1 RK.211037-AN | CURRENT
000008896 | RELAY,ELECTROMAGNETIC | GENERAL PURPOSE;24 V DC COIL;300 V DC/250 V AC CONT;5 AMP CONTINUOUS; 2 CO CONT;NON-LATCHING AUX;PLUG-IN, ONE SEAT BASE; | ABB | ABB FAN PTY LTD | RXMA1 RK.211037-AD | PURCHASE AS REQUIRED
000008898 | RELAY,ELECTROMAGNETIC | GENERAL PURPOSE;110 V TO 125 V DC COIL; 300 V DC/250 V AC CONT;5 AMP CONTINUOUS ;2 NO,1 NC CONT PER COIL;HR FLAGS;DUAL COIL,NON-LATCHING;INDICATING;PLUG IN ONE | ABB | ABB FAN PTY LTD | RXSF1 RK.271007-AN | CURRENT
000008900 | RELAY,ELECTROMAGNETIC | TRIPPING APPLICATIONS;125 V DC CONT;300 V DC/250 V AC CONT;4 AMP CONTINUOUS; 2 CO CONT;NON-LATCHING;PLUG-IN,ONE SEAT BASE;HIGH SPEED OPERATION (3.5 MS); | ABB | ABB FAN PTY LTD | RXMS1 RK.216237-AP | CURRENT
000008901 | RELAY,ELECTROMAGNETIC | POWER,HVY DUTY TYPE;125 V DC COIL;450 V DC/400 V AC CONT;10 AMP CONTINUOUS; 8 SETS OF CONT;BI-STABLE LATCHING OPERATION,AUX;PLUG-IN,DUAL SEAT BASE; | ABB | ABB FAN PTY LTD | 'RK251900XC (205-AP) | CURRENT
000008903 | BASE,RELAY | BASE,ELECTRICAL RELAY;BEIGE COLOUR; | ABB | ABB FAN PTY LTD | 5619 499-A RX4 RK 9240002 | CURRENT
000008904 | RACK KIT,ELECTRICAL EQUIPMENT. | ITEMS TO BE INDIVIDUALLY PACKED AS A KIT ;KIT CONSISTS OF 1 APPARATUS FRAME P/N 5284 1340-A;1 DOOR WITH GLASS P/N SA 362002-R;2 END PLATES P/N SA 362 026-LK; | HITACHI | HITACHI ENERGY AUSTRALIA LTD | 1MRK000137-RA | CURRENT
000008904 | RACK KIT,ELECTRICAL EQUIPMENT. | ITEMS TO BE INDIVIDUALLY PACKED AS A KIT ;KIT CONSISTS OF 1 APPARATUS FRAME P/N 5284 1340-A;1 DOOR WITH GLASS P/N SA 362002-R;2 END PLATES P/N SA 362 026-LK; | ABB | ABB FAN PTY LTD | 52841935-D | CURRENT
000008907 | CONNECTOR,RECEPTACLE | CABLE TYPE;RD STRAIGHT BODY STYLE;1 PIN; 10 AMP MAX;PACK OF 100; | CW58802 | HITACHI ENERGY AUSTRALIA PTY LTD-396097 | 1MRK002136-A | CURRENT
000008907 | CONNECTOR,RECEPTACLE | CABLE TYPE;RD STRAIGHT BODY STYLE;1 PIN; 10 AMP MAX;PACK OF 100; | ABB | ABB FAN PTY LTD | 1MRK002136-A | CURRENT
000008918 | COUPLING,ROD,SCREW ANCHOR | EXTENSION TYPE;M24 INT THD; 141 KN MIN FAILING LOAD; | CHANCE | CHANCE (MANUFACTURER) | 12247M | CURRENT
000008951 | TAPE,MEASURING | 8m Lg, 25mm W, Steel, Enamel Coated | ATOMSUPP | ATOM SUPPLY | 30006719 | CURRENT
000008951 | TAPE,MEASURING | 8m Lg, 25mm W, Steel, Enamel Coated | CNWPL | CNW PL - SLACKS CREEK | LUFFL48ME12 | CURRENT
000008951 | TAPE,MEASURING | 8m Lg, 25mm W, Steel, Enamel Coated | CRESCENT | CRESCENT TOOLS P/O APEX TOOL GROUP | 8 M/26 FT | CURRENT
000008961 | TAP,THREAD CUTTING | HAND TYPE;HSS;ISO M;4 MM; .7 MM PITCH; BOTTOMING;SHANK DIMENSION TO AS2181 PART1-1978;PACK OF 1; | ATOMSUPP | ATOM SUPPLY | 2819417 | CURRENT
000008961 | TAP,THREAD CUTTING | HAND TYPE;HSS;ISO M;4 MM; .7 MM PITCH; BOTTOMING;SHANK DIMENSION TO AS2181 PART1-1978;PACK OF 1; | P&NWILT | P&N WILT | M4CSB | CURRENT
000008961 | TAP,THREAD CUTTING | HAND TYPE;HSS;ISO M;4 MM; .7 MM PITCH; BOTTOMING;SHANK DIMENSION TO AS2181 PART1-1978;PACK OF 1; | C&LTOOL | CALTCO T/A C&L TOOL CENTRE | M2020400 | CURRENT
000008967 | TAP,THREAD CUTTING | HAND TYPE;HSS;ISO M;5 MM; .8 MM PITCH; BOTTOMING;SHANK DIMENSION TO AS2181 PART 1-1978;PACK OF 1; | ATOMSUPP | ATOM SUPPLY | 2825006 | CURRENT
000008967 | TAP,THREAD CUTTING | HAND TYPE;HSS;ISO M;5 MM; .8 MM PITCH; BOTTOMING;SHANK DIMENSION TO AS2181 PART 1-1978;PACK OF 1; | P&NWILT | P&N WILT | T3860500 | CURRENT
000008967 | TAP,THREAD CUTTING | HAND TYPE;HSS;ISO M;5 MM; .8 MM PITCH; BOTTOMING;SHANK DIMENSION TO AS2181 PART 1-1978;PACK OF 1; | C&LTOOL | CALTCO T/A C&L TOOL CENTRE | M2020500 | CURRENT
000008968 | TAP,THREAD CUTTING | HAND TYPE;HSS;ISO M;6 MM;1 MM PITCH; TAPER;SHANK DIMENSION TO AS2181 PART 1-1978;PACK OF 1; | P&NWILT | P&N WILT | WILTSHIRE | CURRENT
000008974 | TAP,THREAD CUTTING | HAND TYPE;HSS;ISO M;8 MM;1.25 MM PITCH; TAPER;SHANK DIMENSION TO AS2181 PART 1-1978;PACK OF 1; | ATOMSUPP | ATOM SUPPLY | 2825028 | CURRENT
000008974 | TAP,THREAD CUTTING | HAND TYPE;HSS;ISO M;8 MM;1.25 MM PITCH; TAPER;SHANK DIMENSION TO AS2181 PART 1-1978;PACK OF 1; | P&NWILT | P&N WILT | M8CST | CURRENT
000008974 | TAP,THREAD CUTTING | HAND TYPE;HSS;ISO M;8 MM;1.25 MM PITCH; TAPER;SHANK DIMENSION TO AS2181 PART 1-1978;PACK OF 1; | C&LTOOL | CALTCO T/A C&L TOOL CENTRE | M2000800 | CURRENT
000008980 | TAP,THREAD CUTTING | HAND TYPE;HSS;ISO M;10 MM;1.5 MM PITCH; TAPER;SHANK DIMENSION TO AS2181 PART 1-1978;PACK OF 1; | ATOMSUPP | ATOM SUPPLY | M200 1000 | CURRENT
000008980 | TAP,THREAD CUTTING | HAND TYPE;HSS;ISO M;10 MM;1.5 MM PITCH; TAPER;SHANK DIMENSION TO AS2181 PART 1-1978;PACK OF 1; | ATOMSUPP | ATOM SUPPLY | 2825052 | CURRENT
000008980 | TAP,THREAD CUTTING | HAND TYPE;HSS;ISO M;10 MM;1.5 MM PITCH; TAPER;SHANK DIMENSION TO AS2181 PART 1-1978;PACK OF 1; | P&NWILT | P&N WILT | M10CST | CURRENT
000008980 | TAP,THREAD CUTTING | HAND TYPE;HSS;ISO M;10 MM;1.5 MM PITCH; TAPER;SHANK DIMENSION TO AS2181 PART 1-1978;PACK OF 1; | C&LTOOL | CALTCO T/A C&L TOOL CENTRE | M20001000 | CURRENT
000008982 | TAP,THREAD CUTTING | HAND TYPE;HSS;ISO M;10 MM;1.5 MM PITCH; BOTTOMING;SHANK DIMENSION TO AS2181 PART 1-1978;PACK OF 3; | P&NWILT | P&N WILT | WILTSHIRE | CURRENT
000008986 | TAP,THREAD CUTTING | HAND TYPE;HSS;ISO M;12 MM;1.75 MM PITCH ;TAPER;SHANK DIMENSION TO AS2181 PART 1 -1978;PACK OF 1; | ATOMSUPP | ATOM SUPPLY | 2826016 | CURRENT
000008986 | TAP,THREAD CUTTING | HAND TYPE;HSS;ISO M;12 MM;1.75 MM PITCH ;TAPER;SHANK DIMENSION TO AS2181 PART 1 -1978;PACK OF 1; | P&NWILT | P&N WILT | M12CST | CURRENT
000008986 | TAP,THREAD CUTTING | HAND TYPE;HSS;ISO M;12 MM;1.75 MM PITCH ;TAPER;SHANK DIMENSION TO AS2181 PART 1 -1978;PACK OF 1; | C&LTOOL | CALTCO T/A C&L TOOL CENTRE | M2001200 | CURRENT
000008989 | NUT,EYE | STEEL,STRUCTURAL GDE 250;GALV;M20;ISO M; 40 MM DIA EYE;98 KN MIN FAILING LOAD; IN ACCORD QESI STD;BAGS OF 20,PACK WEIGHT 20 KG; | SEWELFRG | GREG SEWELL FORGINGS PTY LTD | 4810 | CURRENT
000009059 | PLIERS | LG NOSE,SIDECUTTING,INSULATED HANDLES; 200 MM (6 IN) LG;PACK OF 1; | LEGEND | LEGEND POWER SYSTEMS | HVLNP205B | CURRENT
000009059 | PLIERS | LG NOSE,SIDECUTTING,INSULATED HANDLES; 200 MM (6 IN) LG;PACK OF 1; | EASTTOOL |  | SJEG4106008 | CURRENT
000009059 | PLIERS | LG NOSE,SIDECUTTING,INSULATED HANDLES; 200 MM (6 IN) LG;PACK OF 1; | C&LTOOL | CALTCO T/A C&L TOOL CENTRE | KINK40038 | CURRENT
000009060 | PLIERS,DIAGONAL CUTTING | SHORT NOSE,INSULATED HANDLES; 200MM (8IN) LG;PACK OF 1; | EASTTOOL |  | EG-40535 | CURRENT
000009060 | PLIERS,DIAGONAL CUTTING | SHORT NOSE,INSULATED HANDLES; 200MM (8IN) LG;PACK OF 1; | C&LTOOL | CALTCO T/A C&L TOOL CENTRE | KINK40029 | CURRENT
000009060 | PLIERS,DIAGONAL CUTTING | SHORT NOSE,INSULATED HANDLES; 200MM (8IN) LG;PACK OF 1; | C&LTOOL | CALTCO T/A C&L TOOL CENTRE | K040029 | CURRENT
000009097 | INSPECTION PENETRANT DEVELOPER,WET. | 300 G PRESSURISED CAN,CARTON OF 12; | TURCO | TURCO | DY-CHEK PART NO 4 | PHASING
000009118 | TRANSFORMER,POWER | POWER TRANSFORMER;33 KV/11 KV;3 MVA; 3 PHASE;GROUND MTG;BSH HV 180 LV BSH; MINERAL OIL INSULATED;ONAN;DYN 11; | TYREE | TYREE INDUSTRIES PL MITTAGONG NSW | 33 KV/11 KV; | STRATEGIC SPARE
000009124 | TRANSFORMER,POWER | POWER TRANSFORMER;33 KV/11 KV; 10 MVA;3 PHASE;GROUND MTG BSH HV 180 LV BSH;MINERAL OIL;INSULATED; | ENGELEC | ENG ELEC | 33 KV/11 KV | STRATEGIC SPARE
000009149 | TRANSFORMER,DISTRIBUTION | 11 KV;200 KVA;3 PHASE;PADMOUNT; HAZ HV 180 LV BSH;MINERAL OIL INSULATED; ONAN;DYN 11;INTERNAL C/TS;FURTHER DETAILS TO BE ENTERED IN PLANT MGMT SYS; | PWA |  | 11 KV,200KVA | PURCHASE AS REQUIRED
000009195 | TRANSFORMER,DISTRIBUTION | 11 KV;1000 KVA;3 PHASE;GROUND MTG;AIR HV 180 LV BSH;MINERAL OIL INSULATED;ONAN; DYN 11;HIGH IMPEDANCE TYPE;FURTHER DETAILS TO BE ENTERED IN PLANT | BANYO | WORKSHOP REPAIRS | WORKSHOP REPAIRED | MAINTENANCE STOCK
000009361 | BRACKET,MOUNTING,STREET LIGHTING FIXTURE | STEEL;GALV;3.0 M LG;42 MM SPIGOT;4 M UPLIFT;T6;C/W STAYS,TO SUIT WOOD POLES, FOR USE ON MAJOR ROADS TO OBTAIN ADDITIONAL HEIGHT & MAINTAIN CLEARANCE | GM POLES | GM POLES PTY LTD | SL-WB-T6 | CURRENT
000009373 | ANCHOR,GUY | SINGLE HELIX;STEEL;PAINTED;200 MM ANCHOR DIA;SQ SECT;M24 HUB THD;8 KN/M;BOX OF 4 ,WEIGHT 4.0 KG EA, PACK WEIGHT 17.0 KG; | CHANCE | CHANCE (MANUFACTURER) | T102-1945 | CURRENT
000009374 | ANCHOR,GUY | SINGLE HELIX;STEEL;PAINTED;250 MM ANCHOR DIA;SQ SECT;M24 HUB THD;8 KN/M;BOX OF 4 ,WEIGHT 5.50 KG EA,PACK WEIGHT 22.50 KG; | CHANCE | CHANCE (MANUFACTURER) | T102-1946 | CURRENT
000009375 | ANCHOR,GUY | SINGLE HELIX;STEEL;PAINTED;300 MM ANCHOR DIA;SQ SECT;M24 HUB THD;8 KN/M;BOX OF 3 ,WEIGHT 7.0 KG EA,PACK WEIGHT 29.50 KG; | CHANCE | CHANCE (MANUFACTURER) | T102-1947 | CURRENT
000009376 | ANCHOR,GUY | DOUBLE HELIX;STEEL;PAINTED;250 MM ANCHOR DIA;SQ SECT;M24 HUB THD;610 MM HELIX SEPARATION;8 KN/M;PACK OF 1,15.25 KG EA; | CHANCE | CHANCE (MANUFACTURER) | T102-1948 | CURRENT
000009377 | ANCHOR,GUY | DOUBLE HELIX;STEEL;PAINTED;100 MM ANCHOR DIA;SQ SECT;M24 HUB THD;360 MM HELIX SEPERATION;PACK OF 1,7.0 KG EA; | CHANCE | CHANCE (MANUFACTURER) | T102-2039 | CURRENT
000009383 | NUT,EYE | STEEL,FORGED;GALV;M24;ISO M;THIMBLE TYPE ;141 KN MIN FAILING LOAD,TO BE MARKED "M ";BATCH CERTIFICATES REQUIRED;BAGS OF 20 ,PACK WEIGHT 21 KG; | PLP AUST | PREFORMED LINE PRODUCTS (AUST) | THEN-24 | CURRENT
000009383 | NUT,EYE | STEEL,FORGED;GALV;M24;ISO M;THIMBLE TYPE ;141 KN MIN FAILING LOAD,TO BE MARKED "M ";BATCH CERTIFICATES REQUIRED;BAGS OF 20 ,PACK WEIGHT 21 KG; | DULHUNTY | DULHUNTY INDUSTRIES PTY LTD | ENT-24 | CURRENT
000009403 | GRIP,CABLE,JAW | PARALLEL JAWS;FOR BARE COPPER & ALUMINIUM CONDUCTORS;RANGE 4.57-15.24 MM DIA;RECOMMENDED FOR COPPER METRIC (IMPERIAL) 19/2.00 (19/.083) 10.5 MM & | THEWMCAN | TMAC THEW & MCCANN GROUP | TM11887 | CURRENT
000009403 | GRIP,CABLE,JAW | PARALLEL JAWS;FOR BARE COPPER & ALUMINIUM CONDUCTORS;RANGE 4.57-15.24 MM DIA;RECOMMENDED FOR COPPER METRIC (IMPERIAL) 19/2.00 (19/.083) 10.5 MM & | TEN | THE ENERGY NETWORK | 2TON-L-GRIP | CURRENT
000009417 | BIT,AUGER | Impact, 10mm Dia, 205mm OAL, Steel, Ring Twist Pattern, 11mm Hex Shank, Quick Release | LEGEND | LEGEND POWER SYSTEMS | MSS-0038S | CURRENT
000009417 | BIT,AUGER | Impact, 10mm Dia, 205mm OAL, Steel, Ring Twist Pattern, 11mm Hex Shank, Quick Release | SPECFORC | SPECIALISED FORCE | STMSF 810 X 200 | CURRENT
000009428 | SCREW,MACHINE | STEEL;ZINC OR CAD-PLATED;PAN HD, PHILLIP HD;M8;ISO M;20 MM LG;Pack of 100 | HOBSON | HOBSON ENGINEERING CO PTY LTD 393904 | MSMSZPPM080020 | CURRENT
000009428 | SCREW,MACHINE | STEEL;ZINC OR CAD-PLATED;PAN HD, PHILLIP HD;M8;ISO M;20 MM LG;Pack of 100 | SUMMIT | SUMMIT GROUP | 6PCMZ08020 | CURRENT
000009428 | SCREW,MACHINE | STEEL;ZINC OR CAD-PLATED;PAN HD, PHILLIP HD;M8;ISO M;20 MM LG;Pack of 100 | STATEWD | STATEWIDE FSTNERS & ENG SPLS PL | MTZEPPM820 | CURRENT
000009715 | CIRCUIT BREAKER | INDOOR/VERT RACKING;BULK OIL;ENGLISH ELECTRIC;12 KV;3 PHASE;800 AMP;18.4 KA BKG CAP;MAN CHRG SPRING;30 V DC TRIPPING; | ENGELEC | ENG ELEC | CB 800 AMP 12 KV 3 PH | STRATEGIC SPARE
000009729 | CIRCUIT BREAKER | INDOOR/VERT RACKING;BULK OIL;REYROLLE; 12 KV;3 PHASE;400 AMP;13.1 KA BKG CAP; MAN CHRG SPRING;30 V DC TRIPPING; | REYROLLE |  | CB 400 AMP 3 PH 13.1 KA | STRATEGIC SPARE
000009740 | CIRCUIT BREAKER | INDOOR/VERT RACKING;BULK OIL;REYROLLE; 12 KV;3 PHASE;800 AMP;13.1 KA BKG CAP; 220 V DC SOLENOID;30 V DC TRIPPING; | REYROLLE |  | CB 800 AMP | PURCHASE AS REQUIRED
000009743 | CIRCUIT BREAKER | INDOOR/VERT RACKING;BULK OIL;REYROLLE; 12 KV;3 PHASE;1600 AMP;18.4 KA BKG CAP; 220 V DC SOLENOID;30 V DC TRIPPING; | REYROLLE |  | 12 KV;3 PH;1600 AMP; | PURCHASE AS REQUIRED
000009762 | CIRCUIT BREAKER | INDOOR/HOR RACKING;VACUUM;MITSUBISHI; 12 KV;3 PHASE;630 AMP;25 KA BKG CAP; 110 V DC MOTOR CHRG SPRING;110 V DC TRIPPING; | MITSBISH | MITSUBISHI | CIRCUIT BREAKER 630 AMP | STRATEGIC SPARE
000009764 | CIRCUIT BREAKER | INDOOR/HOR RACKING;VACUUM;MITSUBISHI; 12 KV;3 PHASE;2000 AMP;25 KA BKG CAP; 110 V DC MOTOR CHRG SPRING;110 V DC TRIPPING; | MITSBISH | MITSUBISHI | CIRCUIT BREAKER 2000 AMP | STRATEGIC SPARE
000009791 | CIRCUIT BREAKER | OUTDOOR;BULK OIL;EMAIL/WESTINGHOUSE; 36 KV;3 PHASE;1200 AMP;17.5 KA BKG CAP; 110 V DC SOLENOID;110 V DC TRIPPING; CB71249; | EMAIL |  | CIRCUIT BREAKER 1200 AMP | STRATEGIC SPARE
000009792 | CIRCUIT BREAKER | OUTDOOR;BULK OIL;EMAIL/WESTINGHOUSE; 36 KV;3 PHASE;1200 AMP;26.2 KA BKG CAP; 110 V DC SOLENOID;110 V DC TRIPPING; | EMAIL |  | CIRCUIT BREAKER 1200 AMP 36 KV | STRATEGIC SPARE
000009793 | CIRCUIT BREAKER | OUTDOOR;BULK OIL;EMAIL/WESTINGHOUSE; 36 KV;3 PHASE;1200 AMP;17.5 KA BKG CAP; 220 V DC SOLENOID;30 V DC TRIPPING; | EMAIL |  | CIRCUIT BREAKER 36 KV 2000 AMP | PURCHASE AS REQUIRED
000009795 | CIRCUIT BREAKER | OUTDOOR;BULK OIL;EMAIL/WESTINGHOUSE; 36 KV;3 PHASE;1600 AMP;26.2 KA BKG CAP; 110 V DC SOLENOID;110 V DC TRIPPING; CB72141; | EMAIL |  | CIRCUIT BREAKER 1600 AMP 36 KV | STRATEGIC SPARE
000009807 | CIRCUIT BREAKER | OUTDOOR;BULK OIL;BHARAT;36 KV;3 PHASE; 1200 AMP;26.2 KA BKG CAP;110 V DC SOLENOID;110 V DC TRIPPING; | BHARAT |  | CIRCUIT BREAKER 1200 AMP | PURCHASE AS REQUIRED
000009808 | CIRCUIT BREAKER | OUTDOOR;BULK OIL;BTH;36 KV;3 PHASE; 400 AMP;13.1 KA BKG CAP;110 V DC SOLENOID;110 V DC TRIPPING; | BTH |  | CIRCUIT BREAKER 400 AMP 36 KV | PURCHASE AS REQUIRED
000009860 | SCREW,TAPPING,THREAD CUTTING | SELF DRILLING POINT;STEEL;CAD-PLATED; FLAT CSK HD,PHILLIPS DRIVE;NO.7 (0.8 MM) ;45 MM LG;PACK OF 100;FOR FIXING METERS; | CNWPL | CNW PL - SLACKS CREEK | CLI357/45 | CURRENT
000009860 | SCREW,TAPPING,THREAD CUTTING | SELF DRILLING POINT;STEEL;CAD-PLATED; FLAT CSK HD,PHILLIPS DRIVE;NO.7 (0.8 MM) ;45 MM LG;PACK OF 100;FOR FIXING METERS; | CLIPSAL | GERARD INDUSTRIES QLD DIVSN P/L | CLI357/45 | CURRENT
000009866 | FERRULE,ELECTRICAL CONDUCTOR | CRIMP TYPE;TINNED COPPER,NYLON INSULATED ;0.5 - 2.5 SQ MM;1/0.80 MM;CENTRE DIMPLE ;BOX OF 100,PACK WEIGHT 0.2 KG; | TYCO | TYCO | LHD2.5S/100 (H2051/100 | CURRENT
000009866 | FERRULE,ELECTRICAL CONDUCTOR | CRIMP TYPE;TINNED COPPER,NYLON INSULATED ;0.5 - 2.5 SQ MM;1/0.80 MM;CENTRE DIMPLE ;BOX OF 100,PACK WEIGHT 0.2 KG; | UTILUX |  | H2051/100 | CURRENT
000009867 | TERMINAL,LUG | PRE-INSULATED,DRILLED PALM,TINNED COPPER ,CRIMP TYPE;FOR 2.5 SQ MM,7/0.67 MM WIRE SIZE;6.4 MM PALM HOLE;BLACK NYLON INSULATOR SLEEVE;SERRATED,INSIDE | TYCO | TYCO | RHD2.5M6/100 (H2037/100 | CURRENT
000009867 | TERMINAL,LUG | PRE-INSULATED,DRILLED PALM,TINNED COPPER ,CRIMP TYPE;FOR 2.5 SQ MM,7/0.67 MM WIRE SIZE;6.4 MM PALM HOLE;BLACK NYLON INSULATOR SLEEVE;SERRATED,INSIDE | UTILUX |  | H2037/100 | CURRENT
000009868 | TERMINAL,LUG | PRE-INSULATED,DRILLED PALM,TINNED COPPER ,CRIMP TYPE;FOR 4 SQ MM,7/0.85 MM WIRE SIZE;5.0 MM PALM HOLE;BLACK NYLON NSULATOR SLEEVE;SERRATED,INSIDE | TYCO | TYCO | RHD4M5L/100 (H2003L/100 | CURRENT
000009868 | TERMINAL,LUG | PRE-INSULATED,DRILLED PALM,TINNED COPPER ,CRIMP TYPE;FOR 4 SQ MM,7/0.85 MM WIRE SIZE;5.0 MM PALM HOLE;BLACK NYLON NSULATOR SLEEVE;SERRATED,INSIDE | UTILUX |  | H2003L/100 | CURRENT
000009869 | TERMINAL,LUG | PRE-INSULATED,DRILLED PALM,TINNED COPPER ,CRIMP TYPE;FOR 6 SQ MM,7/1.04 MM WIRE SIZE;6.7 MM PALM HOLE;BLACK NYLON INSULATED SLEEVE;SERRATED,INSIDE | TYCO | TYCO | RHD6M6/100 (H2005/100 | CURRENT
000009869 | TERMINAL,LUG | PRE-INSULATED,DRILLED PALM,TINNED COPPER ,CRIMP TYPE;FOR 6 SQ MM,7/1.04 MM WIRE SIZE;6.7 MM PALM HOLE;BLACK NYLON INSULATED SLEEVE;SERRATED,INSIDE | UTILUX |  | H2005/100 | CURRENT
000009876 | CABLE,CONTROL,ELECTRICAL | Sub Control, 4C, Quad PVC/PV Cream Sheath, (1/0.5) Screened, Colour Coding to Telecom Sched C5260 Appendix A, 250m Drum, Indoor Only | OLEX | OLEX AUSTRALIA PTY LTD | TINT002A5SCRA250 | CURRENT
000009876 | CABLE,CONTROL,ELECTRICAL | Sub Control, 4C, Quad PVC/PV Cream Sheath, (1/0.5) Screened, Colour Coding to Telecom Sched C5260 Appendix A, 250m Drum, Indoor Only | OLEX | OLEX AUSTRALIA PTY LTD | TINT002SCRA250 | CURRENT
000009877 | BOLT,MACHINE | STEEL;GALV;HEX HD;M12;ISO M;60 MM LG; W/HEX NUT TO BE FITTED TO BOLT FULL- SIZE SHANK;BAG OF 150,PACK WEIGHT 12.15 KG; | STATEWD | STATEWIDE FSTNERS & ENG SPLS PL | HBNGM1260 | CURRENT
000009878 | BOLT,MACHINE | STEEL;GALV;HEX HD;M16;ISO M;30 MM LG; W/HEX NUT TO BE FITTED TO BOLT,FULL- SIZE SHANK;BAG OF 100; | HOBSON | HOBSON ENGINEERING CO PTY LTD 393904 | KBH46GCM160030 | CURRENT
000009878 | BOLT,MACHINE | STEEL;GALV;HEX HD;M16;ISO M;30 MM LG; W/HEX NUT TO BE FITTED TO BOLT,FULL- SIZE SHANK;BAG OF 100; | STATEWD | STATEWIDE FSTNERS & ENG SPLS PL | HBNEGM1630 | CURRENT
000009879 | GATE,FENCE | STEEL;GALV;4200 MM LG,1130 MM H;INCL MTG HINGES & LOCKING CHAIN ACCESSORIES; FOR ACCESS TO PRIVATE PROPERTY; | VALLEYIG | VALLEY IRRIGATION | ACETB1B GUDGEON TOP/BTM 25 MM | CURRENT
000009880 | SCREW,TAPPING,THREAD CUTTING | SCRW:SELF-DRILLING;BUGLE HD,25MM,STL,ZP SCREW,TAPPING,THREAD CUTTING Self Drill, 7 x 25mm, Bugle HD, Phillips Recess (P1 000) | CLIPSAL | GERARD INDUSTRIES QLD DIVSN P/L | CLI 357/25 | CURRENT
000009880 | SCREW,TAPPING,THREAD CUTTING | SCRW:SELF-DRILLING;BUGLE HD,25MM,STL,ZP SCREW,TAPPING,THREAD CUTTING Self Drill, 7 x 25mm, Bugle HD, Phillips Recess (P1 000) | CNWPL | CNW PL - SLACKS CREEK | CLI357/25 | CURRENT
000009880 | SCREW,TAPPING,THREAD CUTTING | SCRW:SELF-DRILLING;BUGLE HD,25MM,STL,ZP SCREW,TAPPING,THREAD CUTTING Self Drill, 7 x 25mm, Bugle HD, Phillips Recess (P1 000) | CLIPSAL | GERARD INDUSTRIES QLD DIVSN P/L | CLI357/25 | CURRENT
000009881 | SCREW,TAPPING,THREAD CUTTING | ;SELF DRILLING POINT;STEEL;CAD-PLATED; FLAT CSK HD,PHILLIPS DRIVE;NO.7 (0.8 MM) ;30 MM LG;PACK OF 100; | CNWPL | CNW PL - SLACKS CREEK | CLI357/30 | CURRENT
000009881 | SCREW,TAPPING,THREAD CUTTING | ;SELF DRILLING POINT;STEEL;CAD-PLATED; FLAT CSK HD,PHILLIPS DRIVE;NO.7 (0.8 MM) ;30 MM LG;PACK OF 100; | CLIPSAL | GERARD INDUSTRIES QLD DIVSN P/L | CLI357/30 | CURRENT
000009885 | LAMP,SODIUM VAPOUR. | INTERNAL IGNITOR TYPE;HP;50 W;250 V; ES (E27) CAP;DIFFUSE BULB;CARTON OF 12,PACK WEIGHT 1.56 KG; | PHILIPS | PHILIPS AUSTRALIA PTY LTD | 928150808828 | CURRENT
000009885 | LAMP,SODIUM VAPOUR. | INTERNAL IGNITOR TYPE;HP;50 W;250 V; ES (E27) CAP;DIFFUSE BULB;CARTON OF 12,PACK WEIGHT 1.56 KG; | GERARD | GERARD PROFESSIONAL SOLUTIONS PL | 673390 | CURRENT
000009885 | LAMP,SODIUM VAPOUR. | INTERNAL IGNITOR TYPE;HP;50 W;250 V; ES (E27) CAP;DIFFUSE BULB;CARTON OF 12,PACK WEIGHT 1.56 KG; | MVT | MEDIUM VOLTAGE TECHNOLOGY | LU/85/90/MO/D/I/E27 | CURRENT
000009897 | BATTERY,NONRECHARGEABLE | ALKALINE;9 V;SNAP-FASTENER CONTACTS; 26.2 MM LG,17.5 MM W,49.2 MM H; BOX OF 12,CARTON OF 72;SHELF LIFE = 3 YEARS; | ATOMSUPP | ATOM SUPPLY | 95460012 | CURRENT
000009897 | BATTERY,NONRECHARGEABLE | ALKALINE;9 V;SNAP-FASTENER CONTACTS; 26.2 MM LG,17.5 MM W,49.2 MM H; BOX OF 12,CARTON OF 72;SHELF LIFE = 3 YEARS; | HAYMANS | HAYMANS ELECTRICAL | EVREN22 | CURRENT
000009897 | BATTERY,NONRECHARGEABLE | ALKALINE;9 V;SNAP-FASTENER CONTACTS; 26.2 MM LG,17.5 MM W,49.2 MM H; BOX OF 12,CARTON OF 72;SHELF LIFE = 3 YEARS; | EVEREADY |  | EVREN22 | CURRENT
000009898 | NUT,SELF-LOCKING,GANG CHANNEL | STEEL,RD;ZINC PLATED;M10;ISO M;W/SHORT SPRING & SERRATED GROOVED HD;PACK OF 100,PACK WEIGHT 4.10 KG; | EZYSTRUT | EZYSTRUT CABLE & PIPE SUPPORTS | E4008Z | CURRENT
000009910 | CONNECTOR,BUSBAR | 25 MM OD TUBE TO FLAT,TERMINAL LUG STYLE C2U TO DWG NO 1888-A4,NO 6 PALM SIZE UNDRILLED;PACK OF 1; | PLP AUST | PREFORMED LINE PRODUCTS (AUST) | D-BT256U | CURRENT
000009911 | CONNECTOR,BUSBAR | 38 MM OD TUBE TO FLAT,TERMINAL LUG STYLE C3 TO DWG NO 1888-A4,NO 6 PALM SIZE; PACK OF 1; | PLP AUST | PREFORMED LINE PRODUCTS (AUST) | D-BT384M26 | CURRENT
000009912 | CONNECTOR,BUSBAR | 38 MM OD TUBE TO FLAT,TERMINAL LUG STYLE C3U TO DWG NO 1888-A4,NO 6 PALM SIZE UNDRILLED;PACK OF 1; | PLP AUST | PREFORMED LINE PRODUCTS (AUST) | D-BT384M6U | CURRENT
000009913 | CONNECTOR,BUSBAR | 50 MM OD TUBE TO FLAT,TERMINAL LUG STYLE C4 TO DWG NO 1888-A4,NO 6 PALM SIZE; PACK OF 1; | PLP AUST | PREFORMED LINE PRODUCTS (AUST) | D-BT51M2 | CURRENT
000009914 | CONNECTOR,BUSBAR | 50 MM OD TUBE TO 38 MM OD TUBE,"A" FRAME CONNECTOR STYLE C1 DWG NO 1889-A4; COMPRISES 3 X BUSBARS & 2 X COPPER TUBE ;PACK OF 3 TO BE TIED AS SET; | PLP AUST | PREFORMED LINE PRODUCTS (AUST) | D-GAF26270 | STRATEGIC SPARE
000009915 | CONNECTOR,BUSBAR | 25 MM OD TUBE RUN TO 25 MM OD TUBE TAP, TEE CONNECTOR STYLE C1 TO DWG NO 1890-A4 ;PACK OF 1; | PLP AUST | PREFORMED LINE PRODUCTS (AUST) | D-TT20 | STRATEGIC SPARE
000009915 | CONNECTOR,BUSBAR | 25 MM OD TUBE RUN TO 25 MM OD TUBE TAP, TEE CONNECTOR STYLE C1 TO DWG NO 1890-A4 ;PACK OF 1; | HYLEC | HYLEC PTY LTD | CTT2525 | STRATEGIC SPARE
000009916 | CONNECTOR,BUSBAR | 38 MM OD TUBE RUN TO 38 MM OD TUBE TAP, TEE CONNECTOR STYLE C2 TO DWG NO 1890-A4 ;PACK OF 1; | PLP AUST | PREFORMED LINE PRODUCTS (AUST) | D-TT50 | CURRENT
000009917 | CONNECTOR,BUSBAR | 38 MM OD TUBE TO 19/1.53 - 19/2.52 CABLE ,END CONNECTOR STYLE C1 TO DWG NO 1891 -A4; | DULMISON | DULMISON (AUST) PTY LTD | E50 | CURRENT
000009918 | CONNECTOR,BUSBAR | 38 MM OD TUBE TO 37/2.25 - 61/2.25 CABLE ,END CONNECTOR STYLE C2 TO DWG NO 1891 -A4;PACK OF 1; | PLP AUST | PREFORMED LINE PRODUCTS (AUST) | D-E60C | CURRENT
000009919 | CONNECTOR,BUSBAR | 38 MM OD TUBE RUN TO 19/1.53 - 19/2.52 CABLE TAP,TEE CONNECTOR STYLE C1 TO DWG NO 1892-A4;PACK OF 1; | PLP AUST | PREFORMED LINE PRODUCTS (AUST) | D-T50 | CURRENT
000009920 | CONNECTOR,BUSBAR | 38 MM OD TUBE CLAMPED TO STATION POST INSULATORS,BUSBAR SUPPORT CLAMP STYLE C1 TO DWG NO 1893-A4;PACK OF 1; | PLP AUST | PREFORMED LINE PRODUCTS (AUST) | D-BS55 | CURRENT
000009921 | CONNECTOR,BUSBAR | 37/2.25 - 61/2.25 CABLE TO FLAT,TERMINAL LUG STYLE C1U TO DWG NO 1894-A4,NO 6 PALM SIZE UNDRILLED;PACK OF 1; | PLP AUST | PREFORMED LINE PRODUCTS (AUST) | D-TL46U | CURRENT
000009921 | CONNECTOR,BUSBAR | 37/2.25 - 61/2.25 CABLE TO FLAT,TERMINAL LUG STYLE C1U TO DWG NO 1894-A4,NO 6 PALM SIZE UNDRILLED;PACK OF 1; | FULTON | FULTON INDUSTRIES PL | C-UBTL19-2 | CURRENT
000009924 | CLEVIS,THIMBLE | Al Alloy, up to 19mm OD Al Cond, 40kN c/w Round Clevis Pin & S/Steel Humpback Split Pin (P25) | TYCO | TYCO | CTH40/38H | CURRENT
000009924 | CLEVIS,THIMBLE | Al Alloy, up to 19mm OD Al Cond, 40kN c/w Round Clevis Pin & S/Steel Humpback Split Pin (P25) | TEN | THE ENERGY NETWORK | CTHA-42 | CURRENT
000009924 | CLEVIS,THIMBLE | Al Alloy, up to 19mm OD Al Cond, 40kN c/w Round Clevis Pin & S/Steel Humpback Split Pin (P25) | TEN | THE ENERGY NETWORK | CTH-42 | CURRENT
000009924 | CLEVIS,THIMBLE | Al Alloy, up to 19mm OD Al Cond, 40kN c/w Round Clevis Pin & S/Steel Humpback Split Pin (P25) | QLDDIECK |  | QD 40 KN CLEVIS | CURRENT
000009928 | BAR,METAL | AL ALLOY GDE B6101;MILL FINISH; FLAT SHAPE;101.6 MM W X 19.05 MM THK;T6; 4 M LG; | ALCOAUST |  | ALLOY B6101-T6 | PURCHASE AS REQUIRED
000009940 | DIE,CRIMPING TOOL | STEEL;HEX;10.4 MM AF;FOR COPPER BASED LUGS ONTO 19/1.78 COPPER CONDUCTOR; U/W UTILUX COMPRESSION TOOL NO.38A OR EQUIV;PACK OF 1,PACK WEIGHT0.26 KG; | LEGEND | LEGEND POWER SYSTEMS | HT130-C-50 | CURRENT
000009940 | DIE,CRIMPING TOOL | STEEL;HEX;10.4 MM AF;FOR COPPER BASED LUGS ONTO 19/1.78 COPPER CONDUCTOR; U/W UTILUX COMPRESSION TOOL NO.38A OR EQUIV;PACK OF 1,PACK WEIGHT0.26 KG; | TECONN | TE CONNECTIVITY LTD | 38-104CU/1 | CURRENT
000009940 | DIE,CRIMPING TOOL | STEEL;HEX;10.4 MM AF;FOR COPPER BASED LUGS ONTO 19/1.78 COPPER CONDUCTOR; U/W UTILUX COMPRESSION TOOL NO.38A OR EQUIV;PACK OF 1,PACK WEIGHT0.26 KG; | CABLACES | CABLACES | HT130-C-50 | CURRENT
000009942 | DIE,CRIMPING TOOL | STEEL;HEX;17.8 MM AF;FOR BIMETAL TYPE LUGS ONTO 7/3.75 MM AAC (MARS); U/W UTILUX COMPRESSION TOOL NO.38A OR EQUIV;PACK OF 1,PACK WEIGHT 0.019 KG; | SPECFORC | SPECIALISED FORCE | 12T-17.8AFAL | CURRENT
000009942 | DIE,CRIMPING TOOL | STEEL;HEX;17.8 MM AF;FOR BIMETAL TYPE LUGS ONTO 7/3.75 MM AAC (MARS); U/W UTILUX COMPRESSION TOOL NO.38A OR EQUIV;PACK OF 1,PACK WEIGHT 0.019 KG; | PLP AUST | PREFORMED LINE PRODUCTS (AUST) | EPCDA178AF | CURRENT
000009942 | DIE,CRIMPING TOOL | STEEL;HEX;17.8 MM AF;FOR BIMETAL TYPE LUGS ONTO 7/3.75 MM AAC (MARS); U/W UTILUX COMPRESSION TOOL NO.38A OR EQUIV;PACK OF 1,PACK WEIGHT 0.019 KG; | TECONN | TE CONNECTIVITY LTD | 38-178AL/1 | CURRENT
000009943 | TERMINAL,LUG | EYE TYPE,BI-METAL,CRIMP CONNECTION;FOR 50 SQ MM,7/3.00 MM AAC (LIBRA);M12 STUD SIZE;PACK OF 100,PACK WEIGHT 5 KG; | TECONN | TE CONNECTIVITY LTD | BG50M12/1 | CURRENT
000009943 | TERMINAL,LUG | EYE TYPE,BI-METAL,CRIMP CONNECTION;FOR 50 SQ MM,7/3.00 MM AAC (LIBRA);M12 STUD SIZE;PACK OF 100,PACK WEIGHT 5 KG; | LEGEND | LEGEND POWER SYSTEMS | BL50-12 | CURRENT
000009943 | TERMINAL,LUG | EYE TYPE,BI-METAL,CRIMP CONNECTION;FOR 50 SQ MM,7/3.00 MM AAC (LIBRA);M12 STUD SIZE;PACK OF 100,PACK WEIGHT 5 KG; | PLP AUST | PREFORMED LINE PRODUCTS (AUST) | EPTB-50-13.2AF-M12 | CURRENT
000009944 | TERMINAL,LUG | EYE TYPE,BI-METAL,CRIMP CONNECTION; FOR 95 SQ MM,7/3.75 MM AAC (MARS);M12 STUD SIZE;PACK OF 30,PACK WEIGHT 3 KG; USE DIE STOCK CODE 11084; | LEGEND | LEGEND POWER SYSTEMS | BL95-12 | CURRENT
000009944 | TERMINAL,LUG | EYE TYPE,BI-METAL,CRIMP CONNECTION; FOR 95 SQ MM,7/3.75 MM AAC (MARS);M12 STUD SIZE;PACK OF 30,PACK WEIGHT 3 KG; USE DIE STOCK CODE 11084; | PLP AUST | PREFORMED LINE PRODUCTS (AUST) | EPTB-95-17.3AF-M12 | CURRENT
000009945 | TERMINAL,LUG | EYE TYPE,BI-METAL,CRIMP CONNECTION;FOR 120 SQ MM,7/4.75 MM AAC (MOON);M12 STUD SIZE;USE DIE STOCK CODE 17197;PACK OF 25 PACK WEIGHT 2.5 KG; | TYCO | TYCO | BG120M12/1 | CURRENT
000009945 | TERMINAL,LUG | EYE TYPE,BI-METAL,CRIMP CONNECTION;FOR 120 SQ MM,7/4.75 MM AAC (MOON);M12 STUD SIZE;USE DIE STOCK CODE 17197;PACK OF 25 PACK WEIGHT 2.5 KG; | PLP AUST | PREFORMED LINE PRODUCTS (AUST) | EPTB-120-17.3AF-M12 | CURRENT
000009946 | TERMINAL,LUG | EYE TYPE,BI-METAL,CRIMP CONNECTION;FOR 240 SQ MM AL U/G CABLE & 240 SQ MM COMPACTED AL U/G CABLE;M12 STUD SIZE PACK OF 25;U/W DIE STOCK CODE 02143; | TECONN | TE CONNECTIVITY LTD | BG240M12/1 | CURRENT
000009946 | TERMINAL,LUG | EYE TYPE,BI-METAL,CRIMP CONNECTION;FOR 240 SQ MM AL U/G CABLE & 240 SQ MM COMPACTED AL U/G CABLE;M12 STUD SIZE PACK OF 25;U/W DIE STOCK CODE 02143; | PLP AUST | PREFORMED LINE PRODUCTS (AUST) | EPTB-240-28.5AF-M12 | CURRENT
000009951 | SWITCH ISOLATOR. | 660 V;630 AMP;SP;SWITCH UNIT;LV OUTDOOR; 2 HOLE PALMS TO SUIT M12 LUGS;C/W 2 OFF M12 X 40 SS BOLT NUT & WASHERS;PACK OF 3 ,PALLET OF 81,PALLET WEIGHT 600 KG; | NGK | NGK STANGER PTY LTD | NZ4284EXP/2 | CURRENT
000009952 | CABLE,POWER,ELECTRICAL | 110 KV;300 SQ MM;SEGMENTAL HOLLOW CORE; ALUMINIUM CONDUCTOR;SINGLE CORE;OIL FILLED,PAPER INSULATED,PLAIN ALUMINIUM SHEATH,PVC OUTER SHEATH;DIELECTRIC | SPRECHER | SPRECHER + SCHUH | CABLE,POWER,300 SQ MM ALUM | STRATEGIC SPARE
000009954 | TERMINATION,ELECTRICAL POWER CABLE | 110 KV;OIL IMMERSED;SINGLE PHASE;FOR 300 SQ MM,SEGMENTAL,HOLLOW CORE,ALUMINIUM CONDUCTOR,OIL FILLED,PAPER INSULATED CABLE;CAST RESIN;W/INSULATING SECTION; | SPRECHER | SPRECHER + SCHUH | DWG NO 01-2739-110B | STRATEGIC SPARE
000009954 | TERMINATION,ELECTRICAL POWER CABLE | 110 KV;OIL IMMERSED;SINGLE PHASE;FOR 300 SQ MM,SEGMENTAL,HOLLOW CORE,ALUMINIUM CONDUCTOR,OIL FILLED,PAPER INSULATED CABLE;CAST RESIN;W/INSULATING SECTION; | AEGKABEL |  | DWG NO 01-2739-110B | STRATEGIC SPARE
000009955 | CABLE,POWER,ELECTRICAL | 110 KV;400 SQ MM;COPPER CONDUCTOR; 3 CORE;OIL FILLED,PAPER INSULATED, SPIRAL OIL DUCTS,CORRUGATED ALUMINIUM SHEATH PVC OUTER SHEATH;DIELECTRIC | MITSBISH | MITSUBISHI | CABLE,POWER,400 SQ MM | STRATEGIC SPARE
000009955 | CABLE,POWER,ELECTRICAL | 110 KV;400 SQ MM;COPPER CONDUCTOR; 3 CORE;OIL FILLED,PAPER INSULATED, SPIRAL OIL DUCTS,CORRUGATED ALUMINIUM SHEATH PVC OUTER SHEATH;DIELECTRIC | DAINICHI |  | CABLE,POWER 400 SQ MM | STRATEGIC SPARE
000009956 | JOINT,ELECTRICAL POWER CABLE | 110 KV;FOR 400 SQ MM,COPPER CONDUCTOR, 3 CORE,OIL FILLED PAPER INSULATED CABLE; STRAIGHT TYPE;COPPER SLEEVE,FIBRE GLASS OUTER BOX;FOR U/W CABLE | MITSBISH | MITSUBISHI | DWG J179A JI21011 | STRATEGIC SPARE
000009956 | JOINT,ELECTRICAL POWER CABLE | 110 KV;FOR 400 SQ MM,COPPER CONDUCTOR, 3 CORE,OIL FILLED PAPER INSULATED CABLE; STRAIGHT TYPE;COPPER SLEEVE,FIBRE GLASS OUTER BOX;FOR U/W CABLE | DAINICHI |  | DWG J179A JI21011 | STRATEGIC SPARE
000009957 | JOINT,ELECTRICAL POWER CABLE | 110 KV;FOR 400 SQ MM,COPPER CONDUCTOR, 3 CORE,OIL FILLED PAPER INSULATED CABLE STOP TYPE;COPPER SLEEVE,FIBRE GLASS OUTER BOX;FOR U/W CABLE STOCK CODE | MITSBISH | MITSUBISHI | DWG 180B JI21010 | STRATEGIC SPARE
000009957 | JOINT,ELECTRICAL POWER CABLE | 110 KV;FOR 400 SQ MM,COPPER CONDUCTOR, 3 CORE,OIL FILLED PAPER INSULATED CABLE STOP TYPE;COPPER SLEEVE,FIBRE GLASS OUTER BOX;FOR U/W CABLE STOCK CODE | DAINICHI |  | DWG 180B JI21010 | STRATEGIC SPARE
000009958 | TERMINATION,ELECTRICAL POWER CABLE | 110 KV;OUTDOOR;SINGLE PHASE;FOR 400 SQ MM,COPPER CONDUCTOR,3 CORE,OIL FILLED,PAPER INSULATED CABLE; PORCELAIN;W/CONDENSER ROLL;FOR U/W | MITSBISH | MITSUBISHI | DWG NO E158B-J12072 | STRATEGIC SPARE
000009958 | TERMINATION,ELECTRICAL POWER CABLE | 110 KV;OUTDOOR;SINGLE PHASE;FOR 400 SQ MM,COPPER CONDUCTOR,3 CORE,OIL FILLED,PAPER INSULATED CABLE; PORCELAIN;W/CONDENSER ROLL;FOR U/W | DAINICHI |  | DWG NO E158B-J12072 | STRATEGIC SPARE
000009959 | BOX,TRIFURCATING,ELECTRICAL POWER CABLE | 110 KV;400 SQ MM,3 CORE,OIL FILLED,PAPER INSULATED CABLE;COPPER SLEEVE,FIBRE GLASS OUTER BOX;FOR U/W CABLE STOCK CODE 09955,SECURITY STOCK F805; | NIPPON |  | DWG E160A J12072 | STRATEGIC SPARE
000009959 | BOX,TRIFURCATING,ELECTRICAL POWER CABLE | 110 KV;400 SQ MM,3 CORE,OIL FILLED,PAPER INSULATED CABLE;COPPER SLEEVE,FIBRE GLASS OUTER BOX;FOR U/W CABLE STOCK CODE 09955,SECURITY STOCK F805; | DAINICHI |  | BOX,TRIFURCATING, | STRATEGIC SPARE
000009960 | TERM REMAKE MATERIAL,ELEC POWER CABLE | 110 KV;OUTDOOR;SINGLE PHASE;FOR 400 SQ MM,COPPER CONDUCTOR,3 CORE, OIL FILLED,PAPER INSULATED CABLE; PORCELAIN TYPE;DAINICHI NIPPON DWG NO | MITSBISH | MITSUBISHI | DWG NO E158B JI2072 | STRATEGIC SPARE
000009960 | TERM REMAKE MATERIAL,ELEC POWER CABLE | 110 KV;OUTDOOR;SINGLE PHASE;FOR 400 SQ MM,COPPER CONDUCTOR,3 CORE, OIL FILLED,PAPER INSULATED CABLE; PORCELAIN TYPE;DAINICHI NIPPON DWG NO | DAINICHI |  | DWG NO E158B JI2072 | STRATEGIC SPARE
000010293 | TRANSFORMER,CURRENT | MEASUREMENT,WINDOW TYPE;TOROIDAL; INDOOR;FOR METERING;660 V;800/5 AMP LONG RANGE TYPE T;CLASS 0.5S ;EXT 200: RATED OUTPUT 15 V;TO AS60044.1;PACK OF | TWS | TWS ENERGY CONTROLS | 240T85CL05S/EN | CURRENT
000010293 | TRANSFORMER,CURRENT | MEASUREMENT,WINDOW TYPE;TOROIDAL; INDOOR;FOR METERING;660 V;800/5 AMP LONG RANGE TYPE T;CLASS 0.5S ;EXT 200: RATED OUTPUT 15 V;TO AS60044.1;PACK OF | WFENERGY | WF ENERGY CONTROLS | 240T85CL05S/EN | CURRENT
000010296 | TRANSFORMER,CURRENT | MEASUREMENT,WINDOW TYPE;TOROIDAL; INDOOR;FOR METERING;660 V;200/5 AMP LONG RANGE TYPE S;CLASS 0.5S;EXT 200% 5 VA;TO AS60044.1;PACK OF 3,PACK WEIGHT | TWS | TWS ENERGY CONTROLS | 240S45CL05S/EN | CURRENT
000010296 | TRANSFORMER,CURRENT | MEASUREMENT,WINDOW TYPE;TOROIDAL; INDOOR;FOR METERING;660 V;200/5 AMP LONG RANGE TYPE S;CLASS 0.5S;EXT 200% 5 VA;TO AS60044.1;PACK OF 3,PACK WEIGHT | WFENERGY | WF ENERGY CONTROLS | 240S45CL05S/EN | CURRENT
000010370 | TERMINATION,ELECTRICAL POWER CABLE | 11 KV;OUTDOOR;SINGLE PHASE;FOR 630 SQ MM COPPER CONDUCTOR,SCREENED,PLYPVC; PORCELAIN;UJ MANUAL 2.402D;REFER TO STOCK CODE 15143 (OUTDOOR HEATSHRINK | CABUS | CABUS | DWG 7150E | MAINTENANCE STOCK
000010371 | TERMINATION,ELECTRICAL POWER CABLE | 11 KV;OUTDOOR;SINGLE PHASE;FOR 400 SQ MM COPPER CONDUCTOR,SCREENED,PLYPVC; PORCELAIN; | CABUS | CABUS | DWG 7150E | MAINTENANCE STOCK
000010379 | TERMINAL,LUG | STALK,COPPER CRIMP TYPE;FOR 25 SQ MM COPPER CONDUCTOR;12.7 MM DIA STALK; BAG OF 10;U/W 11 KV HEAT SHRINK POLE TERMINATION;PACK OF 1,PACK WEIGHT0.95 KG | LEGEND | LEGEND POWER SYSTEMS | CS25/12.7SE | CURRENT
000010379 | TERMINAL,LUG | STALK,COPPER CRIMP TYPE;FOR 25 SQ MM COPPER CONDUCTOR;12.7 MM DIA STALK; BAG OF 10;U/W 11 KV HEAT SHRINK POLE TERMINATION;PACK OF 1,PACK WEIGHT0.95 KG | CABLACES | CABLACES | CS25/12.7SE | CURRENT
000010380 | TERMINAL,LUG | STALK,COPPER CRIMP TYPE;FOR 95 SQ MM COPPER CONDUCTOR;12.7 MM DIA STALK; BAG OF 10;U/W 11 KV HEAT SHRINK POLE TERMINATION;PACK OF 1,PACK WEIGHT 400 G; | LEGEND | LEGEND POWER SYSTEMS | CS95/12.7SE | CURRENT
000010380 | TERMINAL,LUG | STALK,COPPER CRIMP TYPE;FOR 95 SQ MM COPPER CONDUCTOR;12.7 MM DIA STALK; BAG OF 10;U/W 11 KV HEAT SHRINK POLE TERMINATION;PACK OF 1,PACK WEIGHT 400 G; | UTILUX |  | H2334X03/1 | CURRENT
000010381 | CONNECTOR BAR,ELECTRICAL | SURGE DIVERTER CONNECTION & OPERATIONAL EARTH ATTACHMENT;TWISTED & TINNED COPPER BAR;25 MM X 6 MM;BAG OF 10;U/W 11 KV HEAT SHRINK POLE TERMINATIONS;UJ MANUAL | ENI | ENI INDUSTRIES PL | 84154 | CURRENT
000010386 | NUT,PLAIN,HEXAGON | BRASS;STD;M4;ISO M;Pack of 200 | HOBSON | HOBSON ENGINEERING CO PTY LTD 393904 | NHBRPCM04 | CURRENT
000010386 | NUT,PLAIN,HEXAGON | BRASS;STD;M4;ISO M;Pack of 200 | STATEWD | STATEWIDE FSTNERS & ENG SPLS PL | NBEM4 | CURRENT
000010389 | SWITCH FUSE GEAR | 12 KV;3 PHASE;2 SW;630 A NORMAL CURR;630 A BKG CAP;47 KA MKG CAP;1 FUSE SW;200 A NORM CURR;200 A BKG CURR;47 KA MKG CURR; 3 PHASE TRIP;OIL INSUL;O/D;EXT TO LHS OR | LUCY |  | FRMU 12 KV | PHASING
000010401 | ADHESIVE | CONTAINS 57% W/V LIQUID HYDROCARBONS, 8% W/V METHYL ETHYL KETONE;CEMENT;BONDS LAMINATED PLASTICS,METAL,WOOD,GLASS, LEATHER,ALUMINIUM,RUBBER,HARDBOARD | C&LTOOL | CALTCO T/A C&L TOOL CENTRE | 100044 | CURRENT
000010401 | ADHESIVE | CONTAINS 57% W/V LIQUID HYDROCARBONS, 8% W/V METHYL ETHYL KETONE;CEMENT;BONDS LAMINATED PLASTICS,METAL,WOOD,GLASS, LEATHER,ALUMINIUM,RUBBER,HARDBOARD | C&LTOOL | CALTCO T/A C&L TOOL CENTRE | 100043 | CURRENT
000010401 | ADHESIVE | CONTAINS 57% W/V LIQUID HYDROCARBONS, 8% W/V METHYL ETHYL KETONE;CEMENT;BONDS LAMINATED PLASTICS,METAL,WOOD,GLASS, LEATHER,ALUMINIUM,RUBBER,HARDBOARD | BLKWOODS | J BLACKWOOD & SON LTD | 04110909/100044 | CURRENT
000010401 | ADHESIVE | CONTAINS 57% W/V LIQUID HYDROCARBONS, 8% W/V METHYL ETHYL KETONE;CEMENT;BONDS LAMINATED PLASTICS,METAL,WOOD,GLASS, LEATHER,ALUMINIUM,RUBBER,HARDBOARD | SELLEYS |  | SKG100 | CURRENT
000010412 | PANEL TERMINAL,STREET LIGHTING | FOR MAJOR ROAD STREET LIGHT POLE; 330 MM X 70 MM PANEL SIZE;C/W APPROVED TERMINAL BLOCK,CIRCUIT BREAKER & DRIP SHIELD;PACK OF 20,PACK WEIGHT 6.25 KG; | FLOWLINE | FLOWLINE INDUSTRIES PTY LTD | ESQ064/1 | CURRENT
000010412 | PANEL TERMINAL,STREET LIGHTING | FOR MAJOR ROAD STREET LIGHT POLE; 330 MM X 70 MM PANEL SIZE;C/W APPROVED TERMINAL BLOCK,CIRCUIT BREAKER & DRIP SHIELD;PACK OF 20,PACK WEIGHT 6.25 KG; | MMELEC | MM ELECTRICAL MERCHANDISING | I3SLPMAJ-ROK | CURRENT
000010416 | SCREW,MACHINE | BRASS;RD HD,SLOT DRIVE;1/8 IN;BSW; 1 IN LG;BOX OF 200; | SUMMIT | SUMMIT GROUP | 6RIWB03025 | CURRENT
000010416 | SCREW,MACHINE | BRASS;RD HD,SLOT DRIVE;1/8 IN;BSW; 1 IN LG;BOX OF 200; | COVENTRY | COVENTRY FASTENERS QLD | 18X1BWBRRMT | CURRENT
000010422 | JOINT BOX,SWITCH FUSE GEAR. | FOR COUPLING TWO LUCY OIL-FILLED 12 KV RING MAIN UNITS;STD 425 MM LG COPPER LINKS & JOINTING MATERIALS;USED IN REGIONAL & METROPOLITAN AREAS; | LUCY |  | 3860044007 | STRATEGIC SPARE
000010423 | GLOVES,LEATHER. | MEN'S WELDING;FULL LENGTH REINFORCED PALM;BLUE BUTTHIDE KELVAR GAUNTLET; NOM 40 CM LG;FULLY LINED; | ATOMSUPP | ATOM SUPPLY | 90110040 | CURRENT
000010423 | GLOVES,LEATHER. | MEN'S WELDING;FULL LENGTH REINFORCED PALM;BLUE BUTTHIDE KELVAR GAUNTLET; NOM 40 CM LG;FULLY LINED; | ATOMSUPP | ATOM SUPPLY | 55040253 | CURRENT
000010428 | CLOTH,CLEANING | HVY DUTY NON-WOVEN POLYPROPYLENE FABRIC ;130 WIPES PER BOX;23 CM W X 42 CM LG; WIPING CLOTHS ABSORB FLUIDS QUICKLY & EFFECTIVELY; | ATOMSUPP | ATOM SUPPLY | 60014744 | CURRENT
000010428 | CLOTH,CLEANING | HVY DUTY NON-WOVEN POLYPROPYLENE FABRIC ;130 WIPES PER BOX;23 CM W X 42 CM LG; WIPING CLOTHS ABSORB FLUIDS QUICKLY & EFFECTIVELY; | BLKWOODS | J BLACKWOOD & SON LTD | 06763440/94222 | CURRENT
000010428 | CLOTH,CLEANING | HVY DUTY NON-WOVEN POLYPROPYLENE FABRIC ;130 WIPES PER BOX;23 CM W X 42 CM LG; WIPING CLOTHS ABSORB FLUIDS QUICKLY & EFFECTIVELY; | KIMCLARK |  | KC94222 | CURRENT
000010441 | ATTACHMENT,HELMET VISOR | NYLON;TO CLIP FACESHIELD VISOR TO SAFETY CAP OR HELMET;TO FIT PROTECTOR HH40 HELMET & HC43/HC71 CAPS; | BOC | BOC GASES | VH500 | CURRENT
000010441 | ATTACHMENT,HELMET VISOR | NYLON;TO CLIP FACESHIELD VISOR TO SAFETY CAP OR HELMET;TO FIT PROTECTOR HH40 HELMET & HC43/HC71 CAPS; | PROTECTR |  | FX-VH400 | CURRENT
000010442 | VISOR,FACESHIELD | POLYCARBONATE;HIGH VELOCITY IMPACT; TO FIT PROTECTOR FX-VH71 HELMET VISOR ATTACHMENT (STOCK CODE 10441); | BLKWOODS | J BLACKWOOD & SON LTD | 03788821 | CURRENT
000010442 | VISOR,FACESHIELD | POLYCARBONATE;HIGH VELOCITY IMPACT; TO FIT PROTECTOR FX-VH71 HELMET VISOR ATTACHMENT (STOCK CODE 10441); | BLKWOODS | J BLACKWOOD & SON LTD | 00174250 | CURRENT
000010446 | SPRING,VOLUTE | Washer, M16/20, S/Steel Gde 316, Open Ends, 60mm OD Large End, 16.5mm ID Small End, 26 x 6mm, 1.8kN Compression Force, Dwg 01-04-03 (P100) | THOMARSH |  | EN149 | CURRENT
000010447 | SPRING,VOLUTE | Washer, M20/M24, S/Steel Gde 316, Open Ends, 32mm LG, 8mm W, 85mm OD Large End, 24.5mm ID Small End, 3.3kN Compression Force, Box of 100, Dwg 01-04-03 (scm) | HOBSON | HOBSON ENGINEERING CO PTY LTD 393904 | WV16PM24 | CURRENT
000010447 | SPRING,VOLUTE | Washer, M20/M24, S/Steel Gde 316, Open Ends, 32mm LG, 8mm W, 85mm OD Large End, 24.5mm ID Small End, 3.3kN Compression Force, Box of 100, Dwg 01-04-03 (scm) | THOMARSH |  | EN148 | CURRENT
000010484 | CROSSARM,METAL | STEEL;GALV;1990 MM LG; 75 MM X 75 MM X 6 MM THK;PACK OF 1,PACK WEIGHT 16 KG;USED FOR 11 KV EDO MTG; | ENERGEX | ENERGEX | STEEL;GALV;1800 MM LG; | PHASING
000010484 | CROSSARM,METAL | STEEL;GALV;1990 MM LG; 75 MM X 75 MM X 6 MM THK;PACK OF 1,PACK WEIGHT 16 KG;USED FOR 11 KV EDO MTG; | LIVINGST | LIVINGSTONE ENGINEERING | 10484 | PHASING
000010484 | CROSSARM,METAL | STEEL;GALV;1990 MM LG; 75 MM X 75 MM X 6 MM THK;PACK OF 1,PACK WEIGHT 16 KG;USED FOR 11 KV EDO MTG; | GREATWST |  | 10484 | PHASING
000010487 | CONNECTOR BAR,ELECTRICAL | SURGE DIVERTER CONNECTION;COPPER, HARD DRAWN;25 MM W,75 MM LG;;2 X 11 MM DIA HOLES;BAG OF 50,PACK WEIGHT 3 KG; SURGE FOR U/W LV DIVERTER TO EARTH | ENI | ENI INDUSTRIES PL | 84161 | CURRENT
000010487 | CONNECTOR BAR,ELECTRICAL | SURGE DIVERTER CONNECTION;COPPER, HARD DRAWN;25 MM W,75 MM LG;;2 X 11 MM DIA HOLES;BAG OF 50,PACK WEIGHT 3 KG; SURGE FOR U/W LV DIVERTER TO EARTH | GREATWST |  | 10487 | CURRENT
000010487 | CONNECTOR BAR,ELECTRICAL | SURGE DIVERTER CONNECTION;COPPER, HARD DRAWN;25 MM W,75 MM LG;;2 X 11 MM DIA HOLES;BAG OF 50,PACK WEIGHT 3 KG; SURGE FOR U/W LV DIVERTER TO EARTH | DRAWING | DRAWING NO | 2152-A4-REV B | CURRENT
000010488 | CONNECTOR BAR,ELECTRICAL | SURGE DIVERTER CONNECTION;COPPER, HARD DRAWN;25 MM W,100 MM LG; 2 HOLES 13 & 11 MM DIA;BAG OF 100, PACK WEIGHT 6.0 KG;U/W LV SURGE | ENI | ENI INDUSTRIES PL | 84158 | CURRENT
000010489 | CONNECTOR BAR,ELECTRICAL | SURGE DIVERTER CONNECTION;COPPER, HARD DRAWN;40 MM W,100 MM LG; 2 HOLES 12 & 18 MM DIA;FOR U/W LV SURGE DIVERTER TO TRANSFORMER BUSHING PALM; | ENI | ENI INDUSTRIES PL | 84163 | CURRENT
000010489 | CONNECTOR BAR,ELECTRICAL | SURGE DIVERTER CONNECTION;COPPER, HARD DRAWN;40 MM W,100 MM LG; 2 HOLES 12 & 18 MM DIA;FOR U/W LV SURGE DIVERTER TO TRANSFORMER BUSHING PALM; | STEELWAY |  | E10489 | CURRENT
000010490 | TUBING,PLASTICS,SPIRAL WRAP | PVC;BLACK;12.5 MM DIA;HELICAL PRE-SLIT; BOXES OF 25 M;USE FOR THE BINDING TOGETHER OF INSULATED CABLES; | CABLACES | CABLACES | SB12BK | CURRENT
000010490 | TUBING,PLASTICS,SPIRAL WRAP | PVC;BLACK;12.5 MM DIA;HELICAL PRE-SLIT; BOXES OF 25 M;USE FOR THE BINDING TOGETHER OF INSULATED CABLES; | LEGEND | LEGEND POWER SYSTEMS | SB12BK | CURRENT
000010496 | CIRCUIT BREAKER | OUTDOOR;BULK OIL;INOUE-DENKE;36 KV; 3 PHASE;800 AMP;25 KA BKG CAP;110 V DC SOLENOID;110 V DC TRIPPING; | INOUEDNK |  | 30TEO-150-S | PURCHASE AS REQUIRED
000010549 | HOOK,SUPPORT | J-HOOK;STEEL,STRUCTURAL GDE 250;GALV; 125 MM LG;AS1204 STEEL;BAG OF 10, PACK WEIGHT 10 KG;FOR M16 BOLT ON ATTACHMENT,FOR SERVICE TERMINATIONS; | HAYMAN | HAYMANS INDUSTRIES PTY LTD | 10549 | CURRENT
000010549 | HOOK,SUPPORT | J-HOOK;STEEL,STRUCTURAL GDE 250;GALV; 125 MM LG;AS1204 STEEL;BAG OF 10, PACK WEIGHT 10 KG;FOR M16 BOLT ON ATTACHMENT,FOR SERVICE TERMINATIONS; | SEWELFRG | GREG SEWELL FORGINGS PTY LTD | HOOK,SUPPORT. | CURRENT
000010551 | TAPE,INSULATION,ELECTRICAL | Adhesive Backed, PVC, Black, 19mm x 20m, 178mm Thk, Flame Retardant, Service Temp up to 80Deg C to UL510, AS1621.3, Pack of 200 | ATOMSUPP | ATOM SUPPLY | 236536 | CURRENT
000010551 | TAPE,INSULATION,ELECTRICAL | Adhesive Backed, PVC, Black, 19mm x 20m, 178mm Thk, Flame Retardant, Service Temp up to 80Deg C to UL510, AS1621.3, Pack of 200 | OMEGA | OMEGA | OME25BK | CURRENT
000010559 | BOLT,MACHINE | STEEL;GALV;HEX HD;M16;ISO M;160 MM LG; W/HEX NUT TO BE FITTED TO BOLT,FULL-SIZE SHANK | STATEWD | STATEWIDE FSTNERS & ENG SPLS PL | HBNGM16160 | CURRENT
000010560 | PROTECTOR,ELECTRICAL CABLE | EARTH GUARD;STEEL,GALV;375 MM LG;GROUND LEVEL COVER FOR EARTHWIRE & EARTH TEST POINT OF CONCRETE POLES;BUNDLE OF 10, PACK WEIGHT 2 KG; | HAYMAN | HAYMANS INDUSTRIES PTY LTD | 10560 | CURRENT
000010560 | PROTECTOR,ELECTRICAL CABLE | EARTH GUARD;STEEL,GALV;375 MM LG;GROUND LEVEL COVER FOR EARTHWIRE & EARTH TEST POINT OF CONCRETE POLES;BUNDLE OF 10, PACK WEIGHT 2 KG; | MEFCO | MEFCO AUSTRALIA PTY LTD SUNSHINE VIC | 10560 | CURRENT
000010567 | KEY SET,SOCKET HEAD SCREW | 13 Piece Allen Key set, Hex Drive, .050 - 3/8 in. | C&LTOOL | CALTCO T/A C&L TOOL CENTRE | BON12237 | CURRENT
000010567 | KEY SET,SOCKET HEAD SCREW | 13 Piece Allen Key set, Hex Drive, .050 - 3/8 in. | BLKWOODS | J BLACKWOOD & SON LTD | 03019917/WSIA | CURRENT
000010567 | KEY SET,SOCKET HEAD SCREW | 13 Piece Allen Key set, Hex Drive, .050 - 3/8 in. | UNBRAKO | UNBRAKO | AKSAF | CURRENT
000010569 | SCREWDRIVER SET,CROSS TIP AND FLAT TIP | FLAT TIP-STD,38 X 6.5,45 X 3,100 X 4,100 X 5,150 X 6-5,200 X 8 MM;FLAT TIP- INSULATED 150 X 5 MM,SQ BLADE 300 X 10 MM,TANG-THROUGH 250 X 10 MM; | STATEWD | STATEWIDE FSTNERS & ENG SPLS PL | S65750 | CURRENT
000010569 | SCREWDRIVER SET,CROSS TIP AND FLAT TIP | FLAT TIP-STD,38 X 6.5,45 X 3,100 X 4,100 X 5,150 X 6-5,200 X 8 MM;FLAT TIP- INSULATED 150 X 5 MM,SQ BLADE 300 X 10 MM,TANG-THROUGH 250 X 10 MM; | AMPLITUD | AMPLITUDE PTY LTD - 396777 | 55552 | CURRENT
000010569 | SCREWDRIVER SET,CROSS TIP AND FLAT TIP | FLAT TIP-STD,38 X 6.5,45 X 3,100 X 4,100 X 5,150 X 6-5,200 X 8 MM;FLAT TIP- INSULATED 150 X 5 MM,SQ BLADE 300 X 10 MM,TANG-THROUGH 250 X 10 MM; | STANLEY |  | S65750 | CURRENT
000010574 | BRACKET,INSULATOR | POLE TOP TYPE;STEEL;GALV;VERTICAL SUPPORT STYLE;SUITABLE FOR 33 KV PIN & POST INSULATORS;HOLE SIZE 26 MM; 450 MM LG;ANGLE 90 MM X 90 MM X 6 MM; | SEWELFRG | GREG SEWELL FORGINGS PTY LTD | 6157 | CURRENT
000010579 | TERMINATION,ELECTRICAL POWER CABLE | 33 KV;OUTDOOR;SINGLE PHASE;FOR 400 SQ MM COPPER CONDUCTOR,MIND PAPER INSULATED CABLE;PORCELAIN;W/O EXT CONNECTIONS;EXT CONNECTIONS STOCK CODE 11163 & 11165, | NZI |  | DWG D339-0560/A | MAINTENANCE STOCK
000010594 | CROSSARM,WOOD | HARDWOOD;1500 MM LG;100 MM X 100 MM;ELEC POWER DISTRIBUTION;(TYPE A) OHEW SUPPORT CONSTR;DRILLED;U/O ENERGEX CONSTRUCTION; BUNDLE OF 12; | DALEMYER | DALE MEYERS PTY LTD | HXD3100100FS150 | CURRENT
000010594 | CROSSARM,WOOD | HARDWOOD;1500 MM LG;100 MM X 100 MM;ELEC POWER DISTRIBUTION;(TYPE A) OHEW SUPPORT CONSTR;DRILLED;U/O ENERGEX CONSTRUCTION; BUNDLE OF 12; | COFFSHAR | COFFS HARBOUR TRADING | 10594 | CURRENT
000010595 | CROSSARM,WOOD | HARDWOOD;1500 MM LG;100 MM X 100 MM;ELEC POWER DISTRIBUTION;TYPE B OHEW SUPPORT CONSTR;DRILLED;U/O ENERGEX CONSTRUCTION; BUNDLE OF 12; | DALEMYER | DALE MEYERS PTY LTD | HXD3100100FS150 | PHASING
000010595 | CROSSARM,WOOD | HARDWOOD;1500 MM LG;100 MM X 100 MM;ELEC POWER DISTRIBUTION;TYPE B OHEW SUPPORT CONSTR;DRILLED;U/O ENERGEX CONSTRUCTION; BUNDLE OF 12; | COFFSHAR | COFFS HARBOUR TRADING | 10595 | PHASING
000010595 | CROSSARM,WOOD | HARDWOOD;1500 MM LG;100 MM X 100 MM;ELEC POWER DISTRIBUTION;TYPE B OHEW SUPPORT CONSTR;DRILLED;U/O ENERGEX CONSTRUCTION; BUNDLE OF 12; | DRILL | CROSSARM DRILL PATTERNS | 002H | PHASING
000010597 | CLAMP,STRAIN | Termination, ABC, 50/95mm2, 2 or 4 Core (P10) (scm) | MACLEAN | MACLEAN POWER PL - E15128 | ABCTC-5095L | CURRENT
000010597 | CLAMP,STRAIN | Termination, ABC, 50/95mm2, 2 or 4 Core (P10) (scm) | DULMISON | DULMISON (AUST) PTY LTD | ABCTC-5095L | CURRENT
000010597 | CLAMP,STRAIN | Termination, ABC, 50/95mm2, 2 or 4 Core (P10) (scm) | SICAME | SICAME AUSTRALIA PTY LTD | PA11/1SRER | CURRENT
000010598 | CLAMP,SUSPENSION,ELEC CONDUCTOR | STRAIGHT-LINE;LV ABC CABLE;FULLY SUPPORTED;4 X 95 SQ MM;15 DEG DEVIATION; BOX OF 20,PACK WEIGHT 7.0 KG; | TEN | THE ENERGY NETWORK | ABCSC-495 | CURRENT
000010598 | CLAMP,SUSPENSION,ELEC CONDUCTOR | STRAIGHT-LINE;LV ABC CABLE;FULLY SUPPORTED;4 X 95 SQ MM;15 DEG DEVIATION; BOX OF 20,PACK WEIGHT 7.0 KG; | SICAME | SICAME AUSTRALIA PTY LTD | SC495 | CURRENT
000010598 | CLAMP,SUSPENSION,ELEC CONDUCTOR | STRAIGHT-LINE;LV ABC CABLE;FULLY SUPPORTED;4 X 95 SQ MM;15 DEG DEVIATION; BOX OF 20,PACK WEIGHT 7.0 KG; | DULMISON | DULMISON (AUST) PTY LTD | IBSC495 | CURRENT
000010599 | PLATE,YOKE,ELECTRICAL CONDUCTOR SUPPORT. | ANGLE SUSPENSION;RECT;STEEL,MILD;GALV; ABC CABLE;BAGS OF 10,PACK WEIGHT 5 KG; U/W 2 CLAMPS,SUSPENSION STOCK CODE10598; USE WITH LVABC; | HAYMAN | HAYMANS INDUSTRIES PTY LTD | 10599 | CURRENT
000010599 | PLATE,YOKE,ELECTRICAL CONDUCTOR SUPPORT. | ANGLE SUSPENSION;RECT;STEEL,MILD;GALV; ABC CABLE;BAGS OF 10,PACK WEIGHT 5 KG; U/W 2 CLAMPS,SUSPENSION STOCK CODE10598; USE WITH LVABC; | MEFCO | MEFCO AUSTRALIA PTY LTD SUNSHINE VIC | 10599 | CURRENT
000010603 | CLAMP,CABLE | IPC LVABC Connector, 16-95mm2 Main, 6-35mm2 Tap, Insulated Cu or Al, M8 Bolt c/w Yellow Shear-off Indicator Tag & S/Steel Fasteners, Pack of 12 | SICAME | SICAME AUSTRALIA PTY LTD | TTD151XFAPE | CURRENT
000010603 | CLAMP,CABLE | IPC LVABC Connector, 16-95mm2 Main, 6-35mm2 Tap, Insulated Cu or Al, M8 Bolt c/w Yellow Shear-off Indicator Tag & S/Steel Fasteners, Pack of 12 | DULMISON | DULMISON (AUST) PTY LTD | P2X95USI | CURRENT
000010604 | CLAMP,PARALLEL,ELECTRICAL CONNECTOR. | INSULATION PIERCING;MAIN 35-95 SQ MM ABC ;TAP 35-95 SQ MM ABC;C/W 1 BOLT; C/W YELLOW SHEAR INDICATOR WASHER; PACK OF 12,PACK WEIGHT 2.0 KG;REFER | SICAME | SICAME AUSTRALIA PTY LTD | TTD201XFAPE | CURRENT
000010604 | CLAMP,PARALLEL,ELECTRICAL CONNECTOR. | INSULATION PIERCING;MAIN 35-95 SQ MM ABC ;TAP 35-95 SQ MM ABC;C/W 1 BOLT; C/W YELLOW SHEAR INDICATOR WASHER; PACK OF 12,PACK WEIGHT 2.0 KG;REFER | DULMISON | DULMISON (AUST) PTY LTD | P3X95SI | CURRENT
000010607 | STUD,CONTINUOUS THREAD. | STAINLESS STEEL GDE 316;M12;ISO M; 75 MM LG;W/2 STAINLESS STEEL HEX NUTS & 1 SPRING WASHER,ASSEMBLED; ;FIRST USED AS | SUMMIT | SUMMIT GROUP | 6SAS412075 | CURRENT
000010607 | STUD,CONTINUOUS THREAD. | STAINLESS STEEL GDE 316;M12;ISO M; 75 MM LG;W/2 STAINLESS STEEL HEX NUTS & 1 SPRING WASHER,ASSEMBLED; ;FIRST USED AS | STATEWD | STATEWIDE FSTNERS & ENG SPLS PL | SSS4M1275 | CURRENT
000010609 | CROSSARM,WOOD | HARDWOOD;2700 MM LG;150 MM X 100 MM;ELEC POWER DISTRIBUTION;11S/M,11T/M,11XS/M, 11T,11S,11TZ,11SZ,11TT,11TS,33T,33S,33TZ ,33SZ,33TT,33TS CONSTR;DRILLED;U/O | DALEMYER | DALE MEYERS PTY LTD | HXD3150100FS270 | CURRENT
000010609 | CROSSARM,WOOD | HARDWOOD;2700 MM LG;150 MM X 100 MM;ELEC POWER DISTRIBUTION;11S/M,11T/M,11XS/M, 11T,11S,11TZ,11SZ,11TT,11TS,33T,33S,33TZ ,33SZ,33TT,33TS CONSTR;DRILLED;U/O | COFFSHAR | COFFS HARBOUR TRADING | 10609 | CURRENT
000010609 | CROSSARM,WOOD | HARDWOOD;2700 MM LG;150 MM X 100 MM;ELEC POWER DISTRIBUTION;11S/M,11T/M,11XS/M, 11T,11S,11TZ,11SZ,11TT,11TS,33T,33S,33TZ ,33SZ,33TT,33TS CONSTR;DRILLED;U/O | ENERGEX | ENERGEX | CROSSARM 2700 MM LG HARDWOOD | CURRENT
000010624 | CIRCUIT BREAKER | INDOOR/WITHDRAWABLE;AIR;NILSEN;433 V AC; 3 PHASE;3150 AMP;63 KA BKG CAP;MAN CHRG SPRING;32 V DC TRIPPING; | NILSEN |  | NAB1/31D | PHASING
000010625 | CIRCUIT BREAKER | INDOOR/WITHDRAWABLE;AIR;NILSEN;433 V AC; 3 PHASE;1600 AMP;50 KA BKG CAP;MAN CHRG SPRING;32 V DC TRIPPING; | NILSEN |  | NAB1/16D | STRATEGIC SPARE
000010636 | BLADE,HAND HACKSAW | HSF;SHATTERPROOF BI-METAL;REGULAR TEETH ;18 TPI;0.65 MM THK;300 MM LG,13 MM W; BOX OF 100,PACK OF 10; | ATOMSUPP | ATOM SUPPLY | 2335001 | CURRENT
000010636 | BLADE,HAND HACKSAW | HSF;SHATTERPROOF BI-METAL;REGULAR TEETH ;18 TPI;0.65 MM THK;300 MM LG,13 MM W; BOX OF 100,PACK OF 10; | CNWPL | CNW PL - SLACKS CREEK | ECLPN8700002 | CURRENT
000010636 | BLADE,HAND HACKSAW | HSF;SHATTERPROOF BI-METAL;REGULAR TEETH ;18 TPI;0.65 MM THK;300 MM LG,13 MM W; BOX OF 100,PACK OF 10; | ECLIPSE |  | RS 300.12.18 | CURRENT
000010637 | BLADE,HAND HACKSAW | HSF;SHATTERPROOF BI-METAL;REGULAR TEETH ;24 TPI;0.65 MM THK;300 MM LG,13 MM W; BOX OF 100,PACK OF 10; | CNWPL | CNW PL - SLACKS CREEK | 7251-24 | CURRENT
000010637 | BLADE,HAND HACKSAW | HSF;SHATTERPROOF BI-METAL;REGULAR TEETH ;24 TPI;0.65 MM THK;300 MM LG,13 MM W; BOX OF 100,PACK OF 10; | CNWPL | CNW PL - SLACKS CREEK | ECLPN87000011 | CURRENT
000010637 | BLADE,HAND HACKSAW | HSF;SHATTERPROOF BI-METAL;REGULAR TEETH ;24 TPI;0.65 MM THK;300 MM LG,13 MM W; BOX OF 100,PACK OF 10; | ECLIPSE |  | RS 300.12.24 | CURRENT
000010638 | DISK,SOLID,PLAIN | STEEL REINFORCED CONCRETE;600 MM DIA; 75 MM THK;W/TWO GALV LIFTING HANDLES; PACK WEIGHT - 52 KG;FOR MONOPOLE FOUNDATION; | AMATROC | ROCLA CONCRETE POLES | DISK,600 MM DIA | CURRENT
000010639 | DISK,SOLID,PLAIN | STEEL REINFORCED CONCRETE;850 MM DIA; 100 MM THK;W/ONE GALV LIFTING HANDLE;TO BE PACKED 3 PER PALLET SEPERATED BY CHOCKS TO AVOID DAMAGE TO HANDLE | AMATROC | ROCLA CONCRETE POLES | DISK,850 MM DIA | CURRENT
000010678 | JUNCTION BOX. | Adaptable, 211 x 108 x 81mm, Rigid PVC, Grey, Rect, Multi-Way, Surface Mtd, Screwed Lid c/w Sealing Gasket, Pack of 5 | REXEL | REXEL PTY LTD | CLI265/5GY | PURCHASE AS REQUIRED
000010678 | JUNCTION BOX. | Adaptable, 211 x 108 x 81mm, Rigid PVC, Grey, Rect, Multi-Way, Surface Mtd, Screwed Lid c/w Sealing Gasket, Pack of 5 | CLIPSAL | GERARD INDUSTRIES QLD DIVSN P/L | CLI265/5GRY | PURCHASE AS REQUIRED
000010680 | TAPE,INSULATION,ELECTRICAL | ADHESIVE BACKED;PVC,WHITE;19 MM W;20 M LG;.178 MM THK;FLAME RETARDANT,SERVICE TEMP (UP TO 80 DEG C WHEN TESTED TO UL510;AS1621.3;PACK OF 200,PACK WEIGHT | ATOMSUPP | ATOM SUPPLY | 236540 | CURRENT
000010680 | TAPE,INSULATION,ELECTRICAL | ADHESIVE BACKED;PVC,WHITE;19 MM W;20 M LG;.178 MM THK;FLAME RETARDANT,SERVICE TEMP (UP TO 80 DEG C WHEN TESTED TO UL510;AS1621.3;PACK OF 200,PACK WEIGHT | OMEGA | OMEGA | OME25WH | CURRENT
000010701 | RIVET,BLIND | 5/16 IN BODY LG;TRUSS HD;1/8 IN HD DIA; | SUMMIT | SUMMIT GROUP | 11NPG155-10701 | CURRENT
000010701 | RIVET,BLIND | 5/16 IN BODY LG;TRUSS HD;1/8 IN HD DIA; | COVENTRY | COVENTRY FASTENERS QLD | AS4-3 | CURRENT
000010738 | REGULATOR,STEP VOLTAGE | 11 KV;SINGLE PHASE;50 HZ;200 AMP;ONAN; + OR - 10%;32 STEPS OF .625%;GROUND OR POLE MTG;HV BUSHINGS;C/W DEMAND AMMETER KIT & 7.3 M CONTROL CABLE; | GE(USA) | GENERAL ELECTRIC (USA) | TYPE VR1 | PHASING
000010739 | REGULATOR,STEP VOLTAGE | 11 KV;SINGLE PHASE;50 HZ;100 AMP;ONAN; + OR - 10%;32 STEPS OF .625%;POLE MTG; HV BUSHINGS; | MCGRAWED |  | REGULATOR,STEP SINGLE PHASE | STRATEGIC SPARE
000010740 | REGULATOR,STEP VOLTAGE | 11 KV;SINGLE PHASE;50 HZ;100 AMP;ONAN; + OR - 10%;32 STEPS OF .625%;POLE MTG; HV BUSHINGS; | GE(USA) | GENERAL ELECTRIC (USA) | TYPE ML32 | PHASING
000010744 | TRANSFORMER,EARTHING | 11 KV;3 PHASE;50 HZ;ONAN;INTERCONNECTED STAR;2500 AMP FOR 3 SEC;7 OHMS PER PHASE ; | GECAEIHE |  | TRANSFORMER,11 KV 3 PHASE | STRATEGIC SPARE
000010744 | TRANSFORMER,EARTHING | 11 KV;3 PHASE;50 HZ;ONAN;INTERCONNECTED STAR;2500 AMP FOR 3 SEC;7 OHMS PER PHASE ; | WILSELEC |  | TRANSFORMER 11 KV 3 PH | STRATEGIC SPARE
000010749 | POLE STUB,CONCRETE | REINFORCED;202 MM OD;2100 MM O/A LG; 59 KN;ITEM CB1; | AMATROC | ROCLA CONCRETE POLES | POLE STUB 202 MM | PURCHASE AS REQUIRED
000010750 | POLE STUB,CONCRETE | REINFORCED;255 MM OD;2300 MM O/A LG; 112 KN;ITEM CB2;TO SUIT GALV STEEL SLEEVE S2;FOR TIMBER POLE RE-BUTTING; | AMATROC | ROCLA CONCRETE POLES | POLE STUB 255 MM | PURCHASE AS REQUIRED
000010751 | POLE STUB,CONCRETE | REINFORCED;306 MM OD;2700 MM O/A LG; 145 KN;ITEM CB3;TO SUIT GALV STEEL SLEEVE S3;FOR TIMBER POLE RE-BUTTING; | AMATROC | ROCLA CONCRETE POLES | POLE STUB 306 MM | PURCHASE AS REQUIRED
000010752 | POLE STUB,CONCRETE | REINFORCED;338 MM OD;2700 MM O/A LG; 204 KN;ITEM CB4;TO SUIT GALV STEEL SLEEVE S4;FOR TIMBER POLE RE-BUTTING; | AMATROC | ROCLA CONCRETE POLES | POLE STUB 338 MM | PURCHASE AS REQUIRED
000010753 | POLE STUB,CONCRETE | REINFORCED;388 MM OD;3000 MM O/A LG; 249 KN;ITEM CB5;TO SUIT GALV STEEL SLEEVE S5;FOR TIMBER POLE RE-BUTTING, | AMATROC | ROCLA CONCRETE POLES | POLE STUB 388 MM | PURCHASE AS REQUIRED
000010800 | TAPE,INSULATION,ELECTRICAL | ADHESIVE BACKED;PVC,BLUE;19 MM W;20 M LG .178 MM THK;FLAME RETARDANT,SERVICE TEMP (UP TO 80 DEG C WHEN TESTED TO UL510; AS1621.3;PACK OF 200; | ATOMSUPP | ATOM SUPPLY | 236537 | CURRENT
000010800 | TAPE,INSULATION,ELECTRICAL | ADHESIVE BACKED;PVC,BLUE;19 MM W;20 M LG .178 MM THK;FLAME RETARDANT,SERVICE TEMP (UP TO 80 DEG C WHEN TESTED TO UL510; AS1621.3;PACK OF 200; | OMEGA | OMEGA | OME25BL | CURRENT
000010801 | TAPE,INSULATION,ELECTRICAL | ADHESIVE BACKED;PVC,RED;19 MM W;20 M LG; .178 MM THK;FLAME RETARDANT SERVICE TEMP (UP TO 80 DEG C WHEN TESTED TO UL510; AS1621.3;PACK OF 200; | ATOMSUPP | ATOM SUPPLY | 236539 | CURRENT
000010801 | TAPE,INSULATION,ELECTRICAL | ADHESIVE BACKED;PVC,RED;19 MM W;20 M LG; .178 MM THK;FLAME RETARDANT SERVICE TEMP (UP TO 80 DEG C WHEN TESTED TO UL510; AS1621.3;PACK OF 200; | OMEGA | OMEGA | OME25RD | CURRENT
000010819 | CABLE,POWER,ELECTRICAL | 33 KV;400 SQ MM;COPPER CONDUCTOR;SINGLE CORE;(PLYHDPE);AS1026;500 M,DRUM SIZE SHALL NOT EXCEED 2400 DIA,1250 W OR 5.0 TONNES W/O ENERGEX ACCEPTANCE,108 MM | OLEX | OLEX AUSTRALIA PTY LTD | KTRP28RP001CXAA | PHASING
000010851 | SHADOW BOARD. | FOR MTG SPECIALISED TOOLS & ELECTRICAL EQUIPMENT;915 MM W,1370 MM H;BLACK ACRYLIC;FOR SUBSTATIONS (LARGE TYPE); | ENERGEX | ENERGEX | SHADOW BOARD 915 MM W | CURRENT
000010852 | ANCHOR,MASONRY | COMPRISING ANCHOR,W/TEMPORARY NYLON BOLT ;W/FINS TO GROUND ANCHOR;50 KN MAX LOADING HOR;PACK OF 5,FOR USE IN CONCRETE FLOORS; | HAYMAN | HAYMANS INDUSTRIES PTY LTD | 10852 | CURRENT
000010852 | ANCHOR,MASONRY | COMPRISING ANCHOR,W/TEMPORARY NYLON BOLT ;W/FINS TO GROUND ANCHOR;50 KN MAX LOADING HOR;PACK OF 5,FOR USE IN CONCRETE FLOORS; | STEELWAY |  | E10852 | CURRENT
000010857 | HOLDER,PLAN. | ALUMINIUM;400 MM LG,100 MM W;W/MTG BRACKETS;FOR USE IN SUBSTATIONS; | ERGON | ERGON ENERGY | HOLDER PLAN | CURRENT
000010858 | HOLDER,CARD-LABEL | STEEL;PAINTED WHITE;65 MM LG,25 MM H, 15 MM W;PACK OF 10;FOR PILOT CABLE TERMINATIONS; | ENERGEX | ENERGEX | HOLDER,CARD WHITE | PURCHASE AS REQUIRED
000010869 | NUT,SELF-LOCKING,GANG CHANNEL | STEEL,RD;ZINC-PLATED;M8;ISO M;W/SHORT SPRING & SERRATED GROOVED HD;BOX OF 100, PACK WEIGHT 4.10 KG; | EZYSTRUT | EZYSTRUT CABLE & PIPE SUPPORTS | E4007Z | CURRENT
000010876 | RELAY,FEEDER DIFFERENTIAL. | FD;5 AMP;2 NO SR CONT;1 HR FLAG;SCREW TERM;VEDETTE DO CASE;FLUSH MTG;BS142; ORDER ON PROT.DEPT APPROVAL ONLY; | REYROLLE |  | SOLKOR RF VEDETTE DO CSE | PHASING
000010885 | NUT,SELF-LOCKING,GANG CHANNEL | STEEL,RD;ZINC PLATED;M12;ISO M;W/LONG SPRING & SERRATED GROOVED HD;PACK OF 100,PACK WEIGHT 4.10 KG; | EZYSTRUT | EZYSTRUT CABLE & PIPE SUPPORTS | E1010Z | CURRENT
000010886 | TERMINAL,LUG | DRILLED PALM,TINNED COPPER,CRIMP TYPE; FOR 25 SQ MM,19/1.35 MM COPPER CONDUCTOR;FOR M12 BOLT SIZE;PACK OF 50, PACK WEIGHT0.6 KG;FOR URD PILLARS; | LEGEND | LEGEND POWER SYSTEMS | CAL25-12 | CURRENT
000010886 | TERMINAL,LUG | DRILLED PALM,TINNED COPPER,CRIMP TYPE; FOR 25 SQ MM,19/1.35 MM COPPER CONDUCTOR;FOR M12 BOLT SIZE;PACK OF 50, PACK WEIGHT0.6 KG;FOR URD PILLARS; | MACLEAN | MACLEAN POWER PL - E15128 | TL-4R12 | CURRENT
000010886 | TERMINAL,LUG | DRILLED PALM,TINNED COPPER,CRIMP TYPE; FOR 25 SQ MM,19/1.35 MM COPPER CONDUCTOR;FOR M12 BOLT SIZE;PACK OF 50, PACK WEIGHT0.6 KG;FOR URD PILLARS; | PLP AUST | PREFORMED LINE PRODUCTS (AUST) | EPTCU-25-7.7AF-M12 | CURRENT
000010886 | TERMINAL,LUG | DRILLED PALM,TINNED COPPER,CRIMP TYPE; FOR 25 SQ MM,19/1.35 MM COPPER CONDUCTOR;FOR M12 BOLT SIZE;PACK OF 50, PACK WEIGHT0.6 KG;FOR URD PILLARS; | TECONN | TE CONNECTIVITY LTD | CG25M12/50 | CURRENT
000010887 | TERMINAL,LUG | LONG BARREL,UNDRILLED SEALED PALM,COPPER ,CRIMP TYPE;FOR 400 SQ MM COPPER CONDUCT OR;44 MM LG BARREL;FOR U/W HEAT SHRINKABLE TERMINATIONS,UJ MAN 2.002D; | LEGEND | LEGEND POWER SYSTEMS | CAL400 | CURRENT
000010887 | TERMINAL,LUG | LONG BARREL,UNDRILLED SEALED PALM,COPPER ,CRIMP TYPE;FOR 400 SQ MM COPPER CONDUCT OR;44 MM LG BARREL;FOR U/W HEAT SHRINKABLE TERMINATIONS,UJ MAN 2.002D; | CABLACES | CABLACES | CAL400 | CURRENT
000010888 | TERMINAL,LUG | LONG BARREL,UNDRILLED SEALED PALM TINNED ,COPPER,CRIMP TYPE;FOR 630 SQ MM COPPER CONDUCTOR;56 MM LG BARREL;FOR U/W HEAT SHRINKABLE TERMINATIONS,UJ MAN 2.002D; | LEGEND | LEGEND POWER SYSTEMS | CAL630 | CURRENT
000010888 | TERMINAL,LUG | LONG BARREL,UNDRILLED SEALED PALM TINNED ,COPPER,CRIMP TYPE;FOR 630 SQ MM COPPER CONDUCTOR;56 MM LG BARREL;FOR U/W HEAT SHRINKABLE TERMINATIONS,UJ MAN 2.002D; | CABLACES | CABLACES | CAL630 | CURRENT
000010891 | CROSSARM,WOOD | HARDWOOD;2700 MM LG;100 MM X 100 MM;ELEC POWER DISTRIBUTION;SPAR,UNDRILLED;PACK OF 15; 100 MM SURFACE TO BE PAINTED AND GRADED;TO BE USED FOR THE MANUFACTURE OF | DALEMYER | DALE MEYERS PTY LTD | HXB3100100FS270 | CURRENT
000010891 | CROSSARM,WOOD | HARDWOOD;2700 MM LG;100 MM X 100 MM;ELEC POWER DISTRIBUTION;SPAR,UNDRILLED;PACK OF 15; 100 MM SURFACE TO BE PAINTED AND GRADED;TO BE USED FOR THE MANUFACTURE OF | COFFSHAR | COFFS HARBOUR TRADING | 2700 MM LG;100 MM X 100 MM; | CURRENT
000010894 | CROSSARM,WOOD | HARDWOOD;3600 MM LG;150 MM X 100 MM;ELEC POWER DISTRIBUTION;SPAR,UNDRILLED;PACK OF 12,100 MM SURFACE TO BE PAINTED AND GRADED;TO BE USED TO MANUFACTURE | DALEMYER | DALE MEYERS PTY LTD | HXB3150100FS360 | CURRENT
000010894 | CROSSARM,WOOD | HARDWOOD;3600 MM LG;150 MM X 100 MM;ELEC POWER DISTRIBUTION;SPAR,UNDRILLED;PACK OF 12,100 MM SURFACE TO BE PAINTED AND GRADED;TO BE USED TO MANUFACTURE | COFFSHAR | COFFS HARBOUR TRADING | 3600 MM LG;150 MM X 100 MM; | CURRENT
000010900 | COUPLING,NONMETALLIC RIGID CONDUIT | UPVC;ORANGE;80 MM NOM DIA;LIGHT DUTY; DOUBLE ENDED SOCKET;AS2053;PACK OF 45, PACK WEIGHT 0.35 KG; | TRI UGRD | TRI UNDERGROUND AUSTRALIA PTY LTD | LDE80COUPFF | CURRENT
000010900 | COUPLING,NONMETALLIC RIGID CONDUIT | UPVC;ORANGE;80 MM NOM DIA;LIGHT DUTY; DOUBLE ENDED SOCKET;AS2053;PACK OF 45, PACK WEIGHT 0.35 KG; | HAYMANS | HAYMANS ELECTRICAL | FABL24280 | CURRENT
000010900 | COUPLING,NONMETALLIC RIGID CONDUIT | UPVC;ORANGE;80 MM NOM DIA;LIGHT DUTY; DOUBLE ENDED SOCKET;AS2053;PACK OF 45, PACK WEIGHT 0.35 KG; | VINIDEX |  | 32150 | CURRENT
000010904 | NUT,PLAIN,HEXAGON | STAINLESS STEEL,GDE 304;STD;M16;ISO M; AS1444;BOX OF 50,PACK WEIGHT 1.6 KG; | HOBSON | HOBSON ENGINEERING CO PTY LTD 393904 | NH04PCM16 | CURRENT
000010904 | NUT,PLAIN,HEXAGON | STAINLESS STEEL,GDE 304;STD;M16;ISO M; AS1444;BOX OF 50,PACK WEIGHT 1.6 KG; | STATEWD | STATEWIDE FSTNERS & ENG SPLS PL | NES4M16 | CURRENT
000010917 | FUSEHOLDER | SURFACE MTG;BACK CONNECTING-TWO STUDS; 32 AMP;415 V AC;BOLT-IN;OFFSET TAGS; WHITE;AS2005;PACK OF 10;SUITABLE FOR FITTING COPPER LINK OR HRC CARTRIDGE; | REXEL | REXEL PTY LTD | BUSRS32PWH | PURCHASE AS REQUIRED
000010917 | FUSEHOLDER | SURFACE MTG;BACK CONNECTING-TWO STUDS; 32 AMP;415 V AC;BOLT-IN;OFFSET TAGS; WHITE;AS2005;PACK OF 10;SUITABLE FOR FITTING COPPER LINK OR HRC CARTRIDGE; | ALSTOM | ALSTOM GRID AUSTRALIA LIMITED | RS32P (WHITE) RED SPOT | PURCHASE AS REQUIRED
000010920 | FUSEHOLDER | SURFACE MTG;BACK CONNECTING-TWO STUDS; 32 AMP;415 V AC;BOLT-IN;OFFSET TAGS; BLACK;AS2005;PACK OF 1;FOR CARTRIDGES USE STOCK CODES 02888,04420,04423, | REXEL | REXEL PTY LTD | BUSRS32P | PURCHASE AS REQUIRED
000010920 | FUSEHOLDER | SURFACE MTG;BACK CONNECTING-TWO STUDS; 32 AMP;415 V AC;BOLT-IN;OFFSET TAGS; BLACK;AS2005;PACK OF 1;FOR CARTRIDGES USE STOCK CODES 02888,04420,04423, | REXEL | REXEL PTY LTD | BUSRS32P (BSEN60269) | PURCHASE AS REQUIRED
000010920 | FUSEHOLDER | SURFACE MTG;BACK CONNECTING-TWO STUDS; 32 AMP;415 V AC;BOLT-IN;OFFSET TAGS; BLACK;AS2005;PACK OF 1;FOR CARTRIDGES USE STOCK CODES 02888,04420,04423, | ALSTOM | ALSTOM GRID AUSTRALIA LIMITED | EEFRS32P | PURCHASE AS REQUIRED
000010920 | FUSEHOLDER | SURFACE MTG;BACK CONNECTING-TWO STUDS; 32 AMP;415 V AC;BOLT-IN;OFFSET TAGS; BLACK;AS2005;PACK OF 1;FOR CARTRIDGES USE STOCK CODES 02888,04420,04423, | ALSTOM | ALSTOM GRID AUSTRALIA LIMITED | RS32P (BLACK) RED SPOT | PURCHASE AS REQUIRED
000010923 | FUSEHOLDER | SURFACE MTG;BACK CONNECTING-TWO STUDS; 63 AMP;690 V AC;BOLT-IN;OFFSET TAGS; BLACK;AS2005;PACK OF 1;FOR CARTRIDGES USE STOCK CODES 02888,04420,04423, | REXEL | REXEL PTY LTD | BUSRS63P | PURCHASE AS REQUIRED
000010923 | FUSEHOLDER | SURFACE MTG;BACK CONNECTING-TWO STUDS; 63 AMP;690 V AC;BOLT-IN;OFFSET TAGS; BLACK;AS2005;PACK OF 1;FOR CARTRIDGES USE STOCK CODES 02888,04420,04423, | ALSTOM | ALSTOM GRID AUSTRALIA LIMITED | EEFRS63P | PURCHASE AS REQUIRED
000010924 | FUSEHOLDER | SURFACE MTG;BACK CONNECTING-TWO STUDS; 100 AMP;415 V AC;BOLT-IN;OFFSET TAGS; WHITE;AS2005;SUITABLE FOR FITTING COPPER LINK OR HRC CARTRIDGE; | ALSTOM | ALSTOM GRID AUSTRALIA LIMITED | RS100PWH | PURCHASE AS REQUIRED
000010964 | LUBRICATING GUN,HAND | Flexible Hose & Fitting, One Hand Operation, suit Bulk or Cartridge Grease | BLKWOODS | J BLACKWOOD & SON LTD | 04422406/K29-01 | CURRENT
000010964 | LUBRICATING GUN,HAND | Flexible Hose & Fitting, One Hand Operation, suit Bulk or Cartridge Grease | ATOMSUPP | ATOM SUPPLY | 4023002 | CURRENT
000010964 | LUBRICATING GUN,HAND | Flexible Hose & Fitting, One Hand Operation, suit Bulk or Cartridge Grease | MACNAUGT |  | K29 | CURRENT
000011006 | COUPLING,ADAPTOR,NONMETALLIC CONDUIT | RIGID UPVC;ORANGE;100 MM NOM SIZE LIGHT DUTY UPVC CONDUIT;TO 80 MM NOM DIA LIGHT DUTY UPVC CONDUIT;DOUBLE ENDED SOCKET; AS2053;PACK OF 40,PACK WEIGHT 0.31 KG; | TRI UGRD | TRI UNDERGROUND AUSTRALIA PTY LTD | LDE10080COUPFF | CURRENT
000011006 | COUPLING,ADAPTOR,NONMETALLIC CONDUIT | RIGID UPVC;ORANGE;100 MM NOM SIZE LIGHT DUTY UPVC CONDUIT;TO 80 MM NOM DIA LIGHT DUTY UPVC CONDUIT;DOUBLE ENDED SOCKET; AS2053;PACK OF 40,PACK WEIGHT 0.31 KG; | HAYMANS | HAYMANS ELECTRICAL | FABL10080 | CURRENT
000011006 | COUPLING,ADAPTOR,NONMETALLIC CONDUIT | RIGID UPVC;ORANGE;100 MM NOM SIZE LIGHT DUTY UPVC CONDUIT;TO 80 MM NOM DIA LIGHT DUTY UPVC CONDUIT;DOUBLE ENDED SOCKET; AS2053;PACK OF 40,PACK WEIGHT 0.31 KG; | VINIDEX |  | 32130 | CURRENT
000011020 | BAG,PLASTIC | POLYETHYLENE,LOW DENSITY;TRANSPARENT; 40 U THK;230 MM LG,150 MM W;STORAGE OF SML ITEMS OF STOCK;MINI GRIP (SELF-SEALING);PACK OF 100,CARTON OF | HAYMANS | HAYMANS ELECTRICAL | SIG24005 | CURRENT
000011020 | BAG,PLASTIC | POLYETHYLENE,LOW DENSITY;TRANSPARENT; 40 U THK;230 MM LG,150 MM W;STORAGE OF SML ITEMS OF STOCK;MINI GRIP (SELF-SEALING);PACK OF 100,CARTON OF | HAYMANS | HAYMANS ELECTRICAL | REESIG11106 | CURRENT
000011020 | BAG,PLASTIC | POLYETHYLENE,LOW DENSITY;TRANSPARENT; 40 U THK;230 MM LG,150 MM W;STORAGE OF SML ITEMS OF STOCK;MINI GRIP (SELF-SEALING);PACK OF 100,CARTON OF | SIGNET | SIGNET PTY LTD | 11106 | CURRENT
000011021 | BAG,PLASTIC | POLYETHYLENE,LOW DENSITY;TRANSPARENT; 40 U THK;250 MM LG,200 MM W;STORAGE OF SML ITEMS OF STOCK;MINI GRIP (SELF SEALING);PACK OF 100,CARTON OF | HAYMANS | HAYMANS ELECTRICAL | REESIG11107 | CURRENT
000011021 | BAG,PLASTIC | POLYETHYLENE,LOW DENSITY;TRANSPARENT; 40 U THK;250 MM LG,200 MM W;STORAGE OF SML ITEMS OF STOCK;MINI GRIP (SELF SEALING);PACK OF 100,CARTON OF | HAYMANS | HAYMANS ELECTRICAL | SIG11107 | CURRENT
000011021 | BAG,PLASTIC | POLYETHYLENE,LOW DENSITY;TRANSPARENT; 40 U THK;250 MM LG,200 MM W;STORAGE OF SML ITEMS OF STOCK;MINI GRIP (SELF SEALING);PACK OF 100,CARTON OF | SIGNET | SIGNET PTY LTD | 11107 | CURRENT
000011067 | CROSSARM,WOOD | HARDWOOD;3000 MM LG;100 MM X 100 MM;ELEC POWER DISTRIBUTION;SPAR,UNDRILLED;PACK OF 15; 100 MM SURFACE TO BE PAINTED AND GRADED;FOR THE MANUFACTURE OF SC 14649; | DALEMYER | DALE MEYERS PTY LTD | HXB3100100FS300 | CURRENT
000011067 | CROSSARM,WOOD | HARDWOOD;3000 MM LG;100 MM X 100 MM;ELEC POWER DISTRIBUTION;SPAR,UNDRILLED;PACK OF 15; 100 MM SURFACE TO BE PAINTED AND GRADED;FOR THE MANUFACTURE OF SC 14649; | COFFSHAR | COFFS HARBOUR TRADING | 3000 MM LG;100 MM X 100 MM; | CURRENT
000011072 | BRACKET,STABILISING. | BEND AS PER DWG;STEEL;GALV;400 MM LG, 40 MM W,3 MM THK;W/2 X 18 MM DIA HOLES; 10 DEG BEND;BAGS OF 50,PACK WEIGHT 9.5 KG;USED ON POLE MOUNTING OF " | HAYMAN | HAYMANS INDUSTRIES PTY LTD | 11072 | CURRENT
000011072 | BRACKET,STABILISING. | BEND AS PER DWG;STEEL;GALV;400 MM LG, 40 MM W,3 MM THK;W/2 X 18 MM DIA HOLES; 10 DEG BEND;BAGS OF 50,PACK WEIGHT 9.5 KG;USED ON POLE MOUNTING OF " | MEFCO | MEFCO AUSTRALIA PTY LTD SUNSHINE VIC | 11072 | CURRENT
000011080 | SLEEVE,COMPRESSION | FULL TENSION COMPRESSION;ALUMINIUM ALLOY ;ACSR;6/3.00 MM + 1/3.00 MM ACSR/GZ (APPLE);TO BE MARKED AS PER AS1154-1, (RECOMMENDED DIE OF 38-173 AL); | TYCO | TYCO | FT44R/1 | CURRENT
000011080 | SLEEVE,COMPRESSION | FULL TENSION COMPRESSION;ALUMINIUM ALLOY ;ACSR;6/3.00 MM + 1/3.00 MM ACSR/GZ (APPLE);TO BE MARKED AS PER AS1154-1, (RECOMMENDED DIE OF 38-173 AL); | UTILUX |  | FT44R/1 | CURRENT
000011082 | SLEEVE,COMPRESSION | FULL TENSION COMPRESSION;ALUMINIUM ALLOY ;AAC;7/3.00 MM AAC (LIBRA);TO BE MARKED; AS PER AS1154-1;BOX OF 20; | LEGEND | LEGEND POWER SYSTEMS | AFT44A | CURRENT
000011082 | SLEEVE,COMPRESSION | FULL TENSION COMPRESSION;ALUMINIUM ALLOY ;AAC;7/3.00 MM AAC (LIBRA);TO BE MARKED; AS PER AS1154-1;BOX OF 20; | TECONN | TE CONNECTIVITY LTD | FT44A/1 | CURRENT
000011082 | SLEEVE,COMPRESSION | FULL TENSION COMPRESSION;ALUMINIUM ALLOY ;AAC;7/3.00 MM AAC (LIBRA);TO BE MARKED; AS PER AS1154-1;BOX OF 20; | UTILUX |  | FT 44A/1 | CURRENT
000011082 | SLEEVE,COMPRESSION | FULL TENSION COMPRESSION;ALUMINIUM ALLOY ;AAC;7/3.00 MM AAC (LIBRA);TO BE MARKED; AS PER AS1154-1;BOX OF 20; | CABLACES | CABLACES | AFT44A | CURRENT
000011083 | DIE,CRIMPING TOOL | STEEL;HEX;18.0 MM AF;FOR 7/3.75 MM AAC (MARS);11.30 MM AND 7/.134 FLY; U/W UTILUX COMPRESSION TOOL NO.38A OR EQUIV; SUITABLE DIE FOR 7/3.75 FULL TENSION | SPECFORC | SPECIALISED FORCE | 12T-18.0AFAL | CURRENT
000011083 | DIE,CRIMPING TOOL | STEEL;HEX;18.0 MM AF;FOR 7/3.75 MM AAC (MARS);11.30 MM AND 7/.134 FLY; U/W UTILUX COMPRESSION TOOL NO.38A OR EQUIV; SUITABLE DIE FOR 7/3.75 FULL TENSION | PLP AUST | PREFORMED LINE PRODUCTS (AUST) | EPCDA180AF | CURRENT
000011083 | DIE,CRIMPING TOOL | STEEL;HEX;18.0 MM AF;FOR 7/3.75 MM AAC (MARS);11.30 MM AND 7/.134 FLY; U/W UTILUX COMPRESSION TOOL NO.38A OR EQUIV; SUITABLE DIE FOR 7/3.75 FULL TENSION | TECONN | TE CONNECTIVITY LTD | 38-180AL/1 | CURRENT
000011084 | DIE,CRIMPING TOOL | STEEL;HEX;17.3 MM AF;FOR 6/1/3.00 ACSR ALUMINIUM (APPLE) 9.00 MM;U/W UTILUX COMPRESSION TOOL NO. 38A OR EQUIV; PACK OF 1,PACK WEIGHT 0.019 KG; | SPECFORC | SPECIALISED FORCE | 12T-17.3AFAL | CURRENT
000011084 | DIE,CRIMPING TOOL | STEEL;HEX;17.3 MM AF;FOR 6/1/3.00 ACSR ALUMINIUM (APPLE) 9.00 MM;U/W UTILUX COMPRESSION TOOL NO. 38A OR EQUIV; PACK OF 1,PACK WEIGHT 0.019 KG; | PLP AUST | PREFORMED LINE PRODUCTS (AUST) | EPCDA173AF | CURRENT
000011084 | DIE,CRIMPING TOOL | STEEL;HEX;17.3 MM AF;FOR 6/1/3.00 ACSR ALUMINIUM (APPLE) 9.00 MM;U/W UTILUX COMPRESSION TOOL NO. 38A OR EQUIV; PACK OF 1,PACK WEIGHT 0.019 KG; | TECONN | TE CONNECTIVITY LTD | 38-173AL/1 | CURRENT
000011086 | TERMINAL,LUG | DRILLED PALM,ALUMINIUM,COMPRESSION TYPE; FOR 6-8 MM OD CONDUCTOR (RASIN);9.5 MM BOLT SIZE;PRE-FILLED W/JOINTING COMPOUND ;FOR U/W UTILUX 38-140 AL DIE;PACK OF 1, | TYCO | TYCO | AL35-10 | CURRENT
000011086 | TERMINAL,LUG | DRILLED PALM,ALUMINIUM,COMPRESSION TYPE; FOR 6-8 MM OD CONDUCTOR (RASIN);9.5 MM BOLT SIZE;PRE-FILLED W/JOINTING COMPOUND ;FOR U/W UTILUX 38-140 AL DIE;PACK OF 1, | LEGEND | LEGEND POWER SYSTEMS | AL35-10 | CURRENT
000011086 | TERMINAL,LUG | DRILLED PALM,ALUMINIUM,COMPRESSION TYPE; FOR 6-8 MM OD CONDUCTOR (RASIN);9.5 MM BOLT SIZE;PRE-FILLED W/JOINTING COMPOUND ;FOR U/W UTILUX 38-140 AL DIE;PACK OF 1, | CABLACES | CABLACES | AL35-10 | CURRENT
000011089 | KEROSENE | LIGHTING;200 L DRUM;REFER STOCK CODE 11088 FOR "BULK ONLY" & STOCK CODE 03856 FOR 20 L DRUM; | AMPOL | AMPOL AUSTRALIA | KEROSENE 200 L | PURCHASE AS REQUIRED
000011090 | BARBED WIRE | STEEL GALV;2 X 2.5 MM DIA;FOUR POINT BARBS;90 MM NOM CENTRES;400 M ROLL; USED FOR SECURITY BARRIER FOR 110KV & 132KV STEEL TOWERS; | SMORGON | SMORGON ARC | LIFEWIRE | PURCHASE AS REQUIRED
000011098 | CIRCUIT BREAKER | GENERAL PURPOSE;50 V DC;SP;2 AMP;1 KA BKG CAP;SERIES TRIP;W/SPDT AUX SWITCH, CURVE 3,SNAP-IN FITTING;PACK OF 1; | HEINEMAN |  | HEIJB1-B2-2-3 | PURCHASE AS REQUIRED
000011100 | CIRCUIT BREAKER | GENERAL PURPOSE;50 V DC;SP;20 AMP;1 KA BKG CAP;SERIES TRIP;W/SPDT AUX SWITCH, CURVE 3,SNAP-IN FITTING;PACK OF 1; | CNWPL | CNW PL - SLACKS CREEK | HEICBBKXA0003 | CURRENT
000011100 | CIRCUIT BREAKER | GENERAL PURPOSE;50 V DC;SP;20 AMP;1 KA BKG CAP;SERIES TRIP;W/SPDT AUX SWITCH, CURVE 3,SNAP-IN FITTING;PACK OF 1; | HAYMANS | HAYMANS ELECTRICAL | CBBKXA0003 | CURRENT
000011112 | SURGE ARRESTER | GAPLESS TYPE;120 KV;10 KA HD;CLASS 3. LG DURATION;CLASS A. PRESSURE RELIEF; ;PEDESTAL MTG W/INSULATED BASE;FOR 132 KV NOM V SYSTEM; | ABB | ABB FAN PTY LTD | XAQ 145A2 | STRATEGIC SPARE
000011117 | RELAY,ELECTROMAGNETIC | GENERAL PUSPOSE;110 V TO 125 V DC COIL; 300 V DC/250 V AC CONT;5 AMP CONTINUOUS; 2 CO CONT PER COIL;DUAL COIL,NON- LATCHING AUX;PLUG-IN,ONE SEAT BASE; | ABB | ABB FAN PTY LTD | TYPE RXMM1 RK214002-AN | CURRENT
000011118 | RELAY,ELECTROMAGNETIC | GENERAL PUSPOSE;110 V TO 125 V DC COIL; 300 V DC/250 V AC CONT;5 AMP CONTINUOUS; 4 NO CONT;NON-LATCHING AUX;PLUG-IN,ONE SEAT BASE; | ABB | ABB FAN PTY LTD | TYPE RXMA1 RK211049-AN | CURRENT
000011119 | RELAY,ELECTROMAGNETIC | TRIPPING APPLICATIONS;125 V DC COIL; 300 V DC/250 V AC CONT;4 AMP CONTINUOUS; 6 NO CONT;NON-LATCHING;PLUG-IN,ONE SEAT BASE;HIGH SPEED OPERATION (3.5 MS); | ABB | ABB FAN PTY LTD | TYPE RXMS1 RK216263-AP | CURRENT
000011133 | PLATE,IDENTIFICATION | ALUMINIUM;CONSUMER METERING CURRENT TRANSFORMER RATIO IDENTIFICATION PLATE;LEGEND- ENERGEX CT RATIO 5; SILVER ON BLACK BACKGROUND;58 MM LG, | ES | QUALITY ENGRAVING SERVICES PTY LTD | 11133 | CURRENT
000011133 | PLATE,IDENTIFICATION | ALUMINIUM;CONSUMER METERING CURRENT TRANSFORMER RATIO IDENTIFICATION PLATE;LEGEND- ENERGEX CT RATIO 5; SILVER ON BLACK BACKGROUND;58 MM LG, | ARTCRAFT | ARTCRAFT PTY LTD | SE012-Q | CURRENT
000011137 | CABLE,CONTROL,ELECTRICAL | Control, 450/750V, 12C, 6mm2, PVC/PVC, Black Sheath, (7/1.04) Metre Marked, Numbered Active Cores, 250m Wood Drum, Drum Weight 310kg, AS5000.3 | BAMBACH | BAMBACH WIRES & CABLES PTY LTD | T-ENQ 235 | CURRENT
000011137 | CABLE,CONTROL,ELECTRICAL | Control, 450/750V, 12C, 6mm2, PVC/PVC, Black Sheath, (7/1.04) Metre Marked, Numbered Active Cores, 250m Wood Drum, Drum Weight 310kg, AS5000.3 | MIDLANDS | MIDLAND METALS | MMO-12 X 6 CU PVC PVC UG | CURRENT
000011163 | CONNECTOR,ELEC POWER CABLE TERMINATION | HORIZONTAL BUS CONNECTION TO NZ INSULATOR O/DOOR TERMINATION FOR 33 KV 400 SQ MM COPPER SINGLE CORE PLYPVC CABLE;FLEXIBLE STIRRUP;38 MM OD TINNED | NZI |  | DWG D339-0542/A | PURCHASE AS REQUIRED
000011169 | RELAY,ELECTROMAGNETIC | GENERAL PURPOSE;110 V TO 125 V DC COIL; 300 V DC/250 V DC CONT;5 AMP CONTINUOUS; 3 NO CONT PER COIL;HR FLAGS;DUAL COIL, NON-LATCHING,INDICATING;PLUG-IN ONE SEAT | ABB | ABB FAN PTY LTD | TYPE RXSF1 RK271-018-AN | CURRENT
000011173 | MOUNTING BASE,TERMINAL BLOCK | STEEL;2 M LG;TOP HAT SECT RAIL TYPE SOLID RAIL W/O SLOTS;TH35-7.5;PACKED IN PROTECTIVE PLASTIC BAG & BOUND WITH PALLETISING TAPE NON-RESIDUE | CNWPL | CNW PL - SLACKS CREEK | WEI0383400000 | CURRENT
000011173 | MOUNTING BASE,TERMINAL BLOCK | STEEL;2 M LG;TOP HAT SECT RAIL TYPE SOLID RAIL W/O SLOTS;TH35-7.5;PACKED IN PROTECTIVE PLASTIC BAG & BOUND WITH PALLETISING TAPE NON-RESIDUE | KLIPPON |  | KLI3834.0 | CURRENT
000011174 | PARTITION,TERMINAL BLOCK | Type HP2 Support Bracket, SAK Series Fixing Plate, 3mm, Beige, for G32 & TH35 DIN Rail Mtg, u/w ADP2 Protective Cover Strip, Terminal Block Accessory | ATOMSUPP | ATOM SUPPLY | 40029805 | CURRENT
000011174 | PARTITION,TERMINAL BLOCK | Type HP2 Support Bracket, SAK Series Fixing Plate, 3mm, Beige, for G32 & TH35 DIN Rail Mtg, u/w ADP2 Protective Cover Strip, Terminal Block Accessory | WEIDMULL | WEIDMULLER (AUST) PTY LTD | 0485660000 | CURRENT
000011174 | PARTITION,TERMINAL BLOCK | Type HP2 Support Bracket, SAK Series Fixing Plate, 3mm, Beige, for G32 & TH35 DIN Rail Mtg, u/w ADP2 Protective Cover Strip, Terminal Block Accessory | CNWPL | CNW PL - SLACKS CREEK | WEI0485660000 | CURRENT
000011174 | PARTITION,TERMINAL BLOCK | Type HP2 Support Bracket, SAK Series Fixing Plate, 3mm, Beige, for G32 & TH35 DIN Rail Mtg, u/w ADP2 Protective Cover Strip, Terminal Block Accessory | ATOMSUPP | ATOM SUPPLY | 0485660000 | CURRENT
000011174 | PARTITION,TERMINAL BLOCK | Type HP2 Support Bracket, SAK Series Fixing Plate, 3mm, Beige, for G32 & TH35 DIN Rail Mtg, u/w ADP2 Protective Cover Strip, Terminal Block Accessory | KLIPPON |  | KLI048566 | CURRENT
000011175 | PARTITION,TERMINAL BLOCK | Type HP3 Support Bracket, SAK Series Fixing Plate, 3mm, Beige, for G32 & TH35 DIN Rail Mtg, u/w ADP3 Protective Cover Strip, Terminal Block Accessory | ATOMSUPP | ATOM SUPPLY | 40029806 | CURRENT
000011175 | PARTITION,TERMINAL BLOCK | Type HP3 Support Bracket, SAK Series Fixing Plate, 3mm, Beige, for G32 & TH35 DIN Rail Mtg, u/w ADP3 Protective Cover Strip, Terminal Block Accessory | WEIDMULL | WEIDMULLER (AUST) PTY LTD | 0485760000 | CURRENT
000011175 | PARTITION,TERMINAL BLOCK | Type HP3 Support Bracket, SAK Series Fixing Plate, 3mm, Beige, for G32 & TH35 DIN Rail Mtg, u/w ADP3 Protective Cover Strip, Terminal Block Accessory | CNWPL | CNW PL - SLACKS CREEK | WEI0485760000 | CURRENT
000011175 | PARTITION,TERMINAL BLOCK | Type HP3 Support Bracket, SAK Series Fixing Plate, 3mm, Beige, for G32 & TH35 DIN Rail Mtg, u/w ADP3 Protective Cover Strip, Terminal Block Accessory | ATOMSUPP | ATOM SUPPLY | 0485760000 | CURRENT
000011175 | PARTITION,TERMINAL BLOCK | Type HP3 Support Bracket, SAK Series Fixing Plate, 3mm, Beige, for G32 & TH35 DIN Rail Mtg, u/w ADP3 Protective Cover Strip, Terminal Block Accessory | KLIPPON |  | KLI048576 | CURRENT
000011176 | COVER,TERMINAL BLOCK | Type ADP2 Protective Cover, SAK Series, 1m Lg, 61.5mm W, 30mm H, Transparent, PVC, u/w Type HP2 Support Bracket, Terminal Block Accessory | ATOMSUPP | ATOM SUPPLY | 40029792 | CURRENT
000011176 | COVER,TERMINAL BLOCK | Type ADP2 Protective Cover, SAK Series, 1m Lg, 61.5mm W, 30mm H, Transparent, PVC, u/w Type HP2 Support Bracket, Terminal Block Accessory | WEIDMULL | WEIDMULLER (AUST) PTY LTD | 0485300000 | CURRENT
000011176 | COVER,TERMINAL BLOCK | Type ADP2 Protective Cover, SAK Series, 1m Lg, 61.5mm W, 30mm H, Transparent, PVC, u/w Type HP2 Support Bracket, Terminal Block Accessory | HAYMANS | HAYMANS ELECTRICAL | KLI4853.0 | CURRENT
000011176 | COVER,TERMINAL BLOCK | Type ADP2 Protective Cover, SAK Series, 1m Lg, 61.5mm W, 30mm H, Transparent, PVC, u/w Type HP2 Support Bracket, Terminal Block Accessory | ATOMSUPP | ATOM SUPPLY | 0485300000 | CURRENT
000011176 | COVER,TERMINAL BLOCK | Type ADP2 Protective Cover, SAK Series, 1m Lg, 61.5mm W, 30mm H, Transparent, PVC, u/w Type HP2 Support Bracket, Terminal Block Accessory | KLIPPON |  | KLI048530 | CURRENT
000011177 | COVER,TERMINAL BLOCK | Type ADP3 Protective Cover, SAK Series, 1m Lg, 89mm W, 34.5mm H, Transparent, PVC, u/w Type HP3 Support Bracket, Terminal Block Accessory | WEIDMULL | WEIDMULLER (AUST) PTY LTD | 0485400000 | CURRENT
000011177 | COVER,TERMINAL BLOCK | Type ADP3 Protective Cover, SAK Series, 1m Lg, 89mm W, 34.5mm H, Transparent, PVC, u/w Type HP3 Support Bracket, Terminal Block Accessory | HAYMANS | HAYMANS ELECTRICAL | KLI4854.0 | CURRENT
000011177 | COVER,TERMINAL BLOCK | Type ADP3 Protective Cover, SAK Series, 1m Lg, 89mm W, 34.5mm H, Transparent, PVC, u/w Type HP3 Support Bracket, Terminal Block Accessory | KLIPPON |  | KLI048540 | CURRENT
000011179 | CIRCUIT BREAKER | RESIDUAL CURRENT;240 V AC;SINGLE POLE; 20 AMP;6 KA BKG CAP;PACK OF 1; | CNWPL | CNW PL - SLACKS CREEK | EATELQ120C3TD | CURRENT
000011179 | CIRCUIT BREAKER | RESIDUAL CURRENT;240 V AC;SINGLE POLE; 20 AMP;6 KA BKG CAP;PACK OF 1; | CNWPL | CNW PL - SLACKS CREEK | ELQ120C3TD | CURRENT
000011180 | PARTITION,TERMINAL BLOCK | POLYAMIDE,G32 & TH35 RAIL MTG; PACK OF 1; | HAYMANS | HAYMANS ELECTRICAL | PHO0311139 | CURRENT
000011189 | TRANSDUCER,ELECTRICAL MEASUREMENT | CURRENT;NORMAL ZERO;5 AMP;0-5 AMP INPUT;0-10 MA OUTPUT;0-1000 OHMS LOAD; LOAD;CLASS 0.5;SURFACE OR DIN RAIL MTG;ISOLATING,2 KV MIN RMS TEST V, | 318194 | COLTERLEC PTY LTD | CR253TAAWLSGZC5 | PURCHASE AS REQUIRED
000011238 | TERMINAL,LUG | LONG BARREL,DRILLED SEALED PALM, TINNED COPPER,CRIMP TYPE;FOR 185 SQ MM COPPER CONDUCTOR;65 MM LG BARREL;PALM HOLE FOR M12;PALM WIDTH 35 MM;BOX OF 6, | UTILUX |  | H16032X02/1 | PHASING
000011238 | TERMINAL,LUG | LONG BARREL,DRILLED SEALED PALM, TINNED COPPER,CRIMP TYPE;FOR 185 SQ MM COPPER CONDUCTOR;65 MM LG BARREL;PALM HOLE FOR M12;PALM WIDTH 35 MM;BOX OF 6, | BURNDY | BURNDY CABLE SUPPORT SYSTEMS | B185M12SP | PHASING
000011239 | TERMINAL,LUG | LONG BARREL,DRILLED SEALED PALM,TINNED COPPER,CRIMP TYPE;FOR 95 SQ MM COPPER CONDUCTOR;65 MM LG BARREL; PALM HOLE FOR M12;FOR U/W 11 KV HEAT | LEGEND | LEGEND POWER SYSTEMS | CAL95LB-12 | CURRENT
000011239 | TERMINAL,LUG | LONG BARREL,DRILLED SEALED PALM,TINNED COPPER,CRIMP TYPE;FOR 95 SQ MM COPPER CONDUCTOR;65 MM LG BARREL; PALM HOLE FOR M12;FOR U/W 11 KV HEAT | UTILUX |  | H16024X01/1 | CURRENT
000011240 | CUSHIONING MATERIAL,PACKAGING | PLASTICS;AIR CAP TYPE;1.5 M W;1 M ROLL 1 ROLL PER PALLET, PACK WEIGHT 10 KG; FOR PACKAGING OF STORES STOCK ITEMS; MAX STORAGE CAPACITY = 20 ROLLS; | HAYMANS | HAYMANS ELECTRICAL | REESIG39815 | CURRENT
000011240 | CUSHIONING MATERIAL,PACKAGING | PLASTICS;AIR CAP TYPE;1.5 M W;1 M ROLL 1 ROLL PER PALLET, PACK WEIGHT 10 KG; FOR PACKAGING OF STORES STOCK ITEMS; MAX STORAGE CAPACITY = 20 ROLLS; | SIGNET | SIGNET PTY LTD | 30938 | CURRENT
000011240 | CUSHIONING MATERIAL,PACKAGING | PLASTICS;AIR CAP TYPE;1.5 M W;1 M ROLL 1 ROLL PER PALLET, PACK WEIGHT 10 KG; FOR PACKAGING OF STORES STOCK ITEMS; MAX STORAGE CAPACITY = 20 ROLLS; | HAYMANS | HAYMANS ELECTRICAL | SIG39815 | CURRENT
000011254 | TERMINAL,LUG | SERRATED,CURVED,UNDRILLED PALM,TINNED COPPER,CRIMP TYPE;FOR 25 SQ MM COPPER CONDUCTOR;BAG OF 50;FOR U/W PFISTERER CLAMP STOCK CODE10690 & 11255 IN URD | DULMISON | DULMISON (AUST) PTY LTD | L SEQEB 25(ONLY) | PHASING
000011256 | SOLDER,LEAD-TIN ALLOY | 50% TIN,50% LEAD;ACTIVATED RESIN-CORE, 5 CORE RESIN,FLUX CLASS 5A;3.2 MM DIA WIRE;AS1834.1 & .2,BS441,BS5625;0.5 KG REELS,20 PER PACK,PACK WEIGHT 10 KG; | CONALLOY |  | SOLDER LEAD | CURRENT
000011272 | CIRCUIT BREAKER | OUTDOOR;BULK OIL;BTH;36 KV;3 PHASE; 600 AMP;8.75 KA BKG CAP;220 V DC SOLENOID;32 V DC TRIPPING; | BTH |  | CIRCUIT BREAKER 600 AMP | PURCHASE AS REQUIRED
000011278 | SWITCH FUSE GEAR | 12 KV;3 PHASE;1 BUSBAR CABLING TERM; 2 FUSE SW;400 AMP NORM CURR;3 PHASE TRIP ;EPOXY INSUL;EXT RHE;BROWN BOVERI RGB12; | ABB | ABB FAN PTY LTD | RGB12 | PHASING
000011291 | TRANSFORMER,METERING | OUTDOOR TYPE;POLE/PLATFORM MTD;11/12 KV; OIL FILLED TANK;HV FUSES INSIDE TANK; 2 CT'S,CLASS 0.5,15 VA;RATIO 50/25/5 AMP ;1 VT,CLASS 0.5M OUTPUT 100/200 VA; | AMPHENOL |  | METERING,TRANSFMR,INSIDE TANK | PURCHASE AS REQUIRED
000011291 | TRANSFORMER,METERING | OUTDOOR TYPE;POLE/PLATFORM MTD;11/12 KV; OIL FILLED TANK;HV FUSES INSIDE TANK; 2 CT'S,CLASS 0.5,15 VA;RATIO 50/25/5 AMP ;1 VT,CLASS 0.5M OUTPUT 100/200 VA; | T/FMRPRD |  | METERING TRANSFMR,INSIDE TANK | PURCHASE AS REQUIRED
000011292 | TRANSFORMER,METERING | OUTDOOR TYPE;POLE/PLATFORM MTD;11/12 KV; OIL FILLED TANK;HV FUSES INSIDE TANK; T'S,CLASS 0.5,15 VA;RATIO 100/50/5 AMP ;1 VT,CLASS 0.5M OUTPUT 100/200 VA | AMPHENOL |  | METERING,POLE/PLATFORM | PURCHASE AS REQUIRED
000011292 | TRANSFORMER,METERING | OUTDOOR TYPE;POLE/PLATFORM MTD;11/12 KV; OIL FILLED TANK;HV FUSES INSIDE TANK; T'S,CLASS 0.5,15 VA;RATIO 100/50/5 AMP ;1 VT,CLASS 0.5M OUTPUT 100/200 VA | T/FMRPRD |  | METERING POLE/PLATFORM | PURCHASE AS REQUIRED
000011298 | SWITCH,ROTARY | 660 V AC;20 AMP NOM;2 POLE DT,3 POSN, SPRNG RETURN TO NEUTRAL POSN;PANEL MTG, BLACK HANDLE TYPE G211;30 DEG SWITCHING; ESCUTCHEON PLATE-"CONTROL SWITCH","TRIP- | KRAUSNMR | KRAUS & NAIMER (MANUFACTURER) | CA10.AU2R23-604.E.AUS0004 | CURRENT
000011299 | SWITCH,ROTARY | 660 V AC;20 AMP NOM;2 POLE DT,2 POSN; PANEL MTG,BLACK HANDLE TYPE G001; 60 DEG SWITCHING;ESCUTCHEON PLATE "SENSITIVE E/F PROTECTION ON","IN | KRAUSNMR | KRAUS & NAIMER (MANUFACTURER) | CAD12B AU2 R24 -604 AUS0003 | PURCHASE AS REQUIRED
000011300 | SWITCH,ROTARY | 660 V AC;20 AMP NOM;2 POLE DT,2 POSN; PANEL MTG,BLACK HANDLE TYPE G001; ESCUTCHEON PLATE "AUTOMATIC CONTROL", "OUT-IN " BASED ON STD SWITCH K & N | KRAUSNMR | KRAUS & NAIMER (MANUFACTURER) | CA20B AU2 R25 | CURRENT
000011303 | SWITCH,ROTARY | 660 V AC;20 AMP NOM;2 POLE,2 POSN;PANEL MTG,BLACK HANDLE TYPE G001;60 DEG SWITCHING;ESCUTCHEON PLATE-"HEATER" "OFF-ON",BASED ON STD SWITCH K & N | KRAUSNMR | KRAUS & NAIMER (MANUFACTURER) | CA20B AU2 R35 | CURRENT
000011314 | CLEVIS,THIMBLE | ALUMINIUM ALLOY;115 MM LG,53 MM W; TYPE B;UP TO 24 MM OD AL COND;80 KN;C/W HEX CLEVIS PIN & 2 STAINLESS STEEL HUMPBACK SPLIT PINS;PACK OF 25,PACK WEIGHT | TYCO | TYCO | CTH70/55H | CURRENT
000011314 | CLEVIS,THIMBLE | ALUMINIUM ALLOY;115 MM LG,53 MM W; TYPE B;UP TO 24 MM OD AL COND;80 KN;C/W HEX CLEVIS PIN & 2 STAINLESS STEEL HUMPBACK SPLIT PINS;PACK OF 25,PACK WEIGHT | PLP AUST | PREFORMED LINE PRODUCTS (AUST) | ACT-37-16HPEN | CURRENT
000011315 | SLEEVE,COMPRESSION | FULL TENSION COMPRESSION;ALUMINIUM ALLOY ,GDE 1120;AAAC/1120;19/4.75 MM AAAC/1120 OXYGEN);TO BE MARKED AS PER AS1154-1; PROJECT USAGE; | PLP AUST | PREFORMED LINE PRODUCTS (AUST) | CMSAAAC-238-1 | CURRENT
000011315 | SLEEVE,COMPRESSION | FULL TENSION COMPRESSION;ALUMINIUM ALLOY ,GDE 1120;AAAC/1120;19/4.75 MM AAAC/1120 OXYGEN);TO BE MARKED AS PER AS1154-1; PROJECT USAGE; | MACLEAN | MACLEAN POWER PL - E15128 | CMJ-OXYGEN | CURRENT
000011315 | SLEEVE,COMPRESSION | FULL TENSION COMPRESSION;ALUMINIUM ALLOY ,GDE 1120;AAAC/1120;19/4.75 MM AAAC/1120 OXYGEN);TO BE MARKED AS PER AS1154-1; PROJECT USAGE; | UTILUX |  | FT94R/1 | CURRENT
000011328 | COVER,ILLUMINATION,LIGHTING FIXTURE. | REFRACTOR BOWL;ACRYLIC,CLEAR;FOR USE ON SYLVANIA B2223/MTH;B2224/MTH & NOSTALGIA S/L LUMINAIRS,C/W RETAINING CORD;CLOSED BOTTOM; | GERARD | GERARD PROFESSIONAL SOLUTIONS PL | L00000 | CURRENT
000011354 | PRINTED CIRCUIT BOARD | DOUBLE-SIDED;DIODE MATRIX PCB BOARD; 177 MM X 106 MM;ENCODES TRANSFORMER TAP ;TAP POSN FOR INPUT TO SACS;LOCATED ON TRANSFORMER CONTROL PANELS; | 10315 | CIRCUIT SOLUTIONS PL - 075383 | SC11354 | CURRENT
000011381 | CROSSARM,WOOD | HARDWOOD;3600 MM LG;100 MM X 125 MM;ELEC POWER DISTRIB/TRANSMISSION;SPAR, UNDRILLED;FOR LONG SPAN FLAT ARM CONSTRUCTION,END PLATES TO BE FITTED; | DALEMYER | DALE MEYERS PTY LTD | HXB3100125FS360 | CURRENT
000011386 | STRIP,METAL | LEAD;6 M LG;50 MM W;1.32 MM THK 99.90 % SOFT LEAD;AS1812;4.5 KG ROLL; 22.5 KG; | CONALLOY |  | LEAD;6 M LG;50 MM W; | CURRENT
000011388 | SCREW,MACHINE | STEEL;ZINC-PLATED;1A RECESSED PAN HD, PHILLIPS DRIVE;M6;ISO M;20 MM LG;BOX OF 200; | HOBSON | HOBSON ENGINEERING CO PTY LTD 393904 | MSMSZPPM060020 | CURRENT
000011388 | SCREW,MACHINE | STEEL;ZINC-PLATED;1A RECESSED PAN HD, PHILLIPS DRIVE;M6;ISO M;20 MM LG;BOX OF 200; | SUMMIT | SUMMIT GROUP | 6PCMZR06030 | CURRENT
000011388 | SCREW,MACHINE | STEEL;ZINC-PLATED;1A RECESSED PAN HD, PHILLIPS DRIVE;M6;ISO M;20 MM LG;BOX OF 200; | STATEWD | STATEWIDE FSTNERS & ENG SPLS PL | MTZEPPM620 | CURRENT
000011398 | PAINT,FINISHING | Marking Paint;Fluroscent Yellow; ;350 g,Forestry & Plantation Marker; ; Dy-Mark Spray Writer; 360 Deg Valve; For Marking Of Condemned Poles; | ATOMSUPP | ATOM SUPPLY | 90888008 | CURRENT
000011398 | PAINT,FINISHING | Marking Paint;Fluroscent Yellow; ;350 g,Forestry & Plantation Marker; ; Dy-Mark Spray Writer; 360 Deg Valve; For Marking Of Condemned Poles; | SIGNET | SIGNET PTY LTD | 11806 | CURRENT
000011414 | PANEL,BLANK | 4U BLANKING PANEL;ZINC STEEL;PITTWATER GREEN ENAMEL;483 MM LG,172.30 MM W,25 MM SIDES,2 MM THK;19 IN RACK MTG;USED IN FRONT MTG SURFACE OF SACS CUBICLE; | GREATWST |  | 11414 | CURRENT
000011429 | DIE,CRIMPING TOOL | STEEL;OVAL;FOR COPPER EARTHING CONNECTORS;U/W UTILUX COMPRESSION TOOL NO.38A OR EQUIV;PACK OF 1,PACK WEIGHT 0.129 KG;REFER SC18728 FOR | LEGEND | LEGEND POWER SYSTEMS | HT-CAEC | CURRENT
000011429 | DIE,CRIMPING TOOL | STEEL;OVAL;FOR COPPER EARTHING CONNECTORS;U/W UTILUX COMPRESSION TOOL NO.38A OR EQUIV;PACK OF 1,PACK WEIGHT 0.129 KG;REFER SC18728 FOR | SPECFORC | SPECIALISED FORCE | 12T-DU1315 | CURRENT
000011429 | DIE,CRIMPING TOOL | STEEL;OVAL;FOR COPPER EARTHING CONNECTORS;U/W UTILUX COMPRESSION TOOL NO.38A OR EQUIV;PACK OF 1,PACK WEIGHT 0.129 KG;REFER SC18728 FOR | UTILUX |  | DU1315 | CURRENT
000011431 | NAIL | FLAT HD,TWIST SHANK;STEEL;GALV;75 MM LG; 3.5 MM DIA;50 MM RINGED LG;AS1649 & AS1650 (HOT DIP GALV);1 KG PER BOX, | SUMMIT | SUMMIT GROUP | 5NRG075450 | CURRENT
000011431 | NAIL | FLAT HD,TWIST SHANK;STEEL;GALV;75 MM LG; 3.5 MM DIA;50 MM RINGED LG;AS1649 & AS1650 (HOT DIP GALV);1 KG PER BOX, | STATEWD | STATEWIDE FSTNERS & ENG SPLS PL | NFHGRS753751 | CURRENT
000011433 | CONNECTOR,ELEC,PARALLEL COMPRESSION | COMPRESSION TYPE;COPPER;95-120 SQ MM COPPER CONDUCTOR TO 50-120 SQ MM (13-15 MM) EARTH ROD;BOX OF 3;USE BURNDY DIE SET CAT NO.U-997; | ERICO | NVENT ERICO PRODUCTS AUSTRALIA P/L | GGC-4-MM | CURRENT
000011433 | CONNECTOR,ELEC,PARALLEL COMPRESSION | COMPRESSION TYPE;COPPER;95-120 SQ MM COPPER CONDUCTOR TO 50-120 SQ MM (13-15 MM) EARTH ROD;BOX OF 3;USE BURNDY DIE SET CAT NO.U-997; | HAYMANS | HAYMANS ELECTRICAL | BUNYGL29C29 | CURRENT
000011433 | CONNECTOR,ELEC,PARALLEL COMPRESSION | COMPRESSION TYPE;COPPER;95-120 SQ MM COPPER CONDUCTOR TO 50-120 SQ MM (13-15 MM) EARTH ROD;BOX OF 3;USE BURNDY DIE SET CAT NO.U-997; | BURNDY | BURNDY CABLE SUPPORT SYSTEMS | BURYGL29C29 | CURRENT
000011435 | TRANSFORMER,CURRENT | PROTECTION,TOROIDAL;OUTDOOR;2.5 KV; 400/200/5 AMP;CLASS5P20;15 VA ON 200/5 AMP;SINGLE PHASE;50 HZ;FOR NEF PROTECTION ;C/W FOOT MTG BRACKETS; IN | STEMAR |  | UVBCT165/60ID | CURRENT
000011435 | TRANSFORMER,CURRENT | PROTECTION,TOROIDAL;OUTDOOR;2.5 KV; 400/200/5 AMP;CLASS5P20;15 VA ON 200/5 AMP;SINGLE PHASE;50 HZ;FOR NEF PROTECTION ;C/W FOOT MTG BRACKETS; IN | TWS | TWS ENERGY CONTROLS | SBQ39A | CURRENT
000011455 | FUSECARRIER | 80 AMP;440 V;FOR NON REWIREABLE SERVICE TYPE FUSE;PACK OF 10;SUIT MORLYNN CERAMICS NH 80 & 100 AMP (SERIES) USE STOCK CODES 04398,04399 & 12389; | MORLYNN | MORLYNN | MORNJ40570 | PHASING
000011459 | CLAMP,ELEC PWR CABLE,SUPPORT | SILICON ALUMINIUM & GALV STEEL;TO SUIT CABLE 51 MM TO 57 MM DIA;W/3 CLAMPS; FOR POLE MTG,UJ MANUAL 3.901D; | ENERGEX | ENERGEX | TYPE B | CURRENT
000011480 | SEALING COMPOUND | SILICONE RUBBER BASE;TRANSLUCENT;LIQUID FORM;ELECTRICAL GRADE;NEUTRAL CURE FOR SEALING AROUND TRANSFORMERS; 310 G CARTRIDGE,CARTON OF 24; | ATOMSUPP | ATOM SUPPLY | 90340026 | CURRENT
000011480 | SEALING COMPOUND | SILICONE RUBBER BASE;TRANSLUCENT;LIQUID FORM;ELECTRICAL GRADE;NEUTRAL CURE FOR SEALING AROUND TRANSFORMERS; 310 G CARTRIDGE,CARTON OF 24; | STATEWD | STATEWIDE FSTNERS & ENG SPLS PL | DCSCRTV1080310 | CURRENT
000011480 | SEALING COMPOUND | SILICONE RUBBER BASE;TRANSLUCENT;LIQUID FORM;ELECTRICAL GRADE;NEUTRAL CURE FOR SEALING AROUND TRANSFORMERS; 310 G CARTRIDGE,CARTON OF 24; | DOWCORN |  | DCSCRTV1080310 | CURRENT
000011488 | RELAY,ELECTROMAGNETIC | POWER,MIDGET TYPE;4P;32 V DC COIL;30 V DC/110 V AC CONT;10 AMP NOM;4 CO CONT; NON-LATCHING AUX;PLUG-IN TO RAIL MOUNT SOCKET TYPE SH4B-05U;PACK OF 1;REFER | REXEL | REXEL PTY LTD | ICARH4BUDC32V | CURRENT
000011488 | RELAY,ELECTROMAGNETIC | POWER,MIDGET TYPE;4P;32 V DC COIL;30 V DC/110 V AC CONT;10 AMP NOM;4 CO CONT; NON-LATCHING AUX;PLUG-IN TO RAIL MOUNT SOCKET TYPE SH4B-05U;PACK OF 1;REFER | IZUMIDEN |  | IDCRH4B-UDC32V | CURRENT
000011488 | RELAY,ELECTROMAGNETIC | POWER,MIDGET TYPE;4P;32 V DC COIL;30 V DC/110 V AC CONT;10 AMP NOM;4 CO CONT; NON-LATCHING AUX;PLUG-IN TO RAIL MOUNT SOCKET TYPE SH4B-05U;PACK OF 1;REFER | CNWPL | CNW PL - SLACKS CREEK | RH4B-UDC32 | CURRENT
000011489 | RELAY,ELECTROMAGNETIC | POWER,MIDGET TYPE;2P;32 V DC COIL;30 V DC/110 V AC CONT;10 AMP NOM;2 CO CONT; NON-LATCHING AUX;PLUG-IN TO RAIL MOUNT SOCKET TYPE SH2B-05U;PACK OF 1;REFER | CNWPL | CNW PL - SLACKS CREEK | IDERH2B-UD32 | CURRENT
000011489 | RELAY,ELECTROMAGNETIC | POWER,MIDGET TYPE;2P;32 V DC COIL;30 V DC/110 V AC CONT;10 AMP NOM;2 CO CONT; NON-LATCHING AUX;PLUG-IN TO RAIL MOUNT SOCKET TYPE SH2B-05U;PACK OF 1;REFER | IZUMIDEN |  | IDCRH2B-UDC32V | CURRENT
000011489 | RELAY,ELECTROMAGNETIC | POWER,MIDGET TYPE;2P;32 V DC COIL;30 V DC/110 V AC CONT;10 AMP NOM;2 CO CONT; NON-LATCHING AUX;PLUG-IN TO RAIL MOUNT SOCKET TYPE SH2B-05U;PACK OF 1;REFER | CNWPL | CNW PL - SLACKS CREEK | RH2B-UDC32 | CURRENT
000011515 | TERMINAL ASSEMBLY. | YELLOW,PANEL MTG TYPE;4 MM TOP SOCKET & TRANSVERSE HOLE FOR WIRES UP TO 2 MM DIA ;PACK OF 100,PACK WEIGHT 1.2 KG; | HAYMANS | HAYMANS ELECTRICAL | HIR930-103-103 | CURRENT
000011515 | TERMINAL ASSEMBLY. | YELLOW,PANEL MTG TYPE;4 MM TOP SOCKET & TRANSVERSE HOLE FOR WIRES UP TO 2 MM DIA ;PACK OF 100,PACK WEIGHT 1.2 KG; | HIRSCHMN |  | HIR930-103-103 | CURRENT
000011519 | CUBICLE,PILOT CABLE ISOLATION | 5 KV OR 15 KV ISOLATION;LAMIWOOD 18 MM THK;NEW MOSS NATURAL FINISH; 600 MM W,420 MM D,2300 MM H; | ENERGEX | ENERGEX | CUBICLE,PILOT | CURRENT
000011521 | CASE,AUXILIARY RELAY. | STEEL,SHEET;300 MM LG,210 MM H,226 MM D; C/W SUPPORT FRAME,MARKING BAR & DOOR W/WINDOW;FOR MTG,RX4 BASES STOCK CODE 08903 & ABB RELAY EQUIPMENT; | ABB | ABB FAN PTY LTD | RHGX12 RK 927003-AB | PURCHASE AS REQUIRED
000011524 | HEATING ELEMENT,ELEC,DE-HUMIDIFER TYPE | METAL BOX TYPE;240 V;25 W;PACK OF 1; | REXEL | REXEL PTY LTD | CYN1100000 | CURRENT
000011524 | HEATING ELEMENT,ELEC,DE-HUMIDIFER TYPE | METAL BOX TYPE;240 V;25 W;PACK OF 1; | HAYMANS | HAYMANS ELECTRICAL | CYN110000 | CURRENT
000011528 | CARRIER,TERMINAL GROUP MARKING. | RAIL MTG,G32 OR TH35 RAIL;PACK OF 20; | HAYMANS | HAYMANS ELECTRICAL | KLI2924.6 | CURRENT
000011528 | CARRIER,TERMINAL GROUP MARKING. | RAIL MTG,G32 OR TH35 RAIL;PACK OF 20; | HAYMANS | HAYMANS ELECTRICAL | KLI0292460000 | CURRENT
000011528 | CARRIER,TERMINAL GROUP MARKING. | RAIL MTG,G32 OR TH35 RAIL;PACK OF 20; | KLIPPON |  | KLI029246 | CURRENT
000011577 | COIL,ELECTRICAL | CIRCUIT BREAKER CLOSING SPRING RELEASE COIL TYPE;32 V DC;MEIDENSHA CB TYPE VBE; 12 KV;SPARE PART FOR CIRCUIT BREAKER,HV; | ENERGEX | ENERGEX | G168-31555-1 | CURRENT
000011578 | COIL,ELECTRICAL | CIRCUIT BREAKER TRIP COIL TYPE;32 V DC; MEIDENSHA TYPE VBE,12 KV; SPARE PART FOR CIRCUIT BREAKER,HV; | ENERGEX | ENERGEX | G168-31424-1 | CURRENT
000011579 | RELAY,ELECTROMAGNETIC | CIRCUIT BREAKER,ANTI PUMPING TYPE; 32 V DC COIL;MEIDENSHA CB TYPE VBE,12 KV;SPARE PART FOR CIRCUIT BREAKER,HV; | ENERGEX | ENERGEX | RELAY,ELECTROMAGNETIC | MAINTENANCE STOCK
000011587 | PIN,INSULATOR | C/200/11 TYPE;STEEL;GALV;200 MM SHANK 200 MM STEM;BAGS OF 5,PACK WEIGHT 5 KG, PALLET SIZE 400,PALLET WEIGHT 1120 KG; FOR 33 KV PIN CONSTRUCTION; | BRITECH | BRI-TECH PTY LTD | C200/11_200 M24 | CURRENT
000011598 | BOLT,MACHINE | STEEL;GALV;HEX HD;M20;ISO M; 220 MM LG;W/HEX NUT;FULL-SIZE SHANK, MIN THREAD LENGTH 100 MM;BAG OF 20; | STATEWD | STATEWIDE FSTNERS & ENG SPLS PL | HBNEGM20220 | CURRENT
000011609 | SHIELD,LAMP,LIGHTING FIXTURE. | CUT-OFF TYPE;TO SUIT GTE AUSTRALIA LANTERN TYPE B2223MTH & B2224MTH (ONLY);FOR GTE AUST LANTERNS ONLY (STOCK CODE 05417,05418,09930 & 09932) | GERARD | GERARD PROFESSIONAL SOLUTIONS PL | LA00002 | CURRENT
000011610 | BRACKET,MOUNTING | Pedestrian Crossing, Floodlight to Outreach Adaptor, Glav Steel, EQTS 05-02-01, Dwg 912580-01 (scm) | IPOLES | INTERNATIONAL POLES | EQ-072 | CURRENT
000011610 | BRACKET,MOUNTING | Pedestrian Crossing, Floodlight to Outreach Adaptor, Glav Steel, EQTS 05-02-01, Dwg 912580-01 (scm) | GPA | GALVANISED POLES AUSTRALIA | GPA1104741 / 11610 | CURRENT
000011610 | BRACKET,MOUNTING | Pedestrian Crossing, Floodlight to Outreach Adaptor, Glav Steel, EQTS 05-02-01, Dwg 912580-01 (scm) | GM POLES | GM POLES PTY LTD | SL-FL-ADAP | CURRENT
000011610 | BRACKET,MOUNTING | Pedestrian Crossing, Floodlight to Outreach Adaptor, Glav Steel, EQTS 05-02-01, Dwg 912580-01 (scm) | HAYMAN | HAYMANS INDUSTRIES PTY LTD | 1104741 | CURRENT
000011610 | BRACKET,MOUNTING | Pedestrian Crossing, Floodlight to Outreach Adaptor, Glav Steel, EQTS 05-02-01, Dwg 912580-01 (scm) | INGALEPS | INGAL EPS (CONTRACTOR) | GEX11610 | CURRENT
000011619 | SIGN | Energex Substation, Al, 360 x 200 x 2mm, White Retro Reflective Class 2 B/Ground, Text Colouring & Logo as per Dwg 2900-A3 Sht I02, Std Id Equip | ARTCRAFT | ARTCRAFT PTY LTD | SE00602-Q | CURRENT
000011621 | NUMERAL,SIGN. | NUMBER 1;VINYL,BLACK;25 MM H; STICK ON;AS1744 SERIES C NUMERALS;ON APPLICATION PAPER;STRIPS OF 10;FOR U/W RETROREFLECTIVE SIGNS;NUMBER & | IDENMARK | IDENTIMARK SOLUTIONS - 310679 | 11621 | CURRENT
000011621 | NUMERAL,SIGN. | NUMBER 1;VINYL,BLACK;25 MM H; STICK ON;AS1744 SERIES C NUMERALS;ON APPLICATION PAPER;STRIPS OF 10;FOR U/W RETROREFLECTIVE SIGNS;NUMBER & | CUTLER | CUTLER BRANDS PTY LTD | ENERGE-11621 | CURRENT
000011622 | NUMERAL,SIGN. | NUMBER 2;VINYL,BLACK;25 MM H; STICK ON;AS1744 SERIES C NUMERALS;N APPLICATION PAPER;STRIPS OF 10;FOR U/W FOR U/W RETROREFLECTIVE SIGNS;NUMBER & | IDENMARK | IDENTIMARK SOLUTIONS - 310679 | 11622 | CURRENT
000011622 | NUMERAL,SIGN. | NUMBER 2;VINYL,BLACK;25 MM H; STICK ON;AS1744 SERIES C NUMERALS;N APPLICATION PAPER;STRIPS OF 10;FOR U/W FOR U/W RETROREFLECTIVE SIGNS;NUMBER & | CUTLER | CUTLER BRANDS PTY LTD | ENERGE-11622 | CURRENT
000011623 | NUMERAL,SIGN. | NUMBER 3;VINYL,BLACK;25 MM H; STICK ON;AS1744 SERIES C NUMERALS;ON APPLICATION PAPER;STRIPS OF 10;FOR U/W RETROREFLECTIVE SIGNS NUMBER & | IDENMARK | IDENTIMARK SOLUTIONS - 310679 | 11623 | CURRENT
000011623 | NUMERAL,SIGN. | NUMBER 3;VINYL,BLACK;25 MM H; STICK ON;AS1744 SERIES C NUMERALS;ON APPLICATION PAPER;STRIPS OF 10;FOR U/W RETROREFLECTIVE SIGNS NUMBER & | CUTLER | CUTLER BRANDS PTY LTD | ENERGE-11623 | CURRENT
000011624 | NUMERAL,SIGN. | NUMBER 4;VINYL,BLACK;25 MM H; STICK ON;AS1744 SERIES C NUMERALS;ON APPLICATION PAPER;STRIPS OF 10;FOR U/W RETROREFLECTIVE SIGNS;NUMBER & | IDENMARK | IDENTIMARK SOLUTIONS - 310679 | 11624 | CURRENT
000011624 | NUMERAL,SIGN. | NUMBER 4;VINYL,BLACK;25 MM H; STICK ON;AS1744 SERIES C NUMERALS;ON APPLICATION PAPER;STRIPS OF 10;FOR U/W RETROREFLECTIVE SIGNS;NUMBER & | CUTLER | CUTLER BRANDS PTY LTD | ENERGE-11624 | CURRENT
000011625 | NUMERAL,SIGN. | NUMBER 5;VINYL,BLACK;25 MM H; STICK ON;AS1744 SERIES C NUMERALS;ON APPLICATION PAPER;STRIPS OF 10;FOR U/W RETROREFLECTIVE SIGNS;NUMBER & | IDENMARK | IDENTIMARK SOLUTIONS - 310679 | 11625 | CURRENT
000011625 | NUMERAL,SIGN. | NUMBER 5;VINYL,BLACK;25 MM H; STICK ON;AS1744 SERIES C NUMERALS;ON APPLICATION PAPER;STRIPS OF 10;FOR U/W RETROREFLECTIVE SIGNS;NUMBER & | CUTLER | CUTLER BRANDS PTY LTD | ENERGE-11625 | CURRENT
000011626 | NUMERAL,SIGN. | NUMBER 6;VINYL,BLACK;25 MM H; STICK ON;AS1744 SERIES C NUMERALS;ON APPLICATION PAPER;STRIPS OF 10; FOR U/W RETROREFLECTIVE SIGNS;NUMBER & | IDENMARK | IDENTIMARK SOLUTIONS - 310679 | 11626 | CURRENT
000011626 | NUMERAL,SIGN. | NUMBER 6;VINYL,BLACK;25 MM H; STICK ON;AS1744 SERIES C NUMERALS;ON APPLICATION PAPER;STRIPS OF 10; FOR U/W RETROREFLECTIVE SIGNS;NUMBER & | CUTLER | CUTLER BRANDS PTY LTD | ENERGE-11626 | CURRENT
000011627 | NUMERAL,SIGN. | NUMBER 7;VINYL,BLACK;25 MM H; STICK ON;AS1744 SERIES C NUMERALS;ON APPLICATION PAPER;STRIPS OF 10; FOR U/W RETROREFLECTIVE SIGNS;NUMBER & | IDENMARK | IDENTIMARK SOLUTIONS - 310679 | 11627 | CURRENT
000011627 | NUMERAL,SIGN. | NUMBER 7;VINYL,BLACK;25 MM H; STICK ON;AS1744 SERIES C NUMERALS;ON APPLICATION PAPER;STRIPS OF 10; FOR U/W RETROREFLECTIVE SIGNS;NUMBER & | CUTLER | CUTLER BRANDS PTY LTD | ENERGE-11627 | CURRENT
000011628 | NUMERAL,SIGN. | NUMBER 8;VINYL,BLACK;25 MM H; STICK ON;AS1744 SERIES C NUMERALS; ON APPLICATION PAPER;STRIPS OF 10;FOR U/W RETROREFLECTIVE SIGNS;NUMBER & | IDENMARK | IDENTIMARK SOLUTIONS - 310679 | 11628 | CURRENT
000011628 | NUMERAL,SIGN. | NUMBER 8;VINYL,BLACK;25 MM H; STICK ON;AS1744 SERIES C NUMERALS; ON APPLICATION PAPER;STRIPS OF 10;FOR U/W RETROREFLECTIVE SIGNS;NUMBER & | CUTLER | CUTLER BRANDS PTY LTD | ENERGE-11628 | CURRENT
000011629 | NUMERAL,SIGN. | NUMBER 9;VINYL,BLACK;25 MM H; STICK ON;AS1744 SERIES C NUMERALS;ON APPLICATION PAPER;STRIPS OF 10;FOR U/W RETROREFLECTIVE SIGNS;NUMBER & | IDENMARK | IDENTIMARK SOLUTIONS - 310679 | 11629 | CURRENT
000011629 | NUMERAL,SIGN. | NUMBER 9;VINYL,BLACK;25 MM H; STICK ON;AS1744 SERIES C NUMERALS;ON APPLICATION PAPER;STRIPS OF 10;FOR U/W RETROREFLECTIVE SIGNS;NUMBER & | CUTLER | CUTLER BRANDS PTY LTD | ENERGE-11629 | CURRENT
000011630 | NUMERAL,SIGN. | NUMBER 0;VINYL,BLACK;25 MM H; STICK ON;AS1744 SERIES C NUMERALS;ON APPLICATION PAPER;STRIPS OF 10;FOR U/W RETROREFLECTIVE SIGNS;NUMBER & | IDENMARK | IDENTIMARK SOLUTIONS - 310679 | 11630 | CURRENT
000011630 | NUMERAL,SIGN. | NUMBER 0;VINYL,BLACK;25 MM H; STICK ON;AS1744 SERIES C NUMERALS;ON APPLICATION PAPER;STRIPS OF 10;FOR U/W RETROREFLECTIVE SIGNS;NUMBER & | CUTLER | CUTLER BRANDS PTY LTD | ENERGE-11630 | CURRENT
000011631 | LETTER,SIGN | LETTER A;VINYL,BLACK;25 MM H; STICK ON;AS1744 SERIES C LETTERS;ON APPLICATION PAPER;STRIPS OF 10;FOR U/W RETROREFLECTIVE & PORCELAIN & ENAMEL | IDENMARK | IDENTIMARK SOLUTIONS - 310679 | 11631 | PURCHASE AS REQUIRED
000011631 | LETTER,SIGN | LETTER A;VINYL,BLACK;25 MM H; STICK ON;AS1744 SERIES C LETTERS;ON APPLICATION PAPER;STRIPS OF 10;FOR U/W RETROREFLECTIVE & PORCELAIN & ENAMEL | SAFESIGN | SAFE SIGN AUATRALIA PTY LTD | LETTER A;VINYL,BLACK | PURCHASE AS REQUIRED
000011631 | LETTER,SIGN | LETTER A;VINYL,BLACK;25 MM H; STICK ON;AS1744 SERIES C LETTERS;ON APPLICATION PAPER;STRIPS OF 10;FOR U/W RETROREFLECTIVE & PORCELAIN & ENAMEL | APPLETON | APPLETON TRAFFIC EQUIPMENT P/L | LETTER,SIGN A | PURCHASE AS REQUIRED
000011631 | LETTER,SIGN | LETTER A;VINYL,BLACK;25 MM H; STICK ON;AS1744 SERIES C LETTERS;ON APPLICATION PAPER;STRIPS OF 10;FOR U/W RETROREFLECTIVE & PORCELAIN & ENAMEL | MARKIT |  | LETTER A | PURCHASE AS REQUIRED
000011632 | LETTER,SIGN | LETTER B;VINYL,BLACK;25 MM H; STICK ON;AS1744 SERIES C LETTERS;ON APPLICATION PAPER;STRIPS OF 10;FOR U/W RETROREFLECTIVE & PORCELAIN & ENAMEL | CUTLER | CUTLER BRANDS PTY LTD | ENERGE-11632 | PURCHASE AS REQUIRED
000011632 | LETTER,SIGN | LETTER B;VINYL,BLACK;25 MM H; STICK ON;AS1744 SERIES C LETTERS;ON APPLICATION PAPER;STRIPS OF 10;FOR U/W RETROREFLECTIVE & PORCELAIN & ENAMEL | IDENMARK | IDENTIMARK SOLUTIONS - 310679 | 11632 | PURCHASE AS REQUIRED
000011633 | LETTER,SIGN | LETTER C;VINYL,BLACK;25 MM H; STICK ON;AS1744 SERIES C LETTERS;ON APPLICATION PAPER;STRIPS OF 10;FOR U/W RETROREFLECTIVE & PORCELAIN & ENAMEL | IDENMARK | IDENTIMARK SOLUTIONS - 310679 | 11633 | CURRENT
000011633 | LETTER,SIGN | LETTER C;VINYL,BLACK;25 MM H; STICK ON;AS1744 SERIES C LETTERS;ON APPLICATION PAPER;STRIPS OF 10;FOR U/W RETROREFLECTIVE & PORCELAIN & ENAMEL | CUTLER | CUTLER BRANDS PTY LTD | ENERGE-11633 | CURRENT
000011637 | LETTER,SIGN | LETTER G;VINYL,BLACK;25 MM H; STICK ON;AS1744 SERIES C LETTERS;ON APPLICATION PAPER;STRIPS OF 10;FOR U/W RETROREFLECTIVE & PORCELAIN ENAMEL | IDENMARK | IDENTIMARK SOLUTIONS - 310679 | 11637 | CURRENT
000011637 | LETTER,SIGN | LETTER G;VINYL,BLACK;25 MM H; STICK ON;AS1744 SERIES C LETTERS;ON APPLICATION PAPER;STRIPS OF 10;FOR U/W RETROREFLECTIVE & PORCELAIN ENAMEL | CUTLER | CUTLER BRANDS PTY LTD | ENERGE-11637 | CURRENT
000011649 | LETTER,SIGN | LETTER S;VINYL,BLACK;25 MM H;STICK ON; AS1744 SERIES C LETTERS;FOR U/W RETROREFLECTIVE & PORCELAIN ENAMEL SIGNS;LETTER & MATERIAL AS PER DWG; | IDENMARK | IDENTIMARK SOLUTIONS - 310679 | 11649 | CURRENT
000011649 | LETTER,SIGN | LETTER S;VINYL,BLACK;25 MM H;STICK ON; AS1744 SERIES C LETTERS;FOR U/W RETROREFLECTIVE & PORCELAIN ENAMEL SIGNS;LETTER & MATERIAL AS PER DWG; | CUTLER | CUTLER BRANDS PTY LTD | ENERGE-11649 | CURRENT
000011684 | CAPACITOR UNIT. | 6.93 KV;326.7 KVAR;1 PHASE;21.7 UF (+10,-0%);47.1 AMP CONT @ 50 HZ;50 HZ; NON PCB IMPREG;SUPPLY W/NUTS,SPRING, FLAT WASHERS;INT FUSED;2 BUSHINGS; | NOKIAN | NOKIAN CAPACITORS PTY LTD | PILP327 | CURRENT
000011685 | PLATE,ADAPTOR,POLE. | CLAMPED;ALUMINIUM;ANODISED;50 MM W, 450 MM LG,1.2 MM THK;BAG OF 85,PACK WEIGHT 9.3 KG;FOR NUMBERING CONCRETE POLES ,FOR VINYL;25 MM H NUMBERING,40 MM | ENI | ENI INDUSTRIES PL | 84112 | CURRENT
000011687 | PLATE,ADAPTOR,POLE. | CLAMPED;STEEL;GALV;50 MM W,130 MM LG, 16 MM THK;20 MM DIA,130 MM LG,ROD; M16 BOLT;ONE BOLT ATTACHMENT;BAG OF 10, PACK WEIGHT 16 KG; | HAYMAN | HAYMANS INDUSTRIES PTY LTD | 11687 | CURRENT
000011687 | PLATE,ADAPTOR,POLE. | CLAMPED;STEEL;GALV;50 MM W,130 MM LG, 16 MM THK;20 MM DIA,130 MM LG,ROD; M16 BOLT;ONE BOLT ATTACHMENT;BAG OF 10, PACK WEIGHT 16 KG; | GLOBAL | GLOBAL MANUFACTURING GROUP | ENERGEX-2675-A4 | CURRENT
000011693 | BRACKET,POLE | CROSSARM;STEEL;GALV;100 MM CROSSARM SUPPORT;PACK OF 2,PACK WEIGHT 3 KG; FOR USE ON WOOD & CONCRETE POLES; | HAYMAN | HAYMANS INDUSTRIES PTY LTD | 11693 | CURRENT
000011693 | BRACKET,POLE | CROSSARM;STEEL;GALV;100 MM CROSSARM SUPPORT;PACK OF 2,PACK WEIGHT 3 KG; FOR USE ON WOOD & CONCRETE POLES; | LIVINGST | LIVINGSTONE ENGINEERING | 11693 | CURRENT
000011697 | TRANSFORMER,CURRENT | INTERPOSING;5 AMP/5 MA;0.003 VA;CLASS 0.5;EXT 200%;SINGLE PHASE;50 HZ; 10 MM DIA CENTRE HOLE;100 OHM BURDEN; 10 AMP THERMAL LIMIT CURRENT;2.5 KV | STEMAR |  | 11697 | CURRENT
000011698 | TRANSFORMER,VOLTAGE | INTERPOSING;110 V/24 V RATIO;2.5 MS PER PH BURDEN;SINGLE PHASE;50 HZ;2.5 KV RATED INSUL LEVEL;CLASS 1M5P;1.1 V FACTOR;TOROIDAL CONSTRUCTION; | TOREMA |  | 5034 | CURRENT
000011699 | POLE,LINE CONSTRUCTION,CONCRETE | 12.5m Lg, 16kN, Spun Reinforced, Type Key Pole | AMATROC | ROCLA CONCRETE POLES | POLE,LINE CONCRETE 12.5 M LG | PHASING
000011704 | SPLICE,CONDUCTOR | DOUBLE SCREW INSULATED CLAMP TYPE; BRASS IN PLASTIC SHROUD;6 SQ MM BY 3; PACK OF 50; | CNWPL | CNW PL - SLACKS CREEK | CAAC32A2 | CURRENT
000011704 | SPLICE,CONDUCTOR | DOUBLE SCREW INSULATED CLAMP TYPE; BRASS IN PLASTIC SHROUD;6 SQ MM BY 3; PACK OF 50; | CNWPL | CNW PL - SLACKS CREEK | C32A2 | CURRENT
000011704 | SPLICE,CONDUCTOR | DOUBLE SCREW INSULATED CLAMP TYPE; BRASS IN PLASTIC SHROUD;6 SQ MM BY 3; PACK OF 50; | CABLACES | CABLACES | CAAC32A2 | CURRENT
000011707 | INSULATION SLEEVING,ELEC,SPEC | RIGHT ANGLE;HV,HEAT SHRINK;15 TO 25 MM DIA,CABLE END;35 TO 70 MM DIA,BUSHING END KIT OF 3;UJ MANUAL 2.09 D (95 SQ MM) ;PACK OF 1,PACK WEIGHT 2 KG; | TECONN | TE CONNECTIVITY LTD | RSRB-4044 | CURRENT
000011708 | INSULATION SLEEVING,ELEC,SPEC | RIGHT ANGLE;HV,HEAT SHRINK;25 MM TO 50 MM DIA,CABLE END;34 TO 70 MM DIA, BUSHING END KIT OF 1;UJ MANUAL 2.902D (185,240 & 300 SQ MM); | TECONN | TE CONNECTIVITY LTD | RSRB-4046 | CURRENT
000011710 | INSULATION SLEEVING,ELEC,SPEC | STRAIGHT,STEPPED;HV,HEAT SHRINK; 24 TO 50 MM DIA,50 MM LG,SMALL DIA END; 32 TO 70 MM DIA,160 MM LG,LARGE DIA END; KIT OF 1;UJ MANUAL 2.902D (185 TO 400 | TECONN | TE CONNECTIVITY LTD | RSRB-4026 | CURRENT
000011711 | INSULATION SLEEVING,ELEC,SPEC | POLYOLEFIN,HV HEAT SHRINK;89 MM MIN ID EXP,45.5 MM MAX ID RECOVERED;250 MM LG; HV TRACK-RESISTANT;KIT OF 1;UJ MANUAL 2.09,(630-1000 SQ MM;UJ MANUAL 2.902D; | TECONN | TE CONNECTIVITY LTD | AUST-SQB136 | CURRENT
000011716 | TRANSFORMER,VOLTAGE | METERING PROTECTN;11 KV/110 V,PRI-SEC V;100 VA OUTPUT,8 MS PER PHASE BURDEN; 3 PHASE;50 HZ;MINERAL OIL INSUL;CLASS 0.5 M,CAT A PERFORMANCE; | HANSOM |  | TRANSFORMER, 11 KV/110 V | MAINTENANCE STOCK
000011908 | TAG,MARKER | ;ALUMINIUM;50 MM DIA DISK,1 MM THK; W/3 MM CENTRAL FIXING HOLE;REFLECTIVE SURFACE TO BE RED 3M CLASS 2; HI-INTENSITY SHEETING;PACK SIZE 20; | ARTCRAFT | ARTCRAFT PTY LTD | 11908 | CURRENT
000011909 | TAG,MARKER | ALUMINIUM;50 MM DIA DISK,1 MM THK; W/3 MM CENTRAL FIXING HOLE;REFLECTIVE SURFACE TO BE BLUE 3M HI-INTENSITY SHEETING;PACK SIZE 20;USED TO MARK WOOD | ASSMETPD |  | AS ALUMINIUM 50 MM | CURRENT
000011919 | SWITCH,ROTARY | 660 V AC;20 AMP NOM;2 POLE DT,2 POSN; PANEL MTG;BLACK HANDLE G001;60 DEG SWITCHING;ESCUTCHEON PLATE-COUPLING CELL "OUT OF SERVICE-IN SERVICE",BASED ON | KRAUSNMR | KRAUS & NAIMER (MANUFACTURER) | CAD12B AU4 R29 | CURRENT
000011924 | INSULATOR,STRAIN | LONG ROD;SYNTHETIC COMPOSITE;33 KV NOM V;23 KN MAX WORKING LOAD;450 MM NOM COUPLING;900 MM MIN CREEPAGE;16 MM TONGUE & 20 MM CLIVIS;C/W DOUBLE ENDED | GRAPHSOL | GRAPH SOLUTIONS PTY LTD | 2420AA.2(I) | CURRENT
000011924 | INSULATOR,STRAIN | LONG ROD;SYNTHETIC COMPOSITE;33 KV NOM V;23 KN MAX WORKING LOAD;450 MM NOM COUPLING;900 MM MIN CREEPAGE;16 MM TONGUE & 20 MM CLIVIS;C/W DOUBLE ENDED | FLOWLINE | FLOWLINE INDUSTRIES PTY LTD | EH144070044 | CURRENT
000011925 | INSULATOR,STRAIN | LONG ROD;SYNTHETIC COMPOSITE;11 KV NOM V;23 KN MAX WORKING LOAD;300 MM NOM COUPLING;350 MM MIN CREEPAGE;16 MM TONGUE & 20 MM CLEVIS;C/W DOUBLE ENDED | GRAPHSOL | GRAPH SOLUTIONS PTY LTD | 10218A(I) | CURRENT
000011925 | INSULATOR,STRAIN | LONG ROD;SYNTHETIC COMPOSITE;11 KV NOM V;23 KN MAX WORKING LOAD;300 MM NOM COUPLING;350 MM MIN CREEPAGE;16 MM TONGUE & 20 MM CLEVIS;C/W DOUBLE ENDED | TYCO | TYCO | 1KV COMP LONG ROD INSULATOR | CURRENT
000011925 | INSULATOR,STRAIN | LONG ROD;SYNTHETIC COMPOSITE;11 KV NOM V;23 KN MAX WORKING LOAD;300 MM NOM COUPLING;350 MM MIN CREEPAGE;16 MM TONGUE & 20 MM CLEVIS;C/W DOUBLE ENDED | FLOWLINE | FLOWLINE INDUSTRIES PTY LTD | EH144015044 | CURRENT
000011925 | INSULATOR,STRAIN | LONG ROD;SYNTHETIC COMPOSITE;11 KV NOM V;23 KN MAX WORKING LOAD;300 MM NOM COUPLING;350 MM MIN CREEPAGE;16 MM TONGUE & 20 MM CLEVIS;C/W DOUBLE ENDED | THEWMCAN | TMAC THEW & MCCANN GROUP | 911101 | CURRENT
000011927 | CABLE,POWER,ELECTRICAL | 0.6/1 KV;95 SQ MM;COMPACTED AL;4 CORE;BLACK XLPE INSULATED; AERIAL BUNDLED CABLE;AS3560;650 M DRUM SIZE,DRUM WEIGHT 780 KG; | MIDLANDS | MIDLAND METALS | 0.6/1 KV;95 SQ MM;4 CORE; | CURRENT
000011930 | CABLE,POWER,ELECTRICAL | 6.35/11 KV;630 SQ MM;COMPACTED STRANDED; COPPER CONDUCTOR;SINGLE CORE;XLPE INSULATED,STRANDED COPPER SCREEN 6 KA FOR 1 SEC,PVC OUTER SHEATH; | OLEX | OLEX AUSTRALIA PTY LTD | XJIP32RP001CXAA | PURCHASE AS REQUIRED
000011938 | HAT,UTILITY. | GREY/BLUE;UNIFORM DRESS;SQUATTER'S STYLE;MAN'S,SIZE 7-3/8 IN (60);FUR FELT, RAW EDGE; | SUPRCRFT |  | HAT,UTILITY 7-3/8 IN (60) | PURCHASE AS REQUIRED
000011940 | TRANSFORMER,METERING | OUTDOOR TYPE;FREE STANDING;11/12 KV;OIL FILLED TANK;HV FUSES INSIDE TANK;2 CT'S, CLASS 0.5,15 VA;RATIO 50/25/5 AMP;1 VT,C LASS 0.5M OUTPUT 100/200 VA PHASE; | T/FMRPRD |  | METERING,TRANSFORMER,2 CT'S | PURCHASE AS REQUIRED
000011940 | TRANSFORMER,METERING | OUTDOOR TYPE;FREE STANDING;11/12 KV;OIL FILLED TANK;HV FUSES INSIDE TANK;2 CT'S, CLASS 0.5,15 VA;RATIO 50/25/5 AMP;1 VT,C LASS 0.5M OUTPUT 100/200 VA PHASE; | AMPHENOL |  | METERING TRANSFORMER 2 CT'S | PURCHASE AS REQUIRED
000011941 | TRANSFORMER,METERING | INDOOR TYPE;FREE STANDING;11/12 KV;OIL F ILLED TANK;HV FUSES INSIDE TANK;2 CT'S,C LASS 0.5,15 VA;RATIO 100/50/5 AMP;1 VT,C LASS 0.5 M OUTPUT 100/200 VA PHASE; | AMPHENOL |  | METERING TRANSFORMER,100/50/5 | PURCHASE AS REQUIRED
000011941 | TRANSFORMER,METERING | INDOOR TYPE;FREE STANDING;11/12 KV;OIL F ILLED TANK;HV FUSES INSIDE TANK;2 CT'S,C LASS 0.5,15 VA;RATIO 100/50/5 AMP;1 VT,C LASS 0.5 M OUTPUT 100/200 VA PHASE; | T/FMRPRD |  | METERIN, TRANSFORMER 100/50/5 | PURCHASE AS REQUIRED
000011942 | TRANSFORMER,METERING | OUTDOOR TYPE;FREE STANDING;11/12 KV;OIL FILLED TANK;HV FUSES INSIDE TANK;2 CT'S, CLASS 0.5,15 VA;RATIO 200/100/5 AMP;1 VT ,CLASS 0.5M OUTPUT 100/200 VA PHASE; | AMPHENOL |  | METERING TRANSFORMER,200/100/5 | PURCHASE AS REQUIRED
000011942 | TRANSFORMER,METERING | OUTDOOR TYPE;FREE STANDING;11/12 KV;OIL FILLED TANK;HV FUSES INSIDE TANK;2 CT'S, CLASS 0.5,15 VA;RATIO 200/100/5 AMP;1 VT ,CLASS 0.5M OUTPUT 100/200 VA PHASE; | T/FMRPRD |  | METERIN, TRANSFORMER 200/100/5 | PURCHASE AS REQUIRED
000011971 | TRANSFORMER,CURRENT | MEASUREMENT,WINDOW TYPE;TOROIDAL;INDOOR FOR METERING;660 V;3000/1600/800/5 AMP; 5 VA;CLASS 1,EXT 200% ON 800/5 AMP; SINGLE PHASE;50 HZ;114 MM INTERNAL DIA, | TWS | TWS ENERGY CONTROLS | SCB30 | CURRENT
000011973 | RELAY,PHASE FAILURE | PHASE SEQUENCE VOLTAGE TYPE;3 PHASE, 120 V AC,50 HZ;11 PIN PLUG CONNECTION; L.E.D.INDICATION;PACK OF 1; | REXEL | REXEL PTY LTD | EATSP430/11DACDP | CURRENT
000011973 | RELAY,PHASE FAILURE | PHASE SEQUENCE VOLTAGE TYPE;3 PHASE, 120 V AC,50 HZ;11 PIN PLUG CONNECTION; L.E.D.INDICATION;PACK OF 1; | HAYMANS | HAYMANS ELECTRICAL | RHOSP430/110AP-DP | CURRENT
000011975 | TERMINAL,LUG | TUBULAR ALUMINIUM,SECTOR SHAPED,CRIMP TYPE;FOR 240 SQ MM SOLID SECTOR 3 CORE ALUMINIUM CONDUCTOR;M12 PALM HOLE SIZE; PRE-FILLED W/JOINTING COMPOUND; | TYCO | TYCO | AGS3I240M12/1 (H8615/1 | CURRENT
000011975 | TERMINAL,LUG | TUBULAR ALUMINIUM,SECTOR SHAPED,CRIMP TYPE;FOR 240 SQ MM SOLID SECTOR 3 CORE ALUMINIUM CONDUCTOR;M12 PALM HOLE SIZE; PRE-FILLED W/JOINTING COMPOUND; | UTILUX |  | H8615/1 | CURRENT
000011976 | TERMINAL,LUG | LONG BARREL,DRILLED SEALED PALM,TINNED COPPER,CRIMP TYPE;FOR 240 SQ MM COPPER CONDUCTOR;65 MM LG BARREL;PALM HOLE FOR M12;PALM WIDTH 35 MM; | UTILUX |  | H16036X01/1 | PHASING
000011976 | TERMINAL,LUG | LONG BARREL,DRILLED SEALED PALM,TINNED COPPER,CRIMP TYPE;FOR 240 SQ MM COPPER CONDUCTOR;65 MM LG BARREL;PALM HOLE FOR M12;PALM WIDTH 35 MM; | BURNDY | BURNDY CABLE SUPPORT SYSTEMS | B240M12SP | PHASING
000011985 | FUSEHOLDER | SURFACE MTG;BACK CONNECTING UP TO 70 SQ MM CABLE;100 AMP;415 V AC;BOLT-IN; OFFSET TAGS;BLACK;AS2005;FOR CARTRIDGES- 100 AMP/STOCK CODE 04459;W/ADAPTOR | REXEL | REXEL PTY LTD | ALSRS100P | PURCHASE AS REQUIRED
000011985 | FUSEHOLDER | SURFACE MTG;BACK CONNECTING UP TO 70 SQ MM CABLE;100 AMP;415 V AC;BOLT-IN; OFFSET TAGS;BLACK;AS2005;FOR CARTRIDGES- 100 AMP/STOCK CODE 04459;W/ADAPTOR | ALSTOM | ALSTOM GRID AUSTRALIA LIMITED | EEFRS100P | PURCHASE AS REQUIRED
000011990 | LINK,ELECTRICAL BRIDGING. | 10 WAY BRIDGING LINK;FOR 5.2 MM TERMINAL BLOCK;SUIT TERMINAL BLOCK (STOCK CODE 11988);PACK OF 1; | HAYMANS | HAYMANS ELECTRICAL | PHO1401132 | CURRENT
000011990 | LINK,ELECTRICAL BRIDGING. | 10 WAY BRIDGING LINK;FOR 5.2 MM TERMINAL BLOCK;SUIT TERMINAL BLOCK (STOCK CODE 11988);PACK OF 1; | PHOENIX | PHOENIX CONTACT PTY LTD | PHO1401132 | CURRENT
000011996 | COIL,ELECTRICAL | CIRCUIT BREAKER CLOSING SPRING RELEASE COIL TYPE;110 V DC;MEIDENSHA CB TYPE VBE ,12 KV; | MEDENSHA |  | COIL,ELECTRICAL OIL TYPE | MAINTENANCE STOCK
000011997 | COIL,ELECTRICAL | CIRCUIT BREAKER TRIP COIL TYPE;110 V DC; MEIDENSHA TYPE VBE,12 KV; | ENERGEX | ENERGEX | COIL,ELECTRICAL CIRCUIT BRK | MAINTENANCE STOCK
000012010 | FUSE LINK,RING MAIN UNIT. | 12 KV;6.3 AMP HRC FUSE;FOR SF6/AIR/EPOXY INSULATED SWITCHGEAR;50 - 63 KVA TRANSFORMER;PACK OF 3;PACK WEIGHT 1.6 KG; | FUSECO | FUSECO PTY LTD | 3000403/6.3 | CURRENT
000012013 | CABLE,CONTROL,ELECTRICAL | 0.6/1 KV;SUBSTATION CONTROL;8 CORES; 4 SQ MM-7/0.85 MM;PVC/PVC,BLACK SHEATH; CORES NUMBERED,WHITE CHARACTERS ON BLACK,CABLE LG MARKED AT ONE M;WHEN | OLEX | OLEX AUSTRALIA PTY LTD | CABLE,CONTROL 8 CORES | CURRENT
000012015 | TERMINAL BLOCK | POLYAMIDE 6.6;4 TERMINAL DOUBLE DECK TYPE;440 V;27 AMP;RAIL MTG (G32 RAIL) ;0.5-4 SQ MM CONDUCTOR SIZE;6 MM THK,5 56.5 MM H,50 MM W;W/CROSS CONNECTION | HAYMANS | HAYMANS ELECTRICAL | KLI0590260000 | CURRENT
000012015 | TERMINAL BLOCK | POLYAMIDE 6.6;4 TERMINAL DOUBLE DECK TYPE;440 V;27 AMP;RAIL MTG (G32 RAIL) ;0.5-4 SQ MM CONDUCTOR SIZE;6 MM THK,5 56.5 MM H,50 MM W;W/CROSS CONNECTION | KLIPPON |  | KLI0590260000 | CURRENT
000012016 | BASE,RELAY | RECT,SURFACE OR TM35 RAIL MTG;11 FEMALE CONT;SCREW CONN TERM;PLASTIC BODY; PACK OF 1;SUITABLE FOR 11 PIN RELAYS & TIMERS MTG; | CNWPL | CNW PL - SLACKS CREEK | OMRP2CF11 | CURRENT
000012016 | BASE,RELAY | RECT,SURFACE OR TM35 RAIL MTG;11 FEMALE CONT;SCREW CONN TERM;PLASTIC BODY; PACK OF 1;SUITABLE FOR 11 PIN RELAYS & TIMERS MTG; | CNWPL | CNW PL - SLACKS CREEK | P2CF-11 | CURRENT
000012016 | BASE,RELAY | RECT,SURFACE OR TM35 RAIL MTG;11 FEMALE CONT;SCREW CONN TERM;PLASTIC BODY; PACK OF 1;SUITABLE FOR 11 PIN RELAYS & TIMERS MTG; | OMRON | OMRON ELECTRONICS PTY LTD | OMRP2CF-11 | CURRENT
000012018 | RELAY,PHASE FAILURE | 415 V AC,50 HZ;SENSITIVITY 5-15% ADJ PHASE DIFFERENCE,OUTPUT CONTACTS 2-C/O 240 V 8 AMP (RES) RATING,PLUG-IN TYPE ZA12 CASE INCL BASE SUITABLE FOR | RMS | RELAY MONITORING SYSTEMS PL | 2P740-E- | CURRENT
000012019 | TIMER,MULTIFUNCTION | TIME RANGE 0.1 SEC TO 9990 HRS; 8 MODE ELECTRONIC OPERATION;24-240 V AC OR 12-240 V DC SUPPLY;1 C/O OUTPUT CONTACT 250 V AC 3 AMP RESISTIVE | CNWPL | CNW PL - SLACKS CREEK | H3CA-A | CURRENT
000012019 | TIMER,MULTIFUNCTION | TIME RANGE 0.1 SEC TO 9990 HRS; 8 MODE ELECTRONIC OPERATION;24-240 V AC OR 12-240 V DC SUPPLY;1 C/O OUTPUT CONTACT 250 V AC 3 AMP RESISTIVE | CNWPL | CNW PL - SLACKS CREEK | OMRH3CA-A | CURRENT
000012019 | TIMER,MULTIFUNCTION | TIME RANGE 0.1 SEC TO 9990 HRS; 8 MODE ELECTRONIC OPERATION;24-240 V AC OR 12-240 V DC SUPPLY;1 C/O OUTPUT CONTACT 250 V AC 3 AMP RESISTIVE | OMRON | OMRON ELECTRONICS PTY LTD | OMRH3CA-A | CURRENT
000012020 | COVER,PROTECTIVE,TIMER. | CLIP-ON,CLEAR HARD PLASTIC COVER TO PROTECT TIMER LCD DISPLAY & SELECTOR PANEL FROM DUST & ACCIDENTAL ALTERATION OF MODE & SETTING;PACK OF 1; | REXEL | REXEL PTY LTD | OMRY92A48B | CURRENT
000012020 | COVER,PROTECTIVE,TIMER. | CLIP-ON,CLEAR HARD PLASTIC COVER TO PROTECT TIMER LCD DISPLAY & SELECTOR PANEL FROM DUST & ACCIDENTAL ALTERATION OF MODE & SETTING;PACK OF 1; | OMRON | OMRON ELECTRONICS PTY LTD | OMRY92A-48B | CURRENT
000012026 | MOTOR-GENERATOR | AUDIO FREQ SIGNAL GENERATION;9.4 KW, 3 PHASE,MOTOR;400 V AC,50 HZ;3000 RPM; SQUIRREL CAGE;0.7% MAX SLIP;8 KVA, 3 PHASE,GENERATOR;450-500 V,1050 HZ; | ZELLWEGR |  | DWG 141559-1 | PHASING
000012027 | MOTOR-GENERATOR | AUDIO FREQ SIGNAL GENERATION;16.5 KW, 3 PHASE,MOTOR;400 V AC,50 HZ;3000 RPM; SQUIRREL CAGE;0.7% MAX SLIP;14 KVA, 3 PHASE,GENERATOR;450-500 V,1050 HZ; | ZELLWEGR |  | DWG 141559-1 | MAINTENANCE STOCK
000012028 | MOTOR-GENERATOR | AUDIO FREQ SIGNAL GENERATION;30 KW, 3 PHASE,MOTOR;400 V AC,50 HZ;3000 RPM; SQUIRREL CAGE;0.7% MAX SLIP;25 KVA, 3 PHASE,GENERATOR;450-500 V,1050 HZ; | ZELLWEGR |  | DWG 141559-1 | MAINTENANCE STOCK
000012029 | MOTOR-GENERATOR | AUDIO FREQ SIGNAL GENERATION;45 KW, 3 PHASE,MOTOR;400 V AC,50 HZ;3000 RPM; SQUIRREL CAGE;0.5% MAX SLIP;40 KVA, 3 PHASE,GENERATOR;450-500 V,1050 HZ; | ZELLWEGR |  | DWG 141559-1 | MAINTENANCE STOCK
000012038 | COIL,TUNING,AUDIO FREQUENCY. | 6.7 MH;32 AMP MAX INT TRANSIT CURRENT @ 1050 HZ;8.4 AMP CONTINUOUS @ 50 HZ;50 TRANSMISSIONS PER HR INT SERVICE;HIGH INSULATED LOW LOSS LITZ WIRE WINDINGS; | ZELLWEGR |  | DWG 165322 | PHASING
000012040 | COIL,TUNING,AUDIO FREQUENCY. | 4.2 MH;71 A MAX TRANSIT CURRENT @ 1050 HZ;13.2 A RATED RETURN CURRENT;HIGH INSULATED LOW LOSS LITZ WIRE WINDINGS; 100 KG; | ZELLWEGR |  | DWG 166287-0 (TYPE 72) | STRATEGIC SPARE
000012044 | CAPACITOR UNIT. | 7 KV;SINGLE PHASE;4.5 UF PER PHASE; 9.9 AMP CONT @ 50 HZ;NON PCB IMPREGNANT; 2 BUSHINGS PER UNIT;COUPLING CAPACITOR FOR ZELLWEGER A/F LOAD CONTROL;35 KG; | FRIBOURG |  | CONDIS MW500 | PURCHASE AS REQUIRED
000012044 | CAPACITOR UNIT. | 7 KV;SINGLE PHASE;4.5 UF PER PHASE; 9.9 AMP CONT @ 50 HZ;NON PCB IMPREGNANT; 2 BUSHINGS PER UNIT;COUPLING CAPACITOR FOR ZELLWEGER A/F LOAD CONTROL;35 KG; | ABB | ABB FAN PTY LTD | CHE 400 B | PURCHASE AS REQUIRED
000012045 | CAPACITOR UNIT. | 7 KV;SINGLE PHASE;6 UF PER PHASE;1 13.2 AMP CONT @ 50 HZ;NON PCB IMPREGNANT ;2 BUSHINGS PER UNIT;COUPLING CAPACITOR ;FOR ZELLWEGER A/F LOAD CONTROL; | FRIBOURG |  | CONDIS MW800 | PURCHASE AS REQUIRED
000012045 | CAPACITOR UNIT. | 7 KV;SINGLE PHASE;6 UF PER PHASE;1 13.2 AMP CONT @ 50 HZ;NON PCB IMPREGNANT ;2 BUSHINGS PER UNIT;COUPLING CAPACITOR ;FOR ZELLWEGER A/F LOAD CONTROL; | ABB | ABB FAN PTY LTD | CHD,CHE 570 B | PURCHASE AS REQUIRED
000012051 | CONTACTOR | TP;IMPULSE;500 V AC;1050 HZ FREQ;240 V AC COIL;C/W 3 WAVE TRAP COILS;ZELLWEGER TYPE SS25 TO DWG 166290;32 KG; | SPRECHER | SPRECHER + SCHUH | SS25 | PHASING
000012060 | SEAL,STRAPPING | Open Type, Corrosion Resistant, suit 31.8mm S/Steel Strapping (P25) | WIREMARK | WIREMARKERS AUSTRALIA | BK304-32017T | CURRENT
000012060 | SEAL,STRAPPING | Open Type, Corrosion Resistant, suit 31.8mm S/Steel Strapping (P25) | PLP AUST | PREFORMED LINE PRODUCTS (AUST) | SSSB-32 | CURRENT
000012060 | SEAL,STRAPPING | Open Type, Corrosion Resistant, suit 31.8mm S/Steel Strapping (P25) | BANDIT | BAND-IT AUSTRALIA | G442 | CURRENT
000012061 | STRAPPING | Giant Band, S/Steel Gde 201, 31.8mm W, 30.4m Lg, 1.1mm Thk | BLKWOODS | J BLACKWOOD & SON LTD | 03315756 | CURRENT
000012061 | STRAPPING | Giant Band, S/Steel Gde 201, 31.8mm W, 30.4m Lg, 1.1mm Thk | WIREMARK | WIREMARKERS AUSTRALIA | SST304-3211 | CURRENT
000012061 | STRAPPING | Giant Band, S/Steel Gde 201, 31.8mm W, 30.4m Lg, 1.1mm Thk | STATEWD | STATEWIDE FSTNERS & ENG SPLS PL | STRAPPING | CURRENT
000012061 | STRAPPING | Giant Band, S/Steel Gde 201, 31.8mm W, 30.4m Lg, 1.1mm Thk | BANDIT | BAND-IT AUSTRALIA | G432 | CURRENT
000012067 | PRINTED CIRCUIT BOARD | PARALLEL INPUT/OUTPUT BOARD;165 MM X 115 MM;STD-BUS COMPATIBLE;PROVIDES 24 BIT PROGRAMMABLE TTL I/O LINES ON A 50-WAY CONNECTOR;USED IN MINI SACS; | PRO-LOG |  | 7507 | PURCHASE AS REQUIRED
000012078 | CONNECTOR,CABLE,ELECTRICAL | PLUG,FEMALE,TELEPHONE;PLASTIC;IVORY; TERMINATES STD 4 CORE TELEPHONE CABLE; USED IN MINI-SACS EQUIPMENT;PACK OF 50; | HAYMANS | HAYMANS ELECTRICAL | ACCP6364IVO | CURRENT
000012082 | SHELF,ELECTRICAL EQUIPMENT | MODEM MTG IN A 19 IN RACK;3 U H,325 MM D ; | ENERGEX | ENERGEX | SHELF,ELECTRICAL MODEM | PURCHASE AS REQUIRED
000012085 | INTERFACE MICROPROCESSOR MODULE. | DC OUTPUT;SOLID STATE; 60 V DC MAX LOAD V;;3.5 AMP MAX LOAD CURRENT (CONT); PLUGS INTO A RACK;RED COLOUR MODULE; | OPTO-22 | OPTO-22 | ODC5 | CURRENT
000012086 | INTERFACE MICROPROCESSOR MODULE. | DC INPUT;SOLID STATE,PHOTO ISOLATED; 30 V DC MAX INPUT V;25 MA MAX INPUT CURRENT;PLUGS INTO A RACK;WHITE COLOUR MODULE; | B&J ELEC | B & J ELECTRONICS PTY LTD | IB5S | CURRENT
000012087 | MTG RACK,ELECTRICAL-ELECTRONIC COMPONENT | FOR 24-WAY ISOLATING INPUT/OUTPUT MODULES;PARALLEL TTL-COMPATIBLE INTERFACE TO COMPUTER HARDWARE VIA 50-WAY RIBBON CABLE;FOR U/W MINI-SACS; | OPTO-22 | OPTO-22 | PB-24 | PURCHASE AS REQUIRED
000012087 | MTG RACK,ELECTRICAL-ELECTRONIC COMPONENT | FOR 24-WAY ISOLATING INPUT/OUTPUT MODULES;PARALLEL TTL-COMPATIBLE INTERFACE TO COMPUTER HARDWARE VIA 50-WAY RIBBON CABLE;FOR U/W MINI-SACS; | INTRECT |  | MS-24H | PURCHASE AS REQUIRED
000012095 | TRANSFORMER,VOLTAGE | METERING PROTECTION;O/D,STN TYPE; 33 KV/110 V/110 V,ALL SEC LEADS BROUGHT OUT;200/100 VA OUTPUT,48/8 MS PER PHASE BURDEN;3 PHASE;50 HZ;MINERAL OIL INSUL; | HANSOM |  | TRANSFORMER 200/100 VA | PURCHASE AS REQUIRED
000012096 | SIGN | DANGER-LEAVE RECLOSING DISABLED;PLASTICS -MAGNETIC;90 MM LG,50 MM W,0.9 MM THK; DANGER-WHITE LETTERS 6 MM H ON A RED OVAL;W/1 MM WHITE EDGE,ON A BLACK | ARTCRAFT | ARTCRAFT PTY LTD | SE00555-Q | CURRENT
000012096 | SIGN | DANGER-LEAVE RECLOSING DISABLED;PLASTICS -MAGNETIC;90 MM LG,50 MM W,0.9 MM THK; DANGER-WHITE LETTERS 6 MM H ON A RED OVAL;W/1 MM WHITE EDGE,ON A BLACK | CUTLER | CUTLER BRANDS PTY LTD | ENERGE-12096 | CURRENT
000012097 | WIRE,ELECTRICAL | BUILDING;COPPER,ANNEALED;25 SQ MM; 19/1.35 MM;0.6/1 KV;PVC INSULATED;BLACK; 100 M DRUM SIZE;WEIGHT 29.23 KG;BRIDGING CONDUCTOR URD FUSE PANEL; | PRYSMIAN | PRYSMIAN POWER CABLES & SYSTEMS AUST | 20199401 | CURRENT
000012097 | WIRE,ELECTRICAL | BUILDING;COPPER,ANNEALED;25 SQ MM; 19/1.35 MM;0.6/1 KV;PVC INSULATED;BLACK; 100 M DRUM SIZE;WEIGHT 29.23 KG;BRIDGING CONDUCTOR URD FUSE PANEL; | MIDLANDS | MIDLAND METALS | MMO-1X25 CU PVC BLK | CURRENT
000012097 | WIRE,ELECTRICAL | BUILDING;COPPER,ANNEALED;25 SQ MM; 19/1.35 MM;0.6/1 KV;PVC INSULATED;BLACK; 100 M DRUM SIZE;WEIGHT 29.23 KG;BRIDGING CONDUCTOR URD FUSE PANEL; | OLEX | OLEX AUSTRALIA PTY LTD | BAAC17AA001AABK | CURRENT
000012120 | END PLATE,TERMINAL BLOCK | TO SUIT KLIPPON DOUBLE TIER TERMINAL BLOCK TYPE DK4;REFER STOCK CODE 12015 FOR TERMINAL BLOCK;PACK OF 20; | KLIPPON |  | KLI1397160000 | CURRENT
000012124 | TERMINAL,LUG | DRILLED PALM,TINNED COPPER,CRIMP TYPE;FOR 50 SQ MM,19/1.78 MM COPPER CONDUCTOR;M8 PALM HOLE;BOX OF 25, PACK WEIGHT 0.56 KG; | TECONN | TE CONNECTIVITY LTD | CG50M8/25 | CURRENT
000012124 | TERMINAL,LUG | DRILLED PALM,TINNED COPPER,CRIMP TYPE;FOR 50 SQ MM,19/1.78 MM COPPER CONDUCTOR;M8 PALM HOLE;BOX OF 25, PACK WEIGHT 0.56 KG; | LEGEND | LEGEND POWER SYSTEMS | CAL50-8 | CURRENT
000012124 | TERMINAL,LUG | DRILLED PALM,TINNED COPPER,CRIMP TYPE;FOR 50 SQ MM,19/1.78 MM COPPER CONDUCTOR;M8 PALM HOLE;BOX OF 25, PACK WEIGHT 0.56 KG; | PLP AUST | PREFORMED LINE PRODUCTS (AUST) | EPTCU-50-10.4AF-M8 | CURRENT
000012138 | CABLE,POWER,ELECTRICAL | 110 KV;400 SQ MM;COPPER CONDUCTOR;SINGLE CORE;OIL FILLED,PAPER INSULATED,LOOSE CORRUGATED ALUMINIUM SHEATH,PVC OUTER SHEATH;DRUM SECURITY STOCK F807; | BICC |  | DWG NO CSD 110/11862 | STRATEGIC SPARE
000012141 | PIPE,PLASTIC | UPVC,GREY;PLAIN ENDS;150 MM NOM SIZE, SW V PIPE;160 MM OD,4 MM THK,600 MM LG; UV RESISTANT;AS1415;CUT IN 600 MM NOM LG ;FOR LV CABLE POLE TERMINATION,UJ MANUAL | VINIDEX |  | 19070 | CURRENT
000012141 | PIPE,PLASTIC | UPVC,GREY;PLAIN ENDS;150 MM NOM SIZE, SW V PIPE;160 MM OD,4 MM THK,600 MM LG; UV RESISTANT;AS1415;CUT IN 600 MM NOM LG ;FOR LV CABLE POLE TERMINATION,UJ MANUAL | TRI UGRD | TRI UNDERGROUND AUSTRALIA PTY LTD | CONMD150SWV | CURRENT
000012142 | CAP,PIPE. | UPVC,GREY;PRESSED;SUIT 150 MM SWV PIPE (160 TO 160.5 MM OD),17 MM H,2 MM THK, (FROM 3 MM SHEET);UV RESISTANT;FOR LV CABLE POLE TERMINATION,UJ MANUAL1.351D | HAYMANS | HAYMANS ELECTRICAL | FAB262P150 | CURRENT
000012142 | CAP,PIPE. | UPVC,GREY;PRESSED;SUIT 150 MM SWV PIPE (160 TO 160.5 MM OD),17 MM H,2 MM THK, (FROM 3 MM SHEET);UV RESISTANT;FOR LV CABLE POLE TERMINATION,UJ MANUAL1.351D | VINIDEX |  | 47380 | CURRENT
000012144 | JOINT,ELECTRICAL POWER CABLE | 110 KV;FOR 400 SQ MM,COPPER CONDUCTOR, 3 CORE TO 3 X SINGLE CORE LOOSE SHEATH, OIL FILLED,PAPER INSULATED CABLE; TRIFURCATING TYPE;STEEL SLEEVE W/4 | BICC |  | SK 33181,SK 33178 | STRATEGIC SPARE
000012144 | JOINT,ELECTRICAL POWER CABLE | 110 KV;FOR 400 SQ MM,COPPER CONDUCTOR, 3 CORE TO 3 X SINGLE CORE LOOSE SHEATH, OIL FILLED,PAPER INSULATED CABLE; TRIFURCATING TYPE;STEEL SLEEVE W/4 | BICC |  | JI 3935,DWG E95580-D1 | STRATEGIC SPARE
000012145 | TERMINATION,ELECTRICAL POWER CABLE | 110 KV;SF6 IMMERSED;SINGLE PHASE; FOR 400 SQ MM,COPPER CONDUCTOR,OIL FILLED,PAPER INSULATED CABLE;MOULDED INSULATOR;SECURITY STOCK F807;ITEM | BICC |  | SK 33184,SK 33191 | STRATEGIC SPARE
000012145 | TERMINATION,ELECTRICAL POWER CABLE | 110 KV;SF6 IMMERSED;SINGLE PHASE; FOR 400 SQ MM,COPPER CONDUCTOR,OIL FILLED,PAPER INSULATED CABLE;MOULDED INSULATOR;SECURITY STOCK F807;ITEM | BICC |  | JI 3938,DWG E95582-D1 | STRATEGIC SPARE
000012152 | CABLE BOX. | 12 KV;AIR INSULATED;TOP ENTRY; SINGLE GLAND;TO SUIT LUCY TYPE "F" RMU RING MAIN SECT AND TEE-OFF SECT; | LUCY |  | CABLE BOX AIR INSUL | PURCHASE AS REQUIRED
000012152 | CABLE BOX. | 12 KV;AIR INSULATED;TOP ENTRY; SINGLE GLAND;TO SUIT LUCY TYPE "F" RMU RING MAIN SECT AND TEE-OFF SECT; | ENERGEX | ENERGEX |  | PURCHASE AS REQUIRED
000012155 | WASHER,FLAT | STEEL;GALV;26 MM ID;150 MM SQ;16 MM THK; BAG OF 10,PALLET OF 10;FOR USE WITH M24 STAY ROD; | HAYMAN | HAYMANS INDUSTRIES PTY LTD | 12155 | CURRENT
000012155 | WASHER,FLAT | STEEL;GALV;26 MM ID;150 MM SQ;16 MM THK; BAG OF 10,PALLET OF 10;FOR USE WITH M24 STAY ROD; | STEELWAY |  | E12155 | CURRENT
000012170 | CHART,RECORDING INSTRUMENT. | FOR U/W ESTERLINE ANGUS RECORDER MODEL MS 401E (ZELLWEGER 1050 HZ RECORDER); FOLD CHART;30 DAY DURATION;PLAIN; 1 BOX = 6 PACKS; | ESTANGUS |  | 59019 | PHASING
000012180 | BOX,ELECTRICAL,MULTIAPPLICATION. | STEEL,POLYESTER BASE COATING- 800 MM H,600 MM W,320 MM D; WEATHERPROOF TO IP55,HINGED DOOR, REMOVABLE EQUIPMENT MTG PLATE EARTH STUD | CNWPL | CNW PL - SLACKS CREEK | NHPMAS0806030R5 | CURRENT
000012180 | BOX,ELECTRICAL,MULTIAPPLICATION. | STEEL,POLYESTER BASE COATING- 800 MM H,600 MM W,320 MM D; WEATHERPROOF TO IP55,HINGED DOOR, REMOVABLE EQUIPMENT MTG PLATE EARTH STUD | NHP | NHP ELECTRICAL ENGINEERING | ELDMAS0806030 | CURRENT
000012180 | BOX,ELECTRICAL,MULTIAPPLICATION. | STEEL,POLYESTER BASE COATING- 800 MM H,600 MM W,320 MM D; WEATHERPROOF TO IP55,HINGED DOOR, REMOVABLE EQUIPMENT MTG PLATE EARTH STUD | CNWPL | CNW PL - SLACKS CREEK | MAS0806030R5 | CURRENT
000012182 | TRANSFORMER,METERING | OUTDOOR TYPE;POLE/PLATFORM MTD;11/12 KV; OIL FILLED TANK;HV FUSES INSIDE TANK; 2 CT'S,CLASS 0.5,15 VA;RATIO 25/5 AMP; 1 VT,CLASS 0.5M OUTPUT 100/200 VA/ | AMPHENOL |  | METERING TRANSFORMER HV | PURCHASE AS REQUIRED
000012182 | TRANSFORMER,METERING | OUTDOOR TYPE;POLE/PLATFORM MTD;11/12 KV; OIL FILLED TANK;HV FUSES INSIDE TANK; 2 CT'S,CLASS 0.5,15 VA;RATIO 25/5 AMP; 1 VT,CLASS 0.5M OUTPUT 100/200 VA/ | T/FMRPRD |  | METERIN, TRANSFORMER,HV | PURCHASE AS REQUIRED
000012185 | TRANSFORMER,METERING | OUTDOOR TYPE;FREE STANDING;11/12 KV;OIL FILLED TANK;HV FUSES INSIDE TANK;2 CT'S, CLASS 0.5,15 VA;RATIO 50/5 AMP;1 VT,CLAS S 0.5M OUTPUT 100/200 VA PHASE; | AMPHENOL |  | METERING,TYPE FREE STANDING | PURCHASE AS REQUIRED
000012185 | TRANSFORMER,METERING | OUTDOOR TYPE;FREE STANDING;11/12 KV;OIL FILLED TANK;HV FUSES INSIDE TANK;2 CT'S, CLASS 0.5,15 VA;RATIO 50/5 AMP;1 VT,CLAS S 0.5M OUTPUT 100/200 VA PHASE; | T/FMRPRD |  | METERING TYPE FREE STANDING | PURCHASE AS REQUIRED
000012195 | SIGN | HEAD PROTECTION MUST BE WORN;ALUMINIUM; RETROREFLECTIVE;320 MM DIA,2 MM THK; AS1319-1983;PACK OF 1; | ARTCRAFT | ARTCRAFT PTY LTD | SE014-Q | CURRENT
000012198 | SIGN | Warning Sign, Al, "DANGER HIGH VOLTAGE", Size 3, RetroReflective Class 2, 100 x 180 x 1.6mm, Pack of 10 | ARTCRAFT | ARTCRAFT PTY LTD | SE0072-Q | CURRENT
000012199 | SIGN | DANGER-HIGH VOLTAGE TESTING KEEP CLEAR, DANGER VERTICALLY ON BACK;ABS PLASTIC; SCREEN PRINTED;360 MM LG,400 MM W,3 MM THK;C/W CORD 2 M LG (STOCK CODE 03227); | ARTCRAFT | ARTCRAFT PTY LTD | SE01555-Q | CURRENT
000012199 | SIGN | DANGER-HIGH VOLTAGE TESTING KEEP CLEAR, DANGER VERTICALLY ON BACK;ABS PLASTIC; SCREEN PRINTED;360 MM LG,400 MM W,3 MM THK;C/W CORD 2 M LG (STOCK CODE 03227); | CUTLER | CUTLER BRANDS PTY LTD | ENERGE-12199 | CURRENT
000012200 | SIGN | DANGER-LIVE HIGH VOLTAGE CONDUCTORS, ABOVE OR BEYOND;ABS PLASTIC;SCREENED PRINTED;360 MM LG,340 MM W,3 MM THK;C/W CORD 2 M LG; 2 X DANGER DECALS ON BLANK | ARTCRAFT | ARTCRAFT PTY LTD | 12200 | CURRENT
000012200 | SIGN | DANGER-LIVE HIGH VOLTAGE CONDUCTORS, ABOVE OR BEYOND;ABS PLASTIC;SCREENED PRINTED;360 MM LG,340 MM W,3 MM THK;C/W CORD 2 M LG; 2 X DANGER DECALS ON BLANK | CUTLER | CUTLER BRANDS PTY LTD | ENERGE-12200 | CURRENT
000012201 | SIGN | DANGER-HIGH VOLTAGE (SIZE 2);ALUMINIUM; RETROREFLECTIVE;360 MM LG,200 MM W, 2 MM THK;AS1319-1983;PACK OF 10; | ARTCRAFT | ARTCRAFT PTY LTD | SE00802-Q | CURRENT
000012202 | SIGN | DANGER-DO NOT OPERATE,ENERGEX; ABS PLASTIC;SCREEN PRINTED;180 MM LG, 100 MM W,3 MM THK;C/W CORD(STOCK CODE 03224);THIS SIGN TO BE PRINTED ON BOTH | ARTCRAFT | ARTCRAFT PTY LTD | 12202 | CURRENT
000012202 | SIGN | DANGER-DO NOT OPERATE,ENERGEX; ABS PLASTIC;SCREEN PRINTED;180 MM LG, 100 MM W,3 MM THK;C/W CORD(STOCK CODE 03224);THIS SIGN TO BE PRINTED ON BOTH | CUTLER | CUTLER BRANDS PTY LTD | ENERGE-12202 | CURRENT
000012203 | SIGN | Al, "DANGER DO NOT OPERATE" Screen Printed, RetroReflective Class 2, Legend Double Sided, 90 x 50 x 1.6mm, AS1319-1983 | CUTLER | CUTLER BRANDS PTY LTD | ENERGE-12203 | CURRENT
000012203 | SIGN | Al, "DANGER DO NOT OPERATE" Screen Printed, RetroReflective Class 2, Legend Double Sided, 90 x 50 x 1.6mm, AS1319-1983 | ARTCRAFT | ARTCRAFT PTY LTD | SE015-Q | CURRENT
000012206 | SIGN | CAUTION-STAND ON MAT;YELLOW SCOTCHCAL; SCREEN PRINTED;180 MM x 100 MM;STICK ON FOR USE ON PILOT ISOLATION CUBICLES; AS1319-1983;PACK OF 10; | ARTCRAFT | ARTCRAFT PTY LTD | 12206 | CURRENT
000012206 | SIGN | CAUTION-STAND ON MAT;YELLOW SCOTCHCAL; SCREEN PRINTED;180 MM x 100 MM;STICK ON FOR USE ON PILOT ISOLATION CUBICLES; AS1319-1983;PACK OF 10; | CUTLER | CUTLER BRANDS PTY LTD | ENERGE-12206 | CURRENT
000012207 | SIGN | Al, (LOGO) ENERGEX STATION (Designation Blank), 360 x 200 x 1.6mm, White Class 2 RetroReflective, Lettering & Colouring as per Dwg, for Distribution Stations & | ARTCRAFT | ARTCRAFT PTY LTD | SE016-Q | CURRENT
000012375 | RETAINER,ASSEMBLED NUT | ;M6 X 1.0;ISO M THREAD;CAGE & NUT STEEL; YELLOW ZINC PASSIVATED;0.70 TO 1.60 MM PANEL RANGE; | COVENTRY | COVENTRY FASTENERS QLD | 6MCA8EN | CURRENT
000012381 | GREASE,GENERAL PURPOSE | CASTROL LM;450 G CARTRIDGE;24 PER CTN; FOR USE ON PLANT W/AUTOMATIC GREASING SYSTEM; | CASTROL | CASTROL | 3364327 - SPHEEROL EPL2 | CURRENT
000012382 | RACEWAY,NONMETALLIC | OPEN SLOTTED WALLS;PVC,RIGID;GREY; 40 MM W,60 MM H;C/W LID;2 M LG;PACKED IN PROTECTIVE PLASTIC BAG & BOUND WITH PALLETISING TAPE (NON-RESIDUE) OR CORD | REXEL | REXEL PTY LTD | IBOT140.60 | CURRENT
000012382 | RACEWAY,NONMETALLIC | OPEN SLOTTED WALLS;PVC,RIGID;GREY; 40 MM W,60 MM H;C/W LID;2 M LG;PACKED IN PROTECTIVE PLASTIC BAG & BOUND WITH PALLETISING TAPE (NON-RESIDUE) OR CORD | IBOCO | IBOCO | BOCT1-40-60 | CURRENT
000012382 | RACEWAY,NONMETALLIC | OPEN SLOTTED WALLS;PVC,RIGID;GREY; 40 MM W,60 MM H;C/W LID;2 M LG;PACKED IN PROTECTIVE PLASTIC BAG & BOUND WITH PALLETISING TAPE (NON-RESIDUE) OR CORD | CNWPL | CNW PL - SLACKS CREEK | T14060 | CURRENT
000012390 | INSULATION SLEEVE,ELEC,BRANCHED | 4-WAY;L/V;15 TO 35 MM DIA,CABLE END,5 TO 13 MM DIA,FINGER END,MIN O/A LENGTH 90 MM,MIN FINGER LENGTH 20 MM;ADHESIVE LINED;TO SUIT 4 CORE 16 & 25 SQ MM | LEGEND | LEGEND POWER SYSTEMS | KEV420 | CURRENT
000012390 | INSULATION SLEEVE,ELEC,BRANCHED | 4-WAY;L/V;15 TO 35 MM DIA,CABLE END,5 TO 13 MM DIA,FINGER END,MIN O/A LENGTH 90 MM,MIN FINGER LENGTH 20 MM;ADHESIVE LINED;TO SUIT 4 CORE 16 & 25 SQ MM | SICAME | SICAME AUSTRALIA PTY LTD | LVH4B38/14-C | CURRENT
000012392 | SIGN | SMOKING PROHIBITED;ABS PLASTIC;SCREEN PRINTED;160 MM DIA,3 MM THK;AS1319-1983; PACK OF 1; | ARTCRAFT | ARTCRAFT PTY LTD | 12392 | PURCHASE AS REQUIRED
000012392 | SIGN | SMOKING PROHIBITED;ABS PLASTIC;SCREEN PRINTED;160 MM DIA,3 MM THK;AS1319-1983; PACK OF 1; | CUTLER | CUTLER BRANDS PTY LTD | ENERGE-12392 | PURCHASE AS REQUIRED
000012392 | SIGN | SMOKING PROHIBITED;ABS PLASTIC;SCREEN PRINTED;160 MM DIA,3 MM THK;AS1319-1983; PACK OF 1; | ENERGEX | ENERGEX | SIGN SMOKING PROHIBITED | PURCHASE AS REQUIRED
000012417 | TERMINATION COMPONENTS,ELEC POWER CABLE | 11 KV;KRONE,SWITCHGEAR;FOR 16 TO 95 SQ MM COPPER CONDUCTOR 3 X SINGLE CORE SCREENED,XLPE/PVC CABLE; | KRONE | ADC COMMUNICATIONS (AUSTRALIA) LTD | TERMINATION 16 TO 95 SQ MM | PURCHASE AS REQUIRED
000012420 | CIRCUIT BREAKER | MINIATURE,SP;250 V AC;10 AMP;6 KA BKG CAP;FOR USE IN MINOR ROADS,S/L PANEL STOCK CODE 05487;PACK OF 1; | REXEL | REXEL PTY LTD | TERDTM6110C | CURRENT
000012423 | CONTROL BOX,LIGHTING FIXTURE. | SODIUM VAPOUR HP;150 W;250 V;INCL CHOKE, IGNITOR,CAPACITOR;BLOCKING INDUCTOR; NEMA PE BASE & TERMINAL BLOCK;FITTED W/20 AMP 10 KA MINIATURE CIRCUIT | PJMARTIN | PETER J MARTIN SALES PTY LTD | PHS150D430P | CURRENT
000012424 | CONTROL BOX,LIGHTING FIXTURE. | SODIUM VAPOUR HP;250 W;250 V;INCL CHOKE, IGNITOR, CAPACITOR;BLOCKING INDUCTOR; NEMA PE BASE & TERMINAL BLOCK;FITTED W/20 AMP 10 KA MINIATURE CIRCUIT | PJMARTIN | PETER J MARTIN SALES PTY LTD | PHS250D430P | CURRENT
000012425 | CONTROL BOX,LIGHTING FIXTURE. | SODIUM VAPOUR HP;400 W;250 V;INCL CHOKE, IGNITOR,CAPACITOR;BLOCKING INDUCTOR; NEMA PE BASE & TERMINAL BLOCK;FITTED W/20 AMP 10 KA MINIATURE CIRCUIT | PJMARTIN | PETER J MARTIN SALES PTY LTD | PHS400D430P | CURRENT
000012427 | TUBE,METALLIC | ALUMINIUM GDE 6060;RD CROSS SECT SHAPE; 6.5 M LG;40 MM OD;3 MM WALL THK;T5; | CAPRAL | CAPRAL ALUMINIUM CENTRE | 814070 | PURCHASE AS REQUIRED
000012428 | TAPE,PRESSURE SENSITIVE ADHESIVE | DOUBLE SIDED;BLACK;12 MM W,66 M LG,0.8 MM THK;24 ROLLS PER CARTON,PACK WEIGHT 9.0 KG; | ATOMSUPP | ATOM SUPPLY | 33760001 | CURRENT
000012428 | TAPE,PRESSURE SENSITIVE ADHESIVE | DOUBLE SIDED;BLACK;12 MM W,66 M LG,0.8 MM THK;24 ROLLS PER CARTON,PACK WEIGHT 9.0 KG; | CORPEXPR | CORPORATE EXPRESS PO BOX 346 RICHLANDS | 87092150 | CURRENT
000012431 | SUPPORT,ELEC EQUIP | STEEL,GDE 250;GALV;100 MM W;75 MM H; W/16 MM DIA HOLE & SLOT EACH END; 10 (UA) UNEQUAL ANGLE;AS3679; 1400 MM LG;USED AS RMU SUPPORT STEEL; | HAYMAN | HAYMANS INDUSTRIES PTY LTD | 12431 | CURRENT
000012431 | SUPPORT,ELEC EQUIP | STEEL,GDE 250;GALV;100 MM W;75 MM H; W/16 MM DIA HOLE & SLOT EACH END; 10 (UA) UNEQUAL ANGLE;AS3679; 1400 MM LG;USED AS RMU SUPPORT STEEL; | GREATWST |  | 12431 | CURRENT
000012435 | CUTTER,STEEL STRAPPING | STRAIGHT BLADE;METAL PACKING STRAP CUTTING; | STATEWD | STATEWIDE FSTNERS & ENG SPLS PL | PDC7004 | CURRENT
000012435 | CUTTER,STEEL STRAPPING | STRAIGHT BLADE;METAL PACKING STRAP CUTTING; | PROMARK | PROMARK PACKAGING PTY LTD GEEBUNG | DC7004 | CURRENT
000012437 | HANDLE,DOOR | CAST STEEL ALLOY,CHROME;T SHAPED; NON LOCKING 180 DEG TURN WITH VERTICAL MOUNT; | MPOROUKE |  | 999 PLAIN FRONT FIXING | CURRENT
000012444 | WASHER,FLAT | STEEL;ZINC PLATED;M8 BOLT SIZE; Pack of 1000 | HOBSON | HOBSON ENGINEERING CO PTY LTD 393904 | FSWRMSZM08 | CURRENT
000012444 | WASHER,FLAT | STEEL;ZINC PLATED;M8 BOLT SIZE; Pack of 1000 | STATEWD | STATEWIDE FSTNERS & ENG SPLS PL | WFZM817 | CURRENT
000012445 | WASHER,FLAT | NYLON;M6 BOLT SIZE;Pack of 200. | HOBSON | HOBSON ENGINEERING CO PTY LTD 393904 | WR66PM060120010 | CURRENT
000012445 | WASHER,FLAT | NYLON;M6 BOLT SIZE;Pack of 200. | STATEWD | STATEWIDE FSTNERS & ENG SPLS PL | WFBM6 | CURRENT
000012450 | INTERRUPTER,VACUUM | 12 KV;800 AMP;TO SUIT HAWKER SIDDELEY TYPE FV CIRCUIT BREAKER;AS2006; | ENERGEX | ENERGEX | V801 | CURRENT
000012451 | INTERRUPTER,VACUUM | 12 KV;1600 AMP;TO SUIT HAWKER SIDDELEY TYPE FV CIRCUIT BREAKER;AS2006; | ENERGEX | ENERGEX | V501 | CURRENT
000012454 | FUSE,CARTRIDGE | ;57.0 MM LG,22.2 MM DIA;100 AMP;415 V AC ;33 KA RATED BREAKING CAPACITY;AS2005, PT 10,ASTA 20 CERTIFIED;PACK OF 20,PACK WEIGHT 15 KG,PALLET OF 2000;SUIT | FLOWLINE | FLOWLINE INDUSTRIES PTY LTD | EM782090 | CURRENT
000012461 | RELAY,PILOT SUPERVISION. | 1 PSVN SEND RELAY;110 V AC;DO CASE; 5 KV ISOLATION;IEC255;ITEM 10 OF CONTRACT C44/83; | REYROLLE |  | SOLKOR RF | MAINTENANCE STOCK
000012463 | TAPE,PRESSURE SENSITIVE ADHESIVE | DOUBLE SIDED;BLACK;24 MM W,61 M LG, 0.8 MM THK;CARTON OF 12,PACK WEIGHT 9.0 KG; | ATOMSUPP | ATOM SUPPLY | 33760002 | CURRENT
000012463 | TAPE,PRESSURE SENSITIVE ADHESIVE | DOUBLE SIDED;BLACK;24 MM W,61 M LG, 0.8 MM THK;CARTON OF 12,PACK WEIGHT 9.0 KG; | CORPEXPR | CORPORATE EXPRESS PO BOX 346 RICHLANDS | 87092153 | CURRENT
000012464 | WASHER,LOCK | EXT TOOTH,FLAT TYPE;STEEL,MILD;ZINC PLATED;M12 BOLT SIZE;23.82 MM OD;BAKED & HARDENED TO 55 ON ROCKWELL SCALE; ;2 = 1 SET;U/W M12 BOLTS,TO ATTACH OMEGA | STATEWD | STATEWIDE FSTNERS & ENG SPLS PL | WDLM12 | CURRENT
000012465 | INSULATION SLEEVING,ELECTRICAL | TUBING:HEAT SHRINK;M WALL,95MM,115MM MIN INSULATION SLEEVING,ELECTRICAL POLYOLEFI N,HEAT SHRINKABLE;110 MM MIN ID EXP,29 M M MAX ID RECOVERED;3.3 MM MIN THK RECOVE | TECONN | TE CONNECTIVITY LTD | MWTM-115/3 | CURRENT
000012465 | INSULATION SLEEVING,ELECTRICAL | TUBING:HEAT SHRINK;M WALL,95MM,115MM MIN INSULATION SLEEVING,ELECTRICAL POLYOLEFI N,HEAT SHRINKABLE;110 MM MIN ID EXP,29 M M MAX ID RECOVERED;3.3 MM MIN THK RECOVE | LEGEND | LEGEND POWER SYSTEMS | SMDW120/35TK-300 | CURRENT
000012465 | INSULATION SLEEVING,ELECTRICAL | TUBING:HEAT SHRINK;M WALL,95MM,115MM MIN INSULATION SLEEVING,ELECTRICAL POLYOLEFI N,HEAT SHRINKABLE;110 MM MIN ID EXP,29 M M MAX ID RECOVERED;3.3 MM MIN THK RECOVE | TECONN | TE CONNECTIVITY LTD | MWTM-115/34-300/S(S10) | CURRENT
000012466 | BRACKET,ANGLE | L SHAPED BRACKET;STEEL,FLAT MILD;GALV; FOR SUPPORTING SERVICE BRIDGING CABLES ON CROSSARMS;BAGS OF 100, WEIGHT 5.0 KG; ;FOR LV BRIDGING SUPPORT ON CROSSARMS; | SEWELFRG | GREG SEWELL FORGINGS PTY LTD | 6145 | CURRENT
000012468 | ADAPTOR,POLE TO INSULATOR. | FIXED BOW TYPE;M16 & M20 STEEL,GDE 250; GALV;220 MM LG,56 MM W,136 MM H;20 DEG MIN RAD;FOR ATTACHING DISC INSULATOR TO CONCRETE POLE,W/STAINLESS STEEL | HAYMAN | HAYMANS INDUSTRIES PTY LTD | 12468 | CURRENT
000012468 | ADAPTOR,POLE TO INSULATOR. | FIXED BOW TYPE;M16 & M20 STEEL,GDE 250; GALV;220 MM LG,56 MM W,136 MM H;20 DEG MIN RAD;FOR ATTACHING DISC INSULATOR TO CONCRETE POLE,W/STAINLESS STEEL | GLOBAL | GLOBAL MANUFACTURING GROUP | ENERGEX 2896-A4 | CURRENT
000012473 | COIL,ELECTRICAL | CONTACTOR TYPE;240 V;ENCAPSULATED; SUITS (NEW TYPE) CONTACTORS,STOCK CODE 05376 & 05377; | HAWKSIDD | HAWKER SIDDELEY SWITCHGEAR LTD | CL04 P/NO C07689 | PURCHASE AS REQUIRED
000012473 | COIL,ELECTRICAL | CONTACTOR TYPE;240 V;ENCAPSULATED; SUITS (NEW TYPE) CONTACTORS,STOCK CODE 05376 & 05377; | HAWKSIDD | HAWKER SIDDELEY SWITCHGEAR LTD | ARTICLE NO 4422432 | PURCHASE AS REQUIRED
000012475 | BEND,NONMETALLIC RIGID CONDUIT | UPVC;ORANGE;80 MM NOM DIA;LIGHT DUTY; 90 DEG;0.45 M RAD;SOCKET MOULDED ONE END ;MARKED "ELECTRICITY SUPPLY CABLES"; AS2053;PACK OF 1,PACK WEIGHT 1.06 KG; | TRI UGRD | TRI UNDERGROUND AUSTRALIA PTY LTD | LDE8090450MFS | CURRENT
000012475 | BEND,NONMETALLIC RIGID CONDUIT | UPVC;ORANGE;80 MM NOM DIA;LIGHT DUTY; 90 DEG;0.45 M RAD;SOCKET MOULDED ONE END ;MARKED "ELECTRICITY SUPPLY CABLES"; AS2053;PACK OF 1,PACK WEIGHT 1.06 KG; | HAYMANS | HAYMANS ELECTRICAL | CONX80LD450R90MF | CURRENT
000012475 | BEND,NONMETALLIC RIGID CONDUIT | UPVC;ORANGE;80 MM NOM DIA;LIGHT DUTY; 90 DEG;0.45 M RAD;SOCKET MOULDED ONE END ;MARKED "ELECTRICITY SUPPLY CABLES"; AS2053;PACK OF 1,PACK WEIGHT 1.06 KG; | VINIDEX |  | 32083 | CURRENT
000012478 | COUPLING,ADAPTOR,NONMETALLIC CONDUIT | RIGID UPVC;ORANGE;40 MM;HEAVY DUTY;TO 40 MM HVY DUTY CONDUIT;DOUBLE ENDED SOCKET AS2053;PACK OF 20,PACK WEIGHT 0.2 KG; | TRI UGRD | TRI UNDERGROUND AUSTRALIA PTY LTD | HDE40COUPFF | CURRENT
000012478 | COUPLING,ADAPTOR,NONMETALLIC CONDUIT | RIGID UPVC;ORANGE;40 MM;HEAVY DUTY;TO 40 MM HVY DUTY CONDUIT;DOUBLE ENDED SOCKET AS2053;PACK OF 20,PACK WEIGHT 0.2 KG; | HAYMANS | HAYMANS ELECTRICAL | CONXC40HD | CURRENT
000012478 | COUPLING,ADAPTOR,NONMETALLIC CONDUIT | RIGID UPVC;ORANGE;40 MM;HEAVY DUTY;TO 40 MM HVY DUTY CONDUIT;DOUBLE ENDED SOCKET AS2053;PACK OF 20,PACK WEIGHT 0.2 KG; | VINIDEX |  | 31200 | CURRENT
000012483 | WASHER,FLAT | STAINLESS STEEL,GDE 304 OR 316;M12 BOLT SIZE,13.5 MM ID;44.5 MM OD;6 MM THK; BOX OF 100;FOR U/W 400 & 600 SQ MM LUGS, STOCK CODES 10887 & 10888;REFER UJ | HOBSON | HOBSON ENGINEERING CO PTY LTD 393904 | WX16PLM12 | CURRENT
000012483 | WASHER,FLAT | STAINLESS STEEL,GDE 304 OR 316;M12 BOLT SIZE,13.5 MM ID;44.5 MM OD;6 MM THK; BOX OF 100;FOR U/W 400 & 600 SQ MM LUGS, STOCK CODES 10887 & 10888;REFER UJ | SUMMIT | SUMMIT GROUP | 6WRMS212044.506 | CURRENT
000012483 | WASHER,FLAT | STAINLESS STEEL,GDE 304 OR 316;M12 BOLT SIZE,13.5 MM ID;44.5 MM OD;6 MM THK; BOX OF 100;FOR U/W 400 & 600 SQ MM LUGS, STOCK CODES 10887 & 10888;REFER UJ | STATEWD | STATEWIDE FSTNERS & ENG SPLS PL | WSS4M12 | CURRENT
000012485 | RUBBER MATTING,SOLID. | RAW NATURAL/SYNTHETIC;GREY;3 MM THK, 1 MM TREAD PATT;915 MM W,5.4 M LG;RAISED DIAMOND PATT,SMOOTH REVERSE;AS/NZS2978- 1995 CLASS B;MAX WORKING 650 V AC OR DC; | QLDRUBB |  | 12485 | PURCHASE AS REQUIRED
000012486 | RELAY,ELECTROMAGNETIC | CIRCUIT BREAKER TYPE;32 V DC COIL;LIMIT SWITCH AUX;MEIDENSHA CB TYPE VBE,12 KV; | NHP | NHP ELECTRICAL ENGINEERING | CA712CM2248VDC | CURRENT
000012770 | CABLE,POWER,ELECTRICAL | 6.35/11 KV;35 SQ MM;COMPACTED AL;3 CORE; XLPE INSULATED,BLACK HDPE SHEATH;19/2.00 SC/GZ CATENARY;LIGHT DUTY COPPER WIRE SCREENED HV-ABC;AS3599.1;500 M DRUM, | MIDLANDS | MIDLAND METALS | MMO-11KV HVABC 3X35 AL X HDPE | CURRENT
000012770 | CABLE,POWER,ELECTRICAL | 6.35/11 KV;35 SQ MM;COMPACTED AL;3 CORE; XLPE INSULATED,BLACK HDPE SHEATH;19/2.00 SC/GZ CATENARY;LIGHT DUTY COPPER WIRE SCREENED HV-ABC;AS3599.1;500 M DRUM, | MIDMETAL |  | MMO-11KV HVABC 3X35 AL X HDPE | CURRENT
000012770 | CABLE,POWER,ELECTRICAL | 6.35/11 KV;35 SQ MM;COMPACTED AL;3 CORE; XLPE INSULATED,BLACK HDPE SHEATH;19/2.00 SC/GZ CATENARY;LIGHT DUTY COPPER WIRE SCREENED HV-ABC;AS3599.1;500 M DRUM, | OLEX | OLEX AUSTRALIA PTY LTD | CABLE POWER 35 SQ MM 3 CORE | CURRENT
000012771 | CABLE,POWER,ELECTRICAL | 6.35/11 KV;120 SQ MM;COMPACTED AL;3 CORE ;XLPE INSULATED,BLACK HDPE SHEATH; 19/2.00 SC/GZ CATENARY;LIGHT DUTY COPPER WIRE SCREENED HV-ABC;AS3599.1;500 M | MIDLANDS | MIDLAND METALS | MMO-11KV HVABC 3X120 AL X HDPE | CURRENT
000012775 | CLAMP,SUSPENSION,ELEC CONDUCTOR | ANGLE;HV ABC CABLE;CATENARY-SUPPORTED; 7/4.50 MM AAAC OR 19/2.00 MM SC/GZ; 0-30 DEG DEVIATION;BOX OF 1; | PLP AUST | PREFORMED LINE PRODUCTS (AUST) | IBSH1060 | CURRENT
000012779 | HOOK,SUPPORT | GAINBASE MTG;STEEL;GALV;20 MM DIA ROD; R15 MIN PIGTAIL;OR STRAP ATTACHMENT TO POLES,FOR USE WITH LV ABC;PACK OF 50,PALLET WEIGHT 65; | SEWELFRG | GREG SEWELL FORGINGS PTY LTD | 6385 | CURRENT
000012780 | CABLE,POWER,ELECTRICAL | 6.35/11 KV;70 SQ MM;COMPACTED AL;3 CORE ;XLPE INSULATED,COPPER WIRE SCREENED BLACK XLPE/HDPE;19/2.00 SC/GZ CATENARY; AERIAL BUNDLED CABLE;AS3599.1; | OLEX | OLEX AUSTRALIA PTY LTD | CABLE,POWER,70 SQ MM 3 CORE | PURCHASE AS REQUIRED
000012782 | SLEEVE,COMPRESSION | PRE-INSULATED FULL TENSION COMPRESSION; INSULATED AL ALLOY;COMPACTED AL;95 SQ MM LV ABC;FOR NON-TENSION APPLICATIONS ALSO ;BOX OF 10;U/W DIE,STOCK CODE 17975; | TYCO | TYCO | MJPT95 ALUS | CURRENT
000012782 | SLEEVE,COMPRESSION | PRE-INSULATED FULL TENSION COMPRESSION; INSULATED AL ALLOY;COMPACTED AL;95 SQ MM LV ABC;FOR NON-TENSION APPLICATIONS ALSO ;BOX OF 10;U/W DIE,STOCK CODE 17975; | SICAME | SICAME AUSTRALIA PTY LTD | MJPT95-21 | CURRENT
000012783 | BOLT,HOOK | STEEL;GALV;M20;ISO M;300 MM LG;R15 MIN PIGTAIL;W/NUT & WASHER;W/COLLAR; BAGS OF 5,PACK WEIGHT 10 KG; USE WITH LVABC; | HAYMAN | HAYMANS INDUSTRIES PTY LTD | 12783 | CURRENT
000012783 | BOLT,HOOK | STEEL;GALV;M20;ISO M;300 MM LG;R15 MIN PIGTAIL;W/NUT & WASHER;W/COLLAR; BAGS OF 5,PACK WEIGHT 10 KG; USE WITH LVABC; | SEWELFRG | GREG SEWELL FORGINGS PTY LTD | BOLT,HOOK | CURRENT
000012784 | SHIELD,EXPANSION | POLYAMIDE;IMPACT ANCHOR;5 MM HOLE DIA; STAINLESS STEEL SCREW INSERT;33 MM LG; ;PACK OF 100;USED FOR FIXING 3.18 X 38 MM COPPER STRIP IN SUBSTATIONS; | STATEWD | STATEWIDE FSTNERS & ENG SPLS PL | M39S535 | CURRENT
000012786 | REGULATOR,STEP VOLTAGE | 11 KV;SINGLE PHASE;50 HZ;200 AMP;ONAN; + OR - 10%;32 STEPS OF .625%;POLE MTG;HV BUSHINGS;MICROPROCESSOR CONTROL CABINET TYPE CL-2 & 5 M CONTROL CABLE;USED IN | MCGRAWED |  | TYPE VR-32 | PHASING
000012788 | TERMINAL,LUG | DRILLED PALM,CAST OR FORGED CIRCULAR ALUMINIUM CRIMP TYPE;FOR ANY 120 SQ MM STRANDED CONDUCTOR;FOR M12 BOLT SIZE; PRE-FILLED W/JOINTING COMPOUND;PACK OF | TYCO | TYCO | H15139/1 | CURRENT
000012788 | TERMINAL,LUG | DRILLED PALM,CAST OR FORGED CIRCULAR ALUMINIUM CRIMP TYPE;FOR ANY 120 SQ MM STRANDED CONDUCTOR;FOR M12 BOLT SIZE; PRE-FILLED W/JOINTING COMPOUND;PACK OF | LEGEND | LEGEND POWER SYSTEMS | AL 120-12 | CURRENT
000012788 | TERMINAL,LUG | DRILLED PALM,CAST OR FORGED CIRCULAR ALUMINIUM CRIMP TYPE;FOR ANY 120 SQ MM STRANDED CONDUCTOR;FOR M12 BOLT SIZE; PRE-FILLED W/JOINTING COMPOUND;PACK OF | CABLACES | CABLACES | AL 120-12 | CURRENT
000012888 | CAN,UTILITY | PLASTIC;6 L GASOLINE/2-1/2 L OIL; 2 COMPARTMENT,W/2 SCREW CAPS; FOR CHAINSAW;PACK OF 1; | STATEWD | STATEWIDE FSTNERS & ENG SPLS PL | SSED20 | CURRENT
000012888 | CAN,UTILITY | PLASTIC;6 L GASOLINE/2-1/2 L OIL; 2 COMPARTMENT,W/2 SCREW CAPS; FOR CHAINSAW;PACK OF 1; | KEYLINE | KEY-LINE DISTRIBUTORS PTY LTD | SCEPTRE COMBO6/25 | CURRENT
000012888 | CAN,UTILITY | PLASTIC;6 L GASOLINE/2-1/2 L OIL; 2 COMPARTMENT,W/2 SCREW CAPS; FOR CHAINSAW;PACK OF 1; | ATOMSUPP | ATOM SUPPLY | 03615(J63) | CURRENT
000012889 | NUT,PLAIN,HEXAGON | STAINLESS STEEL,GDE 304;STD;M8;ISO M; AS1444;BOX OF 100,PACK WEIGHT 0.52 KG; | HOBSON | HOBSON ENGINEERING CO PTY LTD 393904 | NH04PCM08 | CURRENT
000012889 | NUT,PLAIN,HEXAGON | STAINLESS STEEL,GDE 304;STD;M8;ISO M; AS1444;BOX OF 100,PACK WEIGHT 0.52 KG; | STATEWD | STATEWIDE FSTNERS & ENG SPLS PL | NES4M8 | CURRENT
000012893 | INSULATION SLEEVING,ELEC,SPEC | RIGHT ANGLE;HV,HEAT SHRINK;10 TO 25 MM DIA,50 MM LG,CABLE END;32 TO 70 MM DIA, 115 MM LG,BUSHING END;KIT OF 3;UJ MANUAL 2.09 D (25 & 35 SQ MM);PACK OF 1; | TECONN | TE CONNECTIVITY LTD | RSRB-4042 | CURRENT
000012898 | MOTOR,DIRECT CURRENT. | CIRCUIT BREAKER CLOSING SPRING CHARGING TYPE;110 V DC;TO SUIT MITSUBISHI TYPE 10VPR25B CIRCUIT BREAKER; | MITSBISH | MITSUBISHI | MOTOR,DIRECT 110 V DC | PURCHASE AS REQUIRED
000012902 | INSULATION SLEEVING,ELEC,SPEC | STRAIGHT,STEPPED;HV,HEAT SHRINK;10 TO 25 MM DIA,50 MM LG,SMALL DIA END;32 TO 70 MM DIA,115 MM LG,LARGE DIA END;KIT OF 1; UJ MANUAL 2.0902 D (25, 35 & 70 SQ MM); | TECONN | TE CONNECTIVITY LTD | RSRB-4022 | CURRENT
000012917 | ADAPTOR PLATE | Pole Plate 130 x 50 x 16mm, M16 Tapped Hole in Centre, Bar 20mm Dia x 130mm Lg, Galv Steel, for attaching to Concrete or Wood Poles, Pack of 10, Dwg 2989-A4(scm) | HAYMAN | HAYMANS INDUSTRIES PTY LTD | 12917 | CURRENT
000012917 | ADAPTOR PLATE | Pole Plate 130 x 50 x 16mm, M16 Tapped Hole in Centre, Bar 20mm Dia x 130mm Lg, Galv Steel, for attaching to Concrete or Wood Poles, Pack of 10, Dwg 2989-A4(scm) | GLOBAL | GLOBAL MANUFACTURING GROUP | ENERGEX-2689-A4 | CURRENT
000012932 | WASHER,FLAT | LEAD;M24 BOLT SIZE,26 MM ID;50 MM OD; 1.8 MM NOM THK;BAG OF 50,TOTAL PACK WEIGHT - 26 KG;FOR U/W LV & 11 KV REEL INSULATORS; | COVENTRY | COVENTRY FASTENERS QLD | 13047 | CURRENT
000012949 | CHARGER,BATTERY | AUTOMATIC CONSTANT POTENTIAL;240 V AC INPUT;24 V 10 AMP DC OUTPUT;FREE STANDING;W/STORAGE SPACE FOR STANDBY BATTERIES UP TO 38 A/HR U/W CONTROL | CHLORIDE |  | P24-10H | PURCHASE AS REQUIRED
000012949 | CHARGER,BATTERY | AUTOMATIC CONSTANT POTENTIAL;240 V AC INPUT;24 V 10 AMP DC OUTPUT;FREE STANDING;W/STORAGE SPACE FOR STANDBY BATTERIES UP TO 38 A/HR U/W CONTROL | ERICSNLM |  | CHARGER BATTERY 240 V10 AMP | PURCHASE AS REQUIRED
000012950 | CLAMP,ELECTRICAL | Fence Earth, Single Bolt, Cable to Pipe, for 50 to 120mm2 Single Conductor to 40mm NB Pipe, High Cu Alloy Body, c/w S/Steel U-Bolt, Nuts & Washers, for | PENTA | PENTA AUST (TMAC THEW & MCCANN/HYLEC) | PA22877 | CURRENT
000012950 | CLAMP,ELECTRICAL | Fence Earth, Single Bolt, Cable to Pipe, for 50 to 120mm2 Single Conductor to 40mm NB Pipe, High Cu Alloy Body, c/w S/Steel U-Bolt, Nuts & Washers, for | HYLEC | HYLEC PTY LTD | ECP48 | CURRENT
000012951 | CLAMP,PARALLEL,ELECTRICAL CONNECTOR. | BARE CONDUCTOR;HIGH COPPER ALLOY BODY; 70-150 SQ MM;10.7-15.75 MM DIA;1 BOLT; UJ MAN 2.303 SHT 4,O/H TO POLE TERM; PACK OF 20,PACK WEIGHT 10 KG; | PENTA | PENTA AUST (TMAC THEW & MCCANN/HYLEC) | PG70150 | CURRENT
000012951 | CLAMP,PARALLEL,ELECTRICAL CONNECTOR. | BARE CONDUCTOR;HIGH COPPER ALLOY BODY; 70-150 SQ MM;10.7-15.75 MM DIA;1 BOLT; UJ MAN 2.303 SHT 4,O/H TO POLE TERM; PACK OF 20,PACK WEIGHT 10 KG; | HYLEC | HYLEC PTY LTD | PG70150 | CURRENT
000012952 | CONNECTOR,COMPRESSION | Profile C, Cu, Conductor 70-95mm2, Earth Rod 13mm Dia, Die Set DU1315, Bag of 50 (scm) | ERICO | NVENT ERICO PRODUCTS AUSTRALIA P/L | ELT-5-MM | CURRENT
000012952 | CONNECTOR,COMPRESSION | Profile C, Cu, Conductor 70-95mm2, Earth Rod 13mm Dia, Die Set DU1315, Bag of 50 (scm) | PLP AUST | PREFORMED LINE PRODUCTS (AUST) | D-CEC095 | CURRENT
000012952 | CONNECTOR,COMPRESSION | Profile C, Cu, Conductor 70-95mm2, Earth Rod 13mm Dia, Die Set DU1315, Bag of 50 (scm) | DULMISON | DULMISON (AUST) PTY LTD | CEC095 | CURRENT
000012953 | CLAMP,CABLE | Profile-C, HD Earthing Connector, Compression, Cu, 50 - 70mm2 Conductor, Run to 50 - 70mm2 Tap, Pack of 50 | ERICO | NVENT ERICO PRODUCTS AUSTRALIA P/L | ELT-2-MM | CURRENT
000012953 | CLAMP,CABLE | Profile-C, HD Earthing Connector, Compression, Cu, 50 - 70mm2 Conductor, Run to 50 - 70mm2 Tap, Pack of 50 | PLP AUST | PREFORMED LINE PRODUCTS (AUST) | D-CEC070 | CURRENT
000012955 | SIGN | TESTING AND EARTHING TO BE CARRIED OUT THRU APERTURE;ABS PLASTIC;SCREEN PRINTED;250 MM LG,150 MM W,3 MM THK; FOR U/W AF COUPLING EQUIPMENT;PACK OF 1; | ARTCRAFT | ARTCRAFT PTY LTD | 12955 | CURRENT
000012955 | SIGN | TESTING AND EARTHING TO BE CARRIED OUT THRU APERTURE;ABS PLASTIC;SCREEN PRINTED;250 MM LG,150 MM W,3 MM THK; FOR U/W AF COUPLING EQUIPMENT;PACK OF 1; | CUTLER | CUTLER BRANDS PTY LTD | ENERGE-12955 | CURRENT
000012956 | SIGN | WARNING - DO NOT REMOVE SCREEN UNTIL EQUIPMENT IS TESTED AND EARTHED;ABS PLASTIC SCREEN PRINTED;360 MM LG,200 MM W,3 MM THK;AS1319-1983;FOR U/W AF | UES | UTILITY ENGRAVING & SIGNS | WARNING - DO NOT REMOVE | PURCHASE AS REQUIRED
000012962 | FUSE,CARTRIDGE | FERRULE;32 MM LG,6.35 MM DIA CAP (SIZE 0);15 AMP;415 V AC;33 KA BREAKING CAP MOD SPEC DEF-63-A,BS 1361; PACK OF 10;USER PROTECTION USED IN TEST | CNWPL | CNW PL - SLACKS CREEK | BUS011-9926 | CURRENT
000012962 | FUSE,CARTRIDGE | FERRULE;32 MM LG,6.35 MM DIA CAP (SIZE 0);15 AMP;415 V AC;33 KA BREAKING CAP MOD SPEC DEF-63-A,BS 1361; PACK OF 10;USER PROTECTION USED IN TEST | CNWPL | CNW PL - SLACKS CREEK | 011-9926 | CURRENT
000012962 | FUSE,CARTRIDGE | FERRULE;32 MM LG,6.35 MM DIA CAP (SIZE 0);15 AMP;415 V AC;33 KA BREAKING CAP MOD SPEC DEF-63-A,BS 1361; PACK OF 10;USER PROTECTION USED IN TEST | BUSSMANN | BUSSMANN MANUFACTURING | 011-9926 | CURRENT
000012963 | STRAP,METAL | FOR EARTHING SUBSTATION GATES & AFLC CUBICLES;FLEXIBLE COPPER BRAID W/COPPER TERMINAL AT EA END,250 LG MM;TYPE 1 TO DWG; | PENTA | PENTA AUST (TMAC THEW & MCCANN/HYLEC) | PA22359 | CURRENT
000012963 | STRAP,METAL | FOR EARTHING SUBSTATION GATES & AFLC CUBICLES;FLEXIBLE COPPER BRAID W/COPPER TERMINAL AT EA END,250 LG MM;TYPE 1 TO DWG; | HYLEC | HYLEC PTY LTD | TME35220-12 | CURRENT
000012964 | INSULATION SLEEVING,ELECTRICAL | POLYOLEFIN,HEAT SHRINKABLE;84 MM MIN ID EXP,25 MM MAX ID REC;2.5 MM MIN THK REC; 1.2 M LG;BLACK;MELTABLE INNER LINING;FOR 33 KV HSL CABLE JOINT & TERMINATIONS; | LEGEND | LEGEND POWER SYSTEMS | SMDW92/26TK-EX | CURRENT
000012964 | INSULATION SLEEVING,ELECTRICAL | POLYOLEFIN,HEAT SHRINKABLE;84 MM MIN ID EXP,25 MM MAX ID REC;2.5 MM MIN THK REC; 1.2 M LG;BLACK;MELTABLE INNER LINING;FOR 33 KV HSL CABLE JOINT & TERMINATIONS; | TECONN | TE CONNECTIVITY LTD | MWTM-85/25-1200/S(S5) | CURRENT
000012976 | TRANSFORMER,ISOLATION,AUDIO FREQUENCY. | 15 KVA;1050 HZ;475/300 V;12 KV NOM INSUL V;8.5 AMP CONTINUOUS 50 HZ;20% MAG CURRENT;ONAN;C/W AF VOLTS ADJ W/3 COARSE & 3 FINE TAPPINGS;FROM EX-BCC 14 | ZELLWEGR |  | DOS/I 15TON | MAINTENANCE STOCK
000012979 | COIL,TUNING,AUDIO FREQUENCY. | 10 MH;30 AMP MAX @ 1050 HZ;5.9 AMP CONTINUOUS @ 50 HZ;17% DUTY CYCLE;HIGH INSULATED LOW LOSS LITZ WIRE WINDINGS; FROM EX-BCC 14 KW COUPLING CELL;TO | ZELLWEGR |  | COIL,TUNING,30 AMP | PHASING
000012980 | CAPACITOR UNIT. | 7 KV;SINGLE PHASE;2.7 UF PER PHASE;5.9 AMP CONT @ 50 HZ;40 AMP MAX @ 1050 HZ; 17% DUTY CYCLE;;NON PCB INPREGNANT; 2 BUSHING PER UNIT;COUPLING CAPACITOR | ZELLWEGR |  | MP15OM23 | MAINTENANCE STOCK
000012980 | CAPACITOR UNIT. | 7 KV;SINGLE PHASE;2.7 UF PER PHASE;5.9 AMP CONT @ 50 HZ;40 AMP MAX @ 1050 HZ; 17% DUTY CYCLE;;NON PCB INPREGNANT; 2 BUSHING PER UNIT;COUPLING CAPACITOR | ABB | ABB FAN PTY LTD | CHE | MAINTENANCE STOCK
000012984 | SUPERVISION DEVICE,AUDIO FREQUENCY. | CURRENT SUPERVISION;INST,K22 SYSTEM,ADJ SETTING;48 V AC AUX;1 NO SR CONT;METAL CASE;SURFACE MTG;ELECTRONIC TYPE,FROM EX-BCC ZELLWEGER EQPT;ZELLWEGER DWG | ZELLWEGR |  | UNKNOWN | PHASING
000012987 | SIGN | DANGER-LIVE HV LINES AND APPARATUS ABOVE ;ABS PLASTIC;SCREEN PRINTED;360 MM LG, 400 MM W,3 MM THK;RED,WHITE & BLACK; W/2 M OF NO. 10,8 MM DIA SASHCORD;REFER | CUTLER | CUTLER BRANDS PTY LTD | ENERGE-12987 | PHASING
000012998 | TRANSFORMER,EARTHING | 11 KV;3 PHASE;50 HZ;ONAN;INTERCONNECTED STAR;2500 AMP FOR 10 SEC;9 OHMS PER PHASE;C/W 1 X 400/200/5 AMP CT & 1 X 2000/1600/800/1.67 AMP CT'S; | ABB | ABB FAN PTY LTD | STAR;2500 AMP | PURCHASE AS REQUIRED
000012998 | TRANSFORMER,EARTHING | 11 KV;3 PHASE;50 HZ;ONAN;INTERCONNECTED STAR;2500 AMP FOR 10 SEC;9 OHMS PER PHASE;C/W 1 X 400/200/5 AMP CT & 1 X 2000/1600/800/1.67 AMP CT'S; | REFER |  | PLANT MANAGEMENT SYSTEM | PURCHASE AS REQUIRED
000013005 | RELAY,PROTECTION INSTANT EARTH FAULT | REYROLLE 2TJM10;EF;5 AMP;MTG FLUSH & RACK;ORDER ON PROTECTION MANAGER APPROVAL ONLY; | REYROLLE |  | 2TJM10 | PHASING
000013008 | TERMINATION,ELECTRICAL POWER CABLE | 110 KV;SF6 IMMERSED;SINGLE PHASE;FOR 400 SQ MM,COPPER CONDUCTOR,OIL FILLED,PAPER INSULATED CABLE;MOULDED INSULATOR; SECURITY STOCK F779,826 SUB BBH, | DAINICHI |  | JI 20005 DWG E-246 | STRATEGIC SPARE
000013020 | VOLTMETER. | DC;MOVING COIL;QUADRANT SCALE;0-150 V RANGE;CLASS 1.5;1000 OHMS PER V;96 MM SQ;FLUSH PANEL MTG;FITTED W/ANTIGLARE GLASS;AS1042-1.5; | PATOELEC |  | S96Q | PURCHASE AS REQUIRED
000013020 | VOLTMETER. | DC;MOVING COIL;QUADRANT SCALE;0-150 V RANGE;CLASS 1.5;1000 OHMS PER V;96 MM SQ;FLUSH PANEL MTG;FITTED W/ANTIGLARE GLASS;AS1042-1.5; | CROMPTON | CROMPTON INSTRUMENTS (AUST) PTY LTD | 244-01VG | PURCHASE AS REQUIRED
000013023 | LINK,FUSEHOLDER BRIDGING. | 20 AMP;FLAT COPPER HC;60 MM LG,12.5 MM W ,1.5 MM THK (NOM SIZE);SUITABLY SHAPED TO FIT A GEC SC32 CLIP-IN TYPE FUSEHOLDER;PACK OF 1;SUIT FUSEHOLDERS | FUSECO | FUSECO PTY LTD | FB20/32LINK | CURRENT
000013023 | LINK,FUSEHOLDER BRIDGING. | 20 AMP;FLAT COPPER HC;60 MM LG,12.5 MM W ,1.5 MM THK (NOM SIZE);SUITABLY SHAPED TO FIT A GEC SC32 CLIP-IN TYPE FUSEHOLDER;PACK OF 1;SUIT FUSEHOLDERS | HAYMANS | HAYMANS ELECTRICAL | EEFSC20/32LINK | CURRENT
000013023 | LINK,FUSEHOLDER BRIDGING. | 20 AMP;FLAT COPPER HC;60 MM LG,12.5 MM W ,1.5 MM THK (NOM SIZE);SUITABLY SHAPED TO FIT A GEC SC32 CLIP-IN TYPE FUSEHOLDER;PACK OF 1;SUIT FUSEHOLDERS | ALSTOM | ALSTOM GRID AUSTRALIA LIMITED | EEFSC20/32LINK | CURRENT
000013024 | LINK,FUSEHOLDER BRIDGING. | 32 AMP;FLAT COPPER HDHC;85 MM LG,8 MM W, 2 MM THK (NOM SIZE);SUITABLE FOR FITTING TO A GEC RS32 FUSEHOLDER;2 X 5 MM DIA HOLES DRILLED 73 MM CENTRES;PACK SIZE 1 | REXEL | REXEL PTY LTD | BUSRS32CLINK | CURRENT
000013024 | LINK,FUSEHOLDER BRIDGING. | 32 AMP;FLAT COPPER HDHC;85 MM LG,8 MM W, 2 MM THK (NOM SIZE);SUITABLE FOR FITTING TO A GEC RS32 FUSEHOLDER;2 X 5 MM DIA HOLES DRILLED 73 MM CENTRES;PACK SIZE 1 | ALSTOM | ALSTOM GRID AUSTRALIA LIMITED | EEFRS32CLINK | CURRENT
000013024 | LINK,FUSEHOLDER BRIDGING. | 32 AMP;FLAT COPPER HDHC;85 MM LG,8 MM W, 2 MM THK (NOM SIZE);SUITABLE FOR FITTING TO A GEC RS32 FUSEHOLDER;2 X 5 MM DIA HOLES DRILLED 73 MM CENTRES;PACK SIZE 1 | REXEL | REXEL PTY LTD | ALSRS32CLINK | CURRENT
000013026 | LINK,FUSEHOLDER BRIDGING. | 100 AMP;FLAT COPPER HDHC;111 MM LG,19 MM W,1.5 MM THK (NOM SIZE);SUITABLE FOR FITTING A GEC RS100 FUSEHOLDER;2 X 7 MM DIA HOLES DRILLED 94 MM CENTRES;SUIT | REXEL | REXEL PTY LTD | P110154-10 | CURRENT
000013026 | LINK,FUSEHOLDER BRIDGING. | 100 AMP;FLAT COPPER HDHC;111 MM LG,19 MM W,1.5 MM THK (NOM SIZE);SUITABLE FOR FITTING A GEC RS100 FUSEHOLDER;2 X 7 MM DIA HOLES DRILLED 94 MM CENTRES;SUIT | CNWPL | CNW PL - SLACKS CREEK | SC20/32LINK | CURRENT
000013026 | LINK,FUSEHOLDER BRIDGING. | 100 AMP;FLAT COPPER HDHC;111 MM LG,19 MM W,1.5 MM THK (NOM SIZE);SUITABLE FOR FITTING A GEC RS100 FUSEHOLDER;2 X 7 MM DIA HOLES DRILLED 94 MM CENTRES;SUIT | ALSTOM | ALSTOM GRID AUSTRALIA LIMITED | EEFRS100C LINK | CURRENT
000013027 | TERMINAL BLOCK | MELAMINE;2 TERMINAL FEED THROUGH TYPE; HVY DUTY;1500 V;65 AMP;RAIL MTG (G32 RAIL SECT);2.5-10 SQ MM CONDUCTOR SIZE;14 MM THK,76.5 MM H,58 MM W;BROWN; | KLIPPON |  | KLI1267.2 | CURRENT
000013027 | TERMINAL BLOCK | MELAMINE;2 TERMINAL FEED THROUGH TYPE; HVY DUTY;1500 V;65 AMP;RAIL MTG (G32 RAIL SECT);2.5-10 SQ MM CONDUCTOR SIZE;14 MM THK,76.5 MM H,58 MM W;BROWN; | CNWPL | CNW PL - SLACKS CREEK | WEI0126720000 | CURRENT
000013028 | END PLATE,TERMINAL BLOCK | TO SUIT KLIPPON HVY DUTY TERMINAL BLOCK TYPE SAKH10;PACK OF 20;REFER STOCK CODE 13027 FOR TERMINAL BLOCK; | HAYMANS | HAYMANS ELECTRICAL | WEI0131700000 | CURRENT
000013028 | END PLATE,TERMINAL BLOCK | TO SUIT KLIPPON HVY DUTY TERMINAL BLOCK TYPE SAKH10;PACK OF 20;REFER STOCK CODE 13027 FOR TERMINAL BLOCK; | HAYMANS | HAYMANS ELECTRICAL | KLI1317.2 | CURRENT
000013028 | END PLATE,TERMINAL BLOCK | TO SUIT KLIPPON HVY DUTY TERMINAL BLOCK TYPE SAKH10;PACK OF 20;REFER STOCK CODE 13027 FOR TERMINAL BLOCK; | KLIPPON |  | KLI1317.2 | CURRENT
000013029 | BRICK,ELECTRICAL POWER CABLE PROTECTION | RECT T SECT;230 MM SQ,75 MM THK;KILN FIRED CLAY;MARKED "ENERGEX ELECTRIC CABLE"; | CLAYPAVE | CLAYPAVE PTY LTD | BRICK,ELECTRICAL RECT T SECT | PURCHASE AS REQUIRED
000013034 | POLE,LINE CONSTRUCTION,CONCRETE | 12.5m Lg, 8kN, Hollow Spun, Type ABC/OH, for Aerial Bundled Cable, 12 per load, Pack weight 1790kg per Pole | ROCLA | ROCLA PTY LTD | SEQ12508 | STRATEGIC SPARE
000013045 | CIRCUIT BREAKER | GENERAL PURPOSE;440 V AC;TP,NON-AUTO; 100 AMP;6 KA BKG CAP;PACK OF 1; | EMAIL |  | QUICKLAG Q3100CN | PHASING
000013047 | PLATE,POLE FILLER. | PLASTIC;BLANK;TO FIT EMAIL LCQ LOAD CENTRE,FOR QUICKLAG CB(S);FOR USE IN BOX ,ELECTRICAL SWITCHBOARD STOCK CODE 13046; | EMAIL |  | LCQ POLE FILLER. | PURCHASE AS REQUIRED
000013048 | CHANNEL,ELEC POWER CABLE SUPPORT BRACKET | STEEL,GALV;1180 MM LG,76 MM W,38 MM D; FOR FIXING OF CABLE SUPPORT BRACKET (STOCK CODE 06609 & 06610) IN CONCRETE JOINT PITS(PIN STOCK CODE 06855); | HAYMAN | HAYMANS INDUSTRIES PTY LTD | 13048 | CURRENT
000013048 | CHANNEL,ELEC POWER CABLE SUPPORT BRACKET | STEEL,GALV;1180 MM LG,76 MM W,38 MM D; FOR FIXING OF CABLE SUPPORT BRACKET (STOCK CODE 06609 & 06610) IN CONCRETE JOINT PITS(PIN STOCK CODE 06855); | MEFCO | MEFCO AUSTRALIA PTY LTD SUNSHINE VIC | 13048 | CURRENT
000013050 | CYLINDER,LOCK | MASTER S3 SERIES;W/O KEYS;SOLID BRASS CYLINDER;CYLINDER ONLY;NO KEYS; KEYED TO MASTER M0444/S3 SYSTEM;SUIT DEADLOCK 213;RETAINING SCREWS S/S;TAIL & CIRCLIP | JLARSEN | J LARSEN PTY LTD (LOCKSMITH) | OZ1/201/CYL/S3 | CURRENT
000013060 | SULPHUR HEXAFLUORIDE,TECHNICAL | SF6 Gas, Technical Grade 100%, Apple Green Body & Shoulder, Size G, Type 31 Valve, 1 Bottle per Skid, valve to be sealed by Manufacture | MONTEDSN | MONTEDISON | SULPHUR | PURCHASE AS REQUIRED
000013060 | SULPHUR HEXAFLUORIDE,TECHNICAL | SF6 Gas, Technical Grade 100%, Apple Green Body & Shoulder, Size G, Type 31 Valve, 1 Bottle per Skid, valve to be sealed by Manufacture | BOC | BOC GASES | 154200 (SF6) | PURCHASE AS REQUIRED
000013092 | CIRCUIT BREAKER | INDOOR/HOR RACKING;VACUUM;TOSHIBA;12 KV; 3 PHASE;630 AMP;25 KA BKG CAP;110 V DC MOTOR CHRG SPRING;110 V DC TRIPPING; | TOSHIBA |  | VK10J25 | CURRENT
000013116 | SWEATBAND,HEADWEAR | TERRY COTTON;PACK OF 20;SWEATBAND FOR USE IN MOST PROTECTOR HELMETS & CAPS; | REXEL | REXEL PTY LTD | TA094 | CURRENT
000013116 | SWEATBAND,HEADWEAR | TERRY COTTON;PACK OF 20;SWEATBAND FOR USE IN MOST PROTECTOR HELMETS & CAPS; | BOC | BOC GASES | TA094 | CURRENT
000013116 | SWEATBAND,HEADWEAR | TERRY COTTON;PACK OF 20;SWEATBAND FOR USE IN MOST PROTECTOR HELMETS & CAPS; | PROTECTR |  | HXTT SB | CURRENT
000013117 | INSULATING COMPOUND,ELECTRICAL | BITUMEN;11 KV PAPER SEPARATOR JOINT; BSI858;10 KG PACK;SUITABLE FOR 11 KV TERM & OTHER JOINTS;ORDER IN MULTIPLES OF 10; | ALSTOM | ALSTOM GRID AUSTRALIA LIMITED | 57016 | CURRENT
000013118 | TAG,MARKER | LEGEND - 11 KV NO TAPS;ALUMINIUM;120 MM LG,100 MM W, 2 MM THK;YELLOW W/RED LEGEND;W/22 MM DIA HOLE;30 MM & 10 MM RED LETTERS ON YELLOW BACKGROUND;FOR U/W | ARTCRAFT | ARTCRAFT PTY LTD | 13118 | CURRENT
000013118 | TAG,MARKER | LEGEND - 11 KV NO TAPS;ALUMINIUM;120 MM LG,100 MM W, 2 MM THK;YELLOW W/RED LEGEND;W/22 MM DIA HOLE;30 MM & 10 MM RED LETTERS ON YELLOW BACKGROUND;FOR U/W | CUTLER | CUTLER BRANDS PTY LTD | ENERGE-13118 | CURRENT
000013122 | LAMP,SODIUM VAPOUR. | HP;150 W;250 V;GES (E40/45) CAP;R SHAPE; HARD GLASS BULB;PACK SIZE 6,PACK WEIGHT 3.2 KG;REFLECTOR SHAPE LAMP; | EYELIGHT | EYE LIGHTING AUSTRALIA PTY LTD | 120100 | CURRENT
000013123 | LAMP,SODIUM VAPOUR. | HP;250 W;250 V;GES (E40/45) CAP;R SHAPE; HARD GLASS BULB;CARTON OF 6,PACK WEIGHT 3.5 KG;REFLECTOR SHAPE LAMP; | EYELIGHT | EYE LIGHTING AUSTRALIA PTY LTD | 120105 | CURRENT
000013124 | LAMP,SODIUM VAPOUR. | HP;400 W;250 V;GES (E40/45) CAP;R SHAPE; HARD GLASS BULB;CARTON OF 6,PACK WEIGHT 3.6 KG;REFLECTOR SHAPE LAMP; | EYELIGHT | EYE LIGHTING AUSTRALIA PTY LTD | 120110 | CURRENT
000013125 | TUBE,METALLIC | ALUMINIUM;PVC OUTER SHEATH;CORRUGATED; 56 MM ID;OIL FILLED CABLE TUBING, 70.5 MM OVER AL,77.5 MM OVER PVC;ON CABLE DRUM;SECURITY STOCK F779,826; | DAINICHI |  | DWG NO AYX-037 | STRATEGIC SPARE
000013133 | PADLOCK | SOLID BRASS CASE,BRASS SHACKLE;45 MM W CASE W/38 MM SHACKLE CLEARANCE;NO KEYS; KEYED ALIKE TO M0444/S5 SYSTEM;BOX OF 20,WEIGHT 6.5 KG;FOR USE ON AIRBREAK | JLARSEN | J LARSEN PTY LTD (LOCKSMITH) | OZ1/234/AB0/S5 | CURRENT
000013136 | CYLINDER,LOCK | MASTER S2 SERIES;W/O KEYS;SOLID BRASS CYLINDER;CYLINDER ONLY ROUND;NO KEYS; KEYED TO MASTER M0444/S2 SYSTEM FOR USE IN SUBSTATIONS;(OZ LOCK);BOX OF 10, | JLARSEN | J LARSEN PTY LTD (LOCKSMITH) | OZ1/201/CYL/S2 | CURRENT
000013138 | CYLINDER,LOCK | KEY-N-KNOB LOCKSET;MASTER S3 SERIES;W/O KEYS;SATIN CHROME FINISH;CYLINDER ONLY; KEYED TO MASTER M0444/S3 SERIES; BOX OF 20,WEIGHT 1.0 KG; | JLARSEN | J LARSEN PTY LTD (LOCKSMITH) | OZ1/530/CYL/S3 | CURRENT
000013142 | CABLE,CONTROL,ELECTRICAL | Control, 450/750V, 4C, 16mm2 PVC/PVC, Black Sheath, (7/1.70) Metre Marked, Numbered Active Cores, 250m Wood Drum, Drum Weight 401kg, AS5000.3 | MIDLANDS | MIDLAND METALS | MMO-4X16 CU PVC PVC UG | CURRENT
000013142 | CABLE,CONTROL,ELECTRICAL | Control, 450/750V, 4C, 16mm2 PVC/PVC, Black Sheath, (7/1.70) Metre Marked, Numbered Active Cores, 250m Wood Drum, Drum Weight 401kg, AS5000.3 | BAMBACH | BAMBACH WIRES & CABLES PTY LTD | T-ENQ 239 | CURRENT
000013142 | CABLE,CONTROL,ELECTRICAL | Control, 450/750V, 4C, 16mm2 PVC/PVC, Black Sheath, (7/1.70) Metre Marked, Numbered Active Cores, 250m Wood Drum, Drum Weight 401kg, AS5000.3 | MIDMETAL |  | MMO-4 X 16 CU PVC PVC UG | CURRENT
000013142 | CABLE,CONTROL,ELECTRICAL | Control, 450/750V, 4C, 16mm2 PVC/PVC, Black Sheath, (7/1.70) Metre Marked, Numbered Active Cores, 250m Wood Drum, Drum Weight 401kg, AS5000.3 | OLEX | OLEX AUSTRALIA PTY LTD | HAHP15RP004CXWW | CURRENT
000013144 | RECLOSER | 12 KV;3 PHASE;50 HZ;400 AMP;6 KA BKG CAP ;4 SHOTS TO L/O;O/C,E/F & SEF PROTECTION ,DYNATRIP MK 2 CMOS;CONCRETE OR WOOD POLE MTG;CT RATIO 200/1 AMP PROT CT,SF6 | BRUSH | BRUSH SWITCHGEAR AUSTRALIA | PMR12 | PURCHASE AS REQUIRED
000013147 | BOLT,HOOK | STEEL;GALV;M20;ISO M;400 MM LG;R15 MIN PIGTAIL;W/NUT & WASHER;W/COLLAR;BAGS OF 10,PACK WEIGHT 11 KG;FOR USE WITH LVABC; | HAYMAN | HAYMANS INDUSTRIES PTY LTD | 13147 | CURRENT
000013147 | BOLT,HOOK | STEEL;GALV;M20;ISO M;400 MM LG;R15 MIN PIGTAIL;W/NUT & WASHER;W/COLLAR;BAGS OF 10,PACK WEIGHT 11 KG;FOR USE WITH LVABC; | SEWELFRG | GREG SEWELL FORGINGS PTY LTD | BOLT,HOOK | CURRENT
000013151 | TERMINAL SET,DISCONNECTION MODULE. | FOR KRONE LSA-PLUS MODULAR SYSTEM;GREY PLASTICS;FOR TERMINATING 10 PR;W/PR NUMBERING 1-0;PACK OF 10; | HAYMANS | HAYMANS ELECTRICAL | KRO6468-5-043-10 | CURRENT
000013151 | TERMINAL SET,DISCONNECTION MODULE. | FOR KRONE LSA-PLUS MODULAR SYSTEM;GREY PLASTICS;FOR TERMINATING 10 PR;W/PR NUMBERING 1-0;PACK OF 10; | KRONE | ADC COMMUNICATIONS (AUSTRALIA) LTD | KRO6468-5-043-10 | CURRENT
000013158 | FRAME,MOUNTING | FOR KRONE-LSA-PLUS MODULAR SYSTEM; BACKMOUNT FRAME 19 IN FOR 15 MODULES; STAINLESS STEEL;483 MM LG,132.5 MM H, 60 MM D;INCL 8 JUMPER RINGS;MTG FRAME | CNWPL | CNW PL - SLACKS CREEK | 6450-1-008-00 | CURRENT
000013158 | FRAME,MOUNTING | FOR KRONE-LSA-PLUS MODULAR SYSTEM; BACKMOUNT FRAME 19 IN FOR 15 MODULES; STAINLESS STEEL;483 MM LG,132.5 MM H, 60 MM D;INCL 8 JUMPER RINGS;MTG FRAME | KRONE | ADC COMMUNICATIONS (AUSTRALIA) LTD | 6450-1-008-00 | CURRENT
000013165 | PLUG,PROTECTIVE,DUST & MOISTURE | PLASTIC REUSABLE COVER;TO SUIT 40 MM CONDUIT;PACK OF 1,PACK WEIGHT 0.15 KG; | IPLEX | IPLEX PIPELINES AUSTRALIA PTY LTD | H173 | CURRENT
000013165 | PLUG,PROTECTIVE,DUST & MOISTURE | PLASTIC REUSABLE COVER;TO SUIT 40 MM CONDUIT;PACK OF 1,PACK WEIGHT 0.15 KG; | TRI UGRD | TRI UNDERGROUND AUSTRALIA PTY LTD | TRIDC40 | CURRENT
000013165 | PLUG,PROTECTIVE,DUST & MOISTURE | PLASTIC REUSABLE COVER;TO SUIT 40 MM CONDUIT;PACK OF 1,PACK WEIGHT 0.15 KG; | HAYMANS | HAYMANS ELECTRICAL | FAB262P40 | CURRENT
000013165 | PLUG,PROTECTIVE,DUST & MOISTURE | PLASTIC REUSABLE COVER;TO SUIT 40 MM CONDUIT;PACK OF 1,PACK WEIGHT 0.15 KG; | VINIDEX |  | 39628 | CURRENT
000013166 | ADAPTOR,BRACKET | Convert Minor to Major Rd, 0.3m PT Bracket, Galv Steel, EQTS 05-02-01 | IPOLES | INTERNATIONAL POLES | EQ-069 | CURRENT
000013166 | ADAPTOR,BRACKET | Convert Minor to Major Rd, 0.3m PT Bracket, Galv Steel, EQTS 05-02-01 | GM POLES | GM POLES PTY LTD | MIN-MAJ-AD-QE | CURRENT
000013166 | ADAPTOR,BRACKET | Convert Minor to Major Rd, 0.3m PT Bracket, Galv Steel, EQTS 05-02-01 | EZYSTRUT | EZYSTRUT CABLE & PIPE SUPPORTS | E1104726 | CURRENT
000013166 | ADAPTOR,BRACKET | Convert Minor to Major Rd, 0.3m PT Bracket, Galv Steel, EQTS 05-02-01 | IUPOLE | INTERNATIONAL UTILITY POLES PTY LTD | EX-13168 | CURRENT
000013166 | ADAPTOR,BRACKET | Convert Minor to Major Rd, 0.3m PT Bracket, Galv Steel, EQTS 05-02-01 | INGALEPS | INGAL EPS (CONTRACTOR) | GEX13166 | CURRENT
000013166 | ADAPTOR,BRACKET | Convert Minor to Major Rd, 0.3m PT Bracket, Galv Steel, EQTS 05-02-01 | GM POLES | GM POLES PTY LTD | SL-MIN-MAJ-AD | CURRENT
000013173 | RELAY,ELECTROMAGNETIC | RXMM, Aux, 24V DC, 300V DC/250V AC Control, 5A, 4 C/O Contacts, Dual Coil, 2 C/O Contacts per Coil, Non-Latching, Plug-In, One Seat Base | ABB | ABB FAN PTY LTD | RXMM1 RK214002-AD | CURRENT
000013186 | INSULATOR,STANDOFF | LV BUSBAR,CYLINDRICAL;POLYESTER DOUGH;51 MM LG,63.5 MM OD;VERTICAL & HORIZONTAL; STUD MTG,M10 THREADED INSERT;STUD TOP, M10 THREADED INSERT;660 V AC;HIGH | REXEL | REXEL PTY LTD | GVKBBLV50 | CURRENT
000013186 | INSULATOR,STANDOFF | LV BUSBAR,CYLINDRICAL;POLYESTER DOUGH;51 MM LG,63.5 MM OD;VERTICAL & HORIZONTAL; STUD MTG,M10 THREADED INSERT;STUD TOP, M10 THREADED INSERT;660 V AC;HIGH | NILSEN |  | DORBBLV50 | CURRENT
000013187 | PLUG,TIP | FULL CONTACT PIN TYPE;16 A;4 MM DIA CONTACT;SCREW TYPE TERMINAL;RED PLASTIC INSULATOR;W/SPRING BLADE PIN;PACK OF 100 PACK WEIGHT 0.5 KG;FOR LABORATORY USE | HAYMANS | HAYMANS ELECTRICAL | FAR1256-514 | CURRENT
000013187 | PLUG,TIP | FULL CONTACT PIN TYPE;16 A;4 MM DIA CONTACT;SCREW TYPE TERMINAL;RED PLASTIC INSULATOR;W/SPRING BLADE PIN;PACK OF 100 PACK WEIGHT 0.5 KG;FOR LABORATORY USE | HIRSCHMN |  | HIR930-046-101 | CURRENT
000013188 | PLUG,TIP | FULL CONTACT PIN TYPE;16 AMP;4 MM DIA CONTACT;SCREW TYPE TERMINAL;BLACK PLASTIC INSULATOR;W/SPRING BLADE PIN; PACK OF 100,PACK WEIGHT 0.5 KG;FOR | CNWPL | CNW PL - SLACKS CREEK | FAR1256-515 | CURRENT
000013188 | PLUG,TIP | FULL CONTACT PIN TYPE;16 AMP;4 MM DIA CONTACT;SCREW TYPE TERMINAL;BLACK PLASTIC INSULATOR;W/SPRING BLADE PIN; PACK OF 100,PACK WEIGHT 0.5 KG;FOR | CNWPL | CNW PL - SLACKS CREEK | SOA930-046-100 | CURRENT
000013188 | PLUG,TIP | FULL CONTACT PIN TYPE;16 AMP;4 MM DIA CONTACT;SCREW TYPE TERMINAL;BLACK PLASTIC INSULATOR;W/SPRING BLADE PIN; PACK OF 100,PACK WEIGHT 0.5 KG;FOR | HIRSCHMN |  | HIR930-046-100 | CURRENT
000013193 | RESISTOR,ADJUSTABLE | WIRE WOUND;200 OHMS,20 W,(MIN) + OR - 5% TOLERENCE;C/W HORIZONTAL L MTG BRACKETS & BOLTS THRU TYPE CONNECTIONS;FOR USE IN TRIP CIRCUIT MONITORING FOR HV CIRCUIT | CYNEBAR | CYNEBAR TRUSTEE FOR NYDAL TRADING TRUST | 8DGAD3 200OHMS | CURRENT
000013193 | RESISTOR,ADJUSTABLE | WIRE WOUND;200 OHMS,20 W,(MIN) + OR - 5% TOLERENCE;C/W HORIZONTAL L MTG BRACKETS & BOLTS THRU TYPE CONNECTIONS;FOR USE IN TRIP CIRCUIT MONITORING FOR HV CIRCUIT | IRH |  | DGA/D/3 200R | CURRENT
000013194 | RESISTOR,ADJUSTABLE | WIRE WOUND;500 OHMS;+ OR - 5%;20 W (MIN) ;C/W HOR MTG BRACKETS & BOLT THRU TYPE CONNECTIONS;FOR USE IN TRIP CIRCUIT MONITORING FOR HV CIRCUIT BREAKERS | IRH |  | 25DGAD030500JH | CURRENT
000013201 | PORTABLE EARTH STUB | TMAC PORTABLE EARTH STUB; SUPPLIED WITH M12 BOLT, SPRING & FLAT WASHER; DRAWING 32449-A3 TMAC; | PENTA | PENTA AUST (TMAC THEW & MCCANN/HYLEC) | PA00974 | CURRENT
000013201 | PORTABLE EARTH STUB | TMAC PORTABLE EARTH STUB; SUPPLIED WITH M12 BOLT, SPRING & FLAT WASHER; DRAWING 32449-A3 TMAC; | THEWMCAN | TMAC THEW & MCCANN GROUP | TM00974 | CURRENT
000013201 | PORTABLE EARTH STUB | TMAC PORTABLE EARTH STUB; SUPPLIED WITH M12 BOLT, SPRING & FLAT WASHER; DRAWING 32449-A3 TMAC; | THEWMCAN | TMAC THEW & MCCANN GROUP | 13201 | CURRENT
000013203 | NUT,PLAIN,WING | STAINLESS STEEL,GDE 316;M12;ISO M;BOX OF 50,PACK WEIGHT 3.0 KG; | SUMMIT | SUMMIT GROUP | 6NWCS4012 | CURRENT
000013203 | NUT,PLAIN,WING | STAINLESS STEEL,GDE 316;M12;ISO M;BOX OF 50,PACK WEIGHT 3.0 KG; | STATEWD | STATEWIDE FSTNERS & ENG SPLS PL | NWES6M12 | CURRENT
000013204 | BOLT,MACHINE | Galv, H Tensile, Gde 8.8, Material Gde 1340, Hex HD, M20, ISO M,450mm Lg, c/w 2 Hex Nuts Attached, H Tensile, Gde 8.8, Full Size Shank, Min Thread Lg 100mm, | STATEWD | STATEWIDE FSTNERS & ENG SPLS PL | HBNPEM20450 | CURRENT
000013207 | SIGN | DANGER-WAIT 5 MINS BEFORE TESTING & EARTHING BELOW FUSES;ALUMINIUM;SHEETED & SCREEN PRINTED;180 MM W,170 MM H,2 MM THK;LETTERING & COLOURS AS PER DWG; | ARTCRAFT | ARTCRAFT PTY LTD | SE05202-Q | PURCHASE AS REQUIRED
000013208 | CLAMP,LOOP | STEEL,STRUCTURAL GDE 250;GALV;65 MM NB TUBE,50 MM W,3 MM THK;C/W M16 X 70 MM LG GALV HEX BOLT & 2 NUTS,& 2 X M16 GALV FLAT RD WASHERS;AS1204;STRAIN-OFF | ENERGEX | ENERGEX | CLAMP,LOOP,65 MM NB | PURCHASE AS REQUIRED
000013208 | CLAMP,LOOP | STEEL,STRUCTURAL GDE 250;GALV;65 MM NB TUBE,50 MM W,3 MM THK;C/W M16 X 70 MM LG GALV HEX BOLT & 2 NUTS,& 2 X M16 GALV FLAT RD WASHERS;AS1204;STRAIN-OFF | MARELL |  | CLAMP,LOOP 65 MM NB | PURCHASE AS REQUIRED
000013215 | POLE,PUBLIC LIGHTING,METAL | Major Road, 7.0m, Slip Base Mounted, Galv, EQTS 05-02-01, Dwg 05-02-03 (scm) | IPOLES | INTERNATIONAL POLES | EQ-005 | CURRENT
000013215 | POLE,PUBLIC LIGHTING,METAL | Major Road, 7.0m, Slip Base Mounted, Galv, EQTS 05-02-01, Dwg 05-02-03 (scm) | INGALEPS | INGAL EPS (CONTRACTOR) | I13215-86 | CURRENT
000013215 | POLE,PUBLIC LIGHTING,METAL | Major Road, 7.0m, Slip Base Mounted, Galv, EQTS 05-02-01, Dwg 05-02-03 (scm) | IUPOLE | INTERNATIONAL UTILITY POLES PTY LTD | EX-13215 | CURRENT
000013215 | POLE,PUBLIC LIGHTING,METAL | Major Road, 7.0m, Slip Base Mounted, Galv, EQTS 05-02-01, Dwg 05-02-03 (scm) | GM POLES | GM POLES PTY LTD | SBM-07-S | CURRENT
000013216 | POLE,PUBLIC LIGHTING,METAL | Major Road, 8.5m, Slip Base Mounted, Galv, EQTS 05-02-01, Dwg 05-02-03 (scm) | IPOLES | INTERNATIONAL POLES | EQ-006 | CURRENT
000013216 | POLE,PUBLIC LIGHTING,METAL | Major Road, 8.5m, Slip Base Mounted, Galv, EQTS 05-02-01, Dwg 05-02-03 (scm) | INGALEPS | INGAL EPS (CONTRACTOR) | I13216-86 | CURRENT
000013216 | POLE,PUBLIC LIGHTING,METAL | Major Road, 8.5m, Slip Base Mounted, Galv, EQTS 05-02-01, Dwg 05-02-03 (scm) | IUPOLE | INTERNATIONAL UTILITY POLES PTY LTD | EX-13216 | CURRENT
000013216 | POLE,PUBLIC LIGHTING,METAL | Major Road, 8.5m, Slip Base Mounted, Galv, EQTS 05-02-01, Dwg 05-02-03 (scm) | GM POLES | GM POLES PTY LTD | SBM-08.5-S | CURRENT
000013217 | POLE,PUBLIC LIGHTING,METAL | Major Road, 10.0m, Slip Base Mounted, Galv, EQTS 05-02-01, Dwg 05-02-03 (scm) | IPOLES | INTERNATIONAL POLES | EQ-007 | CURRENT
000013217 | POLE,PUBLIC LIGHTING,METAL | Major Road, 10.0m, Slip Base Mounted, Galv, EQTS 05-02-01, Dwg 05-02-03 (scm) | INGALEPS | INGAL EPS (CONTRACTOR) | I13217-86 | CURRENT
000013217 | POLE,PUBLIC LIGHTING,METAL | Major Road, 10.0m, Slip Base Mounted, Galv, EQTS 05-02-01, Dwg 05-02-03 (scm) | IUPOLE | INTERNATIONAL UTILITY POLES PTY LTD | EX-13217 | CURRENT
000013217 | POLE,PUBLIC LIGHTING,METAL | Major Road, 10.0m, Slip Base Mounted, Galv, EQTS 05-02-01, Dwg 05-02-03 (scm) | GM POLES | GM POLES PTY LTD | SBM-10-S | CURRENT
000013218 | POLE,PUBLIC LIGHTING,METAL | Major Road, 13.0m, Slip Base Mounted, Galv, EQTS 05-02-01, Dwg 05-02-03 (scm) | IPOLES | INTERNATIONAL POLES | EQ-008 | CURRENT
000013218 | POLE,PUBLIC LIGHTING,METAL | Major Road, 13.0m, Slip Base Mounted, Galv, EQTS 05-02-01, Dwg 05-02-03 (scm) | INGALEPS | INGAL EPS (CONTRACTOR) | GEX13218 | CURRENT
000013218 | POLE,PUBLIC LIGHTING,METAL | Major Road, 13.0m, Slip Base Mounted, Galv, EQTS 05-02-01, Dwg 05-02-03 (scm) | IUPOLE | INTERNATIONAL UTILITY POLES PTY LTD | EX-13218 | CURRENT
000013218 | POLE,PUBLIC LIGHTING,METAL | Major Road, 13.0m, Slip Base Mounted, Galv, EQTS 05-02-01, Dwg 05-02-03 (scm) | GM POLES | GM POLES PTY LTD | SBM-13-EX | CURRENT
000013225 | NUT,PLAIN,HEXAGON | STAINLESS STEEL,GDE 304;STD;M10;ISO M; AS1444;BOX OF 100,PACK WEIGHT 1.16 KG; ACCESSORIES HELD IN DESPATCH; | HOBSON | HOBSON ENGINEERING CO PTY LTD 393904 | NH04PCM10 | CURRENT
000013225 | NUT,PLAIN,HEXAGON | STAINLESS STEEL,GDE 304;STD;M10;ISO M; AS1444;BOX OF 100,PACK WEIGHT 1.16 KG; ACCESSORIES HELD IN DESPATCH; | STATEWD | STATEWIDE FSTNERS & ENG SPLS PL | NES4M10 | CURRENT
000013259 | COMPOUND,SEALING,ELECTRICAL | RUBBER BASE;300 MM LG,60 MM W,4 MM THK, STRIP;HEAT ACTIVATED;PACK SIZE 120; | RAYCHEM | RAYCHEM (AUSTRALIA) PTY LTD | S1061-8-300 | CURRENT
000013332 | COVER,TERMINAL,WATTHOUR METER. | SDM TYPE;DIRECT CONN;STD SIZE,65 MM O/A LG;25 MM GAP;BAKELITE;BLACK;FOR TERMINATIONS OF WATTHOUR METER,BOTTOM CONN;W/KNOCKOUT;STD SIZE TERMINAL COVER | EMAIL |  | SDM M1694 TERMINAL COVER | PHASING
000013378 | TERMINATION,ELECTRICAL POWER CABLE | 33 KV;OUTDOOR;SINGLE PHASE;FOR 400 SQ MM COPPER CONDUCTOR,MIND PAPER INSULATED CABLE;PORCELAIN;W/ADAPTOR & BOLTS TO SUIT LUG (M12);BUS CONNECTIONS STOCK | CABLEWRE |  | CAT NO 7180D | PHASING
000013400 | PIPE,METALLIC | LEAD;114 MM NB;3.2 MM WALL THK;760 MM LG ;13.3 KG/M;0.06% COPPERISED SOFT LEAD ;AS1812;PACK OF 10,PACK WEIGHT 101 KG; | CONALLOY |  | LEAD;114 MM NB; | CURRENT
000013401 | FUSE ELEMENT,ELEC | 3 AMP;12 KV;DROPOUT ELEMENT TYPE,CLASS "K" TYPE (FAST ACTING);660 MM LG W/REMOVABLE BUTTON HD;AS1033;BOX OF 25, PACK WEIGHT1.0 KG;FOR U/W EXPULSION | NGK | NGK STANGER PTY LTD | ZXC705-03BK37 | CURRENT
000013402 | FUSE ELEMENT,ELEC | 6 AMP;12 KV;DROPOUT ELEMENT TYPE,CLASS "K" TYPE (FAST ACTING);660 MM LG, W/REMOVABLE BUTTON HD;AS1033;PACK OF 10, PACK WEIGHT 0.5 KG;FOR U/W EXPULSION | NGK | NGK STANGER PTY LTD | ZXC705-06BK37 | PURCHASE AS REQUIRED
000013402 | FUSE ELEMENT,ELEC | 6 AMP;12 KV;DROPOUT ELEMENT TYPE,CLASS "K" TYPE (FAST ACTING);660 MM LG, W/REMOVABLE BUTTON HD;AS1033;PACK OF 10, PACK WEIGHT 0.5 KG;FOR U/W EXPULSION | ABCHANCE | ABCHANCE PTY LTD | ZM6KA26 | PURCHASE AS REQUIRED
000013405 | FUSE ELEMENT,ELEC | 20 AMP;12 KV;DROPOUT ELEMENT TYPE,CLASS "K" TYPE (FAST ACTING);660 MM LG, W/REMOVABLE BUTTON HD;AS1033;BOX OF 25, PACK WEIGHT 1.0 KG;FOR U/W EXPULSION | NGK | NGK STANGER PTY LTD | ZXC705-20BK37 | CURRENT
000013409 | TRANSFORMER,VOLTAGE | METERING PROTECTN;O/D,STN TYPE;76210 V/63.5 V/63.5 V & 63508 V/63.5 V/63.5 V; 48/2.4 & 24/1.2 MS PER PHASE BURDEN; SINGLE PHASE;50 HZ;MINERAL OIL INSUL; | TYREE | TYREE INDUSTRIES PL MITTAGONG NSW | 05/145/12 | STRATEGIC SPARE
000013411 | SHACKLE | BOW;8 MM;0.75 TONNE SWL;STEEL,H TENSILE; GALV;10 MM DIA PIN W/EYE & COLLAR;HIGH LOAD;AS2741 GDE S;PACK OF 1; | BULIVANT | BULLIVANTS LIFTING & SAFETY SPECIALISTS | 160556 | CURRENT
000013412 | SHACKLE | BOW;10 MM;1.0 TONNE SWL;STEEL,H TENSILE; GALV;11 MM DIA PIN W/EYE & COLLAR;HIGH LOAD;AS2741 GDE S;PACK OF 1; | MINEMECH | MINEMECH SERVICES (QLD) PL | 99A503010 | CURRENT
000013412 | SHACKLE | BOW;10 MM;1.0 TONNE SWL;STEEL,H TENSILE; GALV;11 MM DIA PIN W/EYE & COLLAR;HIGH LOAD;AS2741 GDE S;PACK OF 1; | BULIVANT | BULLIVANTS LIFTING & SAFETY SPECIALISTS | 160557 | CURRENT
000013413 | SHACKLE | BOW;11 MM;1.5 TONNE SWL;STEEL,H TENSILE; GALV;13 MM DIA PIN W/EYE & COLLAR;HIGH LOAD;AS2741 GDE S;PACK OF 1; | MINEMECH | MINEMECH SERVICES (QLD) PL | 99A503011 | CURRENT
000013413 | SHACKLE | BOW;11 MM;1.5 TONNE SWL;STEEL,H TENSILE; GALV;13 MM DIA PIN W/EYE & COLLAR;HIGH LOAD;AS2741 GDE S;PACK OF 1; | BULIVANT | BULLIVANTS LIFTING & SAFETY SPECIALISTS | 160558 | CURRENT
000013414 | SHACKLE | BOW;13 MM;2.0 TONNE SWL;STEEL,H TENSILE; GALV;16 MM DIA PIN W/EYE & COLLAR;HIGH LOAD;AS2741 GDE S (H TENSILE);PACK OF 1; ITEM TO BE PAINTED A COLOUR TO IDENTIFY | BULIVANT | BULLIVANTS LIFTING & SAFETY SPECIALISTS | WSS-0020-SC-B | CURRENT
000013414 | SHACKLE | BOW;13 MM;2.0 TONNE SWL;STEEL,H TENSILE; GALV;16 MM DIA PIN W/EYE & COLLAR;HIGH LOAD;AS2741 GDE S (H TENSILE);PACK OF 1; ITEM TO BE PAINTED A COLOUR TO IDENTIFY | BULIVANT | BULLIVANTS LIFTING & SAFETY SPECIALISTS | 160559 | CURRENT
000013415 | CYLINDER,LOCK | MASTER S3 SERIES;W/"X" CAMS;W/O KEYS; CYLINDER ONLY;NO KEYS;KEYED TO MASTER M0444/S3 SYSTEM;FOR USE IN SUBSTATIONS; (OZ LOCK);BOX OF 20,WEIGHT 2.6 KG; | JLARSEN | J LARSEN PTY LTD (LOCKSMITH) | OZ/570/CYL/S3 | CURRENT
000013416 | TERMINATION COMPONENTS,ELEC POWER CABLE | 33 KV;OUTDOOR;SINGLE PHASE;FOR 400 SQ MM COPPER CONDUCTOR,OR 630 SQ MM ALUMINIUM ONDUCTOR,MIND PAPER INSULATED CABLE; PORCELAIN INSULATOR C/W FLANGES & ASSOC. | CABLEWRE |  | DWG 7180D | STRATEGIC SPARE
000013426 | ADHESIVE | PART A CONTAINS 100% W/W LIQUID EPOXY RESIN,PART B CONTAINS 6.5% W/W AMINE 93.5% POLYMERCAPTAN;LIQUID,CLEAR;BONDS GLASS,METAL,CHINA;24 ML SYRINGE PACK; | ATOMSUPP | ATOM SUPPLY | 229052 | CURRENT
000013426 | ADHESIVE | PART A CONTAINS 100% W/W LIQUID EPOXY RESIN,PART B CONTAINS 6.5% W/W AMINE 93.5% POLYMERCAPTAN;LIQUID,CLEAR;BONDS GLASS,METAL,CHINA;24 ML SYRINGE PACK; | BLKWOODS | J BLACKWOOD & SON LTD | 05649819/100019 | CURRENT
000013426 | ADHESIVE | PART A CONTAINS 100% W/W LIQUID EPOXY RESIN,PART B CONTAINS 6.5% W/W AMINE 93.5% POLYMERCAPTAN;LIQUID,CLEAR;BONDS GLASS,METAL,CHINA;24 ML SYRINGE PACK; | SELLEYS |  | SA524 | CURRENT
000013441 | TRANSFORMER,ISOLATION | 15 KV - 2 KV;150 OHMS - 150 OHMS;TYPE REKP; | ERICSNLM |  | REKP 4999012/1 | PURCHASE AS REQUIRED
000013446 | COVER,ILLUMINATION,LIGHTING FIXTURE. | FLAT,CUT-OFF TYPE;GLASS,CLEAR;FOR USE ON SYLVANIA "URBAN" "LITTLE MAXI" SERIES MINOR ROAD LANTERN;C/W FITTED FITTINGS; | GERARD | GERARD PROFESSIONAL SOLUTIONS PL | Z60095 | CURRENT
000013449 | CLIP,ELECTRICAL | ALLIGATOR,MINIATURE,INSULATED;STEEL; BLACK;AC-3 TYPE;FOR US AS A TEST CLIP; | REXEL | REXEL PTY LTD | FAR1169604 | PURCHASE AS REQUIRED
000013449 | CLIP,ELECTRICAL | ALLIGATOR,MINIATURE,INSULATED;STEEL; BLACK;AC-3 TYPE;FOR US AS A TEST CLIP; | AUSLEC | AUSLEC | FAR116-9604 | PURCHASE AS REQUIRED
000013449 | CLIP,ELECTRICAL | ALLIGATOR,MINIATURE,INSULATED;STEEL; BLACK;AC-3 TYPE;FOR US AS A TEST CLIP; | AUSLEC | AUSLEC | FAR329-4882 | PURCHASE AS REQUIRED
000013449 | CLIP,ELECTRICAL | ALLIGATOR,MINIATURE,INSULATED;STEEL; BLACK;AC-3 TYPE;FOR US AS A TEST CLIP; | RALMAR |  | AC-3 | PURCHASE AS REQUIRED
000013464 | PLUG,TIP | BANANA TYPE;15 AMP;4 MM DIA CONTACT; PLASTICS GRIP TERMINAL;RED PLASTIC "SLIP-N-TIE" INSULATOR;STACKABLE,W/4 MM SOCKET;FOR ELECTRONIC LABORATORY USE, | HAYMANS | HAYMANS ELECTRICAL | MUL22206022+22-1005 | CURRENT
000013464 | PLUG,TIP | BANANA TYPE;15 AMP;4 MM DIA CONTACT; PLASTICS GRIP TERMINAL;RED PLASTIC "SLIP-N-TIE" INSULATOR;STACKABLE,W/4 MM SOCKET;FOR ELECTRONIC LABORATORY USE, | CNWPL | CNW PL - SLACKS CREEK | 22.2060.22 + 22.1005 | CURRENT
000013464 | PLUG,TIP | BANANA TYPE;15 AMP;4 MM DIA CONTACT; PLASTICS GRIP TERMINAL;RED PLASTIC "SLIP-N-TIE" INSULATOR;STACKABLE,W/4 MM SOCKET;FOR ELECTRONIC LABORATORY USE, | MULTICON |  | MUL22206022+22-1005 | CURRENT
000013465 | PLUG,TIP | BANANA TYPE;15 AMP;4 MM DIA CONTACT; PLASTICS GRIP TERMINAL;BLACK PLASTIC "SLIP-N-TIE" INSULATOR;STACKABLE, W/4 MM SOCKET;FOR ELECTRONIC LABORATORY | HAYMANS | HAYMANS ELECTRICAL | MUL22206021+221005 | CURRENT
000013465 | PLUG,TIP | BANANA TYPE;15 AMP;4 MM DIA CONTACT; PLASTICS GRIP TERMINAL;BLACK PLASTIC "SLIP-N-TIE" INSULATOR;STACKABLE, W/4 MM SOCKET;FOR ELECTRONIC LABORATORY | CNWPL | CNW PL - SLACKS CREEK | 22.2060.21 + 22.1005 | CURRENT
000013465 | PLUG,TIP | BANANA TYPE;15 AMP;4 MM DIA CONTACT; PLASTICS GRIP TERMINAL;BLACK PLASTIC "SLIP-N-TIE" INSULATOR;STACKABLE, W/4 MM SOCKET;FOR ELECTRONIC LABORATORY | MULTICON |  | MUL22206021+22-1005 | CURRENT
000013468 | PADLOCK | SOLID BRASS CASE,BRASS SHACKLE;45 MM W CASE,W/19 MM SHACKLE CLEARANCE;NO KEYS; KEYED ALIKE TO M0444/S6 SYSTEM;BOX OF 20 ,WEIGHT 6.5 KG;FOR LOCKING OF SCRAP | JLARSEN | J LARSEN PTY LTD (LOCKSMITH) | OZ1/234/B00/S6 | CURRENT
000013469 | LAMP,SODIUM VAPOUR. | HP;70 W;250 V;ES (E27) CAP;DIFFUSE BULB; CARTON OF 10; | PHILIPS | PHILIPS AUSTRALIA PTY LTD | 928486700091 | CURRENT
000013469 | LAMP,SODIUM VAPOUR. | HP;70 W;250 V;ES (E27) CAP;DIFFUSE BULB; CARTON OF 10; | GERARD | GERARD PROFESSIONAL SOLUTIONS PL | 673260 | CURRENT
000013470 | LAMP,SODIUM VAPOUR. | EXTERNAL IGNITOR TYPE;HP;100 W;250 V; GES (E40/45) CAP;DIFFUSE BULB;CARTON OF 12, PACK WEIGHT 2.04; | GERARD | GERARD PROFESSIONAL SOLUTIONS PL | 206921 | CURRENT
000013471 | LAMP,SODIUM VAPOUR. | HP;100 W;250 V;GES (E40/45) CAP;CLEAR BULB;CARTON OF 12,PACK WEIGHT 1.7 KG; | PHILIPS | PHILIPS AUSTRALIA PTY LTD | 928150219230 | CURRENT
000013471 | LAMP,SODIUM VAPOUR. | HP;100 W;250 V;GES (E40/45) CAP;CLEAR BULB;CARTON OF 12,PACK WEIGHT 1.7 KG; | GERARD | GERARD PROFESSIONAL SOLUTIONS PL | 673148 | CURRENT
000013473 | CAP,PROTECTIVE,POLE PLATFORM. | POLYURETHANE;RED;DIMENSIONS AS PER ENERGEX DWG;CAPS DESIGNED TO FIT POLE SHOES ON POLE PLATFORM,FOR PROTECTION WHEN USED ON CONCRETE POLES;CAN ALSO BE | LUDOWICI |  | PU40 SLIP ON CAP | CURRENT
000013474 | PLUG,TIP | FULL CONTACT PIN TYPE;30 AMP;4 MM DIA CONTACT;SCREW TYPE TERMINAL;RED PLASTIC INSULATOR;W/AXIAL SOCKET FOR 4 MM PLUGS, LATERAL CABLE OUTLET;PACK OF 50,PACK | HAYMANS | HAYMANS ELECTRICAL | FAR809-998 | CURRENT
000013474 | PLUG,TIP | FULL CONTACT PIN TYPE;30 AMP;4 MM DIA CONTACT;SCREW TYPE TERMINAL;RED PLASTIC INSULATOR;W/AXIAL SOCKET FOR 4 MM PLUGS, LATERAL CABLE OUTLET;PACK OF 50,PACK | HAYMANS | HAYMANS ELECTRICAL | HIR930-435-101 | CURRENT
000013474 | PLUG,TIP | FULL CONTACT PIN TYPE;30 AMP;4 MM DIA CONTACT;SCREW TYPE TERMINAL;RED PLASTIC INSULATOR;W/AXIAL SOCKET FOR 4 MM PLUGS, LATERAL CABLE OUTLET;PACK OF 50,PACK | REXEL | REXEL PTY LTD | FAR809-998 | CURRENT
000013474 | PLUG,TIP | FULL CONTACT PIN TYPE;30 AMP;4 MM DIA CONTACT;SCREW TYPE TERMINAL;RED PLASTIC INSULATOR;W/AXIAL SOCKET FOR 4 MM PLUGS, LATERAL CABLE OUTLET;PACK OF 50,PACK | HIRSCHMN |  | HIR930-435-101 | CURRENT
000013475 | PLUG,TIP | FULL CONTACT PIN TYPE;30 AMP;4 MM DIA CONTACT;SCREW TYPE TERMINAL;BLACK PLASTIC INSULATOR;W/AXIAL SOCKET FOR 4 MM PLUGS,LATERAL CABLE OUTLET;PACK OF 50 | HAYMANS | HAYMANS ELECTRICAL | FAR809-986 | CURRENT
000013475 | PLUG,TIP | FULL CONTACT PIN TYPE;30 AMP;4 MM DIA CONTACT;SCREW TYPE TERMINAL;BLACK PLASTIC INSULATOR;W/AXIAL SOCKET FOR 4 MM PLUGS,LATERAL CABLE OUTLET;PACK OF 50 | HAYMANS | HAYMANS ELECTRICAL | HIR930-435-100 | CURRENT
000013475 | PLUG,TIP | FULL CONTACT PIN TYPE;30 AMP;4 MM DIA CONTACT;SCREW TYPE TERMINAL;BLACK PLASTIC INSULATOR;W/AXIAL SOCKET FOR 4 MM PLUGS,LATERAL CABLE OUTLET;PACK OF 50 | CNWPL | CNW PL - SLACKS CREEK | 809986 | CURRENT
000013475 | PLUG,TIP | FULL CONTACT PIN TYPE;30 AMP;4 MM DIA CONTACT;SCREW TYPE TERMINAL;BLACK PLASTIC INSULATOR;W/AXIAL SOCKET FOR 4 MM PLUGS,LATERAL CABLE OUTLET;PACK OF 50 | HIRSCHMN |  | HIR930-435-100 | CURRENT
000013477 | COVER,ILLUMINATION,LIGHTING FIXTURE. | REFRACTOR CONE,TYPE 5 SYMMETRICAL; ACRYLIC,CLEAR;FOR USE ON GTE (SYLVANIA) B2001 POST TOP LANTERN;(PARKS & OPEN AREAS USE ONLY); | GERARD | GERARD PROFESSIONAL SOLUTIONS PL | Z63-210B | CURRENT
000013483 | COVER,ILLUMINATION,LIGHTING FIXTURE. | FLAT TYPE;GLASS,CLEAR;FOR U/W GEC "OPTISPEC" CUT-OFF LANTERN;C/W FITTED FITTINGS; | REXEL | REXEL PTY LTD | OPCGLA | PURCHASE AS REQUIRED
000013485 | COVER,ILLUMINATION,LIGHTING FIXTURE. | FLAT TYPE;GLASS,CLEAR;FOR U/W SYLVANIA "ROADSTER" PO 3000 SERIES CUT-OFF LANTERN C/W FITTED FITTINGS; | GERARD | GERARD PROFESSIONAL SOLUTIONS PL | PR00002 | CURRENT
000013500 | FOOTWEAR COVERS | PLASTIC NON-SKID; PVC LGE WATERPROOF OVERBOOT;TO COVER MEN'S STEEL CAP BOOTS; PACK OF 5 (100 PACKS PER CARTON);TO PRO- TECT INTEGRITY OF CLEAN AREAS FROM CROSS | BLKWOODS | J BLACKWOOD & SON LTD | 05260674/300070 | CURRENT
000013500 | FOOTWEAR COVERS | PLASTIC NON-SKID; PVC LGE WATERPROOF OVERBOOT;TO COVER MEN'S STEEL CAP BOOTS; PACK OF 5 (100 PACKS PER CARTON);TO PRO- TECT INTEGRITY OF CLEAN AREAS FROM CROSS | SAFEMAN | SAFEMAN | 9ZOSDBLPVCN | CURRENT
000013500 | FOOTWEAR COVERS | PLASTIC NON-SKID; PVC LGE WATERPROOF OVERBOOT;TO COVER MEN'S STEEL CAP BOOTS; PACK OF 5 (100 PACKS PER CARTON);TO PRO- TECT INTEGRITY OF CLEAN AREAS FROM CROSS | ATOMSUPP | ATOM SUPPLY | 409232 | CURRENT
000013500 | FOOTWEAR COVERS | PLASTIC NON-SKID; PVC LGE WATERPROOF OVERBOOT;TO COVER MEN'S STEEL CAP BOOTS; PACK OF 5 (100 PACKS PER CARTON);TO PRO- TECT INTEGRITY OF CLEAN AREAS FROM CROSS | PROTECTR |  | 05260674 | CURRENT
000013508 | CAP,PIPE. | STEEL;GALV FINISH;PRESSED,DRIVE-ON;65 MM NB;PACK OF 10; | KEYLINE | KEY-LINE DISTRIBUTORS PTY LTD | K65 | CURRENT
000013538 | CONDUIT,NONMETALLIC,FLEXIBLE | 50mm, 15m Rolls, PVC, Orange, AS2053 (scm) | REXEL | REXEL PTY LTD | PFCFC50OR15 | CURRENT
000013539 | CONDUIT,NONMETALLIC,FLEXIBLE | 50 MM NB;PVC;GREY;6.8 MM WALL THK,+ OR - 0.4 MM;MARKING,"(FLEXIBLE) ELECTRICAL CONDUIT - AS2053" AT 1 M INTERVAL;AS2053 ;15 M ROLL,PACK WEIGHT 25 KG;FOR U/G | REXEL | REXEL PTY LTD | PFCFC50GR15 | CURRENT
000013539 | CONDUIT,NONMETALLIC,FLEXIBLE | 50 MM NB;PVC;GREY;6.8 MM WALL THK,+ OR - 0.4 MM;MARKING,"(FLEXIBLE) ELECTRICAL CONDUIT - AS2053" AT 1 M INTERVAL;AS2053 ;15 M ROLL,PACK WEIGHT 25 KG;FOR U/G | GENERAL | GENERAL TRADE SUPPLIES | 50MMGY | CURRENT
000013541 | ANKLETS. | COTTON DRILL;ENERGEX;NAVY;ELASTIC FASTENING;185 MM;OVER-BOOTS; | CNWPL | CNW PL - SLACKS CREEK | AMA13SS03 | CURRENT
000013541 | ANKLETS. | COTTON DRILL;ENERGEX;NAVY;ELASTIC FASTENING;185 MM;OVER-BOOTS; | CNWPL | CNW PL - SLACKS CREEK | 13SS03 | CURRENT
000013541 | ANKLETS. | COTTON DRILL;ENERGEX;NAVY;ELASTIC FASTENING;185 MM;OVER-BOOTS; | OVERBOOT | OVERBOOT | NAVY | CURRENT
000013548 | RACEWAY,NONMETALLIC | OPEN SLOTTED WALLS;PVC,RIGID;LT GREY;40 MM W,40 MM H;C/W LID,W/ELONGATED HOLES FOR FIXING;AS2053,AS3100;10 X 2 M LG; PACKED IN PROTECTIVE PLASTIC BAG & BOUND | PHOENIX | PHOENIX CONTACT PTY LTD | 3240189 | CURRENT
000013548 | RACEWAY,NONMETALLIC | OPEN SLOTTED WALLS;PVC,RIGID;LT GREY;40 MM W,40 MM H;C/W LID,W/ELONGATED HOLES FOR FIXING;AS2053,AS3100;10 X 2 M LG; PACKED IN PROTECTIVE PLASTIC BAG & BOUND | HAYMANS | HAYMANS ELECTRICAL | PHO3240189 | CURRENT
000013548 | RACEWAY,NONMETALLIC | OPEN SLOTTED WALLS;PVC,RIGID;LT GREY;40 MM W,40 MM H;C/W LID,W/ELONGATED HOLES FOR FIXING;AS2053,AS3100;10 X 2 M LG; PACKED IN PROTECTIVE PLASTIC BAG & BOUND | AUSTPLPR |  | APPOS4040GR | CURRENT
000013570 | SCREW,MACHINE | BRASS;NICKEL PLATED;FLAT CSK HD,SLOT DRIVE;4 MM,0.7 MM PITCH;ISO M;12 MM LG; BOX OF 100; | SUMMIT | SUMMIT GROUP | 6CICB06030 | CURRENT
000013570 | SCREW,MACHINE | BRASS;NICKEL PLATED;FLAT CSK HD,SLOT DRIVE;4 MM,0.7 MM PITCH;ISO M;12 MM LG; BOX OF 100; | COVENTRY | COVENTRY FASTENERS QLD | 4X12MBRNPCMT | CURRENT
000013578 | NUT,PLAIN,HEXAGON | BRASS;NICKEL PLATED;STD;4 MM,.7 MM PITCH ;ISO M;Pack of 200; | HOBSON | HOBSON ENGINEERING CO PTY LTD 393904 | NHBRPCM04 | CURRENT
000013578 | NUT,PLAIN,HEXAGON | BRASS;NICKEL PLATED;STD;4 MM,.7 MM PITCH ;ISO M;Pack of 200; | STATEWD | STATEWIDE FSTNERS & ENG SPLS PL | NBNM4 | CURRENT
000013583 | WASHER,FLAT | BRASS;NICKEL PLATED;4 MM SCREW SIZE;8 MM OD;BAG OF 200,PACK WEIGHT 0.06 KG; | HOBSON | HOBSON ENGINEERING CO PTY LTD 393904 | WRBRPM04 | CURRENT
000013583 | WASHER,FLAT | BRASS;NICKEL PLATED;4 MM SCREW SIZE;8 MM OD;BAG OF 200,PACK WEIGHT 0.06 KG; | STATEWD | STATEWIDE FSTNERS & ENG SPLS PL | WFNM48 | CURRENT
000013584 | WASHER,FLAT | BRASS;NICKEL PLATED;5 MM SCREW SIZE;10 MM OD;PACK OF 200; | STATEWD | STATEWIDE FSTNERS & ENG SPLS PL | WFNM510 | CURRENT
000013585 | WASHER,FLAT | BRASS;NICKEL PLATED;6 MM SCREW SIZE; 12 MM OD;BAG OF 200,PACK WEIGHT 0.13 KG; | STATEWD | STATEWIDE FSTNERS & ENG SPLS PL | WFNM6125 | CURRENT
000013594 | FLOODLIGHT,ELECTRIC | SODIUM VAPOUR HP;PEDESTRIAN CROSSING;250 /400 WATT;NARROW BEAM; BARE ALLY FINISH; THREE HOLE STIRRUP; U/W UNIVERSAL MOUNTING ADAPTOR SC11610 AND LOUVRE - | HAYMANS | HAYMANS ELECTRICAL | PHL HNF901 GR NB | CURRENT
000013594 | FLOODLIGHT,ELECTRIC | SODIUM VAPOUR HP;PEDESTRIAN CROSSING;250 /400 WATT;NARROW BEAM; BARE ALLY FINISH; THREE HOLE STIRRUP; U/W UNIVERSAL MOUNTING ADAPTOR SC11610 AND LOUVRE - | PIERLITE | PIERLITE AUSTRALIA PTY LTD | HNF 901 NARROW (ONLY) | CURRENT
000013597 | RESISTOR ASSEMBLY. | FIXED,METAL LAYER;BANK OF 2,SERIES CONNECTED;150 OHMS,2 W RATING;RESISTORS EMBEDDED IN PLASTIC HOUSING FOR ATTACHMENT TO REAR OF ASEA RELAY | ABB | ABB FAN PTY LTD | TYPE RTXE RK741225-CD | CURRENT
000013598 | TRANSFORMER,POWER,FIXED | POWER TRANSFORMER, FIXED; 240 V PRIMARY;12 V SECONDARY,60 VA MIN SPEC;FOR USE IN ZELLWEGER/SACS INTERFACE EQUIPMENT; | FERGTRAN |  | UN60VALP | CURRENT
000013602 | RELAY,ELECTROMAGNETIC | ABB TYPE;RXSF1;RK271007-AD;24 V DC COIL;2 NO,1 NC CONTACTS;HR FLAGS; DUAL RELAY;PLUG IN ONE SEAT BASE;FOR USE ON 32 V CIRCUITS WITH RESISTOR STOCK | ABB | ABB FAN PTY LTD | TYPE RXSF1 RK271007-AD | CURRENT
000013604 | RELAY,ELECTROMAGNETIC | NO VOLT INDICATION;110 V TO 125 V DC COILS;300 V DC/250 V AC CONT;5 AMP CONTINUOUS;2 NC,1 NO CONT PER COIL;SR FLAG;DUAL COIL,NON-LATCHING,INDICATING; | ABB | ABB FAN PTY LTD | TYPE RXSF1 RK271019-AN | PURCHASE AS REQUIRED
000013606 | RELAY,ELECTROMAGNETIC | POWER,HVY DUTY TYPE;24 V DC COILS;450 V DC/400 V AC CONT;10 AMP CONTINUOUS;8 SETS OF CONT;BI-STABLE,LATCHING AUX;PLUG -IN DUAL SEAT BASE;W/EXT RESET P/BUTTON | ABB | ABB FAN PTY LTD | RK251900-XC (205-AD) | CURRENT
000013607 | ADHESIVE | EPOXY RESIN;LIQUID,CLEAR;LAMINATING & GENERAL USE;2 BASE TO 1 HARDENER,MIXING RATIO;SETTING TIME 18 TO 24 HOURS;0.66 L BASE,0.33 L HARDENER = 1 L KIT | HAYMANS | HAYMANS ELECTRICAL | MMEEG-T | CURRENT
000013607 | ADHESIVE | EPOXY RESIN;LIQUID,CLEAR;LAMINATING & GENERAL USE;2 BASE TO 1 HARDENER,MIXING RATIO;SETTING TIME 18 TO 24 HOURS;0.66 L BASE,0.33 L HARDENER = 1 L KIT | ATOMSUPP | ATOM SUPPLY | 90360250 | CURRENT
000013607 | ADHESIVE | EPOXY RESIN;LIQUID,CLEAR;LAMINATING & GENERAL USE;2 BASE TO 1 HARDENER,MIXING RATIO;SETTING TIME 18 TO 24 HOURS;0.66 L BASE,0.33 L HARDENER = 1 L KIT | CIBAGEIG |  | AK3600MP | CURRENT
000013608 | DIE,CRIMPING TOOL | STEEL;HEX;19 MM AF;U/W UTILUX COMPRESSION TOOL NO.38A OR EQUIV; PACK OF 1,PACK WEIGHT 0.020 KG; | SPECFORC | SPECIALISED FORCE | 12T-19.0AFAL | CURRENT
000013608 | DIE,CRIMPING TOOL | STEEL;HEX;19 MM AF;U/W UTILUX COMPRESSION TOOL NO.38A OR EQUIV; PACK OF 1,PACK WEIGHT 0.020 KG; | PLP AUST | PREFORMED LINE PRODUCTS (AUST) | EPCDA190AF | CURRENT
000013617 | INSULATION SLEEVE,ELEC,BRANCHED | 4-WAY;L/V;25 TO 60 MM DIA,CABLE END;7 TO 30 MM DIA,FINGER END,MIN O/A LENGTH 200 MM;MIN FINGER LENGTH 35 MM;ADHESIVE LINED;TO SUIT 4 CORE,185/240 SQ MM,PLY & | TECONN | TE CONNECTIVITY LTD | 502K016/S(S5) | CURRENT
000013617 | INSULATION SLEEVE,ELEC,BRANCHED | 4-WAY;L/V;25 TO 60 MM DIA,CABLE END;7 TO 30 MM DIA,FINGER END,MIN O/A LENGTH 200 MM;MIN FINGER LENGTH 35 MM;ADHESIVE LINED;TO SUIT 4 CORE,185/240 SQ MM,PLY & | LEGEND | LEGEND POWER SYSTEMS | KEV440 | CURRENT
000013621 | STRAPPING | FOR U/W TENSIONER,CRIMPING TOOL;STEEL; BLACK;19 MM W,0.56 MM THK;16 KG PER ROLL APPROX.;REFER STOCK CODE 13622 FOR STRAPPING SEALS; | SIGNET | SIGNET PTY LTD | 34766 | CURRENT
000013622 | SEAL,STRAPPING | SNAP ON TYPE;FOR STRAPPING CRIMP TOOL; STEEL;GREY METAL FINISH;19 MM,0.56 MM THK STRAPPING;BOX OF 1000;REFER STOCK CODE 13621 FOR STRAPPING; | GERRARD | GERRARD | 10867 | CURRENT
000013627 | IGNITER,LAMP | HP SODIUM,FOR LAMPS FROM 35 W TO 70 W INCLUSIVE;250 V;STANDARD;USE WITH 70 W HPS LAMPS ONLY;3 WAY TERMINAL BLOCK ONLY ;PACK OF 1; | ATCO | ATCO CONTROLS PTY LTD | ATCZRM2.5ES/C | PURCHASE AS REQUIRED
000013646 | SPRING,HELICAL,EXTENSION. | 80 MM SPRING SECT IN 12 COILS;155 MM O/A LG;44 MM OD;32 MM ID;6 MM DIA WIRE;HOOK EA END AS PART OF SPRING;FOR USE AS EPV BUCKET RESTRAINT; | ABBEY | ABBEY EQUIPMENT PTY LTD | SWP35/3-07-481 | PURCHASE AS REQUIRED
000013652 | SIGN | DANGER HIGH VOLTAGE (SYMBOLIC);ALUMINIUM ;RETROREFLECTIVE;320 MM DIA,2 MM THK; AS1319-1983;PACK OF 10; | ARTCRAFT | ARTCRAFT PTY LTD | SE00902-Q | CURRENT
000013657 | BAR,METAL | COPPER;FLAT SHAPE;100 MM W X 10 MM THK; HARD DRAWN;RD EDGE;AS1567-110;4 M LG; | GEOWEST | GEORGE WESTON & SONS | CFRAD 100X10 | CURRENT
000013657 | BAR,METAL | COPPER;FLAT SHAPE;100 MM W X 10 MM THK; HARD DRAWN;RD EDGE;AS1567-110;4 M LG; | PRIMETA | PRIMARY METALS & ALLOYS | 1-1092 | CURRENT
000013730 | FUSE ELEMENT,ELEC | 25 AMP;12 KV;DROPOUT FUSE LINK,CLASS "K" TYPE (FAST ACTING);660 MM LG,W/REMOVABLE BUTTON HD;AS1033;BOX OF 25,PACK WEIGHT 1.0 KG;FOR U/W EXPULSION FUSE UNITS,ARC | NGK | NGK STANGER PTY LTD | ZXC705-25BK37 | CURRENT
000013731 | FUSE ELEMENT,ELEC | 40 AMP;12 KV;DROPOUT FUSE LINK,CLASS "K" TYPE (FAST ACTING);660 MM LG,W/REMOVABLE BUTTON HD;AS1033;BOX OF 25,PACK WEIGHT 1.0 KG;FOR U/W EXPULSION FUSE UNITS,ARC | NGK | NGK STANGER PTY LTD | ZXC705-40BK37 | CURRENT
000013732 | FUSE ELEMENT,ELEC | 50 AMP;12 KV;DROPOUT FUSE LINK,CLASS "K" TYPE (FAST ACTING);660 MM LG,W/REMOVABLE BUTTON HD;AS1033;PACK OF 10,PACK WEIGHT 1.0 KG;FOR U/W EXPULSION FUSE UNITS,ARC | NGK | NGK STANGER PTY LTD | ZXC705-50BK37 | CURRENT
000013733 | FUSE ELEMENT,ELEC | 63 AMP;12 KV;DROPOUT FUSE LINK,CLASS "K" TYPE (FAST ACTING);660 MM LG,W/REMOVABLE BUTTON HD;AS1033;BOX OF 25,PACK WEIGHT 1.0 KG;FOR U/W EXPULSION UNITS,ARC | NGK | NGK STANGER PTY LTD | ZXC705-63BK37 | CURRENT
000013734 | FUSE ELEMENT,ELEC | 80 AMP;12 KV;DROPOUT FUSE LINK,CLASS "K" TYPE (FAST ACTING);660 MM LG,W/REMOVABLE BUTTON HD;AS1033;BOX OF 25,PACK WEIGHT 1.0 KG;FOR U/W EXPULSION FUSE UNITS,ARC | NGK | NGK STANGER PTY LTD | ZXC705-80BK37 | CURRENT
000013735 | CUBICLE,ELECTRICAL EQUIPMENT. | OUTDOOR;FOR HOUSING OF AUDIO FREQ INJECTION EQUIPMENT;STEEL,SHEET;ACCESS DOORS ON EACH END & ONE SIDE;C/W SAFETY ACCESS SCREENS;W/INT LIGHT & EXT SWITCH; | NU-LEC | NU-LEC | CUBICLE,ELECTRICAL EQUIPMENT | PURCHASE AS REQUIRED
000013737 | TRANSFORMER,ISOLATION,AUDIO FREQUENCY. | 10 KVA;1050 HZ;475/300 V;12 KV NOM INSUL V;5.3 AMP CONTINUOUS 50 HZ;20% MAG CURRENT;ONAN;C/W AF VOLTS ADJ W/3 COARSE & 3 FINE TAPPINGS;ZELLWEGER TYPE 2 TO | ELEKAFAR |  | TYPE 2 | STRATEGIC SPARE
000013739 | CONVERTER,FREQUENCY,STATIC | AUDIO FREQ LOAD CONTROL;1050 HZ;33 KVA OUTPUT;415 V,3 PH,50 HZ INPUT;INDOOR, SHEET STEEL CABINET;ALTERNATIVE TO TYPES F,G,& H MG SETS;300 KG;CORRECT NSC IS | ZELLWEGR |  | SFU-G 3/30/1050 | PURCHASE AS REQUIRED
000013742 | CABLE,POWER,ELECTRICAL | 33 KV;185 SQ MM;COPPER CONDUCTOR;SINGLE CORE;(PLYHDPE);AS1026;500 M DRUM SIZE, 108 MM SPINDLE HOLE; | OLEX | OLEX AUSTRALIA PTY LTD | KTRP25RP001CXAA | PURCHASE AS REQUIRED
000013750 | RACEWAY,NONMETALLIC | OPEN SLOTTED WALLS;PVC,RIGID;LT GREY;25 MM W,30 MM H;C/W LID,W/ELONGATED HOLES FOR FIXING;AS2053,AS3100;12 X 2 M LG; PACKED IN PROTECTIVE PLASTIC BAG & BOUND | REXEL | REXEL PTY LTD | IBOT1.25.30 | CURRENT
000013750 | RACEWAY,NONMETALLIC | OPEN SLOTTED WALLS;PVC,RIGID;LT GREY;25 MM W,30 MM H;C/W LID,W/ELONGATED HOLES FOR FIXING;AS2053,AS3100;12 X 2 M LG; PACKED IN PROTECTIVE PLASTIC BAG & BOUND | REXEL | REXEL PTY LTD | APPOS2530GR | CURRENT
000013750 | RACEWAY,NONMETALLIC | OPEN SLOTTED WALLS;PVC,RIGID;LT GREY;25 MM W,30 MM H;C/W LID,W/ELONGATED HOLES FOR FIXING;AS2053,AS3100;12 X 2 M LG; PACKED IN PROTECTIVE PLASTIC BAG & BOUND | CNWPL | CNW PL - SLACKS CREEK | T12530 | CURRENT
000013750 | RACEWAY,NONMETALLIC | OPEN SLOTTED WALLS;PVC,RIGID;LT GREY;25 MM W,30 MM H;C/W LID,W/ELONGATED HOLES FOR FIXING;AS2053,AS3100;12 X 2 M LG; PACKED IN PROTECTIVE PLASTIC BAG & BOUND | AUSTPLPR |  | APPOS2530GR | CURRENT
000013751 | RACEWAY,NONMETALLIC | OPEN SLOTTED WALLS;PVC,RIGID;LT GREY;80 MM W,40 MM H;C/W LID,W/ELONGATED HOLES FOR FIXING;AS2053,AS3100;12 X 2 M LG; PACKED IN PROTECTIVE PLASTIC BAG & BOUND | HAYMANS | HAYMANS ELECTRICAL | BOCT1-80-40 | CURRENT
000013751 | RACEWAY,NONMETALLIC | OPEN SLOTTED WALLS;PVC,RIGID;LT GREY;80 MM W,40 MM H;C/W LID,W/ELONGATED HOLES FOR FIXING;AS2053,AS3100;12 X 2 M LG; PACKED IN PROTECTIVE PLASTIC BAG & BOUND | PHOENIX | PHOENIX CONTACT PTY LTD | 3240335 | CURRENT
000013751 | RACEWAY,NONMETALLIC | OPEN SLOTTED WALLS;PVC,RIGID;LT GREY;80 MM W,40 MM H;C/W LID,W/ELONGATED HOLES FOR FIXING;AS2053,AS3100;12 X 2 M LG; PACKED IN PROTECTIVE PLASTIC BAG & BOUND | HAYMANS | HAYMANS ELECTRICAL | PHO3240335 | CURRENT
000013751 | RACEWAY,NONMETALLIC | OPEN SLOTTED WALLS;PVC,RIGID;LT GREY;80 MM W,40 MM H;C/W LID,W/ELONGATED HOLES FOR FIXING;AS2053,AS3100;12 X 2 M LG; PACKED IN PROTECTIVE PLASTIC BAG & BOUND | AUSTPLPR |  | APPOS8040GR | CURRENT
000013757 | GRIP,CABLE,WOVEN | SINGLE EYE,END PULL;40-55 MM DIA CABLE; 800 MM MIN GRIP LG;35 KN UTS; MIN BREAKING FORCE;PACK OF 1; | TEN | THE ENERGY NETWORK | C1040 | CURRENT
000013757 | GRIP,CABLE,WOVEN | SINGLE EYE,END PULL;40-55 MM DIA CABLE; 800 MM MIN GRIP LG;35 KN UTS; MIN BREAKING FORCE;PACK OF 1; | TEN | THE ENERGY NETWORK | 62337 | CURRENT
000013758 | GRIP,CABLE,WOVEN | HD Sock, Single Soft Eye, 55-75mm Dia Cable, 80kN UTS, 900mm Lg, Galv Steel | NCG | NATIONAL CABLE GRIPS (VILNO GROUP COMP) | CHD1055 | CURRENT
000013758 | GRIP,CABLE,WOVEN | HD Sock, Single Soft Eye, 55-75mm Dia Cable, 80kN UTS, 900mm Lg, Galv Steel | BULIVANT | BULLIVANTS LIFTING & SAFETY SPECIALISTS | WCPS-055-075 (CHD1055) 80KN | CURRENT
000013758 | GRIP,CABLE,WOVEN | HD Sock, Single Soft Eye, 55-75mm Dia Cable, 80kN UTS, 900mm Lg, Galv Steel | TEN | THE ENERGY NETWORK | CHD1055 | CURRENT
000013759 | GRIP,CABLE,WOVEN | HD Sock, Single Soft Eye, 75-95mm Dia Cable, 180kN UTS, 1000mm Lg, Galv Steel | NCG | NATIONAL CABLE GRIPS (VILNO GROUP COMP) | CHD1075 | CURRENT
000013759 | GRIP,CABLE,WOVEN | HD Sock, Single Soft Eye, 75-95mm Dia Cable, 180kN UTS, 1000mm Lg, Galv Steel | TEN | THE ENERGY NETWORK | CHD1075 | CURRENT
000013759 | GRIP,CABLE,WOVEN | HD Sock, Single Soft Eye, 75-95mm Dia Cable, 180kN UTS, 1000mm Lg, Galv Steel | HEIGHDYN | HEIGHT DYNAMICS | BV CGRIP70-82 | CURRENT
000013760 | GRIP,CABLE,WOVEN | SINGLE EYE,END PULL;95-120 MM DIA CABLE ;1100 MM MIN GRIP LG;125 KN MIN BREAKING FORCE; | TEN | THE ENERGY NETWORK | CHD1095 | CURRENT
000013760 | GRIP,CABLE,WOVEN | SINGLE EYE,END PULL;95-120 MM DIA CABLE ;1100 MM MIN GRIP LG;125 KN MIN BREAKING FORCE; | BULIVANT | BULLIVANTS LIFTING & SAFETY SPECIALISTS | WCPS-095-120-C1-NC | CURRENT
000013761 | BRACKET,SPACER. | STEEL,STRUCTURAL GDE 250;GALV;TAPPER FLANGE CHANNEL;102 MM W,51 MM H,10.5 MM THK,620 MM LG;AS1204 STEEL,AS1650;GALV; PACK OF 2, PACK WEIGHT 11.6 KG;FOR U/W | HAYMAN | HAYMANS INDUSTRIES PTY LTD | 13761 | CURRENT
000013761 | BRACKET,SPACER. | STEEL,STRUCTURAL GDE 250;GALV;TAPPER FLANGE CHANNEL;102 MM W,51 MM H,10.5 MM THK,620 MM LG;AS1204 STEEL,AS1650;GALV; PACK OF 2, PACK WEIGHT 11.6 KG;FOR U/W | MEFCO | MEFCO AUSTRALIA PTY LTD SUNSHINE VIC | 13761 | CURRENT
000013771 | RESISTOR,FIXED,WIRE WOUND. | 390 OHMS;5 W;USED AS BURDEN RESISTOR FOR SACS INTERPOSING VT'S STOCK CODE 11698 | PRIME | PRIME ELECTRONICS | REPW5390R | CURRENT
000013776 | BRACKET,POLE | REGULATOR TYPE;STEEL;GALV;TO SUPPORT REGULATOR STNS;U/W TWIN 100 AMP OR 200 AMP REGULATOR STNS ON WOOD POLES;FOR U/W REGULATOR HANGER BRACKETS SC18655;REFER | HAYMAN | HAYMANS INDUSTRIES PTY LTD | 13776 | CURRENT
000013776 | BRACKET,POLE | REGULATOR TYPE;STEEL;GALV;TO SUPPORT REGULATOR STNS;U/W TWIN 100 AMP OR 200 AMP REGULATOR STNS ON WOOD POLES;FOR U/W REGULATOR HANGER BRACKETS SC18655;REFER | GLOBAL | GLOBAL MANUFACTURING GROUP | ENERGEX-12893-A1 | CURRENT
000013777 | COVER,PROTECTIVE,UNDERGROUND CABLE,POLE | TYPE 1;2500 MM LG,60 MM W,60 MM D;STEEL, GALV;TWO HOLES FOR EARTH FIXING; PACK OF1;PACK WEIGHT 10.5 KG;FOR 1 CABLE UP TO 48 MM DIA; | HAYMAN | HAYMANS INDUSTRIES PTY LTD | 13777 | CURRENT
000013777 | COVER,PROTECTIVE,UNDERGROUND CABLE,POLE | TYPE 1;2500 MM LG,60 MM W,60 MM D;STEEL, GALV;TWO HOLES FOR EARTH FIXING; PACK OF1;PACK WEIGHT 10.5 KG;FOR 1 CABLE UP TO 48 MM DIA; | LIVINGST | LIVINGSTONE ENGINEERING | 13777 | CURRENT
000013778 | FUSECARRIER | 8 KA RMS;12 KV;FOR DROPOUT FUSE;AS1033; TO SUIT BROWN BOVERI D/O FUSE ISOLATORS SERIES V; | NGK | NGK STANGER PTY LTD | 72906/24SL | CURRENT
000013784 | PANEL,FUSE | ELECTRICITY SUPPLY PILLAR;440 V;1 TO 3 PHASE;PANEL,190 MM H,205 MM W,10 MM THK; 3 X 100 AMP FUSES;C/W 6 HOLE N/L;REFER SC 04434 (32 AMP),04451 (80 AMP) & 12454 | WEBER | WEBER SOUTH PACIFIC PTY LTD | 13784-PP310001-REV1 | CURRENT
000013784 | PANEL,FUSE | ELECTRICITY SUPPLY PILLAR;440 V;1 TO 3 PHASE;PANEL,190 MM H,205 MM W,10 MM THK; 3 X 100 AMP FUSES;C/W 6 HOLE N/L;REFER SC 04434 (32 AMP),04451 (80 AMP) & 12454 | FULTON | FULTON INDUSTRIES PL | 1-S0227 | CURRENT
000013784 | PANEL,FUSE | ELECTRICITY SUPPLY PILLAR;440 V;1 TO 3 PHASE;PANEL,190 MM H,205 MM W,10 MM THK; 3 X 100 AMP FUSES;C/W 6 HOLE N/L;REFER SC 04434 (32 AMP),04451 (80 AMP) & 12454 | LEGEND | LEGEND POWER SYSTEMS | FBS-BK-UN-BL | CURRENT
000013784 | PANEL,FUSE | ELECTRICITY SUPPLY PILLAR;440 V;1 TO 3 PHASE;PANEL,190 MM H,205 MM W,10 MM THK; 3 X 100 AMP FUSES;C/W 6 HOLE N/L;REFER SC 04434 (32 AMP),04451 (80 AMP) & 12454 | FLOWLINE | FLOWLINE INDUSTRIES PTY LTD | ESQ060 | CURRENT
000013795 | BASE,POLE ASSEMBLY | Slip Base Adaptor, for upto 10.0m Poles, 350 PCD c/w 3 x M36x130mm Bolts, 6 x M36 Washers, 3 x M36 Nuts & Shear Washer, EQTS 05-02-01, Dwg 05-02-04(scm) | IPOLES | INTERNATIONAL POLES | EQ-030 | CURRENT
000013795 | BASE,POLE ASSEMBLY | Slip Base Adaptor, for upto 10.0m Poles, 350 PCD c/w 3 x M36x130mm Bolts, 6 x M36 Washers, 3 x M36 Nuts & Shear Washer, EQTS 05-02-01, Dwg 05-02-04(scm) | IUPOLE | INTERNATIONAL UTILITY POLES PTY LTD | EX-13795 | CURRENT
000013795 | BASE,POLE ASSEMBLY | Slip Base Adaptor, for upto 10.0m Poles, 350 PCD c/w 3 x M36x130mm Bolts, 6 x M36 Washers, 3 x M36 Nuts & Shear Washer, EQTS 05-02-01, Dwg 05-02-04(scm) | INGALEPS | INGAL EPS (CONTRACTOR) | XSBA350 | CURRENT
000013795 | BASE,POLE ASSEMBLY | Slip Base Adaptor, for upto 10.0m Poles, 350 PCD c/w 3 x M36x130mm Bolts, 6 x M36 Washers, 3 x M36 Nuts & Shear Washer, EQTS 05-02-01, Dwg 05-02-04(scm) | GM POLES | GM POLES PTY LTD | SBA 350 | CURRENT
000013798 | ADAPTOR FITTING,TOOL HD,HOT LINE STICK | FIBREGLASS;W/O TOOL HEADS;W/PROVISION FOR FITTING TO HOT LINE STICK;FOR FITTING AS 'HEAD,TOOL,OPERATING STICK' STOCK CODES 10810,10811,10812,10813;TO | AUSTACKL |  | FIBREGLASS;W/O TOOL HEADS; | CURRENT
000013806 | GLOVES,DISPOSABLE | Medical, First-Aid, Nitrile, Large Size, Non-Sterile, supplied in Dispensing Box | TOOWFAID | TOOWOOMBA FIRST AID SUPPLIES | GLO-00872 | CURRENT
000013806 | GLOVES,DISPOSABLE | Medical, First-Aid, Nitrile, Large Size, Non-Sterile, supplied in Dispensing Box | ALPHA | ALPHA FIRST AID SUPPLIES QLD | 300052 | CURRENT
000013806 | GLOVES,DISPOSABLE | Medical, First-Aid, Nitrile, Large Size, Non-Sterile, supplied in Dispensing Box | ALPHA | ALPHA FIRST AID SUPPLIES QLD | 679 | CURRENT
000013809 | BRACKET,POLE | TRANSFORMER TYPE;STEEL;GALV;TRANSFORMER SUPPORT;TO BE SUPPLIED C/W 2 BRACES ATTACHED TO EACH BRACKET;PACK OF 1, PALLET OF 6;TO SUIT 25,50,100,200,300 & | HAYMAN | HAYMANS INDUSTRIES PTY LTD | 13809 | CURRENT
000013809 | BRACKET,POLE | TRANSFORMER TYPE;STEEL;GALV;TRANSFORMER SUPPORT;TO BE SUPPLIED C/W 2 BRACES ATTACHED TO EACH BRACKET;PACK OF 1, PALLET OF 6;TO SUIT 25,50,100,200,300 & | STEELWAY |  | E13809 | CURRENT
000013824 | SEPARATOR,ELECTRICAL POWER CABLE CORE | TEMPORARY WEDGE;NYLON;U/W LV AERIAL BUNDLED CABLE;TO ENABLE FITTING OF CLAMP FOR SERVICE CABLE;PACK OF 10,PACK WEIGHT 1 KG; | PLP AUST | PREFORMED LINE PRODUCTS (AUST) | D-IBSW95 | CURRENT
000013824 | SEPARATOR,ELECTRICAL POWER CABLE CORE | TEMPORARY WEDGE;NYLON;U/W LV AERIAL BUNDLED CABLE;TO ENABLE FITTING OF CLAMP FOR SERVICE CABLE;PACK OF 10,PACK WEIGHT 1 KG; | DULHUNTY | DULHUNTY INDUSTRIES PTY LTD | ST-31 | CURRENT
000013853 | FUSE,CARTRIDGE | FERRULE;32 MM LG,6.35 MM DIA CAP;250 MA; GLASS;TYPE F,FOR USE IN P.M.R. BRUSH RECLOSERS AS RELAY FUSE;PACK OF 5; | FUSECO | FUSECO PTY LTD | TDC10-250MA | CURRENT
000013853 | FUSE,CARTRIDGE | FERRULE;32 MM LG,6.35 MM DIA CAP;250 MA; GLASS;TYPE F,FOR USE IN P.M.R. BRUSH RECLOSERS AS RELAY FUSE;PACK OF 5; | COOPELEC | COOPER ELECTRICAL AUSTRALIA PTY LTD | AGC-1/4 | CURRENT
000013854 | FUSE,CARTRIDGE | FERRULE;32 MM LG,6.35 MM DIA CAP;10 AMP; 240 V AC;HRC;TYPE F,FOR USE IN P.M.R. BRUSH RECLOSERS AS CONTROL FUSE; PACK OF 10; | FUSECO | FUSECO PTY LTD | "65NM-10A" | CURRENT
000013864 | JOINT,ELECTRICAL POWER CABLE | NOTE:-THIS ITEM IS NOT TO BE PURCHASED; SCREEN BREAK STRAIGHT JOINT WITH F/GLASS OUTER BOX;SINGLE PHASE;FOR ELECTRICAL POWER CABLE;63.5/110 KV; | PRYSMIAN | PRYSMIAN POWER CABLES & SYSTEMS AUST | GMS 1170 CA | STRATEGIC SPARE
000013865 | TERMINATION,ELECTRICAL POWER CABLE | 110 KV;OUTDOOR;SINGLE PHASE;FOR 400 SQ MM,COPPER CONDUCTOR,SINGLE CORE,XLPE INSULATED CABLE;PORCELAIN;SUIT CABLE (STOCK CODE 13863),SECURITY STOCK F830 & | PRYSMIAN | PRYSMIAN POWER CABLES & SYSTEMS AUST | TPE 1170/203 | STRATEGIC SPARE
000013883 | GRIP,CABLE,JAW | Parallel Jaws, Range 4C x 25mm2 to 4C x 95mm2 ABC & CCT c/w Trigger Grip, Spring Loaded Body, Spring Loaded Side Gate, WLL 1000kg, Grips shall have the | SPECFORC | SPECIALISED FORCE | ABC-M-GRIP-CCT | CURRENT
000013891 | INSULATION HOOD | PVC,FLAME RETARDANT;BLACK;87 MM OD,150 MM LG,+ CONICAL/SQUARE END 50 MM LG,3 MM WALL THK;BOX OF 36,PACK WEIGHT 9 KG; 864 PER PALLET; USE IN URD ELECTRICITY | WEBER | WEBER SOUTH PACIFIC PTY LTD | ESQ066 | CURRENT
000013891 | INSULATION HOOD | PVC,FLAME RETARDANT;BLACK;87 MM OD,150 MM LG,+ CONICAL/SQUARE END 50 MM LG,3 MM WALL THK;BOX OF 36,PACK WEIGHT 9 KG; 864 PER PALLET; USE IN URD ELECTRICITY | LEGEND | LEGEND POWER SYSTEMS | ISP-BK-LG-FT | CURRENT
000013891 | INSULATION HOOD | PVC,FLAME RETARDANT;BLACK;87 MM OD,150 MM LG,+ CONICAL/SQUARE END 50 MM LG,3 MM WALL THK;BOX OF 36,PACK WEIGHT 9 KG; 864 PER PALLET; USE IN URD ELECTRICITY | PLP AUST | PREFORMED LINE PRODUCTS (AUST) | D-SHDL99 | CURRENT
000013891 | INSULATION HOOD | PVC,FLAME RETARDANT;BLACK;87 MM OD,150 MM LG,+ CONICAL/SQUARE END 50 MM LG,3 MM WALL THK;BOX OF 36,PACK WEIGHT 9 KG; 864 PER PALLET; USE IN URD ELECTRICITY | FLOWLINE | FLOWLINE INDUSTRIES PTY LTD | ESQ066 | CURRENT
000013894 | FUSE-SWITCH COMBINATION. | 500 V;630 AMP;3 PHASE;50 KA MKG CAP;FUSE LINK DIN BLADE TYPE SIZE 1,2 OR 3,TOP OR BOTTOM ENTRY CABLE TERMINATIONS, C/W BUSBAR BOLT INSULATING COVERS; | CNWPL | CNW PL - SLACKS CREEK | NHPSSFDN8003P + NTT630 | PURCHASE AS REQUIRED
000013894 | FUSE-SWITCH COMBINATION. | 500 V;630 AMP;3 PHASE;50 KA MKG CAP;FUSE LINK DIN BLADE TYPE SIZE 1,2 OR 3,TOP OR BOTTOM ENTRY CABLE TERMINATIONS, C/W BUSBAR BOLT INSULATING COVERS; | HAYMANS | HAYMANS ELECTRICAL | SOCSSFDN8003P+NHPNTT | PURCHASE AS REQUIRED
000013894 | FUSE-SWITCH COMBINATION. | 500 V;630 AMP;3 PHASE;50 KA MKG CAP;FUSE LINK DIN BLADE TYPE SIZE 1,2 OR 3,TOP OR BOTTOM ENTRY CABLE TERMINATIONS, C/W BUSBAR BOLT INSULATING COVERS; | ABB | ABB FAN PTY LTD | 1SCA022825R2830 | PURCHASE AS REQUIRED
000013894 | FUSE-SWITCH COMBINATION. | 500 V;630 AMP;3 PHASE;50 KA MKG CAP;FUSE LINK DIN BLADE TYPE SIZE 1,2 OR 3,TOP OR BOTTOM ENTRY CABLE TERMINATIONS, C/W BUSBAR BOLT INSULATING COVERS; | STROMBRG |  | OEPJ3A2 | PURCHASE AS REQUIRED
000013894 | FUSE-SWITCH COMBINATION. | 500 V;630 AMP;3 PHASE;50 KA MKG CAP;FUSE LINK DIN BLADE TYPE SIZE 1,2 OR 3,TOP OR BOTTOM ENTRY CABLE TERMINATIONS, C/W BUSBAR BOLT INSULATING COVERS; | NHP | NHP ELECTRICAL ENGINEERING | M331B1630 | PURCHASE AS REQUIRED
000013895 | FUSE-SWITCH COMBINATION. | 660 V;400 AMP;3 PHASE;105 KA MKG CAP; FUSE LINK DIN BLADE TYPE SIZE 1 OR 2,TOP ENTRY CABLE TERMINATIONS;IEC408 & AS1775;SIEMENS TYPE 3NJ53; | SIEMENS | SIEMENS LTD | 3NJ53 | PHASING
000013897 | FUSE LINK,ENCLOSED ELEMENT | 160 AMP;500 V AC;BLADE TYPE CONTACTS, DIN SIZE 2;AS2005,PART 1;PACK OF 3,PACK WEIGHT 1.20 KG; | FLOWLINE | FLOWLINE INDUSTRIES PTY LTD | EM372616 | CURRENT
000013897 | FUSE LINK,ENCLOSED ELEMENT | 160 AMP;500 V AC;BLADE TYPE CONTACTS, DIN SIZE 2;AS2005,PART 1;PACK OF 3,PACK WEIGHT 1.20 KG; | FUSECO | FUSECO PTY LTD | NH2F-160 | CURRENT
000013897 | FUSE LINK,ENCLOSED ELEMENT | 160 AMP;500 V AC;BLADE TYPE CONTACTS, DIN SIZE 2;AS2005,PART 1;PACK OF 3,PACK WEIGHT 1.20 KG; | COOPELEC | COOPER ELECTRICAL AUSTRALIA PTY LTD | 160NH2G | CURRENT
000013898 | FUSE LINK,ENCLOSED ELEMENT | 200 AMP;500 V AC;BLADE TYPE CONTACTS,DIN SIZE 2;AS2005,PART 1;PACK OF 3,PACK WEIGHT 1.20 KG;FIT IN LV PANEL ON PADMOUNTS; | FLOWLINE | FLOWLINE INDUSTRIES PTY LTD | EM372620 | CURRENT
000013898 | FUSE LINK,ENCLOSED ELEMENT | 200 AMP;500 V AC;BLADE TYPE CONTACTS,DIN SIZE 2;AS2005,PART 1;PACK OF 3,PACK WEIGHT 1.20 KG;FIT IN LV PANEL ON PADMOUNTS; | FUSECO | FUSECO PTY LTD | NH2F-200 | CURRENT
000013899 | FUSE LINK,ENCLOSED ELEMENT | 250 AMP;500 V AC;BLADE TYPE CONTACTS,DIN SIZE 2;AS2005,PART 1;PACK OF 3,PACK WEIGHT 1.20 KG; | FLOWLINE | FLOWLINE INDUSTRIES PTY LTD | EM372625 | CURRENT
000013901 | FUSE LINK,ENCLOSED ELEMENT | 350 AMP;500 V AC;BLADE TYPE CONTACTS,DIN SIZE 2;AS2005,PART 1;PACK OF 3,PACK WEIGHT 1.68 KG; | FUSECO | FUSECO PTY LTD | NH2F-355 | CURRENT
000013901 | FUSE LINK,ENCLOSED ELEMENT | 350 AMP;500 V AC;BLADE TYPE CONTACTS,DIN SIZE 2;AS2005,PART 1;PACK OF 3,PACK WEIGHT 1.68 KG; | FLOWLINE | FLOWLINE INDUSTRIES PTY LTD | EM372235 | CURRENT
000013906 | LOUVRE,FLOODLIGHT. | CROSS VANE DESIGN;SCREW MTG;ALUMINIUM; PAINTED BLACK;EXT,FOR U/W PHILIPS HNF901 NARROW,OR WIDE,PEDESTRIAN CROSSING FLOODLIGHTS;FOR U/W FLOODLIGHTS | GERARD | GERARD PROFESSIONAL SOLUTIONS PL | HNF 901 HOOD 1 | PHASING
000013918 | ARMATURE,RELAY | TRIPPING APPLICATION;32 V DC COIL;250 V AC CONT;10 AMP CONTINUOUS;4 NO CONT;NON- LATCHING;C/W SURFACE MTG,PLUG IN BASE SUITABLE FOR FRONT OR REAR CONNECTION; | RMS | RELAY MONITORING SYSTEMS PL | 3Y701 (32 V DC) | CURRENT
000013922 | RELAY,ELECTROMAGNETIC | POWER,MIDGET TYPE;4P;240 V AC COIL;30 V DC/110 V AC CONT;10 AMP NOM;4 CO CONT; NON-LATCHING AUX;PLUG IN TO RAIL MOUNT SOCKET TYPE SH4B-05U;PACK OF 1;PLUG IN | CNWPL | CNW PL - SLACKS CREEK | IDERH4B-UAC240 | CURRENT
000013922 | RELAY,ELECTROMAGNETIC | POWER,MIDGET TYPE;4P;240 V AC COIL;30 V DC/110 V AC CONT;10 AMP NOM;4 CO CONT; NON-LATCHING AUX;PLUG IN TO RAIL MOUNT SOCKET TYPE SH4B-05U;PACK OF 1;PLUG IN | CNWPL | CNW PL - SLACKS CREEK | RH4B-UAC240 | CURRENT
000013923 | TERMINAL BLOCK | MELAMINE;2 TERMINAL FEED THROUGH,LUG/LUG CONNECTION TYPE;1000 V;170 AMP;RAIL MTG G32 RAIL SECT);32 MM THK,81.5 MM H,87.3 MM W;BROWN;PACK OF 10;FOR U/W END PLATE | HAYMANS | HAYMANS ELECTRICAL | KLI1704.2 | CURRENT
000013923 | TERMINAL BLOCK | MELAMINE;2 TERMINAL FEED THROUGH,LUG/LUG CONNECTION TYPE;1000 V;170 AMP;RAIL MTG G32 RAIL SECT);32 MM THK,81.5 MM H,87.3 MM W;BROWN;PACK OF 10;FOR U/W END PLATE | KLIPPON |  | KLI1704.2 | CURRENT
000013925 | TERMINAL BLOCK | POLYAMIDE;2 TERMINAL FEED THROUGH,EARTH TYPE;65 AMP;RAIL MTG (G32 RAIL SECT);1- 10 SQ MM CONDUCTOR SIZE;10 MM THK,51.5 MM H,40 MM W;YELLOW/GREEN;PACK OF 1; | HAYMANS | HAYMANS ELECTRICAL | KLI3546.6 | CURRENT
000013925 | TERMINAL BLOCK | POLYAMIDE;2 TERMINAL FEED THROUGH,EARTH TYPE;65 AMP;RAIL MTG (G32 RAIL SECT);1- 10 SQ MM CONDUCTOR SIZE;10 MM THK,51.5 MM H,40 MM W;YELLOW/GREEN;PACK OF 1; | TECONN | TE CONNECTIVITY LTD | KLI3546.6 | CURRENT
000013925 | TERMINAL BLOCK | POLYAMIDE;2 TERMINAL FEED THROUGH,EARTH TYPE;65 AMP;RAIL MTG (G32 RAIL SECT);1- 10 SQ MM CONDUCTOR SIZE;10 MM THK,51.5 MM H,40 MM W;YELLOW/GREEN;PACK OF 1; | KLIPPON |  | KLI3546.6 | CURRENT
000013928 | COVER,TERMINAL BLOCK | 156 MM LG,30 MM W,74 MM H;FOR U/W TERMINAL BLOCK "KLIPPON" TYPE SAKG32; PACK OF 10;FOR U/W STOCK CODE 13923; | HAYMANS | HAYMANS ELECTRICAL | KLI032676 | CURRENT
000013928 | COVER,TERMINAL BLOCK | 156 MM LG,30 MM W,74 MM H;FOR U/W TERMINAL BLOCK "KLIPPON" TYPE SAKG32; PACK OF 10;FOR U/W STOCK CODE 13923; | KLIPPON |  | KLI032676 | CURRENT
000013930 | LINK,ELECTRICAL BRIDGING. | 2 WAY BRIDGING LINK;TO SUIT TERMINAL BLOCK (KLIPPON SAKG32);PACK OF 5 OR 10; | HAYMANS | HAYMANS ELECTRICAL | KLI1940.0 | CURRENT
000013930 | LINK,ELECTRICAL BRIDGING. | 2 WAY BRIDGING LINK;TO SUIT TERMINAL BLOCK (KLIPPON SAKG32);PACK OF 5 OR 10; | KLIPPON |  | KLI1940.0 | CURRENT
000013932 | RESISTOR,FIXED,FILM. | METAL;1 K 8 OHMS;+ OR - 5%;1 W; | RSCOMP | RADIOSPARES COMPONENT PTY LTD | 683-5398 | CURRENT
000013936 | DIE,CRIMPING TOOL | STEEL;HEX;9 MM AF;FOR CAST ALUMINIUM LUG 6 TO 35 SQ MM ABC;U/W UTILUX COMPRESSION TOOL NO.38A OR EQUIV;PACK OF 1,PACK WEIGHT 0.027 KG; | SPECFORC | SPECIALISED FORCE | 12T-9.0AFAL | CURRENT
000013936 | DIE,CRIMPING TOOL | STEEL;HEX;9 MM AF;FOR CAST ALUMINIUM LUG 6 TO 35 SQ MM ABC;U/W UTILUX COMPRESSION TOOL NO.38A OR EQUIV;PACK OF 1,PACK WEIGHT 0.027 KG; | PLP AUST | PREFORMED LINE PRODUCTS (AUST) | EPCDA9AF | CURRENT
000013936 | DIE,CRIMPING TOOL | STEEL;HEX;9 MM AF;FOR CAST ALUMINIUM LUG 6 TO 35 SQ MM ABC;U/W UTILUX COMPRESSION TOOL NO.38A OR EQUIV;PACK OF 1,PACK WEIGHT 0.027 KG; | TECONN | TE CONNECTIVITY LTD | 38-90AL/1 | CURRENT
000013937 | DIE,CRIMPING TOOL | STEEL;HEX;13.2 MM AF;FOR CAST ALUMINIUM LUG ONTO 70 SQ MM ABC;U/W UTILUX COMPRESSION TOOL NO.38A OR EQUIV; PACK OF 1,PACK WEIGHT 0.026 KG; | SPECFORC | SPECIALISED FORCE | 12T-13.2AFAL | CURRENT
000013937 | DIE,CRIMPING TOOL | STEEL;HEX;13.2 MM AF;FOR CAST ALUMINIUM LUG ONTO 70 SQ MM ABC;U/W UTILUX COMPRESSION TOOL NO.38A OR EQUIV; PACK OF 1,PACK WEIGHT 0.026 KG; | PLP AUST | PREFORMED LINE PRODUCTS (AUST) | EPCDA132AF | CURRENT
000013937 | DIE,CRIMPING TOOL | STEEL;HEX;13.2 MM AF;FOR CAST ALUMINIUM LUG ONTO 70 SQ MM ABC;U/W UTILUX COMPRESSION TOOL NO.38A OR EQUIV; PACK OF 1,PACK WEIGHT 0.026 KG; | TECONN | TE CONNECTIVITY LTD | 38-132AL/1 | CURRENT
000013939 | CAPACITOR UNIT. | 11 KV;3 PHASE;22.5 UF PER PHASE;NON PCB IMPREGNANT;3 BUSHINGS PER UNIT;3 PHASE COMPENSATION CAPACITOR FOR ZELLWEGER A/F LOAD CONTROL;AS1013-1971;TO ZELLWEGER | CONDIS |  |  | STRATEGIC SPARE
000013940 | OUTREACH HEADFRAME | Major Road, High Mast, 2 Way, Galv Steel, EQTS 05-02-01, Dwg 05-02-06 (scm) | IPOLES | INTERNATIONAL POLES | EQ-016 | CURRENT
000013940 | OUTREACH HEADFRAME | Major Road, High Mast, 2 Way, Galv Steel, EQTS 05-02-01, Dwg 05-02-06 (scm) | INGALEPS | INGAL EPS (CONTRACTOR) | GEX13940 | CURRENT
000013940 | OUTREACH HEADFRAME | Major Road, High Mast, 2 Way, Galv Steel, EQTS 05-02-01, Dwg 05-02-06 (scm) | IUPOLE | INTERNATIONAL UTILITY POLES PTY LTD | EX-13940 | CURRENT
000013940 | OUTREACH HEADFRAME | Major Road, High Mast, 2 Way, Galv Steel, EQTS 05-02-01, Dwg 05-02-06 (scm) | GM POLES | GM POLES PTY LTD | SL HM 2W | CURRENT
000013942 | BILLYCAN | ALUMINIUM;3 L CAP;W/HANDLE & SPOUT;PACK SIZE 6; | STATEWD | STATEWIDE FSTNERS & ENG SPLS PL | K91601 | CURRENT
000013942 | BILLYCAN | ALUMINIUM;3 L CAP;W/HANDLE & SPOUT;PACK SIZE 6; | ATOMSUPP | ATOM SUPPLY | 21815001 | CURRENT
000013943 | TAPE,PRESSURE SENSITIVE ADHESIVE | PALLETISING;BLACK;19 MM W,66 M LG,76 MM ID CORE;TENSILISED POLYPROPYLENE;CARTON OF 36,PACK WEIGHT 9.6 KG;FOR WRAPPING ITEMS MFR BY BANYO WORKSHOPS & STORES; | CNWPL | CNW PL - SLACKS CREEK | 11098 | CURRENT
000013943 | TAPE,PRESSURE SENSITIVE ADHESIVE | PALLETISING;BLACK;19 MM W,66 M LG,76 MM ID CORE;TENSILISED POLYPROPYLENE;CARTON OF 36,PACK WEIGHT 9.6 KG;FOR WRAPPING ITEMS MFR BY BANYO WORKSHOPS & STORES; | HAYMANS | HAYMANS ELECTRICAL | REESIG11098 | CURRENT
000013943 | TAPE,PRESSURE SENSITIVE ADHESIVE | PALLETISING;BLACK;19 MM W,66 M LG,76 MM ID CORE;TENSILISED POLYPROPYLENE;CARTON OF 36,PACK WEIGHT 9.6 KG;FOR WRAPPING ITEMS MFR BY BANYO WORKSHOPS & STORES; | SIGNET | SIGNET PTY LTD | 11098 | CURRENT
000013949 | CLEVIS,TONGUE | STEEL;GALV;70 KN;OVER SIZE,116 MM LG,C/W HEX CLEVIS PIN;BAG OF 25,PACK WEIGHT 25 KG;FOR U/W 3M & 3MA CLAMPS; | DULHUNTY | DULHUNTY INDUSTRIES PTY LTD | CTW-70H | CURRENT
000013956 | FUSEHOLDER | SURFACE OR RAIL MTG (TH35 SECT);BACK WIRING UP TO 16 SQ MM CABLE;32 AMP;415 V AC;CLIP-IN;OFFSET TAGS;AS2005;PACK OF 1;SUITABLE FOR FITTING LINK STOCK | FUSECO | FUSECO PTY LTD | FB32BW | CURRENT
000013956 | FUSEHOLDER | SURFACE OR RAIL MTG (TH35 SECT);BACK WIRING UP TO 16 SQ MM CABLE;32 AMP;415 V AC;CLIP-IN;OFFSET TAGS;AS2005;PACK OF 1;SUITABLE FOR FITTING LINK STOCK | HAYMANS | HAYMANS ELECTRICAL | EEFSC32BW | CURRENT
000013956 | FUSEHOLDER | SURFACE OR RAIL MTG (TH35 SECT);BACK WIRING UP TO 16 SQ MM CABLE;32 AMP;415 V AC;CLIP-IN;OFFSET TAGS;AS2005;PACK OF 1;SUITABLE FOR FITTING LINK STOCK | ALSTOM | ALSTOM GRID AUSTRALIA LIMITED | EEFSC32BW | CURRENT
000013957 | FUSEHOLDER | SURFACE OR RAIL MTG (TH35 SECT);BACK CONN-TWO STUDS;32 AMP;415 V AC;CLIP-IN; OFFSET TAGS;WHITE;AS2005;PACK OF 1; SUITABLE FOR FITTING LINK STOCK CODE | FUSECO | FUSECO PTY LTD | FB32PWH | CURRENT
000013957 | FUSEHOLDER | SURFACE OR RAIL MTG (TH35 SECT);BACK CONN-TWO STUDS;32 AMP;415 V AC;CLIP-IN; OFFSET TAGS;WHITE;AS2005;PACK OF 1; SUITABLE FOR FITTING LINK STOCK CODE | REXEL | REXEL PTY LTD | ALSSC32PWH | CURRENT
000013957 | FUSEHOLDER | SURFACE OR RAIL MTG (TH35 SECT);BACK CONN-TWO STUDS;32 AMP;415 V AC;CLIP-IN; OFFSET TAGS;WHITE;AS2005;PACK OF 1; SUITABLE FOR FITTING LINK STOCK CODE | ALSTOM | ALSTOM GRID AUSTRALIA LIMITED | EEFSC32PWH | CURRENT
000013958 | FUSEHOLDER | SURFACE OR RAIL MTG(TH35 SECT);BACK CONN-TWO STUDS;32 AMP;415 V AC;CLIP-IN; OFFSET TAGS;BLACK;AS2005;PACK OF 1,FOR CARTRIDGES 04409,04410,04417,04419,04424 | FUSECO | FUSECO PTY LTD | FB32P | CURRENT
000013958 | FUSEHOLDER | SURFACE OR RAIL MTG(TH35 SECT);BACK CONN-TWO STUDS;32 AMP;415 V AC;CLIP-IN; OFFSET TAGS;BLACK;AS2005;PACK OF 1,FOR CARTRIDGES 04409,04410,04417,04419,04424 | HAYMANS | HAYMANS ELECTRICAL | EEFSC32P | CURRENT
000013958 | FUSEHOLDER | SURFACE OR RAIL MTG(TH35 SECT);BACK CONN-TWO STUDS;32 AMP;415 V AC;CLIP-IN; OFFSET TAGS;BLACK;AS2005;PACK OF 1,FOR CARTRIDGES 04409,04410,04417,04419,04424 | ALSTOM | ALSTOM GRID AUSTRALIA LIMITED | EEFSC32P | CURRENT
000013959 | FUSEHOLDER | SURFACE OR RAIL MTG(TH35 SECT);FRONT CONN UP TO 16 SQ MM CABLE;32 AMP;415 V AC;CLIP-IN;OFFSET TAG;BLACK;AS2005;PACK OF 1;FOR CARTRIDGES USE STOCK CODES | FUSECO | FUSECO PTY LTD | FB32H | CURRENT
000013959 | FUSEHOLDER | SURFACE OR RAIL MTG(TH35 SECT);FRONT CONN UP TO 16 SQ MM CABLE;32 AMP;415 V AC;CLIP-IN;OFFSET TAG;BLACK;AS2005;PACK OF 1;FOR CARTRIDGES USE STOCK CODES | HAYMANS | HAYMANS ELECTRICAL | EEFSC32H | CURRENT
000013959 | FUSEHOLDER | SURFACE OR RAIL MTG(TH35 SECT);FRONT CONN UP TO 16 SQ MM CABLE;32 AMP;415 V AC;CLIP-IN;OFFSET TAG;BLACK;AS2005;PACK OF 1;FOR CARTRIDGES USE STOCK CODES | ALSTOM | ALSTOM GRID AUSTRALIA LIMITED | EEFSC32H | CURRENT
000013960 | FUSEHOLDER | SURFACE OR RAIL MTG (TH35 SECT);FRONT CONN UP TO 16 SQ MM CABLE;32 AMP;415 V AC CLIP-IN;OFFSET TAG;WHITE;AS2005;PACK OF 1;SUITABLE FOR FITTING LINK STOCK | FUSECO | FUSECO PTY LTD | FB32HWH | CURRENT
000013960 | FUSEHOLDER | SURFACE OR RAIL MTG (TH35 SECT);FRONT CONN UP TO 16 SQ MM CABLE;32 AMP;415 V AC CLIP-IN;OFFSET TAG;WHITE;AS2005;PACK OF 1;SUITABLE FOR FITTING LINK STOCK | REXEL | REXEL PTY LTD | EEFSC32HWH | CURRENT
000013960 | FUSEHOLDER | SURFACE OR RAIL MTG (TH35 SECT);FRONT CONN UP TO 16 SQ MM CABLE;32 AMP;415 V AC CLIP-IN;OFFSET TAG;WHITE;AS2005;PACK OF 1;SUITABLE FOR FITTING LINK STOCK | ALSTOM | ALSTOM GRID AUSTRALIA LIMITED | EEFSC32HWH | CURRENT
000013961 | TERMINAL BLOCK | MELAMINE;2 TERMINAL FEED THROUGH TYPE; 750 V;47 AMP;RAIL MTG(G32 RAIL SECT); 0.5-6 SQ MM CONDUCTOR SIZE;8 MM THK,51.5 MM H,40 MM W;BROWN;PACK OF 100;FOR TEST | CNWPL | CNW PL - SLACKS CREEK | WEI0193220000 | CURRENT
000013961 | TERMINAL BLOCK | MELAMINE;2 TERMINAL FEED THROUGH TYPE; 750 V;47 AMP;RAIL MTG(G32 RAIL SECT); 0.5-6 SQ MM CONDUCTOR SIZE;8 MM THK,51.5 MM H,40 MM W;BROWN;PACK OF 100;FOR TEST | HAYMANS | HAYMANS ELECTRICAL | KLI1932.2 | CURRENT
000013961 | TERMINAL BLOCK | MELAMINE;2 TERMINAL FEED THROUGH TYPE; 750 V;47 AMP;RAIL MTG(G32 RAIL SECT); 0.5-6 SQ MM CONDUCTOR SIZE;8 MM THK,51.5 MM H,40 MM W;BROWN;PACK OF 100;FOR TEST | KLIPPON |  | KLI1932.2 | CURRENT
000013961 | TERMINAL BLOCK | MELAMINE;2 TERMINAL FEED THROUGH TYPE; 750 V;47 AMP;RAIL MTG(G32 RAIL SECT); 0.5-6 SQ MM CONDUCTOR SIZE;8 MM THK,51.5 MM H,40 MM W;BROWN;PACK OF 100;FOR TEST | CNWPL | CNW PL - SLACKS CREEK | SAK-6N | CURRENT
000013962 | END PLATE,TERMINAL BLOCK | TO SUIT KLIPPON TERMINAL BLOCK TYPE SAK6N;REFER STOCK CODE 13961 FOR TERMINAL BLOCK;PACK OF 20; | HAYMANS | HAYMANS ELECTRICAL | KLI1179.2 | CURRENT
000013962 | END PLATE,TERMINAL BLOCK | TO SUIT KLIPPON TERMINAL BLOCK TYPE SAK6N;REFER STOCK CODE 13961 FOR TERMINAL BLOCK;PACK OF 20; | KLIPPON |  | KLI1179.2 | CURRENT
000013962 | END PLATE,TERMINAL BLOCK | TO SUIT KLIPPON TERMINAL BLOCK TYPE SAK6N;REFER STOCK CODE 13961 FOR TERMINAL BLOCK;PACK OF 20; | CNWPL | CNW PL - SLACKS CREEK | WEI0117920000 | CURRENT
000013963 | BOLT,TEST PLUG,TERMINAL BLOCK. | TO SUIT KLIPPON SAK6N TERMINAL BLOCK;FOR 4 MM DIA TEST PLUG;PACK SIZE 50; | HAYMANS | HAYMANS ELECTRICAL | KLI1699.0 | CURRENT
000013963 | BOLT,TEST PLUG,TERMINAL BLOCK. | TO SUIT KLIPPON SAK6N TERMINAL BLOCK;FOR 4 MM DIA TEST PLUG;PACK SIZE 50; | CNWPL | CNW PL - SLACKS CREEK | WEI0169900000 | CURRENT
000013963 | BOLT,TEST PLUG,TERMINAL BLOCK. | TO SUIT KLIPPON SAK6N TERMINAL BLOCK;FOR 4 MM DIA TEST PLUG;PACK SIZE 50; | KLIPPON |  | KLI016990 | CURRENT
000013966 | WRENCH,SPANNER | 6 KEYWAY,RD DRIVE;SINGLE ENDED;NYLON;FOR USE ON "CLIPSAL" & "EUGAQUIP" INSULATED VOLTAGE KNOBS;ONE PIECE,W/LARGER DIA HANDLE;FOR USE ON TEST BLOCK; | EUGAQUIP |  | TB-NDRI | CURRENT
000013966 | WRENCH,SPANNER | 6 KEYWAY,RD DRIVE;SINGLE ENDED;NYLON;FOR USE ON "CLIPSAL" & "EUGAQUIP" INSULATED VOLTAGE KNOBS;ONE PIECE,W/LARGER DIA HANDLE;FOR USE ON TEST BLOCK; | EUGAQUIP |  |  | CURRENT
000013967 | FIXTURE,LIGHTING | WATCHMAN;SECURITY LIGHT;E40/45 LAMPHOLDER;ALUM BODY C/W LAMP GUARD; FOR SPARE LAMP GUARD REFER STOCK CODE 13968,FOR ASSOC CONTROL BOX REFER STOCK | EYE |  | 250960 | CURRENT
000013968 | GUARD,LAMP | ALUMINIUM;BLACK;HINGED FRONT,FOR WATCHMAN SECURITY LIGHT (SPARE ONLY TO SUIT STOCK CODE 13967); | EYE |  |  | CURRENT
000013969 | TERMINAL,LUG | STALK,COPPER CRIMP TYPE;FOR 185 SQ MM COPPER CONDUCTOR;15 MM DIA STALK;CARTON OF 25;U/W 11KV HEAT SHRINK POLE TERMINATION;PACK OF 1,PACK WEIGHT .3 KG; | LEGEND | LEGEND POWER SYSTEMS | CS185/15.25SE | CURRENT
000013969 | TERMINAL,LUG | STALK,COPPER CRIMP TYPE;FOR 185 SQ MM COPPER CONDUCTOR;15 MM DIA STALK;CARTON OF 25;U/W 11KV HEAT SHRINK POLE TERMINATION;PACK OF 1,PACK WEIGHT .3 KG; | UTILUX |  | H2321X02 | CURRENT
000013969 | TERMINAL,LUG | STALK,COPPER CRIMP TYPE;FOR 185 SQ MM COPPER CONDUCTOR;15 MM DIA STALK;CARTON OF 25;U/W 11KV HEAT SHRINK POLE TERMINATION;PACK OF 1,PACK WEIGHT .3 KG; | CABLACES | CABLACES | CS 185/15.25SE | CURRENT
000013970 | TERMINAL,LUG | STALK,COPPER CRIMP TYPE;FOR 240 SQ MM COPPER CONDUCTOR;15 MM DIA STALK; U/W 11 KV HEAT SHRINK POLE TERMINATION; PACK OF 1,PACK WEIGHT 0.4 KG; | LEGEND | LEGEND POWER SYSTEMS | CS240/15.25SE | CURRENT
000013970 | TERMINAL,LUG | STALK,COPPER CRIMP TYPE;FOR 240 SQ MM COPPER CONDUCTOR;15 MM DIA STALK; U/W 11 KV HEAT SHRINK POLE TERMINATION; PACK OF 1,PACK WEIGHT 0.4 KG; | UTILUX |  | H2324X07/1 | CURRENT
000013971 | TERMINAL,LUG | STALK,COPPER CRIMP TYPE;FOR 300 SQ MM COPPER CONDUCTOR;15 MM DIA STALK; U/W 11 KV HEAT SHRINK POLE TERMINATION; PACK OF 1,PACK WEIGHT 0.5 KG; | LEGEND | LEGEND POWER SYSTEMS | CS300/15.25SE | CURRENT
000013971 | TERMINAL,LUG | STALK,COPPER CRIMP TYPE;FOR 300 SQ MM COPPER CONDUCTOR;15 MM DIA STALK; U/W 11 KV HEAT SHRINK POLE TERMINATION; PACK OF 1,PACK WEIGHT 0.5 KG; | UTILUX |  | H2324X06/1 | CURRENT
000013978 | COUPLING,NONMETALLIC RIGID CONDUIT | UPVC;ORANGE;80 MM NOM DIA;LIGHT DUTY; SOCKETLESS PARALLEL SLIP ACTION;AS2053; PACK OF 45,PACK WEIGHT 0.35 KG; | TRI UGRD | TRI UNDERGROUND AUSTRALIA PTY LTD | LDE80SLIPCOUP | CURRENT
000013978 | COUPLING,NONMETALLIC RIGID CONDUIT | UPVC;ORANGE;80 MM NOM DIA;LIGHT DUTY; SOCKETLESS PARALLEL SLIP ACTION;AS2053; PACK OF 45,PACK WEIGHT 0.35 KG; | HAYMANS | HAYMANS ELECTRICAL | CONXSC80LD | CURRENT
000013978 | COUPLING,NONMETALLIC RIGID CONDUIT | UPVC;ORANGE;80 MM NOM DIA;LIGHT DUTY; SOCKETLESS PARALLEL SLIP ACTION;AS2053; PACK OF 45,PACK WEIGHT 0.35 KG; | VINIDEX |  | 32155 | CURRENT
000013979 | COUPLING,NONMETALLIC RIGID CONDUIT | UPVC;ORANGE;100 MM NOM DIA;LIGHT DUTY; SOCKETLESS PARALLEL SLIP ACTION;AS2053; PACK OF 30,PACK WEIGHT 0.57 KG; | TRI UGRD | TRI UNDERGROUND AUSTRALIA PTY LTD | LDE100SLIPCOUP | CURRENT
000013979 | COUPLING,NONMETALLIC RIGID CONDUIT | UPVC;ORANGE;100 MM NOM DIA;LIGHT DUTY; SOCKETLESS PARALLEL SLIP ACTION;AS2053; PACK OF 30,PACK WEIGHT 0.57 KG; | HAYMANS | HAYMANS ELECTRICAL | CONXSC100LD | CURRENT
000013979 | COUPLING,NONMETALLIC RIGID CONDUIT | UPVC;ORANGE;100 MM NOM DIA;LIGHT DUTY; SOCKETLESS PARALLEL SLIP ACTION;AS2053; PACK OF 30,PACK WEIGHT 0.57 KG; | THORPLAS |  | COUPLING 100 MM | CURRENT
000013979 | COUPLING,NONMETALLIC RIGID CONDUIT | UPVC;ORANGE;100 MM NOM DIA;LIGHT DUTY; SOCKETLESS PARALLEL SLIP ACTION;AS2053; PACK OF 30,PACK WEIGHT 0.57 KG; | VINIDEX |  | 32163 | CURRENT
000013990 | SEMICONDUCTOR DEVICE ASSEMBLY. | TRIAC ACTIVE SHUNT;600 V;40 AMP;ACTIVE SHUNT FOR OVERLOAD PROTECTION OF AMMETER MDI**THE MINIMUM PRODUCTION RUN FOR THIS ITEM IS 50 UNITS**; | ENERGEX | ENERGEX | ACTIVE SHUNT. | PHASING
000014004 | FUSE ELEMENT,ELEC | 16 AMP;12 KV;DROPOUT ELEMENT TYPE, CLASS"T" TYPE (SLOW ACTING);660 MM LG, W/REMOVABLE BUTTON HD;PACKET OF 25,PACK WEIGHT 1.0 KG;FOR U/W EXPULSION FUSE | NGK | NGK STANGER PTY LTD | ZXT705-16BT37 | CURRENT
000014008 | ALARM MODULE | SINGLE POINT;5 FUNCTIONS OPTIONALLY TIME DELAYED,1 ALARM TEST BUTTON,LAMP TEST INPUT;110 V/32 V/24 V DC;2 OUTPUT CONTACTS;FLUSH MTG;IEC 255;SEQEB MK3; | ELEDSIGN |  | 1 POINT S/S ALARM MODULE | PURCHASE AS REQUIRED
000014009 | ALARM MODULE | 4 POINT;5 FUNCTIONS OPTIONALLY TIME DELAYED,1 ALARM TEST BUTTON/POINT,LAMP TEST INPUT;110 V/32 V/24 V DC;2 OUTPUT CONT/POINT;FLUSH MTG;W/MATING CONNECTOR | ELEDSIGN |  | 4 POINT S/S ALARM MODULE | PHASING
000014010 | PAINT,FINISHING | MARKING PAINT;ALL FLUORESCENT;ORANGE;FOR SPRAYING;TRIG-A-CAP SPRAYCAN;CARTON OF 12,PACK WEIGHT 4.8 KG FOR USE ON MARKING OF UNDERGROUND PITS & TRENCHES; | ATOMSUPP | ATOM SUPPLY | 90880031 | CURRENT
000014010 | PAINT,FINISHING | MARKING PAINT;ALL FLUORESCENT;ORANGE;FOR SPRAYING;TRIG-A-CAP SPRAYCAN;CARTON OF 12,PACK WEIGHT 4.8 KG FOR USE ON MARKING OF UNDERGROUND PITS & TRENCHES; | SIGNET | SIGNET PTY LTD | 11813 | CURRENT
000014019 | TRANSFORMER,VOLTAGE | AUXILIARY SUPPLY;O/D,POLE MTG;6.35 KV/ 240 V,500 VA;500 VA;SINGLE PHASE;50 HZ; MINERAL OIL INSUL,95 KV R.I.L.; | MIDCETRL |  | 6.35 KV/240 V,500 VA T/F | PURCHASE AS REQUIRED
000014022 | DIE,CRIMPING TOOL | STEEL;HEX;7.7 MM AF;FOR COPPER BASED LUGS ONTO 19/1.35 MM COPPER CONDUCTOR; U/W UTILUX COMPRESSION TOOL NO.38A OR EQUIV;PACK OF 1,PACK WEIGHT0.27 KG; | LEGEND | LEGEND POWER SYSTEMS | HT130-C-25 | CURRENT
000014022 | DIE,CRIMPING TOOL | STEEL;HEX;7.7 MM AF;FOR COPPER BASED LUGS ONTO 19/1.35 MM COPPER CONDUCTOR; U/W UTILUX COMPRESSION TOOL NO.38A OR EQUIV;PACK OF 1,PACK WEIGHT0.27 KG; | TECONN | TE CONNECTIVITY LTD | 38-77CU/1 | CURRENT
000014022 | DIE,CRIMPING TOOL | STEEL;HEX;7.7 MM AF;FOR COPPER BASED LUGS ONTO 19/1.35 MM COPPER CONDUCTOR; U/W UTILUX COMPRESSION TOOL NO.38A OR EQUIV;PACK OF 1,PACK WEIGHT0.27 KG; | CABLACES | CABLACES | HT130-C-25 | CURRENT
000014023 | TERMINAL,LUG | DRILLED PALM,CRIMP TYPE;FOR 25 SQ MM,19/ 1.35 MM COPPER CONDUCTOR;FOR M10 BOLT SIZE;TINNED COPPER SLEEVE;PACK OF 50, PACK WEIGHT 0.5 KG;REFER SC14022 FOR DIE | TYCO | TYCO | CG25M10/50 (H1416/50 | CURRENT
000014023 | TERMINAL,LUG | DRILLED PALM,CRIMP TYPE;FOR 25 SQ MM,19/ 1.35 MM COPPER CONDUCTOR;FOR M10 BOLT SIZE;TINNED COPPER SLEEVE;PACK OF 50, PACK WEIGHT 0.5 KG;REFER SC14022 FOR DIE | PLP AUST | PREFORMED LINE PRODUCTS (AUST) | EPTCU-25-7.7AF-M10 | CURRENT
000014023 | TERMINAL,LUG | DRILLED PALM,CRIMP TYPE;FOR 25 SQ MM,19/ 1.35 MM COPPER CONDUCTOR;FOR M10 BOLT SIZE;TINNED COPPER SLEEVE;PACK OF 50, PACK WEIGHT 0.5 KG;REFER SC14022 FOR DIE | TECONN | TE CONNECTIVITY LTD | CG25M10/50 | CURRENT
000014027 | TAPE,PRESSURE SENSITIVE ADHESIVE | DOUBLE SIDED;WHITE;18 MM W,33 M LG;PVC; CARTON OF 64 ROLLS,PACK WEIGHT 15 KG; | ATOMSUPP | ATOM SUPPLY | 33760000 | CURRENT
000014027 | TAPE,PRESSURE SENSITIVE ADHESIVE | DOUBLE SIDED;WHITE;18 MM W,33 M LG;PVC; CARTON OF 64 ROLLS,PACK WEIGHT 15 KG; | CORPEXPR | CORPORATE EXPRESS PO BOX 346 RICHLANDS | 87016000 | CURRENT
000014044 | CLAMP,ELEC PWR CABLE,SUPPORT | NEUTRAL CABLE CLEAT FOR SS2500/4F & SS2500 LV SWITCHBOARDS;HARDWOOD; 185 SQ MM SINGLE CORE CABLES;2 PARTS; ITEM 17 ASSY DRG 4131-A1 SHTS A5 & A6; | ENERGEX | ENERGEX | 185 SQ MM | PHASING
000014045 | CLAMP,ELEC PWR CABLE,SUPPORT | PHASE CABLE CLEAT FOR SS2500/4F & SS2500 LV SWITCHBOARDS;HARDWOOD; 185 SQ MM SINGLE CORE CABLES;4 PARTS; ITEM 16 ASSY DRG 4131-A1 SHTS A5 & A6; | ENERGEX | ENERGEX | SS2500/185 SQ MM | PHASING
000014076 | BUSBAR | LV DISTRIBUTION BOARD;S TYPE;COPPER; 108 MM LG,57 MM W,55 MM THK;BUNDLE OF 3; PHASE BUSBAR SPACER;ITEM 8 ASSEMBLY DRG 4131-A1 SHTS A5 & A6; | ENERGEX | ENERGEX | BUSBAR | PHASING
000014076 | BUSBAR | LV DISTRIBUTION BOARD;S TYPE;COPPER; 108 MM LG,57 MM W,55 MM THK;BUNDLE OF 3; PHASE BUSBAR SPACER;ITEM 8 ASSEMBLY DRG 4131-A1 SHTS A5 & A6; | I.E.S. |  |  | PHASING
000014077 | BUSBAR | LV DISTRIBUTION BOARD;S TYPE;COPPER; 108 MM LG,50 MM W,20 MM THK;BUNDLE OF 3; PHASE BUSBAR SPACER;ITEM 9 ASSEMBLY DRG 4131-A1 SH A5; | I.E.S. |  |  | PHASING
000014077 | BUSBAR | LV DISTRIBUTION BOARD;S TYPE;COPPER; 108 MM LG,50 MM W,20 MM THK;BUNDLE OF 3; PHASE BUSBAR SPACER;ITEM 9 ASSEMBLY DRG 4131-A1 SH A5; | ENERGEX | ENERGEX |  | PHASING
000014078 | BUSBAR | LV DISTRIBUTION BOARD;S TYPE;COPPER; 409 MM LG,50 MM W,20 MM THK;BUNDLE OF 3; PHASE BUSBAR;ITEM 7 ASSEMBLY DRG 4131-A1 SHTS A5 & A6; | ENERGEX | ENERGEX | BUSBAR S TYPE | PHASING
000014078 | BUSBAR | LV DISTRIBUTION BOARD;S TYPE;COPPER; 409 MM LG,50 MM W,20 MM THK;BUNDLE OF 3; PHASE BUSBAR;ITEM 7 ASSEMBLY DRG 4131-A1 SHTS A5 & A6; | I.E.S. |  |  | PHASING
000014089 | SWITCH FUSE GEAR | 11 KV;3 PHASE;1 SW;630 AMP BRG CAP;46.9 KA MKG CAP;21.9 KA,3 SEC,SW SH TIME W/STAND CURR;OIL INSUL;O/D EXT,SWITCH EXTENSION;LONG & CRAWFORD TYPE J4N; | LG&CRAW |  | J4N | PHASING
000014090 | CLAMP,CABLE | IPC, Bare Al Main 50-150mm2, Insulated Tap 35-95mm2, LV-ABC | TECONN | TE CONNECTIVITY LTD | P3B120I-BC | CURRENT
000014090 | CLAMP,CABLE | IPC, Bare Al Main 50-150mm2, Insulated Tap 35-95mm2, LV-ABC | SICAME | SICAME AUSTRALIA PTY LTD | NTD351AXFAE | CURRENT
000014094 | POST,FENCE,METAL | STEEL;GALV;42 MM NOM OD,3.2 MM THK, 2.16 M LG;C/W DOWNIE CAP & CEMENT LOCKING INDENTATION;AS1450;BUNDLE OF 10,WEIGHT 70 KG;USED AS SUPPORT POST FOR | SEWELFRG | GREG SEWELL FORGINGS PTY LTD | 6387 | CURRENT
000014095 | BOLT,MACHINE | M6 x 65mm, Hex, S/Steel Gde 316 c/w Hex Nut S/Steel Gde 304, Aust Std (P50) | HOBSON | HOBSON ENGINEERING CO PTY LTD 393904 | XEKBH16XCM060065 | CURRENT
000014095 | BOLT,MACHINE | M6 x 65mm, Hex, S/Steel Gde 316 c/w Hex Nut S/Steel Gde 304, Aust Std (P50) | STATEWD | STATEWIDE FSTNERS & ENG SPLS PL | HBNS4M665 | CURRENT
000014102 | CLAMP,ELECTRICAL | SINGLE BOLT,SINGLE CABLE TO FLAT;FOR 12.5 MM TO 15.25 MM DIA COPPER CONDUCTOR ;HIGH COPPER ALLOY BODY;W/STAINLESS STEEL M12 BOLT,NUT & SPRING WASHER;FOR | PENTA | PENTA AUST (TMAC THEW & MCCANN/HYLEC) | PA22875 | CURRENT
000014102 | CLAMP,ELECTRICAL | SINGLE BOLT,SINGLE CABLE TO FLAT;FOR 12.5 MM TO 15.25 MM DIA COPPER CONDUCTOR ;HIGH COPPER ALLOY BODY;W/STAINLESS STEEL M12 BOLT,NUT & SPRING WASHER;FOR | HYLEC | HYLEC PTY LTD | PA22875 | CURRENT
000014102 | CLAMP,ELECTRICAL | SINGLE BOLT,SINGLE CABLE TO FLAT;FOR 12.5 MM TO 15.25 MM DIA COPPER CONDUCTOR ;HIGH COPPER ALLOY BODY;W/STAINLESS STEEL M12 BOLT,NUT & SPRING WASHER;FOR | HYLEC | HYLEC PTY LTD | ECG58 | CURRENT
000014107 | BOLT ASSEMBLY,FOUNDATION | STEEL;GALV,HOT DIP;M24;ISO M;1200 MM LG; 4 THD;350 PCD;W/2 NUTS & 2 WASHERS PER THD SECT OF LEGS;MAY ONLY BE USED ON POLES UP TO 12 M H & IN CONJUNCTION WITH | LIVINGST | LIVINGSTONE ENGINEERING | 14107 | PURCHASE AS REQUIRED
000014107 | BOLT ASSEMBLY,FOUNDATION | STEEL;GALV,HOT DIP;M24;ISO M;1200 MM LG; 4 THD;350 PCD;W/2 NUTS & 2 WASHERS PER THD SECT OF LEGS;MAY ONLY BE USED ON POLES UP TO 12 M H & IN CONJUNCTION WITH | STEELWAY |  | BOLT ASSEMBLY,FOUNDATION | PURCHASE AS REQUIRED
000014107 | BOLT ASSEMBLY,FOUNDATION | STEEL;GALV,HOT DIP;M24;ISO M;1200 MM LG; 4 THD;350 PCD;W/2 NUTS & 2 WASHERS PER THD SECT OF LEGS;MAY ONLY BE USED ON POLES UP TO 12 M H & IN CONJUNCTION WITH | POLO |  | BOLT ASSEMBLY,FOUNDATION | PURCHASE AS REQUIRED
000014108 | BOLT ASSEMBLY,FOUNDATION | STEEL;GALV,HOT DIP;N28;(M24);ISO M; 2325 MM LG;4 THD LEGS;350 PCD;W/2 NUTS & 2 WASHERS PER THD SECT OF LEGS;FOR MAJOR ROAD;FOR STREET LIGHTING POLES; | GM POLES | GM POLES PTY LTD | 4M24-350X2325CAGE-K | CURRENT
000014108 | BOLT ASSEMBLY,FOUNDATION | STEEL;GALV,HOT DIP;N28;(M24);ISO M; 2325 MM LG;4 THD LEGS;350 PCD;W/2 NUTS & 2 WASHERS PER THD SECT OF LEGS;FOR MAJOR ROAD;FOR STREET LIGHTING POLES; | LIVINGST | LIVINGSTONE ENGINEERING | L14108 | CURRENT
000014127 | RESISTOR,ADJUSTABLE | WIRE WOUND;200 OHMS;200 W;C/W PUSH IN MTG BRACKETS;FOR USE AS STABILISING RESISTOR W/CAG14 BUSBAR PROTECTION SCHEME,REFER STOCK CODE 07432 FOR RELAY; | CYNEBAR | CYNEBAR TRUSTEE FOR NYDAL TRADING TRUST | 8HEAV4 | CURRENT
000014127 | RESISTOR,ADJUSTABLE | WIRE WOUND;200 OHMS;200 W;C/W PUSH IN MTG BRACKETS;FOR USE AS STABILISING RESISTOR W/CAG14 BUSBAR PROTECTION SCHEME,REFER STOCK CODE 07432 FOR RELAY; | SCHNEDER | SCHNEIDER PTY LTD | FL9933-004 | CURRENT
000014127 | RESISTOR,ADJUSTABLE | WIRE WOUND;200 OHMS;200 W;C/W PUSH IN MTG BRACKETS;FOR USE AS STABILISING RESISTOR W/CAG14 BUSBAR PROTECTION SCHEME,REFER STOCK CODE 07432 FOR RELAY; | GECIND |  | 4FL9933-004 | CURRENT
000014128 | FUSE LINK,ENCLOSED ELEMENT | 100 AMP;500 V;BLADE TYPE CONTACTS, SIZE 00;AS2005 PART 1;PACK OF 3,PACK WEIGHT 0.360 KG; | FUSECO | FUSECO PTY LTD | NH000F-100 | CURRENT
000014128 | FUSE LINK,ENCLOSED ELEMENT | 100 AMP;500 V;BLADE TYPE CONTACTS, SIZE 00;AS2005 PART 1;PACK OF 3,PACK WEIGHT 0.360 KG; | FLOWLINE | FLOWLINE INDUSTRIES PTY LTD | EM370690 | CURRENT
000014128 | FUSE LINK,ENCLOSED ELEMENT | 100 AMP;500 V;BLADE TYPE CONTACTS, SIZE 00;AS2005 PART 1;PACK OF 3,PACK WEIGHT 0.360 KG; | FUSECO | FUSECO PTY LTD | NH00F-100 | CURRENT
000014132 | DISCONNECTOR,HIGH VOLTAGE | 36 KV;800 A;25 KA FOR 3 SEC STC;3 PHASE; SINGLE BREAK INSULATOR OPERATED;PIPE OR STEEL STRUCTURE MTG;SUPPLIED C/W 9 INSULATORS;NO AUX CONTACTS;TERMINAL | ABB | ABB FAN PTY LTD | R36-800 A (ONLY) | PHASING
000014133 | DISCONNECTOR,HIGH VOLTAGE | 36 KV;1600 A;25 KA FOR 3 SEC STC;3 PHASE ;SINGLE BREAK INSULATOR OPERATED;PIPE OR STEEL STRUCTURE MTG;SUPPLIED C/W 9 INSULATORS;NO AUX CONTACTS;TERMINAL | ABB | ABB FAN PTY LTD | R36-1600 A (ONLY) | PHASING
000014135 | DISCONNECTOR,HIGH VOLTAGE | 12kV, 800A, 16kA/3Sec, 3Ph, Manual Operation, Outdoor Single Vertical Break Type VR24 c/w Polymer Insulators | PLP AUST | PREFORMED LINE PRODUCTS (AUST) | A-A6491 | PURCHASE AS REQUIRED
000014138 | DISCONNECTOR,HIGH VOLTAGE | 12kV, 400/800A, 16kA/3Sec, 1Ph, Link Stick Operation, Single Break c/w Insulator & Crossarm Mounting Bracket | PLP AUST | PREFORMED LINE PRODUCTS (AUST) | A-A4815-07 | CURRENT
000014228 | FUSE ELEMENT,ELEC | 8 AMP;12 KV;DROPOUT ELEMENT TYPE,CLASS "T" TYPE (SLOW ACTING);660 MM LG, W/REMOVABLE BUTTON HD;AS1033;BOX OF 25, PACK WEIGHT 1.0 KG;FOR U/W EXPULSION | NGK | NGK STANGER PTY LTD | ZXT705-08BT37 | CURRENT
000014229 | FUSE ELEMENT,ELEC | 10 AMP;12 KV;DROPOUT ELEMENT TYPE,CLASS "T" TYPE (SLOW ACTING);660 MM LG, W/REMOVABLE BUTTON HD;AS1033;BOX OF 25, PACK WEIGHT1.0 KG;FOR U/W EXPULSION | NGK | NGK STANGER PTY LTD | ZXT705-10BT37 | CURRENT
000014230 | FUSE ELEMENT,ELEC | 20 AMP;12 KV;DROPOUT ELEMENT TYPE,CLASS "T" TYPE (SLOW ACTING);660 MM LG, W/REMOVABLE BUTTON HD;AS1033;BOX OF 25, PACK WEIGHT 1.0 KG;FOR U/W EXPULSION | NGK | NGK STANGER PTY LTD | ZXT705-20BT37 | CURRENT
000014231 | FUSE ELEMENT,ELEC | 16 AMP;12 KV;DROPOUT ELEMENT TYPE,CLASS "K" TYPE (FAST ACTING);660 MM LG, W/REMOVABLE BUTTON HD;AS1033;BOX OF 25, PACK WEIGHT 1.0 KG;FOR U/W EXPULSION | NGK | NGK STANGER PTY LTD | ZXC705-16BK37 | CURRENT
000014244 | RACEWAY,NONMETALLIC | OPEN SLOTTED WALLS;PVC,RIGID;LT GREY;100 MM W,100 MM H;C/W LID,W/ELONGATED HOLES FOR FIXING;AS2053,AS3100; | REXEL | REXEL PTY LTD | WATDOS100100 | CURRENT
000014244 | RACEWAY,NONMETALLIC | OPEN SLOTTED WALLS;PVC,RIGID;LT GREY;100 MM W,100 MM H;C/W LID,W/ELONGATED HOLES FOR FIXING;AS2053,AS3100; | AUSTPLPR |  | APPOS100100GR | CURRENT
000014245 | BOLT,MACHINE | D-Head, S/Steel, 3/8" BSW, 30mm Lg c/w Washer & Retaining Grommet, for Elect Supply Pillar Covers | SUMMIT | SUMMIT GROUP | 6SWS2WNM10030 | CURRENT
000014245 | BOLT,MACHINE | D-Head, S/Steel, 3/8" BSW, 30mm Lg c/w Washer & Retaining Grommet, for Elect Supply Pillar Covers | STATEWD | STATEWIDE FSTNERS & ENG SPLS PL | BDHS4W3830 | CURRENT
000014248 | SURGE ARRESTER | METAL OXIDE TYPE;400 V W/STAND RMS FOR 2 SEC;3 TO 16 MA @ 32 V DC;RESIDUAL V, LESS THAN 2 KV @ 10 KA,8/20 USEC;DIRECT MTG;EPOXY BITUMEN COATED;SHEATH VOLTAGE | PWRDVLP |  | SVL4 | STRATEGIC SPARE
000014248 | SURGE ARRESTER | METAL OXIDE TYPE;400 V W/STAND RMS FOR 2 SEC;3 TO 16 MA @ 32 V DC;RESIDUAL V, LESS THAN 2 KV @ 10 KA,8/20 USEC;DIRECT MTG;EPOXY BITUMEN COATED;SHEATH VOLTAGE | PWRDVLP |  | CCPU4 | STRATEGIC SPARE
000014249 | JOINT OUTER BOX,ELECTRICAL POWER CABLE. | LV STRAIGHT;585 MM INT LG,145 MM INT DIA ,686 MM LG;POLYSTYRENE;120 & 240 SQ MM URD CABLE;PROTECTION BOX ONLY,FOR URD REPAIR;FOR ASSOCIATED COMPOUND RESIN | ALSTOM | ALSTOM GRID AUSTRALIA LIMITED | 3670-040 | CURRENT
000014250 | INSULATING COMPOUND KIT,ELECTRICAL | POLYURETHANE RESIN & HARDENER;4.2 L, WEIGHT <5 KG;FOR URD REPAIR JOINT; | ALSTOM | ALSTOM GRID AUSTRALIA LIMITED | ALS53536-4.2 | PHASING
000014250 | INSULATING COMPOUND KIT,ELECTRICAL | POLYURETHANE RESIN & HARDENER;4.2 L, WEIGHT <5 KG;FOR URD REPAIR JOINT; | REXEL | REXEL PTY LTD | HEN53536-40 | PHASING
000014250 | INSULATING COMPOUND KIT,ELECTRICAL | POLYURETHANE RESIN & HARDENER;4.2 L, WEIGHT <5 KG;FOR URD REPAIR JOINT; | CNWPL | CNW PL - SLACKS CREEK | 53536-40 | PHASING
000014253 | CLAMP,PARALLEL,ELECTRICAL CONNECTOR. | INSULATION PIERCING;MAIN 7-95 SQ MM BARE COPPER;TAP 35-95 SQ MM LV-ABC;C/W 2 BOLTS;BOX OF 10,PACK WEIGHT 2.75 KG; | SICAME | SICAME AUSTRALIA PTY LTD | NTD301XFAE | CURRENT
000014256 | FUSE,CARTRIDGE | FERRULE;195 MM LG,25.4 MM DIA CAP; 3.15 AMP;11 KV AC;FOR VOLTAGE TRANSFORMERS & METERING UNITS; | BRUSH | BRUSH SWITCHGEAR AUSTRALIA | LEL TYPE OBCNA 3.15 A | PURCHASE AS REQUIRED
000014258 | TERMINAL,LUG | DRILLED PALM,TINNED COPPER,CRIMP TYPE; FOR 300 SQ MM,61/2.52 MM COPPER COND; 9/16 IN PALM HOLE; PACK OF 5,PACK WEIGHT 1.25 KG; | LEGEND | LEGEND POWER SYSTEMS | CAL300-14 | CURRENT
000014258 | TERMINAL,LUG | DRILLED PALM,TINNED COPPER,CRIMP TYPE; FOR 300 SQ MM,61/2.52 MM COPPER COND; 9/16 IN PALM HOLE; PACK OF 5,PACK WEIGHT 1.25 KG; | PLP AUST | PREFORMED LINE PRODUCTS (AUST) | EPTCU-300-26.0AF-9/16 | CURRENT
000014263 | YOKE,ELECTRICAL CLAMP | MECHANICAL FERRULE TYPE;ALUMINIUM;120 MM LG;SOLID TO STRANDED CORE;FOR 240 SQ MM AL STRANDED OR SOLID SECT OR NEUTRAL SCREENED CABLE;ASSOC.ITEMS-SCREWS STOCK | SICAME | SICAME AUSTRALIA PTY LTD | MF3/3 BODY | CURRENT
000014264 | PLATE,PRESSURE,ELECTRICAL CLAMP | FOR U/W MECHANICAL FERRULE YOKE; ALUMINIUM;FOR U/W STRANDED CORE;HEPWORTH MF3/2;FOR 120 SQ MM AL STRANDED NEUTRAL SCREENED CABLE;ASSOC.ITEMS-YOKE STOCK | HEPWORTH |  | MF3/2 PRESSURE PAD | CURRENT
000014265 | PLATE,PRESSURE,ELECTRICAL CLAMP | FOR U/W MECHANICAL FERRULE YOKE; ALUMINIUM;FOR U/W STRANDED CORE;HEPWORTH MF3/3;FOR 240 SQ MM AL STRANDED NEUTRAL SCREENED CABLE;ASSOC.ITEMS-YOKE STOCK | SICAME | SICAME AUSTRALIA PTY LTD | MF3/3 PAD | CURRENT
000014268 | SCREW,SHEAR | ELECTRICAL CLAMP;FOR U/W MECHANICAL FERRULE YOKE;ALUMINIUM;HEX HD;M16,17/AF, 32 MM LG MF3/3 SHORT NO.8;FOR 240 SQ MM AL STRANDED;ASSOC.ITEMS - YOKE STOCK | SICAME | SICAME AUSTRALIA PTY LTD | NO.8 SCREW | CURRENT
000014269 | SCREW,SHEAR | ELECTRICAL CLAMP;FOR U/W MECHANICAL FERRULE YOKE;ALUMINIUM;HEX HD;HEPWORTH MF3/3 LONG NO.16;FOR 240 SQ MM AL SOLID SECTOR NEUTRAL SCREENED CABLE;ASSOC.ITEM | SICAME | SICAME AUSTRALIA PTY LTD | NO.16 SCREW | PURCHASE AS REQUIRED
000014273 | TERMINAL,LUG | DRILLED PALM,TINNED COPPER,CRIMP TYPE; FOR 50 SQ MM,19/1.78 MM COPPER CONDUCTOR ;FOR M16 BOLT SIZE;PACK OF 1,PACK WEIGHT 0.07 KG; | TYCO | TYCO | CG50M16/1 (H1421X09/1 | CURRENT
000014273 | TERMINAL,LUG | DRILLED PALM,TINNED COPPER,CRIMP TYPE; FOR 50 SQ MM,19/1.78 MM COPPER CONDUCTOR ;FOR M16 BOLT SIZE;PACK OF 1,PACK WEIGHT 0.07 KG; | UTILUX |  | H1421X09 | CURRENT
000014274 | TERMINAL,LUG | DRILLED PALM,TINNED COPPER,CRIMP TYPE; FOR 95 SQ MM,37/1.78 MM COPPER CONDUCTOR ;FOR M16 BOLTSIZE;BOX OF 25,PACK WEIGHT 1.14 KG; | TECONN | TE CONNECTIVITY LTD | CG95M16/25 | CURRENT
000014274 | TERMINAL,LUG | DRILLED PALM,TINNED COPPER,CRIMP TYPE; FOR 95 SQ MM,37/1.78 MM COPPER CONDUCTOR ;FOR M16 BOLTSIZE;BOX OF 25,PACK WEIGHT 1.14 KG; | LEGEND | LEGEND POWER SYSTEMS | CAL95-16 | CURRENT
000014274 | TERMINAL,LUG | DRILLED PALM,TINNED COPPER,CRIMP TYPE; FOR 95 SQ MM,37/1.78 MM COPPER CONDUCTOR ;FOR M16 BOLTSIZE;BOX OF 25,PACK WEIGHT 1.14 KG; | PLP AUST | PREFORMED LINE PRODUCTS (AUST) | EPTCU-95-14.2AF-M16 | CURRENT
000014276 | CROSSARM,WOOD | HARDWOOD;2700 MM LG;100 MM X 100 MM;ELEC POWER DISTRIBUTION;11RBS CONSTR;DRILLED; U/O ENERGEX CONSTRUCTION;BUNDLE OF 15; | DALEMYER | DALE MEYERS PTY LTD | HXD3100100FS270 | CURRENT
000014276 | CROSSARM,WOOD | HARDWOOD;2700 MM LG;100 MM X 100 MM;ELEC POWER DISTRIBUTION;11RBS CONSTR;DRILLED; U/O ENERGEX CONSTRUCTION;BUNDLE OF 15; | COFFSHAR | COFFS HARBOUR TRADING | 14276 | CURRENT
000014276 | CROSSARM,WOOD | HARDWOOD;2700 MM LG;100 MM X 100 MM;ELEC POWER DISTRIBUTION;11RBS CONSTR;DRILLED; U/O ENERGEX CONSTRUCTION;BUNDLE OF 15; | ENERGEX | ENERGEX |  | CURRENT
000014279 | CROSSARM,WOOD | HARDWOOD;2700 MM LG;150 MM X 100 MM;ELEC POWER DISTRIBUTION;11A CONSTR;DRILLEDU/O ENERGEX CONSTRUCTION;BUNDLE OF 12; | DALEMYER | DALE MEYERS PTY LTD | HXD3150100FS270 | CURRENT
000014279 | CROSSARM,WOOD | HARDWOOD;2700 MM LG;150 MM X 100 MM;ELEC POWER DISTRIBUTION;11A CONSTR;DRILLEDU/O ENERGEX CONSTRUCTION;BUNDLE OF 12; | COFFSHAR | COFFS HARBOUR TRADING | 14279 | CURRENT
000014279 | CROSSARM,WOOD | HARDWOOD;2700 MM LG;150 MM X 100 MM;ELEC POWER DISTRIBUTION;11A CONSTR;DRILLEDU/O ENERGEX CONSTRUCTION;BUNDLE OF 12; | ENERGEX | ENERGEX |  | CURRENT
000014281 | LAMPHOLDER | Panel Mtg, 22mm Dia Hole, T3-1/4 Mini Bayonet Base, Screw Terminal Connection, 30V DC, Square Bezel Red Lens, Plastic, Fully Assembled c/w 1 x APQW1B99-TK392, | CNWPL | CNW PL - SLACKS CREEK | IDEAPQW1B99DR | CURRENT
000014281 | LAMPHOLDER | Panel Mtg, 22mm Dia Hole, T3-1/4 Mini Bayonet Base, Screw Terminal Connection, 30V DC, Square Bezel Red Lens, Plastic, Fully Assembled c/w 1 x APQW1B99-TK392, | IZUMIDEN |  | IZUAPQ1B99FN+APQW16LN-R | CURRENT
000014282 | SWITCH,LAMPHOLDER ASSEMBLY | PANEL MTG,22 MM DIA;MOMENTARY ACTION PUSH TYPE;1 NO,1 NC;MINATURE BAYONET BASE 24 V LAMP;SQ BEZEL WITH RED LENS; U/W LED SC14287,11O V RESISTOR SC14283, | CNWPL | CNW PL - SLACKS CREEK | IDEALQW2B9911D-R-24V | CURRENT
000014283 | RESISTOR,FIXED | 5K 6 OHMS;+ OR - 10%;5 W; 5W WIRE WOUND CERAMIC BLOCK RESISTOR; 5K 6 OHMS WITH AXIAL LEADS | PRIME | PRIME ELECTRONICS | REPW55K6 | CURRENT
000014284 | SEMICONDUCTOR DEVICE,DIODE | ZENER TYPE;24 V DC;1 W; | RMS | RELAY MONITORING SYSTEMS PL | 1N4749A | CURRENT
000014284 | SEMICONDUCTOR DEVICE,DIODE | ZENER TYPE;24 V DC;1 W; | FAIRCHLD |  | NTE5081A | CURRENT
000014287 | LAMP,LED | RED LED CLUSTER;24 V DC;.018 AMP;T3-1/4 MINATURE BAYONET BASE;10 MM DIA, 20 MM LG;PACK OF 1; | HAYMANS | HAYMANS ELECTRICAL | IDCLSTD-2R | CURRENT
000014287 | LAMP,LED | RED LED CLUSTER;24 V DC;.018 AMP;T3-1/4 MINATURE BAYONET BASE;10 MM DIA, 20 MM LG;PACK OF 1; | IZUMIDEN |  | IDCLSTD-2R | CURRENT
000014294 | CAP,SAFETY,INDUSTRIAL. | White ABS Plastic,Moulded;Vented UNISAFE TA570;Unbranded;AS1801;For Harness Refer SC15663,For Visor Refer SC20153,For Ear Muffs = SC10802,For Shade Brim SC20667 | ATOMSUPP | ATOM SUPPLY | TA570 | CURRENT
000014294 | CAP,SAFETY,INDUSTRIAL. | White ABS Plastic,Moulded;Vented UNISAFE TA570;Unbranded;AS1801;For Harness Refer SC15663,For Visor Refer SC20153,For Ear Muffs = SC10802,For Shade Brim SC20667 | ATOMSUPP | ATOM SUPPLY | 90078024 | CURRENT
000014294 | CAP,SAFETY,INDUSTRIAL. | White ABS Plastic,Moulded;Vented UNISAFE TA570;Unbranded;AS1801;For Harness Refer SC15663,For Visor Refer SC20153,For Ear Muffs = SC10802,For Shade Brim SC20667 | BOC | BOC GASES | TA570E19/WH | CURRENT
000014294 | CAP,SAFETY,INDUSTRIAL. | White ABS Plastic,Moulded;Vented UNISAFE TA570;Unbranded;AS1801;For Harness Refer SC15663,For Visor Refer SC20153,For Ear Muffs = SC10802,For Shade Brim SC20667 | BLKWOOD | J BLACKWOOD & SON LTD | 03076633 | CURRENT
000014294 | CAP,SAFETY,INDUSTRIAL. | White ABS Plastic,Moulded;Vented UNISAFE TA570;Unbranded;AS1801;For Harness Refer SC15663,For Visor Refer SC20153,For Ear Muffs = SC10802,For Shade Brim SC20667 | ATOMSUPP | ATOM SUPPLY | 236511 | CURRENT
000014295 | CROSSARM,WOOD | HARDWOOD;2700 MM LG;100 MM X 100 MM; ELEC POWER DISTRIBUTION;LVA,LVP,LVU CONSTR;DRILLED;U/O ENERGEX CONSTRUCTION; BUNDLE OF 15; | DALEMYER | DALE MEYERS PTY LTD | HXD3100100FS270 | CURRENT
000014295 | CROSSARM,WOOD | HARDWOOD;2700 MM LG;100 MM X 100 MM; ELEC POWER DISTRIBUTION;LVA,LVP,LVU CONSTR;DRILLED;U/O ENERGEX CONSTRUCTION; BUNDLE OF 15; | COFFSHAR | COFFS HARBOUR TRADING | 14295 | CURRENT
000014295 | CROSSARM,WOOD | HARDWOOD;2700 MM LG;100 MM X 100 MM; ELEC POWER DISTRIBUTION;LVA,LVP,LVU CONSTR;DRILLED;U/O ENERGEX CONSTRUCTION; BUNDLE OF 15; | ENERGEX | ENERGEX |  | CURRENT
000014296 | CROSSARM,WOOD | HARDWOOD;2700 MM LG;100 MM X 100 MM;ELEC POWER DISTRIBUTION;LVCP,LVCA CONSTR; DRILLED;U/O ENERGEX CONSTRUCTION; BUNDLE OF 15; | DALEMYER | DALE MEYERS PTY LTD | HXD3100100FS270 | CURRENT
000014296 | CROSSARM,WOOD | HARDWOOD;2700 MM LG;100 MM X 100 MM;ELEC POWER DISTRIBUTION;LVCP,LVCA CONSTR; DRILLED;U/O ENERGEX CONSTRUCTION; BUNDLE OF 15; | COFFSHAR | COFFS HARBOUR TRADING | 14296 | CURRENT
000014296 | CROSSARM,WOOD | HARDWOOD;2700 MM LG;100 MM X 100 MM;ELEC POWER DISTRIBUTION;LVCP,LVCA CONSTR; DRILLED;U/O ENERGEX CONSTRUCTION; BUNDLE OF 15; | ENERGEX | ENERGEX |  | CURRENT
000014297 | CROSSARM,WOOD | HARDWOOD;2700 MM LG;150 MM X 100 MM;ELEC POWER DISTRIBUTION;LVT,LVS,LVT2,LVS2 CONSTR;DRILLED;U/O ENERGEX CONSTRUCTION; REPLACEMENT STOCK CODE 19799;BUNDLE | DALEMYER | DALE MEYERS PTY LTD | HXD3150100FS270 | CURRENT
000014297 | CROSSARM,WOOD | HARDWOOD;2700 MM LG;150 MM X 100 MM;ELEC POWER DISTRIBUTION;LVT,LVS,LVT2,LVS2 CONSTR;DRILLED;U/O ENERGEX CONSTRUCTION; REPLACEMENT STOCK CODE 19799;BUNDLE | COFFSHAR | COFFS HARBOUR TRADING | 14297 | CURRENT
000014297 | CROSSARM,WOOD | HARDWOOD;2700 MM LG;150 MM X 100 MM;ELEC POWER DISTRIBUTION;LVT,LVS,LVT2,LVS2 CONSTR;DRILLED;U/O ENERGEX CONSTRUCTION; REPLACEMENT STOCK CODE 19799;BUNDLE | ENERGEX | ENERGEX |  | CURRENT
000014298 | CROSSARM,WOOD | HARDWOOD;2700 MM LG;150 MM X 100 MM;ELEC POWER DISTRIBUTION;LVSUA CONSTR;DRILLED ;U/O ENERGEX CONSTRUCTION;BUNDLE OF 12; | DALEMYER | DALE MEYERS PTY LTD | HXD3150100FS270 | PURCHASE AS REQUIRED
000014298 | CROSSARM,WOOD | HARDWOOD;2700 MM LG;150 MM X 100 MM;ELEC POWER DISTRIBUTION;LVSUA CONSTR;DRILLED ;U/O ENERGEX CONSTRUCTION;BUNDLE OF 12; | COFFSHAR | COFFS HARBOUR TRADING | 14298 | PURCHASE AS REQUIRED
000014298 | CROSSARM,WOOD | HARDWOOD;2700 MM LG;150 MM X 100 MM;ELEC POWER DISTRIBUTION;LVSUA CONSTR;DRILLED ;U/O ENERGEX CONSTRUCTION;BUNDLE OF 12; | ENERGEX | ENERGEX |  | PURCHASE AS REQUIRED
000014299 | CROSSARM,WOOD | HARDWOOD;3000 MM LG;150 MM X 100 MM;ELEC POWER DISTRIBUTION;LVPTT,LVPTS,LVPTT2, LVPTS2 CONSTR;DRILLED;U/O ENERGEX CONSTRUCTION;BUNDLE OF 12; | DALEMYER | DALE MEYERS PTY LTD | HXD3150100FS300 | CURRENT
000014299 | CROSSARM,WOOD | HARDWOOD;3000 MM LG;150 MM X 100 MM;ELEC POWER DISTRIBUTION;LVPTT,LVPTS,LVPTT2, LVPTS2 CONSTR;DRILLED;U/O ENERGEX CONSTRUCTION;BUNDLE OF 12; | COFFSHAR | COFFS HARBOUR TRADING | 14299 | CURRENT
000014317 | CROSSARM,WOOD | HARDWOOD;2700 MM LG;150 MM X 100 MM;ELEC POWER DISTRIBUTION;11W,33W CONSTR; DRILLED;U/O ENERGEX CONSTRUCTION;BUNDLE OF 12; | DALEMYER | DALE MEYERS PTY LTD | HXD3150100FS270 | CURRENT
000014317 | CROSSARM,WOOD | HARDWOOD;2700 MM LG;150 MM X 100 MM;ELEC POWER DISTRIBUTION;11W,33W CONSTR; DRILLED;U/O ENERGEX CONSTRUCTION;BUNDLE OF 12; | COFFSHAR | COFFS HARBOUR TRADING | 14317 | CURRENT
000014317 | CROSSARM,WOOD | HARDWOOD;2700 MM LG;150 MM X 100 MM;ELEC POWER DISTRIBUTION;11W,33W CONSTR; DRILLED;U/O ENERGEX CONSTRUCTION;BUNDLE OF 12; | ENERGEX | ENERGEX |  | CURRENT
000014318 | TAPE,IDENTIFICATION,ELECTRIC CABLE | ELECTRICITY;UNDERGROUND MARKING TAPE; NON DETECTABLE;150 MM W;"DANGER ELECTRIC CABLE BELOW" ORANGE 100 M ROLL; AS/NZS2648.1 | CUTLER | CUTLER BRANDS PTY LTD | ENERGE-14318 | CURRENT
000014318 | TAPE,IDENTIFICATION,ELECTRIC CABLE | ELECTRICITY;UNDERGROUND MARKING TAPE; NON DETECTABLE;150 MM W;"DANGER ELECTRIC CABLE BELOW" ORANGE 100 M ROLL; AS/NZS2648.1 | TAPEX |  | 860210 | CURRENT
000014318 | TAPE,IDENTIFICATION,ELECTRIC CABLE | ELECTRICITY;UNDERGROUND MARKING TAPE; NON DETECTABLE;150 MM W;"DANGER ELECTRIC CABLE BELOW" ORANGE 100 M ROLL; AS/NZS2648.1 | RMS | RELAY MONITORING SYSTEMS PL | 14318 | CURRENT
000014319 | INDICATOR,FAULTED CIRCUIT. | ELECTRO-MECHANICAL;10-30 SEC RESET DELAY UPON APPLICATION OF 240 VAC;U/G CABLE UP TO 85 MM DIA,CLAMPS DIRECT TO CABLE;MIN OPERATING CURRENT 40 AMP;CORE BALANCE | LUCY |  | EPIC (B) | CURRENT
000014345 | SWITCH,ROTARY | 660 V AC;20 AMP NOM;2 POLE,DT;2 POSN; PANEL MTG,BLACK HANDLE TYPE G001;60 DEG SWITCHING;ESCUTCHEON PLATE,"NORMAL CONTROL","ENABLED-DISABLED",BASED ON STD | KRAUSNMR | KRAUS & NAIMER (MANUFACTURER) | K&N CA20B AUN 073 | PURCHASE AS REQUIRED
000014348 | SWITCH,ROTARY | 660 V AC;20 AMP NOM;MULTI POLE,3 POSN; PANEL MTG,BLACK HANDLE TYPE G001;60 DEG SWITCHING;ESCUTCHEON PLATE,"LOCAL-OFF- REMOTE",SPECIAL ASSEMBLY;REFER K & N CAT | KRAUSNMR | KRAUS & NAIMER (MANUFACTURER) | CA20B AU6R87 E AUS0007 | PURCHASE AS REQUIRED
000014350 | CONTACTOR | 4 POLE;500 V AC;20 AMP;240 V AC COIL;2 N/O & 2 N/C AUX CONTACTS;PANEL OR TH35 RAIL MTG;PACK SIZE 1;FOR PROTECTIVE COVER REFER STOCK CODE 13017; | REXEL | REXEL PTY LTD | SPRCA7-23-M-22240VAC | CURRENT
000014350 | CONTACTOR | 4 POLE;500 V AC;20 AMP;240 V AC COIL;2 N/O & 2 N/C AUX CONTACTS;PANEL OR TH35 RAIL MTG;PACK SIZE 1;FOR PROTECTIVE COVER REFER STOCK CODE 13017; | AUSLEC | AUSLEC | S&SCA7-23-M22/240V AC | CURRENT
000014351 | CONTACTOR | 4 POLE;500 V AC;20 AMP;110 V AC COIL;2 N/O & 2 N/C AUX CONTACTS;PANEL OR TH35 RAIL MTG;PACK SIZE 1; FOR PROTECTIVE COVER REFER STOCK CODE 13017; | REXEL | REXEL PTY LTD | SPRCA7-23-M-22110VAC | CURRENT
000014351 | CONTACTOR | 4 POLE;500 V AC;20 AMP;110 V AC COIL;2 N/O & 2 N/C AUX CONTACTS;PANEL OR TH35 RAIL MTG;PACK SIZE 1; FOR PROTECTIVE COVER REFER STOCK CODE 13017; | HAYMANS | HAYMANS ELECTRICAL | S&SCA7-23-M22/110V AC | CURRENT
000014355 | BRACKET,SURGE ARRESTER | STEEL,MILD;GALV,HOT DIP;300 MM LG,38 MM W,4.8 MM THK;ADAPTOR BRACKET FOR G.E. 11 KV STEP VOLTAGE REGULATOR;PACK OF 3; | HAYMAN | HAYMANS INDUSTRIES PTY LTD | 14355 | CURRENT
000014355 | BRACKET,SURGE ARRESTER | STEEL,MILD;GALV,HOT DIP;300 MM LG,38 MM W,4.8 MM THK;ADAPTOR BRACKET FOR G.E. 11 KV STEP VOLTAGE REGULATOR;PACK OF 3; | MEFCO | MEFCO AUSTRALIA PTY LTD SUNSHINE VIC | 14355 | CURRENT
000014356 | PAINT,FINISHING | TOUCH-UP PAINT; NON-FLUORESCENT;GREY;FOR SPRAYING;N42 TO AS2700;CARTON OF 12,CAN 350 G,PACK WEIGHT 6 KG;TRIGGER CAP SPRAY CAN,FOR TOUCH UP PAINT ON | HAYMANS | HAYMANS ELECTRICAL | REESIG3307 | CURRENT
000014356 | PAINT,FINISHING | TOUCH-UP PAINT; NON-FLUORESCENT;GREY;FOR SPRAYING;N42 TO AS2700;CARTON OF 12,CAN 350 G,PACK WEIGHT 6 KG;TRIGGER CAP SPRAY CAN,FOR TOUCH UP PAINT ON | HAYMANS | HAYMANS ELECTRICAL | SIG11528 | CURRENT
000014356 | PAINT,FINISHING | TOUCH-UP PAINT; NON-FLUORESCENT;GREY;FOR SPRAYING;N42 TO AS2700;CARTON OF 12,CAN 350 G,PACK WEIGHT 6 KG;TRIGGER CAP SPRAY CAN,FOR TOUCH UP PAINT ON | SIGNET | SIGNET PTY LTD | 13307 | CURRENT
000014357 | TRANSFORMER,POWER,FIXED | POWER TRANSFORMER FIXED;240 V PRIMARY; 110 V SECONDARY,200 VA;OPEN TYPE; FOR USE AS AUX CONTROLS IN OLTC SYSTEMS; | GAYRAD | JJ ELECTRICAL MANUFACTURING T/A GAYRAD |  | CURRENT
000014358 | SWITCH,ROTARY | 660 V AC;20 AMP NOM;3 POLE,2 POSN;PANEL MTG,BLACK HANDLE TYPE G001;60 DEG SWITCHING;ESCUTCHEON PLATE-"OLTC ISOLATOR","OFF-ON",BASED ON STD SWITCH | KRAUSNMR | KRAUS & NAIMER (MANUFACTURER) | CA20B A202-E/PRL | CURRENT
000014360 | FERRULE,ELECTRICAL CONDUCTOR | CRIMP TYPE;TINNED COPPER,NON INSULATED; COPPER CONDUCTOR;2.5 SQ MM;TYPE H2.5; PACK OF 100,PACK WEIGHT 200 G; | TYCO | TYCO | CK2.5/100 (H1467/100 | CURRENT
000014360 | FERRULE,ELECTRICAL CONDUCTOR | CRIMP TYPE;TINNED COPPER,NON INSULATED; COPPER CONDUCTOR;2.5 SQ MM;TYPE H2.5; PACK OF 100,PACK WEIGHT 200 G; | UTILUX |  | H1467/100 | CURRENT
000014363 | PADLOCK | SOLID BRASS CASE,STEEL SHACKLE;45 MM W CASE,W/38 MM SHACKLE CLEARANCE;NO KEYS; KEYED ALIKE TO S3 SYSTEM;FOR USE IN SUBSTATIONS;(OZ LOCK 234 A);BOX OF 20, | JLARSEN | J LARSEN PTY LTD (LOCKSMITH) | OZ1/234/A00/S3 | CURRENT
000014379 | ADAPTOR,BRACKET | Minor Road, 300mm Lg, 60.3mm OD, 80 x 76mm OD Spigot, Galv Steel c/w 4 x M8x10mm Lg Allen Head S/Steel Grub Screws, EQTS 05-02-01, Dwg 05-02-14(scm) | IPOLES | INTERNATIONAL POLES | EQ-067 | CURRENT
000014379 | ADAPTOR,BRACKET | Minor Road, 300mm Lg, 60.3mm OD, 80 x 76mm OD Spigot, Galv Steel c/w 4 x M8x10mm Lg Allen Head S/Steel Grub Screws, EQTS 05-02-01, Dwg 05-02-14(scm) | GPA | GALVANISED POLES AUSTRALIA | GPAN/A / 14379 | CURRENT
000014379 | ADAPTOR,BRACKET | Minor Road, 300mm Lg, 60.3mm OD, 80 x 76mm OD Spigot, Galv Steel c/w 4 x M8x10mm Lg Allen Head S/Steel Grub Screws, EQTS 05-02-01, Dwg 05-02-14(scm) | IUPOLE | INTERNATIONAL UTILITY POLES PTY LTD | EX-14379 | CURRENT
000014379 | ADAPTOR,BRACKET | Minor Road, 300mm Lg, 60.3mm OD, 80 x 76mm OD Spigot, Galv Steel c/w 4 x M8x10mm Lg Allen Head S/Steel Grub Screws, EQTS 05-02-01, Dwg 05-02-14(scm) | INGALEPS | INGAL EPS (CONTRACTOR) | GEX14379 | CURRENT
000014379 | ADAPTOR,BRACKET | Minor Road, 300mm Lg, 60.3mm OD, 80 x 76mm OD Spigot, Galv Steel c/w 4 x M8x10mm Lg Allen Head S/Steel Grub Screws, EQTS 05-02-01, Dwg 05-02-14(scm) | GM POLES | GM POLES PTY LTD | EGX-PA-GAL | CURRENT
000014385 | PADLOCK | SOLID BRASS CASE,STEEL SHACKLE;45 MM W CASE,W/19 MM SHACKLE CLEARANCE;NO KEYS; KEYED ALIKE TO S3 SYSTEM;FOR USE IN SUBSTATIONS,(OZ 234 LOCKS ARE STAMPED | JLARSEN | J LARSEN PTY LTD (LOCKSMITH) | OZ1/234/000/S3 | CURRENT
000014386 | ANCHOR,PULLING EYE | STAINLESS STEEL;20 MM DIA;35 KN MAX PULLING LOAD;NOT TO BE USED FOR HOISTING LOADS UNDER ANY CONDITION;FOR CASTING INTO CONCRETE CABLE PIT;BUNDLE OF 100, | HAYMAN | HAYMANS INDUSTRIES PTY LTD | 14386 | CURRENT
000014386 | ANCHOR,PULLING EYE | STAINLESS STEEL;20 MM DIA;35 KN MAX PULLING LOAD;NOT TO BE USED FOR HOISTING LOADS UNDER ANY CONDITION;FOR CASTING INTO CONCRETE CABLE PIT;BUNDLE OF 100, | STEELWAY |  | E14386 | CURRENT
000014390 | PLATE,MOUNTING | Type 4U-Relay Frame, 19" Rack Mounting Plate 4U, to fit ASEA, Micom | ALSTOM | ALSTOM GRID AUSTRALIA LIMITED | FX0021-101 | CURRENT
000014390 | PLATE,MOUNTING | Type 4U-Relay Frame, 19" Rack Mounting Plate 4U, to fit ASEA, Micom | B&R | B&R ENCLOSURES | XB-586135/51 | CURRENT
000014393 | PLATE,BLANKING | Type S4-4U-BL, 19" Rack Blanking Plate, High Size 4 | SCHNEDER | SCHNEIDER PTY LTD | EGJ2028104 | CURRENT
000014393 | PLATE,BLANKING | Type S4-4U-BL, 19" Rack Blanking Plate, High Size 4 | B&R | B&R ENCLOSURES | XB-586135/40 | CURRENT
000014394 | PLATE,BLANKING | Type S2-4U-BL, 19" Rack Blanking Plate 4U, High Size 2 | B&R | B&R ENCLOSURES | XB-586135/38 | CURRENT
000014394 | PLATE,BLANKING | Type S2-4U-BL, 19" Rack Blanking Plate 4U, High Size 2 | SCHNEDER | SCHNEIDER PTY LTD | GJ2028-102 | CURRENT
000014424 | NUMERAL,SIGN. | NUMBER 3;VINYL;BACKGROUND 75 MM X 70 MM ;NUMERAL 65 MM NOM H,45 MM NOM W;4 X 2.5 MM HOLES;STICK ON; WHITE REFLECTIVE BACKGROUND;U/W HARDWOOD POLES;AS PER | EMPI |  | NUMBER 3, VINYL | PURCHASE AS REQUIRED
000014424 | NUMERAL,SIGN. | NUMBER 3;VINYL;BACKGROUND 75 MM X 70 MM ;NUMERAL 65 MM NOM H,45 MM NOM W;4 X 2.5 MM HOLES;STICK ON; WHITE REFLECTIVE BACKGROUND;U/W HARDWOOD POLES;AS PER | ENERGEX | ENERGEX | NUMBER 3 | PURCHASE AS REQUIRED
000014428 | BAR,METAL | COPPER;FLAT SHAPE;50 MM W X 20 MM THK; HARD DRAWN;RD EDGE;4.0 M NOM LG; | GEOWEST | GEORGE WESTON & SONS | CFRAD 50X20 | PURCHASE AS REQUIRED
000014428 | BAR,METAL | COPPER;FLAT SHAPE;50 MM W X 20 MM THK; HARD DRAWN;RD EDGE;4.0 M NOM LG; | PRIMETA | PRIMARY METALS & ALLOYS | 1-0090 | PURCHASE AS REQUIRED
000014428 | BAR,METAL | COPPER;FLAT SHAPE;50 MM W X 20 MM THK; HARD DRAWN;RD EDGE;4.0 M NOM LG; | ULLRICH | ULLRICH NOYES ALUMINIUM | BAR 50 MM W X 20 MM THK | PURCHASE AS REQUIRED
000014429 | BAR,METAL | COPPER;FLAT SHAPE;2-1/2 IN W X 1/4 IN THK;HARD DRAWN;SQ EDGE;AS1567-110;3.6 M LG; | PRIMETA | PRIMARY METALS & ALLOYS | 1-1060 | PURCHASE AS REQUIRED
000014429 | BAR,METAL | COPPER;FLAT SHAPE;2-1/2 IN W X 1/4 IN THK;HARD DRAWN;SQ EDGE;AS1567-110;3.6 M LG; | NOYES |  | CBAR 63.50 X 6.35 | PURCHASE AS REQUIRED
000014433 | BUSBAR | LV DISTRIBUTION BOARD;P TYPE;COPPER;415 V;235 MM LG,50 MM W,6 MM THK;BENT 70 MM FROM END,2 X 14 MM DIA HOLES;BUNDLE OF 3 ;ALTERNATOR PHASE CONNECTION BAR;ITEM 4 | ENERGEX | ENERGEX |  | PURCHASE AS REQUIRED
000014435 | INSULATOR,STANDOFF | STATION POST;PORCELAIN,SOLID CORE;254 MM H;VERTICAL & HORIZONTAL;FLANGE MTG;CAP TOP;11 KV NOM V;W/CAP;AS1137.3;BOX OF 2, PACK WEIGHT 18 KG,PALLET OF 105,PALLET | PENTA | PENTA AUST (TMAC THEW & MCCANN/HYLEC) | PA00718 | CURRENT
000014435 | INSULATOR,STANDOFF | STATION POST;PORCELAIN,SOLID CORE;254 MM H;VERTICAL & HORIZONTAL;FLANGE MTG;CAP TOP;11 KV NOM V;W/CAP;AS1137.3;BOX OF 2, PACK WEIGHT 18 KG,PALLET OF 105,PALLET | PENTA | PENTA AUST (TMAC THEW & MCCANN/HYLEC) | PA30071 | CURRENT
000014435 | INSULATOR,STANDOFF | STATION POST;PORCELAIN,SOLID CORE;254 MM H;VERTICAL & HORIZONTAL;FLANGE MTG;CAP TOP;11 KV NOM V;W/CAP;AS1137.3;BOX OF 2, PACK WEIGHT 18 KG,PALLET OF 105,PALLET | THEWMCAN | TMAC THEW & MCCANN GROUP | TM00718 | CURRENT
000014435 | INSULATOR,STANDOFF | STATION POST;PORCELAIN,SOLID CORE;254 MM H;VERTICAL & HORIZONTAL;FLANGE MTG;CAP TOP;11 KV NOM V;W/CAP;AS1137.3;BOX OF 2, PACK WEIGHT 18 KG,PALLET OF 105,PALLET | GRAPHSOL | GRAPH SOLUTIONS PTY LTD | 34430 | CURRENT
000014439 | CROSSARM,WOOD | HARDWOOD;3600 MM LG;150 MM X 100 MM;ELEC POWER DISTRIBUTION;DRILLED;U/O ENERGEX CONSTRUCTION-33SVAH;BUNDLE OF 12; | DALEMYER | DALE MEYERS PTY LTD | HXD3150100FS360 | PHASING
000014439 | CROSSARM,WOOD | HARDWOOD;3600 MM LG;150 MM X 100 MM;ELEC POWER DISTRIBUTION;DRILLED;U/O ENERGEX CONSTRUCTION-33SVAH;BUNDLE OF 12; | COFFSHAR | COFFS HARBOUR TRADING | 14439 | PHASING
000014439 | CROSSARM,WOOD | HARDWOOD;3600 MM LG;150 MM X 100 MM;ELEC POWER DISTRIBUTION;DRILLED;U/O ENERGEX CONSTRUCTION-33SVAH;BUNDLE OF 12; | DRILL | CROSSARM DRILL PATTERNS | 522 | PHASING
000014440 | CROSSARM,WOOD | HARDWOOD;3600 MM LG;150 MM X 100 MM;ELEC POWER DISTRIBUTION;DRILLED;U/O ENERGEX CONSTRUCTION-33PO;BUNDLE OF 12; | DALEMYER | DALE MEYERS PTY LTD | HXD3150100FS360 | PHASING
000014440 | CROSSARM,WOOD | HARDWOOD;3600 MM LG;150 MM X 100 MM;ELEC POWER DISTRIBUTION;DRILLED;U/O ENERGEX CONSTRUCTION-33PO;BUNDLE OF 12; | COFFSHAR | COFFS HARBOUR TRADING | 14440 | PHASING
000014440 | CROSSARM,WOOD | HARDWOOD;3600 MM LG;150 MM X 100 MM;ELEC POWER DISTRIBUTION;DRILLED;U/O ENERGEX CONSTRUCTION-33PO;BUNDLE OF 12; | DRILL | CROSSARM DRILL PATTERNS | 523 | PHASING
000014463 | TERMINAL,LUG | EYE TYPE,BI-METAL;FOR 35 SQ MM,3/4/2.50 ACSR;M12 STUD SIZE;10.4 MM OD BARREL; FOR U/W 38-90 AL UTILUX COMPRESSION DIE; SC13936;PACK OF 50,PACK WEIGHT 2.5 KG; | LEGEND | LEGEND POWER SYSTEMS | BL35-12 | CURRENT
000014463 | TERMINAL,LUG | EYE TYPE,BI-METAL;FOR 35 SQ MM,3/4/2.50 ACSR;M12 STUD SIZE;10.4 MM OD BARREL; FOR U/W 38-90 AL UTILUX COMPRESSION DIE; SC13936;PACK OF 50,PACK WEIGHT 2.5 KG; | TECONN | TE CONNECTIVITY LTD | BG35M12/1 | CURRENT
000014463 | TERMINAL,LUG | EYE TYPE,BI-METAL;FOR 35 SQ MM,3/4/2.50 ACSR;M12 STUD SIZE;10.4 MM OD BARREL; FOR U/W 38-90 AL UTILUX COMPRESSION DIE; SC13936;PACK OF 50,PACK WEIGHT 2.5 KG; | PLP AUST | PREFORMED LINE PRODUCTS (AUST) | EPTB-35-9.0AF-M12 | CURRENT
000014470 | REEL,CABLE | STEEL,TOROIDAL,PAINTED;LV ABC (STOCK CODE 11927);FLANGE (1600) X BARREL (800) X INT.WIDTH (750);3000 KG;PLAIN TYPE; AS3983;EMPTY DRUM WEIGHT = 290 KG; | RHEEM |  |  | PURCHASE AS REQUIRED
000014511 | SECTIONALISER | 11 KV;3 PHASE;50 HZ;200 AMP;9 KA ; 95 KV BIL;240 V AC CONTROL VOLTAGE;6 PIN CONNECTOR;JOSLYN VERSAVAC SWITCH; REPLACED SC15939; | JOSLYN |  | 3148X0654G4 | STRATEGIC SPARE
000014529 | POUCH,LINEMAN'S,BELT LOOPED | LEATHER;330 MM LG,190 MM W;C/W 35 MM W BELT;USED TO HOLD ONE 12 IN SHIFTING SPANNER,ONE 8 IN COMBINATION PLIERS,ONE 6 IN FLAT SCREWDRIVER,ONE DOUBLE ENDED | BALMORAL | BALMORAL ENGINEERING | 26028 | CURRENT
000014529 | POUCH,LINEMAN'S,BELT LOOPED | LEATHER;330 MM LG,190 MM W;C/W 35 MM W BELT;USED TO HOLD ONE 12 IN SHIFTING SPANNER,ONE 8 IN COMBINATION PLIERS,ONE 6 IN FLAT SCREWDRIVER,ONE DOUBLE ENDED | STATEWD | STATEWIDE FSTNERS & ENG SPLS PL | IELC127 | CURRENT
000014533 | SIGN | SWL 35 KN (HAULING ONLY);A.B.S. PLASTIC; 120 MM LG,50 MM W,3 MM THK;WALL MOUNTING ;FOR USE WITH CABLE PULLING EYE STOCK CODE 14386;PACK OF 10,PACK WEIGHT 10 KG; | CUTLER | CUTLER BRANDS PTY LTD | ENERGE-14533 | CURRENT
000014538 | TRANSFORMER,CURRENT | PROTECTION,POST TYPE;OUTDOOR;FOR USE IN 33 KV SUBSTATIONS;36 KV;1600 AMP PRIMARY CURRENT;SINGLE PHASE;50 HZ;3 CORES; AS1675-1986;RITZ MESSWANDLER; | RITZ |  | GSWF30 | STRATEGIC SPARE
000014542 | MIRROR,INSPECTION | 1 IN DIA;6 IN PLASTIC HANDLE;PLASTIC BACKED HEAD;FOR USE IN VIEWING EQUIPMENT NUMBERS ETC NEAR LIVE CONDUCTORS; PACK OF 1; | ATOMSUPP | ATOM SUPPLY | 32320000 | CURRENT
000014542 | MIRROR,INSPECTION | 1 IN DIA;6 IN PLASTIC HANDLE;PLASTIC BACKED HEAD;FOR USE IN VIEWING EQUIPMENT NUMBERS ETC NEAR LIVE CONDUCTORS; PACK OF 1; | BETA |  | 1714 | CURRENT
000014543 | BIT,AUGER | Impact, 12mm Dia, 305mm OAL, Steel, Ring Twist Pattern, 11mm Hex Shank, Quick Release | SPECFORC | SPECIALISED FORCE | STMSF812225 | CURRENT
000014544 | BIT,AUGER | Impact, 14mm Dia, 205mm OAL, Steel, Ring Twist Pattern, 11mm Hex Shank, Quick Release | LEGEND | LEGEND POWER SYSTEMS | MSS-0916S | CURRENT
000014544 | BIT,AUGER | Impact, 14mm Dia, 205mm OAL, Steel, Ring Twist Pattern, 11mm Hex Shank, Quick Release | SPECFORC | SPECIALISED FORCE | STMSF 814 X 225 | CURRENT
000014545 | BIT,AUGER | Impact, 18mm Dia, 205mm OAL, Steel, Ring Twist Pattern, 11mm Hex Shank, Quick Release | SPECFORC | SPECIALISED FORCE | STMSF 818 X 225 | CURRENT
000014545 | BIT,AUGER | Impact, 18mm Dia, 205mm OAL, Steel, Ring Twist Pattern, 11mm Hex Shank, Quick Release | LEGEND | LEGEND POWER SYSTEMS | MSS-1116S | CURRENT
000014546 | BIT,AUGER | Impact, 18mm Dia, 457mm OAL, Steel, Ring Twist Pattern, 11mm Hex Shank, Quick Release | SPECFORC | SPECIALISED FORCE | STMSF 818 X 457 | CURRENT
000014546 | BIT,AUGER | Impact, 18mm Dia, 457mm OAL, Steel, Ring Twist Pattern, 11mm Hex Shank, Quick Release | LEGEND | LEGEND POWER SYSTEMS | MSS-1116 | CURRENT
000014547 | BIT,AUGER | Impact, 22mm Dia, 205mm OAL, Steel, Ring Twist Pattern, 11mm Hex Shank, Quick Release | SPECFORC | SPECIALISED FORCE | STMSF 822 X 225 | CURRENT
000014547 | BIT,AUGER | Impact, 22mm Dia, 205mm OAL, Steel, Ring Twist Pattern, 11mm Hex Shank, Quick Release | LEGEND | LEGEND POWER SYSTEMS | MSS-0078M | CURRENT
000014548 | BIT,AUGER | Impact, 22mm Dia, 457mm OAL, Steel, Ring Twist Pattern, 11mm Hex Shank, Quick Release | SPECFORC | SPECIALISED FORCE | STMSF 822 X 457 | CURRENT
000014548 | BIT,AUGER | Impact, 22mm Dia, 457mm OAL, Steel, Ring Twist Pattern, 11mm Hex Shank, Quick Release | LEGEND | LEGEND POWER SYSTEMS | MSS-0078 | CURRENT
000014550 | BIT,AUGER | Impact, 26mm Dia, 475mm OAL, Steel, Ring Twist Pattern, 11mm Hex Shank, Quick Release | SPECFORC | SPECIALISED FORCE | STMSF 826 X 457 | CURRENT
000014550 | BIT,AUGER | Impact, 26mm Dia, 475mm OAL, Steel, Ring Twist Pattern, 11mm Hex Shank, Quick Release | LEGEND | LEGEND POWER SYSTEMS | MSS-1126 | CURRENT
000014558 | BRACKET,INSULATOR | SUPPORT TYPE;STEEL;GALV;SUPPORT STYLE; PIN INSULATOR;210 MM X 210 MM LG;2 X 22 MM DIA HOLES;OUTDOOR CROSSARM MTG; PACK OF 1; | HAYMAN | HAYMANS INDUSTRIES PTY LTD | 14558 | CURRENT
000014558 | BRACKET,INSULATOR | SUPPORT TYPE;STEEL;GALV;SUPPORT STYLE; PIN INSULATOR;210 MM X 210 MM LG;2 X 22 MM DIA HOLES;OUTDOOR CROSSARM MTG; PACK OF 1; | MEFCO | MEFCO AUSTRALIA PTY LTD SUNSHINE VIC | 14558 | CURRENT
000014585 | SWITCH,LOAD BREAK | 36 KV;3 PHASE;400 AMP CONT CURRENT; 400 AMP BKG CAP;16.0 KA FOR 3 SEC; 21.5 KA MKG CAP;VACUUM INTERRUPT;AIR INSULATED HV OUTDOOR PORCELAIN BUSHINGS; | JOSLYN |  | VBM | STRATEGIC SPARE
000014596 | SWITCH,ROTARY | 120 V DC;100 AMP NOM;2 POLE,2 POSN;PANEL MTG,BLACK HANDLE TYPE G001;90 DEG SWITCHING;ESCUTCHEON PLATE-"MAIN SWITCH" ,"ON-OFF";SUPPLIED WITH ALLEN SCREWS FOR | KRAUSNMR | KRAUS & NAIMER (MANUFACTURER) | K&N C80-AUP 506 | PURCHASE AS REQUIRED
000014597 | SWITCH,ROTARY | 120 V DC;60 AMP NOM;2 POLE,2 POSN;PANEL MTG,BLACK HANDLE TYPE G001;90 DEG SWITCHHING;ESCUTCHEON PLATE-"ISOLATING SWITCH","ON-OFF"; | KRAUSNMR | KRAUS & NAIMER (MANUFACTURER) | C42-AUP507-600E-AUS0001 | PURCHASE AS REQUIRED
000014614 | FUSE ELEMENT,ELEC | 125 AMP;SUPER FAST;POWER FUSE FOR ZELLWEGER SFU-G3-60 RIPPLE CONTROL TRANSMITTER; | ENERMET | ENERMET | 155307000125 | MAINTENANCE STOCK
000014619 | METER,WATTHOUR | PRI REGN,KWH;MAIN CIRCUIT 240 V,50 HZ, 15-100 AMP,CONTROLLED CIRCUIT,240 V, 50 HZ,15-100 AMP,30 AMP LOAD CONTROL RELAY;2 SINGLE PHASE MEASURING ELEMENTS | NILSEN |  | EMS 2641-B60-22 | PURCHASE AS REQUIRED
000014630 | CAPACITOR,FIXED,ELECTROLYTIC. | 275 UF;900 V;DC CIRCUIT CAPACITOR FOR ZELLWEGER SFU-G3-60 RIPPLE CONTROL TRANSMITTER;PACK OF 4; | ZELLWEGR |  |  | STRATEGIC SPARE
000014631 | CAPACITOR,FIXED,ELECTROLYTIC. | 200 UF;900 V;DC CIRCUIT CAPACITOR FOR ZELLWEGER SFU-G3-30 RIPPLE CONTROL TRANSMITTER; | ZELLWEGR |  |  | STRATEGIC SPARE
000014639 | TRANSFORMER,CURRENT | INDOOR;FOR USE IN ZELLWEGER SFU-G RIPPLE CONTROL TRANSMITTER;SINGLE PHASE; | ZELLWEGR |  | TYPE 113 | MAINTENANCE STOCK
000014648 | HARNESS,CAP,SAFETY | WEDGE IN;POLYTHENE SUSPENSION;INCL 2 TERYLENE WOVEN STRAPS;W/ADDITIONAL TERYLENE WOVEN STRAP & FITTED W/TERRY COTTON SWEATBAND;SIZE RANGE 6-1/2 TO | MSA |  |  | PURCHASE AS REQUIRED
000014649 | CROSSARM,WOOD | HARDWOOD;3000 MM LG;100 MM X 100 MM;ELEC POWER DISTRIBUTION;LVPTU CONSTR; DRILLED;U/O ENERGEX CONSTRUCTION; BUNDLE OF 15; | DALEMYER | DALE MEYERS PTY LTD | HXD3100100FS300 | CURRENT
000014649 | CROSSARM,WOOD | HARDWOOD;3000 MM LG;100 MM X 100 MM;ELEC POWER DISTRIBUTION;LVPTU CONSTR; DRILLED;U/O ENERGEX CONSTRUCTION; BUNDLE OF 15; | COFFSHAR | COFFS HARBOUR TRADING | 14649 | CURRENT
000014649 | CROSSARM,WOOD | HARDWOOD;3000 MM LG;100 MM X 100 MM;ELEC POWER DISTRIBUTION;LVPTU CONSTR; DRILLED;U/O ENERGEX CONSTRUCTION; BUNDLE OF 15; | ENERGEX | ENERGEX |  | CURRENT
000014654 | LIPSTICK,ANTICHAP | Blistex Ultra, SPF 50+ Broad Spectrum Protection, Moisturises Dry Chapped Lips, Intensive Protection From Sun, Wind & Cold | ATOMSUPP | ATOM SUPPLY | 90060140 | CURRENT
000014654 | LIPSTICK,ANTICHAP | Blistex Ultra, SPF 50+ Broad Spectrum Protection, Moisturises Dry Chapped Lips, Intensive Protection From Sun, Wind & Cold | BLKWOODS | J BLACKWOOD & SON LTD | 05233151/NLA==100888 | CURRENT
000014660 | MOTOR,DIRECT CURRENT. | CIRCUIT BREAKER CLOSING SPRING CHARGING TYPE;110 V DC;TO SUIT MAGRINI GALILEO TYPE 36GIE25 CIRCUIT BREAKER; | MGRNIGAL |  |  | MAINTENANCE STOCK
000014661 | COIL,ELECTRICAL | CIRCUIT BREAKER CLOSING SPRING RELEASE COIL TYPE;110 V DC;TO SUIT MAGRINI GALILEO TYPE 36GIE25 CIRCUIT BREAKER; | MGRNIGAL |  |  | MAINTENANCE STOCK
000014662 | COIL,ELECTRICAL | CIRCUIT BREAKER TRIP COIL TYPE;110 V DC; TO SUIT MAGRINI GALILEO TYPE 36GIE25 CIRCUIT BREAKER; | MGRNIGAL |  |  | MAINTENANCE STOCK
000014663 | FUSE-SWITCH COMBINATION. | 12 KV;200 AMP CONT;SINGLE PHASE;20 KA INT CAP;LOAD BREAK SWITCH FOR POLE MTG CAPACITORS; | COOPELEC | COOPER ELECTRICAL AUSTRALIA PTY LTD | YS4B2P1A | CURRENT
000014663 | FUSE-SWITCH COMBINATION. | 12 KV;200 AMP CONT;SINGLE PHASE;20 KA INT CAP;LOAD BREAK SWITCH FOR POLE MTG CAPACITORS; | WESTHSE |  | LBU11 (7501225) | CURRENT
000014665 | POLISH,AUTOMOBILE | AUTO POLISH W/SILICONE;450 ML PLASTIC BOTTLE,CARTON OF 6; | CRC | CRC INDUSTRIES AUSTRALIA PTY LTD | CRC-9050 | CURRENT
000014665 | POLISH,AUTOMOBILE | AUTO POLISH W/SILICONE;450 ML PLASTIC BOTTLE,CARTON OF 6; | STATEWD | STATEWIDE FSTNERS & ENG SPLS PL | REPO 9025 | CURRENT
000014665 | POLISH,AUTOMOBILE | AUTO POLISH W/SILICONE;450 ML PLASTIC BOTTLE,CARTON OF 6; | SEPTONE |  | SAP500 | CURRENT
000014665 | POLISH,AUTOMOBILE | AUTO POLISH W/SILICONE;450 ML PLASTIC BOTTLE,CARTON OF 6; | CNWPL | CNW PL - SLACKS CREEK | 9050 | CURRENT
000014668 | BAG,PLASTIC | POLYETHYLENE,LOW DENSITY;TRANSPARENT; 40 U THK;200 MM LG,150 MM W;STORAGE OF SML ITEMS OF STOCK;MINI GRIP (SELF- SEALING);PACK OF 100,CARTON OF 1000,PACK | ATOMSUPP | ATOM SUPPLY | 33380024 | CURRENT
000014668 | BAG,PLASTIC | POLYETHYLENE,LOW DENSITY;TRANSPARENT; 40 U THK;200 MM LG,150 MM W;STORAGE OF SML ITEMS OF STOCK;MINI GRIP (SELF- SEALING);PACK OF 100,CARTON OF 1000,PACK | CORPEXPR | CORPORATE EXPRESS PO BOX 346 RICHLANDS | 87016373 | CURRENT
000014670 | CLAMP,ELEC PWR CABLE,SUPPORT | NEUTRAL CABLE CLEAT FOR CURRENT TRANSFORMER SUPPORT FRAME;HARDWOOD;TO SUIT CABLES 28 MM DIA;2 PARTS;ITEM 13 ASSY DRG 3297-A1 SH 2 & 3; | ENERGEX | ENERGEX |  | CURRENT
000014671 | CLAMP,ELEC PWR CABLE,SUPPORT | PHASE CABLE CLEAT FOR CURRENT TRANSFORMER SUPPORT FRAME;HARDWOOD;TO SUIT CABLES 28 MM DIA;3 PARTS;ITEM 12 ASSY DRG 3297-A2 SH 2 & 3; | ENERGEX | ENERGEX |  | CURRENT
000014673 | ADAPTOR PLATE | COPPER,HARD DRAWN;170 MM LG,100 MM W, 6 MM THK OR 101.6 MM W,6.3 MM THK;FOR CONNECTION OF CABLES TO TRANSFORMER LV TERMINALS;W/4 X 14 MM DIA HOLES;HCU TO | ENI | ENI INDUSTRIES PL | 84156 | CURRENT
000014677 | TERMINAL,LUG | DRILLED PALM,ALUMINIUM,CRIMP TYPE;FOR 95 SQ MM ALUMINIUM CONDUCTOR,CIRCULAR/ STRANDED;M12 STUD SIZE;13.0 MM ID BARREL ;FOR U/W 38-173 AL COMPRESSION DIE;REFER | TYCO | TYCO | H15135/1 | CURRENT
000014677 | TERMINAL,LUG | DRILLED PALM,ALUMINIUM,CRIMP TYPE;FOR 95 SQ MM ALUMINIUM CONDUCTOR,CIRCULAR/ STRANDED;M12 STUD SIZE;13.0 MM ID BARREL ;FOR U/W 38-173 AL COMPRESSION DIE;REFER | LEGEND | LEGEND POWER SYSTEMS | AL95-12 | CURRENT
000014677 | TERMINAL,LUG | DRILLED PALM,ALUMINIUM,CRIMP TYPE;FOR 95 SQ MM ALUMINIUM CONDUCTOR,CIRCULAR/ STRANDED;M12 STUD SIZE;13.0 MM ID BARREL ;FOR U/W 38-173 AL COMPRESSION DIE;REFER | CABLACES | CABLACES | AL95-12 | CURRENT
000014678 | SWITCH,ROTARY | 660 V AC;20 AMP NOM;4 POLE,DT;2 POSN; PANEL MTG,BLACK HANDLE TYPE G251;60 DEG SWITCHING;ESCUTCHEON PLATE-"CONTROL SELECTOR","LOCAL- NORMAL";BASED ON STD | KRAUSNMR | KRAUS & NAIMER (MANUFACTURER) | CA20B.AUP574.E.AUS0001 | CURRENT
000014678 | SWITCH,ROTARY | 660 V AC;20 AMP NOM;4 POLE,DT;2 POSN; PANEL MTG,BLACK HANDLE TYPE G251;60 DEG SWITCHING;ESCUTCHEON PLATE-"CONTROL SELECTOR","LOCAL- NORMAL";BASED ON STD | KRAUSNMR | KRAUS & NAIMER (MANUFACTURER) | CA20B AUP574 -604 E AUS0008 | CURRENT
000014679 | WRAPPING,STRETCH | COEXTRUDED SHEET;TRANSPARENT;19 UM THK; 500 MM W;300 M LG;HEAVY DUTY CAST FILM WRAP; FOR HAND WRAPPER; 6 ROLLS PER BOX,PACK WEIGHT 5 KG;FOR USE AS A | FROMM | FROMM PACKAGING AUSTRALIA PL | HYBRID.HD | CURRENT
000014679 | WRAPPING,STRETCH | COEXTRUDED SHEET;TRANSPARENT;19 UM THK; 500 MM W;300 M LG;HEAVY DUTY CAST FILM WRAP; FOR HAND WRAPPER; 6 ROLLS PER BOX,PACK WEIGHT 5 KG;FOR USE AS A | PROMARK | PROMARK PACKAGING PTY LTD GEEBUNG | SD1010 - STRETCH FILM | CURRENT
000014680 | COATING COMPOUND,NONSLIP | 2154 Grey, Water Based, 20L Drum, for use on Pole Platforms | MMELEC | MM ELECTRICAL MERCHANDISING | K10 PLUS GREY 20LTR (619366) | CURRENT
000014680 | COATING COMPOUND,NONSLIP | 2154 Grey, Water Based, 20L Drum, for use on Pole Platforms | REDIC |  | DURAFLEX 20 L | CURRENT
000014682 | SCREW,TAPPING,THREAD CUTTING | 18 THDS PER INCH;SELF DRILLING POINT, TYPE TEKS;STEEL;ZINC PLATED,GOLD PASSIVATED;PAN HD,PHILLIPS NO. 2 DRIVE; NO 8-18;12 MM LG;BOX OF 100,SUPPLIED IN | HOBSON | HOBSON ENGINEERING CO PTY LTD 393904 | FST9PMYPP0818012 | CURRENT
000014682 | SCREW,TAPPING,THREAD CUTTING | 18 THDS PER INCH;SELF DRILLING POINT, TYPE TEKS;STEEL;ZINC PLATED,GOLD PASSIVATED;PAN HD,PHILLIPS NO. 2 DRIVE; NO 8-18;12 MM LG;BOX OF 100,SUPPLIED IN | SUMMIT | SUMMIT GROUP | 3DPUY08012 | CURRENT
000014682 | SCREW,TAPPING,THREAD CUTTING | 18 THDS PER INCH;SELF DRILLING POINT, TYPE TEKS;STEEL;ZINC PLATED,GOLD PASSIVATED;PAN HD,PHILLIPS NO. 2 DRIVE; NO 8-18;12 MM LG;BOX OF 100,SUPPLIED IN | STATEWD | STATEWIDE FSTNERS & ENG SPLS PL | SDPZ81812 | CURRENT
000014683 | CABLE,CONTROL,ELECTRICAL | UNDERGROUND;25 PAIR;1/0.9 MM DIA COPPER; POLYETHELENE INSULATED,UNIT TWIN CONSTRUCTION,JELLY FILLED,CORE WRAPPED, POLYETHELENE CORE SCREENED,COPPER WIRE | LSCABLE | LS CABLE & SYSTEM PL - 310041 | LS14683 | MAINTENANCE STOCK
000014684 | CABLE,CONTROL,ELECTRICAL | UNDERGROUND;50 PAIR;1/0.9 MM DIA COPPER; POLYETHELENE INSULATED,UNIT TWIN CONSTRUCTION,JELLY FILLED,CORE WRAPPED, POLYETHELENE CORE SCREENED,COPPER WIRE | LSCABLE | LS CABLE & SYSTEM PL - 310041 | LS14684 | STRATEGIC SPARE
000014693 | CLAMP,ELECTRICAL | Parallel Groove, 35-120mm2 Al/Steel Main & 10-50mm2 Cu Tap, 1 Bolt, NT, Transverse Grooved (scm) | PENTA | PENTA AUST (TMAC THEW & MCCANN/HYLEC) | PA12118 | CURRENT
000014693 | CLAMP,ELECTRICAL | Parallel Groove, 35-120mm2 Al/Steel Main & 10-50mm2 Cu Tap, 1 Bolt, NT, Transverse Grooved (scm) | THEWMCAN | TMAC THEW & MCCANN GROUP | TM12118 | CURRENT
000014698 | WHEEL,ABRASIVE | STRAIGHT;302 MM DIA;4 MM THK;20 MM BORE;METAL CUTTING;FOR STIHL MACHINE; PACK OF 20; | CNWPL | CNW PL - SLACKS CREEK | STF2030220 | CURRENT
000014698 | WHEEL,ABRASIVE | STRAIGHT;302 MM DIA;4 MM THK;20 MM BORE;METAL CUTTING;FOR STIHL MACHINE; PACK OF 20; | FLEXOVIT |  | F2030220 | CURRENT
000014701 | SPLICE,CONDUCTOR | DOUBLE SCREW INSULATED CLAMP TYPE; BRASS IN PLASTIC SHROUD;16 SQ MM BY 2; PACK OF 10; | CNWPL | CNW PL - SLACKS CREEK | CLI563K16 | CURRENT
000014701 | SPLICE,CONDUCTOR | DOUBLE SCREW INSULATED CLAMP TYPE; BRASS IN PLASTIC SHROUD;16 SQ MM BY 2; PACK OF 10; | CLIPSAL | GERARD INDUSTRIES QLD DIVSN P/L | 563K16 | CURRENT
000014701 | SPLICE,CONDUCTOR | DOUBLE SCREW INSULATED CLAMP TYPE; BRASS IN PLASTIC SHROUD;16 SQ MM BY 2; PACK OF 10; | CLIPSAL | GERARD INDUSTRIES QLD DIVSN P/L | CLI563K16 | CURRENT
000014735 | FERRULE,ELECTRICAL CONDUCTOR | CRIMP TYPE;COPPER;16 SQ MM;7/1.70 MM; CENTRE DIMPLE;PACK OF 25;FOR REPAIRS UG STREET LIGHT CABLE;REFER SC17499 FOR DIE;PACK WEIGHT 0.25 KG; | TYCO | TYCO | CK16/50 (H1455/50 | CURRENT
000014735 | FERRULE,ELECTRICAL CONDUCTOR | CRIMP TYPE;COPPER;16 SQ MM;7/1.70 MM; CENTRE DIMPLE;PACK OF 25;FOR REPAIRS UG STREET LIGHT CABLE;REFER SC17499 FOR DIE;PACK WEIGHT 0.25 KG; | PLP AUST | PREFORMED LINE PRODUCTS (AUST) | EPCJ-16-6.3AF | CURRENT
000014738 | TAPE,PRESSURE SENSITIVE ADHESIVE | DOUBLE COATED ACRYLIC FOAM;WHITE;12 MM W ,50 M LG,1.2 MM NOM THK;CARTON OF10; | TESA |  | 4952 | CURRENT
000014738 | TAPE,PRESSURE SENSITIVE ADHESIVE | DOUBLE COATED ACRYLIC FOAM;WHITE;12 MM W ,50 M LG,1.2 MM NOM THK;CARTON OF10; | CORPEXPR | CORPORATE EXPRESS PO BOX 346 RICHLANDS | 87141302 | CURRENT
000014754 | DEODORANT,GENERAL PURPOSE | Liquid;Clean Linen Fragrance;Air Freshner;400 G Pressure Pack,12 Per Carton,Pack Weight 5 KG; | ATOMSUPP | ATOM SUPPLY | 689432 | CURRENT
000014754 | DEODORANT,GENERAL PURPOSE | Liquid;Clean Linen Fragrance;Air Freshner;400 G Pressure Pack,12 Per Carton,Pack Weight 5 KG; | ATOMSUPP | ATOM SUPPLY | 299019 | CURRENT
000014754 | DEODORANT,GENERAL PURPOSE | Liquid;Clean Linen Fragrance;Air Freshner;400 G Pressure Pack,12 Per Carton,Pack Weight 5 KG; | HANLEY | HANLEY INDUSTRIAL ENTERPRISES 459057 | DA689471PK | CURRENT
000014754 | DEODORANT,GENERAL PURPOSE | Liquid;Clean Linen Fragrance;Air Freshner;400 G Pressure Pack,12 Per Carton,Pack Weight 5 KG; | BLKWOODS | J BLACKWOOD & SON LTD | 04479802/739206 | CURRENT
000014754 | DEODORANT,GENERAL PURPOSE | Liquid;Clean Linen Fragrance;Air Freshner;400 G Pressure Pack,12 Per Carton,Pack Weight 5 KG; | JOHNSNSC | SC JOHNSON PROFESSIONAL | SJ739207PK | CURRENT
000014756 | INSULATOR,STANDOFF | LINE POST;PORCELAIN,TRUNNION TOP;11 KV NOM V;12 KN MIN-CANTILEVER;SOLID CORE; 350 MM H NOM;HORIZONTAL;C/W M20 X 70 MM STUD,SPRING WASHER;ROUND WASHER & NUT; | BRITECH | BRI-TECH PTY LTD | PPI11-450HCT-EX | CURRENT
000014756 | INSULATOR,STANDOFF | LINE POST;PORCELAIN,TRUNNION TOP;11 KV NOM V;12 KN MIN-CANTILEVER;SOLID CORE; 350 MM H NOM;HORIZONTAL;C/W M20 X 70 MM STUD,SPRING WASHER;ROUND WASHER & NUT; | GRAPHSOL | GRAPH SOLUTIONS PTY LTD | R12EH150N/28601AT | CURRENT
000014757 | INSULATOR,STANDOFF | 11kV Tie Top, Porcelain 286mm H, 18 kN Min. Cantilever, c/w M20 x 85mm Stud, Spring Washer & Nut (scm) | PENTA | PENTA AUST (TMAC THEW & MCCANN/HYLEC) | PA00723 | CURRENT
000014757 | INSULATOR,STANDOFF | 11kV Tie Top, Porcelain 286mm H, 18 kN Min. Cantilever, c/w M20 x 85mm Stud, Spring Washer & Nut (scm) | TYCO | TYCO | H11388 | CURRENT
000014757 | INSULATOR,STANDOFF | 11kV Tie Top, Porcelain 286mm H, 18 kN Min. Cantilever, c/w M20 x 85mm Stud, Spring Washer & Nut (scm) | BRITECH | BRI-TECH PTY LTD | H11388 | CURRENT
000014757 | INSULATOR,STANDOFF | 11kV Tie Top, Porcelain 286mm H, 18 kN Min. Cantilever, c/w M20 x 85mm Stud, Spring Washer & Nut (scm) | THEWMCAN | TMAC THEW & MCCANN GROUP | TM00723 | CURRENT
000014757 | INSULATOR,STANDOFF | 11kV Tie Top, Porcelain 286mm H, 18 kN Min. Cantilever, c/w M20 x 85mm Stud, Spring Washer & Nut (scm) | DULHUNTY | DULHUNTY INDUSTRIES PTY LTD | R18ET150N-285 | CURRENT
000014761 | CROSSARM,WOOD | HARDWOOD;2700 MM LG;100 MM X 100 MM;ELEC POWER DISTRIBUTION;11 ABSM CONSTR; DRILLED;U/O ENERGEX CONSTRUCTIONS; BUNDLE OF 15; | DRILL | CROSSARM DRILL PATTERNS | 224 | PHASING
000014761 | CROSSARM,WOOD | HARDWOOD;2700 MM LG;100 MM X 100 MM;ELEC POWER DISTRIBUTION;11 ABSM CONSTR; DRILLED;U/O ENERGEX CONSTRUCTIONS; BUNDLE OF 15; | COFFSHAR | COFFS HARBOUR TRADING | 14761 | PHASING
000014769 | POLE,PUBLIC LIGHTING,METAL | Estate Minor Road, 3.5m, Base Plate Mounted, 350 PCD Bolt Spacing, Black, EQTS 05-02-01, Dwg 05-02-12 (scm) | IPOLES | INTERNATIONAL POLES | EQ-035 | CURRENT
000014769 | POLE,PUBLIC LIGHTING,METAL | Estate Minor Road, 3.5m, Base Plate Mounted, 350 PCD Bolt Spacing, Black, EQTS 05-02-01, Dwg 05-02-12 (scm) | IUPOLE | INTERNATIONAL UTILITY POLES PTY LTD | EX-14769 | CURRENT
000014769 | POLE,PUBLIC LIGHTING,METAL | Estate Minor Road, 3.5m, Base Plate Mounted, 350 PCD Bolt Spacing, Black, EQTS 05-02-01, Dwg 05-02-12 (scm) | INGALEPS | INGAL EPS (CONTRACTOR) | GEX14769 | CURRENT
000014769 | POLE,PUBLIC LIGHTING,METAL | Estate Minor Road, 3.5m, Base Plate Mounted, 350 PCD Bolt Spacing, Black, EQTS 05-02-01, Dwg 05-02-12 (scm) | GM POLES | GM POLES PTY LTD | EST-03.5-BL | CURRENT
000014770 | POLE,PUBLIC LIGHTING,METAL | Estate Minor Road, 4.5m, Base Plate Mounted, 350 PCD Bolt Spacing, Black, EQTS 05-02-01, Dwg 05-02-12 (scm) | IPOLES | INTERNATIONAL POLES | EQ-038 | CURRENT
000014770 | POLE,PUBLIC LIGHTING,METAL | Estate Minor Road, 4.5m, Base Plate Mounted, 350 PCD Bolt Spacing, Black, EQTS 05-02-01, Dwg 05-02-12 (scm) | IUPOLE | INTERNATIONAL UTILITY POLES PTY LTD | EX-14770 | CURRENT
000014770 | POLE,PUBLIC LIGHTING,METAL | Estate Minor Road, 4.5m, Base Plate Mounted, 350 PCD Bolt Spacing, Black, EQTS 05-02-01, Dwg 05-02-12 (scm) | INGALEPS | INGAL EPS (CONTRACTOR) | GEX14770 | CURRENT
000014770 | POLE,PUBLIC LIGHTING,METAL | Estate Minor Road, 4.5m, Base Plate Mounted, 350 PCD Bolt Spacing, Black, EQTS 05-02-01, Dwg 05-02-12 (scm) | GM POLES | GM POLES PTY LTD | EST-04.5-BL | CURRENT
000014773 | ADAPTOR | Estate, Minor Road, 300mm Lg, 60.3mm OD, 80 x 76mm OD Spigot, Black c/w 4 x M8x10mm Lg Allen Head S/Steel Grub Screws, EQTS 05-02-01, Dwg 05-02-14(scm) | IPOLES | INTERNATIONAL POLES | EQ-068 | CURRENT
000014773 | ADAPTOR | Estate, Minor Road, 300mm Lg, 60.3mm OD, 80 x 76mm OD Spigot, Black c/w 4 x M8x10mm Lg Allen Head S/Steel Grub Screws, EQTS 05-02-01, Dwg 05-02-14(scm) | INGALEPS | INGAL EPS (CONTRACTOR) | GEX14379 | CURRENT
000014773 | ADAPTOR | Estate, Minor Road, 300mm Lg, 60.3mm OD, 80 x 76mm OD Spigot, Black c/w 4 x M8x10mm Lg Allen Head S/Steel Grub Screws, EQTS 05-02-01, Dwg 05-02-14(scm) | GPA | GALVANISED POLES AUSTRALIA | GPAN/A / 14773 | CURRENT
000014773 | ADAPTOR | Estate, Minor Road, 300mm Lg, 60.3mm OD, 80 x 76mm OD Spigot, Black c/w 4 x M8x10mm Lg Allen Head S/Steel Grub Screws, EQTS 05-02-01, Dwg 05-02-14(scm) | IUPOLE | INTERNATIONAL UTILITY POLES PTY LTD | EX-14773 | CURRENT
000014773 | ADAPTOR | Estate, Minor Road, 300mm Lg, 60.3mm OD, 80 x 76mm OD Spigot, Black c/w 4 x M8x10mm Lg Allen Head S/Steel Grub Screws, EQTS 05-02-01, Dwg 05-02-14(scm) | GM POLES | GM POLES PTY LTD | EGX-PA-PC | CURRENT
000014776 | BOX,STREET LIGHT,JOINT USE | CAST ALUMINIUM;320 MM NOM H,200 MM NOM W ,160 MM NOM D;HOUSING 16A 6 KA MCB, CONTACTOR,MOUNTING RAIL,TERMINAL BLOCKS & PE CELL BASE; | CABLACES | CABLACES | BOX,STREET LIGHT | CURRENT
000014779 | FRAME,MOUNTING | LV SWITCHBOARDS,BROWN BOVERI & STROMBERG ;UNIVERSAL TYPE FREE STANDING KIT FOR FRAME;STEEL;GALV;1 X 1200 MM LG,1 X 900 MM LG;C/W FITTINGS,NUTS & BOLTS;ITEM 38 | EZYSTRUT | EZYSTRUT CABLE & PIPE SUPPORTS | E14779 | PHASING
000014787 | LUBRICATING OIL,GENERAL PURPOSE | LT Gde, 4L Plastic Bottle, 4 per Pack, for Chainsaws fitted w/Automatic Oilers | CALTEX | CALTEX | 1367244 | CURRENT
000014787 | LUBRICATING OIL,GENERAL PURPOSE | LT Gde, 4L Plastic Bottle, 4 per Pack, for Chainsaws fitted w/Automatic Oilers | AMPOL | AMPOL AUSTRALIA | 5132-244 | CURRENT
000014799 | SHACKLE | TWISTED,BOW;70 KN;STEEL;GALV;C/W CLEVIS PIN & HUMPBACK SPLIT PIN;BAGS OF 30,PACK WEIGHT 15.0 KG;REFER OCM 3/102; | DULHUNTY | DULHUNTY INDUSTRIES PTY LTD | AST-70 | CURRENT
000014800 | BUSHING,ELECTRICAL EQUIPMENT | BUSHING 11KV; CIRCUIT BREAKER; BUSHING TO SUIT, HITACHI AHI-VAC CIRCUIT BREAKER; 12KV; 50HZ; 800 AMP; INDOOR; EPOXY RESIN; COPPER BAR;25KA | HITACHI | HITACHI ENERGY AUSTRALIA LTD |  | MAINTENANCE STOCK
000014801 | BUSHING,ELECTRICAL EQUIPMENT | CIRCUIT BREAKER;12 KV,50 HZ;800 AMP; INDOOR;EPOXY RESIN WITH COPPER BAR; 25 KA FOR 3 SECS SH TIME W/STAND CURR, SINGLE PHASE,SHORT SPOUT BUSHING FOR | HITACHI | HITACHI ENERGY AUSTRALIA LTD |  | CURRENT
000014804 | NUMERAL,SIGN. | NUMBER 0;BLACK 3M SCOTCHCAL 220 SERIES PREMIUM CAST VINYL OR EQUIV;COVERED WITH CLEAR APPLICATION TAPE;50 MM H; STICK ON;AS1744 SERIES C;ON APPLICATION | IDENMARK | IDENTIMARK SOLUTIONS - 310679 | 14804 | CURRENT
000014804 | NUMERAL,SIGN. | NUMBER 0;BLACK 3M SCOTCHCAL 220 SERIES PREMIUM CAST VINYL OR EQUIV;COVERED WITH CLEAR APPLICATION TAPE;50 MM H; STICK ON;AS1744 SERIES C;ON APPLICATION | CUTLER | CUTLER BRANDS PTY LTD | ENERGE-14804 | CURRENT
000014805 | NUMERAL,SIGN. | NUMBER 1;BLACK 3M SCOTCHCAL 220 SERIES PREMIUM CAST VINYL OR EQUIV;COVERED WITH CLEAR APPLICATION TAPE;50 MM H; STICK ON;AS1744 SERIES C;ON APPLICATION | IDENMARK | IDENTIMARK SOLUTIONS - 310679 | 14805 | CURRENT
000014805 | NUMERAL,SIGN. | NUMBER 1;BLACK 3M SCOTCHCAL 220 SERIES PREMIUM CAST VINYL OR EQUIV;COVERED WITH CLEAR APPLICATION TAPE;50 MM H; STICK ON;AS1744 SERIES C;ON APPLICATION | CUTLER | CUTLER BRANDS PTY LTD | ENERGE-14805 | CURRENT
000014806 | NUMERAL,SIGN. | NUMBER 2;BLACK 3M SCOTCHCAL 220 SERIES PREMIUM CAST VINYL OR EQUIV;COVERED WITH CLEAR APPLICATION TAPE;50 MM H; STICK ON;AS1744 SERIES C;ON APPLICATION | IDENMARK | IDENTIMARK SOLUTIONS - 310679 | 14806 | CURRENT
000014806 | NUMERAL,SIGN. | NUMBER 2;BLACK 3M SCOTCHCAL 220 SERIES PREMIUM CAST VINYL OR EQUIV;COVERED WITH CLEAR APPLICATION TAPE;50 MM H; STICK ON;AS1744 SERIES C;ON APPLICATION | CUTLER | CUTLER BRANDS PTY LTD | ENERGE-14806 | CURRENT
000014807 | NUMERAL,SIGN. | NUMBER 3;BLACK 3M SCOTCHCAL 220 SERIES PREMIUM CAST VINYL OR EQUIV;COVERED WITH CLEAR APPLICATION TAPE;50 MM H; STICK ON;AS1744 SERIES C;ON APPLICATION | IDENMARK | IDENTIMARK SOLUTIONS - 310679 | 14807 | CURRENT
000014807 | NUMERAL,SIGN. | NUMBER 3;BLACK 3M SCOTCHCAL 220 SERIES PREMIUM CAST VINYL OR EQUIV;COVERED WITH CLEAR APPLICATION TAPE;50 MM H; STICK ON;AS1744 SERIES C;ON APPLICATION | CUTLER | CUTLER BRANDS PTY LTD | ENERGE-14807 | CURRENT
000014808 | NUMERAL,SIGN. | NUMBER 4;BLACK 3M SCOTCHCAL 220 SERIES PREMIUM CAST VINYL OR EQUIV;COVERED WITH CLEAR APPLICATION TAPE;50 MM H; STICK ON;AS1744 SERIES C;ON APPLICATION | IDENMARK | IDENTIMARK SOLUTIONS - 310679 | 14808 | CURRENT
000014808 | NUMERAL,SIGN. | NUMBER 4;BLACK 3M SCOTCHCAL 220 SERIES PREMIUM CAST VINYL OR EQUIV;COVERED WITH CLEAR APPLICATION TAPE;50 MM H; STICK ON;AS1744 SERIES C;ON APPLICATION | CUTLER | CUTLER BRANDS PTY LTD | ENERGE-14808 | CURRENT
000014809 | NUMERAL,SIGN. | NUMBER 5;BLACK 3M SCOTCHCAL 220 SERIES PREMIUM CAST VINYL OR EQUIV;COVERED WITH CLEAR APPLICATION TAPE;50 MM H; STICK ON;AS1744 SERIES C;ON APPLICATION | IDENMARK | IDENTIMARK SOLUTIONS - 310679 | 14809 | CURRENT
000014809 | NUMERAL,SIGN. | NUMBER 5;BLACK 3M SCOTCHCAL 220 SERIES PREMIUM CAST VINYL OR EQUIV;COVERED WITH CLEAR APPLICATION TAPE;50 MM H; STICK ON;AS1744 SERIES C;ON APPLICATION | CUTLER | CUTLER BRANDS PTY LTD | ENERGE-14809 | CURRENT
000014810 | NUMERAL,SIGN. | NUMBER 6 OR 9;BLACK 3M SCOTCHCAL 220 SERIES PREMIUM CAST VINYL OR EQUIV; COVERED WITH CLEAR APPLICATION TAPE; 50 MM H;STICK ON;AS1744 SERIES C;ON | IDENMARK | IDENTIMARK SOLUTIONS - 310679 | 14810 | CURRENT
000014810 | NUMERAL,SIGN. | NUMBER 6 OR 9;BLACK 3M SCOTCHCAL 220 SERIES PREMIUM CAST VINYL OR EQUIV; COVERED WITH CLEAR APPLICATION TAPE; 50 MM H;STICK ON;AS1744 SERIES C;ON | CUTLER | CUTLER BRANDS PTY LTD | ENERGE-14810 | CURRENT
000014811 | NUMERAL,SIGN. | NUMBER 7;BLACK 3M SCOTCHCAL 220 SERIES PREMIUM CAST VINYL OR EQUIV;COVERED WITH CLEAR APPLICATION TAPE;50 MM H; STICK ON;AS1744 SERIES C;ON APPLICATION | IDENMARK | IDENTIMARK SOLUTIONS - 310679 | 14811 | CURRENT
000014811 | NUMERAL,SIGN. | NUMBER 7;BLACK 3M SCOTCHCAL 220 SERIES PREMIUM CAST VINYL OR EQUIV;COVERED WITH CLEAR APPLICATION TAPE;50 MM H; STICK ON;AS1744 SERIES C;ON APPLICATION | CUTLER | CUTLER BRANDS PTY LTD | ENERGE-14811 | CURRENT
000014812 | NUMERAL,SIGN. | NUMBER 8;BLACK 3M SCOTCHCAL 220 SERIES PREMIUM CAST VINYL OR EQUIV;COVERED WITH CLEAR APPLICATION TAPE;50 MM H; STICK ON;AS1744 SERIES C;ON APPLICATION | IDENMARK | IDENTIMARK SOLUTIONS - 310679 | 14812 | CURRENT
000014812 | NUMERAL,SIGN. | NUMBER 8;BLACK 3M SCOTCHCAL 220 SERIES PREMIUM CAST VINYL OR EQUIV;COVERED WITH CLEAR APPLICATION TAPE;50 MM H; STICK ON;AS1744 SERIES C;ON APPLICATION | CUTLER | CUTLER BRANDS PTY LTD | ENERGE-14812 | CURRENT
000014813 | NUMERAL,SIGN. | NUMBER 9;BLACK 3M SCOTCHCAL 220 SERIES PREMIUM CAST VINYL OR EQUIV;COVERED WITH CLEAR APPLICATION TAPE;50 MM H; STICK ON;AS1744 SERIES C;ON APPLICATION | IDENMARK | IDENTIMARK SOLUTIONS - 310679 | 14813 | CURRENT
000014813 | NUMERAL,SIGN. | NUMBER 9;BLACK 3M SCOTCHCAL 220 SERIES PREMIUM CAST VINYL OR EQUIV;COVERED WITH CLEAR APPLICATION TAPE;50 MM H; STICK ON;AS1744 SERIES C;ON APPLICATION | CUTLER | CUTLER BRANDS PTY LTD | ENERGE-14813 | CURRENT
000014813 | NUMERAL,SIGN. | NUMBER 9;BLACK 3M SCOTCHCAL 220 SERIES PREMIUM CAST VINYL OR EQUIV;COVERED WITH CLEAR APPLICATION TAPE;50 MM H; STICK ON;AS1744 SERIES C;ON APPLICATION | BURNELL | RON BURNELL & CO |  | CURRENT
000014814 | LETTER,SIGN | LETTER L;WHITE REFLECTIVE 3M SCOTCHCAL 280-10L SERIES PREMIUM CAST VINYL OR EQUIV;COVERED WITH CLEAR APPLICATION TAPE;50 MM H;STICK ON;AS1744 SERIES C; | IDENMARK | IDENTIMARK SOLUTIONS - 310679 | 14814 | PURCHASE AS REQUIRED
000014814 | LETTER,SIGN | LETTER L;WHITE REFLECTIVE 3M SCOTCHCAL 280-10L SERIES PREMIUM CAST VINYL OR EQUIV;COVERED WITH CLEAR APPLICATION TAPE;50 MM H;STICK ON;AS1744 SERIES C; | CUTLER | CUTLER BRANDS PTY LTD | ENERGE-14814 | PURCHASE AS REQUIRED
000014815 | LABEL | PAPER,RED GLOSS;LEGEND-SL 32 A;BLACK 7 MM H PRINTING;PRESSURE SENSITIVE PERMANENT ADHESIVE;33 MM LG,13 MM W; 100 LABEL PAIRS PER ROLL;FOR UDE ON URD | CUTLER | CUTLER BRANDS PTY LTD | ENERGE-14815 | CURRENT
000014816 | LABEL | 'L 80 A' & 'R 80 A', Paper, Pressure Sensitive Permanent Adhesive, 33 x 13mm, 7mm Black Text on White Gloss B/Ground, for URD Fuseholders, 100 pairs per Roll | CUTLER | CUTLER BRANDS PTY LTD | ENERGE-14816 | CURRENT
000014817 | LABEL | PAPER,VIOLET GLOSS;FIRST LEGEND-L 100 A, SECOND LEGEND-R 100 A;BLACK 7 MM H PRINTING;PRESSURE SENSITIVE PERMANENT ADHESIVE;33 MM LG,13 MM W;100 LABEL | CUTLER | CUTLER BRANDS PTY LTD | ENERGE-14817 | CURRENT
000014818 | LABEL | PAPER,WHITE VIOLET,GLOSS;FIRST LEGEND-LR 80 A,SECOND LEGEND-LR 100 A;BLACK 7 MM H PRINTING;PRESSURE SENSITIVE PERMANENT ADHESIVE;33 MM LG,13 MM W;100 LABEL | CUTLER | CUTLER BRANDS PTY LTD | ENERGE-14818 | CURRENT
000014821 | BIT,AUGER | Impact, 8mm Dia, 205mm OAL, Steel, Ring Twist Pattern, 11mm Hex Shank, Quick Release | LEGEND | LEGEND POWER SYSTEMS | MSS-0516S | CURRENT
000014821 | BIT,AUGER | Impact, 8mm Dia, 205mm OAL, Steel, Ring Twist Pattern, 11mm Hex Shank, Quick Release | SPECFORC | SPECIALISED FORCE | STMS808X200 | CURRENT
000014829 | TRANSFORMER,CURRENT | PROTECTION,POST TYPE;O/D;FEEDER PROTECTION;36 KV;3 CORES,1 & 2 800/600/ 400/5 AMP,CORE 3,1600/1200/5 AMP; | ABB | ABB FAN PTY LTD | GIF 36-58 5 AMP | PHASING
000014832 | CAPACITOR UNIT. | 6.35 KV;200 KVAR;50 HZ;NON PCB IMPREGNANT;POLYPROPYLENE FILM DIELECTRIC;2 BUSHINGS PER UNIT;AS1013; TO SUIT CAPACITOR BANKS PURCHASED ON | GE(USA) | GENERAL ELECTRIC (USA) |  | PURCHASE AS REQUIRED
000014834 | GREASE,GENERAL PURPOSE | Lithium Base, 2.5kg Can, for Electrical Joints, Conductive, suit Al to Al, Cu to Cu, Bimetal to Al (scm) | PLP AUST | PREFORMED LINE PRODUCTS (AUST) | D-ALV300-2.5KG | CURRENT
000014835 | GREASE,GENERAL PURPOSE | Grease Base, Connector Protection, Al Conductor Contact Paste, 225g Tube, High Temp, for Bolted Overhead Line Connectors, suit Al to Al & Al to Cu | PENTA | PENTA AUST (TMAC THEW & MCCANN/HYLEC) | PA10966 | CURRENT
000014835 | GREASE,GENERAL PURPOSE | Grease Base, Connector Protection, Al Conductor Contact Paste, 225g Tube, High Temp, for Bolted Overhead Line Connectors, suit Al to Al & Al to Cu | THEWMCAN | TMAC THEW & MCCANN GROUP | TM10966 | CURRENT
000014835 | GREASE,GENERAL PURPOSE | Grease Base, Connector Protection, Al Conductor Contact Paste, 225g Tube, High Temp, for Bolted Overhead Line Connectors, suit Al to Al & Al to Cu | THEWMCAN | TMAC THEW & MCCANN GROUP | 14835 | CURRENT
000014837 | BOX,TOTE | Lamson Bin, Size 2, 500mm Lg, 310mm W, 200mm H, Polypropylene, Stackable, Open End w/o Lid | ATOMSUPP | ATOM SUPPLY | 91378005 | CURRENT
000014837 | BOX,TOTE | Lamson Bin, Size 2, 500mm Lg, 310mm W, 200mm H, Polypropylene, Stackable, Open End w/o Lid | LAMSON |  | SIZE 2 (ONLY) | CURRENT
000014840 | BOX,TOTE | Lamson Bin, Size 3ZD, 350mm Lg, 465mm W, 150mm H, Polypropylene, Stackable, Open End w/o Lid | ATOMSUPP | ATOM SUPPLY | 91378004 | CURRENT
000014840 | BOX,TOTE | Lamson Bin, Size 3ZD, 350mm Lg, 465mm W, 150mm H, Polypropylene, Stackable, Open End w/o Lid | LAMSON |  | SIZE 3ZD (ONLY) | CURRENT
000014841 | BOX,TOTE | Lamson Bin, Size 3Z, 350mm Lg, 210mm W, 150mm H, Polypropylene, Stackable, Open End w/o Lid | ATOMSUPP | ATOM SUPPLY | 91378003 | CURRENT
000014841 | BOX,TOTE | Lamson Bin, Size 3Z, 350mm Lg, 210mm W, 150mm H, Polypropylene, Stackable, Open End w/o Lid | LAMSON |  | SIZE 3Z (ONLY) | CURRENT
000014842 | BOX,TOTE | Lamson Bin, Size 4, 230mm Lg, 150mm W, 125mm H, Polypropylene, Stackable, Open End w/o Lid | ATOMSUPP | ATOM SUPPLY | 91378002 | CURRENT
000014842 | BOX,TOTE | Lamson Bin, Size 4, 230mm Lg, 150mm W, 125mm H, Polypropylene, Stackable, Open End w/o Lid | LAMSON |  | MAH008 | CURRENT
000014843 | BOX,TOTE | Lamson Bin, Size 5, 165mm Lg, 100mm W, 80mm H, Polypropylene, Stackable, Open End w/o Lid | ATOMSUPP | ATOM SUPPLY | 91378001 | CURRENT
000014843 | BOX,TOTE | Lamson Bin, Size 5, 165mm Lg, 100mm W, 80mm H, Polypropylene, Stackable, Open End w/o Lid | LAMSON |  | SIZE 5 (ONLY) | CURRENT
000014844 | BOX,TOTE | Lamson Bin, Size 6, 95mm Lg, 100mm W, 55mm H, Polypropylene, Stackable, Open End w/o Lid | ATOMSUPP | ATOM SUPPLY | 91378000 | CURRENT
000014844 | BOX,TOTE | Lamson Bin, Size 6, 95mm Lg, 100mm W, 55mm H, Polypropylene, Stackable, Open End w/o Lid | LAMSON |  | SIZE 6 (ONLY) | CURRENT
000014845 | BOX,TOTE | Lamson Bin, Size 10, 645mm Lg, 413mm W, 276mm H, Polypropylene, Stackable, Open End w/o Lid | SIGNET | SIGNET PTY LTD | MAH009 | CURRENT
000014845 | BOX,TOTE | Lamson Bin, Size 10, 645mm Lg, 413mm W, 276mm H, Polypropylene, Stackable, Open End w/o Lid | PROMARK | PROMARK PACKAGING PTY LTD GEEBUNG | MAH009 | CURRENT
000014845 | BOX,TOTE | Lamson Bin, Size 10, 645mm Lg, 413mm W, 276mm H, Polypropylene, Stackable, Open End w/o Lid | ATOMSUPP | ATOM SUPPLY | 91368003 | CURRENT
000014845 | BOX,TOTE | Lamson Bin, Size 10, 645mm Lg, 413mm W, 276mm H, Polypropylene, Stackable, Open End w/o Lid | LAMSON |  | SIZE 10 CRATE | CURRENT
000014848 | PIPE,METALLIC | LEAD;127 MM NB;3.2 MM WALL THK;1830 MM LG;14.7 KG/M;0.06% COPPERISED SOFT LEAD; AS1812;PACK OF 10,PACK WEIGHT 269 KG; | CONALLOY |  | 127 MM NB 3.2 MM THK | CURRENT
000014849 | PIPE,METALLIC | LEAD;102 MM NB;3.2 MM WALL THK;1830 MM LG;11.8 KG/M;0.06% COPPERISED SOFT LEAD; AS1812;PACK OF10,PACK WEIGHT 216 KG; | CONALLOY |  | 102 MM NB 3.2 MM THK | CURRENT
000014850 | FLINT TIP,FRICTION IGNITER | STUD TYPE;PACK OF 10;DOES NOT SUIT COMWELD XL1 TYPE IGNITOR; | CNWPL | CNW PL - SLACKS CREEK | C308790 | CURRENT
000014850 | FLINT TIP,FRICTION IGNITER | STUD TYPE;PACK OF 10;DOES NOT SUIT COMWELD XL1 TYPE IGNITOR; | BOC | BOC GASES | C308790 | CURRENT
000014856 | CIRCUIT BREAKER | OUTDOOR;SF6;MAGRINI GALILEO;36 KV; 3 PHASE;1600 AMP;25 KA BKG CAP;110 V DC MOTOR CHRG SPRING;110 V DC TRIPPING; | MGRNIGAL |  | 36GIE25 | STRATEGIC SPARE
000014856 | CIRCUIT BREAKER | OUTDOOR;SF6;MAGRINI GALILEO;36 KV; 3 PHASE;1600 AMP;25 KA BKG CAP;110 V DC MOTOR CHRG SPRING;110 V DC TRIPPING; | SCHNEDER | SCHNEIDER PTY LTD |  | STRATEGIC SPARE
000014860 | CAPACITOR UNIT. | 6.35 KV;150 KVAR;50 HZ;NON PCB IMPREGNANT;POLYPROPYLENE FILM DIELECTRIC ;EXTERNALLY FUSED;2 BUSHINGS PER UNIT; AS1013;TO SUIT CAPACITOR BANKS PURCHASED | ABB | ABB FAN PTY LTD | CHDX-F260 | MAINTENANCE STOCK
000014861 | CAPACITOR UNIT. | 6.93 KV;167 KVAR;50 HZ;NON PCB IMPREGNANT;POLYPROPYLENE FILM DIELECTRIC ;EXTERNALLY FUSED;2 BUSHINGS PER UNIT; AS1013;TO SUIT CAPACITOR BANKS PURCHASED | GE(USA) | GENERAL ELECTRIC (USA) |  | MAINTENANCE STOCK
000014868 | FLUTEBOARD | Corflute, White, 150 x 230mm Nom, Plastic, Legend: Stock Code O/No, SAR No, Date, Qty | PROMARK | PROMARK PACKAGING PTY LTD GEEBUNG | MN1009-PLASTIC | CURRENT
000014868 | FLUTEBOARD | Corflute, White, 150 x 230mm Nom, Plastic, Legend: Stock Code O/No, SAR No, Date, Qty | CNWPL | CNW PL - SLACKS CREEK | CONCORFENERGEX | CURRENT
000014876 | CIRCUIT BREAKER | OUTDOOR;VACUUM;HITACHI;12 KV;3 PHASE; 800 AMP;20 KA BKG CAP;30 V DC MOTOR CHRG SPRING;30 V DC TRIPPING; CB722; | HITACHI | HITACHI ENERGY AUSTRALIA LTD |  | STRATEGIC SPARE
000014877 | DIE,CRIMPING TOOL | STEEL;HEX;9.2 MM AF;FOR COPPER BASED LUGS ONTO 19/1.53 MM COPPER CONDUCTOR; U/W UTILUX COMPRESSION TOOL NO.38A OR EQUIV;PACK OF 1,PACK WEIGHT 0.26 KG; | LEGEND | LEGEND POWER SYSTEMS | HT130-C-35 | CURRENT
000014877 | DIE,CRIMPING TOOL | STEEL;HEX;9.2 MM AF;FOR COPPER BASED LUGS ONTO 19/1.53 MM COPPER CONDUCTOR; U/W UTILUX COMPRESSION TOOL NO.38A OR EQUIV;PACK OF 1,PACK WEIGHT 0.26 KG; | TECONN | TE CONNECTIVITY LTD | 38-92CU/1 | CURRENT
000014877 | DIE,CRIMPING TOOL | STEEL;HEX;9.2 MM AF;FOR COPPER BASED LUGS ONTO 19/1.53 MM COPPER CONDUCTOR; U/W UTILUX COMPRESSION TOOL NO.38A OR EQUIV;PACK OF 1,PACK WEIGHT 0.26 KG; | CABLACES | CABLACES | HT130-C-35 | CURRENT
000014886 | SEMICONDUCTOR DEVICE SET. | INVERTER MODULE;30 KVA;FOR ZELLWEGER SFU-G3-30 RIPPLE CONTROL TRANSMITTER; | ZELLWEGR |  | USTER | PHASING
000014887 | LOUVRE,FLOODLIGHT. | CONCENTRIC TYPE;CLIP OR SCREW MTG;STEEL; PAINTED BLACK;ANTI GLARE SHIELD,FOR USE WITH WATCHMAN FLOODLIGHT STOCK CODE 13967; | HAYMAN | HAYMANS INDUSTRIES PTY LTD | 14887 | CURRENT
000014887 | LOUVRE,FLOODLIGHT. | CONCENTRIC TYPE;CLIP OR SCREW MTG;STEEL; PAINTED BLACK;ANTI GLARE SHIELD,FOR USE WITH WATCHMAN FLOODLIGHT STOCK CODE 13967; | GLOBAL | GLOBAL MANUFACTURING GROUP | ENERGEX-5408-A2 | CURRENT
000014905 | RIVET,BLIND | ALUM HD;14.3 MM BODY LG;7.9 MM GRIP LG; CSK HD;2.1 MM SHANK DIA;4 MM HD DIA; STEEL MANDREL,NAIL POINT;BOX OF 200, PACK WEIGHT 0.3 KG; | AVDEL | AVDEL | 1604-0514 | PURCHASE AS REQUIRED
000014913 | THREAD | NYLON;MONOFILAMENT;1.0 MM DIA;AQUA;80 LB BREAKING STRAIN;100 M SPOOL;8 SPOOLS PER BOX;FOR USE AS A NON-CONDUCTIVE SEALING MED WITH MAUN SEALING FERRULE;CORRECT | STATEWD | STATEWIDE FSTNERS & ENG SPLS PL | TAC-FLSC080 | PHASING
000014913 | THREAD | NYLON;MONOFILAMENT;1.0 MM DIA;AQUA;80 LB BREAKING STRAIN;100 M SPOOL;8 SPOOLS PER BOX;FOR USE AS A NON-CONDUCTIVE SEALING MED WITH MAUN SEALING FERRULE;CORRECT | STATEWD | STATEWIDE FSTNERS & ENG SPLS PL | TAC-100418 | PHASING
000014913 | THREAD | NYLON;MONOFILAMENT;1.0 MM DIA;AQUA;80 LB BREAKING STRAIN;100 M SPOOL;8 SPOOLS PER BOX;FOR USE AS A NON-CONDUCTIVE SEALING MED WITH MAUN SEALING FERRULE;CORRECT | STATEWD | STATEWIDE FSTNERS & ENG SPLS PL | FLB8 | PHASING
000014913 | THREAD | NYLON;MONOFILAMENT;1.0 MM DIA;AQUA;80 LB BREAKING STRAIN;100 M SPOOL;8 SPOOLS PER BOX;FOR USE AS A NON-CONDUCTIVE SEALING MED WITH MAUN SEALING FERRULE;CORRECT | KEYLINE | KEY-LINE DISTRIBUTORS PTY LTD | 1911080 | PHASING
000014916 | SCREW,TAPPING,THREAD FORMING | TYPE AB;GIMLET POINT;STEEL;ZINC PLATED; FLAT CSK HD,PHILLIPS DRIVE;NO 6;5/8 IN LG;PACK OF 100; | SUMMIT | SUMMIT GROUP | 3SPUZ06016 | CURRENT
000014916 | SCREW,TAPPING,THREAD FORMING | TYPE AB;GIMLET POINT;STEEL;ZINC PLATED; FLAT CSK HD,PHILLIPS DRIVE;NO 6;5/8 IN LG;PACK OF 100; | STATEWD | STATEWIDE FSTNERS & ENG SPLS PL | STZTPP658 | CURRENT
000014918 | INSERT,TIMBER JOINT | 2.6 IN X 0.5 IN X 0.16 IN;SUITS GROOVES 65 MM X 12 MM X 4 MM;BOX OF 1000; | LAMELLO |  | NO 20 | PHASING
000014927 | JOINT BOX,SWITCH FUSE GEAR. | BUSBAR COUPLING;FOR COUPLING UNITS OF ANDELECT SD3 RING MAIN SWITCHGEAR;C/W POLYOLEFIN HEAT SHRINK SLEEVES,COPPER FISHPLATES,EARTH STRAP,NUT & BOLTS; | ANDELEC |  |  | PURCHASE AS REQUIRED
000014933 | INSULATION SLEEVING,ELECTRICAL | ETHYLENE PROPYLENE RUBBER;300 MM LG; BLACK;PACK OF 1;USED BY BANYO WORKSHOP TO COVER ELECTRICAL EQUIPMENT; | HAYMANS | HAYMANS ELECTRICAL | MMM8427-12 | CURRENT
000014933 | INSULATION SLEEVING,ELECTRICAL | ETHYLENE PROPYLENE RUBBER;300 MM LG; BLACK;PACK OF 1;USED BY BANYO WORKSHOP TO COVER ELECTRICAL EQUIPMENT; | 3M | 3M AUSTRALIA PTY LTD | MMM8427-12 | CURRENT
000014936 | FUSE ELEMENT,ELEC | 140 AMP;12 KV;DROP OUT ELEMENT TYPE, CLASS "K" (FAST ACTING);FOR PROTECTING 2.14 MVAR POLE MTD CAPICATOR;PACK OF 10; | BOWTHORP | BOWTHORP | S & C 265140R1 | CURRENT
000014965 | ROPE,FIBROUS | POLYPROPYLENE;10 MM DIA;THREE STRAND HAWSER LAID;15.3 KN MIN BKG FORCE;WHITE WITH GREEN OR BLUE FLECK, MEDIUM LAY; MARKED AS4142;250 M COIL,PACK WEIGHT | DONAGHYS | DONAGHYS PTY LTD | RROS10AB | CURRENT
000014970 | BLADE,CUTTER,CABLE | Replacement Blade, Moveable, Scallop Edge, Single Bevel, SCM21 Hardened Steel, Ratchet Teethed Outer Edge, for Gear/Ratchet Cutter K683/T | SPECFORC | SPECIALISED FORCE | Y-K683T/3 | CURRENT
000014970 | BLADE,CUTTER,CABLE | Replacement Blade, Moveable, Scallop Edge, Single Bevel, SCM21 Hardened Steel, Ratchet Teethed Outer Edge, for Gear/Ratchet Cutter K683/T | CABAC | CABAC (MANUFACTURER) | Y-K683T/3 | CURRENT
000014976 | OXYGEN,TECHNICAL | INDUSTRIAL;D SIZE CYLINDER (CAPACITY 1.5 CU METRE); | BOC | BOC GASES | GAS CODE 020 | PURCHASE AS REQUIRED
000014977 | OXYGEN,TECHNICAL | INDUSTRIAL;E SIZE CYLINDER (CAPACITY 3.8 CU METRE); | BOC | BOC GASES | GAS CODE 020 | PURCHASE AS REQUIRED
000014978 | OXYGEN,TECHNICAL | INDUSTRIAL;G SIZE CYLINDER (CAPACITY 7.6 CU METRE); | BOC | BOC GASES | GAS CODE 020 | PURCHASE AS REQUIRED
000014982 | NITROGEN | HIGH PURITY,OIL FREE,RESEARCH GDE; D SIZE CYLINDER; | BOC | BOC GASES | GAS CODE 034 | PURCHASE AS REQUIRED
000014987 | ARGON | WELDING;G SIZE CYLINDER; | BOC | BOC GASES | GAS CODE 061 | PURCHASE AS REQUIRED
000014988 | ARGON-CARBON DIOXIDE-OXYGEN | ARGOSHIELD 50;G SIZE CYLINDER; | BOC | BOC GASES | GAS CODE 060 | PURCHASE AS REQUIRED
000015002 | PLYWOOD. | EXT USE;PINE FACED HOOP PINE;SELECT GDE; MIN "A" GDE FACE VENEER,"A" GDE BACK VENEER;1800 MM LG;900 MM W;12 MM THK; FOR ENERGEX USE ONLY,BATCH RUN OF 10 | AUSPLYWD |  |  | PHASING
000015004 | PLYWOOD. | EXT USE;PINE FACED HOOP PINE;SELECT GDE; MIN "A" GDE FACE VENEER,"A" GDE BACK VENEER;1800 MM LG;1200 MM W;12 MM THK; FOR ENERGEX USE ONLY,BATCH RUN OF 10 | AUSPLYWD |  |  | PHASING
000015005 | PLYWOOD. | EXT USE;PINE FACED HOOP PINE;SELECT GDE; MIN "A" GDE FACE VENEER,"A" GDE BACK VENEER;2400 MM LG;1200 MM W;6 MM THK; FOR ENERGEX USE ONLY,BATCH RUN OF 10 | AUSPLYWD |  |  | PHASING
000015006 | PLYWOOD. | EXT USE;PINE FACED HOOP PINE;SELECT GDE; MIN "A" GDE FACE VENEER,"A" GDE BACK VENEER;2400 MM LG;1200 MM W;12 MM THK; FOR ENERGEX USE ONLY,BATCH RUN OF 10 | AUSPLYWD |  |  | PHASING
000015007 | PLYWOOD. | EXT USE;PINE FACED HOOP PINE;SELECT GDE; MIN "A" GDE FACE VENEER,"A" GDE BACK VENEER;2400 MM LG;1200 MM W;19 MM THK; FOR ENERGEX USE ONLY,BATCH RUN OF 10 | AUSPLYWD |  |  | PHASING
000015022 | POLE,LINE CONSTRUCTION,WOOD | Hardwood, 8m Lg, 12kN, CCA Treated, P8/12 | KOPPERS | KOPPERS TIMBER PRESERVATION PTY LTD | 8 M LG;12 KN | CURRENT
000015023 | POLE,LINE CONSTRUCTION,WOOD | Hardwood, 9.5m Lg, 5kN, CCA Treated, P9.5/5 | KOPPERS | KOPPERS TIMBER PRESERVATION PTY LTD | 9.5 M LG;5 KN; | CURRENT
000015024 | POLE,LINE CONSTRUCTION,WOOD | POLE;H/WOOD,9.5M,8KN,CU CR ARSENIC POLE,LINE CONSTRUCTION,WOOD Hardwood, 9. 5m Lg, 8kN, CCA Treated, P9.5/8 | KOPPERS | KOPPERS TIMBER PRESERVATION PTY LTD | 9.5 M LG;8 KN | CURRENT
000015025 | POLE,LINE CONSTRUCTION,WOOD | Hardwood, 9.5m Lg, 12kN, CCA Treated, P9.5/12 | KOPPERS | KOPPERS TIMBER PRESERVATION PTY LTD | 9.5 M LG;12 KN | CURRENT
000015026 | POLE,LINE CONSTRUCTION,WOOD | Hardwood, 11m Lg, 5kN, CCA Treated, P11/5 | KOPPERS | KOPPERS TIMBER PRESERVATION PTY LTD | 11 M LG;5 KN | CURRENT
000015027 | POLE,LINE CONSTRUCTION,WOOD | Hardwood, 11m Lg, 8kN, CCA Treated, P11/8 | KOPPERS | KOPPERS TIMBER PRESERVATION PTY LTD | HARDWOOD;11 M LG;8 KN; | CURRENT
000015028 | POLE,LINE CONSTRUCTION,WOOD | Hardwood, 11m Lg, 12kN, CCA Treated, P11/12 | KOPPERS | KOPPERS TIMBER PRESERVATION PTY LTD | 11 M LG;12 KN; | CURRENT
000015029 | POLE,LINE CONSTRUCTION,WOOD | Hardwood, 12.5m Lg, 5kN, CCA Treated, P12.5/5 | KOPPERS | KOPPERS TIMBER PRESERVATION PTY LTD | 12.5 M LG;5 KN; | CURRENT
000015030 | POLE,LINE CONSTRUCTION,WOOD | Hardwood, 12.5m Lg, 8kN, CCA Treated, P12.5/8 | KOPPERS | KOPPERS TIMBER PRESERVATION PTY LTD | HARDWOOD;12.5 M LG;8 KN; | CURRENT
000015031 | POLE,LINE CONSTRUCTION,WOOD | Hardwood, 12.5m Lg, 12kN, CCA Treated, P12.5/12 | KOPPERS | KOPPERS TIMBER PRESERVATION PTY LTD | HARDWOOD;12.5 M LG;12 KN; | CURRENT
000015032 | POLE,LINE CONSTRUCTION,WOOD | Hardwood, 14m Lg, 5kN, CCA Treated, P14/5 | KOPPERS | KOPPERS TIMBER PRESERVATION PTY LTD | 14 M LG;5 KN; | CURRENT
000015033 | POLE,LINE CONSTRUCTION,WOOD | Hardwood, 14m Lg, 8kN, CCA Treated, P14/8 | KOPPERS | KOPPERS TIMBER PRESERVATION PTY LTD | 14 M LG;8 KN; | CURRENT
000015034 | POLE,LINE CONSTRUCTION,WOOD | POLE;H/WOOD,14M,12KN,CU CR ARSENIC POLE,LINE CONSTRUCTION,WOOD Hardwood, 14 m Lg, 12kN, CCA Treated, P14/12 | KOPPERS | KOPPERS TIMBER PRESERVATION PTY LTD | 14 M LG;12 KN | CURRENT
000015035 | POLE,LINE CONSTRUCTION,WOOD | Hardwood, 15.5m Lg, 8kN, CCA Treated, P15.5/8 | KOPPERS | KOPPERS TIMBER PRESERVATION PTY LTD | 15.5 M LG;8 KN; | CURRENT
000015036 | POLE,LINE CONSTRUCTION,WOOD | Hardwood, 15.5m Lg, 12kN, CCA Treated, P15.5/12 | KOPPERS | KOPPERS TIMBER PRESERVATION PTY LTD | 15.5 M LG;12 KN; | CURRENT
000015037 | POLE,LINE CONSTRUCTION,WOOD | Hardwood, 15.5m Lg, 20kN, CCA Treated, P15.5/20 | KOPPERS | KOPPERS TIMBER PRESERVATION PTY LTD | 15.5 M LG;20 KN; | CURRENT
000015038 | POLE,LINE CONSTRUCTION,WOOD | Hardwood, 17m Lg, 8kN, CCA Treated, P17/8 | KOPPERS | KOPPERS TIMBER PRESERVATION PTY LTD | 17 M LG;8 KN; | CURRENT
000015039 | POLE,LINE CONSTRUCTION,WOOD | Hardwood, 17m Lg, 12kN, CCA Treated, P17/12 | KOPPERS | KOPPERS TIMBER PRESERVATION PTY LTD | 17 M LG;12 KN; | CURRENT
000015040 | POLE,LINE CONSTRUCTION,WOOD | Hardwood, 17m Lg, 20kN, CCA Treated, P17/20 | KOPPERS | KOPPERS TIMBER PRESERVATION PTY LTD | 17 M LG;20 KN; | CURRENT
000015041 | POLE,LINE CONSTRUCTION,WOOD | Hardwood, 18.5m Lg, 8kN, CCA Treated, P18.5/8 | KOPPERS | KOPPERS TIMBER PRESERVATION PTY LTD | 18.5 M LG;8 KN; | CURRENT
000015042 | POLE,LINE CONSTRUCTION,WOOD | Hardwood, 18.5m Lg, 12kN, CCA Treated, P18.5/12 | KOPPERS | KOPPERS TIMBER PRESERVATION PTY LTD | 18.5 M LG;12 KN; | CURRENT
000015043 | POLE,LINE CONSTRUCTION,WOOD | Hardwood, 18.5m Lg, 20kN, CCA Treated, P18.5/20 | KOPPERS | KOPPERS TIMBER PRESERVATION PTY LTD | 18.5 M LG;20 KN; | CURRENT
000015044 | POLE,LINE CONSTRUCTION,WOOD | Hardwood, 20m Lg, 8kN, CCA Treated, P20/8 | KOPPERS | KOPPERS TIMBER PRESERVATION PTY LTD | 20 M LG;8 KN; | CURRENT
000015045 | POLE,LINE CONSTRUCTION,WOOD | Hardwood, 20m Lg, 12kN, CCA Treated, P20/12 | KOPPERS | KOPPERS TIMBER PRESERVATION PTY LTD | 20 M LG;12 KN; | CURRENT
000015046 | POLE,LINE CONSTRUCTION,WOOD | Hardwood, 20m Lg, 20kN, CCA Treated, P20/20 | KOPPERS | KOPPERS TIMBER PRESERVATION PTY LTD | 20 M LG;20 KN; | CURRENT
000015047 | POLE,LINE CONSTRUCTION,WOOD | Hardwood, 21.5m Lg, 8kN, CCA Treated, P21.5/8 | KOPPERS | KOPPERS TIMBER PRESERVATION PTY LTD | 21.5 M 8 KN | PURCHASE AS REQUIRED
000015048 | POLE,LINE CONSTRUCTION,WOOD | Hardwood, 21.5m Lg, 12kN, CCA Treated, P21.5/12 | KOPPERS | KOPPERS TIMBER PRESERVATION PTY LTD | 21.5 M 12 KN | CURRENT
000015049 | POLE,LINE CONSTRUCTION,WOOD | Hardwood, 21.5m Lg, 20kN, CCA Treated, P21.5/20 | KOPPERS | KOPPERS TIMBER PRESERVATION PTY LTD | 21.5 M 20 KN | CURRENT
000015050 | POLE,LINE CONSTRUCTION,WOOD | Hardwood, 23m 8kN, CCA Treated, P23/8 | KOPPERS | KOPPERS TIMBER PRESERVATION PTY LTD | 23 M 8 KN | PURCHASE AS REQUIRED
000015051 | POLE,LINE CONSTRUCTION,WOOD | Hardwood, 23m Lg, 12kN, CCA Treated, P23/12 | KOPPERS | KOPPERS TIMBER PRESERVATION PTY LTD | 23 M 12 KN | CURRENT
000015052 | POLE,LINE CONSTRUCTION,WOOD | Hardwood, 23m Lg, 20kN, CCA Treated, P23/20 | KOPPERS | KOPPERS TIMBER PRESERVATION PTY LTD | 23 M 20 KN | CURRENT
000015054 | CABLE,POWER,ELECTRICAL | 110 KV;300 SQ MM;COMPACTED (TINNED OUTER STRAND);COPPER CONDUCTOR;SINGLE CORE; XLPE INSULATED,SCREENED,SWELLABLE TAPED, LEAD ALLOY E SHEATHED,PVC SHEATHED; | OLEX | OLEX AUSTRALIA PTY LTD | XQPP27QC001BKAA | STRATEGIC SPARE
000015059 | HERBICIDE,GLYPHOSATE | LIQUID;FOR KILLING WEEDS & GRASSES IN SUBSTN YARDS & KILLING OF UNWANTED TREES ON EASEMENTS,UNDER POWERLINES IN RURAL AREAS;5 L CONTAINERS, PACK WEIGHT 26kg | TECONN | TE CONNECTIVITY LTD | WEEDMASTER DUO | CURRENT
000015059 | HERBICIDE,GLYPHOSATE | LIQUID;FOR KILLING WEEDS & GRASSES IN SUBSTN YARDS & KILLING OF UNWANTED TREES ON EASEMENTS,UNDER POWERLINES IN RURAL AREAS;5 L CONTAINERS, PACK WEIGHT 26kg | MONSANTO |  | WEEDMASTER DUO | CURRENT
000015059 | HERBICIDE,GLYPHOSATE | LIQUID;FOR KILLING WEEDS & GRASSES IN SUBSTN YARDS & KILLING OF UNWANTED TREES ON EASEMENTS,UNDER POWERLINES IN RURAL AREAS;5 L CONTAINERS, PACK WEIGHT 26kg | BLKWOODS | J BLACKWOOD & SON LTD | 02752409 | CURRENT
000015074 | BRACKET,MOUNTING,STREET LIGHTING FIXTURE | STEEL;GALV;3.0 M LG;34 MM SPIGOT;TYPE M3 ;FOR USE ON MINOR ROADS;PACK SIZE 50, PACK WEIGHT 1010 KG; | GM POLES | GM POLES PTY LTD | SL-WB-M3 | CURRENT
000015075 | CLAMP,ELECTRICAL | Parallel Groove, 10-95mm2 Cu Main & Tap, 2 Bolt, NT, Transverse Grooved, (scm) | PENTA | PENTA AUST (TMAC THEW & MCCANN/HYLEC) | PA12143 | CURRENT
000015075 | CLAMP,ELECTRICAL | Parallel Groove, 10-95mm2 Cu Main & Tap, 2 Bolt, NT, Transverse Grooved, (scm) | THEWMCAN | TMAC THEW & MCCANN GROUP | 10572E | CURRENT
000015075 | CLAMP,ELECTRICAL | Parallel Groove, 10-95mm2 Cu Main & Tap, 2 Bolt, NT, Transverse Grooved, (scm) | TYCO | TYCO | 3030-FS | CURRENT
000015075 | CLAMP,ELECTRICAL | Parallel Groove, 10-95mm2 Cu Main & Tap, 2 Bolt, NT, Transverse Grooved, (scm) | THEWMCAN | TMAC THEW & MCCANN GROUP | P2C 10-95 | CURRENT
000015083 | FUSE-SWITCH COMBINATION. | 12 KV;100 AMP CONT;3 PHASE;6 KA BREAKING CURRENT;GANGED,OUTDOOR DROPOUT FUSE ISOLATOR;SUPPLIED ASSEMBLED ON A 2.4 M STEEL X-ARM; INC 3 FUSE BASES 72906/24; | AKPOWER | AK POWER SOLUTIONS PTY LTD | 12859 | CURRENT
000015092 | CONTACTOR | 240 V AC;5.5 KW;50 HZ FREQ CONTACTS; 24 V DC COIL;2 N/C AUX CONTACTS; TO SUIT TAKAMATSU LOAD TRANSFER SWITCH (CLOSING CONTACTOR); | MORLYNN | MORLYNN | 700-00600-00800 | PHASING
000015094 | PLYWOOD. | TRENCH SHORING;STRUCTURAL,CD SURFACE GDE ,STRESS GDE F14,A BOND;2400 MM LG;1200 MM W;17 MM THK;HEAT BRANDED ENERGEX, EDGES LINSEED OIL PAINTED;AS2269-1979; 2 | AUSPLYWD |  | CDHW241217 | CURRENT
000015102 | DIE,CRIMPING TOOL | STEEL;HEX;22 MM AF;FOR ALUMINIUM BASED COMPRESSION FITTINGS;U/W UTILUX COMPRESSION TOOL NO.38A OR EQUIV; PACK OF 1,PACK WEIGHT 0.016 KG; | SPECFORC | SPECIALISED FORCE | 12T-22.0AFAL | CURRENT
000015102 | DIE,CRIMPING TOOL | STEEL;HEX;22 MM AF;FOR ALUMINIUM BASED COMPRESSION FITTINGS;U/W UTILUX COMPRESSION TOOL NO.38A OR EQUIV; PACK OF 1,PACK WEIGHT 0.016 KG; | TECONN | TE CONNECTIVITY LTD | 38-220AL/1 | CURRENT
000015102 | DIE,CRIMPING TOOL | STEEL;HEX;22 MM AF;FOR ALUMINIUM BASED COMPRESSION FITTINGS;U/W UTILUX COMPRESSION TOOL NO.38A OR EQUIV; PACK OF 1,PACK WEIGHT 0.016 KG; | PLP AUST | PREFORMED LINE PRODUCTS (AUST) | EPCDA220AF | CURRENT
000015103 | RUNG,INDIVIDUAL-RUNG LADDER. | NON STAGGERED;350 MM INT W;24 MM MIN DIA GALV STEEL;FLANGE MTG;AS1657;PACK OF 3, PALLET OF 15;FOR RE-INFORCED CONCRETE CABLE JOINT PIT; | HAYMAN | HAYMANS INDUSTRIES PTY LTD | 15103 | CURRENT
000015103 | RUNG,INDIVIDUAL-RUNG LADDER. | NON STAGGERED;350 MM INT W;24 MM MIN DIA GALV STEEL;FLANGE MTG;AS1657;PACK OF 3, PALLET OF 15;FOR RE-INFORCED CONCRETE CABLE JOINT PIT; | STEELWAY |  | E15103 | CURRENT
000015104 | FRAME,MANHOLE. | 1.63 MM GALVABOND STEEL SHEET;750 MM X 1245 MM INT,1000 MM X 1495 MM EXT,155 MM D;TO ACCOMODATE MANHOLE COVER,FOR BITUMEN SURFACE;ITEM 9 OF DWG;PACK OF | GLOBAL | GLOBAL MANUFACTURING GROUP | ENERGEX-3950-A2-SH-C-15104 | PURCHASE AS REQUIRED
000015107 | FRAME,MANHOLE. | 1.63 MM GALVABOND STEEL SHEET;750 MM X 1245 MM INT,1000 MM X 1495 MM EXT,255 MM D;TO ACCOMODATE MANHOLE COVER,FOR BITUMEN SURFACE;ITEM 12 OF DWG;PACK OF | GLOBAL | GLOBAL MANUFACTURING GROUP | ENERGEX-3950-A2-SH-C-15107 | PURCHASE AS REQUIRED
000015117 | FUSE LINK,ENCLOSED ELEMENT | 200 AMP;500 V AC;BLADE TYPE CONTACTS, DIN SIZE 1;AS2005,PART 1;PACK OF 3,PACK WEIGHT 1.0 KG FOR USE WITH FUSE-SWITCH COMBINATION (STOCK CODES15194 & 16861); | FUSECO | FUSECO PTY LTD | NH1F-200 | CURRENT
000015117 | FUSE LINK,ENCLOSED ELEMENT | 200 AMP;500 V AC;BLADE TYPE CONTACTS, DIN SIZE 1;AS2005,PART 1;PACK OF 3,PACK WEIGHT 1.0 KG FOR USE WITH FUSE-SWITCH COMBINATION (STOCK CODES15194 & 16861); | FLOWLINE | FLOWLINE INDUSTRIES PTY LTD | EM371320 | CURRENT
000015118 | FUSE LINK,ENCLOSED ELEMENT | 315 AMP;500 V AC;BLADE TYPE CONTACTS,DIN SIZE 2;C/W CORROSION RESISTANT END PLATES,MOUNTING TAGS & SCREWS;AS2005, PART 1;PACK OF 3,PACK WEIGHT 1.68 KG; | FUSECO | FUSECO PTY LTD | NH2F-315 | CURRENT
000015118 | FUSE LINK,ENCLOSED ELEMENT | 315 AMP;500 V AC;BLADE TYPE CONTACTS,DIN SIZE 2;C/W CORROSION RESISTANT END PLATES,MOUNTING TAGS & SCREWS;AS2005, PART 1;PACK OF 3,PACK WEIGHT 1.68 KG; | FLOWLINE | FLOWLINE INDUSTRIES PTY LTD | EM372231 | CURRENT
000015125 | TERMINAL,LUG | DRILLED PALM,TINNED COPPER;FOR 16 SQ MM COPPER CONDUCTOR;M12 HOLE SIZE;18 MM LG BARREL;PACK OF 50,PACK WEIGHT 435 G; REFER SC17499 FOR DIE; | TYCO | TYCO | CG16M12/50 | CURRENT
000015125 | TERMINAL,LUG | DRILLED PALM,TINNED COPPER;FOR 16 SQ MM COPPER CONDUCTOR;M12 HOLE SIZE;18 MM LG BARREL;PACK OF 50,PACK WEIGHT 435 G; REFER SC17499 FOR DIE; | PLP AUST | PREFORMED LINE PRODUCTS (AUST) | EPTCU-16-6.3AF-M12 | CURRENT
000015126 | DIE,CRIMPING TOOL | STEEL;OVAL;FOR COPPER EARTHING CONNECTORS;U/W UTILUX COMPRESSION TOOL NO.38A OR EQUIV;PACK OF 2; | SPECFORC | SPECIALISED FORCE | 12T-DUOT | CURRENT
000015126 | DIE,CRIMPING TOOL | STEEL;OVAL;FOR COPPER EARTHING CONNECTORS;U/W UTILUX COMPRESSION TOOL NO.38A OR EQUIV;PACK OF 2; | TEN | THE ENERGY NETWORK | K12-UO | CURRENT
000015126 | DIE,CRIMPING TOOL | STEEL;OVAL;FOR COPPER EARTHING CONNECTORS;U/W UTILUX COMPRESSION TOOL NO.38A OR EQUIV;PACK OF 2; | HAYMANS | HAYMANS ELECTRICAL | BUNU-O | CURRENT
000015126 | DIE,CRIMPING TOOL | STEEL;OVAL;FOR COPPER EARTHING CONNECTORS;U/W UTILUX COMPRESSION TOOL NO.38A OR EQUIV;PACK OF 2; | BURNDY | BURNDY CABLE SUPPORT SYSTEMS | BUNU-O | CURRENT
000015128 | INSULATION SLEEVING,ELECTRICAL | POLYOLEFIN,HEAT SHRINKABLE;50 MM MIN ID EXP,15 MM MAX ID RECOVERED;2 MM MIN THK RECOVERED;1500 MM LG;BLACK;MELTABLE INNER LINING,WRAP AROUND TYPE;FOR | LEGEND | LEGEND POWER SYSTEMS | ZT55/13-1500 | CURRENT
000015128 | INSULATION SLEEVING,ELECTRICAL | POLYOLEFIN,HEAT SHRINKABLE;50 MM MIN ID EXP,15 MM MAX ID RECOVERED;2 MM MIN THK RECOVERED;1500 MM LG;BLACK;MELTABLE INNER LINING,WRAP AROUND TYPE;FOR | TECONN | TE CONNECTIVITY LTD | CRSM-53/13-1500/239(S1) | CURRENT
000015129 | INSULATION SLEEVING,ELECTRICAL | POLYOLEFIN,HEAT SHRINKABLE;80 MM MIN ID EXP,20 MM MAX ID RECOVERED;2 MM MIN THK RECOVERED;300 MM LG;BLACK;MELTABLE INNER LINING,WRAP AROUND TYPE;FOR REPAIRS TO | LEGEND | LEGEND POWER SYSTEMS | ZT85/20-300 | CURRENT
000015129 | INSULATION SLEEVING,ELECTRICAL | POLYOLEFIN,HEAT SHRINKABLE;80 MM MIN ID EXP,20 MM MAX ID RECOVERED;2 MM MIN THK RECOVERED;300 MM LG;BLACK;MELTABLE INNER LINING,WRAP AROUND TYPE;FOR REPAIRS TO | TECONN | TE CONNECTIVITY LTD | CRSM-84/20-400/239(B15) | CURRENT
000015130 | TERMINATION,ELECTRICAL POWER CABLE | 11 KV;INDOOR KIT;3 PHASE;FOR 400 SQ MM COPPER CONDUCTOR,SCREENED,PLYSWS;HEAT SHRINK;650 MM LG;SIMILAR TO UJ MANUAL 2.001D; | RAYCHEM | RAYCHEM (AUSTRALIA) PTY LTD | EPKT 17D 3 (M1H2) | MAINTENANCE STOCK
000015152 | TERMINATION,ELECTRICAL POWER CABLE | 33 KV;OUTDOOR KIT;SINGLE PHASE;FOR 185 SQ MM COPPER CONDUCTOR,SCREENED,PLY/HDPE ;HEAT SHRINK;800 MM LG;PACK OF 1,PACK WEIGHT 5 KG; | TECONN | TE CONNECTIVITY LTD | EPKT-36D1MO-M-1PH | CURRENT
000015153 | TERMINATION,ELECTRICAL POWER CABLE | 33 KV;OUTDOOR KIT;THREE PHASE;FOR 1C 400 SQ MM COPPER CONDUCTOR,SCREENED,PLY/HDPE ;HEAT SHRINK;800 MM LG;PACK OF 1,PACK WEIGHT 5 KG; | TECONN | TE CONNECTIVITY LTD | EPKT-EX46-M | CURRENT
000015167 | MANHOLE TOP ASSEMBLY | Footpath Access, 2 Part Cover, Class B, 762 x 1264mm Clear Opening, 1mm Concrete Filled Shim, Cast Iron, Rigid Frame, 80kN Load Capacity, AS3996 | GATIC |  | 302C-7612B | PURCHASE AS REQUIRED
000015168 | MARKER,LOCATION,INDUCTIVE | 100 MM NOM DIA;SPHERICAL;RED;HIGH DENSITY POLYETHYLENE;2.2 KG;GLYCOL FILLED;RANGE-1.2 M,RESONANT FREQUENCY- 169.8 KHZ;PACK OF 1;USED AS AN AID | HAYMANS | HAYMANS ELECTRICAL | MMM1402 | CURRENT
000015168 | MARKER,LOCATION,INDUCTIVE | 100 MM NOM DIA;SPHERICAL;RED;HIGH DENSITY POLYETHYLENE;2.2 KG;GLYCOL FILLED;RANGE-1.2 M,RESONANT FREQUENCY- 169.8 KHZ;PACK OF 1;USED AS AN AID | GILBLODG | GILBERT LODGE AUSTRALIA | 3M1402-XR | CURRENT
000015168 | MARKER,LOCATION,INDUCTIVE | 100 MM NOM DIA;SPHERICAL;RED;HIGH DENSITY POLYETHYLENE;2.2 KG;GLYCOL FILLED;RANGE-1.2 M,RESONANT FREQUENCY- 169.8 KHZ;PACK OF 1;USED AS AN AID | 3M | 3M AUSTRALIA PTY LTD | MMM1402 | CURRENT
000015171 | CAPACITOR UNIT. | 6.93 KV,238 KVAR;SINGLE BUSHING;NO INTERNAL FUSE;INSULATOR HEIGHT 240 MM; MOUNTING BRACKET 310 MM FROM TANK TOP; FOR CAP BANKS AT SS APM; | GE(USA) | GENERAL ELECTRIC (USA) | PC PRICE | CURRENT
000015186 | LABEL | VINYL,YELLOW; LEGEND - SUPPLY AUTHORITY C.T.'S; Black Print on Yellow Vinyl Slit Back Self-Adhesive. 148 x 36mm. Pack 200 For attaching on consumer's switchboard. | ARTCRAFT | ARTCRAFT PTY LTD | 15186 | CURRENT
000015186 | LABEL | VINYL,YELLOW; LEGEND - SUPPLY AUTHORITY C.T.'S; Black Print on Yellow Vinyl Slit Back Self-Adhesive. 148 x 36mm. Pack 200 For attaching on consumer's switchboard. | CUTLER | CUTLER BRANDS PTY LTD | ENERGE-15186 | CURRENT
000015186 | LABEL | VINYL,YELLOW; LEGEND - SUPPLY AUTHORITY C.T.'S; Black Print on Yellow Vinyl Slit Back Self-Adhesive. 148 x 36mm. Pack 200 For attaching on consumer's switchboard. | PRGRAPH |  | LABEL. | CURRENT
000015187 | CONNECTOR BAR,ELECTRICAL | PHASE;FLAT ALUMINIUM BAR;70 MM LG,50 MM W,20 MM THK;415 V,400 A;1 X 13 MM DIA BOLT HOLE & 1 X 12 MM TAPPED HOLE;FOR CONNECTING PHASES IN COMMERCIAL AND | GLOBAL | GLOBAL MANUFACTURING GROUP | ENERGEX-6542-A3 | PHASING
000015189 | STRAP,RETAINING | ALUMINIUM;DOUBLE FIXING SADDLE WITH OFFSET CENTRELINE TO SUIT TANGENTIAL MTG TO POLE CIRCUMFERENCE;40 MM O/A W;LV POLE TERMINATION CONDUIT SADDLE,REFER UJ | ENI | ENI INDUSTRIES PL | 84169 | CURRENT
000015194 | PANEL,POWER DISTRIBUTION | 415 V;250 AMP CORROSION RESISTANT CFS UNIT;MOUNTED ON 355 MM H,415 MM W,10 MM THK PANEL;TYPE " X " AS1795;C/W ELECTRO- TINNED NEUTRAL LINK,4 MTG HOLES;PACK OF | FLOWLINE | FLOWLINE INDUSTRIES PTY LTD | ESQ078 | CURRENT
000015197 | BOLT,DEE HEAD | STAINLESS STEEL GDE 304 OR 316;M10;30 MM LG;C/W M10 S/S WASHER HEAD STAMPED WITH LGE "M";AS2837;BOX OF 100;FOR FASTENING ELECT SUPPLY PILLAR COVERS (TOOL | SUMMIT | SUMMIT GROUP | 6SCS2WNM10030 | CURRENT
000015197 | BOLT,DEE HEAD | STAINLESS STEEL GDE 304 OR 316;M10;30 MM LG;C/W M10 S/S WASHER HEAD STAMPED WITH LGE "M";AS2837;BOX OF 100;FOR FASTENING ELECT SUPPLY PILLAR COVERS (TOOL | STATEWD | STATEWIDE FSTNERS & ENG SPLS PL | BDHS4M1030 | CURRENT
000015201 | SCREW,TAPPING,THREAD CUTTING | SELF DRILLING POINT;STEEL;WASHER HD, PHILLIPS DRIVE;NO.8;25 MM LG;PACK OF100 ;FOR USE AS A METER TOP MTG SCREW; | CNWPL | CNW PL - SLACKS CREEK | CLI357WH25 | CURRENT
000015201 | SCREW,TAPPING,THREAD CUTTING | SELF DRILLING POINT;STEEL;WASHER HD, PHILLIPS DRIVE;NO.8;25 MM LG;PACK OF100 ;FOR USE AS A METER TOP MTG SCREW; | CLIPSAL | GERARD INDUSTRIES QLD DIVSN P/L | CLI357WH25 | CURRENT
000015243 | SWITCH FUSE GEAR | 12 KV;3 PHASE;2 SW;400 AMP (MOTORISED) 50 KA MKG CAP;20 KA,3 SEC SHORT TIME W/STAND CURRENT;1 FUSE SWITCH 100 AMP; EXT RHS UNLESS OTHERWISE SPECIFIED; | ABB | ABB FAN PTY LTD | SDAF14-3 | PHASING
000015248 | SEAL,ANTIPILFERAGE | TINNED COPPER;FERRULE;NON-CHAMFERED;FOR METER SEALING;PACKS OF 1000;ISSUE TO AUTHORISED STAFF ONLY; | MAUN |  | MS3282-012-1000 | CURRENT
000015248 | SEAL,ANTIPILFERAGE | TINNED COPPER;FERRULE;NON-CHAMFERED;FOR METER SEALING;PACKS OF 1000;ISSUE TO AUTHORISED STAFF ONLY; | HARCOR | HARCOR SECURITY SEALS | EA01000 | CURRENT
000015249 | RELAY,PILOT SUPERVISION. | SEND RELAY;110 V AC;RECEIVE RELAY;110 V DC;2 NO & 2 NC SR ALARM CONT;1 SR FLAG; MODULAR CASE;5 KV ISOLATION;IEC225; | REYROLLE |  |  | STRATEGIC SPARE
000015253 | JUNCTION BOX,PILOT CABLE | TYPE 1;AERIAL PILOT CABLE,FITTED WITH TEST LINKS FOR 20 PR CABLES;250 MM OD; PVC JACKET; | ENERGEX | ENERGEX |  | CURRENT
000015254 | JUNCTION BOX,PILOT CABLE | TYPE 2;AERIAL PILOT CABLE,NO INTERNAL FITTINGS;100 MM OD;PVC JACKET;FOR USE WITH INSULATION PIERCING CONNECTORS, REFER STOCK CODE 15363; | ENERGEX | ENERGEX |  | CURRENT
000015257 | NUT,EYE | STEEL,STRUCTURAL GDE 250;GALV;M16;ISO M; 40 MM EYE;62 KN MIN FAILING LOAD;BAGS OF 30,PACK WEIGHT 18 KG; | SEWELFRG | GREG SEWELL FORGINGS PTY LTD | 4807 | CURRENT
000015261 | TERMINAL BLOCK | MELAMINE;2 TERMINAL LINK TYPE;440 V 25 AMP;RAIL MTG (G32 SECT);4 SQ MM MAX CONDUCTOR SIZE;6 MM THK,67 MM H, 40 MM W;PACK OF 100; | HAYMANS | HAYMANS ELECTRICAL | KLI3407.2 | CURRENT
000015261 | TERMINAL BLOCK | MELAMINE;2 TERMINAL LINK TYPE;440 V 25 AMP;RAIL MTG (G32 SECT);4 SQ MM MAX CONDUCTOR SIZE;6 MM THK,67 MM H, 40 MM W;PACK OF 100; | KLIPPON |  | KLI3407.2 | CURRENT
000015261 | TERMINAL BLOCK | MELAMINE;2 TERMINAL LINK TYPE;440 V 25 AMP;RAIL MTG (G32 SECT);4 SQ MM MAX CONDUCTOR SIZE;6 MM THK,67 MM H, 40 MM W;PACK OF 100; | CNWPL | CNW PL - SLACKS CREEK | WEI0340720000 | CURRENT
000015262 | COUPLING,ADAPTOR,NONMETALLIC CONDUIT | RIGID UPVC;ORANGE;SOCKETLESS SLIP ACTION TO SUIT 100 MM NOM DIA FRC CONDUIT; ID 125 MM,OD132 MM;AS2053; | TRI UGRD | TRI UNDERGROUND AUSTRALIA PTY LTD | LDE125100PVCFRC | CURRENT
000015262 | COUPLING,ADAPTOR,NONMETALLIC CONDUIT | RIGID UPVC;ORANGE;SOCKETLESS SLIP ACTION TO SUIT 100 MM NOM DIA FRC CONDUIT; ID 125 MM,OD132 MM;AS2053; | VINIDEX |  | 32340 | CURRENT
000015265 | BEND,NONMETALLIC RIGID CONDUIT | UPVC;ORANGE;125 MM NOM DIA;LIGHT DUTY; 45 DEG;1.83 M RAD;SOCKET MOULDED ONE END;MARKED "ELECTRICITY SUPPLY CABLES"; AS2053;PACK OF 1,PACK WEIGHT 4.78 KG; | TRI UGRD | TRI UNDERGROUND AUSTRALIA PTY LTD | LDE125451830MFS | CURRENT
000015265 | BEND,NONMETALLIC RIGID CONDUIT | UPVC;ORANGE;125 MM NOM DIA;LIGHT DUTY; 45 DEG;1.83 M RAD;SOCKET MOULDED ONE END;MARKED "ELECTRICITY SUPPLY CABLES"; AS2053;PACK OF 1,PACK WEIGHT 4.78 KG; | HAYMANS | HAYMANS ELECTRICAL | CONX125LD1830R45MF | CURRENT
000015265 | BEND,NONMETALLIC RIGID CONDUIT | UPVC;ORANGE;125 MM NOM DIA;LIGHT DUTY; 45 DEG;1.83 M RAD;SOCKET MOULDED ONE END;MARKED "ELECTRICITY SUPPLY CABLES"; AS2053;PACK OF 1,PACK WEIGHT 4.78 KG; | VINIDEX |  | 32020 | CURRENT
000015266 | BEND,NONMETALLIC RIGID CONDUIT | UPVC;ORANGE;125 MM NOM DIA;LIGHT DUTY; 30 DEG;1.83 M RAD;SOCKET MOULDED ONE END;MARKED "ELECTRICITY SUPPLY CABLES"; AS2053;PACK OF 1,PACK WEIGHT 3.45 KG | TRI UGRD | TRI UNDERGROUND AUSTRALIA PTY LTD | LDE125301830MFS | CURRENT
000015266 | BEND,NONMETALLIC RIGID CONDUIT | UPVC;ORANGE;125 MM NOM DIA;LIGHT DUTY; 30 DEG;1.83 M RAD;SOCKET MOULDED ONE END;MARKED "ELECTRICITY SUPPLY CABLES"; AS2053;PACK OF 1,PACK WEIGHT 3.45 KG | HAYMANS | HAYMANS ELECTRICAL | CONX125LD1830R30MF | CURRENT
000015266 | BEND,NONMETALLIC RIGID CONDUIT | UPVC;ORANGE;125 MM NOM DIA;LIGHT DUTY; 30 DEG;1.83 M RAD;SOCKET MOULDED ONE END;MARKED "ELECTRICITY SUPPLY CABLES"; AS2053;PACK OF 1,PACK WEIGHT 3.45 KG | VINIDEX |  | 31970 | CURRENT
000015267 | BEND,NONMETALLIC RIGID CONDUIT | UPVC;ORANGE;125 MM NOM DIA;LIGHT DUTY; 15 DEG;1.83 M RAD;SOCKET MOULDED ONE END;MARKED "ELECTRICITY SUPPLY CABLES"; AS2053;REFER STOCK CODE 16618; | TRI UGRD | TRI UNDERGROUND AUSTRALIA PTY LTD | LDE125151830MFS | PURCHASE AS REQUIRED
000015267 | BEND,NONMETALLIC RIGID CONDUIT | UPVC;ORANGE;125 MM NOM DIA;LIGHT DUTY; 15 DEG;1.83 M RAD;SOCKET MOULDED ONE END;MARKED "ELECTRICITY SUPPLY CABLES"; AS2053;REFER STOCK CODE 16618; | HAYMANS | HAYMANS ELECTRICAL | CONX125LD1830R15MF | PURCHASE AS REQUIRED
000015267 | BEND,NONMETALLIC RIGID CONDUIT | UPVC;ORANGE;125 MM NOM DIA;LIGHT DUTY; 15 DEG;1.83 M RAD;SOCKET MOULDED ONE END;MARKED "ELECTRICITY SUPPLY CABLES"; AS2053;REFER STOCK CODE 16618; | VINIDEX |  | 31930 | PURCHASE AS REQUIRED
000015270 | BEND,NONMETALLIC RIGID CONDUIT | UPVC;ORANGE;100 MM NOM DIA;LIGHT DUTY; 15 DEG;1.83 M RAD;SOCKET MOULDED BOTH ENDS;MARKED "ELECTRICITY SUPPLY CABLES"; AS2053; | TRI UGRD | TRI UNDERGROUND AUSTRALIA PTY LTD | LDE100151830FFS | CURRENT
000015270 | BEND,NONMETALLIC RIGID CONDUIT | UPVC;ORANGE;100 MM NOM DIA;LIGHT DUTY; 15 DEG;1.83 M RAD;SOCKET MOULDED BOTH ENDS;MARKED "ELECTRICITY SUPPLY CABLES"; AS2053; | HARDIE |  | EO12610015AY | CURRENT
000015270 | BEND,NONMETALLIC RIGID CONDUIT | UPVC;ORANGE;100 MM NOM DIA;LIGHT DUTY; 15 DEG;1.83 M RAD;SOCKET MOULDED BOTH ENDS;MARKED "ELECTRICITY SUPPLY CABLES"; AS2053; | VINIDEX |  | 31920 | CURRENT
000015271 | BEND,NONMETALLIC RIGID CONDUIT | UPVC;ORANGE;80 MM NOM DIA;LIGHT DUTY; 90 DEG;0.45 M RAD;SOCKED MOULDED BOTH ENDS;MARKED "ELECTRICITY SUPPLY CABLES"; AS2053;PACK OF 1,PACK WEIGHT 1.06 KG; | TRI UGRD | TRI UNDERGROUND AUSTRALIA PTY LTD | LDE8090450FFS | CURRENT
000015271 | BEND,NONMETALLIC RIGID CONDUIT | UPVC;ORANGE;80 MM NOM DIA;LIGHT DUTY; 90 DEG;0.45 M RAD;SOCKED MOULDED BOTH ENDS;MARKED "ELECTRICITY SUPPLY CABLES"; AS2053;PACK OF 1,PACK WEIGHT 1.06 KG; | HAYMANS | HAYMANS ELECTRICAL | CONX80LD450R90 | CURRENT
000015271 | BEND,NONMETALLIC RIGID CONDUIT | UPVC;ORANGE;80 MM NOM DIA;LIGHT DUTY; 90 DEG;0.45 M RAD;SOCKED MOULDED BOTH ENDS;MARKED "ELECTRICITY SUPPLY CABLES"; AS2053;PACK OF 1,PACK WEIGHT 1.06 KG; | VINIDEX |  | 32080 | CURRENT
000015272 | BEND,NONMETALLIC RIGID CONDUIT | UPVC;ORANGE;80 MM NOM DIA;LIGHT DUTY; 45 DEG;1.83 M RAD;SOCKET MOULDED BOTH ENDS;MARKED "ELECTRICITY SUPPLY CABLES"; AS2053;PACK OF 1,PACK WEIGHT 1.81 KG; | TRI UGRD | TRI UNDERGROUND AUSTRALIA PTY LTD | LDE80451830FFS | CURRENT
000015272 | BEND,NONMETALLIC RIGID CONDUIT | UPVC;ORANGE;80 MM NOM DIA;LIGHT DUTY; 45 DEG;1.83 M RAD;SOCKET MOULDED BOTH ENDS;MARKED "ELECTRICITY SUPPLY CABLES"; AS2053;PACK OF 1,PACK WEIGHT 1.81 KG; | HAYMANS | HAYMANS ELECTRICAL | CONX80LD1830R45 | CURRENT
000015272 | BEND,NONMETALLIC RIGID CONDUIT | UPVC;ORANGE;80 MM NOM DIA;LIGHT DUTY; 45 DEG;1.83 M RAD;SOCKET MOULDED BOTH ENDS;MARKED "ELECTRICITY SUPPLY CABLES"; AS2053;PACK OF 1,PACK WEIGHT 1.81 KG; | VINIDEX |  | 32000 | CURRENT
000015274 | COUPLING,ADAPTOR,NONMETALLIC CONDUIT | RIGID UPVC;ORANGE;125 MM NOM DIA;LIGHT DUTY;DOUBLE ENDED SOCKET;AS2053; PACK OF 22,PACK WEIGHT 0.79 KG; | TRI UGRD | TRI UNDERGROUND AUSTRALIA PTY LTD | LDE125COUPFF | CURRENT
000015274 | COUPLING,ADAPTOR,NONMETALLIC CONDUIT | RIGID UPVC;ORANGE;125 MM NOM DIA;LIGHT DUTY;DOUBLE ENDED SOCKET;AS2053; PACK OF 22,PACK WEIGHT 0.79 KG; | HAYMANS | HAYMANS ELECTRICAL | FABL242125 | CURRENT
000015274 | COUPLING,ADAPTOR,NONMETALLIC CONDUIT | RIGID UPVC;ORANGE;125 MM NOM DIA;LIGHT DUTY;DOUBLE ENDED SOCKET;AS2053; PACK OF 22,PACK WEIGHT 0.79 KG; | VINIDEX |  | 32170 | CURRENT
000015278 | BRACKET,MOUNTING | FOR PADMOUNT TERMINATION UNISTRUT MOUNTING CLEAT SUPPORT;MILD STEEL GALV;6 MM THK;T-SHAPED;BAG OF 40,PACK WEIGHT 20 KG;UJ MANUAL 2.005D; | HAYMAN | HAYMANS INDUSTRIES PTY LTD | 15278 | CURRENT
000015278 | BRACKET,MOUNTING | FOR PADMOUNT TERMINATION UNISTRUT MOUNTING CLEAT SUPPORT;MILD STEEL GALV;6 MM THK;T-SHAPED;BAG OF 40,PACK WEIGHT 20 KG;UJ MANUAL 2.005D; | LIVINGST | LIVINGSTONE ENGINEERING | 15278 | CURRENT
000015279 | STRAP,RETAINING | ALUMINIUM;40 MM W X 6 MM THK;DOUBLE FIXING SADDLE WITH FEET OFFSET TO SUIT POLE CONTOUR;BAG OF 10;LV POLE TERMINATION CONDUIT SADDLE,REFER UJ | ENI | ENI INDUSTRIES PL | 84171 | CURRENT
000015280 | CUTTER,CABLE,HAND OPERATED | SINGLE HANDLE ECCENTRIC RATCHET TYPE; 180 MM O/A LG;ADJUSTABLE ECCENTRIC, REPLACEABLE BLADE;SUPPLIED IN PLASTIC CASE; | LEGEND | LEGEND POWER SYSTEMS | KMS-EX | CURRENT
000015280 | CUTTER,CABLE,HAND OPERATED | SINGLE HANDLE ECCENTRIC RATCHET TYPE; 180 MM O/A LG;ADJUSTABLE ECCENTRIC, REPLACEABLE BLADE;SUPPLIED IN PLASTIC CASE; | SPECFORC | SPECIALISED FORCE | AV6220 | CURRENT
000015281 | BLADE,CUTTER,CABLE | FIXED;SCALLOP EDGE,DOUBLE BEVEL;TUNGSTEN CARBIDE;REPLACEMENT BLADE FOR CUTTER (STOCK CODE 15280);PACK OF 1; | SPECFORC | SPECIALISED FORCE | AV6299 | CURRENT
000015287 | PIN,STRAIGHT,HEADLESS | STEEL;GALV;HEX;72 MM C TO C;16 MM DIA; C/W 2 HUMPBACK SPLIT PINS; | DULHUNTY | DULHUNTY INDUSTRIES PTY LTD | HEX-72 | CURRENT
000015288 | PLUG,EAR | POLYMER FOAM;DISPOSABLE;EXPANDING,DB 27.5 RATING;CARTON OF 200 PAIRS;***NOT TO BE REUSED;OBSERVE STRICT HYGIENE STANDARDS DURING INSERTION***; | BLKWOODS | J BLACKWOOD & SON LTD | 05374761/312-1261 | CURRENT
000015288 | PLUG,EAR | POLYMER FOAM;DISPOSABLE;EXPANDING,DB 27.5 RATING;CARTON OF 200 PAIRS;***NOT TO BE REUSED;OBSERVE STRICT HYGIENE STANDARDS DURING INSERTION***; | BLKWOOD | J BLACKWOOD & SON LTD | 05374761 | CURRENT
000015288 | PLUG,EAR | POLYMER FOAM;DISPOSABLE;EXPANDING,DB 27.5 RATING;CARTON OF 200 PAIRS;***NOT TO BE REUSED;OBSERVE STRICT HYGIENE STANDARDS DURING INSERTION***; | E.A.R. |  | EPLATNUMS | CURRENT
000015289 | BUCKLE | STEEL;FOR 19 MM W POLYPROPYLENE STRAPPING;BAG OF 500,PACK OF 1000, PACK WEIGHT 6 KG; U/W STRAPPING STOCK CODE 02908; | BLKWOOD | J BLACKWOOD & SON LTD | 00037587 | CURRENT
000015289 | BUCKLE | STEEL;FOR 19 MM W POLYPROPYLENE STRAPPING;BAG OF 500,PACK OF 1000, PACK WEIGHT 6 KG; U/W STRAPPING STOCK CODE 02908; | SIGNET | SIGNET PTY LTD | CT1000 10800 | CURRENT
000015289 | BUCKLE | STEEL;FOR 19 MM W POLYPROPYLENE STRAPPING;BAG OF 500,PACK OF 1000, PACK WEIGHT 6 KG; U/W STRAPPING STOCK CODE 02908; | PROMARK | PROMARK PACKAGING PTY LTD GEEBUNG | STEEL;FOR 19 MM W; LM3008 | CURRENT
000015292 | ANCHOR,ROCKFACE | STEEL;GALV;24 MM HOLE DIA;M20; 260 MM LG;BOX OF 10;TO BE USED IN CONJUNCTION WITH STOCK CODE 17889; | HOBSON | HOBSON ENGINEERING CO PTY LTD 393904 | MCS58GCM200260 | CURRENT
000015292 | ANCHOR,ROCKFACE | STEEL;GALV;24 MM HOLE DIA;M20; 260 MM LG;BOX OF 10;TO BE USED IN CONJUNCTION WITH STOCK CODE 17889; | STATEWD | STATEWIDE FSTNERS & ENG SPLS PL | RM20260G | CURRENT
000015292 | ANCHOR,ROCKFACE | STEEL;GALV;24 MM HOLE DIA;M20; 260 MM LG;BOX OF 10;TO BE USED IN CONJUNCTION WITH STOCK CODE 17889; | COVENTRY | COVENTRY FASTENERS QLD | CS20260GH | CURRENT
000015294 | SWEATBAND,HEADWEAR | TERRY COTTON;FOAM BACKED C/W 3 HOW CONDUCTIVE PRESS STUDS;TO SUIT MSA V GUARD SAFETY CAPS; | ATOMSUPP | ATOM SUPPLY | 90070032 | CURRENT
000015294 | SWEATBAND,HEADWEAR | TERRY COTTON;FOAM BACKED C/W 3 HOW CONDUCTIVE PRESS STUDS;TO SUIT MSA V GUARD SAFETY CAPS; | BLKWOODS | J BLACKWOOD & SON LTD | 00372079/224047 | CURRENT
000015294 | SWEATBAND,HEADWEAR | TERRY COTTON;FOAM BACKED C/W 3 HOW CONDUCTIVE PRESS STUDS;TO SUIT MSA V GUARD SAFETY CAPS; | MSA |  | 224047 | CURRENT
000015295 | SEMICONDUCTOR DEVICE,DIODE | AVALANCHE TYPE 1000 PIV;3 AMP;FOR USE AS FREEWHEELING DIODE ACROSS TRIP,CLOSING & ANTIPUMPING COILS WHERE REQUIRED,CAN BE USED IN SERIES FOR HIGH VOLTAGE | RSCOMP | RADIOSPARES COMPONENT PTY LTD | 628-9502 | CURRENT
000015314 | CONDUIT,NONMETALLIC,RIGID | 100 MM NOM SIZE;UPVC;WHITE;CLASS 12;HALF SECTION WITH INTEGRAL SOCKET;6 M LG,(1 X 6 M LG = 2 PIECES);AS1477,PTS 1-6 INCL; USED IN PAIRS FOR THE PROTECTION OF | VINIDEX |  |  | PURCHASE AS REQUIRED
000015314 | CONDUIT,NONMETALLIC,RIGID | 100 MM NOM SIZE;UPVC;WHITE;CLASS 12;HALF SECTION WITH INTEGRAL SOCKET;6 M LG,(1 X 6 M LG = 2 PIECES);AS1477,PTS 1-6 INCL; USED IN PAIRS FOR THE PROTECTION OF | HARDIE |  |  | PURCHASE AS REQUIRED
000015319 | RELAY,ELECTROMAGNETIC | 110 V DC COIL;10 NO HR CONT;1 HR FLAG; MODULAR CASE;IEC 255;REPLACED BY SC20186; | ALSTOM | ALSTOM GRID AUSTRALIA LIMITED | MVAJ13D1GB0771 | STRATEGIC SPARE
000015320 | DIE,CRIMPING TOOL | STEEL;HEX;12.5 MM AF;FOR ALUMINIUM BASED COMPRESSION FITTINGS;U/W UTILUX COMPRESSION TOOL NO.38A OR EQUIV; PACK OF 1,PACK WEIGHT 0.026 KG; | TECONN | TE CONNECTIVITY LTD | 38-125AL/1 | CURRENT
000015320 | DIE,CRIMPING TOOL | STEEL;HEX;12.5 MM AF;FOR ALUMINIUM BASED COMPRESSION FITTINGS;U/W UTILUX COMPRESSION TOOL NO.38A OR EQUIV; PACK OF 1,PACK WEIGHT 0.026 KG; | PLP AUST | PREFORMED LINE PRODUCTS (AUST) | EPCDA-12.5AF | CURRENT
000015325 | PHOTOELECTRIC CELL | Blank Shorting Unit Plug, suit NEMA Base for Standard Photo-Electric Outdoor Lighting Control, EQTS 05-01-02 | SYLVANIA | SYLVANIA SCHREDER | Z15213 | CURRENT
000015325 | PHOTOELECTRIC CELL | Blank Shorting Unit Plug, suit NEMA Base for Standard Photo-Electric Outdoor Lighting Control, EQTS 05-01-02 | TYCO | TYCO | ALR-MC-10ANSI | CURRENT
000015333 | COVERALLS,DISPOSABLE | DRY PARTICLE SUITS;WHITE;SIZE MED; TWO ZIPPERS;SINGLE OR DOUBLE STORM FLAPS ;3 PIECE HOOD;ELASTICIZED WAIST;RATED TYPE 5 & 6;PROVIDES PROTECTION AGAINST | BLKWOODS | J BLACKWOOD & SON LTD | 07243452/SMMS428WE M | CURRENT
000015333 | COVERALLS,DISPOSABLE | DRY PARTICLE SUITS;WHITE;SIZE MED; TWO ZIPPERS;SINGLE OR DOUBLE STORM FLAPS ;3 PIECE HOOD;ELASTICIZED WAIST;RATED TYPE 5 & 6;PROVIDES PROTECTION AGAINST | ATOMSUPP | ATOM SUPPLY | 55520078 | CURRENT
000015333 | COVERALLS,DISPOSABLE | DRY PARTICLE SUITS;WHITE;SIZE MED; TWO ZIPPERS;SINGLE OR DOUBLE STORM FLAPS ;3 PIECE HOOD;ELASTICIZED WAIST;RATED TYPE 5 & 6;PROVIDES PROTECTION AGAINST | PROTECTR |  | SAFEGARD 76 | CURRENT
000015333 | COVERALLS,DISPOSABLE | DRY PARTICLE SUITS;WHITE;SIZE MED; TWO ZIPPERS;SINGLE OR DOUBLE STORM FLAPS ;3 PIECE HOOD;ELASTICIZED WAIST;RATED TYPE 5 & 6;PROVIDES PROTECTION AGAINST | ATOMSUPP | ATOM SUPPLY | 40012838 | CURRENT
000015335 | SIGN | ENERGEX BURIED ELECTRIC CABLES IN THIS VICINITY;ALUMINIUM;ANODISED BLACK;185 MM LG,100 MM W,2 MM THK;BLACK ON NATURAL ;AS1231 & AS1956;TO BE AFFIXED TO POST | CUTLER | CUTLER BRANDS PTY LTD | ENERGE-15335 | CURRENT
000015336 | SIGN | ENERGEX BURIED ELECTRIC CABLES;ALUMINIUM ;ANODISED BLACK;185 MM LG,100 MM W,2 MM THK;BLACK ON NATURAL;AS1231 & AS1956;TO BE AFFIXED TO POST (STOCK CODE 14094); | CUTLER | CUTLER BRANDS PTY LTD | ENERGE-15336 | CURRENT
000015337 | CLAMP,ELEC PWR CABLE,SUPPORT | SINGLE CABLE;GALV STEEL & STAINLESS STEEL;TO SUIT CABLE 30 TO 110 MM DIA; LOCKING RATCHET DIAMETER ADJUSTMENT, ONE OR TWO BOLT MTG;M12 CLEARANCE;REFER | JBJOINT | JB JOINTING SUPPLIES PTY LTD | JB-SSS | CURRENT
000015337 | CLAMP,ELEC PWR CABLE,SUPPORT | SINGLE CABLE;GALV STEEL & STAINLESS STEEL;TO SUIT CABLE 30 TO 110 MM DIA; LOCKING RATCHET DIAMETER ADJUSTMENT, ONE OR TWO BOLT MTG;M12 CLEARANCE;REFER | UTILUX |  | CBH30-110/1 | CURRENT
000015337 | CLAMP,ELEC PWR CABLE,SUPPORT | SINGLE CABLE;GALV STEEL & STAINLESS STEEL;TO SUIT CABLE 30 TO 110 MM DIA; LOCKING RATCHET DIAMETER ADJUSTMENT, ONE OR TWO BOLT MTG;M12 CLEARANCE;REFER | TECONN | TE CONNECTIVITY LTD | CBH30-110/1 | CURRENT
000015345 | STRIP,ELECTRICAL POWER CABLE PROTECTION | FLAT RECT;2 M LG,150 MM W,3 TO 5 MM THK; BLACK OR ORANGE POLYMERIC MATERIAL; IMPACT RESISTANT,MARKED 'DANGER ELECTRIC CABLE BELOW';AS DWG 94102; | TRI UGRD | TRI UNDERGROUND AUSTRALIA PTY LTD | CCS1502 | CURRENT
000015345 | STRIP,ELECTRICAL POWER CABLE PROTECTION | FLAT RECT;2 M LG,150 MM W,3 TO 5 MM THK; BLACK OR ORANGE POLYMERIC MATERIAL; IMPACT RESISTANT,MARKED 'DANGER ELECTRIC CABLE BELOW';AS DWG 94102; | HAYMANS | HAYMANS ELECTRICAL | VIN98610 | CURRENT
000015345 | STRIP,ELECTRICAL POWER CABLE PROTECTION | FLAT RECT;2 M LG,150 MM W,3 TO 5 MM THK; BLACK OR ORANGE POLYMERIC MATERIAL; IMPACT RESISTANT,MARKED 'DANGER ELECTRIC CABLE BELOW';AS DWG 94102; | TAPEX |  | CPCE150 | CURRENT
000015345 | STRIP,ELECTRICAL POWER CABLE PROTECTION | FLAT RECT;2 M LG,150 MM W,3 TO 5 MM THK; BLACK OR ORANGE POLYMERIC MATERIAL; IMPACT RESISTANT,MARKED 'DANGER ELECTRIC CABLE BELOW';AS DWG 94102; | ASTRONPL | ASTRON PLASTICS LTD | 3027214 | CURRENT
000015345 | STRIP,ELECTRICAL POWER CABLE PROTECTION | FLAT RECT;2 M LG,150 MM W,3 TO 5 MM THK; BLACK OR ORANGE POLYMERIC MATERIAL; IMPACT RESISTANT,MARKED 'DANGER ELECTRIC CABLE BELOW';AS DWG 94102; | GENERAL | GENERAL TRADE SUPPLIES | 149000211 | CURRENT
000015345 | STRIP,ELECTRICAL POWER CABLE PROTECTION | FLAT RECT;2 M LG,150 MM W,3 TO 5 MM THK; BLACK OR ORANGE POLYMERIC MATERIAL; IMPACT RESISTANT,MARKED 'DANGER ELECTRIC CABLE BELOW';AS DWG 94102; | VINIDEX |  | 98610 | CURRENT
000015346 | STRIP,ELECTRICAL POWER CABLE PROTECTION | FLAT RECT;2 M LG,200 MM W,3 TO 5 MM THK; BLACK OR ORANGE POLYMERIC MATERIAL; IMPACT RESISTANT,MARKED 'DANGER ELECTRIC CABLE BELOW';AS DWG 94102; | TRI UGRD | TRI UNDERGROUND AUSTRALIA PTY LTD | CCS2002 | CURRENT
000015346 | STRIP,ELECTRICAL POWER CABLE PROTECTION | FLAT RECT;2 M LG,200 MM W,3 TO 5 MM THK; BLACK OR ORANGE POLYMERIC MATERIAL; IMPACT RESISTANT,MARKED 'DANGER ELECTRIC CABLE BELOW';AS DWG 94102; | HAYMANS | HAYMANS ELECTRICAL | VIN98620 | CURRENT
000015346 | STRIP,ELECTRICAL POWER CABLE PROTECTION | FLAT RECT;2 M LG,200 MM W,3 TO 5 MM THK; BLACK OR ORANGE POLYMERIC MATERIAL; IMPACT RESISTANT,MARKED 'DANGER ELECTRIC CABLE BELOW';AS DWG 94102; | TAPEX |  | CPCE200 | CURRENT
000015346 | STRIP,ELECTRICAL POWER CABLE PROTECTION | FLAT RECT;2 M LG,200 MM W,3 TO 5 MM THK; BLACK OR ORANGE POLYMERIC MATERIAL; IMPACT RESISTANT,MARKED 'DANGER ELECTRIC CABLE BELOW';AS DWG 94102; | ASTRONPL | ASTRON PLASTICS LTD | 3027563 | CURRENT
000015346 | STRIP,ELECTRICAL POWER CABLE PROTECTION | FLAT RECT;2 M LG,200 MM W,3 TO 5 MM THK; BLACK OR ORANGE POLYMERIC MATERIAL; IMPACT RESISTANT,MARKED 'DANGER ELECTRIC CABLE BELOW';AS DWG 94102; | GENERAL | GENERAL TRADE SUPPLIES | 149000212 | CURRENT
000015346 | STRIP,ELECTRICAL POWER CABLE PROTECTION | FLAT RECT;2 M LG,200 MM W,3 TO 5 MM THK; BLACK OR ORANGE POLYMERIC MATERIAL; IMPACT RESISTANT,MARKED 'DANGER ELECTRIC CABLE BELOW';AS DWG 94102; | VINIDEX |  | 98620 | CURRENT
000015347 | STRIP,ELECTRICAL POWER CABLE PROTECTION | FLAT RECT;2 M LG,300 MM W,3 TO 5 MM THK; BLACK OR ORANGE POLYMERIC MATERIAL; IMPACT RESISTANT MARKED 'DANGER ELECTRIC CABLE BELOW';AS DWG 94102; | TRI UGRD | TRI UNDERGROUND AUSTRALIA PTY LTD | CCS3002 | CURRENT
000015347 | STRIP,ELECTRICAL POWER CABLE PROTECTION | FLAT RECT;2 M LG,300 MM W,3 TO 5 MM THK; BLACK OR ORANGE POLYMERIC MATERIAL; IMPACT RESISTANT MARKED 'DANGER ELECTRIC CABLE BELOW';AS DWG 94102; | HAYMANS | HAYMANS ELECTRICAL | VIN98635 | CURRENT
000015347 | STRIP,ELECTRICAL POWER CABLE PROTECTION | FLAT RECT;2 M LG,300 MM W,3 TO 5 MM THK; BLACK OR ORANGE POLYMERIC MATERIAL; IMPACT RESISTANT MARKED 'DANGER ELECTRIC CABLE BELOW';AS DWG 94102; | TAPEX |  | CPCE300 | CURRENT
000015347 | STRIP,ELECTRICAL POWER CABLE PROTECTION | FLAT RECT;2 M LG,300 MM W,3 TO 5 MM THK; BLACK OR ORANGE POLYMERIC MATERIAL; IMPACT RESISTANT MARKED 'DANGER ELECTRIC CABLE BELOW';AS DWG 94102; | ASTRONPL | ASTRON PLASTICS LTD | 3027564 | CURRENT
000015347 | STRIP,ELECTRICAL POWER CABLE PROTECTION | FLAT RECT;2 M LG,300 MM W,3 TO 5 MM THK; BLACK OR ORANGE POLYMERIC MATERIAL; IMPACT RESISTANT MARKED 'DANGER ELECTRIC CABLE BELOW';AS DWG 94102; | GENERAL | GENERAL TRADE SUPPLIES | 149000214 | CURRENT
000015347 | STRIP,ELECTRICAL POWER CABLE PROTECTION | FLAT RECT;2 M LG,300 MM W,3 TO 5 MM THK; BLACK OR ORANGE POLYMERIC MATERIAL; IMPACT RESISTANT MARKED 'DANGER ELECTRIC CABLE BELOW';AS DWG 94102; | VINIDEX |  | 98635 | CURRENT
000015353 | BOLT SET | Galv Steel Gde 8.8, Hex Head, M36 x 130mm, 80mm Lg Min Thread c/w M36 8.8 Structural Steel Nuts, 2 x M36 8.8 Structural Steel Flat Washer (scm) | INGALEPS | INGAL EPS (CONTRACTOR) | 1000183RGX | CURRENT
000015354 | WASHER,SHEAR | 2mm Thk, 350 PCD, Galv Steel, for use with SBM Pole, EQTS 05-02-01, Dwg 05-02-04 (scm) | INGALEPS | INGAL EPS (CONTRACTOR) | I00618 | CURRENT
000015355 | CAPACITOR UNIT. | 6.93 KV;238.3 KVAR;SINGLE PHASE;15.8 UF PER PHASE;34.3 AMP @ 50 HZ;50 HZ;NON PCB IMPREGNANT;POLYPROPLYENE FILM DIELECTRIC ;2 BUSHINGS PER UNIT;SS304 STAINLESS | NOKIAN | NOKIAN CAPACITORS PTY LTD | PILP238 | PURCHASE AS REQUIRED
000015363 | SPLICE,CONDUCTOR | BUTT SPLICING TYPE;0.5 TO 0.9 MM CONNECTOR OD;PACK OF 100;CARTON OF 1000; | REXEL | REXEL PTY LTD | 3MSSCOUR2-HS | CURRENT
000015363 | SPLICE,CONDUCTOR | BUTT SPLICING TYPE;0.5 TO 0.9 MM CONNECTOR OD;PACK OF 100;CARTON OF 1000; | 3M | 3M AUSTRALIA PTY LTD | MMMUR2-HS | CURRENT
000015363 | SPLICE,CONDUCTOR | BUTT SPLICING TYPE;0.5 TO 0.9 MM CONNECTOR OD;PACK OF 100;CARTON OF 1000; | CNWPL | CNW PL - SLACKS CREEK | UR2 | CURRENT
000015376 | TALLOW,INEDIBLE | 20KG CAN;LEAD WIPING FLUX; | BLKWOODS | J BLACKWOOD & SON LTD | TALLOW PRODUCTS/TALLOW | CURRENT
000015383 | COATING COMPOUND,ZINC | AEROSOL PACK SPRAY APPLICATION;400 G SPRAYCAN;CARTON OF 6, Grey ;FOR USE ON COLD SURFACES ONLY; White Knight Rust Guard | TAUBMANS |  | 375574 | CURRENT
000015383 | COATING COMPOUND,ZINC | AEROSOL PACK SPRAY APPLICATION;400 G SPRAYCAN;CARTON OF 6, Grey ;FOR USE ON COLD SURFACES ONLY; White Knight Rust Guard | TAUBMANS |  | 9312098172035 | CURRENT
000015384 | CABLE,CONTROL,ELECTRICAL | 20 CORE 10 PAIR TWISTED;0.5 MM;SHEATHED INDOOR SCREENED TELEPHONE CABLE;FOR SUBSTATION SACS,T FACE WITH MICC,250 M DRUM,DRUM WEIGHT 26.5 KG; | OLEX | OLEX AUSTRALIA PTY LTD | TINT010A5ACRA250 | CURRENT
000015384 | CABLE,CONTROL,ELECTRICAL | 20 CORE 10 PAIR TWISTED;0.5 MM;SHEATHED INDOOR SCREENED TELEPHONE CABLE;FOR SUBSTATION SACS,T FACE WITH MICC,250 M DRUM,DRUM WEIGHT 26.5 KG; | OLEX | OLEX AUSTRALIA PTY LTD | TINT010SCRA250 | CURRENT
000015390 | PEN,RECORDER | DISPOSABLE INK CARTRIDGE C/W NIB;BLUE; LOWER CHANNEL;PACK OF 5,SHELF LIFE = 1 YEAR FOR U/W ESTERLINE ANGUS MINISERVO RECORDS MODEL MS 402D (LOWER); | MILGRAPH |  | 82-12-0433-05 | PURCHASE AS REQUIRED
000015390 | PEN,RECORDER | DISPOSABLE INK CARTRIDGE C/W NIB;BLUE; LOWER CHANNEL;PACK OF 5,SHELF LIFE = 1 YEAR FOR U/W ESTERLINE ANGUS MINISERVO RECORDS MODEL MS 402D (LOWER); | CROWNGRP | CROWN GROUP | 1FD29C/8.2 MM-B | PURCHASE AS REQUIRED
000015393 | LETTER,SIGN | LETTER X;ALUMINIUM;50 MM H,35 MM W,24 G; W/2 HOLES FOR 12 G CLOUTS,(STOCK CODE 11430) OR 2.4 MM RIVETS (STOCK CODE 15785);BAG OF 100;FOR POLE | POWERENG |  | SF17PE200X | CURRENT
000015398 | ELCONITE | NOT FLUSHED;CINTERED COPPER/TUNGSTEN MATERIAL;FOR OLTC CONTACTS;SUIT OLTC TYPE ENGLISH ELECTRIC DRUM FIXED/MOVING CONTACTS;SUIT C844;PACK OF 1; | JOHNMATH |  | 49522 | MAINTENANCE STOCK
000015399 | ELCONITE | NOT FLUSHED;CINTERED COPPER/TUNGSTEN MATERIAL;FOR OLTC CONTACTS;SUIT AEI S21A X 2T OLTC MOVING CONTACTS;SUIT C807 ;PACK OF 1; | JOHNMATH |  | 47257 | MAINTENANCE STOCK
000015400 | ELCONITE | NOT FLUSHED;CINTERED COPPER/TUNGSTEN MATERIAL;FOR OLTC CONTACTS;SUIT ENGLISH ELECTRIC DIAL OLTC FIXED/MOVING CONTACTS ;SUIT C846;PACK OF 1; | JOHNMATH |  | 35452 | MAINTENANCE STOCK
000015401 | ELCONITE | NOT FLUSHED;CINTERED COPPER/TUNGSTEN MATERIAL;FOR OLTC CONTACTS;SUIT AEI M21A X 4T OLTC FIXED/MOVING CONTACTS; SUIT C806;PACK OF 1; | JOHNMATH |  | 35998 | MAINTENANCE STOCK
000015402 | ELCONITE | NOT FLUSHED;CINTERED COPPER/TUNGSTEN MATERIAL;FOR OLTC CONTACTS;SUIT FULLER TYPE "F" OLTC FIXED CONTACTS;SUIT C293 & C815;PACK OF 1; | JOHNMATH |  | 10690 | CURRENT
000015403 | ELCONITE | NOT FLUSHED;CINTERED COPPER/TUNGSTEN MATERIAL;FOR OLTC CONTACTS;SUIT FULLER TYPE "F" ROLLER CONTACTS;SUIT C781,C782, C783 & C784;PACK OF 1; | JOHNMATH |  | 05389 | MAINTENANCE STOCK
000015405 | ELCONITE | NOT FLUSHED;CINTERED COPPER/TUNGSTEN MATERIAL;FOR OLTC CONTACTS;SUIT FERRANTI DS2 OLTC FIXED CONTACTS; PACK OF 1; | JOHNMATH |  | 49521 | MAINTENANCE STOCK
000015406 | ELCONITE | NOT FLUSHED;CINTERED COPPER/TUNGSTEN MATERIAL;FOR OLTC CONTACTS;SUIT ENGLISH ELECTRIC DIAL TDE OLTC;ENGLISH ELECTRIC FDE FIXED;SUIT C973,C974 & C1192;PACK OF | JOHNMATH |  | 17359 | MAINTENANCE STOCK
000015407 | ELCONITE | NOT FLUSHED;CINTERED COPPER/TUNGSTEN MATERIAL;FOR OLTC CONTACTS;SUIT ATL SD528 OLTC MOVING CONTACTS;SUIT C848; PACK OF 1; | JOHNMATH |  | 35246 | MAINTENANCE STOCK
000015408 | ELCONITE | NOT FLUSHED;CINTERED COPPER/TUNGSTEN MATERIAL;FOR OLTC CONTACTS;SUIT AEI SD528 FIXED LARGE CONTACTS;SUIT C849A; PACK OF 1; | JOHNMATH |  | 17986 | MAINTENANCE STOCK
000015409 | ELCONITE | NOT FLUSHED;CINTERED COPPER/TUNGSTEN MATERIAL;FOR OLTC CONTACTS;SUIT ATL SD528 OLTC FIXED SMALL CONTACTS;SUIT C849;PACK OF 1; | JOHNMATH |  | 35446 | MAINTENANCE STOCK
000015410 | ELCONITE | NOT FLUSHED;CINTERED COPPER/TUNGSTEN MATERIAL;FOR SWITCHGEAR CONTACTS;SUIT REYROLLE LMT FIXED ARCING FINGER CONTACTS;SUIT C828;PACK OF 1; | JOHNMATH |  | 19866 | MAINTENANCE STOCK
000015411 | ELCONITE | NOT FLUSHED;CINTERED COPPER/TUNGSTEN MATERIAL;FOR SWITCHGEAR CONTACTS;SUIT WESTINGHOUSE J18,EMAIL S15,EMAIL OS15 MOVING CONTACTS;SUIT C103 & C847;PACK OF | JOHNMATH |  | 18960 | MAINTENANCE STOCK
000015412 | ELCONITE | NOT FLUSHED;CINTERED COPPER/TUNGSTEN MATERIAL;FOR SWITCHGEAR CONTACTS;SUIT WESTINGHOUSE J18,EMAIL S15,EMAIL OS15 11 KV CIRCUIT BREAKER FIXED FINGER | JOHNMATH |  | 49520 | MAINTENANCE STOCK
000015413 | ELCONITE | NOT FLUSHED;CINTERED COPPER/TUNGSTEN MATERIAL;FOR SWITCHGEAR CONTACTS;SUIT GEC OLX 111 MOVING CONTACTS;SUIT C89; PACK OF 1; | JOHNMATH |  | 19865 | MAINTENANCE STOCK
000015414 | ELCONITE | NOT FLUSHED;CINTERED COPPER/TUNGSTEN MATERIAL;FOR OLTC CONTACTS;SUIT FULLER TYPE"F" OLTC FIXED CONTACTS;SUIT C792; PACK OF 1; | JOHNMATH |  | 18961 | MAINTENANCE STOCK
000015415 | ELCONITE | NOT FLUSHED;CINTERED COPPER/TUNGSTEN MATERIAL;FOR OLTC CONTACTS;SUIT ENGLISH ELECTRIC FDE MOVING CONTACTS;SUIT C1193 & C1194;PACK OF 1; | JOHNMATH |  | 16882 | MAINTENANCE STOCK
000015421 | FIXTURE,LIGHTING | HPS;WALL MTG,REAR ENTRY;150 W;GLASS REFRACTOR;DIE CAST ALUM BODY; C/W INTEGRAL CONTROL GEAR,LOW BEAM ANGLE (60 DEG);ROADWAY UNDERPASS | MOON | MOONLIGHTING | SLA-TK150HPS | CURRENT
000015426 | DEVICE,INTERFERENCE SUPPRESSION | STAINLESS STEEL;CLEVIS SHUNT;FOR U/W CLEVIS TYPE DISC INSULATORS;PACK OF 100; USED TO SUPPRESS RADIO AND TV INTERFERENCE; | DULMISON | DULMISON (AUST) PTY LTD | D-8504 | CURRENT
000015427 | TOOTH,AUGER | Rock/Earth, Straight Type, Tungsten Tipped, 45 Deg Angle | DIGGA | DIGGA AUSTRALIA PTY LTD | TTS-3 | CURRENT
000015436 | FERRULE,ELECTRICAL CONDUCTOR | CRIMP TYPE;ALUMINIUM;ALUMINIUM CONDUCTOR ;120 SQ MM;PRE-FILLED WITH JOINTING COMPOUND;INDIVIDUALLY PACKED IN PLASTIC BAGS;REFER UJ MAN 2/651; | UTILUX |  | H15208 | CURRENT
000015437 | JOINT,ELECTRICAL POWER CABLE | 11 KV;FOR 35 TO 70 SQ MM ALUMINIUM CONDUCTOR,XLPE SINGLE CORE (INC HVABC); STRAIGHT JOINT,SCREENED;HEAT SHRINK JOINT KIT; UJ MANUAL 2/651; | RAYCHEM | RAYCHEM (AUSTRALIA) PTY LTD | EPKJ 17A/1XU-1XU | CURRENT
000015438 | JOINT,ELECTRICAL POWER CABLE | 11 KV;FOR 95 TO 185 SQ MM ALUMINIUM CONDUCTOR,XLPE SINGLE CORE (INC HVABC); STRAIGHT JOINT,SCREENED;HEAT SHRINK JOINT KIT;UJ MANUAL 2/651; | RAYCHEM | RAYCHEM (AUSTRALIA) PTY LTD | EPKJ 17B/1XU-1XU | CURRENT
000015456 | FUSECARRIER | 32 AMP;415 V;FOR HRC CLIP IN OFFSET TAGS ;WHITE;TO SUIT FUSE BASE SC32 "SAFE CLIP";PACK OF 1; | REXEL | REXEL PTY LTD | BUSSC32H-DWH | PURCHASE AS REQUIRED
000015456 | FUSECARRIER | 32 AMP;415 V;FOR HRC CLIP IN OFFSET TAGS ;WHITE;TO SUIT FUSE BASE SC32 "SAFE CLIP";PACK OF 1; | HAYMANS | HAYMANS ELECTRICAL | EEFSC32HWH | PURCHASE AS REQUIRED
000015461 | EXTRACTOR,FUSECARRIER | TONG TYPE;TO SUIT LV FUSE WEDGES IN SUBSTATION PANELS; | IDEAL | IDEAL | 34-002A (ONLY) | CURRENT
000015469 | SWITCH FUSE GEAR | 12 KV;3 PHASE;1 FUSE SW;200 AMP NORM CURR;21.9 KA BKG CURR;55.8 KA MKG CURR; 3 PHASE TRIP;OIL INSUL;O/D;EXT;AS2067- 1977;ANDELECT SDAF 14 SERIES 2;RECT BAND | ABB | ABB FAN PTY LTD | SDAF14 SER 2 O/D EXT* | PHASING
000015473 | FILE,HAND | SHEAR;FLAT,MAGICUT TOOTH;STD CUT ;300 MM LG; USED FOR SMOOTHING OF ALUM,BRASS,BRONZE & COPPER; (P6) | CNWPL | CNW PL - SLACKS CREEK | NIC07941N | CURRENT
000015473 | FILE,HAND | SHEAR;FLAT,MAGICUT TOOTH;STD CUT ;300 MM LG; USED FOR SMOOTHING OF ALUM,BRASS,BRONZE & COPPER; (P6) | KEYLINE | KEY-LINE DISTRIBUTORS PTY LTD | PFERD 907941 | CURRENT
000015474 | POLE,LINE CONSTRUCTION,CONCRETE | 14m Lg, 12kN, Hollow Spun Reinforced, AS4065, Pole Transformer Station, suit use with open wire HV & LV & LV-ABC, 9 per load, pack weight 2540kg per Pole | ROCLA | ROCLA PTY LTD | SEQ1412TFR | CURRENT
000015475 | CABLE,POWER,ELECTRICAL | 11 KV;300 SQ MM;COPPER CONDUCTOR;3 CORE; SCREENED PLYHDPE;300 M DRUM SIZE,WOODEN DRUM,2200/1500/1150,MAX 5.2 TONNES, 108 MM SPINDLE HOLE; | OLEX | OLEX AUSTRALIA PTY LTD | KMRP27AA003CXAA | PURCHASE AS REQUIRED
000015487 | BUSHING,STRAIN RELIEF,CABLE | NYLON;RIGHT ANGLE TYPE;8.00 MM X 16.8 MM ;BLACK;FOR 2 CORE FLAT PVC/PVC; | HEYCO | HEYCO PRODUCTS INC (MANUFACTURER) | 1440 | CURRENT
000015492 | RELAY,OVERCURRENT AND EARTH FAULT | ABB SPAJ140C;3 OC EF;5/1 AMP;32/48 V DC AUX,32/48/110 V AC/DC DI;MTG FLUSH & RACK;ORDER ON PROTECTION MANAGER APPROVAL ONLY; | ABB | ABB FAN PTY LTD | RS611006-CA | CURRENT
000015493 | RELAY,OVERCURRENT AND EARTH FAULT | ABB SPAJ140C;3 OC EF:5/1 AMP;110/125 V DC AUX,32/48/110 V AC/DC DI;MTG FLUSH & RACK;ORDER ON PROTECTION MANAGER APPROVAL ONLY; | ABB | ABB FAN PTY LTD | RS611006-AA | CURRENT
000015495 | RELAY SET,DIFFERENTIAL BUSBAR | AREVA; MCAG34 & MVTP31;5 AMP;3 X 47 OHM & METROLSIL;110 V DC AUX;MTG FLUSH & RACK;ORDER ON PROTECTION MANAGER APPROVAL ONLY;MCAG34 & MVTP31, | AREVA | AREVA T&D AUSTRALIA LIMITED | MCAG34VCBF0047A&MVTP31V1CB0751 | PHASING
000015505 | KEY,SOCKET HEAD SCREW | L-SHAPE;HEX DRIVE;4 MM;FOR PIN-HEAD,BUTT ON HEAD SCREW;FOR USE ON STREET LIGHTING COLUMN DOOR RETAINING SCREW (STOCK CODE 15747); | INGALEPS | INGAL EPS (CONTRACTOR) | I02914 | CURRENT
000015505 | KEY,SOCKET HEAD SCREW | L-SHAPE;HEX DRIVE;4 MM;FOR PIN-HEAD,BUTT ON HEAD SCREW;FOR USE ON STREET LIGHTING COLUMN DOOR RETAINING SCREW (STOCK CODE 15747); | POLO |  |  | CURRENT
000015507 | TERMINAL,LUG | DRILLED PALM,CAST,ALUMINIUM CRIMP TYPE, SECTOR SHAPED INTERNAL BARREL; ROTATING BARREL;FOR 240 SQ MM SOLID OR STRANDED SECTOR,4 CORE ALUMINIUM CONDUCTOR;M12 | JBJOINT | JB JOINTING SUPPLIES PTY LTD | JB-LVSL-240AI | CURRENT
000015507 | TERMINAL,LUG | DRILLED PALM,CAST,ALUMINIUM CRIMP TYPE, SECTOR SHAPED INTERNAL BARREL; ROTATING BARREL;FOR 240 SQ MM SOLID OR STRANDED SECTOR,4 CORE ALUMINIUM CONDUCTOR;M12 | TYCO | TYCO | AGS4HR240M12/1 (H15357/1 | CURRENT
000015507 | TERMINAL,LUG | DRILLED PALM,CAST,ALUMINIUM CRIMP TYPE, SECTOR SHAPED INTERNAL BARREL; ROTATING BARREL;FOR 240 SQ MM SOLID OR STRANDED SECTOR,4 CORE ALUMINIUM CONDUCTOR;M12 | UTILUX |  | H15357/1 | CURRENT
000015507 | TERMINAL,LUG | DRILLED PALM,CAST,ALUMINIUM CRIMP TYPE, SECTOR SHAPED INTERNAL BARREL; ROTATING BARREL;FOR 240 SQ MM SOLID OR STRANDED SECTOR,4 CORE ALUMINIUM CONDUCTOR;M12 | LEGEND | LEGEND POWER SYSTEMS | ARL240-12 | CURRENT
000015507 | TERMINAL,LUG | DRILLED PALM,CAST,ALUMINIUM CRIMP TYPE, SECTOR SHAPED INTERNAL BARREL; ROTATING BARREL;FOR 240 SQ MM SOLID OR STRANDED SECTOR,4 CORE ALUMINIUM CONDUCTOR;M12 | TECONN | TE CONNECTIVITY LTD | AGS4HR240M12/1 | CURRENT
000015513 | CUSHIONING MATERIAL,PACKAGING | PLASTICS;AIR CAP TYPE;0.68 M W;750 MM ROLL;2 ROLLS/PALLET;PACK WEIGHT 7.5 KG; FOR PACKAGING OF STORES STOCK ITEMS; | SIGNET | SIGNET PTY LTD | 47193 | CURRENT
000015513 | CUSHIONING MATERIAL,PACKAGING | PLASTICS;AIR CAP TYPE;0.68 M W;750 MM ROLL;2 ROLLS/PALLET;PACK WEIGHT 7.5 KG; FOR PACKAGING OF STORES STOCK ITEMS; | PROMARK | PROMARK PACKAGING PTY LTD GEEBUNG | BP2030A | CURRENT
000015513 | CUSHIONING MATERIAL,PACKAGING | PLASTICS;AIR CAP TYPE;0.68 M W;750 MM ROLL;2 ROLLS/PALLET;PACK WEIGHT 7.5 KG; FOR PACKAGING OF STORES STOCK ITEMS; | SIGNET | SIGNET PTY LTD | P20X | CURRENT
000015513 | CUSHIONING MATERIAL,PACKAGING | PLASTICS;AIR CAP TYPE;0.68 M W;750 MM ROLL;2 ROLLS/PALLET;PACK WEIGHT 7.5 KG; FOR PACKAGING OF STORES STOCK ITEMS; | PROMARK | PROMARK PACKAGING PTY LTD GEEBUNG | PLASTICS;AIR CAP TYPE; | CURRENT
000015514 | SEALING COMPOUND | SYNTHETIC COPOLYMERS,FILLERS & PLASTICISERS;TRANSLUCENT;GEL FORM;FOR SEALING OIL LEAKS;270 G CARTRIDGE,CARTON OF 12; | BLKWOODS | J BLACKWOOD & SON LTD | 05372551/930069711495202 | CURRENT
000015514 | SEALING COMPOUND | SYNTHETIC COPOLYMERS,FILLERS & PLASTICISERS;TRANSLUCENT;GEL FORM;FOR SEALING OIL LEAKS;270 G CARTRIDGE,CARTON OF 12; | SELLEYS |  | SWS270 | CURRENT
000015514 | SEALING COMPOUND | SYNTHETIC COPOLYMERS,FILLERS & PLASTICISERS;TRANSLUCENT;GEL FORM;FOR SEALING OIL LEAKS;270 G CARTRIDGE,CARTON OF 12; | ATOMSUPP | ATOM SUPPLY | 90300023 | CURRENT
000015516 | SIGN,TRAFFIC | PEDESTRIANS WATCH YOUR STEP;VINYL;BLACK LETTERS;YELLOW BACKGROUND;900 MM LG, 600 MM W;CLASS 1W;C/W 2 ALUMINIUM TUBES & TWO HOOKS,FOR ATTACHING TO A FRAMES, | ARTCRAFT | ARTCRAFT PTY LTD | SE-205-65 Q | PURCHASE AS REQUIRED
000015518 | SIGN,TRAFFIC | WORKERS AHEAD (SYMBOLIC);VINYL;BLACK FIGURES;FLAME ORANGE BACKGROUND; 1200 MM LG,900 MM W; CLASS 1W;C/W 2 ALUMINIUM TUBES; AS1742;PACK SIZE | SAFESIGN | SAFE SIGN AUATRALIA PTY LTD | 15518 | PURCHASE AS REQUIRED
000015519 | STAND,SIGN | STEEL;ZINC PLATED;TO SUIT 1200 MM W & 900 MM W SIGNS;U/W LT WEIGHT ROADWAY WARNING SIGN; C/W 1 X BASE PLATE, 2 X SUPPORT FEET, 1 X RH X 1 X LH POSTS | REFLEFAB | REFLECT FABRICS PL - 310680 | EXSC15519 | CURRENT
000015519 | STAND,SIGN | STEEL;ZINC PLATED;TO SUIT 1200 MM W & 900 MM W SIGNS;U/W LT WEIGHT ROADWAY WARNING SIGN; C/W 1 X BASE PLATE, 2 X SUPPORT FEET, 1 X RH X 1 X LH POSTS | SAFESIGN | SAFE SIGN AUATRALIA PTY LTD | 15519 | CURRENT
000015522 | LIGHT UNIT,AUTOMOTIVE | REVOLVING WARNING LIGHT PORTABLE;HALOGEN ;12 V;170 MM LG,115 MM W;AMBER;MAGNETIC; C/W 3.5 M EXTENDABLE COILED CABLE & 5 AMP CIGAR SOCKET,C/W HALOGEN BULB;SAFETY | HAYMANS | HAYMANS ELECTRICAL | MECSIR7201203A. | CURRENT
000015522 | LIGHT UNIT,AUTOMOTIVE | REVOLVING WARNING LIGHT PORTABLE;HALOGEN ;12 V;170 MM LG,115 MM W;AMBER;MAGNETIC; C/W 3.5 M EXTENDABLE COILED CABLE & 5 AMP CIGAR SOCKET,C/W HALOGEN BULB;SAFETY | HAYMANS | HAYMANS ELECTRICAL | ONSL9252HYMC | CURRENT
000015522 | LIGHT UNIT,AUTOMOTIVE | REVOLVING WARNING LIGHT PORTABLE;HALOGEN ;12 V;170 MM LG,115 MM W;AMBER;MAGNETIC; C/W 3.5 M EXTENDABLE COILED CABLE & 5 AMP CIGAR SOCKET,C/W HALOGEN BULB;SAFETY | GENERAL | GENERAL TRADE SUPPLIES | MECSIR7201203A | CURRENT
000015526 | DISPENSER,PAPER TOWEL | STEEL;ENAMELLED,WHITE;CONTINUOUS ROLL; 265 MM W,200 MM D,200 MM LG;TO SUIT RAG-ON-A-ROLL STOCK CODE 15866; | KIMCLARK |  | 4915 | CURRENT
000015528 | PIT,UTILITY | TYPE P4;704 MM LG, 400 MM W,830 MM D; BLACK HDPE;PALLET OF 8 (4 STACKED 2 HIGH), PALLET WEIGHT 111 KG; | TRI UGRD | TRI UNDERGROUND AUSTRALIA PTY LTD | TRIP4P | CURRENT
000015528 | PIT,UTILITY | TYPE P4;704 MM LG, 400 MM W,830 MM D; BLACK HDPE;PALLET OF 8 (4 STACKED 2 HIGH), PALLET WEIGHT 111 KG; | PLP AUST | PREFORMED LINE PRODUCTS (AUST) | D-PIT4 | CURRENT
000015529 | POLE,PUBLIC LIGHTING,METAL | Estate Minor Road, 3.5m, Base Plate Mounted, 350 PCD Bolt Spacing, Bottle Green, EQTS 05-02-01, Dwg 05-02-12 (scm) | IPOLES | INTERNATIONAL POLES | EQ-034 | CURRENT
000015529 | POLE,PUBLIC LIGHTING,METAL | Estate Minor Road, 3.5m, Base Plate Mounted, 350 PCD Bolt Spacing, Bottle Green, EQTS 05-02-01, Dwg 05-02-12 (scm) | IUPOLE | INTERNATIONAL UTILITY POLES PTY LTD | EX-15529 | CURRENT
000015529 | POLE,PUBLIC LIGHTING,METAL | Estate Minor Road, 3.5m, Base Plate Mounted, 350 PCD Bolt Spacing, Bottle Green, EQTS 05-02-01, Dwg 05-02-12 (scm) | INGALEPS | INGAL EPS (CONTRACTOR) | GEX15529 | CURRENT
000015529 | POLE,PUBLIC LIGHTING,METAL | Estate Minor Road, 3.5m, Base Plate Mounted, 350 PCD Bolt Spacing, Bottle Green, EQTS 05-02-01, Dwg 05-02-12 (scm) | GM POLES | GM POLES PTY LTD | EST-03.5-GR | CURRENT
000015530 | POLE,PUBLIC LIGHTING,METAL | Estate Minor Road, 4.5m, Base Plate Mounted, 350 PCD Bolt Spacing, Bottle Green, EQTS 05-02-01, Dwg 05-02-12 (scm) | IPOLES | INTERNATIONAL POLES | EQ-036 | CURRENT
000015530 | POLE,PUBLIC LIGHTING,METAL | Estate Minor Road, 4.5m, Base Plate Mounted, 350 PCD Bolt Spacing, Bottle Green, EQTS 05-02-01, Dwg 05-02-12 (scm) | IUPOLE | INTERNATIONAL UTILITY POLES PTY LTD | EX-15530 | CURRENT
000015530 | POLE,PUBLIC LIGHTING,METAL | Estate Minor Road, 4.5m, Base Plate Mounted, 350 PCD Bolt Spacing, Bottle Green, EQTS 05-02-01, Dwg 05-02-12 (scm) | INGALEPS | INGAL EPS (CONTRACTOR) | GEX15530 | CURRENT
000015530 | POLE,PUBLIC LIGHTING,METAL | Estate Minor Road, 4.5m, Base Plate Mounted, 350 PCD Bolt Spacing, Bottle Green, EQTS 05-02-01, Dwg 05-02-12 (scm) | GM POLES | GM POLES PTY LTD | EST-04.5-GR | CURRENT
000015534 | BRACKET,MOUNTING,STREET LIGHTING FIXTURE | SINGLE ARM SLIP ON;STEEL;GALV;500 MM LG; 34 MM X 100 MM LG;LUMINAIRE MTG SPIGOT; 76 MM ID,80 MM LG POLE SPIGOT;740 MM UPLIFT;GREEN T1 SHAPE; | GERARD | GERARD PROFESSIONAL SOLUTIONS PL | NOSTALGIA Z65202 | PURCHASE AS REQUIRED
000015535 | FRAME,LIGHTING FIXTURE MOUNTING | STEEL;GALV;2 WAY SPIGOT;50 MM BASE SPIGOT FOR POLE MTG;FINISHED BOTTLE GREEN TO AS2700;TYPE A-INVERTED;CHECK STOCKS OF STOCK CODES 14371 & 14766 | POLETECH |  |  | PURCHASE AS REQUIRED
000015538 | SEMICONDUCTOR DEVICE,DIODE | AVALANCHE TYPE;2400 V;5 AMP;HIGH SECURITY ASSEMBLY;MOUNTED ON PCB FITTED TO RAIL MTG HOLDER;SUITABLE FOR TH35 OR G32 RAIL MTG;FOR USE IN TRIP CIRCUITS IN | CIRCSOL | CIRCUIT SOLUTIONS PL | 15538 | CURRENT
000015538 | SEMICONDUCTOR DEVICE,DIODE | AVALANCHE TYPE;2400 V;5 AMP;HIGH SECURITY ASSEMBLY;MOUNTED ON PCB FITTED TO RAIL MTG HOLDER;SUITABLE FOR TH35 OR G32 RAIL MTG;FOR USE IN TRIP CIRCUITS IN | ELPRO |  |  | CURRENT
000015539 | TERMINAL BLOCK | 4 TERMINAL,TUNNEL TYPE;500 V;80 AMP;UP TO 25 SQ MM CABLE;BLACK;PACK OF 10; | REXEL | REXEL PTY LTD | CLIBPT2 | CURRENT
000015539 | TERMINAL BLOCK | 4 TERMINAL,TUNNEL TYPE;500 V;80 AMP;UP TO 25 SQ MM CABLE;BLACK;PACK OF 10; | CNWPL | CNW PL - SLACKS CREEK | BPT2 | CURRENT
000015539 | TERMINAL BLOCK | 4 TERMINAL,TUNNEL TYPE;500 V;80 AMP;UP TO 25 SQ MM CABLE;BLACK;PACK OF 10; | CLIPSAL | GERARD INDUSTRIES QLD DIVSN P/L | BPT2 | CURRENT
000015540 | COVER,FUSE-SWITCH COMBINATION | PLASTIC;FOR USE WITH STOCK CODE 15541 FUSE-SWITCH COMBINATION;BANYO W/SHOPS, MOULD NUMBER 6940A3A;PACKS OF 100; | DOTMAR | DOTMAR EPP PTY LTD | 1001886 | CURRENT
000015540 | COVER,FUSE-SWITCH COMBINATION | PLASTIC;FOR USE WITH STOCK CODE 15541 FUSE-SWITCH COMBINATION;BANYO W/SHOPS, MOULD NUMBER 6940A3A;PACKS OF 100; | ENERGEX | ENERGEX | COVER,FUSE-SWITCH COMBINATION | CURRENT
000015544 | DRAIN,FLOOR | GULLY TYPE;HDPE SUMP;300 MM LG,300 MM W ,450 MM D;15 MM D REBATE FOR GRATE & CONCRETE KEY INTEGRAL TO SUMP;USED WITH CONCRETE JOINTING PITS;REFER DWGS 7451 | EVERHARD |  | 84816 | CURRENT
000015550 | BIT,SCREWDRIVER | PHILLIPS;NO 2 DOUBLE ENDED;1/4 IN HEX DRIVE;150 MM LG;PACK OF 2;FOR U/W POWER SCREWDRIVER; | ATOMSUPP | ATOM SUPPLY | 236541 | CURRENT
000015550 | BIT,SCREWDRIVER | PHILLIPS;NO 2 DOUBLE ENDED;1/4 IN HEX DRIVE;150 MM LG;PACK OF 2;FOR U/W POWER SCREWDRIVER; | STATEWD | STATEWIDE FSTNERS & ENG SPLS PL | DBZPH150DE | CURRENT
000015550 | BIT,SCREWDRIVER | PHILLIPS;NO 2 DOUBLE ENDED;1/4 IN HEX DRIVE;150 MM LG;PACK OF 2;FOR U/W POWER SCREWDRIVER; | MAKITA | MAKITA INDUSTRIAL POWER TOOLS | DB2PH150DE | CURRENT
000015551 | PIT,UTILITY | TYPE P2;660 MM LG, 285 MM W,570 MM D; BLACK HDPE;PALLET OF 30,PALLET WEIGHT 170 KG;FOR CONCRETE LID REFER SC15552; | TRI UGRD | TRI UNDERGROUND AUSTRALIA PTY LTD | TRIP2P | CURRENT
000015551 | PIT,UTILITY | TYPE P2;660 MM LG, 285 MM W,570 MM D; BLACK HDPE;PALLET OF 30,PALLET WEIGHT 170 KG;FOR CONCRETE LID REFER SC15552; | PLP AUST | PREFORMED LINE PRODUCTS (AUST) | D-PIT2 | CURRENT
000015552 | LID,PIT | TELECOM NO 2;CONCRETE;MARKING ELECTRIC; PACK OF 56;PALLET WEIGHT 535 KG;620 MM X 250 MM APPROX;APPLICATION STREET LIGHTING,SUIT BODY STOCK CODE 15551; | AQUARIUS | AQUARIUS PRECAST PL | 541VP2E | CURRENT
000015552 | LID,PIT | TELECOM NO 2;CONCRETE;MARKING ELECTRIC; PACK OF 56;PALLET WEIGHT 535 KG;620 MM X 250 MM APPROX;APPLICATION STREET LIGHTING,SUIT BODY STOCK CODE 15551; | TRI UGRD | TRI UNDERGROUND AUSTRALIA PTY LTD | TRIP2LE | CURRENT
000015553 | BLADE,HAND HACKSAW | HSF;SHATTERPROOF BI-METAL;REGULAR TEETH; 32 TPI;0.65 MM THK;300 MM LG,13 MM W;BOX OF 100,PACK OF 10; | CNWPL | CNW PL - SLACKS CREEK | ECLPN87000120 | CURRENT
000015553 | BLADE,HAND HACKSAW | HSF;SHATTERPROOF BI-METAL;REGULAR TEETH; 32 TPI;0.65 MM THK;300 MM LG,13 MM W;BOX OF 100,PACK OF 10; | ECLIPSE |  | RS 300.12.32 | CURRENT
000015554 | MICROPROCESSOR CONTROLLER,PMR | USED IN BRUSH PMR TYPE 2B;WITH DIL SWITCHES;DYNATRIP 2;SERIAL NO.F1956A & ABOVE,C/W SEF REMOTE DISABLE; | BRUSH | BRUSH SWITCHGEAR AUSTRALIA | MICROPROCESSOR | PHASING
000015555 | BATTERY,NONRECHARGEABLE | LITHIUM SULPHUR DIOXIDE;12 V,14 AMPERE HOUR MAX;C/W 190 MM LEADS & CRIMPED BLADE LUGS;2 X 4 "D" CELLS IN PARALLEL; SUITS BRUSH PMR RECLOSER;C77/88;SHELF | HAWKSIDD | HAWKER SIDDELEY SWITCHGEAR LTD | ENERBAT 12VDC | PHASING
000015556 | BATTERY,NONRECHARGEABLE | LITHIUM SULPHUR DIOXIDE;24 V,6.2 AMPERE HOUR MAX;C/W 190 MM LEADS & CRIMPED BLADE LUGS;2 X 4 "D" CELLS IN SERIES; SUITS BRUSH PMR RECLOSER;C77/88;SHELF | HAWKSIDD | HAWKER SIDDELEY SWITCHGEAR LTD | LX 900003 | PHASING
000015562 | FUSE,CARTRIDGE | T TYPE;1-1/4 IN LG,1/4 IN DIA CAP;5 AMP; ANTISURGE;SUIT PMR C77/88;PACK OF 10; | FUSECO | FUSECO PTY LTD | 61S-050H | CURRENT
000015563 | PRINTED CIRCUIT BOARD | DUAL PARALLEL INPUT/OUTPUT BOARD;165 MM X 115 MM;STD-BUS COMPATIBLE;PROVIDES 48 BIT PROGRAMMABLE TTL I/O LINES ON 50 WAY CONNECTORS;USED IN MINISACS; | B&J ELEC | B & J ELECTRONICS PTY LTD | MCM-7508 | PURCHASE AS REQUIRED
000015567 | CLAMP,ELECTRICAL | Parallel Groove, 16-150mm2 Cu Main & Tap, 2 Bolt, NT, Transverse Grooved, (scm) | PENTA | PENTA AUST (TMAC THEW & MCCANN/HYLEC) | PA12145 | CURRENT
000015567 | CLAMP,ELECTRICAL | Parallel Groove, 16-150mm2 Cu Main & Tap, 2 Bolt, NT, Transverse Grooved, (scm) | TECONN | TE CONNECTIVITY LTD | HEL-3032-FS | CURRENT
000015567 | CLAMP,ELECTRICAL | Parallel Groove, 16-150mm2 Cu Main & Tap, 2 Bolt, NT, Transverse Grooved, (scm) | THEWMCAN | TMAC THEW & MCCANN GROUP | TM12145 | CURRENT
000015568 | CLAMP,ELECTRICAL | Parallel Groove, 25-150mm2 Al/Steel Main & 10-95mm2 Cu Tap, 2 Bolt, NT, Transverse Grooved (scm) | CABAC | CABAC (MANUFACTURER) | BPG150/95 | CURRENT
000015568 | CLAMP,ELECTRICAL | Parallel Groove, 25-150mm2 Al/Steel Main & 10-95mm2 Cu Tap, 2 Bolt, NT, Transverse Grooved (scm) | LEGEND | LEGEND POWER SYSTEMS | BPG150/95 | CURRENT
000015568 | CLAMP,ELECTRICAL | Parallel Groove, 25-150mm2 Al/Steel Main & 10-95mm2 Cu Tap, 2 Bolt, NT, Transverse Grooved (scm) | THEWMCAN | TMAC THEW & MCCANN GROUP | TM12139 | CURRENT
000015568 | CLAMP,ELECTRICAL | Parallel Groove, 25-150mm2 Al/Steel Main & 10-95mm2 Cu Tap, 2 Bolt, NT, Transverse Grooved (scm) | TECONN | TE CONNECTIVITY LTD | 3911-FS | CURRENT
000015569 | CLAMP,ELECTRICAL | Parallel Groove, 95-240mm2 Al/Steel Main & 70-185mm2 Cu Tap, U-Bolt, NT, Transverse Grooved (scm) | PENTA | PENTA AUST (TMAC THEW & MCCANN/HYLEC) | PA12229 | CURRENT
000015569 | CLAMP,ELECTRICAL | Parallel Groove, 95-240mm2 Al/Steel Main & 70-185mm2 Cu Tap, U-Bolt, NT, Transverse Grooved (scm) | THEWMCAN | TMAC THEW & MCCANN GROUP | TM12229 | CURRENT
000015573 | VEST,HIGH VISIBILITY. | POLYESTER;FASTEN-UP FRONT,W/VELCRO FASTENERS;FLUORO ORANGE; SIZE L (107 CM);DAY TIME USE ONLY; REFER SC15545 FOR NIGHT TIME VEST; | ATOMSUPP | ATOM SUPPLY | 88896703 | CURRENT
000015573 | VEST,HIGH VISIBILITY. | POLYESTER;FASTEN-UP FRONT,W/VELCRO FASTENERS;FLUORO ORANGE; SIZE L (107 CM);DAY TIME USE ONLY; REFER SC15545 FOR NIGHT TIME VEST; | PROTECTR |  | 0432 4314 | CURRENT
000015574 | VEST,HIGH VISIBILITY. | ACRYLIC;FASTEN-UP FRONT,W/VELCRO FASTENERS;FLUORO ORANGE; SIZE M (102 CM);DAY TIME USE ONLY; REFER SC 15545 FOR NIGHT TIME VEST; | BLKWOOD | J BLACKWOOD & SON LTD | 03200394 | CURRENT
000015589 | LABEL | VINYL,YELLOW BACKGROUND;LEGEND-ENERGEX & LOGO;BLACK PRINT;SELF ADHESIVE;50 MM LG, 40 MM W;PACK OF 500; | ARTCRAFT | ARTCRAFT PTY LTD | SE01995-Q | CURRENT
000015589 | LABEL | VINYL,YELLOW BACKGROUND;LEGEND-ENERGEX & LOGO;BLACK PRINT;SELF ADHESIVE;50 MM LG, 40 MM W;PACK OF 500; | CUTLER | CUTLER BRANDS PTY LTD | ENERGE-15589 | CURRENT
000015590 | LABEL | VINYL,YELLOW BACKGROUND; LEGEND -THIS SECTION CONTAINS SUPPLY AUTHORITY FUSES; Black Print; Self-Adhesive;148mm x 36mm Slit Back; Pack of 200; | ARTCRAFT | ARTCRAFT PTY LTD | 15590 | CURRENT
000015590 | LABEL | VINYL,YELLOW BACKGROUND; LEGEND -THIS SECTION CONTAINS SUPPLY AUTHORITY FUSES; Black Print; Self-Adhesive;148mm x 36mm Slit Back; Pack of 200; | CUTLER | CUTLER BRANDS PTY LTD | ENERGE-15590 | CURRENT
000015591 | LABEL | Sticker, "METER NEUTRAL BEHIND THIS PANEL", Split Back Self Adhesive Vinyl, Black Text on Yellow B/Ground, 60 x 35mm Pack of 500 | ARTCRAFT | ARTCRAFT PTY LTD | 15591 | CURRENT
000015591 | LABEL | Sticker, "METER NEUTRAL BEHIND THIS PANEL", Split Back Self Adhesive Vinyl, Black Text on Yellow B/Ground, 60 x 35mm Pack of 500 | CUTLER | CUTLER BRANDS PTY LTD | ENERGE-15591 | CURRENT
000015594 | OUTREACH ARM,PUBLIC LIGHTING | DUAL ARM,SLIP ON;STEEL;GALV;2 X 42 MM DIA,130 MM LG LANTERN MTG SPIGOTS;76 MM ID,300 MM LG BASE;SPECIAL DUAL OUTREACH, REFER TO RELEVANT WORKS ORDER; | QLDNAME |  |  | PURCHASE AS REQUIRED
000015594 | OUTREACH ARM,PUBLIC LIGHTING | DUAL ARM,SLIP ON;STEEL;GALV;2 X 42 MM DIA,130 MM LG LANTERN MTG SPIGOTS;76 MM ID,300 MM LG BASE;SPECIAL DUAL OUTREACH, REFER TO RELEVANT WORKS ORDER; | PRGRAPH |  |  | PURCHASE AS REQUIRED
000015610 | CHARGER,BATTERY | 483 MM;SINGLE PHASE,240 V AC INPUT;110 V DC,20 AMP OUTPUT;19 IN RACK MOUNTING; FOR USE WITH 110 V,150 - 200 A/HR SEALED LEAD ACID BATTERIES;PACK SIZE 700 X 500, | BRODRIBB | M BRODRIBB PTY LTD (MANUFACTURER) | D5703.1-110-0020-03 | CURRENT
000015610 | CHARGER,BATTERY | 483 MM;SINGLE PHASE,240 V AC INPUT;110 V DC,20 AMP OUTPUT;19 IN RACK MOUNTING; FOR USE WITH 110 V,150 - 200 A/HR SEALED LEAD ACID BATTERIES;PACK SIZE 700 X 500, | RANGER |  | 110 V DC 20 AMP | CURRENT
000015610 | CHARGER,BATTERY | 483 MM;SINGLE PHASE,240 V AC INPUT;110 V DC,20 AMP OUTPUT;19 IN RACK MOUNTING; FOR USE WITH 110 V,150 - 200 A/HR SEALED LEAD ACID BATTERIES;PACK SIZE 700 X 500, | ALSTOM | ALSTOM GRID AUSTRALIA LIMITED | 110 V DC 20 AMP | CURRENT
000015612 | CHARGER,BATTERY | SINGLE PHASE,240 V AC INPUT;48 V DC, 10 AMP OUTPUT;FREE STANDING CUBICLE;C/W AUXILIARY CONTACTS FOR ALARMS ON MAIN INCOMING AC SUPPLY CIRCUIT BREAKER;FOR | BRODRIBB | M BRODRIBB PTY LTD (MANUFACTURER) | D5703.1-048-0010-01 | CURRENT
000015613 | CHARGER,BATTERY | SINGLE PHASE,240VAC INPUT;30VDC, 10AMP OUTPUT;FREE STANDING CUBICLE; FOR USE WITH 30 V,80 A/HR OR 110A/HR SEALED LEAD ACID BATTERIES;SIZE H1270 XW600XD400,PK | BRODRIBB | M BRODRIBB PTY LTD (MANUFACTURER) | D5703.1-030-0010-02 | CURRENT
000015614 | CHARGER,BATTERY | SINGLE PHASE,240 V AC INPUT;24 V DC, 20 AMP OUTPUT;FREE STANDING CUBICLE; FOR USE WITH 24 V,80 A/HR SEALED LEAD ACID BATTERIES;PACK SIZE 1400 X 700,PACK | BRODRIBB | M BRODRIBB PTY LTD (MANUFACTURER) | D5703.1-024-0020-01 | PHASING
000015617 | SWITCH FUSE GEAR | 12 KV;3 PHASE;1 FUSE SW;100 AMP NORM CURR;21.9 KA MKG CURR;3 PHASE TRIP;OIL INSUL;AS2067,QUALITY SYSTEM AS3901;ABB SDAF SERIES 2;BUSBAR CABLE BOX;FOR U/W | ABB | ABB FAN PTY LTD | SDAF SERIES 2 | PHASING
000015619 | SETSCREW | BRASS;HEX HD;FLAT POINT;M12;ISO;30 MM LG ;W/HEX NUT;BOX OF 100,PACK WEIGHT 5.6 KG ;FOR USE WITH LV TERMINAL CONNECTORS STOCK CODES 13696,06138 & 06139;PACK OF | SUMMIT | SUMMIT GROUP | 6SCBN12030 | CURRENT
000015619 | SETSCREW | BRASS;HEX HD;FLAT POINT;M12;ISO;30 MM LG ;W/HEX NUT;BOX OF 100,PACK WEIGHT 5.6 KG ;FOR USE WITH LV TERMINAL CONNECTORS STOCK CODES 13696,06138 & 06139;PACK OF | STATEWD | STATEWIDE FSTNERS & ENG SPLS PL | HSNBM1230 | CURRENT
000015621 | FUSE-SWITCH COMBINATION. | 36 KV;100 AMP CONT;SINGLE PHASE;10 KA SYM,16 KA ASSYM 600 MVA INT CAP;SWITCH FUSE UNIT,EDO (LESS FUSE LINK),200 BIL; QUALITY SYSTEM AS3902;FUSE LINK TO BE | NGK | NGK STANGER PTY LTD | 72299/27ERGON2 | CURRENT
000015627 | JOINT,ELECTRICAL POWER CABLE | 33 KV;FOR 500 SQ MM SINGLE CORE, ALUMINIUM CONDUCTOR,XLPE INSULATED CABLE ;STRAIGHT TYPE,SCREENED;PRE-MOULDED JOINT KIT;C/W ALUMINIUM COMPRESSION | ELASMOLD | ELASTIMOLD (MANUFACTURER) | 35 PCJ-1-N-1400-BNNB | PURCHASE AS REQUIRED
000015630 | POST,FENCE,METAL | STEEL;BITUMASTIC PAINTED;STAR SHAPED, W/POINTED END;1350 MM LG;USED AS SUPPORT POST FOR BARRIER MESH (STOCK CODE 15857) ; | ATOMSUPP | ATOM SUPPLY | 51302001 | CURRENT
000015630 | POST,FENCE,METAL | STEEL;BITUMASTIC PAINTED;STAR SHAPED, W/POINTED END;1350 MM LG;USED AS SUPPORT POST FOR BARRIER MESH (STOCK CODE 15857) ; | BHP WIRE | BHP WIRE PRODUCTS | 1350 MM LG | CURRENT
000015633 | COUPLING,PIPE | SOCKET;STEEL;GALV;32 MM FEMALE;AS1074; PACK OF 20;TO BE U/W 32 MM STEEL PIPE (STOCK CODE 02594); | UNIONSTL |  |  | CURRENT
000015636 | BAG,PLASTIC | Selfseal Zip Lock, 400mm Lg, 300mm W, 40um Thk, LDPE, Transparent (P100) | CNWPL | CNW PL - SLACKS CREEK | 11111 | CURRENT
000015636 | BAG,PLASTIC | Selfseal Zip Lock, 400mm Lg, 300mm W, 40um Thk, LDPE, Transparent (P100) | HAYMANS | HAYMANS ELECTRICAL | REESIG11111 | CURRENT
000015636 | BAG,PLASTIC | Selfseal Zip Lock, 400mm Lg, 300mm W, 40um Thk, LDPE, Transparent (P100) | SIGNET | SIGNET PTY LTD | 11111 | CURRENT
000015637 | CONNECTOR SET,ELECTRICAL | Slip Base Connector Type, 2 Female & 2 Male Connectors c/w 2 Red & 2 Black Lengths of Heatshrink, 30mm Lg, Pack of 10 | VELNAH | VELNAH PTY LIMITED EAST RYDE NSW | CEA24BR1 | CURRENT
000015637 | CONNECTOR SET,ELECTRICAL | Slip Base Connector Type, 2 Female & 2 Male Connectors c/w 2 Red & 2 Black Lengths of Heatshrink, 30mm Lg, Pack of 10 | HAYMANS | HAYMANS ELECTRICAL | MULXP5442PKIT | CURRENT
000015637 | CONNECTOR SET,ELECTRICAL | Slip Base Connector Type, 2 Female & 2 Male Connectors c/w 2 Red & 2 Black Lengths of Heatshrink, 30mm Lg, Pack of 10 | MULTICON |  | MULXP5442PKIT | CURRENT
000015638 | CLAMP,BLOCK | FOR CABLE;PLASTIC;2 PIECE;2 X 6 MM DIA, 1 X 16 MM DIA & 2 X 10 MM DIA HOLES;FOR USE WITH SLIP-BASE POLES | VELNAH | VELNAH PTY LIMITED EAST RYDE NSW | CEA24BR3 | CURRENT
000015638 | CLAMP,BLOCK | FOR CABLE;PLASTIC;2 PIECE;2 X 6 MM DIA, 1 X 16 MM DIA & 2 X 10 MM DIA HOLES;FOR USE WITH SLIP-BASE POLES | DOTMAR | DOTMAR EPP PTY LTD | 1065690 (2/SET) | CURRENT
000015641 | TERMINAL,LUG | Eye Type, Pre-Insulated, Bi-Metal, Cu Palm, 95mm2, M12 Palm Hole, Hex Die A/F 21.5mm, 115mm Lg, Crimp Connection, suit LV ABC Cable | LEGEND | LEGEND POWER SYSTEMS | BMABC95 | CURRENT
000015641 | TERMINAL,LUG | Eye Type, Pre-Insulated, Bi-Metal, Cu Palm, 95mm2, M12 Palm Hole, Hex Die A/F 21.5mm, 115mm Lg, Crimp Connection, suit LV ABC Cable | TYCO | TYCO | CPTAU-95 | CURRENT
000015641 | TERMINAL,LUG | Eye Type, Pre-Insulated, Bi-Metal, Cu Palm, 95mm2, M12 Palm Hole, Hex Die A/F 21.5mm, 115mm Lg, Crimp Connection, suit LV ABC Cable | SICAME | SICAME AUSTRALIA PTY LTD | CPTAU95-21 | CURRENT
000015641 | TERMINAL,LUG | Eye Type, Pre-Insulated, Bi-Metal, Cu Palm, 95mm2, M12 Palm Hole, Hex Die A/F 21.5mm, 115mm Lg, Crimp Connection, suit LV ABC Cable | UTILUX |  | CPTAU-95 | CURRENT
000015645 | SWITCH,LOAD BREAK | 15.5 KV;SINGLE PHASE;200 AMP CONT CURR; BIL 95/95;200 AMP CAP BANK BKG CAP; 6.3 KA FOR 3 SEC;9 KA MKG CAP;VACUUM INTERUPT MED;HV OUTDOOR PORCELAIN | JOSLYN |  | VSV-1X3BA1X00003 | MAINTENANCE STOCK
000015658 | CONCRETE,PREMIX | CONCR:PREMIX;SUPPLY ON ONE WAY PALLETS CONCRETE,PREMIX 20kg Bag (60 Bags per Pa llet) (scm) SUPPLY ON ONE WAY PALLETS ON LY | QCD | QLD CEMENT DISTRIBUTORS PTY LTD | 14975 | CURRENT
000015658 | CONCRETE,PREMIX | CONCR:PREMIX;SUPPLY ON ONE WAY PALLETS CONCRETE,PREMIX 20kg Bag (60 Bags per Pa llet) (scm) SUPPLY ON ONE WAY PALLETS ON LY | QCD | QLD CEMENT DISTRIBUTORS PTY LTD | 031138 | CURRENT
000015659 | CEMENT,PORTLAND | TYPE A;NORMAL CEMENT;AS1315;20 KG BAG, 48 BAGS PER PALLET,PALLET WEIGHT 1200 KG ;FOR PREMIX CONCRETE REFER SC15658; | QCD | QLD CEMENT DISTRIBUTORS PTY LTD | 011486 | PURCHASE AS REQUIRED
000015664 | CHLORHEXIDINE IN ALCOHOL | CHLORHEXIDINE 0.5% IN ALCOHOL 70%;500 ML BOTTLE USED FOR DISINFECTING THE FACE OF MANNEQUINS AFTER CPR ONLY,NOT TO BE USED AS AN ANTISEPTIC FOR CUTS ETC;SHELF LIFE | TOOWFAID | TOOWOOMBA FIRST AID SUPPLIES | CHL-00281 | CURRENT
000015668 | REACTOR | AF BLOCKING;1.0 MH;80 AMP;50/1050 HZ;12 KV;1 PHASE;3 KA FOR 1 SEC;PEDESTAL POST INSULATOR MTG;AIR INSULATED;OUTDOOR;AS10 28-1970;; | ABB | ABB FAN PTY LTD |  | MAINTENANCE STOCK
000015670 | CAPACITOR UNIT. | 20.785 KV;400 KVAR;SINGLE PHASE;2.947 UF ;19.24 AMP CONT @ 50 HZ;60 HZ;NON PCB IMPREGNANT;POLYPROPYLENE FILM DIELECTRIC ;EXTERNALLY FUSED;1 BUSHING PER UNIT; | COOPOWR |  | EX7L | PURCHASE AS REQUIRED
000015672 | OUTREACH ARM,PUBLIC LIGHTING | ARM;SPEC OUTREACH,76X300MM BASE,STL,TO OUTREACH ARM,PUBLIC LIGHTING SPECIAL OUT REACH ARM;STEEL;GALV;TO SUIT COLUMN MTG SPIGOT;76 MM ID,300 MM LG BASE;NON STD M | GM POLES | GM POLES PTY LTD | MAJOR ROAD (SPECIAL) | CURRENT
000015673 | OUTREACH ARM,PUBLIC LIGHTING | DUAL ARM,SLIP ON;STEEL;GALV;2 X 42 MM DIA,130 MM LG LANTERN MTG SPIGOTS;76 MM ID,300 MM LG BASE;SPECIAL DUAL OUTREACH, REFER TO RELEVANT WORKS ORDER; | GM POLES | GM POLES PTY LTD | DUAL ARM SPECIAL | CURRENT
000015674 | OUTREACH ARM,PUBLIC LIGHTING | DOUBLE ARM,SLIP ON;STEEL;GALV;2 X 42 MM DIA,130 MM LG LANTERN MTG SPIGOTS;76 MM ID,300 MM LG BASE;COMBINED S/L PEDESTRIAN CROSSING F/L COMBINATION, | GM POLES | GM POLES PTY LTD | DOUBLE ARM (SPECIAL) | CURRENT
000015675 | OUTREACH ARM,PUBLIC LIGHTING | STANDARD-SINGLE OUTREACH BRACKET;FOR PEDESTRAIN CROSSING FLOODLIGHT;SINGLE OUTREACH BKT FOR S/L-COMBINATION FOR APPROVED COLUMN;2 X 42 MM DIA;130 MM | GM POLES | GM POLES PTY LTD | DUAL OUTREACH (SPECIAL) | PURCHASE AS REQUIRED
000015680 | CABLE,CONTROL,ELECTRICAL | INSTRUMENTATION,20 CORE;0.5 MM SQ - 7/0.30 MM;PVC/PVC,TWISTED PAIR WITH OVERALL SCREEN,BLACK SHEATHED;CORES NUMBERED;AS2373 PART 1;100 M DRUM SIZE, | MIDLANDS | MIDLAND METALS | MMO-20X0.5 CU PE CTS PVC | CURRENT
000015680 | CABLE,CONTROL,ELECTRICAL | INSTRUMENTATION,20 CORE;0.5 MM SQ - 7/0.30 MM;PVC/PVC,TWISTED PAIR WITH OVERALL SCREEN,BLACK SHEATHED;CORES NUMBERED;AS2373 PART 1;100 M DRUM SIZE, | OLEX | OLEX AUSTRALIA PTY LTD | IBK183AA010CXAA | CURRENT
000015681 | PIPE,METALLIC | LEAD;152 MM NB;4.76 MM WALL THK;900 MM LG;0.06% COPPERISED SOFT LEAD;AS1812; PACK OF 10,PACK WEIGHT 240 KG; | CONALLOY |  | 152 MM NB | CURRENT
000015687 | LIGHT,MARKER,GROUND OBSTRUCTION. | AUTOMOTIVE,TRAFFIC HAZARD WARNING;AMBER; RIPPLE FLASHING BRANDED & BLACK IN-FILLED "ENERGEX",C/W LAMP-ON LED; AS1165;APPLETON LWP-80-R; | ENERGEX | ENERGEX |  | PURCHASE AS REQUIRED
000015689 | FUSE LINK,RING MAIN UNIT. | 12 KV;63 AMP HRC FUSE;FOR OIL INSULATED SWITCHGEAR;750 KVA LOW IMPEDANCE TRANSFORMER;PACK OF 3,PACK WEIGHT 6.0 KG; | COOPELEC | COOPER ELECTRICAL AUSTRALIA PTY LTD | 12OEFMA63 | CURRENT
000015690 | FUSE LINK,RING MAIN UNIT. | 12 KV;80 AMP HRC FUSE;FOR OIL INSULATED SWITCHGEAR;1000 KVA LOW IMPEDANCE TRANSFORMER;PACK OF 3,PACK WEIGHT 1.8 KG; | COOPELEC | COOPER ELECTRICAL AUSTRALIA PTY LTD | 12OHFMA80 | CURRENT
000015691 | FUSE LINK,RING MAIN UNIT. | 12 KV;120 AMP HRC FUSE;FOR OIL INSULATED SWITCHGEAR;1500 KVA LOW IMPEDANCE TRANSFORMER;PACK OF 1,PACK WEIGHT 2.5 KG; | COOPELEC | COOPER ELECTRICAL AUSTRALIA PTY LTD | 12OLGMA125 | CURRENT
000015698 | PRINTED CIRCUIT BOARD | TRIP CLOSE (ANTI PUMP) BOARD FOR BRUSH PMR RECLOSERS;TO SUIT SERIAL NO'S A05/62616 & A05/62618;C77/88;PLANT NO SEQUENCE RE130 UP TO RE 207 (EXCLUDING | BRUSH | BRUSH SWITCHGEAR AUSTRALIA | 5201040/00 | PHASING
000015702 | TIMER,INTERVAL | 0.3 SECS TO 30 SECS;PNEUMATIC;ATTACHES TO RELAY,AUXILIARY STOCK CODE 15703; PACK SIZE 1; | SPRECHER | SPRECHER + SCHUH | S&SCZA7-30 | PHASING
000015704 | CONTACTOR,ASSEMBLY CHANGEOVER | TP X 2;660 NOM V,AC3 RATING AT 415 V - 75 KW;415 V AC COILS;SUPPLIED ASSEMBLED & WIRED AS PER DWG CCSTD-EQ002-01;MTG PLATE SUPPLIED BY ENERGEX PANEL WORKSHOP | NHP | NHP ELECTRICAL ENGINEERING | CA1-100 CHANGE OVER | PURCHASE AS REQUIRED
000015704 | CONTACTOR,ASSEMBLY CHANGEOVER | TP X 2;660 NOM V,AC3 RATING AT 415 V - 75 KW;415 V AC COILS;SUPPLIED ASSEMBLED & WIRED AS PER DWG CCSTD-EQ002-01;MTG PLATE SUPPLIED BY ENERGEX PANEL WORKSHOP | ABB | ABB FAN PTY LTD |  | PURCHASE AS REQUIRED
000015708 | BATTERY,STORAGE | SEALED LEAD ACID;6 V;110 A/HR NOMINAL (70 AH - 100 AH),6 V BATTERY; NORMALLY DELIVERED TO SITE;PACK OF 1, PACK WEIGHT 48 KG; | LEGEND | LEGEND POWER SYSTEMS | BAT-HZB6/110F-AGM | PURCHASE AS REQUIRED
000015712 | GLOVES,CHEMICAL,PROTECTIVE | PVC;SIZE 95;GREEN;CUFF SIZE 45 MM; | BLKWOODS | J BLACKWOOD & SON LTD | 00505342/W6528SG | CURRENT
000015712 | GLOVES,CHEMICAL,PROTECTIVE | PVC;SIZE 95;GREEN;CUFF SIZE 45 MM; | PROTECTR |  | 00505342 | CURRENT
000015715 | APRON,UTILITY. | BIB STYLE;BLACK;PVC;GENERAL PURPOSE; 914 MM WAIST;1219 MM LG;FOR PROTECTION WHEN HANDLING CHEMICALS; | CNWPL | CNW PL - SLACKS CREEK | ELLPVC48BHB | CURRENT
000015715 | APRON,UTILITY. | BIB STYLE;BLACK;PVC;GENERAL PURPOSE; 914 MM WAIST;1219 MM LG;FOR PROTECTION WHEN HANDLING CHEMICALS; | AUSTSAF | AUSTRALIAN SAFETY SUPPLIES | PVC48BHB | CURRENT
000015715 | APRON,UTILITY. | BIB STYLE;BLACK;PVC;GENERAL PURPOSE; 914 MM WAIST;1219 MM LG;FOR PROTECTION WHEN HANDLING CHEMICALS; | BLKWOOD | J BLACKWOOD & SON LTD | 00231183 | CURRENT
000015716 | SIGN,TRAFFIC | WORK AREA;VINYL;BLACK LETTERING;YELLOW BACKGROUND;900 MM LG,600 MM W; CLASS 1W; C/W 2 GALV TUBES & 2 HOOKS; FOR USE WITH COLLAPSIBLE STAND,STOCK CODE 18041; | REFLEFAB | REFLECT FABRICS PL - 310680 | EXSC15716 | CURRENT
000015716 | SIGN,TRAFFIC | WORK AREA;VINYL;BLACK LETTERING;YELLOW BACKGROUND;900 MM LG,600 MM W; CLASS 1W; C/W 2 GALV TUBES & 2 HOOKS; FOR USE WITH COLLAPSIBLE STAND,STOCK CODE 18041; | ARTCRAFT | ARTCRAFT PTY LTD | SE-206-65 | CURRENT
000015717 | BAG,PLASTIC | POLYTHENE,H.D;WHITE;12 UM THK; 650 MM X 510 MM;FOR U/W SMALL WASTE PAPER BINS; PACK OF 50,CARTON OF 1000,PACK WEIGHT 12 KG; | SIGNET | SIGNET PTY LTD | 22675 | CURRENT
000015719 | TRANSDUCER,ELECTRICAL | Signal Isolator, 120V AC Aux, 0-100V DC Input, 0-10mA Output, for OLTC TPI Analogue Input for Microsacs | APCS | INACO AUTOMATION CONTROLS | SI139-1087100 | CURRENT
000015722 | CONNECTOR ASSEMBLY,ELECTRICAL. | 4 PIN FEMALE CONNECTOR;PANEL MTG;FOR USE WITH REMOTE CONTROL EXTENSION STATION; FOR PMR'S & CB'S;PACK OF 1; | ALCATEL | ALCATEL AUSTRALIA PTY LTD | ALCAC4FPZ | PURCHASE AS REQUIRED
000015723 | BATTERY,STORAGE | SEALED LEAD ACID;6 V;160 A/HR NOMINAL (150-200 AH),VALVE REGULATED SEALED BATTERY; PACK OF 1,PACK WEIGHT 26.4 KG; | LEGEND | LEGEND POWER SYSTEMS | BAT-HZB6/160F-AGM | PURCHASE AS REQUIRED
000015740 | TAG,MARKER | ALUMINIUM;50 MM DIA DISK,1 MM THK;W/3 MM CENTRAL FIXING HOLE;REFLECTIVE SURFACE TO BE YELLOW 3M HI-INTENSITY SHEETING; PACK SIZE 20;USED TO MARK WOOD POLES | ARTCRAFT | ARTCRAFT PTY LTD | XD 200 YELLOW | CURRENT
000015740 | TAG,MARKER | ALUMINIUM;50 MM DIA DISK,1 MM THK;W/3 MM CENTRAL FIXING HOLE;REFLECTIVE SURFACE TO BE YELLOW 3M HI-INTENSITY SHEETING; PACK SIZE 20;USED TO MARK WOOD POLES | GEOIND |  |  | CURRENT
000015742 | SLEEVE,COMPRESSION | FULL TENSION COMPRESSION;COPPER TUBE; COPPER COND;66 SQ MM;19/.083;TO BE MARKED AS PER AS1154-1;PACKS OF 50;U/W HEX COMPRESSION DIES 38-130 CU,REFER | TYCO | TYCO | THCS2/1 | CURRENT
000015742 | SLEEVE,COMPRESSION | FULL TENSION COMPRESSION;COPPER TUBE; COPPER COND;66 SQ MM;19/.083;TO BE MARKED AS PER AS1154-1;PACKS OF 50;U/W HEX COMPRESSION DIES 38-130 CU,REFER | UTILUX |  | THCS2/1 | CURRENT
000015743 | DIE,CRIMPING TOOL | STEEL;HEX;13.0 MM AF;FOR COPPER COMPRESSION SLEEVES ONTO 19/.083 CONDUCTOR U/W UTILUX COMPRESSION TOOL NO.38 A OR EQUIV;PACK OF 1,PACK WEIGHT | TEN | THE ENERGY NETWORK | K12-13.0-CU | CURRENT
000015743 | DIE,CRIMPING TOOL | STEEL;HEX;13.0 MM AF;FOR COPPER COMPRESSION SLEEVES ONTO 19/.083 CONDUCTOR U/W UTILUX COMPRESSION TOOL NO.38 A OR EQUIV;PACK OF 1,PACK WEIGHT | SPECFORC | SPECIALISED FORCE | 12T-13.0AFCU | CURRENT
000015743 | DIE,CRIMPING TOOL | STEEL;HEX;13.0 MM AF;FOR COPPER COMPRESSION SLEEVES ONTO 19/.083 CONDUCTOR U/W UTILUX COMPRESSION TOOL NO.38 A OR EQUIV;PACK OF 1,PACK WEIGHT | CABLACES | CABLACES | HT-13.0CU | CURRENT
000015744 | RELAY,TIME | DELAY TK;TIMER FOR MK1 OLTC CONTROL; | ENERGEX | ENERGEX | EWS | PHASING
000015745 | RELAY,TIME | DELAY TD;TIMER FOR MK1 OLTC CONTROL; | ENERGEX | ENERGEX | EWS | PHASING
000015747 | SCREW,MACHINE | Socket Security Screw, M6 x 20mm Lg, S/Steel Gde 304, Post Button HD, for Public Lighting Columns, Box of 100 | HOBSON | HOBSON ENGINEERING CO PTY LTD 393904 | IMS04BHM060020 | CURRENT
000015747 | SCREW,MACHINE | Socket Security Screw, M6 x 20mm Lg, S/Steel Gde 304, Post Button HD, for Public Lighting Columns, Box of 100 | SUMMIT | SUMMIT GROUP | 6BXCS2P06020 | CURRENT
000015747 | SCREW,MACHINE | Socket Security Screw, M6 x 20mm Lg, S/Steel Gde 304, Post Button HD, for Public Lighting Columns, Box of 100 | COVENTRY | COVENTRY FASTENERS QLD | 6X20MG304PBHSS | CURRENT
000015748 | PIPE,METALLIC | LEAD;20 MM NB;3.2 MM THK WALL;PROTECTIVE COVER OF 2 MM THK EXTRUDED PVC BEDDING, 2 MM DIA GALV STEEL WIRE ARMOUR,2.3 MM THK EXTRUDED PVC OVERSHEATH;ON TIMBER | BICC |  |  | STRATEGIC SPARE
000015756 | TRANSFORMER,ISOLATION | 15/50 KV INSULATION LEVEL;240 V,250/250 RATIO,100 VA BURDEN,1 PH,3% IMPEDANCE; 8 KG WEIGHT;RESIN CAST; | HANSOM |  |  | CURRENT
000015757 | BOX,ELECTRICAL,MULTIAPPLICATION. | POLYCARBONATE;380 MM H,280 MM W,230 MM D ;WEATHERPROOF TO IP67;SCREW ON COVER; ENCLOSURE EK PK230G,HINGES MB10622S,MTG PLATE EKPVTP;ASSEMBLED;PACK OF 1; | REXEL | REXEL PTY LTD | FIBEPK230G+MB10622S | CURRENT
000015757 | BOX,ELECTRICAL,MULTIAPPLICATION. | POLYCARBONATE;380 MM H,280 MM W,230 MM D ;WEATHERPROOF TO IP67;SCREW ON COVER; ENCLOSURE EK PK230G,HINGES MB10622S,MTG PLATE EKPVTP;ASSEMBLED;PACK OF 1; | NHP | NHP ELECTRICAL ENGINEERING | FIBEKPK230G+FIBMB10622S+FIBEKP | CURRENT
000015757 | BOX,ELECTRICAL,MULTIAPPLICATION. | POLYCARBONATE;380 MM H,280 MM W,230 MM D ;WEATHERPROOF TO IP67;SCREW ON COVER; ENCLOSURE EK PK230G,HINGES MB10622S,MTG PLATE EKPVTP;ASSEMBLED;PACK OF 1; | CNWPL | CNW PL - SLACKS CREEK | EKPK230G+MB10622S+EKPVTP | CURRENT
000015760 | INSULATOR,STANDOFF | AIRBREAK SWITCH POST;EPOXY;SOLID CORE;STUD MTG;11 KV NOM V;REPLACEMENT INSULATOR FOR STOCK CODE 14099 & 14532 ONLY;NGK BRAND AIRBREAK SWITCH ONLY; | NGK | NGK STANGER PTY LTD | 72928 | MAINTENANCE STOCK
000015762 | ARRESTER,ELECTRICAL SURGE | GAPLESS,METAL OXIDE;12 KV;10 KA;CLASS A; DIRECT M12;S/S MTG;POLYMER HOUSING; W/INSULATING CAP;PACK OF 1,PALLET OF 105 | MVTECH | MV TECHNOLOGY SOLUTIONS P/L | S3EK4 120-1CK4-Z Q99 | CURRENT
000015762 | ARRESTER,ELECTRICAL SURGE | GAPLESS,METAL OXIDE;12 KV;10 KA;CLASS A; DIRECT M12;S/S MTG;POLYMER HOUSING; W/INSULATING CAP;PACK OF 1,PALLET OF 105 | ACCULEC | ACCULEC PTY LTD - E18524 | OB12A-100STEQ | CURRENT
000015762 | ARRESTER,ELECTRICAL SURGE | GAPLESS,METAL OXIDE;12 KV;10 KA;CLASS A; DIRECT M12;S/S MTG;POLYMER HOUSING; W/INSULATING CAP;PACK OF 1,PALLET OF 105 | SIEMENS | SIEMENS LTD | 3EK4 120-1CK4-Z Q99 P50 | CURRENT
000015762 | ARRESTER,ELECTRICAL SURGE | GAPLESS,METAL OXIDE;12 KV;10 KA;CLASS A; DIRECT M12;S/S MTG;POLYMER HOUSING; W/INSULATING CAP;PACK OF 1,PALLET OF 105 | BRITECH | BRI-TECH PTY LTD | OB12-100STH | CURRENT
000015765 | SOLVENT,INDUSTRIAL. | FOR DEGREASING CABLES & INSULATORS;FOOD OIL DISTILLATE;FLAMMABLE LIQUID (FLASH POINT 62 DEG C);946 ML PLASTIC BOTTLE;TO BE USED WITH GLOVES,REFER STOCK CODE | REXEL | REXEL PTY LTD | 3MSCC4 | CURRENT
000015765 | SOLVENT,INDUSTRIAL. | FOR DEGREASING CABLES & INSULATORS;FOOD OIL DISTILLATE;FLAMMABLE LIQUID (FLASH POINT 62 DEG C);946 ML PLASTIC BOTTLE;TO BE USED WITH GLOVES,REFER STOCK CODE | GILBLODG | GILBERT LODGE AUSTRALIA | 3MCC-4 | CURRENT
000015765 | SOLVENT,INDUSTRIAL. | FOR DEGREASING CABLES & INSULATORS;FOOD OIL DISTILLATE;FLAMMABLE LIQUID (FLASH POINT 62 DEG C);946 ML PLASTIC BOTTLE;TO BE USED WITH GLOVES,REFER STOCK CODE | 3M | 3M AUSTRALIA PTY LTD | CC-4 | CURRENT
000015777 | REEL,CABLE | STEEL,TOROIDAL;HOT DIP GALVANISED;U/G LV CABLES;FLANGE (2000) X BARREL (1000) X INT.WIDTH (1000);5000 KG;PLAIN TYRE; AS3983;EMPTY DRUM WEIGHT = 430 KG; | RHEEM |  |  | PURCHASE AS REQUIRED
000015778 | REEL,CABLE | STEEL,TOROIDAL;HOT DIP GALVANISED;HV CABLES;FLANGE (2600) X BARREL (1400) X INT.WIDTH (1200);10,000 KG;I-BEAM TYPE; AS3983; | RHEEM |  |  | PURCHASE AS REQUIRED
000015785 | RIVET,BLIND | ALUMINIUM HEAD;9.5 MM BODY LG;3.2 MM GRIP LG;DOME HD;1.4 MM STEEL SHANK DIA; 2.4 MM DIA; | SUMMIT | SUMMIT GROUP | 11NPG155-15785 | CURRENT
000015785 | RIVET,BLIND | ALUMINIUM HEAD;9.5 MM BODY LG;3.2 MM GRIP LG;DOME HD;1.4 MM STEEL SHANK DIA; 2.4 MM DIA; | STATEWD | STATEWIDE FSTNERS & ENG SPLS PL | RAAAP33 | CURRENT
000015787 | TERMINAL GUARD,GROUND TRANSFORMER,LV | LOW VOLTAGE TERMINAL GUARD;FOR USE ON GROUND TRANSFORMERS;TO BE PACKED INTO INDIVIDUAL KIT FORM;USED IN C & I SUBSTATIONS OR GT STATIONS; | EZYSTRUT | EZYSTRUT CABLE & PIPE SUPPORTS | E15787 | CURRENT
000015788 | CABLE SUPPORT STAND,LV | TOP ENTRY;LOW VOLTAGE CABLE SUPPORT FRAME;MANUFACTURED OF E15788K GALVANISED EZYSTRUT INTO A KIT FORM;TO BE ASSEMBLED ON SITE;PACK OF 1,PACK WEIGHT 15 KG; | EZYSTRUT | EZYSTRUT CABLE & PIPE SUPPORTS | E15788K | CURRENT
000015789 | CABLE SUPPORT STAND,LV | BOTTOM ENTRY;LOW VOLTAGE CABLE SUPPORT FRAME;MANUFACTURED OF P1000 GALVANISED UNISTRUT INTO A KIT FORM;TO BE ASSEMBLED ON SITE; | UNISTRUT | UNISTRUT AUSTRALIA (MANUFACTURER) | Q4-122 | PURCHASE AS REQUIRED
000015789 | CABLE SUPPORT STAND,LV | BOTTOM ENTRY;LOW VOLTAGE CABLE SUPPORT FRAME;MANUFACTURED OF P1000 GALVANISED UNISTRUT INTO A KIT FORM;TO BE ASSEMBLED ON SITE; | EZYSTRUT | EZYSTRUT CABLE & PIPE SUPPORTS | E15789K | PURCHASE AS REQUIRED
000015789 | CABLE SUPPORT STAND,LV | BOTTOM ENTRY;LOW VOLTAGE CABLE SUPPORT FRAME;MANUFACTURED OF P1000 GALVANISED UNISTRUT INTO A KIT FORM;TO BE ASSEMBLED ON SITE; | WEBER | WEBER SOUTH PACIFIC PTY LTD | BOTTOM ENTRY | PURCHASE AS REQUIRED
000015790 | PLUG,PROTECTIVE,DUST & MOISTURE | PLASTIC REUSABLE COVER;TO SUIT 125 MM CONDUIT;PACK OF 1,PACK WEIGHT 0.15 KG; | IPLEX | IPLEX PIPELINES AUSTRALIA PTY LTD | H176 | CURRENT
000015790 | PLUG,PROTECTIVE,DUST & MOISTURE | PLASTIC REUSABLE COVER;TO SUIT 125 MM CONDUIT;PACK OF 1,PACK WEIGHT 0.15 KG; | TRI UGRD | TRI UNDERGROUND AUSTRALIA PTY LTD | TRIDC125 | CURRENT
000015790 | PLUG,PROTECTIVE,DUST & MOISTURE | PLASTIC REUSABLE COVER;TO SUIT 125 MM CONDUIT;PACK OF 1,PACK WEIGHT 0.15 KG; | HAYMANS | HAYMANS ELECTRICAL | CNXCAP125BLK | CURRENT
000015790 | PLUG,PROTECTIVE,DUST & MOISTURE | PLASTIC REUSABLE COVER;TO SUIT 125 MM CONDUIT;PACK OF 1,PACK WEIGHT 0.15 KG; | VINIDEX |  | 39631 | CURRENT
000015791 | LUBRICANT,CABLE PULLING | POLYMERGLYCOL BASED WATER LUBRICANT; GREEN;IN 10 LITRE RE-SEALABLE PLASTIC BUCKET;HAND APPLIABLE GEL,SAFE FOR USE ON ALL CABLE SHEATHS,USE AT A RATE OF 1 | SPECFORC | SPECIALISED FORCE | GREENLEE GEL-5 | CURRENT
000015791 | LUBRICANT,CABLE PULLING | POLYMERGLYCOL BASED WATER LUBRICANT; GREEN;IN 10 LITRE RE-SEALABLE PLASTIC BUCKET;HAND APPLIABLE GEL,SAFE FOR USE ON ALL CABLE SHEATHS,USE AT A RATE OF 1 | CNWPL | CNW PL - SLACKS CREEK | GTSHYDROLUBEC10 | CURRENT
000015791 | LUBRICANT,CABLE PULLING | POLYMERGLYCOL BASED WATER LUBRICANT; GREEN;IN 10 LITRE RE-SEALABLE PLASTIC BUCKET;HAND APPLIABLE GEL,SAFE FOR USE ON ALL CABLE SHEATHS,USE AT A RATE OF 1 | ADAPT | ADAPT AUSTRALIA PTY LTD | POLYWATER-J128 | CURRENT
000015791 | LUBRICANT,CABLE PULLING | POLYMERGLYCOL BASED WATER LUBRICANT; GREEN;IN 10 LITRE RE-SEALABLE PLASTIC BUCKET;HAND APPLIABLE GEL,SAFE FOR USE ON ALL CABLE SHEATHS,USE AT A RATE OF 1 | GENERAL | GENERAL TRADE SUPPLIES | HYDROLUBE C10 | CURRENT
000015791 | LUBRICANT,CABLE PULLING | POLYMERGLYCOL BASED WATER LUBRICANT; GREEN;IN 10 LITRE RE-SEALABLE PLASTIC BUCKET;HAND APPLIABLE GEL,SAFE FOR USE ON ALL CABLE SHEATHS,USE AT A RATE OF 1 | CNWPL | CNW PL - SLACKS CREEK | HYDROLUBEC10 | CURRENT
000015792 | FUSE LINK,ENCLOSED ELEMENT | 160 AMP;500 V AC;BLADE TYPE CONTACTS,DIN SIZE 1;AS2005,PART 1;PACK OF 3,PACK WEIGHT 0.70 KG;FOR USE WITH FUSE-SWITCH COMBINATION (STOCK CODES 15194 & 16861), | FUSECO | FUSECO PTY LTD | NH1F-160 | CURRENT
000015792 | FUSE LINK,ENCLOSED ELEMENT | 160 AMP;500 V AC;BLADE TYPE CONTACTS,DIN SIZE 1;AS2005,PART 1;PACK OF 3,PACK WEIGHT 0.70 KG;FOR USE WITH FUSE-SWITCH COMBINATION (STOCK CODES 15194 & 16861), | FLOWLINE | FLOWLINE INDUSTRIES PTY LTD | EM371696 | CURRENT
000015793 | FUSE LINK,ENCLOSED ELEMENT | 100 AMP;500 V AC;BLADE TYPE CONTACTS, DIN SIZE 1;AS2005,PART 1;PACK OF 3, PACK WEIGHT 0.70 KG;FOR USE WITH FUSE- SWITCH COMBINATION (STOCK CODES 15194 & | FUSECO | FUSECO PTY LTD | NH1F-100 | CURRENT
000015793 | FUSE LINK,ENCLOSED ELEMENT | 100 AMP;500 V AC;BLADE TYPE CONTACTS, DIN SIZE 1;AS2005,PART 1;PACK OF 3, PACK WEIGHT 0.70 KG;FOR USE WITH FUSE- SWITCH COMBINATION (STOCK CODES 15194 & | FLOWLINE | FLOWLINE INDUSTRIES PTY LTD | EM371690 | CURRENT
000015815 | SLEEVE,COMPRESSION | FULL TENSION COMPRESSION;COPPER TUBE; COPPER COND;23 SQ MM;7/.080;TO BE MARKED AS PER AS1154-1;USED WITH HEX COMPRESSION DIES 38-77 CU,STOCK CODE | TYCO | TYCO | TFCS1/1 | CURRENT
000015815 | SLEEVE,COMPRESSION | FULL TENSION COMPRESSION;COPPER TUBE; COPPER COND;23 SQ MM;7/.080;TO BE MARKED AS PER AS1154-1;USED WITH HEX COMPRESSION DIES 38-77 CU,STOCK CODE | UTILUX |  | TFCS1/1 | CURRENT
000015816 | SLEEVE,ELECTRICAL CONNECTOR | Compression, FT, 19/0.101" HDBC (Imp) & 19/2.56mm HDBC, Cu (scm) | TYCO | TYCO | TJCS1/1 | CURRENT
000015816 | SLEEVE,ELECTRICAL CONNECTOR | Compression, FT, 19/0.101" HDBC (Imp) & 19/2.56mm HDBC, Cu (scm) | LEGEND | LEGEND POWER SYSTEMS | PT95 | CURRENT
000015816 | SLEEVE,ELECTRICAL CONNECTOR | Compression, FT, 19/0.101" HDBC (Imp) & 19/2.56mm HDBC, Cu (scm) | UTILUX |  | TJCS1/1 | CURRENT
000015817 | DIE,CRIMPING TOOL | STEEL;HEX;19.3 MM AF;FOR COPPER COMPRESSION SLEEVES ONTO 19/.101 CONDUCTOR;U/W UTILUX COMPRESSION TOOL NO.38A OR EQUIV;PACK OF 1;PACK | TEN | THE ENERGY NETWORK | K12-19.3-CU | CURRENT
000015817 | DIE,CRIMPING TOOL | STEEL;HEX;19.3 MM AF;FOR COPPER COMPRESSION SLEEVES ONTO 19/.101 CONDUCTOR;U/W UTILUX COMPRESSION TOOL NO.38A OR EQUIV;PACK OF 1;PACK | SPECFORC | SPECIALISED FORCE | 12T-19.3AFCU | CURRENT
000015817 | DIE,CRIMPING TOOL | STEEL;HEX;19.3 MM AF;FOR COPPER COMPRESSION SLEEVES ONTO 19/.101 CONDUCTOR;U/W UTILUX COMPRESSION TOOL NO.38A OR EQUIV;PACK OF 1;PACK | CABLACES | CABLACES | HT-19.3CU | CURRENT
000015819 | MARKER,IDENTIFICATION | VINYL;25 MM HIGH NUMBERING,40 MM SQ BACKGROUND;BLACK PRINT ON WHITE RETROREFLECTIVE BACKGROUND;NUMBER 0; PRESSURE SENSITIVE;AS1744 SERIES C;PACK | CUTLER | CUTLER BRANDS PTY LTD | ENERGE-15819 | CURRENT
000015819 | MARKER,IDENTIFICATION | VINYL;25 MM HIGH NUMBERING,40 MM SQ BACKGROUND;BLACK PRINT ON WHITE RETROREFLECTIVE BACKGROUND;NUMBER 0; PRESSURE SENSITIVE;AS1744 SERIES C;PACK | ARTCRAFT | ARTCRAFT PTY LTD | NUMBER 0 | CURRENT
000015820 | MARKER,IDENTIFICATION | VINYL;25 MM HIGH NUMBERING,40 MM SQ BACKGROUND;BLACK PRINT ON WHITE RETROREFLECTIVE BACKGROUND;NUMBER 1; PRESSURE SENSITIVE;AS1744 SERIES C;PACK | CUTLER | CUTLER BRANDS PTY LTD | ENERGE-15820 | CURRENT
000015820 | MARKER,IDENTIFICATION | VINYL;25 MM HIGH NUMBERING,40 MM SQ BACKGROUND;BLACK PRINT ON WHITE RETROREFLECTIVE BACKGROUND;NUMBER 1; PRESSURE SENSITIVE;AS1744 SERIES C;PACK | ARTCRAFT | ARTCRAFT PTY LTD | NUMBER 1 | CURRENT
000015821 | MARKER,IDENTIFICATION | VINYL;25 MM HIGH NUMBERING,40 MM SQ BACKGROUND;BLACK PRINT ON WHITE RETROREFLECTIVE BACKGROUND;NUMBER 2; PRESSURE SENSITIVE;AS1744 SERIES C;PACK | CUTLER | CUTLER BRANDS PTY LTD | ENERGE-15821 | CURRENT
000015821 | MARKER,IDENTIFICATION | VINYL;25 MM HIGH NUMBERING,40 MM SQ BACKGROUND;BLACK PRINT ON WHITE RETROREFLECTIVE BACKGROUND;NUMBER 2; PRESSURE SENSITIVE;AS1744 SERIES C;PACK | ARTCRAFT | ARTCRAFT PTY LTD | NUMBER 2 | CURRENT
000015822 | MARKER,IDENTIFICATION | VINYL;25 MM HIGH NUMBERING,40 MM SQ BACKGROUND;BLACK PRINT ON WHITE RETROREFLECTIVE BACKGROUND;NUMBER 3; PRESSURE SENSITIVE;AS1744 SERIES C;PACK | CUTLER | CUTLER BRANDS PTY LTD | ENERGE-15822 | CURRENT
000015822 | MARKER,IDENTIFICATION | VINYL;25 MM HIGH NUMBERING,40 MM SQ BACKGROUND;BLACK PRINT ON WHITE RETROREFLECTIVE BACKGROUND;NUMBER 3; PRESSURE SENSITIVE;AS1744 SERIES C;PACK | ARTCRAFT | ARTCRAFT PTY LTD | NUMBER 3 | CURRENT
000015823 | MARKER,IDENTIFICATION | VINYL;25 MM HIGH NUMBERING,40 MM SQ BACKGROUND;BLACK PRINT ON WHITE RETROREFLECTIVE BACKGROUND;NUMBER 4; PRESSURE SENSITIVE;AS1744 SERIES C;PACK | CUTLER | CUTLER BRANDS PTY LTD | ENERGE-15823 | CURRENT
000015823 | MARKER,IDENTIFICATION | VINYL;25 MM HIGH NUMBERING,40 MM SQ BACKGROUND;BLACK PRINT ON WHITE RETROREFLECTIVE BACKGROUND;NUMBER 4; PRESSURE SENSITIVE;AS1744 SERIES C;PACK | BURNELL | RON BURNELL & CO | NUMBER 4 | CURRENT
000015824 | MARKER,IDENTIFICATION | VINYL;25 MM HIGH NUMBERING,40 SQ MM BACKGROUND;BLACK PRINT ON WHITE RETROREFLECTIVE BACKGROUND;NUMBER 5; PRESSURE SENSITIVE;AS1744 SERIES C;PACK | CUTLER | CUTLER BRANDS PTY LTD | ENERGE-15824 | CURRENT
000015824 | MARKER,IDENTIFICATION | VINYL;25 MM HIGH NUMBERING,40 SQ MM BACKGROUND;BLACK PRINT ON WHITE RETROREFLECTIVE BACKGROUND;NUMBER 5; PRESSURE SENSITIVE;AS1744 SERIES C;PACK | ARTCRAFT | ARTCRAFT PTY LTD | NUMBER 5 | CURRENT
000015825 | MARKER,IDENTIFICATION | VINYL;25 MM HIGH NUMBERING,40 MM SQ BACKGROUND;BLACK PRINT ON WHITE RETROREFLECTIVE BACKGROUND;NUMBER 6 OR 9;PRESSURE SENSITIVE;AS1744 SERIES C; | CUTLER | CUTLER BRANDS PTY LTD | ENERGE-15825 | CURRENT
000015826 | MARKER,IDENTIFICATION | VINYL;25 MM HIGH NUMBERING,40 MM SQ BACKGROUND;BLACK PRINT ON WHITE RETROREFLECTIVE BACKGROUND;NUMBER 7; PRESSURE SENSITIVE;AS1744 SERIES C;PACK | CUTLER | CUTLER BRANDS PTY LTD | ENERGE-15826 | CURRENT
000015826 | MARKER,IDENTIFICATION | VINYL;25 MM HIGH NUMBERING,40 MM SQ BACKGROUND;BLACK PRINT ON WHITE RETROREFLECTIVE BACKGROUND;NUMBER 7; PRESSURE SENSITIVE;AS1744 SERIES C;PACK | ARTCRAFT | ARTCRAFT PTY LTD | NUMBER 7 | CURRENT
000015827 | MARKER,IDENTIFICATION | VINYL;25 MM HIGH NUMBERING,40 MM SQ BACKGROUND;BLACK PRINT ON WHITE RETROREFLECTIVE BACKGROUND;NUMBER 8; PRESSURE SENSITIVE;AS1744 SERIES C;PACK | CUTLER | CUTLER BRANDS PTY LTD | ENERGE-15827 | CURRENT
000015827 | MARKER,IDENTIFICATION | VINYL;25 MM HIGH NUMBERING,40 MM SQ BACKGROUND;BLACK PRINT ON WHITE RETROREFLECTIVE BACKGROUND;NUMBER 8; PRESSURE SENSITIVE;AS1744 SERIES C;PACK | ARTCRAFT | ARTCRAFT PTY LTD | NUMBER 8 | CURRENT
000015829 | MARKER,IDENTIFICATION | VINYL;25 MM HIGH LETTERING,40 MM SQ BACKGROUND;BLACK PRINT ON WHITE RETROREFLECTIVE BACKGROUND;LETTER P; PRESSURE SENSITIVE;AS1744 SERIES C;PACK | CUTLER | CUTLER BRANDS PTY LTD | ENERGE-15829 | CURRENT
000015829 | MARKER,IDENTIFICATION | VINYL;25 MM HIGH LETTERING,40 MM SQ BACKGROUND;BLACK PRINT ON WHITE RETROREFLECTIVE BACKGROUND;LETTER P; PRESSURE SENSITIVE;AS1744 SERIES C;PACK | ARTCRAFT | ARTCRAFT PTY LTD | LETTER P | CURRENT
000015830 | MARKER,IDENTIFICATION | VINYL;25 MM HIGH LETTERING,40 MM SQ BACKGROUND;BLACK PRINT ON WHITE RETROREFLECTIVE BACKGROUND;LETTER L; PRESSURE SENSITIVE;AS1744 SERIES C;PACK | CUTLER | CUTLER BRANDS PTY LTD | ENERGE-15830 | PURCHASE AS REQUIRED
000015830 | MARKER,IDENTIFICATION | VINYL;25 MM HIGH LETTERING,40 MM SQ BACKGROUND;BLACK PRINT ON WHITE RETROREFLECTIVE BACKGROUND;LETTER L; PRESSURE SENSITIVE;AS1744 SERIES C;PACK | ARTCRAFT | ARTCRAFT PTY LTD | LETTER L | PURCHASE AS REQUIRED
000015831 | MARKER,IDENTIFICATION | VINYL;25 MM HIGH LETTERING,40 MM SQ BACKGROUND;BLACK PRINT ON WHITE RETROREFLECTIVE BACKGROUND;LETTER W; PRESSURE SENSITIVE;AS1744 SERIES C;PACK | CUTLER | CUTLER BRANDS PTY LTD | ENERGE-15831 | CURRENT
000015831 | MARKER,IDENTIFICATION | VINYL;25 MM HIGH LETTERING,40 MM SQ BACKGROUND;BLACK PRINT ON WHITE RETROREFLECTIVE BACKGROUND;LETTER W; PRESSURE SENSITIVE;AS1744 SERIES C;PACK | ARTCRAFT | ARTCRAFT PTY LTD | LETTER W | CURRENT
000015832 | PANEL,POWER DISTRIBUTION | 415 V;400 AMP CFS UNIT;MOUNTED ON 440 MM H,490 MM W,10 MM THK PANEL;TYPE ' X ' AS1795;C/W ELECTRO-TINNED NEUTRAL LINK & 4 MTG HOLES;PACK OF 1,PACK WEIGHT 3 KG; | FLOWLINE | FLOWLINE INDUSTRIES PTY LTD | ESQ082 | CURRENT
000015833 | MARKER,TAPE | Low density polyethelene; Yellow; 65um x 75mm wide x 250 m roll; To be used in conjunction with SC15834 for delineation of poles delivered to peg point; | IDENMARK | IDENTIMARK SOLUTIONS - 310679 | 15833 | CURRENT
000015833 | MARKER,TAPE | Low density polyethelene; Yellow; 65um x 75mm wide x 250 m roll; To be used in conjunction with SC15834 for delineation of poles delivered to peg point; | RMS | RELAY MONITORING SYSTEMS PL | 15833 | CURRENT
000015834 | NAIL PLATE | MILD STEEL;GALV;SUITABLE FOR HARDWOOD; 21 MM NOM SQ; BUILDING FOILS TYPE; 50 STRIPS OF 10 PER PACK;TO BE USED IN CONJUNCTION WITH STOCK CODE 15833 | SUMMIT | SUMMIT GROUP | 11NPG | CURRENT
000015834 | NAIL PLATE | MILD STEEL;GALV;SUITABLE FOR HARDWOOD; 21 MM NOM SQ; BUILDING FOILS TYPE; 50 STRIPS OF 10 PER PACK;TO BE USED IN CONJUNCTION WITH STOCK CODE 15833 | STATEWD | STATEWIDE FSTNERS & ENG SPLS PL | PSFF5 | CURRENT
000015836 | END CAP | HEAT SHRINKABLE;160 MM LG,65 TO 95 MM OD CABLE RANGE;PACK OF 100; | TECONN | TE CONNECTIVITY LTD | 102L055/S(S10) | CURRENT
000015839 | CROSSARM,WOOD | HARDWOOD;2700 MM LG;150 MM X 100 MM;ELEC POWER DISTRIBUTION;SPAR UNDRILLED; BUNDLE OF 12,150 MM SURFACE TO BE PAINTED AND GRADED;FOR THE MAUNFACTURE | DALEMYER | DALE MEYERS PTY LTD | HXB3150100FS270 | CURRENT
000015839 | CROSSARM,WOOD | HARDWOOD;2700 MM LG;150 MM X 100 MM;ELEC POWER DISTRIBUTION;SPAR UNDRILLED; BUNDLE OF 12,150 MM SURFACE TO BE PAINTED AND GRADED;FOR THE MAUNFACTURE | COFFSHAR | COFFS HARBOUR TRADING | 2700 MM LG;150 MM X 100 MM; | CURRENT
000015839 | CROSSARM,WOOD | HARDWOOD;2700 MM LG;150 MM X 100 MM;ELEC POWER DISTRIBUTION;SPAR UNDRILLED; BUNDLE OF 12,150 MM SURFACE TO BE PAINTED AND GRADED;FOR THE MAUNFACTURE | BORAL | BORAL | 2700 MM LG | CURRENT
000015848 | TERMINATION,ELECTRICAL POWER CABLE | 11 KV;FILLED JOINT;SHIM KIT FOR 25-95 SQ MM;PLY CABLE;U/W STOCK CODE 17575 & 17581; | RAYCHEM | RAYCHEM (AUSTRALIA) PTY LTD | AUST SQB-SP1 | PHASING
000015849 | LINK,ELECTRICAL DISCONNECT | 415 V;400 AMP;BLADE TYPE FITTED WITH DIN SIZE 2 CORROSION RESISTANT ADAPTING FEET;PHASE ISOLATING BLADE FOR STOCK CODES 15779 & 15780;PACK OF 50,PACK | SICAME | SICAME AUSTRALIA PTY LTD | APRHSIC400 | CURRENT
000015849 | LINK,ELECTRICAL DISCONNECT | 415 V;400 AMP;BLADE TYPE FITTED WITH DIN SIZE 2 CORROSION RESISTANT ADAPTING FEET;PHASE ISOLATING BLADE FOR STOCK CODES 15779 & 15780;PACK OF 50,PACK | NGK | NGK STANGER PTY LTD | M588900 | CURRENT
000015850 | BKT,ELECTRICAL POWER CABLE TERMINATION | POLE MTG;STEEL,GALV;PACK OF 1,PACK WEIGHT 10 KG,PALLET OF 20;FOR HEATSHRINK TERMINATIONS TO POLYMER SURGE ARRESTORS (STOCK CODE 15762),REFER UJ MAN 2/305; | HAYMAN | HAYMANS INDUSTRIES PTY LTD | 15850 | CURRENT
000015850 | BKT,ELECTRICAL POWER CABLE TERMINATION | POLE MTG;STEEL,GALV;PACK OF 1,PACK WEIGHT 10 KG,PALLET OF 20;FOR HEATSHRINK TERMINATIONS TO POLYMER SURGE ARRESTORS (STOCK CODE 15762),REFER UJ MAN 2/305; | LIVINGST | LIVINGSTONE ENGINEERING | 15850 | CURRENT
000015851 | TERMINATION,ELECTRICAL POWER CABLE | 11 KV;FILLED JOINT;SHIM KIT FOR 120-240 SQ MM;PLY CABLE;U/W STOCK CODES 17578 & 17596; | RAYCHEM | RAYCHEM (AUSTRALIA) PTY LTD | AUST SQB-SP5 | STRATEGIC SPARE
000015857 | MESH,BARRICADE | ORANGE;U.V. STABILISED HIGH DENSITY POLYETHELENE;1000 MM HIGH,25 M LG;TO BE USED IN CONJUNCTION WITH STOCK CODE 15630,REFER UCM 1/1;20 ROLLS PER PALLET, | IDENMARK | IDENTIMARK SOLUTIONS - 310679 | 15857 | CURRENT
000015857 | MESH,BARRICADE | ORANGE;U.V. STABILISED HIGH DENSITY POLYETHELENE;1000 MM HIGH,25 M LG;TO BE USED IN CONJUNCTION WITH STOCK CODE 15630,REFER UCM 1/1;20 ROLLS PER PALLET, | ARTCRAFT | ARTCRAFT PTY LTD | BM-14KG | CURRENT
000015857 | MESH,BARRICADE | ORANGE;U.V. STABILISED HIGH DENSITY POLYETHELENE;1000 MM HIGH,25 M LG;TO BE USED IN CONJUNCTION WITH STOCK CODE 15630,REFER UCM 1/1;20 ROLLS PER PALLET, | CUTLER | CUTLER BRANDS PTY LTD | ENERGE-15857 | CURRENT
000015858 | CLAMP,SHEATH POWER CABLE: | 11 KV;FILLED JOINT;3 PHASE;SOLDERLESS EARTH MODULE FOR 25 TO 70 SQ MM UNARMOURED PLY CABLES;REFER UJ MAN 2/600; | RAYCHEM | RAYCHEM (AUSTRALIA) PTY LTD | AUST-SQB-L2 | CURRENT
000015859 | CLAMP,SHEATH POWER CABLE: | 11 KV;FILLED JOINT;3 PHASE;SOLDERLESS EARTH MODULE FOR 95 TO 300 SQ MM UNARMOURED PLY CABLES;REFER UJ MAN 2/600; | RAYCHEM | RAYCHEM (AUSTRALIA) PTY LTD | AUST-SQB-L3 | CURRENT
000015860 | FERRULE,ELECTRICAL CONDUCTOR | CRIMP TYPE;COPPER;0.25 SQ IN TO 0.25 SQ IN;C/W CENTRE DIMPLE; | UTILUX |  | H1464/25 | MAINTENANCE STOCK
000015860 | FERRULE,ELECTRICAL CONDUCTOR | CRIMP TYPE;COPPER;0.25 SQ IN TO 0.25 SQ IN;C/W CENTRE DIMPLE; | CABLACES | CABLACES | CASB162 | MAINTENANCE STOCK
000015861 | TERMINAL,LUG | TUBULAR ALUMINIUM,SECTOR SHAPED,CRIMPED TYPE;FOR 120 SQ MM SOLID SECTOR 4 CORE CONDUCTOR;M12 PALM HOLE SIZE;PRE-FILLED W/JOINTING COMPOUND;REFER UJ MAN 1/110; | TYCO | TYCO | AGS4I120M12/1 (H8889X03/1 | CURRENT
000015861 | TERMINAL,LUG | TUBULAR ALUMINIUM,SECTOR SHAPED,CRIMPED TYPE;FOR 120 SQ MM SOLID SECTOR 4 CORE CONDUCTOR;M12 PALM HOLE SIZE;PRE-FILLED W/JOINTING COMPOUND;REFER UJ MAN 1/110; | UTILUX |  | H889X03/1 | CURRENT
000015864 | BRACKET,POLE | REGULATOR TYPE;STEEL STRUCTURE;GALV;TO SUPPORT REGULATOR CONTROL BOXES;PACK OF 2, PACK WEIGHT 6 KG,PALLET OF 50;REFER DWG 4850-A4 REV G; | HAYMAN | HAYMANS INDUSTRIES PTY LTD | 15864 | CURRENT
000015864 | BRACKET,POLE | REGULATOR TYPE;STEEL STRUCTURE;GALV;TO SUPPORT REGULATOR CONTROL BOXES;PACK OF 2, PACK WEIGHT 6 KG,PALLET OF 50;REFER DWG 4850-A4 REV G; | MEFCO | MEFCO AUSTRALIA PTY LTD SUNSHINE VIC | 15864 | CURRENT
000015865 | BASE,DISTRIBUTION PILLAR | LIGHTWEIGHT,DEEP;556 MM LG,524 MM W,355 MM H;POLYPROPYLENE NATURE GREEN;SUPPLIED WITH 4 D HD FIXING BOLTS;PALLET OF 80, PACK WEIGHT262 KG;SUITS COVERS STOCK | WEBER | WEBER SOUTH PACIFIC PTY LTD | ES1006 | CURRENT
000015865 | BASE,DISTRIBUTION PILLAR | LIGHTWEIGHT,DEEP;556 MM LG,524 MM W,355 MM H;POLYPROPYLENE NATURE GREEN;SUPPLIED WITH 4 D HD FIXING BOLTS;PALLET OF 80, PACK WEIGHT262 KG;SUITS COVERS STOCK | FULTON | FULTON INDUSTRIES PL | PB2G | CURRENT
000015865 | BASE,DISTRIBUTION PILLAR | LIGHTWEIGHT,DEEP;556 MM LG,524 MM W,355 MM H;POLYPROPYLENE NATURE GREEN;SUPPLIED WITH 4 D HD FIXING BOLTS;PALLET OF 80, PACK WEIGHT262 KG;SUITS COVERS STOCK | LEGEND | LEGEND POWER SYSTEMS | PBB-G-IM-CWK | CURRENT
000015865 | BASE,DISTRIBUTION PILLAR | LIGHTWEIGHT,DEEP;556 MM LG,524 MM W,355 MM H;POLYPROPYLENE NATURE GREEN;SUPPLIED WITH 4 D HD FIXING BOLTS;PALLET OF 80, PACK WEIGHT262 KG;SUITS COVERS STOCK | PLP AUST | PREFORMED LINE PRODUCTS (AUST) | D-UEC11MGE | CURRENT
000015865 | BASE,DISTRIBUTION PILLAR | LIGHTWEIGHT,DEEP;556 MM LG,524 MM W,355 MM H;POLYPROPYLENE NATURE GREEN;SUPPLIED WITH 4 D HD FIXING BOLTS;PALLET OF 80, PACK WEIGHT262 KG;SUITS COVERS STOCK | FLOWLINE | FLOWLINE INDUSTRIES PTY LTD | ES1006 | CURRENT
000015866 | CLOTH,CLEANING | WIPES;245MMX70M,BLU,REPLACE-A-RAG,P4,IND CLOTH,CLEANING Wipers, Replace-a-rag; 24 5mm x 70m industrial use, Blue 4194 (P4) | ATOMSUPP | ATOM SUPPLY | 90618015 | CURRENT
000015866 | CLOTH,CLEANING | WIPES;245MMX70M,BLU,REPLACE-A-RAG,P4,IND CLOTH,CLEANING Wipers, Replace-a-rag; 24 5mm x 70m industrial use, Blue 4194 (P4) | BLKWOODS | J BLACKWOOD & SON LTD | 01455007/4194 | CURRENT
000015866 | CLOTH,CLEANING | WIPES;245MMX70M,BLU,REPLACE-A-RAG,P4,IND CLOTH,CLEANING Wipers, Replace-a-rag; 24 5mm x 70m industrial use, Blue 4194 (P4) | KIMCLARK |  | 4194 RAG-ON-A-ROLL | CURRENT
000015868 | CAPACITOR UNIT. | 5 KV,23.55 KVAR;SINGLE PHASE;3 UF;4.71 AMP @ 50 HZ;50 HZ;NON PCB IMPREGNANT; POLYPROPYLENE FILM DIELECTRIC;EXTERNALLY FUSED;2 BUSHING PER UNIT;SS CONTAINER; | ABB | ABB FAN PTY LTD | CHDX-S190 | CURRENT
000015869 | BOX,ELECTRICAL,MULTIAPPLICATION. | 600 MM W X 400 MM H X 300 MM D AL; WEATHERPROOF TO IP55;SLIDING DOOR, REMOVABLE EQUIP PLATE;FOR USE IN SUBSTATION SWITCH YARDS;PACK OF | ENI | ENI INDUSTRIES PL | 84187 | CURRENT
000015869 | BOX,ELECTRICAL,MULTIAPPLICATION. | 600 MM W X 400 MM H X 300 MM D AL; WEATHERPROOF TO IP55;SLIDING DOOR, REMOVABLE EQUIP PLATE;FOR USE IN SUBSTATION SWITCH YARDS;PACK OF | GLOBAL | GLOBAL MANUFACTURING GROUP | ENERGEX-11688-A1 | CURRENT
000015870 | BOX,ELECTRICAL,MULTIAPPLICATION. | ALUMINIUM;800 MM X 600 MM X 400 MM; WEATHERPROOF TO IP55;HINGED DOOR, REMOVABLE EQUIP PLATE,HINGED ADJUSTABLE REMOVABLE EQUIP PLATE;FOR USE IN | GLOBAL | GLOBAL MANUFACTURING GROUP | ENERGEX-11689-A1 | CURRENT
000015870 | BOX,ELECTRICAL,MULTIAPPLICATION. | ALUMINIUM;800 MM X 600 MM X 400 MM; WEATHERPROOF TO IP55;HINGED DOOR, REMOVABLE EQUIP PLATE,HINGED ADJUSTABLE REMOVABLE EQUIP PLATE;FOR USE IN | ENERGEX | ENERGEX |  | CURRENT
000015871 | BOX,ELECTRICAL,MULTIAPPLICATION. | ALUMINIUM;800 MM X 600 MM X 400 MM; WEATHERPROOF TO IP55;HINGED DOOR, REMOVABLE EQUIP PLATE;FOR USE IN SUBSTATION SWITCH YARDS;PACK OF | ENI | ENI INDUSTRIES PL | 84181 | CURRENT
000015871 | BOX,ELECTRICAL,MULTIAPPLICATION. | ALUMINIUM;800 MM X 600 MM X 400 MM; WEATHERPROOF TO IP55;HINGED DOOR, REMOVABLE EQUIP PLATE;FOR USE IN SUBSTATION SWITCH YARDS;PACK OF | GLOBAL | GLOBAL MANUFACTURING GROUP | ENERGEX-11690-A1 | CURRENT
000015871 | BOX,ELECTRICAL,MULTIAPPLICATION. | ALUMINIUM;800 MM X 600 MM X 400 MM; WEATHERPROOF TO IP55;HINGED DOOR, REMOVABLE EQUIP PLATE;FOR USE IN SUBSTATION SWITCH YARDS;PACK OF | ENERGEX | ENERGEX |  | CURRENT
000015872 | ARC SUPPRESSOR - INTERRUPTER. | 12 KV;3 PHASE;600 AMP;SUITABLE FOR FITTING TO MORLYNN SIDE BREAK ISOLATOR SWITCH STOCK CODE 02629;C/W MTG BRACKETS ;ORDER IN MULTIPLES OF 3 FROM SUPPLIER; | NGK | NGK STANGER PTY LTD | 70400-3 | CURRENT
000015873 | SWITCH FUSE GEAR | 12 KV;3 PHASE;2 SW;400 AMP;1 FUSE SW; 100 AMP;21 GKA BKG CURR;55 KA MKG CURR; 3 PHASE TRIP;OIL INSUL;TO SUIT IMPT;SDAF 3,SERIES 2; | ABB | ABB FAN PTY LTD | SDAF3 SERIES 2* | PHASING
000015882 | INSULATION SLEEVING,ELEC,SPEC | STRAIGHT,STEPPED;HV,NON HEAT SHRINK;FOR 95 SQ MM ALUM OR COPPER TERMINATIONS TO ANDELEC RMU'S;KIT OF 3;REFER UJ MAN 2/902; | TECONN | TE CONNECTIVITY LTD | AUST-SQB6 | CURRENT
000015884 | INSULATION SLEEVING,ELEC,SPEC | STRAIGHT,STEPPED;HV,NON HEAT SHRINK;FOR 240 SQ MM ALUM TERMINATIONS TO ANDELEC RMU'S;1 PACK = KIT OF 3;REFER UJ MAN 2/902; | TECONN | TE CONNECTIVITY LTD | AUST-SQB8 | CURRENT
000015885 | CIRCUIT BREAKER | MINIATURE SP;250 V AC;16 AMP;6 KA BKG CAP;FOR USE IN MAJOR ROAD S/L PANEL STOCK CODE 10412;PACK OF 1; | REXEL | REXEL PTY LTD | TERDTM6116C | CURRENT
000015885 | CIRCUIT BREAKER | MINIATURE SP;250 V AC;16 AMP;6 KA BKG CAP;FOR USE IN MAJOR ROAD S/L PANEL STOCK CODE 10412;PACK OF 1; | REXEL | REXEL PTY LTD | TERDTCB6116C | CURRENT
000015885 | CIRCUIT BREAKER | MINIATURE SP;250 V AC;16 AMP;6 KA BKG CAP;FOR USE IN MAJOR ROAD S/L PANEL STOCK CODE 10412;PACK OF 1; | NHP | NHP ELECTRICAL ENGINEERING | TERDTCB6116C | CURRENT
000015894 | FERRULE,ELECTRICAL CONDUCTOR | REDUCING,CRIMP TYPE;COPPER;95 TO 70 SQ MM;C/W CENTRE BARRIER,125 MM MAX O/A LG; REFER TO UJ MAN 2/600; | CABLACES | CABLACES | CASR95/70 | STRATEGIC SPARE
000015894 | FERRULE,ELECTRICAL CONDUCTOR | REDUCING,CRIMP TYPE;COPPER;95 TO 70 SQ MM;C/W CENTRE BARRIER,125 MM MAX O/A LG; REFER TO UJ MAN 2/600; | BURNDY | BURNDY CABLE SUPPORT SYSTEMS | BS9570B | STRATEGIC SPARE
000015904 | SWITCH FUSE GEAR | 12 KV;3 PHASE;1 FUSE SW;200 AMP NORM CURR;21.9 KA MKG CURR;3 PHASE TRIP;OIL INSUL;AS2067-1977;ABB SDAF SERIES 2; | ABB | ABB FAN PTY LTD | SDAF SER 2* | STRATEGIC SPARE
000015911 | TRANSFORMER,DISTRIBUTION | 11 KV;100 KVA;1 PHASE;CROSSARM MTG;BSH HV 180-90 LV BSH;MINERAL OIL INSULATED; ONAN;SWER;11000/12700/500-250 V, 9.09/7.87/20-40 AMP CAN BE SOURCED FROM | CROMPARK | CROMPARK | 11 KV 100 KVA | STRATEGIC SPARE
000015914 | TRANSFORMER,CURRENT | PROTECTION,POST TYPE;O/D;CAPACITOR BANK PROTECTION;36 KV;3 CORES,CORES 1 & 2,100 0/1 AMP,CORE 3,400/5 AMP;CORES 1 & 2,0. 05 PL350 R4.5,CORE 3,2.5 P100; | ABB | ABB FAN PTY LTD | TYPE 06/36 | STRATEGIC SPARE
000015917 | PRINTED CIRCUIT BOARD | DOUBLE-SIDED THROUGH-HOLE-PLATED (THP); ANALOG BOARD;ENERGEX REF 5000-0403;PC SACS; | DIGILIN |  | REF 3914 | STRATEGIC SPARE
000015918 | CLAMP,ELECTRICAL | Parallel Groove, 95-240mm2 Cu Main & Tap, U-Bolt, NT, Transverse Grooved, (scm) | PENTA | PENTA AUST (TMAC THEW & MCCANN/HYLEC) | PA12231 | CURRENT
000015918 | CLAMP,ELECTRICAL | Parallel Groove, 95-240mm2 Cu Main & Tap, U-Bolt, NT, Transverse Grooved, (scm) | THEWMCAN | TMAC THEW & MCCANN GROUP | TM12231 | CURRENT
000015919 | TERMINAL,LUG | DRILLED PALM,TINNED COPPER CRIMP TYPE; FOR 70 SQ MM,19/2.14 MM COPPER COND; M12 PALM HOLE;HEAVY DUTY LUG FOR USE ON VERTICAL OPERATION AIR BREAK SW; | TECONN | TE CONNECTIVITY LTD | SEG70M12/1 | CURRENT
000015919 | TERMINAL,LUG | DRILLED PALM,TINNED COPPER CRIMP TYPE; FOR 70 SQ MM,19/2.14 MM COPPER COND; M12 PALM HOLE;HEAVY DUTY LUG FOR USE ON VERTICAL OPERATION AIR BREAK SW; | LEGEND | LEGEND POWER SYSTEMS | CAL70-12 | CURRENT
000015919 | TERMINAL,LUG | DRILLED PALM,TINNED COPPER CRIMP TYPE; FOR 70 SQ MM,19/2.14 MM COPPER COND; M12 PALM HOLE;HEAVY DUTY LUG FOR USE ON VERTICAL OPERATION AIR BREAK SW; | CABLACES | CABLACES | CAL70-12 | CURRENT
000015922 | BATTERY,STORAGE | SEALED LEAD ACID;24 V;AMP/HR;CONSISTING OF 2 X 3 CYLINDRICAL MONOBLOC 12 V,8.0 A/HR BATTERIES;C CASE LOW MAINT,PROVIDED WITH PUSH ON SPADE CONNECTORS TO SUIT | GATESENG |  | 42H08590020F (6 CYL = 1 SET) | MAINTENANCE STOCK
000015928 | CABLE,CONTROL,ELECTRICAL | 0.6/1 KV;SUBSTATION CONTROL;4 CORES;4 SQ MM-7/0.85 MM;PVC/PVC,BLACK SHEATH;CORES NUMBERED,WHITE CHARACTERS ON BLACK, CABLE LG MARKED AT ONE M;WHEN STOCKS | OLEX | OLEX AUSTRALIA PTY LTD | GAHP09RP04CXWW 4 SQ MM | PURCHASE AS REQUIRED
000015930 | BOX,INTERMEDIATE PACKAGING | CARDBOARD,CORRUGATED NO 3 C FLUTE; REGULAR SCORED & SLOTTED;GLUED;305 MM LG ;155 MM W;142 MM H KNOCK-DOWN FORM;10 PALLET OF 1700;PALLET WEIGHT 200 KG; | SIGNET | SIGNET PTY LTD | 9322 | CURRENT
000015936 | REEL,CABLE | STEEL TOROIDAL;HOT DIPPED GALVANISED; BARE OVERHEAD CONDUCTORS;FLANGE (1000) X BARREL (500) X INTERNAL WIDTH (500); PLAIN TYPE;AS3983;EMPTY DRUM WEIGHT = 80 | RHEEM |  |  | PURCHASE AS REQUIRED
000015938 | ARRESTER,ELECTRICAL SURGE | GAPLESS,TYPE,ZNO;36 KV;10 KA;1MA@ 12 KV; DIRECT M12 S/S MTG;POLYMER HOUSING; LINE M12 S/S STUD;SUBSTATION & CABLE TERMINATION APPLICATION,FOR 33 KV NOM V | ABB | ABB FAN PTY LTD | 784122 | CURRENT
000015938 | ARRESTER,ELECTRICAL SURGE | GAPLESS,TYPE,ZNO;36 KV;10 KA;1MA@ 12 KV; DIRECT M12 S/S MTG;POLYMER HOUSING; LINE M12 S/S STUD;SUBSTATION & CABLE TERMINATION APPLICATION,FOR 33 KV NOM V | BRITECH | BRI-TECH PTY LTD | OB36-100STH | CURRENT
000015938 | ARRESTER,ELECTRICAL SURGE | GAPLESS,TYPE,ZNO;36 KV;10 KA;1MA@ 12 KV; DIRECT M12 S/S MTG;POLYMER HOUSING; LINE M12 S/S STUD;SUBSTATION & CABLE TERMINATION APPLICATION,FOR 33 KV NOM V | MVTECH | MV TECHNOLOGY SOLUTIONS P/L | S3EK4 360-1CR4-Z Q97 R59 | CURRENT
000015938 | ARRESTER,ELECTRICAL SURGE | GAPLESS,TYPE,ZNO;36 KV;10 KA;1MA@ 12 KV; DIRECT M12 S/S MTG;POLYMER HOUSING; LINE M12 S/S STUD;SUBSTATION & CABLE TERMINATION APPLICATION,FOR 33 KV NOM V | ACCULEC | ACCULEC PTY LTD - E18524 | OB36A-100STEQ | CURRENT
000015939 | SWITCH,LOAD BREAK | 15 KV;3 PHASE;200 AMP CONT CURRENT; 200 AMP CAP BANK BKG CAP;6.3 KVA FOR 1 SEC;9 KA MKG CAP;VACUUM INTERRUPT MED;HV OUTDOOR PORCELAIN BUSHINGS; | JOSLYN |  | VSV | PHASING
000015939 | SWITCH,LOAD BREAK | 15 KV;3 PHASE;200 AMP CONT CURRENT; 200 AMP CAP BANK BKG CAP;6.3 KVA FOR 1 SEC;9 KA MKG CAP;VACUUM INTERRUPT MED;HV OUTDOOR PORCELAIN BUSHINGS; | RAMSAY & |  | SWITCH,LOAD TRANSFER | PHASING
000015940 | SWITCH FUSE GEAR | PADMOUNTED 12 KV;3 PHASE;2 SW;630 AMP NORM CURR;20 KA BKG CAP ON TEE-OFF;20 KA SHT CCT W/STAND CURR;2 CIRCUIT BKR TEE-OFF;200 AMP NORM CURR;SF6 INSUL;O/D; | MERLGERN |  | RM6 | PHASING
000015945 | FERRULE,ELECTRICAL CONDUCTOR | REDUCING,CRIMP TYPE;BI-METAL;35 SQ MM ALUM TO 25 SQ MM COPPER;C/W CENTRE BARRIER,70 MM MAX O/A LG;REFER UJ MAN 2/600; | UTILUX |  | H15408/1 | CURRENT
000015948 | FERRULE,ELECTRICAL CONDUCTOR | REDUCING,CRIMP TYPE;BI-METAL;240 SQ MM ALUM TO 185 SQ MM COPPER;C/W CENTRE BARRIER,150 MM MAX O/A LG;REFER UJ MAN 2/600;PACK OF 1,PACK WEIGHT 0.3 KG; | TYCO | TYCO | BK240-185/1 | CURRENT
000015948 | FERRULE,ELECTRICAL CONDUCTOR | REDUCING,CRIMP TYPE;BI-METAL;240 SQ MM ALUM TO 185 SQ MM COPPER;C/W CENTRE BARRIER,150 MM MAX O/A LG;REFER UJ MAN 2/600;PACK OF 1,PACK WEIGHT 0.3 KG; | LEGEND | LEGEND POWER SYSTEMS | BLK240/185 | CURRENT
000015948 | FERRULE,ELECTRICAL CONDUCTOR | REDUCING,CRIMP TYPE;BI-METAL;240 SQ MM ALUM TO 185 SQ MM COPPER;C/W CENTRE BARRIER,150 MM MAX O/A LG;REFER UJ MAN 2/600;PACK OF 1,PACK WEIGHT 0.3 KG; | UTILUX |  | BK240-185/1 | CURRENT
000015950 | FERRULE,ELECTRICAL CONDUCTOR | CRIMP TYPE;ALUM;240 SQ MM TO 240 SQ MM; C/W CENTRE DIMPLE;REFER UJ MAN 2/600; PACK OF 1,PACK WEIGHT 0.24 KG;REFER SC02143 FOR DIE; | LEGEND | LEGEND POWER SYSTEMS | ALK240 | CURRENT
000015950 | FERRULE,ELECTRICAL CONDUCTOR | CRIMP TYPE;ALUM;240 SQ MM TO 240 SQ MM; C/W CENTRE DIMPLE;REFER UJ MAN 2/600; PACK OF 1,PACK WEIGHT 0.24 KG;REFER SC02143 FOR DIE; | CABLACES | CABLACES | ALK240 | CURRENT
000015951 | FERRULE,ELECTRICAL CONDUCTOR | CRIMP TYPE;BI-METAL;240 SQ MM ALUM TO 240 SQ MM COPPER;C/W CENTRE BARRIER, 150 MM MAX O/A LG;REFER UJ MAN 2/600; | CABLACES | CABLACES | BLK240/240 | CURRENT
000015951 | FERRULE,ELECTRICAL CONDUCTOR | CRIMP TYPE;BI-METAL;240 SQ MM ALUM TO 240 SQ MM COPPER;C/W CENTRE BARRIER, 150 MM MAX O/A LG;REFER UJ MAN 2/600; | BURNDY | BURNDY CABLE SUPPORT SYSTEMS | BABS240240 | CURRENT
000015952 | WRAPPING,STRETCH | POLYPHENYLENE;500 MM W;1310 M LG;25 UM THK;STRETCH TO AT LEAST 200% (CAST FILM);25 ROLLS PER PALLET;FOR PROTECTION & PACKAGING OF STORES STOCK ITEMS,ORDER | FROMM | FROMM PACKAGING AUSTRALIA PL | 3205.HD | CURRENT
000015952 | WRAPPING,STRETCH | POLYPHENYLENE;500 MM W;1310 M LG;25 UM THK;STRETCH TO AT LEAST 200% (CAST FILM);25 ROLLS PER PALLET;FOR PROTECTION & PACKAGING OF STORES STOCK ITEMS,ORDER | PROMARK | PROMARK PACKAGING PTY LTD GEEBUNG | CAST FILM SG2006 | CURRENT
000015961 | CONTROL MODULE. | MODULAR INTERFACE FOR CIRCUIT BREAKER CONTROL;32 V OR 110 V DC;RAIL MTG G32 OR TH35 RAIL;FOR USE WITH MINISACS - 24 V DC I/O RATING;MODEL MICC1; | CIRCSOL | CIRCUIT SOLUTIONS PL | MICC | CURRENT
000015969 | TRANSFORMER,DISTRIBUTION | 11 KV;750 KVA;3 PHASE;PADMOUNT;HAZ HV 180 LV BSH;MINERAL OIL INSULATED;ONAN; DYN 11;C/W EB LV SWITCHGEAR;QUALITY SYSTEM AS3901;(NO HV SWITCHGEAR); | QEC |  |  | PURCHASE AS REQUIRED
000015969 | TRANSFORMER,DISTRIBUTION | 11 KV;750 KVA;3 PHASE;PADMOUNT;HAZ HV 180 LV BSH;MINERAL OIL INSULATED;ONAN; DYN 11;C/W EB LV SWITCHGEAR;QUALITY SYSTEM AS3901;(NO HV SWITCHGEAR); | ABB | ABB FAN PTY LTD |  | PURCHASE AS REQUIRED
000015973 | BRACKET,MOUNTING | FOR USE WITH OUTDOOR METERING UNIT; GALV;STEEL;400 MM MOUNTING SLOT CENTRES; PACK OF 6;PACK WEIGHT 53 KG; | GLOBAL | GLOBAL MANUFACTURING GROUP | ENERGEX-7638-A3 | PURCHASE AS REQUIRED
000015978 | MARKER,IDENTIFICATION | Pressure Sensitive Vinyl, 190 x 40mm, Legend "METERED" 20mm H, Black Text on White Retroreflective B/Ground, AS1744 | UES | UTILITY ENGRAVING & SIGNS | 15978 | CURRENT
000015980 | LABEL | GRAVOPLY OR EQUIV,RED BACKGROUND/WHITE LETTERING;PRESSURE SENSITIVE ADHESIVE DOUBLE COATED TAPE;30 MM W,80 MM LG; PHASE CONNECTION LABEL FOR ATTACHING TO | ES | QUALITY ENGRAVING SERVICES PTY LTD | 15980 | CURRENT
000015980 | LABEL | GRAVOPLY OR EQUIV,RED BACKGROUND/WHITE LETTERING;PRESSURE SENSITIVE ADHESIVE DOUBLE COATED TAPE;30 MM W,80 MM LG; PHASE CONNECTION LABEL FOR ATTACHING TO | CUTLER | CUTLER BRANDS PTY LTD | ENERGE-15980 | CURRENT
000015981 | LABEL | GRAVOPLY OR EQUIV,RED BACKGROUND/WHITE LETTERING;PRESSURE SENSITIVE ADHESIVE DOUBLE COATED TAPE;30 MM W,80 MM LG; PHASE CONNECTION LABEL FOR ATTACHING TO | ES | QUALITY ENGRAVING SERVICES PTY LTD | 15981 | CURRENT
000015981 | LABEL | GRAVOPLY OR EQUIV,RED BACKGROUND/WHITE LETTERING;PRESSURE SENSITIVE ADHESIVE DOUBLE COATED TAPE;30 MM W,80 MM LG; PHASE CONNECTION LABEL FOR ATTACHING TO | CUTLER | CUTLER BRANDS PTY LTD | ENERGE-15981 | CURRENT
000015982 | LABEL | GRAVOPLY OR EQUIV,RED BACKGROUND/WHITE LETTERING;PRESSURE SENSITIVE ADHESIVE DOUBLE COATED TAPE;30 MM W,80 MM LG; PHASE CONNECTION LABEL FOR ATTACHING TO | CUTLER | CUTLER BRANDS PTY LTD | ENERGE-15982 | CURRENT
000015982 | LABEL | GRAVOPLY OR EQUIV,RED BACKGROUND/WHITE LETTERING;PRESSURE SENSITIVE ADHESIVE DOUBLE COATED TAPE;30 MM W,80 MM LG; PHASE CONNECTION LABEL FOR ATTACHING TO | ES | QUALITY ENGRAVING SERVICES PTY LTD | 15982 | CURRENT
000015983 | LABEL | GRAVOPLY OR EQUIV;RED BACKGROUND/WHITE LETTERING;74 MM W,114 MM LG;WARNING SIGN ;FOR SEPARATE HV & LV EARTHING,AS PER DWG;FOR U/W STOCK CODE 17954;PACK OF | CUTLER | CUTLER BRANDS PTY LTD | ENERGE-15983 | CURRENT
000015983 | LABEL | GRAVOPLY OR EQUIV;RED BACKGROUND/WHITE LETTERING;74 MM W,114 MM LG;WARNING SIGN ;FOR SEPARATE HV & LV EARTHING,AS PER DWG;FOR U/W STOCK CODE 17954;PACK OF | ES | QUALITY ENGRAVING SERVICES PTY LTD | 15983 | CURRENT
000015991 | REEL,CABLE | STEEL,TOROIDAL;PAINTED;LV ABC (STOCK CODE 11927);FLANGE (1600) X BARREL (800) X INT WIDTH (750);3000 KG;PLAIN TYPE,DRUMS ARE OWNED BY OLEX CABLES; | OLEX | OLEX AUSTRALIA PTY LTD |  | PURCHASE AS REQUIRED
000015995 | TERMINAL,LUG | STALK,BI-METAL,CRIMP TYPE;FOR 35 SQ MM ALUM XLPE CONDUCTOR;12 MM DIA,30 MM LG COPPER STALK,C/W SEMI-CIRCULAR SLOT;USED IN CONJUNCTION WITH 11 KV HAZELMEYER | LEGEND | LEGEND POWER SYSTEMS | BS35/12S | CURRENT
000015995 | TERMINAL,LUG | STALK,BI-METAL,CRIMP TYPE;FOR 35 SQ MM ALUM XLPE CONDUCTOR;12 MM DIA,30 MM LG COPPER STALK,C/W SEMI-CIRCULAR SLOT;USED IN CONJUNCTION WITH 11 KV HAZELMEYER | CABLACES | CABLACES | BSC35/12S | CURRENT
000015995 | TERMINAL,LUG | STALK,BI-METAL,CRIMP TYPE;FOR 35 SQ MM ALUM XLPE CONDUCTOR;12 MM DIA,30 MM LG COPPER STALK,C/W SEMI-CIRCULAR SLOT;USED IN CONJUNCTION WITH 11 KV HAZELMEYER | TECONN | TE CONNECTIVITY LTD | BS35-12/1 | CURRENT
000016001 | TRANSFORMER,VOLTAGE | INSTRUMENT,METERING;O/D,POLE MTG; 11 KV/110 V;100 VA;3 PHASE;50 HZ; MINERAL OIL INSULATED;CLASS 0.5 M, CATA;FV 1.1; | MODERNPR |  |  | PURCHASE AS REQUIRED
000016007 | TERMINATION,ELECTRICAL POWER CABLE | 11 KV;OUTDOOR KIT;3 PHASE;FOR 240 SQ MM ALUM XLPE CONDUCTOR;HEAT SHRINK;800 MM TAIL LGTH;REFER UJ MAN 2/305; | RAYCHEM | RAYCHEM (AUSTRALIA) PTY LTD | AUST-SQB-32 | PHASING
000016011 | CABLE,POWER,ELECTRICAL | 11 KV;180 SQ MM;AAAC/1120;SINGLE CORE; XLPE INSULATED,BLACK POLYETHYLENE SHEATHED;COVERED CONDUCTOR;AS1531; 500 M DRUM; | OLEX | OLEX AUSTRALIA PTY LTD | UJAJ73AA001AAGX | PURCHASE AS REQUIRED
000016023 | CONDUIT,NONMETALLIC,FLEXIBLE | PVC, 25mm, Med Duty, Grey, Corrugated, 50m Roll, AS/NZS 2053.4 | TRI UGRD | TRI UNDERGROUND AUSTRALIA PTY LTD | CONCMD2550 | CURRENT
000016023 | CONDUIT,NONMETALLIC,FLEXIBLE | PVC, 25mm, Med Duty, Grey, Corrugated, 50m Roll, AS/NZS 2053.4 | CLIPSAL | GERARD INDUSTRIES QLD DIVSN P/L | CLI9025TCMGY | CURRENT
000016023 | CONDUIT,NONMETALLIC,FLEXIBLE | PVC, 25mm, Med Duty, Grey, Corrugated, 50m Roll, AS/NZS 2053.4 | CNWPL | CNW PL - SLACKS CREEK | CLI9025TCMGY | CURRENT
000016023 | CONDUIT,NONMETALLIC,FLEXIBLE | PVC, 25mm, Med Duty, Grey, Corrugated, 50m Roll, AS/NZS 2053.4 | HAYMANS | HAYMANS ELECTRICAL | CLI9025TCMGY | CURRENT
000016028 | CABLE GLAND | CORROGATED GLAND,FOR ERICSSON TELEPHONE ISOLATION SYSTEM;PVC;WHITE/GREY;25 MM DIA;USED TO CONNECT CORROGATED CONDUIT TO COMBIESTER ENCLOSURE;PACK OF 20; | REXEL | REXEL PTY LTD | 279C25GY | CURRENT
000016028 | CABLE GLAND | CORROGATED GLAND,FOR ERICSSON TELEPHONE ISOLATION SYSTEM;PVC;WHITE/GREY;25 MM DIA;USED TO CONNECT CORROGATED CONDUIT TO COMBIESTER ENCLOSURE;PACK OF 20; | BLKWOODS | J BLACKWOOD & SON LTD | 01925954/279C25-GY | CURRENT
000016028 | CABLE GLAND | CORROGATED GLAND,FOR ERICSSON TELEPHONE ISOLATION SYSTEM;PVC;WHITE/GREY;25 MM DIA;USED TO CONNECT CORROGATED CONDUIT TO COMBIESTER ENCLOSURE;PACK OF 20; | CLIPSAL | GERARD INDUSTRIES QLD DIVSN P/L | CLI279C25 | CURRENT
000016033 | CONNECTOR BAR,ELECTRICAL | HIGH VOLTAGE ISOLATION LINK;15 KV TEST; 4 WAY WITH LINKS & COVERS;AUSTEL APPROVED; | EUGAQUIP |  | HVB 15-4 | CURRENT
000016035 | CONNECTOR-SWITCH | TELEPHONE FACE PLATE;PLASTICS,WHITE; STANDARD 600 SERIES TELEPHONE SOCKET; FOR ERICSSON TELEPHONE ISOLATION SYSTEM; PACK OF 10; | REXEL | REXEL PTY LTD | CLI31VTOWE | CURRENT
000016035 | CONNECTOR-SWITCH | TELEPHONE FACE PLATE;PLASTICS,WHITE; STANDARD 600 SERIES TELEPHONE SOCKET; FOR ERICSSON TELEPHONE ISOLATION SYSTEM; PACK OF 10; | CLIPSAL | GERARD INDUSTRIES QLD DIVSN P/L | CLI2031VTO | CURRENT
000016046 | BRACKET,MOUNTING | F.M.S.GALVANISED STEEL;FROM 40 MM X 5 MM ,WITH 121 MM HOLE CENTRE MTG;ADAPTOR BRACKET,TEE SHAPED;PACK OF 20,WEIGHT 10.20 KG;TO BE USED FOR OMEGA MTG | SEWELFRG | GREG SEWELL FORGINGS PTY LTD | 6160 | CURRENT
000016065 | RECLOSER | 12 KV;3 PHASE;50 HZ;560 AMP;10 KA BKG CAP;4 SHOTS TO L/O;O/C,E/F & SEP PROT, MICROTRIP 2 RELAY;CONCRETE OR WOOD POLE MTG;CT RATIO 200/1 AMP,SF6 INSULATED,5 M | BRUSH | BRUSH SWITCHGEAR AUSTRALIA |  | PURCHASE AS REQUIRED
000016079 | FERRULE,ELECTRICAL CONDUCTOR | CRIMP TYPE;COPPER;120 SQ MM TO 120 SQ MM ;CENTRE DIMPLE;REFER UJ MAN 2/600; PACK OF 1;PACK WEIGHT 0.08KG; | LEGEND | LEGEND POWER SYSTEMS | CAS120 | CURRENT
000016079 | FERRULE,ELECTRICAL CONDUCTOR | CRIMP TYPE;COPPER;120 SQ MM TO 120 SQ MM ;CENTRE DIMPLE;REFER UJ MAN 2/600; PACK OF 1;PACK WEIGHT 0.08KG; | TECONN | TE CONNECTIVITY LTD | CK120/20 | CURRENT
000016079 | FERRULE,ELECTRICAL CONDUCTOR | CRIMP TYPE;COPPER;120 SQ MM TO 120 SQ MM ;CENTRE DIMPLE;REFER UJ MAN 2/600; PACK OF 1;PACK WEIGHT 0.08KG; | PLP AUST | PREFORMED LINE PRODUCTS (AUST) | EPCJ-120-16.5AF | CURRENT
000016083 | INSULATING VARNISH | Elmotherm VA42, Red Varnish, Air Dry, 300g Aerosol, for sealing damaged porcelain insulators | REGAL | REGAL BELOIT CORPORATION | 818-S015-0042-PP | CURRENT
000016083 | INSULATING VARNISH | Elmotherm VA42, Red Varnish, Air Dry, 300g Aerosol, for sealing damaged porcelain insulators | HAYMANS | HAYMANS ELECTRICAL | AIM818-S015-0042-005 | CURRENT
000016083 | INSULATING VARNISH | Elmotherm VA42, Red Varnish, Air Dry, 300g Aerosol, for sealing damaged porcelain insulators | HAYMANS | HAYMANS ELECTRICAL | ISO818-V300004RD | CURRENT
000016088 | RELAY,FEEDER DIFFERENTIAL. | FD;1 AMP;2 NO SR CONT;1 HR FLAG;SCREW TERM;R6 REYMOS CASE;FLUSH MTG;BS142; | SIEMENS | SIEMENS LTD | 7PG2111-1DA30-0DB0 | CURRENT
000016089 | TERMINAL,LUG | STALK,BI-METAL,CRIMP TYPE; 17.3 MM AF; FOR 95 SQ MM ALUM XLPE CONDUCTOR; 22 MM DIA,40 MM LG COPPER STALK,C/W SEMI-CIRCULAR SLOT & RING CONNECTOR; | TYCO | TYCO | BAH-022100040 | CURRENT
000016089 | TERMINAL,LUG | STALK,BI-METAL,CRIMP TYPE; 17.3 MM AF; FOR 95 SQ MM ALUM XLPE CONDUCTOR; 22 MM DIA,40 MM LG COPPER STALK,C/W SEMI-CIRCULAR SLOT & RING CONNECTOR; | CABLACES | CABLACES | BSC95/12K | CURRENT
000016090 | TERMINAL,LUG | STALK,COPPER CRIMP TYPE;FOR 240 SQ MM MM XLPE AL CONDUCTOR;40 MM LG COPPER STAL C/W SEMI-CIRCULAR SLOT & RING CONNECT USED IN CONJUNCTION WITH 11 KV | TYCO | TYCO | BLMC-95/240-MFX | CURRENT
000016090 | TERMINAL,LUG | STALK,COPPER CRIMP TYPE;FOR 240 SQ MM MM XLPE AL CONDUCTOR;40 MM LG COPPER STAL C/W SEMI-CIRCULAR SLOT & RING CONNECT USED IN CONJUNCTION WITH 11 KV | CABLACES | CABLACES | BSC240/12K | CURRENT
000016092 | REACTOR | AF BLOCKING;1.0 MH;50/1045 HZ;12KV; 3 PHASE;16 KA FOR 3 SEC;PLATFORM MTG; OIL INSULATED;OUTDOOR;AS1028-1992; MAGNETIC /AIR CORE; | ABB | ABB FAN PTY LTD | 138183 | STRATEGIC SPARE
000016104 | PEN,RECORDER | DISPOSABLE INK CARTRIDGE;C/W NIB;BLUE; LOWER CHANNEL;PACK OF 5;SHELF LIFE 1 YEAR,FOR LINEAR CHANNEL RECORDER MODEL 4020; | LINEAR | L | 0100-0105 | PURCHASE AS REQUIRED
000016105 | TRANSFORMER,DISTRIBUTION | 11 KV;100 KVA;3 PHASE;PADMOUNT;HAZ HV 180 LV BSH;MINERAL OIL INSULATED;ONAN; DYN 11;3 CR12 CUBICLES;C/W ABB SDAF HV AUTO FUSE SWITCH UNIT,EXT LHS & EB LV | ABB | ABB FAN PTY LTD |  | CURRENT
000016106 | FUSE ELEMENT,ELEC | 65 AMP;36 KV;DROPOUT ELEMENT TYPE, CLASS'E' (VERY SLOW ACTING);TYPE SMD-20, S & C CAT NO.604065;FOR USE WITH SMD-20 DROPOUT UNIT; | S & C |  | 604065 | PHASING
000016106 | FUSE ELEMENT,ELEC | 65 AMP;36 KV;DROPOUT ELEMENT TYPE, CLASS'E' (VERY SLOW ACTING);TYPE SMD-20, S & C CAT NO.604065;FOR USE WITH SMD-20 DROPOUT UNIT; | BOWTHORP | BOWTHORP | 604065 | PHASING
000016107 | FUSE ELEMENT,ELEC | 80 AMP;36 KV;DROPOUT ELEMENT TYPE,CLASS 'E'(VERY SLOW ACTING);TYPE SMD-20,S & C CAT NO.604080;FOR USE WITH SMD-20 DROPOUT UNIT;PACK OF 10; | S & C |  | 604080 | MAINTENANCE STOCK
000016111 | KEY,SOCKET HEAD SCREW | HEX;1/4 IN X 5/32 IN;FOR PIN HEAD,BUTTON HEAD SCREW;FOR USE ON STREET LIGHTING COLUMN DOOR RETAINING SCREW (STOCK CODE 15747);PACK OF 10; | CNWPL | CNW PL - SLACKS CREEK | BORABW4165 | CURRENT
000016111 | KEY,SOCKET HEAD SCREW | HEX;1/4 IN X 5/32 IN;FOR PIN HEAD,BUTTON HEAD SCREW;FOR USE ON STREET LIGHTING COLUMN DOOR RETAINING SCREW (STOCK CODE 15747);PACK OF 10; | STATEWD | STATEWIDE FSTNERS & ENG SPLS PL | ABW41625 | CURRENT
000016111 | KEY,SOCKET HEAD SCREW | HEX;1/4 IN X 5/32 IN;FOR PIN HEAD,BUTTON HEAD SCREW;FOR USE ON STREET LIGHTING COLUMN DOOR RETAINING SCREW (STOCK CODE 15747);PACK OF 10; | C&LTOOL | CALTCO T/A C&L TOOL CENTRE | 5300-IH5/32X25 | CURRENT
000016112 | CROSSARM,METAL | STEEL;GALV;2 X 4830 MM LG (ASSEMBLY); 180 MM X 75 MM CHANNEL;ELEC POWER TRANSMISSION; 'J' STRUCTURE CROSSARM REPLACEMENT; | ENERGEX | ENERGEX | 4830 MM LG | PURCHASE AS REQUIRED
000016114 | INSULATOR,SUSPENSION | DISC,NORMAL PROFILE;GLASS;16 MM IEC BALL & SOCKET,WITH ZINC COLLAR; 254 MM DIA,146 MM PITCH;70 KN MIN FAILING LOAD; | NGK | NGK STANGER PTY LTD | CA-515MZ OR CA-501MZ | PHASING
000016114 | INSULATOR,SUSPENSION | DISC,NORMAL PROFILE;GLASS;16 MM IEC BALL & SOCKET,WITH ZINC COLLAR; 254 MM DIA,146 MM PITCH;70 KN MIN FAILING LOAD; | SEDIVER |  | B8/146DC | PHASING
000016115 | CLEVIS,THIMBLE | CLEVIS;70KN,16MM,FORGED STL,GALV CLEVIS BALL ASSEMBLY FORGED STEEL;GALV;7 0 KN MIN FAILING LOAD FOR USE WITH BALL & SOCKET INSULATORS; c/w 1 x Hex Clevis | DULHUNTY | DULHUNTY INDUSTRIES PTY LTD | BC-70 | CURRENT
000016117 | SOCKET TONGUE. | FORGED STEEL;GALV;70 KN MIN FAILING LOAD ;FOR USE WITH BALL & SOCKET INSULATORS; PACK OF 20,PACK WEIGHT 16 KG; | DULHUNTY | DULHUNTY INDUSTRIES PTY LTD | ST-70 | CURRENT
000016117 | SOCKET TONGUE. | FORGED STEEL;GALV;70 KN MIN FAILING LOAD ;FOR USE WITH BALL & SOCKET INSULATORS; PACK OF 20,PACK WEIGHT 16 KG; | THEWMCAN | TMAC THEW & MCCANN GROUP | 70/ST | CURRENT
000016117 | SOCKET TONGUE. | FORGED STEEL;GALV;70 KN MIN FAILING LOAD ;FOR USE WITH BALL & SOCKET INSULATORS; PACK OF 20,PACK WEIGHT 16 KG; | APP |  | ST 70 | CURRENT
000016129 | CIRCUIT BREAKER | OUTDOOR;SF6;MAGRINI GALILEO; 36 KV;3 PHASE;2000 AMP;25 KA BKG CAP; 110 V DC MOTOR CHRG SPRING;110 V DC TRIPPING;SC 14856 CAN BE USE AS A | MGRNIGAL |  | GIE25 | CURRENT
000016130 | SCREW,TAPPING,THREAD CUTTING | SELF DRILLING POINT;STEEL;PAN HD, PHILLIPS DRIVE;NO 7;20 MM LG;PACK OF 200 ,CARTON OF 5000;FOR USE AS METER TOP MTG SCREW; | CNWPL | CNW PL - SLACKS CREEK | MAT PHN-G7M20 | CURRENT
000016130 | SCREW,TAPPING,THREAD CUTTING | SELF DRILLING POINT;STEEL;PAN HD, PHILLIPS DRIVE;NO 7;20 MM LG;PACK OF 200 ,CARTON OF 5000;FOR USE AS METER TOP MTG SCREW; | CNWPL | CNW PL - SLACKS CREEK | CLI357PH20 | CURRENT
000016130 | SCREW,TAPPING,THREAD CUTTING | SELF DRILLING POINT;STEEL;PAN HD, PHILLIPS DRIVE;NO 7;20 MM LG;PACK OF 200 ,CARTON OF 5000;FOR USE AS METER TOP MTG SCREW; | CLIPSAL | GERARD INDUSTRIES QLD DIVSN P/L | CLI357PH20 | CURRENT
000016131 | SCREW,TAPPING,THREAD CUTTING | SELF DRILLING POINT;STEEL;PAN HD, PHILLIPS DRIVE;NO 7;40 MM LG;PACK OF 100 ;FOR USE AS METER TOP MTG SCREW; | CNWPL | CNW PL - SLACKS CREEK | MAT PHN-G7M40 | CURRENT
000016131 | SCREW,TAPPING,THREAD CUTTING | SELF DRILLING POINT;STEEL;PAN HD, PHILLIPS DRIVE;NO 7;40 MM LG;PACK OF 100 ;FOR USE AS METER TOP MTG SCREW; | CNWPL | CNW PL - SLACKS CREEK | CLI357PH40 | CURRENT
000016131 | SCREW,TAPPING,THREAD CUTTING | SELF DRILLING POINT;STEEL;PAN HD, PHILLIPS DRIVE;NO 7;40 MM LG;PACK OF 100 ;FOR USE AS METER TOP MTG SCREW; | CLIPSAL | GERARD INDUSTRIES QLD DIVSN P/L | CLI357PH40 | CURRENT
000016138 | SKIN PROTECTIVE COMPOUND | EMULSION;SKIN DEFENSE;WATER SOLUBLE; FOR PROTECTION AGAINST DIRT, GREASE & OILS; PREVENTS PERSPERATION/SKIN SOFTENING WHEN WEARING GLOVES;1000 ML BOTTLE | ATOMSUPP | ATOM SUPPLY | 31020052 | CURRENT
000016138 | SKIN PROTECTIVE COMPOUND | EMULSION;SKIN DEFENSE;WATER SOLUBLE; FOR PROTECTION AGAINST DIRT, GREASE & OILS; PREVENTS PERSPERATION/SKIN SOFTENING WHEN WEARING GLOVES;1000 ML BOTTLE | HANLEY | HANLEY INDUSTRIAL ENTERPRISES 459057 | PA31157 | CURRENT
000016139 | SKIN PROTECTIVE COMPOUND | LOTION;SKIN CARE;WATER SOLUBLE;FOR PROTECTION OF HANDS/FACE AFTER WASHING BATHING OR SHOWERING;1000 ML BOTTLE, STOKO LOTION,AFTER WORK CARE; | BLKWOODS | J BLACKWOOD & SON LTD | 03364834/33886 | PHASING
000016139 | SKIN PROTECTIVE COMPOUND | LOTION;SKIN CARE;WATER SOLUBLE;FOR PROTECTION OF HANDS/FACE AFTER WASHING BATHING OR SHOWERING;1000 ML BOTTLE, STOKO LOTION,AFTER WORK CARE; | HANLEY | HANLEY INDUSTRIAL ENTERPRISES 459057 | PA33891 | PHASING
000016139 | SKIN PROTECTIVE COMPOUND | LOTION;SKIN CARE;WATER SOLUBLE;FOR PROTECTION OF HANDS/FACE AFTER WASHING BATHING OR SHOWERING;1000 ML BOTTLE, STOKO LOTION,AFTER WORK CARE; | ATOMSUPP | ATOM SUPPLY | 304860 | PHASING
000016140 | HAND CLEANER | LIQUID PASTE;WATER SOLUBLE; NON-AGGRESSIVE WALNUT SCRUBBER WITH SKIN PROTECTIVE AGENT;2000 ML BOTTLE,6 PER CARTON,TOTAL PACK WEIGHT 14 KG;SOLOPOL L | ATOMSUPP | ATOM SUPPLY | 40000827 | CURRENT
000016140 | HAND CLEANER | LIQUID PASTE;WATER SOLUBLE; NON-AGGRESSIVE WALNUT SCRUBBER WITH SKIN PROTECTIVE AGENT;2000 ML BOTTLE,6 PER CARTON,TOTAL PACK WEIGHT 14 KG;SOLOPOL L | HANLEY | HANLEY INDUSTRIAL ENTERPRISES 459057 | DASOL2LTPK | CURRENT
000016140 | HAND CLEANER | LIQUID PASTE;WATER SOLUBLE; NON-AGGRESSIVE WALNUT SCRUBBER WITH SKIN PROTECTIVE AGENT;2000 ML BOTTLE,6 PER CARTON,TOTAL PACK WEIGHT 14 KG;SOLOPOL L | BLKWOODS | J BLACKWOOD & SON LTD | 00864433/98318706 | CURRENT
000016141 | HAND CLEANER | LIQUID PASTE;WATER SOLUBLE; NON-AGGRESIVE WALNUT SCRUBBER WITH SKIN PROTECTIVE AGENT;250 ML TUBE,12 PER CARTON,PACK WEIGHT 3 KG;SOLOPOL L; | ATOMSUPP | ATOM SUPPLY | 90120068 | CURRENT
000016141 | HAND CLEANER | LIQUID PASTE;WATER SOLUBLE; NON-AGGRESIVE WALNUT SCRUBBER WITH SKIN PROTECTIVE AGENT;250 ML TUBE,12 PER CARTON,PACK WEIGHT 3 KG;SOLOPOL L; | BLKWOODS | J BLACKWOOD & SON LTD | 05178326/34981 | CURRENT
000016141 | HAND CLEANER | LIQUID PASTE;WATER SOLUBLE; NON-AGGRESIVE WALNUT SCRUBBER WITH SKIN PROTECTIVE AGENT;250 ML TUBE,12 PER CARTON,PACK WEIGHT 3 KG;SOLOPOL L; | ATOMSUPP | ATOM SUPPLY | 30009743 GREVEN | CURRENT
000016141 | HAND CLEANER | LIQUID PASTE;WATER SOLUBLE; NON-AGGRESIVE WALNUT SCRUBBER WITH SKIN PROTECTIVE AGENT;250 ML TUBE,12 PER CARTON,PACK WEIGHT 3 KG;SOLOPOL L; | ALPHA | ALPHA FIRST AID SUPPLIES QLD | 500015 | CURRENT
000016153 | CABLE,POWER,ELECTRICAL | 0.6/1 KV;25 SQ MM(7 STRAND);COMPACTED ALUM;2 CORE;BLACK XLPE;AERIAL BUNDLE CABLE;AS3560 320 M DRUM SIZE, DRUM WEIGHT 90 KG,PALLETS OF 6 DRUMS; | MIDLANDS | MIDLAND METALS | MMO-LVABC 2 X25 AL X | CURRENT
000016153 | CABLE,POWER,ELECTRICAL | 0.6/1 KV;25 SQ MM(7 STRAND);COMPACTED ALUM;2 CORE;BLACK XLPE;AERIAL BUNDLE CABLE;AS3560 320 M DRUM SIZE, DRUM WEIGHT 90 KG,PALLETS OF 6 DRUMS; | PRYSMIAN | PRYSMIAN POWER CABLES & SYSTEMS AUST | 2012576 252CLOBAC | CURRENT
000016153 | CABLE,POWER,ELECTRICAL | 0.6/1 KV;25 SQ MM(7 STRAND);COMPACTED ALUM;2 CORE;BLACK XLPE;AERIAL BUNDLE CABLE;AS3560 320 M DRUM SIZE, DRUM WEIGHT 90 KG,PALLETS OF 6 DRUMS; | OLEX | OLEX AUSTRALIA PTY LTD | XDAB17AA002 | CURRENT
000016155 | CABLE,POWER,ELECTRICAL | 0.6/1 KV;35 SQ MM (7 STRAND);COMPACTED ALUM;4 CORE;BLACK XLPE;AERIAL BUNDLED CABLE;AS3560;150 M DRUM SIZE, DRUM WEIGHT 96 KG,PALLETS OF 8; | MIDLANDS | MIDLAND METALS | MMO-LVABC 4 X 35 AL X | CURRENT
000016155 | CABLE,POWER,ELECTRICAL | 0.6/1 KV;35 SQ MM (7 STRAND);COMPACTED ALUM;4 CORE;BLACK XLPE;AERIAL BUNDLED CABLE;AS3560;150 M DRUM SIZE, DRUM WEIGHT 96 KG,PALLETS OF 8; | OLEX | OLEX AUSTRALIA PTY LTD | XDAB18AA004 | CURRENT
000016156 | REACTOR | INRUSH LIMITING;500 AMP;50 HZ;36 KV; 1 PHASE;16.5 KA FOR 3 SEC;PEDESTAL POST INSULATOR MTG;AIR INSULATED;OUTDOOR; AS1028;202 KG; | TRENCH |  | 1-31202 | MAINTENANCE STOCK
000016156 | REACTOR | INRUSH LIMITING;500 AMP;50 HZ;36 KV; 1 PHASE;16.5 KA FOR 3 SEC;PEDESTAL POST INSULATOR MTG;AIR INSULATED;OUTDOOR; AS1028;202 KG; | DRAWING | DRAWING NO | 1-29236 (TRENCH DWG) | MAINTENANCE STOCK
000016156 | REACTOR | INRUSH LIMITING;500 AMP;50 HZ;36 KV; 1 PHASE;16.5 KA FOR 3 SEC;PEDESTAL POST INSULATOR MTG;AIR INSULATED;OUTDOOR; AS1028;202 KG; | TRENCH |  | 1-29236 | MAINTENANCE STOCK
000016157 | SWITCH FUSE GEAR | 12 KV;3 PHASE;1 SW;400 AMP NORM CURR; 400 AMP BKG CAP;50 KA MKG CAP;20 KA SHT CCT WITH STAND FOR 3 SEC;OIL INSUL; | ABB | ABB FAN PTY LTD |  | PHASING
000016158 | BASE,DISTRIBUTION PILLAR | LIGHTWEIGHT,SPLIT;POLYPROPYLENE;GREEN; SUPPLIED WITH SECURING STUDS,JOINTING COMPOUND & ASSEMBLY INSTRUCTIONS; PACK OF 1,PACK WEIGHT 3.5 KG; | WEBER | WEBER SOUTH PACIFIC PTY LTD | SBK-G-IM-SDK | CURRENT
000016158 | BASE,DISTRIBUTION PILLAR | LIGHTWEIGHT,SPLIT;POLYPROPYLENE;GREEN; SUPPLIED WITH SECURING STUDS,JOINTING COMPOUND & ASSEMBLY INSTRUCTIONS; PACK OF 1,PACK WEIGHT 3.5 KG; | FULTON | FULTON INDUSTRIES PL | PB2G-SP | CURRENT
000016158 | BASE,DISTRIBUTION PILLAR | LIGHTWEIGHT,SPLIT;POLYPROPYLENE;GREEN; SUPPLIED WITH SECURING STUDS,JOINTING COMPOUND & ASSEMBLY INSTRUCTIONS; PACK OF 1,PACK WEIGHT 3.5 KG; | LEGEND | LEGEND POWER SYSTEMS | SBK-G-IM-SDK | CURRENT
000016158 | BASE,DISTRIBUTION PILLAR | LIGHTWEIGHT,SPLIT;POLYPROPYLENE;GREEN; SUPPLIED WITH SECURING STUDS,JOINTING COMPOUND & ASSEMBLY INSTRUCTIONS; PACK OF 1,PACK WEIGHT 3.5 KG; | PLP AUST | PREFORMED LINE PRODUCTS (AUST) | D-UEC11MGES | CURRENT
000016158 | BASE,DISTRIBUTION PILLAR | LIGHTWEIGHT,SPLIT;POLYPROPYLENE;GREEN; SUPPLIED WITH SECURING STUDS,JOINTING COMPOUND & ASSEMBLY INSTRUCTIONS; PACK OF 1,PACK WEIGHT 3.5 KG; | FLOWLINE | FLOWLINE INDUSTRIES PTY LTD | ES1006/1 | CURRENT
000016170 | SPLICE,CONDUCTOR | SUPERLOCK,HELICAL;STEEL GALV;GALV STEEL STRAND;7/2.75 MM;BOX OF 50; BOXWEIGHT 9 KG; | TYCO | TYCO | FGG0790-0830 | CURRENT
000016170 | SPLICE,CONDUCTOR | SUPERLOCK,HELICAL;STEEL GALV;GALV STEEL STRAND;7/2.75 MM;BOX OF 50; BOXWEIGHT 9 KG; | TECONN | TE CONNECTIVITY LTD | FGG0790-0830 | CURRENT
000016170 | SPLICE,CONDUCTOR | SUPERLOCK,HELICAL;STEEL GALV;GALV STEEL STRAND;7/2.75 MM;BOX OF 50; BOXWEIGHT 9 KG; | PLP AUST | PREFORMED LINE PRODUCTS (AUST) | GSC-083 | CURRENT
000016171 | SPLICE,CONDUCTOR | STEEL LINE SPLICE;GALV;STEEL;TO SUIT GALV STAY WIRE 19/2.00 MM;BOX OF 12, PACK WEIGHT 10 KG: | PLP AUST | PREFORMED LINE PRODUCTS (AUST) | GFS-100 | CURRENT
000016171 | SPLICE,CONDUCTOR | STEEL LINE SPLICE;GALV;STEEL;TO SUIT GALV STAY WIRE 19/2.00 MM;BOX OF 12, PACK WEIGHT 10 KG: | MACLEAN | MACLEAN POWER PL - E15128 | GL-S0975 | CURRENT
000016171 | SPLICE,CONDUCTOR | STEEL LINE SPLICE;GALV;STEEL;TO SUIT GALV STAY WIRE 19/2.00 MM;BOX OF 12, PACK WEIGHT 10 KG: | TECONN | TE CONNECTIVITY LTD | FGG0970-1020 | CURRENT
000016172 | SPLICE,CONDUCTOR | SUPERLOCK,HELICAL;STEEL GALV;GALV STEEL STRAND;19/2.75 MM;BOX OF 10,PACK WEIGHT 16.5 KG; | MACLEAN | MACLEAN POWER PL - E15128 | GL-S1375 | CURRENT
000016172 | SPLICE,CONDUCTOR | SUPERLOCK,HELICAL;STEEL GALV;GALV STEEL STRAND;19/2.75 MM;BOX OF 10,PACK WEIGHT 16.5 KG; | PLP AUST | PREFORMED LINE PRODUCTS (AUST) | GSC-138 | CURRENT
000016175 | CIRCUIT BREAKER | OUTDOOR/STEEL STRUCTURE MTG;MIN OIL; OERLIKON;150 KV;3 PHASE,TP;1250 AMP; 19.3 BKG CAP;415 V AC HYDRAULIC;110 V DC TRIPPING;OP6 HYDRAULIC MECHANISM; | OERLIKON |  | TOFQ 150.12 | STRATEGIC SPARE
000016193 | DISCONNECTOR,HIGH VOLTAGE | 123 KV;600 AMP;31.5 KA FOR 1 SEC STC; HORIZONTAL DOUBLE BREAK;PIPE OR STEEL STRUCTURE MTG;MANUAL OPERATED; W/O INSULATORS;C/W AUX CONTACTS; | NGK | NGK STANGER PTY LTD | DRI | PURCHASE AS REQUIRED
000016201 | PROTECTOR,NECK | Sun Protection Cover for Neck & Ears, Blue Cotton, c/w 4 Holes for attachment to Safety Helmets | REDCROSS | REDCROSS | BLUE COTTON | CURRENT
000016202 | CHART,RECORDING INSTRUMENT. | FOR U/W ESTERLINE ANGUS RECORDER MODEL MS 401E (MK 2 & 3 SERIES RECORDER);FOLD CHART;30 DAYS DURATION;SCALED; | SCIGRAPH |  | GC23582-T30 | PHASING
000016203 | CAPACITOR UNIT. | 10.47 KV,222 KVAR;SINGLE PHASE;6.7 UF PER PHASE;21.2 AMP CONT @ 50 HZ;50 HZ; NON PCB IMPREGNANT;EXTERNALLY FUSED; 1 BUSHING PER UNIT;U/W CAPACITOR BANKS | GE | GENERAL ELECTRIC COMPANY | 58L307KC1 | PURCHASE AS REQUIRED
000016207 | CAPACITOR UNIT. | 6.93 KV,490 KVAR;SINGLE PHASE;32.5 UF PER PHASE;71 AMP CONT @ 50 HZ;50 HZ;NON PCB IMPREGNANT;POLYPROPYLENE FILM DIELECTRIC;INTERNALLY FUSED;2 BUSHINGS | NOKIAN | NOKIAN CAPACITORS PTY LTD | TILP490 | STRATEGIC SPARE
000016208 | CAPACITOR UNIT. | 3.2 KV,75 KVAR;SINGLE PHASE;23.3 UF PER PHASE;23 AMP CONT @ 50H Z;50 HZ;NON PCB IMPREGNANT;(TOLERANCE + 5% TO - 0%); POLYPROPYLENE FILM DIELECTRIC;INTERNALLY | NOKIAN | NOKIAN CAPACITORS PTY LTD | PILP75 | MAINTENANCE STOCK
000016208 | CAPACITOR UNIT. | 3.2 KV,75 KVAR;SINGLE PHASE;23.3 UF PER PHASE;23 AMP CONT @ 50H Z;50 HZ;NON PCB IMPREGNANT;(TOLERANCE + 5% TO - 0%); POLYPROPYLENE FILM DIELECTRIC;INTERNALLY | ABB | ABB FAN PTY LTD | CAPACITOR UNIT. | MAINTENANCE STOCK
000016213 | LAMP,SODIUM VAPOUR. | EXTERNAL IGNITOR TYPE;HP;100 W;250 V; GES (E40/45) CAP;CLEAR BULB;TWIN ARC TUBE;CARTON OF 12,PACK WEIGHT 2.28 KG; | GERARD | GERARD PROFESSIONAL SOLUTIONS PL | 673149 | CURRENT
000016214 | LAMP,SODIUM VAPOUR. | HP;150 W;250 V;GES (E40/45) CAP;CLEAR BULB;TWIN ARC TUBE;CARTON OF 12; | GERARD | GERARD PROFESSIONAL SOLUTIONS PL | 673135 | CURRENT
000016215 | LAMP,SODIUM VAPOUR. | HP;250 W;250 V;GES (E40/45) CAP;CLEAR BULB;TWIN ARC TUBE;CARTON OF 12; | GERARD | GERARD PROFESSIONAL SOLUTIONS PL | 673138 | CURRENT
000016219 | LAMP,SODIUM VAPOUR. | EXTERNAL IGNITOR TYPE;HP;70 W;250 V; ES (E27) CAP;DIFFUSE BULB;TWIN ARC TUBE; CARTON OF 12,PACK WEIGHT 1.08 KG; | PHILIPS | PHILIPS AUSTRALIA PTY LTD | 928486700091 | CURRENT
000016219 | LAMP,SODIUM VAPOUR. | EXTERNAL IGNITOR TYPE;HP;70 W;250 V; ES (E27) CAP;DIFFUSE BULB;TWIN ARC TUBE; CARTON OF 12,PACK WEIGHT 1.08 KG; | GERARD | GERARD PROFESSIONAL SOLUTIONS PL | 207190 | CURRENT
000016233 | CAPACITOR UNIT. | 6.93 KV;333.3 KVAR;SINGLE PHASE;22.1 UF PER PHASE;48.1 AMP CONT @ 50 HZ;;;NON PC B IMPREGNANT;POLYPROPYLENE FILM DIELECTR IC;INTERNALLY FUSED;2 BUSHINGS PER UNIT; | ABB | ABB FAN PTY LTD | CHE 733B | CURRENT
000016236 | MICROPROCESSOR CONTROLLER,PMR | MICROTRIP 2;WITH MTG PLATE;15 V & 24 V LITHIUM BATTERY INCLUDED;TERMINALS & ASSOCIATED WIRING ON MTG PLATE,READY TO INSTALL INTO MK 2A & MK 2B PMR CONTROL | BRUSH | BRUSH SWITCHGEAR AUSTRALIA | MICROTRIP 2 | PURCHASE AS REQUIRED
000016256 | GREASE,GENERAL PURPOSE | Lithium Base, 225g Squeeze Tube, for Electrical Joints, Conductive, suit Al to Al, Cu to Cu, Bimetal to Al | DULMISON | DULMISON (AUST) PTY LTD | ALV 300 | CURRENT
000016258 | GLOVES,CLOTH | COTTON,100%;GAUNTLET CUFFS;SIZE 9 STRETCH FIT (35 CM LG);WORN AS A LINER GLOVE IN RUBBER INSULATING GLOVES; ,CLASS 0 & 00 GLOVES; | LEGEND | LEGEND POWER SYSTEMS | 0023-09 | CURRENT
000016258 | GLOVES,CLOTH | COTTON,100%;GAUNTLET CUFFS;SIZE 9 STRETCH FIT (35 CM LG);WORN AS A LINER GLOVE IN RUBBER INSULATING GLOVES; ,CLASS 0 & 00 GLOVES; | CNWPL | CNW PL - SLACKS CREEK | CAB0023-09 | CURRENT
000016258 | GLOVES,CLOTH | COTTON,100%;GAUNTLET CUFFS;SIZE 9 STRETCH FIT (35 CM LG);WORN AS A LINER GLOVE IN RUBBER INSULATING GLOVES; ,CLASS 0 & 00 GLOVES; | SILGLEN | SILGLEN SERVICES PTY LTD | 0023/KCL/09 (SIZE 9) | CURRENT
000016260 | GLOVES,CLOTH | COTTON,100%;GAUNTLET CUFFS;SIZE 10; STRETCH FIT;(35 CM LG);WORN AS A LINER GLOVE IN RUBBER INSULATING GLOVES, CLASS 0 & 00 GLOVES; | ATOMSUPP | ATOM SUPPLY | 236508 | CURRENT
000016260 | GLOVES,CLOTH | COTTON,100%;GAUNTLET CUFFS;SIZE 10; STRETCH FIT;(35 CM LG);WORN AS A LINER GLOVE IN RUBBER INSULATING GLOVES, CLASS 0 & 00 GLOVES; | CNWPL | CNW PL - SLACKS CREEK | CAB0023-10 | CURRENT
000016260 | GLOVES,CLOTH | COTTON,100%;GAUNTLET CUFFS;SIZE 10; STRETCH FIT;(35 CM LG);WORN AS A LINER GLOVE IN RUBBER INSULATING GLOVES, CLASS 0 & 00 GLOVES; | SILGLEN | SILGLEN SERVICES PTY LTD | 0023/KCL/10 (LARGE) | CURRENT
000016274 | CONTACTOR | CONTACTOR & OVERLOAD RELAY; SPRECHER & SCHUH;CA7-9-10 240V 50/277V 60; CEP7-ED1CB; 1-5 AMP;1 PK OF A,1 PK OF B; | REXEL | REXEL PTY LTD | SPRCEP7ED1CB+CA7-9-10-240VAC | CURRENT
000016274 | CONTACTOR | CONTACTOR & OVERLOAD RELAY; SPRECHER & SCHUH;CA7-9-10 240V 50/277V 60; CEP7-ED1CB; 1-5 AMP;1 PK OF A,1 PK OF B; | HAYMANS | HAYMANS ELECTRICAL | CEP7ED1CB CA7910 240V50/277V60 | CURRENT
000016276 | GUARD,LAMP | STEEL;GALV;SPIRAL WIRE TYPE;FOR USE WITH WATCHMAN FLOODLIGHT STOCK CODE 13967; | SPECTRA |  | C20630 | PURCHASE AS REQUIRED
000016276 | GUARD,LAMP | STEEL;GALV;SPIRAL WIRE TYPE;FOR USE WITH WATCHMAN FLOODLIGHT STOCK CODE 13967; | EYE |  | 10580 HS-O GUARD | PURCHASE AS REQUIRED
000016278 | LAMP,INCANDESCENT | REPLACEMENT BULB TO SUIT STOCK CODE 16525 (FLASHLIGHT);LASER SHARP HI-INTENSITY BEAM,FOR USE WITH PELICAN SUPER MITYLITE ONLY;PACK OF 10; | HAYMANS | HAYMANS ELECTRICAL | PEL1904 | CURRENT
000016278 | LAMP,INCANDESCENT | REPLACEMENT BULB TO SUIT STOCK CODE 16525 (FLASHLIGHT);LASER SHARP HI-INTENSITY BEAM,FOR USE WITH PELICAN SUPER MITYLITE ONLY;PACK OF 10; | PELICAN |  | PEL1904 | CURRENT
000016284 | FUSE LINK,ENCLOSED ELEMENT | 125 AMP;500 V AC;BLADE TYPE CONTACTS;DIN SIZE 2;AS2005,PART 1;PACK OF 3,PACK WEIGHT 1.20 KG;FOR USE IN 100 KVA PADMOUNTS; | FLOWLINE | FLOWLINE INDUSTRIES PTY LTD | EM372612 | CURRENT
000016284 | FUSE LINK,ENCLOSED ELEMENT | 125 AMP;500 V AC;BLADE TYPE CONTACTS;DIN SIZE 2;AS2005,PART 1;PACK OF 3,PACK WEIGHT 1.20 KG;FOR USE IN 100 KVA PADMOUNTS; | COOPELEC | COOPER ELECTRICAL AUSTRALIA PTY LTD | 125NH2B | CURRENT
000016284 | FUSE LINK,ENCLOSED ELEMENT | 125 AMP;500 V AC;BLADE TYPE CONTACTS;DIN SIZE 2;AS2005,PART 1;PACK OF 3,PACK WEIGHT 1.20 KG;FOR USE IN 100 KVA PADMOUNTS; | FUSECO | FUSECO PTY LTD | NH2F-125 | CURRENT
000016285 | FUSE LINK,RING MAIN UNIT. | 12 KV;16 AMP HRC FUSE;FOR OIL INSULATED SWITCHGEAR;100 KVA TRANSFORMER; PACK OF 3,PACK WEIGHT 6.0 KG; | COOPELEC | COOPER ELECTRICAL AUSTRALIA PTY LTD | 12OEFMA10 | CURRENT
000016334 | LINK,ELECTRICAL BRIDGING. | BI-POLE;TO SUIT KLIPPON SAKCIO TERMINAL BLOCK,FOR INTER-BLOCK BRIDGING | KLIPPON |  | KLI0135500000 | CURRENT
000016337 | BASE,RELAY | HAT RAIL MTG;14 FEMALE CONT;PLUG IN TERMINAL;PLASTIC BODY;TO BE USED IN CONJUNCTION WITH RELECO RELAY TYPE C4A40 X 110 V AC;PACK OF 1; | CNWPL | CNW PL - SLACKS CREEK | (ARLIN) ARLS4-J | PURCHASE AS REQUIRED
000016337 | BASE,RELAY | HAT RAIL MTG;14 FEMALE CONT;PLUG IN TERMINAL;PLASTIC BODY;TO BE USED IN CONJUNCTION WITH RELECO RELAY TYPE C4A40 X 110 V AC;PACK OF 1; | CNWPL | CNW PL - SLACKS CREEK | ARLS4-J | PURCHASE AS REQUIRED
000016337 | BASE,RELAY | HAT RAIL MTG;14 FEMALE CONT;PLUG IN TERMINAL;PLASTIC BODY;TO BE USED IN CONJUNCTION WITH RELECO RELAY TYPE C4A40 X 110 V AC;PACK OF 1; | RELECO |  | RELRE220102 | PURCHASE AS REQUIRED
000016338 | RELAY,ELECTROMAGNETIC | POWER MIDGET TYPE;4P;110 V AC COIL;380 V AC CONT;10 AMP NOM;4 CO CONT;NON LATCHING;PLUG INTO RAIL MOUNTED SOCKET TYPE S4-B(RELE);MECHANICAL FLAG & LAMP | CNWPL | CNW PL - SLACKS CREEK | (ARLIN) ARLC4-A40X/AC115V | PURCHASE AS REQUIRED
000016338 | RELAY,ELECTROMAGNETIC | POWER MIDGET TYPE;4P;110 V AC COIL;380 V AC CONT;10 AMP NOM;4 CO CONT;NON LATCHING;PLUG INTO RAIL MOUNTED SOCKET TYPE S4-B(RELE);MECHANICAL FLAG & LAMP | CNWPL | CNW PL - SLACKS CREEK | ARLC4-A40X/AC115V | PURCHASE AS REQUIRED
000016338 | RELAY,ELECTROMAGNETIC | POWER MIDGET TYPE;4P;110 V AC COIL;380 V AC CONT;10 AMP NOM;4 CO CONT;NON LATCHING;PLUG INTO RAIL MOUNTED SOCKET TYPE S4-B(RELE);MECHANICAL FLAG & LAMP | RELECO |  | RELRE140210 | PURCHASE AS REQUIRED
000016339 | THERMOMETER,INDICATING,CAPILLARY TUBE | Outdoor, Winding Temp, 0-150 Deg C Measuring & Switching Range, 4 Switches, 10m Capillary Tube with Bulb for 1 In BSP, c/w Built In Thermal Image | INSULECT | INSULECT AUSTRALIA PL | AKM345-00407-786 | CURRENT
000016339 | THERMOMETER,INDICATING,CAPILLARY TUBE | Outdoor, Winding Temp, 0-150 Deg C Measuring & Switching Range, 4 Switches, 10m Capillary Tube with Bulb for 1 In BSP, c/w Built In Thermal Image | KIHLSTRM |  | 3540119X9 WITH PT 100 RTD | CURRENT
000016340 | THERMOMETER,INDICATING,CAPILLARY TUBE | Outdoor, Oil Temperature, 0-150 Deg C Measuring & Switching Range, 4 Switches, 10m Capillary Tube with Bulb for 1 In BSP, c/w Resistance PT 100 OHM @ 0 Deg c | INSULECT | INSULECT AUSTRALIA PL | AKM345-00407-785 | CURRENT
000016340 | THERMOMETER,INDICATING,CAPILLARY TUBE | Outdoor, Oil Temperature, 0-150 Deg C Measuring & Switching Range, 4 Switches, 10m Capillary Tube with Bulb for 1 In BSP, c/w Resistance PT 100 OHM @ 0 Deg c | KIHLSTRM |  | 34401199 WITH PT 100 RTD | CURRENT
000016346 | ARRESTER,ELECTRICAL SURGE | GAPLESS,METAL OXIDE,NON-VENTED TYPE; 500 V;5 KA;C/W 2 ASSEMBLY KITS AN5685. 3086;M10 S/S STUD MTG;POLYMER HOUSING;FOR TRANSFORMER LV BUSHINGS; | BRITECH | BRI-TECH PTY LTD | LVSD415V | CURRENT
000016346 | ARRESTER,ELECTRICAL SURGE | GAPLESS,METAL OXIDE,NON-VENTED TYPE; 500 V;5 KA;C/W 2 ASSEMBLY KITS AN5685. 3086;M10 S/S STUD MTG;POLYMER HOUSING;FOR TRANSFORMER LV BUSHINGS; | ACCULEC | ACCULEC PTY LTD - E18524 | LVSD415V | CURRENT
000016347 | ARRESTER,ELECTRICAL SURGE | GAPLESS,METAL OXIDE;12 KV;10 KA; DIRECT M12 S/S MTG;POLYMER HOUSING;W/LINE LEAD & INSULATING CAP;PALLET OF 147; TRANSFORMER BUSHING APPLICATION; | AKPOWER | AK POWER SOLUTIONS PTY LTD | 30543 | PHASING
000016351 | CHART,RECORDING INSTRUMENT. | FOR U/W LINEAR SCIENTIFIC RECORDER,MODEL 4020 (MK 4 SERIES RECORDER);FOLD CHART; 30 DAY DURATION;SCALED;1 PER PACK; | SCIGRAPH |  | MGC 168-T2CM | PHASING
000016351 | CHART,RECORDING INSTRUMENT. | FOR U/W LINEAR SCIENTIFIC RECORDER,MODEL 4020 (MK 4 SERIES RECORDER);FOLD CHART; 30 DAY DURATION;SCALED;1 PER PACK; | BEP |  | MGC 168 | PHASING
000016353 | SCREW,PANEL FASTENER | CONSISTING OF 20 SETS PER PACK;EACH SET COMPRISING OF 1 X M5 X 25 MM LG BRASS RD HD SCREW WITH 1.5 MM DIA HOLE;1 X M5 STAINLESS STEEL SPRING WASHER;2 X M5 | SUMMIT | SUMMIT GROUP | 6BKEM5025 | CURRENT
000016353 | SCREW,PANEL FASTENER | CONSISTING OF 20 SETS PER PACK;EACH SET COMPRISING OF 1 X M5 X 25 MM LG BRASS RD HD SCREW WITH 1.5 MM DIA HOLE;1 X M5 STAINLESS STEEL SPRING WASHER;2 X M5 | STATEWD | STATEWIDE FSTNERS & ENG SPLS PL | SCREW,PANEL FASTENER | CURRENT
000016354 | CONVERTER,FREQUENCY,STATIC | AUDIO FREQ LOAD CONTROL;1050 HZ;25 KVA OUTPUT WITH RETURN I,30 KVA W/O RETURN 1;415 V,3 PH,50 HZ INPUT;FOR INDOOR TYPE E CABINET;ALTERNATIVE TO TYPES F,G & H | ZELLWEGR |  | SFU-I/103 | PHASING
000016365 | BUSBAR | COPPER;220 MM LG,100 MM W,6 MM THK;C/W 7 ,14 MM HOLES;FOR EARTHING MEN,TANK EARTH & EARTH RING FOR GROUND TRANSFORMERS IN DISTRIBUTION SUBSTATIONS,(ADDITIONAL | GLOBAL | GLOBAL MANUFACTURING GROUP | ENERGEX-11040-A4 | CURRENT
000016366 | OUTREACH ARM,PUBLIC LIGHTING | SPECIAL OUTREACH ARM;STEEL;GALV;34 MM DIA LANTERN MTG SPIGOT;50 MM ID,300 MM LG BASE;NON STD MINOR ROAD STREETLIGHT COLUMN;REFER RELEVANT WORKS ORDER; | POLO |  |  | PURCHASE AS REQUIRED
000016366 | OUTREACH ARM,PUBLIC LIGHTING | SPECIAL OUTREACH ARM;STEEL;GALV;34 MM DIA LANTERN MTG SPIGOT;50 MM ID,300 MM LG BASE;NON STD MINOR ROAD STREETLIGHT COLUMN;REFER RELEVANT WORKS ORDER; | POLETECH |  |  | PURCHASE AS REQUIRED
000016368 | RELAY,OVERCURR & EARTH FAULT,DIRECTIONAL | 3 DOC,DEF;IDMLT(4 CURVES),DEF TIME & INST;24 V TO 125 V AUX;5 AMP;OC 8%-320%, INST 8%-3200%;EF 2%-80%,INST 2%-800%;DEF TIME,0-10 SEC,95 DEG LAG-95 DEG LEAD;8 | ALSTOM | ALSTOM GRID AUSTRALIA LIMITED | KCEG14201F21EE | CURRENT
000016372 | RELAY,CIRCUIT BREAKER FAILURE | 3 OC,TIMER;INST;110 V AUX;5 AMP; 1.0-8.0 AMP,TIME 0.01-9.99 SEC;2 NO SR OC & 2 NO SR TIMER;1 HR TIMER FLAG;SCREW TERM MODULAR CASE;FLUSH MTG;IEC255;ORDER | ALSTOM | ALSTOM GRID AUSTRALIA LIMITED | MCTI39/MVTT14 | PHASING
000016375 | STUD,NUT | SERRATED GROOVES;M10 BOLT SIZE;22 MM LG; C/W LONG SPRING;FOR USE SURFACE O/D DISTRIBUTION SUBSTNS;PACK OF 100, PACK WEIGHT 5.90 KG; | EZYSTRUT | EZYSTRUT CABLE & PIPE SUPPORTS | E1008H | CURRENT
000016381 | BUS BAR ASSEMBLY | COMPLETE WITH RAYCHEM HEAT SHRINK TERMINATING MATERIAL;FOR STOCK CODES 15243,15469 & 15471; | ABB | ABB FAN PTY LTD | NVL095/5810284 | MAINTENANCE STOCK
000016383 | BRACKET,MOUNTING | ALUMINIUM;PRE-DRILLED;TO ACCEPT MCB BOX STOCK CODE 16433 FUSEHOLDER STOCK CODE 12125;THIS ITEM FOR USE ON EXISTING UNDRILLED STREETLIGHTING BRACKETS & ON | ENI | ENI INDUSTRIES PL | 84168 | CURRENT
000016383 | BRACKET,MOUNTING | ALUMINIUM;PRE-DRILLED;TO ACCEPT MCB BOX STOCK CODE 16433 FUSEHOLDER STOCK CODE 12125;THIS ITEM FOR USE ON EXISTING UNDRILLED STREETLIGHTING BRACKETS & ON | STEELWAY |  | E16383 | CURRENT
000016384 | INSULATOR,STANDOFF | LINE POST;PORCELAIN ,TRUNNION TOP; 11 KV NOM V;12 KN MIN-CANTILEVER;SOLID CORE;325 MM H NOM;VERTICAL;C/W M20 X 85 MM STUD,SPRING WASHER;ROUND WASHER & NUT | BRITECH | BRI-TECH PTY LTD | PPI11-450VCT-EX | CURRENT
000016384 | INSULATOR,STANDOFF | LINE POST;PORCELAIN ,TRUNNION TOP; 11 KV NOM V;12 KN MIN-CANTILEVER;SOLID CORE;325 MM H NOM;VERTICAL;C/W M20 X 85 MM STUD,SPRING WASHER;ROUND WASHER & NUT | DULHUNTY | DULHUNTY INDUSTRIES PTY LTD | R12EC145N-325 | CURRENT
000016385 | CLAMP,ELEC PWR CABLE,SUPPORT | TRUNNION TYPE;HOT DIPPED GALV MALLEABLE IRON;FOR 8.9-21.3 MM DIA COPPER CONDUCTORS;TO BE USED ON TRIDENT ANGLE CONSTRUCTION COPPER CONDUCTORS, | RMS | RELAY MONITORING SYSTEMS PL | DTSC89213 | CURRENT
000016386 | CLAMP,LIVE LINE | Ring Type, Plated Al Body, Bi-Metallic, 4.1-18.9mm Main Conductor, 4.1-13.9mm Tap, u/w Slotted HD Type Operating Stick on Al/Cu Mains With Al/Cu Tap HDBC, | THEWMCAN | TMAC THEW & MCCANN GROUP | TM11597 | CURRENT
000016386 | CLAMP,LIVE LINE | Ring Type, Plated Al Body, Bi-Metallic, 4.1-18.9mm Main Conductor, 4.1-13.9mm Tap, u/w Slotted HD Type Operating Stick on Al/Cu Mains With Al/Cu Tap HDBC, | ACCULEC | ACCULEC PTY LTD - E18524 | S1530AGP | CURRENT
000016387 | NET,MULTIPURPOSE. | WHITE NYLON ROD;12 MM DIA;C/W NYLON FISH NETTING;BRASS CHUCK BLANK (SUNRISE HD); ANIMAL RESCUE NET FOR USE ON CONDUCTORS UP TO & INCLUDING 33 KV;REFER STOCK CODE | ENERGEX | ENERGEX |  | PURCHASE AS REQUIRED
000016390 | ANTISEIZE COMPOUND | Al Complex Soap w/-Cu Graphite, Antiwear Extreme Pressure, 500g Can, for all S/Steel Bolts & Nuts, Pack of 6 | STATEWD | STATEWIDE FSTNERS & ENG SPLS PL | JLKK500 | CURRENT
000016390 | ANTISEIZE COMPOUND | Al Complex Soap w/-Cu Graphite, Antiwear Extreme Pressure, 500g Can, for all S/Steel Bolts & Nuts, Pack of 6 | BLKWOODS | J BLACKWOOD & SON LTD | 05893416 | CURRENT
000016390 | ANTISEIZE COMPOUND | Al Complex Soap w/-Cu Graphite, Antiwear Extreme Pressure, 500g Can, for all S/Steel Bolts & Nuts, Pack of 6 | CALTEX | CALTEX | ANTI SEIZE GREASE | CURRENT
000016400 | RELAY,FEEDER DIFFERENTIAL. | REYROLLE SOLKOR RF;5 AMP;PILOT WIRE; MTG FLUSH & RACK; | RMS | RELAY MONITORING SYSTEMS PL | 7PG2111-1DA30-0DD0 | CURRENT
000016405 | ENCLOSURE,ELECTRICAL BOX | WALL MTG;POLYESTOR;HOT PRESSED, GLASS FIBRE REINFORCED POLYESTOR CABINET;1 PIECE MONOBLOCK BODY,IP-66 (IEC-259);GREY COLOUR;RAL7032;STABLE TO | B&R | B&R ENCLOSURES | PD806030 | CURRENT
000016406 | ENCLOSURE,ELECTRICAL BOX | 160 MM X 250 MM X 90 MM THK;FOR 24 V DC BATTERY & POWER SUPPLY;FOR EXTERNAL TELEPHONE LINE ISOLATION SYSTEM;PACK OF 1; | CNWPL | CNW PL - SLACKS CREEK | 1034186 CT-842 | CURRENT
000016406 | ENCLOSURE,ELECTRICAL BOX | 160 MM X 250 MM X 90 MM THK;FOR 24 V DC BATTERY & POWER SUPPLY;FOR EXTERNAL TELEPHONE LINE ISOLATION SYSTEM;PACK OF 1; | CNWPL | CNW PL - SLACKS CREEK | FAR1016347 | CURRENT
000016406 | ENCLOSURE,ELECTRICAL BOX | 160 MM X 250 MM X 90 MM THK;FOR 24 V DC BATTERY & POWER SUPPLY;FOR EXTERNAL TELEPHONE LINE ISOLATION SYSTEM;PACK OF 1; | FARNELL | FARNELL DISTRIBUTORS - ELEMENT 14 | FAR101-6-347 | CURRENT
000016409 | SIGN | LETTERING & COLOUR AS PER DWG,KIT OF 6 SIGNS,WHITE ABS PLASTIC;FOR EXTERNAL TELEPHONE LINE ISOLATION SYSTEM;PACK OF 1,PACK WEIGHT 1.50 KG; | CUTLER | CUTLER BRANDS PTY LTD | ENERGE-16409 | CURRENT
000016409 | SIGN | LETTERING & COLOUR AS PER DWG,KIT OF 6 SIGNS,WHITE ABS PLASTIC;FOR EXTERNAL TELEPHONE LINE ISOLATION SYSTEM;PACK OF 1,PACK WEIGHT 1.50 KG; | ES | QUALITY ENGRAVING SERVICES PTY LTD | 16409 | CURRENT
000016410 | RESISTOR | 25 W,100 OHM;FOR EXTERNAL TELEPHONE LINE ISOLATION SYSTEM; | FARNELL | FARNELL DISTRIBUTORS - ELEMENT 14 | 345192 | CURRENT
000016412 | CONDUIT,NONMETALLIC,FLEXIBLE | 16 MM MEDIUM DUTY CORROGATED;PVC;GREY; 50 M ROLL;FOR EXTERNAL TELEPHONE LINE ISOLATION SYSTEM; | HAYMANS | HAYMANS ELECTRICAL | CLI9016TCMGY | PURCHASE AS REQUIRED
000016412 | CONDUIT,NONMETALLIC,FLEXIBLE | 16 MM MEDIUM DUTY CORROGATED;PVC;GREY; 50 M ROLL;FOR EXTERNAL TELEPHONE LINE ISOLATION SYSTEM; | CNWPL | CNW PL - SLACKS CREEK | CLI9016TCMGY | PURCHASE AS REQUIRED
000016412 | CONDUIT,NONMETALLIC,FLEXIBLE | 16 MM MEDIUM DUTY CORROGATED;PVC;GREY; 50 M ROLL;FOR EXTERNAL TELEPHONE LINE ISOLATION SYSTEM; | TRI UGRD | TRI UNDERGROUND AUSTRALIA PTY LTD | HPPCM16/50 | PURCHASE AS REQUIRED
000016412 | CONDUIT,NONMETALLIC,FLEXIBLE | 16 MM MEDIUM DUTY CORROGATED;PVC;GREY; 50 M ROLL;FOR EXTERNAL TELEPHONE LINE ISOLATION SYSTEM; | AUSLEC | AUSLEC | CLI9016CM | PURCHASE AS REQUIRED
000016421 | RELAY ASSEMBLY | GROUP INTERTRIP;32/110 V DC;15 KV RMS PILOT ISOLATION;OUTPUT CONTS 4 N/O;PILOT WIRE SUPERVISION 2 N/C, FLUSH OR PROJECTION MTG;BS142 & IEC255; | SCHNEDER | SCHNEIDER PTY LTD | GCM05XX0751A | CURRENT
000016429 | TRANSFORMER,CURRENT | MEASUREMENT, WINDOW TYPE; TOROIDAL; INDOOR; FOR METER; 660 V;1500/5 AMP LONG RANGE TYPE W; CLASS 0.5S; EXT 200%; RATED OUTPUT 15 VA; TO AS60044.1; | TWS | TWS ENERGY CONTROLS | 240W112CL05S/EN | CURRENT
000016429 | TRANSFORMER,CURRENT | MEASUREMENT, WINDOW TYPE; TOROIDAL; INDOOR; FOR METER; 660 V;1500/5 AMP LONG RANGE TYPE W; CLASS 0.5S; EXT 200%; RATED OUTPUT 15 VA; TO AS60044.1; | WFENERGY | WF ENERGY CONTROLS | 24W112CL05S/EN | CURRENT
000016431 | CORROSION PREVENTIVE COMPOUND | PREVENTS CORROSION & RUST ON METAL SURFACE;COLD GALVANIZING SPRAY;USED AS A FINAL COATING OR AS A PRIMER;350 G CAN; FOR USE ON EITHER HOT OR COLD SURFACES; | CRC | CRC INDUSTRIES AUSTRALIA PTY LTD | CRC 2085 | CURRENT
000016431 | CORROSION PREVENTIVE COMPOUND | PREVENTS CORROSION & RUST ON METAL SURFACE;COLD GALVANIZING SPRAY;USED AS A FINAL COATING OR AS A PRIMER;350 G CAN; FOR USE ON EITHER HOT OR COLD SURFACES; | BLKWOODS | J BLACKWOOD & SON LTD | 04461001 | CURRENT
000016431 | CORROSION PREVENTIVE COMPOUND | PREVENTS CORROSION & RUST ON METAL SURFACE;COLD GALVANIZING SPRAY;USED AS A FINAL COATING OR AS A PRIMER;350 G CAN; FOR USE ON EITHER HOT OR COLD SURFACES; | ATOMSUPP | ATOM SUPPLY | 1135011 | CURRENT
000016431 | CORROSION PREVENTIVE COMPOUND | PREVENTS CORROSION & RUST ON METAL SURFACE;COLD GALVANIZING SPRAY;USED AS A FINAL COATING OR AS A PRIMER;350 G CAN; FOR USE ON EITHER HOT OR COLD SURFACES; | CHEMSRCH | CHEMSEARCH | HY ZINC 5028 | CURRENT
000016432 | BOX,STREET LIGHT,JOINT USE | CAST ALUMINIUM;WIRED COMPLETE WITH 15/16 AMP 6 KA 240 V SP MCB AND TERMINAL BLOCK;FOR USE WITH STREET LIGHT POLES; PACK OF 1; | PJMARTIN | PETER J MARTIN SALES PTY LTD | SLD430 | CURRENT
000016433 | ENCLOSURE,ELECTRICAL BOX | STREET LIGHT C/W APPROVED CIRCUIT BREAKER & TERMINAL BLOCK;2 GROMMETTED BOTTOM & 1 UNGROMMETTED REAR ENTRY; BOX OF 20,PACK WEIGHT 10 KG;REPLACES | FLOWLINE | FLOWLINE INDUSTRIES PTY LTD | ESQ16433 | CURRENT
000016435 | PLASTIC SHEET | POLYETHYLENE;WHITE OPAQUE;50 UM THICK + OR - 10 UM;1800 MM W;2000 MM LG; PERFORATED SHEET ON ROLL;30 ROLLS PER PALLET,PALLET WEIGHT 530 KG;TOP COVER | FROMM | FROMM PACKAGING AUSTRALIA PL | LDPE SINGLE WOUND SHEET | CURRENT
000016435 | PLASTIC SHEET | POLYETHYLENE;WHITE OPAQUE;50 UM THICK + OR - 10 UM;1800 MM W;2000 MM LG; PERFORATED SHEET ON ROLL;30 ROLLS PER PALLET,PALLET WEIGHT 530 KG;TOP COVER | BECKWITH | BECKWITH TRADING (QLD) PTY LTD | 2000 MM W; | CURRENT
000016436 | REACTOR | AF BLOCKING;12.8 MH;120 AMP;50 HZ;12 KV; 3 PHASE;1.5 KA FOR 1 SEC;HANGER BRACKET MTG;OIL FILLED;AS1028;2 AMP @ 1045 HZ, 1000 D,1100 H,1740 W;950 KG; | ABB | ABB FAN PTY LTD | 113059 | PURCHASE AS REQUIRED
000016439 | SIGN | DANGER-CAPACITOR CAN METAL WORK SHALL BE CONSIDERED LIVE UNTIL SAFETY EARTHS APPLIED;ALUMINIUM;SCREEN PRINTED; 180 MM LG,170 MM W,2 MM THK; | ENERGEX | ENERGEX |  | PURCHASE AS REQUIRED
000016441 | ADHESIVE | SPRAY;CONTACT ADHESIVE FOR SURFACE PREPARATION OF CONCRETE POLES,FOR SAFETY MARKING;QUICK DRYING EASY TO USE ADHESIVE;471 G CAN,CARTON OF 12;REFER | STATEWD | STATEWIDE FSTNERS & ENG SPLS PL | EAL790 | CURRENT
000016441 | ADHESIVE | SPRAY;CONTACT ADHESIVE FOR SURFACE PREPARATION OF CONCRETE POLES,FOR SAFETY MARKING;QUICK DRYING EASY TO USE ADHESIVE;471 G CAN,CARTON OF 12;REFER | BLKWOOD | J BLACKWOOD & SON LTD | 04929815 | CURRENT
000016441 | ADHESIVE | SPRAY;CONTACT ADHESIVE FOR SURFACE PREPARATION OF CONCRETE POLES,FOR SAFETY MARKING;QUICK DRYING EASY TO USE ADHESIVE;471 G CAN,CARTON OF 12;REFER | STATEWD | STATEWIDE FSTNERS & ENG SPLS PL | MS90PP | CURRENT
000016441 | ADHESIVE | SPRAY;CONTACT ADHESIVE FOR SURFACE PREPARATION OF CONCRETE POLES,FOR SAFETY MARKING;QUICK DRYING EASY TO USE ADHESIVE;471 G CAN,CARTON OF 12;REFER | 3M | 3M AUSTRALIA PTY LTD | SCOTCH 90 SPRAY CONTACT | CURRENT
000016442 | TAPE,PRESSURE SENSITIVE ADHESIVE | SAFETY MARKING TAPE 36 MM W;DIAGONAL BLACK/YELLOW STRIPES APPROX 70 MM W; CARTON OF 3;FOR USE WITH SPRAY ADHESIVE FOR MARKING OF CONCRETE POLES,REFER | PROMARK | PROMARK PACKAGING PTY LTD GEEBUNG | TB7001 | CURRENT
000016442 | TAPE,PRESSURE SENSITIVE ADHESIVE | SAFETY MARKING TAPE 36 MM W;DIAGONAL BLACK/YELLOW STRIPES APPROX 70 MM W; CARTON OF 3;FOR USE WITH SPRAY ADHESIVE FOR MARKING OF CONCRETE POLES,REFER | PROMARK | PROMARK PACKAGING PTY LTD GEEBUNG | 11492 | CURRENT
000016444 | RINGER,TELEPHONE | TELEPHONE EXTENSION RINGER,FOR TELEPHONE LINE ISOLATION SYSTEM; | EXICOM |  | 1078534 (GPTR) | CURRENT
000016444 | RINGER,TELEPHONE | TELEPHONE EXTENSION RINGER,FOR TELEPHONE LINE ISOLATION SYSTEM; | EXICOM |  | 86040-001 | CURRENT
000016446 | BASE,SWITCH | STANDARD PATTERN,WHITE;WITH 25 MM ACCESS HOLE;PACK OF 5; | REXEL | REXEL PTY LTD | CLI238/25WE | CURRENT
000016446 | BASE,SWITCH | STANDARD PATTERN,WHITE;WITH 25 MM ACCESS HOLE;PACK OF 5; | CNWPL | CNW PL - SLACKS CREEK | CLI238/25WE | CURRENT
000016446 | BASE,SWITCH | STANDARD PATTERN,WHITE;WITH 25 MM ACCESS HOLE;PACK OF 5; | CLIPSAL | GERARD INDUSTRIES QLD DIVSN P/L | CLI238/25WE | CURRENT
000016448 | BLADE SET, ELECTRICAL SWITCH. | 415 V;400 AMP;WEDGE TYPE TO SUIT LINK PALMS 82.5 MM CENTRES;ISOLATING BLADES FOR STOCK CODES 06844 & 06845,REFER UG MANUAL 1-106;PACK OF 20,PACK WEIGHT | DULMISON | DULMISON (AUST) PTY LTD | WL400 | CURRENT
000016449 | TRANSFORMER,CURRENT | PROTECTION,POST TYPE;O/D;CAPACITOR BANK PROTECTION;36 KV;3 CORES,800-600-200/5 AMP;CORE1,2.5 P150 F20 ON 800/5 AMP,CORE S 2 & 3,0.15 PL180 R0.4ON 800/5 AMP; | ABB | ABB FAN PTY LTD | 03/36/194 | MAINTENANCE STOCK
000016451 | CORROSION PREVENTIVE COMPOUND | LOOSENS & PREVENTS RUST ON METAL SURFACES;350 G PRESSURE PACK,PACK OF 12; | ATOMSUPP | ATOM SUPPLY | 90446000 | CURRENT
000016451 | CORROSION PREVENTIVE COMPOUND | LOOSENS & PREVENTS RUST ON METAL SURFACES;350 G PRESSURE PACK,PACK OF 12; | STATEWD | STATEWIDE FSTNERS & ENG SPLS PL | CS723350 | CURRENT
000016456 | JOINT,ELECTRICAL POWER CABLE | LV;TO SUIT 3.5 CORE PLY CABLE, 70 TO 185 SQ MM CONDUCTOR;HEATSHRINK STRAIGHT JOINT,1250 MM LG;REINFORCED WRAP AROUND SLEEVE;U/W STOCK CODE | TECONN | TE CONNECTIVITY LTD | AUST-SQB13 | CURRENT
000016457 | JOINT,ELECTRICAL POWER CABLE | LV;TO SUIT 150 TO 300 PLY CABLE TO 4 CORE 120 TO 240 SQ MM ALUM XLPE CABLE; HEATSHRINK TRANSITION JOINT,1250 MM LG; REINFORCED WRAP AROUND SLEEVE;PACK | TECONN | TE CONNECTIVITY LTD | AUST-SQB14 | CURRENT
000016458 | BOX,INTERMEDIATE PACKAGING | CARDBOARD,CORROGATED NO 3 'C' FLUTE; REGULAR SCORED & SLOTTED;GLUED;426 MM LG ;284 MM W;300 MM H;KNOCK-DOWN FORM; PALLET OF 700,PALLET WEIGHT 495 KG;USED | SIGNET | SIGNET PTY LTD | 9323 | CURRENT
000016461 | BRACKET,POLE | TRANSFORMER TYPE;STEEL;GALV;TRANSFORMER SUPPORT;PACK OF 1, PACK WEIGHT 10.8 KG; TO SUIT 100,200,315 & 500 KVA POLE TRANSFORMERS; | SEWELFRG | GREG SEWELL FORGINGS PTY LTD | 6163 | CURRENT
000016465 | INSECT REPELLENT,PERSONAL | MEDICATED SPRAY;RID TROPICAL STRENGTH ANTISEPTIC;PERSONAL APPLICATION;100 ML PUMP SPRAY; REPELS FLIES,SANDFLIES, MOSQUITOS & TICKS; | ATOMSUPP | ATOM SUPPLY | 293665 | CURRENT
000016465 | INSECT REPELLENT,PERSONAL | MEDICATED SPRAY;RID TROPICAL STRENGTH ANTISEPTIC;PERSONAL APPLICATION;100 ML PUMP SPRAY; REPELS FLIES,SANDFLIES, MOSQUITOS & TICKS; | ATOMSUPP | ATOM SUPPLY | 1329013 | CURRENT
000016465 | INSECT REPELLENT,PERSONAL | MEDICATED SPRAY;RID TROPICAL STRENGTH ANTISEPTIC;PERSONAL APPLICATION;100 ML PUMP SPRAY; REPELS FLIES,SANDFLIES, MOSQUITOS & TICKS; | BLKWOODS | J BLACKWOOD & SON LTD | 04843171 | CURRENT
000016465 | INSECT REPELLENT,PERSONAL | MEDICATED SPRAY;RID TROPICAL STRENGTH ANTISEPTIC;PERSONAL APPLICATION;100 ML PUMP SPRAY; REPELS FLIES,SANDFLIES, MOSQUITOS & TICKS; | ALLENS | ALLENS INDUSTRIAL PRODUCTS PTY LTD | RID203125 | CURRENT
000016474 | TERMINAL STRIP | Brass, 6 Way Neutral, Front Wiring c/w Cable Lug Set Screw & Washers, for use on Fuse Panels (replacements only) | FLOWLINE | FLOWLINE INDUSTRIES PTY LTD | ESA0048 | CURRENT
000016478 | INSULATING COMPOUND KIT,ELECTRICAL | 3 Part Polyurethane Resin Compound, Resin Base, Hardener & Filler, Operating Temperature 90°C, 7.5L Kit | SICAME | SICAME AUSTRALIA PTY LTD | RES-16478 | CURRENT
000016478 | INSULATING COMPOUND KIT,ELECTRICAL | 3 Part Polyurethane Resin Compound, Resin Base, Hardener & Filler, Operating Temperature 90°C, 7.5L Kit | SICAME | SICAME AUSTRALIA PTY LTD | HRK3-75 | CURRENT
000016478 | INSULATING COMPOUND KIT,ELECTRICAL | 3 Part Polyurethane Resin Compound, Resin Base, Hardener & Filler, Operating Temperature 90°C, 7.5L Kit | ALSTOM | ALSTOM GRID AUSTRALIA LIMITED | 53536-75 | CURRENT
000016480 | YOKE,ELECTRICAL CLAMP | MECHANICAL FERRULE TYPE;ALUMINIUM; PARALLEL BRANCH,FOR 240 & 95 ALUM PLUS 185 & 95 COPPER STRANDED CONDUCTORS; CONTAINS 3 X HVBRM18SP USED WITH SHEAR | DULMISON | DULMISON (AUST) PTY LTD | HVBRM18SPUTC | PHASING
000016481 | SCREW,SHEAR | ELECTRICAL CLAMP(BRASS);FOR U/W MECHANIC AL FERRULE YOKES;HEX HD;UTB-M18,FOR 240 SQ MM AL STRANDED CONDUCTOR ;PACK OF 2; USED WITH GEC 11 KV PARALLEL BRANCH | GILBLODG | GILBERT LODGE AUSTRALIA | B&HUTBM18 | CURRENT
000016485 | LADDER,EXTENSION | Fibreglass, 5.5m Fully Extended (18ft), ETS RSE02 | LADAMAX | LADAMAX ALUMINIUM PRODUCTS PL | FXT-EQ17 | PURCHASE AS REQUIRED
000016491 | CLEANING COMPOUND,OPTICAL LENS | LENS CLEANING SOLUTION;PUMP SPRAY,FOR ALL POLYCARBONATE (PLASTIC) EYEWEAR & FACE SHIELDS;500 ML BOTTLE;U/W PAPER KIM-WIPES STOCK CODE 04070; | BLKWOOD | J BLACKWOOD & SON LTD | 00526983 | CURRENT
000016491 | CLEANING COMPOUND,OPTICAL LENS | LENS CLEANING SOLUTION;PUMP SPRAY,FOR ALL POLYCARBONATE (PLASTIC) EYEWEAR & FACE SHIELDS;500 ML BOTTLE;U/W PAPER KIM-WIPES STOCK CODE 04070; | BLKWOODS | J BLACKWOOD & SON LTD | 00526983/1009 | CURRENT
000016491 | CLEANING COMPOUND,OPTICAL LENS | LENS CLEANING SOLUTION;PUMP SPRAY,FOR ALL POLYCARBONATE (PLASTIC) EYEWEAR & FACE SHIELDS;500 ML BOTTLE;U/W PAPER KIM-WIPES STOCK CODE 04070; | UVEX | UVEX SAFETY GROUP | P/N 1009 | CURRENT
000016494 | CABLE SUPPORT STAND,LV | BOTTOM ENTRY;LOW VOLTAGE CABLE SUPPORT FRAME,FOR USE OVER 750 KVA TFMR; MANUFACTURER OF E16494K GALVANISED EZYSTRUT INTO KIT FORM;TO BE ASSEMBLED | EZYSTRUT | EZYSTRUT CABLE & PIPE SUPPORTS | E16494K | CURRENT
000016496 | CLAMP,ELEC PWR CABLE,SUPPORT | NEUTRAL CABLE CLEAT FOR OVER 750 KVA TRANSFORMER SUPPORT FRAMES;HARDWOOD;TO SUIT CABLES 28 MM DIA;2 PARTS;REFER SUBSTATION DESIGN STANDARD VOL 10 SECT 2 | ENERGEX | ENERGEX |  | CURRENT
000016497 | CLAMP,ELEC PWR CABLE,SUPPORT | PHASE CABLE CLEAT FOR OVER 750 KVA TRANSFORMER SUPPORT FRAMES;HARDWOOD; TO SUIT CABLES 28 MM DIA;3 PARTS;REFER SUBSTATIONS DESIGN STANDARD MANUAL C&I | ENERGEX | ENERGEX |  | CURRENT
000016500 | TRANSFORMER,VOLTAGE | METERING PROTECTN;O/D,STN TYPE; 33 KV/110 V/110 V;100 VA OUTPUT,24 MS PER PHASE BURDEN;3 PHASE;50 HZ;OIL INSULATED;CLASS 0.5 M 1P3R CAT B;1.5/30 | ABB | ABB FAN PTY LTD |  | PURCHASE AS REQUIRED
000016501 | TRANSFORMER,VOLTAGE | METERING PROTECTN;O/D,STN TYPE;33 KV /110 V;100 VA OUTPUT,24 MS PER PHASE BURDEN;3 PHASE;50 HZ;OIL INSULATED;CLASS 0.5 M 1P3R CAT B;1.5/30 SEC V FACTOR; | ABB | ABB FAN PTY LTD | 33 KV | PURCHASE AS REQUIRED
000016502 | TRANSFORMER,CURRENT | PROTECTION,POST TYPE;O/D;CAPACITOR PROTECTION;36 KV;4 CORES,CORE 1,1600/ 1200/400/5 AMP 2.5 P300 ON 1600/5;CORES 2 & 3 1000/1 10 P300;CORE 4 600/5 AMP; | ABB | ABB FAN PTY LTD |  | PURCHASE AS REQUIRED
000016503 | CHANNEL,STRUCTURAL | STEEL;GALV HOT DIPPED;41.3 W;22.2 H; 2.5 MM THK;750 MM LG;PACK OF 1,PACK WEIGHT 1.50 KG; | EZYSTRUT | EZYSTRUT CABLE & PIPE SUPPORTS | E3300750H | CURRENT
000016527 | CUBICLE,ELECTRICAL EQUIPMENT. | OUTDOOR TYPE,FOR LV DISTRIBUTION BOARDS; U/W GROUND TRANSFORMERS;STEEL PAINTED, 1360 MM W,990 MM D,1990 M H;C/W ROOF LIFTING EYE & DOUBLE DOORS FRONT & REAR; | ENERGEX | ENERGEX | CUBICLE,ELECTRICAL EQUIPMENT. | PURCHASE AS REQUIRED
000016529 | SWITCHBOARD,LV | ABB TYPE;1250 AMP;INCLUDES 1250 AMP ISOLATOR & 3 FUSE BASES;ENERGEX MANUFACTURE FOR USE IN LV OUTDOOR CUBICLES (TYPE 1)STOCK CODE 04683; | WEBER | WEBER SOUTH PACIFIC PTY LTD | VC005120-GINT | PURCHASE AS REQUIRED
000016529 | SWITCHBOARD,LV | ABB TYPE;1250 AMP;INCLUDES 1250 AMP ISOLATOR & 3 FUSE BASES;ENERGEX MANUFACTURE FOR USE IN LV OUTDOOR CUBICLES (TYPE 1)STOCK CODE 04683; | ENERGEX | ENERGEX |  | PURCHASE AS REQUIRED
000016534 | TERMINAL,LUG | LONG BARREL,DRILLED PALM,BI-METAL,CRIMP TYPE;FOR 0.4 IN ALUMINIUM CONDUCTOR;USE 240 SQ MM TOOLING 38-284AL; | UTILUX |  | BG258M-12 | CURRENT
000016534 | TERMINAL,LUG | LONG BARREL,DRILLED PALM,BI-METAL,CRIMP TYPE;FOR 0.4 IN ALUMINIUM CONDUCTOR;USE 240 SQ MM TOOLING 38-284AL; | TECONN | TE CONNECTIVITY LTD | BG258M12/1 | CURRENT
000016534 | TERMINAL,LUG | LONG BARREL,DRILLED PALM,BI-METAL,CRIMP TYPE;FOR 0.4 IN ALUMINIUM CONDUCTOR;USE 240 SQ MM TOOLING 38-284AL; | LEGEND | LEGEND POWER SYSTEMS | BL240-12 | CURRENT
000016535 | CLEANING COMPOUND,ELECTRICAL CONTACT | FOR CLEANING LIVE LINE INSULATING BARRIERS;5 GALLON DRUM; | DULMISON | DULMISON (AUST) PTY LTD | 10-195 | CURRENT
000016543 | YOKE,ELECTRICAL CLAMP | MECHANICAL FERRULE TYPE;ALUMINIUM; STRAIGHT VEE SECTION SEPARABLE CONNECTOR FOR ALL STRANDED CONDUCTORS TO 185 SQ MM MAX;USED IN LV HEATSHRINK | TYCO | TYCO | SVA21UTB BAH-022080012 | CURRENT
000016546 | INSULATION SLEEVING,ELECTRICAL | POLYOLEFIN,REINFORCED HEAT SHRINKABLE; 125 MM TO 40 MM;1250 MM LG;GREEN/BLACK; MELTABLE INNER LINING WRAP AROUND TYPE, C/W MASTIC STRIPS;FOR MECHANICAL | LEGEND | LEGEND POWER SYSTEMS | ZJ125/30-1250 | CURRENT
000016546 | INSULATION SLEEVING,ELECTRICAL | POLYOLEFIN,REINFORCED HEAT SHRINKABLE; 125 MM TO 40 MM;1250 MM LG;GREEN/BLACK; MELTABLE INNER LINING WRAP AROUND TYPE, C/W MASTIC STRIPS;FOR MECHANICAL | TECONN | TE CONNECTIVITY LTD | AUST-SQB25 | CURRENT
000016547 | INSULATION SLEEVING,ELECTRICAL | POLYOLEFIN,REINFORCED HEAT SHRINKABLE; 165 MM TO 55 MM;1250 MM LG;GREEN/BLACK; MELTABLE INNER LINING WRAP AROUND TYPE, C/W MASTIC STRIPS;FOR MECHANICAL | LEGEND | LEGEND POWER SYSTEMS | ZJ160/42-1250-ES | CURRENT
000016547 | INSULATION SLEEVING,ELECTRICAL | POLYOLEFIN,REINFORCED HEAT SHRINKABLE; 165 MM TO 55 MM;1250 MM LG;GREEN/BLACK; MELTABLE INNER LINING WRAP AROUND TYPE, C/W MASTIC STRIPS;FOR MECHANICAL | TECONN | TE CONNECTIVITY LTD | AUST-SQB14 | CURRENT
000016548 | INSULATOR,ELEC POWER CABLE SUPPORT BKT | CABLE SPACER;100 X 65 X 50 MM;CAST ALL FILLED NYLON;FOR SEALING CRUTCH OF 11 KV PARALLEL BRANCH JOINT,REFER UJ MAN. 2-702 & 2-751; | DOTMAR | DOTMAR EPP PTY LTD | 1029580 | CURRENT
000016549 | PLUG,PROTECTIVE,DUST & MOISTURE | MALE FITTING;90 MM DIA X 50 MM;LEAD CASTING;FOR USE IN BLOCKING END OF SLEEVE FOR MECHNICAL SUPPORT, UJ MAN.2-604 & 2-751;PACK OF 1, PALLET | ENI | ENI INDUSTRIES PL | 84172 | CURRENT
000016549 | PLUG,PROTECTIVE,DUST & MOISTURE | MALE FITTING;90 MM DIA X 50 MM;LEAD CASTING;FOR USE IN BLOCKING END OF SLEEVE FOR MECHNICAL SUPPORT, UJ MAN.2-604 & 2-751;PACK OF 1, PALLET | GLOBAL | GLOBAL MANUFACTURING GROUP | ENERGEX-5212-A4 | CURRENT
000016553 | INSULATION SLEEVING,ELECTRICAL | POLYOLEFIN,REINFORCED HEAT SHRINKABLE; 205 MM TO 65 MM;1250 MM LG;GREEN/BLACK; MELTABLE INNER LINING WRAP AROUND TYPE, C/W MASTIC STRIPS;FOR MECHANICAL | LEGEND | LEGEND POWER SYSTEMS | ZJ200/65-1250-EX | CURRENT
000016553 | INSULATION SLEEVING,ELECTRICAL | POLYOLEFIN,REINFORCED HEAT SHRINKABLE; 205 MM TO 65 MM;1250 MM LG;GREEN/BLACK; MELTABLE INNER LINING WRAP AROUND TYPE, C/W MASTIC STRIPS;FOR MECHANICAL | TECONN | TE CONNECTIVITY LTD | AUST-SQB37 | CURRENT
000016564 | BATTERY,NONRECHARGEABLE | ALKALINE;1.5 V;FLAT CONTACTS;10 MM DIA, 45 MM H;SIZE AAA;BOX OF 24,CARTON OF 144 ,PACK WEIGHT 5.0 KG;FOR USE WITH FLASHLIGHT STOCK CODE 16525; | ATOMSUPP | ATOM SUPPLY | 3425001 | CURRENT
000016564 | BATTERY,NONRECHARGEABLE | ALKALINE;1.5 V;FLAT CONTACTS;10 MM DIA, 45 MM H;SIZE AAA;BOX OF 24,CARTON OF 144 ,PACK WEIGHT 5.0 KG;FOR USE WITH FLASHLIGHT STOCK CODE 16525; | HAYMANS | HAYMANS ELECTRICAL | EVREN92 | CURRENT
000016564 | BATTERY,NONRECHARGEABLE | ALKALINE;1.5 V;FLAT CONTACTS;10 MM DIA, 45 MM H;SIZE AAA;BOX OF 24,CARTON OF 144 ,PACK WEIGHT 5.0 KG;FOR USE WITH FLASHLIGHT STOCK CODE 16525; | EVEREADY |  | EVREN92 | CURRENT
000016566 | CLAMP,STRAIN | ABC CABLE;FULLY SUPPORTED;6-35 SQ MM; 2/3/4 COND;PACK OF 100,PACK WEIGHT 14 KG;U/W LVABC SERVICES; | SICAME | SICAME AUSTRALIA PTY LTD | PC63F27A | CURRENT
000016567 | CLAMP,PARALLEL,ELECTRICAL CONNECTOR. | CMP:CBL;I P,5/19MM,CU,CONN,IPC,BARE AL CLAMP,INSULATION PIERCING Connector, IPC , 5/19mm Dia Bare Al Main, 6/35mm2 IPC T ap, ETS 27/97 Item 2 (P12) (scm) | SICAME | SICAME AUSTRALIA PTY LTD | CAW35E | CURRENT
000016568 | CLAMP,PARALLEL,ELECTRICAL CONNECTOR. | INSULATION PIERCING;MAIN 16-113 SQ MM BARE COPPER;TAP 6-35 SQ MM AL XLPE/HARD DRAWN CU PVC;MAIN 1 BOLT;TAP 1 BOLT;PACK OF 12,PACK WEIGHT 2.95 KG; | TECONN | TE CONNECTIVITY LTD | P2B100UMK2I | CURRENT
000016568 | CLAMP,PARALLEL,ELECTRICAL CONNECTOR. | INSULATION PIERCING;MAIN 16-113 SQ MM BARE COPPER;TAP 6-35 SQ MM AL XLPE/HARD DRAWN CU PVC;MAIN 1 BOLT;TAP 1 BOLT;PACK OF 12,PACK WEIGHT 2.95 KG; | SICAME | SICAME AUSTRALIA PTY LTD | CCW35E | CURRENT
000016569 | CLAMP,TERMINAL,ELECTRICAL CONNECTOR | IN-LINE HOUSE SERVICE CONNECTOR;BI-METAL IPC ON SERVICE SIDE TO SUIT 6-35 SQ MM LV INSULATED CABLE;NON IPC ON HOUSE SIDE TO SUIT 4-35 SQ MM CU CABLE;PACK OF 10, | SICAME | SICAME AUSTRALIA PTY LTD | HSC435AE | CURRENT
000016570 | CLAMP,CABLE | IPC LVABC Connector, 6-35mm2 Bi-Metal Main, 4-35mm2 Non-IPC Tap, Neutral Bond, c/w Integrated 16mm2 Cu Insulted Ribbed, 800mm Lg Lead, M10 Lug, Pack of 10 | TECONN | TE CONNECTIVITY LTD | ERG-P2X95USI 13/17 MK2 W TAIL | CURRENT
000016571 | TERMINAL BOX. | SINGLE PHASE MAINS CONNECTION BOX; WITH 2 BI-METAL CONNECTORS;IPC 6-35 SQ MM SERVICE SIDE;NON IPC 4-35 SQ MM CU HOUSE SIDE;PACK OF 1,PACK WEIGHT 6.0 KG; | SICAME | SICAME AUSTRALIA PTY LTD | MCB1/2HAE | CURRENT
000016572 | TERMINAL BOX. | 3 PHASE MAINS CONNECTION BOX; 100 AMP;WITH 4 BI-METAL CONNECTORS; IPC 6-35 SQ MM SERVICE SIDE;NON IPC 4-35 SQ MM CU HOUSE SIDE;PACK OF 1,PACK | SICAME | SICAME AUSTRALIA PTY LTD | MCB3/4HAE | CURRENT
000016575 | BRACKET,MOUNTING | FUSE MTG BRACKET;C/W SUPPORT HOOK,1 FUSE SUPPORT;CARTON OF 20,PACK WEIGHT 9.0 KG; PACK OF 20,PACK WEIGHT 120 KG; | HAYMAN | HAYMANS INDUSTRIES PTY LTD | 16575 | CURRENT
000016575 | BRACKET,MOUNTING | FUSE MTG BRACKET;C/W SUPPORT HOOK,1 FUSE SUPPORT;CARTON OF 20,PACK WEIGHT 9.0 KG; PACK OF 20,PACK WEIGHT 120 KG; | SEWELFRG | GREG SEWELL FORGINGS PTY LTD | BRACKET,MOUNTING | CURRENT
000016575 | BRACKET,MOUNTING | FUSE MTG BRACKET;C/W SUPPORT HOOK,1 FUSE SUPPORT;CARTON OF 20,PACK WEIGHT 9.0 KG; PACK OF 20,PACK WEIGHT 120 KG; | SICAME | SICAME AUSTRALIA PTY LTD | PFBKT1 | CURRENT
000016576 | BRACKET,MOUNTING | FUSE MTG BRACKET;C/W DOUBLE SUPPORT HOOK,3 FUSE SUPPORT;PACK OF 10;PACK WEIGHT 10 KG; PALLET OF 600; | SEWELFRG | GREG SEWELL FORGINGS PTY LTD | 6148 | CURRENT
000016580 | BRACKET,STREET LIGHTING. | STAY;STEEL GALV,TYPE A,2500 MM LG,25 MM NOM BORE PIPE;PACK OF 20,PACK WEIGHT 130 KG;FOR U/W STOCK CODE 05346; | IPOLES | INTERNATIONAL POLES | EQ-056 | CURRENT
000016580 | BRACKET,STREET LIGHTING. | STAY;STEEL GALV,TYPE A,2500 MM LG,25 MM NOM BORE PIPE;PACK OF 20,PACK WEIGHT 130 KG;FOR U/W STOCK CODE 05346; | GM POLES | GM POLES PTY LTD | SL-WPB-T5A-25 | CURRENT
000016580 | BRACKET,STREET LIGHTING. | STAY;STEEL GALV,TYPE A,2500 MM LG,25 MM NOM BORE PIPE;PACK OF 20,PACK WEIGHT 130 KG;FOR U/W STOCK CODE 05346; | GM POLES | GM POLES PTY LTD | SL-WB-T5A-25 | CURRENT
000016581 | BRACKET,STREET LIGHTING. | STAY;STEEL GALV,TYPE B,3100 MM LG,25 MM NOM BORE PIPE;PACK OF 10,PACK WEIGHT 90 KG;FOR U/W STOCK CODE 05346; | GM POLES | GM POLES PTY LTD | SL-WB-T5B-31 | PURCHASE AS REQUIRED
000016582 | BRACKET,STREET LIGHTING. | STAY;STEEL GALV,TYPE C,3400 MM LG,25 MM NOM BORE PIPE;PACK OF 10,PACK WEIGHT 100 KG;FOR U/W STOCK CODE 05346; | IPOLES | INTERNATIONAL POLES | EQ-057 | CURRENT
000016582 | BRACKET,STREET LIGHTING. | STAY;STEEL GALV,TYPE C,3400 MM LG,25 MM NOM BORE PIPE;PACK OF 10,PACK WEIGHT 100 KG;FOR U/W STOCK CODE 05346; | GM POLES | GM POLES PTY LTD | SL-WPB-T5C-34 | CURRENT
000016582 | BRACKET,STREET LIGHTING. | STAY;STEEL GALV,TYPE C,3400 MM LG,25 MM NOM BORE PIPE;PACK OF 10,PACK WEIGHT 100 KG;FOR U/W STOCK CODE 05346; | GM POLES | GM POLES PTY LTD | SL-WB-T5C-34 | CURRENT
000016584 | COVER,ELECTRICAL EQUIPMENT | POLYCARBONATE;CLEAR;FOR METER TEST BLOCKS;WITH MOULDED ENERGEX LOGO; | EUGAQUIP |  | COVER,ELECTRICAL EQUIPMENT | PURCHASE AS REQUIRED
000016587 | OUTREACH ARM,PUBLIC LIGHTING | COMBINED SPECIAL OUTREACH ARMS;DUAL,3 M OUTREACH ARM;130 MM LG,42 MM DIA SPIGOT; W/EXTRA DUAL OUTREACH ARMS FOR PEDESTRIAN CROSSING FLOODLIGHT | POLO |  |  | PURCHASE AS REQUIRED
000016587 | OUTREACH ARM,PUBLIC LIGHTING | COMBINED SPECIAL OUTREACH ARMS;DUAL,3 M OUTREACH ARM;130 MM LG,42 MM DIA SPIGOT; W/EXTRA DUAL OUTREACH ARMS FOR PEDESTRIAN CROSSING FLOODLIGHT | POLETECH |  |  | PURCHASE AS REQUIRED
000016590 | LOCK,CALIPER | GALVABOND;USED FOR LOCKING BUS SHUTTERS ON INDOOR SWITCHGEAR;SHELF LIFE 5 YEARS IF STORED IN THEIR INDIVIDUAL PLASTIC PACKAGING AND NOT EXPOSED TO MOISTURE; | HAYMAN | HAYMANS INDUSTRIES PTY LTD | 16590 | CURRENT
000016590 | LOCK,CALIPER | GALVABOND;USED FOR LOCKING BUS SHUTTERS ON INDOOR SWITCHGEAR;SHELF LIFE 5 YEARS IF STORED IN THEIR INDIVIDUAL PLASTIC PACKAGING AND NOT EXPOSED TO MOISTURE; | STEELWAY |  | E16590 | CURRENT
000016591 | MOUNTING,LUG | ALUMINIUM/STAINLESS STEEL;ANGLE TYPE; 1 X 10 MM DIA HOLE,1 X M6 TAPPED HOLE; U/W OLD TYPE CONCRETE/TOMBSTONE PILLARS WITH NEW PLASTIC DOOR STOCK CODE | ERGON | ERGON ENERGY | 16591 | CURRENT
000016592 | RELAY,ELECTROMAGNETIC | 24 V DC COIL;30 V DC/110 V AC CONT;10 AMP NOM;2 C/O CONT;BI-STABLE LATCHING OPERATION;PLUG-IN TO RAIL MOUNT SOCKET STOCK CODE 16593;PACK OF 1; | CNWPL | CNW PL - SLACKS CREEK | IDERR2KP-UDC24 | CURRENT
000016592 | RELAY,ELECTROMAGNETIC | 24 V DC COIL;30 V DC/110 V AC CONT;10 AMP NOM;2 C/O CONT;BI-STABLE LATCHING OPERATION;PLUG-IN TO RAIL MOUNT SOCKET STOCK CODE 16593;PACK OF 1; | IZUMIDEN |  | IDCRR2KP-UDC24 | CURRENT
000016593 | BASE,RELAY | RAIL MTG;11 PIN FEMALE;PLUG-IN CONNECTIONS;PLASTIC BODY;REQUIRES SEPARATE RETAINING CLIP;CLIP SUPPLIED U/W RELAY STOCK CODE 16592;PACK OF 1; | HAYMANS | HAYMANS ELECTRICAL | IDCSR3P05C | CURRENT
000016593 | BASE,RELAY | RAIL MTG;11 PIN FEMALE;PLUG-IN CONNECTIONS;PLASTIC BODY;REQUIRES SEPARATE RETAINING CLIP;CLIP SUPPLIED U/W RELAY STOCK CODE 16592;PACK OF 1; | IZUMIDEN |  | IDCSR3P-05C | CURRENT
000016593 | BASE,RELAY | RAIL MTG;11 PIN FEMALE;PLUG-IN CONNECTIONS;PLASTIC BODY;REQUIRES SEPARATE RETAINING CLIP;CLIP SUPPLIED U/W RELAY STOCK CODE 16592;PACK OF 1; | CNWPL | CNW PL - SLACKS CREEK | SR3P-05C | CURRENT
000016595 | RELAY,ELECTROMAGNETIC | POWER MIDGET TYPE;2P;120 V AC COIL;30 V DC/110 V AC CONT;10 AMP NOM;2 C/O CONT; NON-LATCHING AUX;PLUG-IN TO RAIL MOUNT SOCKET;REFER STOCK CODE 07336 FOR BASE; | CNWPL | CNW PL - SLACKS CREEK | IDERH2B-UAC110 | CURRENT
000016595 | RELAY,ELECTROMAGNETIC | POWER MIDGET TYPE;2P;120 V AC COIL;30 V DC/110 V AC CONT;10 AMP NOM;2 C/O CONT; NON-LATCHING AUX;PLUG-IN TO RAIL MOUNT SOCKET;REFER STOCK CODE 07336 FOR BASE; | CNWPL | CNW PL - SLACKS CREEK | RH2B-UAC110-120 | CURRENT
000016595 | RELAY,ELECTROMAGNETIC | POWER MIDGET TYPE;2P;120 V AC COIL;30 V DC/110 V AC CONT;10 AMP NOM;2 C/O CONT; NON-LATCHING AUX;PLUG-IN TO RAIL MOUNT SOCKET;REFER STOCK CODE 07336 FOR BASE; | IZUMIDEN |  | IZURH2B-U-AC110 | CURRENT
000016596 | RELAY,ELECTROMAGNETIC | POWER MIDGET TYPE;4P;110 V AC COIL;30 V DC/110 V AC CONT;10 AMP NOM;4 C/O CONT; NON-LATCHING AUX;PLUG-IN TO RAIL MOUNT SOCKET;REFER STOCK CODE 07338 FOR BASE; | CNWPL | CNW PL - SLACKS CREEK | IDERH4B-UAC110 | CURRENT
000016597 | RELAY,PHASE FAILURE | 110 V AC,50 HZ,SENSITIVITY 5-15% ADJ PHASE DIFFERENCE;OUTPUT CONTACTS 2 C/O ,240 V AC,8 AMP (RES) RATING;PLUG -IN TYPE ZA12 CASE INCL BASE FOR PANEL | RMS | RELAY MONITORING SYSTEMS PL | 2P740-ABA 110V | CURRENT
000016600 | TRANSDUCER,RESISTANCE | SIGNAL ISOLATOR;240 V AC,AUX SUPPLY; INPUT PT 100,0-150 DEG C;OUTPUT 0-10 MA; OPTIONS,RTD INPUT;COMPATIBLE REPLACEMENT FOR SI130-1098102; | APCS | INACO AUTOMATION CONTROLS | RTDT125-115410 | CURRENT
000016602 | INSULATION SLEEVING,ELECTRICAL | Heat Shrink, Wrap Around, 107/29mm ID, 1500mm Lg, Min 2mm Thk, Black, Polyolefin, Meltable Inner Lining, suit Cable 34 to 65mm Dia | TECONN | TE CONNECTIVITY LTD | CRSM-107/29-1500/S(S1) | CURRENT
000016602 | INSULATION SLEEVING,ELECTRICAL | Heat Shrink, Wrap Around, 107/29mm ID, 1500mm Lg, Min 2mm Thk, Black, Polyolefin, Meltable Inner Lining, suit Cable 34 to 65mm Dia | LEGEND | LEGEND POWER SYSTEMS | ZT108/27-1500 | CURRENT
000016602 | INSULATION SLEEVING,ELECTRICAL | Heat Shrink, Wrap Around, 107/29mm ID, 1500mm Lg, Min 2mm Thk, Black, Polyolefin, Meltable Inner Lining, suit Cable 34 to 65mm Dia | TECONN | TE CONNECTIVITY LTD | CRSM-107/29-1500/239(S1) | CURRENT
000016603 | PLATE,IDENTIFICATION | ALUMINIUM;CONSUMER METERING CURRENT TRANSFORMER RATIO IDENTIFICATION PLATE; LEGEND - ENERGEX CT RATIO,(REFER TO BLANK PLATE STOCK CODE 11133),TO BE | CUTLER | CUTLER BRANDS PTY LTD | ENERGE-16603 | CURRENT
000016603 | PLATE,IDENTIFICATION | ALUMINIUM;CONSUMER METERING CURRENT TRANSFORMER RATIO IDENTIFICATION PLATE; LEGEND - ENERGEX CT RATIO,(REFER TO BLANK PLATE STOCK CODE 11133),TO BE | ES | QUALITY ENGRAVING SERVICES PTY LTD | 16603 | CURRENT
000016604 | SETSCREW | STAINLESS STEEL,GDE 304;HEX HD;FLAT POINT;M10;ISO M;20 MM LG;AS2837/AS1449; (MATERIAL,AS1111 DIMENSIONS);BOX OF 100; | HOBSON | HOBSON ENGINEERING CO PTY LTD 393904 | XEKBS16XCM100020 | CURRENT
000016604 | SETSCREW | STAINLESS STEEL,GDE 304;HEX HD;FLAT POINT;M10;ISO M;20 MM LG;AS2837/AS1449; (MATERIAL,AS1111 DIMENSIONS);BOX OF 100; | STATEWD | STATEWIDE FSTNERS & ENG SPLS PL | HSNS4M1020 | CURRENT
000016604 | SETSCREW | STAINLESS STEEL,GDE 304;HEX HD;FLAT POINT;M10;ISO M;20 MM LG;AS2837/AS1449; (MATERIAL,AS1111 DIMENSIONS);BOX OF 100; | STATEWD | STATEWIDE FSTNERS & ENG SPLS PL | HSNES4M1040 | CURRENT
000016605 | BRACKET,POLE | ADAPTOR;STEEL;GALV;808 MM H X 610 MM W; ADAPTOR FOR BOLT MTG TRANSFORMER TO HANGER BRACKET;ASSEMBLED WITH HIGH TENSILE (GRADE 8.8) BOLTS;AS3679 & | HAYMAN | HAYMANS INDUSTRIES PTY LTD | 16605 | CURRENT
000016605 | BRACKET,POLE | ADAPTOR;STEEL;GALV;808 MM H X 610 MM W; ADAPTOR FOR BOLT MTG TRANSFORMER TO HANGER BRACKET;ASSEMBLED WITH HIGH TENSILE (GRADE 8.8) BOLTS;AS3679 & | GREATWST |  | 16605 | CURRENT
000016607 | CELL,COUPLING | AUDIO FREQ LOAD CONTROL;1050 HZ;12 KV SYSTEM;C/W 1 ISOLATING TRANSFMR 60 KVA, 8 TAPS;3 TUNING COILS 5.6 MH NOM 25 STEPS;3 COUPLING CAP;4.0 MICROF;PACK OF | LANDGYR |  | TYPE E | CURRENT
000016608 | CUBICLE,ELECTRICAL EQUIPMENT. | OUTDOOR;FOR HOUSING AUDIO FREQ INJECTION EQUIPMENT;3CR12 (OR 304 SS) STEEL,SHEET; ACCESS DOOR ON ONE END & ON ONE SIDE;C/W SAFETY ACCESS SCREENS,IN ACCORDANCE WITH | ERGON | ERGON ENERGY | TYPE E | PURCHASE AS REQUIRED
000016609 | CUBICLE,ELECTRICAL EQUIPMENT. | OUTDOOR;FOR HOUSING AUDIO FREQ STATIC SIGNAL GENERATOR;3CR12 (OR 304 SS) STEEL ,SHEET;ACCESS DOORS ON EACH SIDE & ONE SIDE;GENERALLY IN ACCORDANCE WITH DWG | EMERMET |  |  | PHASING
000016610 | SEALER,STEEL STRAPPING HAND | Crimping Tool C001, for Crimping 9.5mm S/Steel Strapping 304SS | CABLACES | CABLACES | C001 | CURRENT
000016610 | SEALER,STEEL STRAPPING HAND | Crimping Tool C001, for Crimping 9.5mm S/Steel Strapping 304SS | STATEWD | STATEWIDE FSTNERS & ENG SPLS PL | C001-C00169 | CURRENT
000016610 | SEALER,STEEL STRAPPING HAND | Crimping Tool C001, for Crimping 9.5mm S/Steel Strapping 304SS | ENERGYNW | THE ENERGY NETWORK | STAINLESS STEEL 9.5 | CURRENT
000016615 | INSULATOR,STANDOFF | LINE POST;PORCELAIN,CLAMP TOP;560 MM H, 33 KV NOM V;8 KN MIN FAILING LOAD;SOLID CORE;785 MM MIN CREEPAGR;HORIZONTAL;C/W M20 X 85 MM STUD,SPRING WASHER;ROUND | PENTA | PENTA AUST (TMAC THEW & MCCANN/HYLEC) | PA00724 | CURRENT
000016615 | INSULATOR,STANDOFF | LINE POST;PORCELAIN,CLAMP TOP;560 MM H, 33 KV NOM V;8 KN MIN FAILING LOAD;SOLID CORE;785 MM MIN CREEPAGR;HORIZONTAL;C/W M20 X 85 MM STUD,SPRING WASHER;ROUND | PENTA | PENTA AUST (TMAC THEW & MCCANN/HYLEC) | PA30118 | CURRENT
000016615 | INSULATOR,STANDOFF | LINE POST;PORCELAIN,CLAMP TOP;560 MM H, 33 KV NOM V;8 KN MIN FAILING LOAD;SOLID CORE;785 MM MIN CREEPAGR;HORIZONTAL;C/W M20 X 85 MM STUD,SPRING WASHER;ROUND | TYCO | TYCO | H11529 | CURRENT
000016615 | INSULATOR,STANDOFF | LINE POST;PORCELAIN,CLAMP TOP;560 MM H, 33 KV NOM V;8 KN MIN FAILING LOAD;SOLID CORE;785 MM MIN CREEPAGR;HORIZONTAL;C/W M20 X 85 MM STUD,SPRING WASHER;ROUND | BRITECH | BRI-TECH PTY LTD | H11529 | CURRENT
000016615 | INSULATOR,STANDOFF | LINE POST;PORCELAIN,CLAMP TOP;560 MM H, 33 KV NOM V;8 KN MIN FAILING LOAD;SOLID CORE;785 MM MIN CREEPAGR;HORIZONTAL;C/W M20 X 85 MM STUD,SPRING WASHER;ROUND | THEWMCAN | TMAC THEW & MCCANN GROUP | TM00724 | CURRENT
000016615 | INSULATOR,STANDOFF | LINE POST;PORCELAIN,CLAMP TOP;560 MM H, 33 KV NOM V;8 KN MIN FAILING LOAD;SOLID CORE;785 MM MIN CREEPAGR;HORIZONTAL;C/W M20 X 85 MM STUD,SPRING WASHER;ROUND | GRAPHSOL | GRAPH SOLUTIONS PTY LTD | R9EH200N/28604A | CURRENT
000016616 | BEND,NONMETALLIC RIGID CONDUIT | UPVC;ORANGE;125 MM NOM DIA;LIGHT DUTY;45 DEG;1.83 M RAD;SOCKET MOULDED BOTH ENDS; MARKED 'ELECTRICITY SUPPLY CABLES'; AS2053; | VINIDEX |  | 31037 | PURCHASE AS REQUIRED
000016616 | BEND,NONMETALLIC RIGID CONDUIT | UPVC;ORANGE;125 MM NOM DIA;LIGHT DUTY;45 DEG;1.83 M RAD;SOCKET MOULDED BOTH ENDS; MARKED 'ELECTRICITY SUPPLY CABLES'; AS2053; | HUMES | HUMES |  | PURCHASE AS REQUIRED
000016617 | BEND,NONMETALLIC RIGID CONDUIT | UPVC;ORANGE;125 MM NOM DIA;LIGHT DUTY;30 DEG;1.83 M RAD;SOCKET MOULDED BOTH ENDS; MARKED 'ELECTRICITY SUPPLY CABLES'; AS2053; | TRI UGRD | TRI UNDERGROUND AUSTRALIA PTY LTD | LDE125301830FFS | CURRENT
000016617 | BEND,NONMETALLIC RIGID CONDUIT | UPVC;ORANGE;125 MM NOM DIA;LIGHT DUTY;30 DEG;1.83 M RAD;SOCKET MOULDED BOTH ENDS; MARKED 'ELECTRICITY SUPPLY CABLES'; AS2053; | HAYMANS | HAYMANS ELECTRICAL | CONX125LD1830R30 | CURRENT
000016617 | BEND,NONMETALLIC RIGID CONDUIT | UPVC;ORANGE;125 MM NOM DIA;LIGHT DUTY;30 DEG;1.83 M RAD;SOCKET MOULDED BOTH ENDS; MARKED 'ELECTRICITY SUPPLY CABLES'; AS2053; | VINIDEX |  | 31828 | CURRENT
000016618 | BEND,NONMETALLIC RIGID CONDUIT | UPVC;ORANGE;125 MM NOM DIA;LIGHT DUTY; 15 DEG;1.83 M RAD;SOCKET MOULDED BOTH ENDS;MARKED 'ELECTRICITY SUPPLY CABLES'; AS2053;PACK OF 1,PACK WEIGHT 2.12 KG; | TRI UGRD | TRI UNDERGROUND AUSTRALIA PTY LTD | LDE125151830FFS | CURRENT
000016618 | BEND,NONMETALLIC RIGID CONDUIT | UPVC;ORANGE;125 MM NOM DIA;LIGHT DUTY; 15 DEG;1.83 M RAD;SOCKET MOULDED BOTH ENDS;MARKED 'ELECTRICITY SUPPLY CABLES'; AS2053;PACK OF 1,PACK WEIGHT 2.12 KG; | HAYMANS | HAYMANS ELECTRICAL | CONX125LD1830R15 | CURRENT
000016618 | BEND,NONMETALLIC RIGID CONDUIT | UPVC;ORANGE;125 MM NOM DIA;LIGHT DUTY; 15 DEG;1.83 M RAD;SOCKET MOULDED BOTH ENDS;MARKED 'ELECTRICITY SUPPLY CABLES'; AS2053;PACK OF 1,PACK WEIGHT 2.12 KG; | VINIDEX |  | 31808 | CURRENT
000016620 | BEND,NONMETALLIC RIGID CONDUIT | UPVC;ORANGE;125 MM NOM DIA;LIGHT DUTY;45 DEG;1.2 M RAD;SOCKET MOULDED ONE END; MARKED 'ELEC PMT FNDN ONLY';AS2053; PACK OF 1,PACK WEIGHT 3.46 KG; | TRI UGRD | TRI UNDERGROUND AUSTRALIA PTY LTD | LDE125451200MFS | CURRENT
000016620 | BEND,NONMETALLIC RIGID CONDUIT | UPVC;ORANGE;125 MM NOM DIA;LIGHT DUTY;45 DEG;1.2 M RAD;SOCKET MOULDED ONE END; MARKED 'ELEC PMT FNDN ONLY';AS2053; PACK OF 1,PACK WEIGHT 3.46 KG; | HAYMANS | HAYMANS ELECTRICAL | CONX125LD1200R45MF | CURRENT
000016620 | BEND,NONMETALLIC RIGID CONDUIT | UPVC;ORANGE;125 MM NOM DIA;LIGHT DUTY;45 DEG;1.2 M RAD;SOCKET MOULDED ONE END; MARKED 'ELEC PMT FNDN ONLY';AS2053; PACK OF 1,PACK WEIGHT 3.46 KG; | VINIDEX |  | 31043 | CURRENT
000016621 | BEND,NONMETALLIC RIGID CONDUIT | UPVC;ORANGE;100 MM NOM DIA;LIGHT DUTY;45 DEG;1.2 M RAD;SOCKET MOULDED ONE END; MARKED 'ELEC PMT FNDN ONLY';AS2053; PACK OF 1,PACK WEIGHT 2.18 KG; | TRI UGRD | TRI UNDERGROUND AUSTRALIA PTY LTD | LDE100451200MFS | CURRENT
000016621 | BEND,NONMETALLIC RIGID CONDUIT | UPVC;ORANGE;100 MM NOM DIA;LIGHT DUTY;45 DEG;1.2 M RAD;SOCKET MOULDED ONE END; MARKED 'ELEC PMT FNDN ONLY';AS2053; PACK OF 1,PACK WEIGHT 2.18 KG; | HAYMANS | HAYMANS ELECTRICAL | CONX100LD1200R45MF | CURRENT
000016621 | BEND,NONMETALLIC RIGID CONDUIT | UPVC;ORANGE;100 MM NOM DIA;LIGHT DUTY;45 DEG;1.2 M RAD;SOCKET MOULDED ONE END; MARKED 'ELEC PMT FNDN ONLY';AS2053; PACK OF 1,PACK WEIGHT 2.18 KG; | VINIDEX |  | 32008 | CURRENT
000016624 | COUPLING,NONMETALLIC RIGID CONDUIT | UPVC;ORANGE;125 MM NOM DIA;LIGHT DUTY; SOCKETLESS PARALLEL SLIP ACTION;AS2053; PACK OF 22,PACK WEIGHT 0.87 KG; | TRI UGRD | TRI UNDERGROUND AUSTRALIA PTY LTD | LDE125SLIPCOUP | CURRENT
000016624 | COUPLING,NONMETALLIC RIGID CONDUIT | UPVC;ORANGE;125 MM NOM DIA;LIGHT DUTY; SOCKETLESS PARALLEL SLIP ACTION;AS2053; PACK OF 22,PACK WEIGHT 0.87 KG; | HAYMANS | HAYMANS ELECTRICAL | FABH242125S | CURRENT
000016624 | COUPLING,NONMETALLIC RIGID CONDUIT | UPVC;ORANGE;125 MM NOM DIA;LIGHT DUTY; SOCKETLESS PARALLEL SLIP ACTION;AS2053; PACK OF 22,PACK WEIGHT 0.87 KG; | VINIDEX |  | 32173 | CURRENT
000016626 | COUPLING,ADAPTOR,NONMETALLIC CONDUIT | RIGID UPVC;ORANGE;125 MM NOM DIA LIGHT DUTY UPVC CONDUIT;TO 100 MM NOM DIA CLASS 6 UPVC CONDUIT;DOUBLE ENDED SOCKET ;AS2053;PACK OF 18,PACK WEIGHT 0.56 KG; | TRI UGRD | TRI UNDERGROUND AUSTRALIA PTY LTD | LDE125100COUPFF | CURRENT
000016626 | COUPLING,ADAPTOR,NONMETALLIC CONDUIT | RIGID UPVC;ORANGE;125 MM NOM DIA LIGHT DUTY UPVC CONDUIT;TO 100 MM NOM DIA CLASS 6 UPVC CONDUIT;DOUBLE ENDED SOCKET ;AS2053;PACK OF 18,PACK WEIGHT 0.56 KG; | HAYMANS | HAYMANS ELECTRICAL | FABL12500 | CURRENT
000016626 | COUPLING,ADAPTOR,NONMETALLIC CONDUIT | RIGID UPVC;ORANGE;125 MM NOM DIA LIGHT DUTY UPVC CONDUIT;TO 100 MM NOM DIA CLASS 6 UPVC CONDUIT;DOUBLE ENDED SOCKET ;AS2053;PACK OF 18,PACK WEIGHT 0.56 KG; | VINIDEX |  | 32132 | CURRENT
000016627 | COUPLING,ADAPTOR,NONMETALLIC CONDUIT | RIGID UPVC;ORANGE;40 MM NOM DIA HEAVY DUTY;TO 32 MM HVY DUTY CONDUIT;DOUBLE ENDED SOCKET;AS2053;PACK OF 15,PACK WEIGHT 0.15 KG; | TRI UGRD | TRI UNDERGROUND AUSTRALIA PTY LTD | HDE4032COUPFF | CURRENT
000016627 | COUPLING,ADAPTOR,NONMETALLIC CONDUIT | RIGID UPVC;ORANGE;40 MM NOM DIA HEAVY DUTY;TO 32 MM HVY DUTY CONDUIT;DOUBLE ENDED SOCKET;AS2053;PACK OF 15,PACK WEIGHT 0.15 KG; | VINIDEX |  | Q1412 | CURRENT
000016627 | COUPLING,ADAPTOR,NONMETALLIC CONDUIT | RIGID UPVC;ORANGE;40 MM NOM DIA HEAVY DUTY;TO 32 MM HVY DUTY CONDUIT;DOUBLE ENDED SOCKET;AS2053;PACK OF 15,PACK WEIGHT 0.15 KG; | HUMES | HUMES | COUPLING,ADAPTOR | CURRENT
000016629 | CABINET,ELEC EQUIP | INDOOR,FLOOR MTG;LAMIWOOD,18 MM THICK; JADE-TEXTURE FINISH;600 MM W,700 MM D, 2300 MM H;FOR USE AS CABINET FOR VDU IN SUBSTATION CONTROL ROOM; | ENERGEX | ENERGEX | CABINET,ELECTRICAL EQUIPMENT | PHASING
000016630 | BRACKET,INSULATOR | STANDOFF TYPE;STEEL;GALV;HORIZONTAL SUPPORT STYLE;LINE POST INSULATOR; 360 MM LG,130 MM W,10 MM THK;2 X 22 X 40 SLOTS + 1 X 22 MM DIA HOLE;FOR WOOD POLE | SEWELFRG | GREG SEWELL FORGINGS PTY LTD | 6154 | CURRENT
000016631 | BRACKET,EXTENSION | EARTHWIRE RISER;CHS 76.1 X 4.5 MM GRADE 350;GALV;1300 MM LG;MWL=1.5 KN HORZINTAL 1 KN VERTICAL;C/W SPACER FOR LV PIN INSULATOR;PACK OF 1; | HAYMAN | HAYMANS INDUSTRIES PTY LTD | 16631 | CURRENT
000016631 | BRACKET,EXTENSION | EARTHWIRE RISER;CHS 76.1 X 4.5 MM GRADE 350;GALV;1300 MM LG;MWL=1.5 KN HORZINTAL 1 KN VERTICAL;C/W SPACER FOR LV PIN INSULATOR;PACK OF 1; | LIVINGST | LIVINGSTONE ENGINEERING | 16631 | CURRENT
000016632 | CROSSARM,METAL | STEEL;GALV;2000 MM LG;SHS 125 MM X 125 MM X 4 MM;FOR DELTA CONSTRUCTION;8 KN PER PHASE;AS1163-C350;PACK OF 1,PACK WEIGHT 37 KG; | LIVINGST | LIVINGSTONE ENGINEERING | CROSSARM | PHASING
000016632 | CROSSARM,METAL | STEEL;GALV;2000 MM LG;SHS 125 MM X 125 MM X 4 MM;FOR DELTA CONSTRUCTION;8 KN PER PHASE;AS1163-C350;PACK OF 1,PACK WEIGHT 37 KG; | STEELWAY |  | 2000 MM LG | PHASING
000016632 | CROSSARM,METAL | STEEL;GALV;2000 MM LG;SHS 125 MM X 125 MM X 4 MM;FOR DELTA CONSTRUCTION;8 KN PER PHASE;AS1163-C350;PACK OF 1,PACK WEIGHT 37 KG; | ENERGEX | ENERGEX | 2000 MM LG | PHASING
000016636 | CIRCUIT BREAKER | OUTDOOR;SF6;MAGRINI GALILEO;36 KV; 3 PHASE;1600 AMP;25 BKG CAP;240 V AC MOTOR CHRG SPRING;32 V DC TRIPPING; | MGRNIGAL |  | 36GIE25 | PURCHASE AS REQUIRED
000016641 | INSULATION SLEEVING,ELECTRICAL | POLYOLEFIN,REINFORCED HEAT SHRINKABLE; 205 MM TO 65 MM;1500 MM EXTRA LG;GREEN/ BLACK;MELTABLE INNER LINING,WRAP AROUND TYPE,C/W MASTIC STRIPS;FOR MECHANICAL | TECONN | TE CONNECTIVITY LTD | KL-RFSM-205/65-150/123 | CURRENT
000016641 | INSULATION SLEEVING,ELECTRICAL | POLYOLEFIN,REINFORCED HEAT SHRINKABLE; 205 MM TO 65 MM;1500 MM EXTRA LG;GREEN/ BLACK;MELTABLE INNER LINING,WRAP AROUND TYPE,C/W MASTIC STRIPS;FOR MECHANICAL | TECONN | TE CONNECTIVITY LTD | CNSM-205/50-1500/S | CURRENT
000016641 | INSULATION SLEEVING,ELECTRICAL | POLYOLEFIN,REINFORCED HEAT SHRINKABLE; 205 MM TO 65 MM;1500 MM EXTRA LG;GREEN/ BLACK;MELTABLE INNER LINING,WRAP AROUND TYPE,C/W MASTIC STRIPS;FOR MECHANICAL | LEGEND | LEGEND POWER SYSTEMS | ZJ200/65-1500 | CURRENT
000016642 | HAND CLEANER | LIQUID PASTE;WATER SOLUABLE;KRESTO/STOKO NON-AGGRESSIVE WALNUT SCRUBBER;250 ML TUBE,12 PER CARTON,PACK WEIGHT 8 KG; SPECIAL CLEANER,REMOVES PAINTS,LACQUERS, | ATOMSUPP | ATOM SUPPLY | 236724 | CURRENT
000016642 | HAND CLEANER | LIQUID PASTE;WATER SOLUABLE;KRESTO/STOKO NON-AGGRESSIVE WALNUT SCRUBBER;250 ML TUBE,12 PER CARTON,PACK WEIGHT 8 KG; SPECIAL CLEANER,REMOVES PAINTS,LACQUERS, | BLKWOODS | J BLACKWOOD & SON LTD | 00871539/28187112 | CURRENT
000016642 | HAND CLEANER | LIQUID PASTE;WATER SOLUABLE;KRESTO/STOKO NON-AGGRESSIVE WALNUT SCRUBBER;250 ML TUBE,12 PER CARTON,PACK WEIGHT 8 KG; SPECIAL CLEANER,REMOVES PAINTS,LACQUERS, | HANLEY | HANLEY INDUSTRIAL ENTERPRISES 459057 | PA28187112 | CURRENT
000016643 | SWITCH FUSE GEAR | 12 KV;3 PHASE;3 SWITCH;400 AMP BKG CAP; 50 KVA MKG CAP;20 KA,3 SEC SHORT TIME W/STAND CURR;OIL INSULATED;EXT FROM RHS UNLESS OTHERWISE SPECIFIED;EXTENSIBLE, | ABB | ABB FAN PTY LTD | TYPE SD3 SERIES 2 | PHASING
000016644 | TRANSFORMER,METERING | INDOOR TYPE;FREE STANDING;11/12 KV;OIL FILLED TANK;HV FUSES INSIDE TANK;2 CT'S, CLASS 0.5,15 VA,RATIO 200/100/5 AMP,1 VT, CLASS 0.5 M OUTPUT 100/200 VA PHASE; | T/FMRPRD |  | 11/12 KV | PURCHASE AS REQUIRED
000016644 | TRANSFORMER,METERING | INDOOR TYPE;FREE STANDING;11/12 KV;OIL FILLED TANK;HV FUSES INSIDE TANK;2 CT'S, CLASS 0.5,15 VA,RATIO 200/100/5 AMP,1 VT, CLASS 0.5 M OUTPUT 100/200 VA PHASE; | ENERGEX | ENERGEX | 11/12 KV | PURCHASE AS REQUIRED
000016645 | RELAY,CIRCUIT BREAKER FAILURE | 3 OC,TIMER;INST;110 V AUX;1 AMP;0.2-1.6 AMP,TIME 0.01-9.99 SEC;2 NO SR OC & 2 NO SR TIMER;1 HR TIMER FLAG;SCREW TERM; MODULAR CASE;FLUSH MTG;IEC255;ORDER ON | ALSTOM | ALSTOM GRID AUSTRALIA LIMITED | MCTI39/MVTT14 1A 110 V DC | PURCHASE AS REQUIRED
000016650 | BRACKET,CROSSARM | ANGLE ADAPTOR;STEEL;GALV;550 MM LG X 150 MM W;COUPLES WITH STEEL CROSSARM (STOCK CODE 16632) FOR 60 DEG-90 DEG DEVIATION ANGLES FOR SINGLE OR DOUBLE CIRCUIT | ENERGEX | ENERGEX |  | CURRENT
000016654 | STRAPPING | STAINLESS STEEL;7.9 MM WIDE;30.5 M ROLL;U/W SC16655 SEAL STRAPPING & SC16656 SEALER STRAPPING HAND; | REXEL | REXEL PTY LTD | PANDUIT MBH-TLR | CURRENT
000016655 | SEAL,STRAPPING | CONTINUOUS BANDING HEAD;STAINLESS STEEL; 7.9 MM W;PACK OF 100;U/W SC16654 STRAPPING & SC16656 SEALER STRAPPING HAND; | PANDUIT |  | MTHH-C | CURRENT
000016656 | SEALER,STEEL STRAPPING HAND | FOR USE WITH STAINLESS STEEL STRAPPING STOCK CODE 16654 & BANDING HEAD STOCK CODE 16655; | BLKWOODS | J BLACKWOOD & SON LTD | 2413856 | CURRENT
000016656 | SEALER,STEEL STRAPPING HAND | FOR USE WITH STAINLESS STEEL STRAPPING STOCK CODE 16654 & BANDING HEAD STOCK CODE 16655; | PANDUIT |  | ST2MT | CURRENT
000016668 | SWITCH FUSE GEAR | 12 KV PADMOUNTED;3 PHASE;630 AMP;RMU WITH TWO 630 AMP SW,TWO 200 AMP TEE-OFF CB;SF6 INSUL;METALCLAD,O/D,NON-EXT, SCHNEIDER,C/W CUBICLE & CONCRETE PLINTH | SCHNEDER | SCHNEIDER PTY LTD | RM6 | PHASING
000016669 | SWITCH FUSE GEAR | 12 KV PADMOUNTED;3 PHASE;630 AMP;RMU WITH THREE 630 AMP SW,ONE 200 AMP TEE-OFF CB;SF6 INSUL;METALCLAD,O/D, NON-EXT,SCHNEIDER,C/W CUBICLE & CONCRETE | SCHNEDER | SCHNEIDER PTY LTD | RM6 | PHASING
000016673 | SWITCH FUSE GEAR | 12 KV;3 PHASE;2 SW;630 AMP NORMAL CURRENT;1 FUSE SW;200 AMP NORMAL CURRENT ;3 PHASE TRIP;OIL INSULATED;NON EXTENSIBLE;C/W OIL STOCK CODE 03882 & | LUCY |  |  | PHASING
000016674 | BEND,NONMETALLIC RIGID CONDUIT | UPVC;ORANGE;80 MM NOM SIZE;LIGHT DUTY; 45 DEG;1.20 M RAD;SOCKET MOULDED ONE END ;MARKED "ELECTRICITY SUPPLY CABLES" AS2053;PACK OF 1,PACK WEIGHT 1.27 KG; | TRI UGRD | TRI UNDERGROUND AUSTRALIA PTY LTD | LDE80451200MFS | CURRENT
000016674 | BEND,NONMETALLIC RIGID CONDUIT | UPVC;ORANGE;80 MM NOM SIZE;LIGHT DUTY; 45 DEG;1.20 M RAD;SOCKET MOULDED ONE END ;MARKED "ELECTRICITY SUPPLY CABLES" AS2053;PACK OF 1,PACK WEIGHT 1.27 KG; | HAYMANS | HAYMANS ELECTRICAL | CONX80LD1200R45MF | CURRENT
000016674 | BEND,NONMETALLIC RIGID CONDUIT | UPVC;ORANGE;80 MM NOM SIZE;LIGHT DUTY; 45 DEG;1.20 M RAD;SOCKET MOULDED ONE END ;MARKED "ELECTRICITY SUPPLY CABLES" AS2053;PACK OF 1,PACK WEIGHT 1.27 KG; | VINIDEX |  | 31995 | CURRENT
000016703 | ANTENNA | 3G/4G Log Periodic Antenna, 10dB c/w 10m Cable (Part A), 100cm Hockey Stick Mount (Part B), FME Connector & Red Heatshrink | RFIND | RF INDUSTRIES | LPDA7030-11-10FME+HS48 | CURRENT
000016706 | END CLAMP,TERMINAL BLOCK | END BRACKET,EWK,FOR DIN RAIL MTG TERMINALS | KLIPPON |  | 049516 EWK TS32 | PHASING
000016709 | MOUNTING BASE,TERMINAL BLOCK | STEEL;2 M LG;'G' SECTION RAIL (DIN RAIL) CUT TO SIZE & DRILLED BY ENERGEX MECHANICAL WORKSHOPS AS PER DWG; | KLIPPON |  | 012280 | PHASING
000016719 | CIRCUIT BREAKER | INDOOR/VERT RACKING;SF 6;36 KV;3 PHASE; 1250 AMP;25 KA BKG CAP;110 V DC TRIPPING /CLOSING; | SCHNEDER | SCHNEIDER PTY LTD | 36KV CB | CURRENT
000016726 | TRANSFORMER,CURRENT | PROTECTION,POST TYPE;OUTDOOR,SINGLE BUSHING;33 KV CAPACITOR BANK PROTECTION; 36 KV;10/5 AMP;7.5 VA,0.3 OHM BURDEN; CLASS 2.0 M;SINGLE PHASE;50 HZ; | ABB | ABB FAN PTY LTD | 36 KV R-CAST | STRATEGIC SPARE
000016727 | CYLINDER,LOCK | C/W X CAMS,NO KEYS,CYLINDER ONLY BRASS; KEYED ALIKE TO S2 SYSTEM;FOR USE IN SUBSTATIONS;BOX OF 20,WEIGHT 2.6 KG; | JLARSEN | J LARSEN PTY LTD (LOCKSMITH) | OZ1/570/CYL/S2 | CURRENT
000016729 | PADLOCK | SOLID BRASS CASE,BRASS SHACKLE;45 MM W CASE,W/38 MM SHACKLE CLEARANCE;NO KEYS, KEYED ALIKE TO S2 SYSTEM;FOR USE IN SUBSTATIONS;(OZ LOCK);BOX OF 20,WEIGHT | JLARSEN | J LARSEN PTY LTD (LOCKSMITH) | OZ1/234/AB0/S2 | CURRENT
000016730 | PADLOCK | SOLID BRASS CASE,BRASS SHACKLE;45 MM W CASE,W/19 MM SHACKLE CLEARANCE;NO KEYS, KEYED ALIKE TO S2 SYSTEM;FOR USE IN SUBSTATIONS;(OZ LOCK);BOX OF 20,WEIGHT | JLARSEN | J LARSEN PTY LTD (LOCKSMITH) | OZ1/234/B00/S2 | STRATEGIC SPARE
000016745 | YOKE,ELECTRICAL CLAMP | MECHANICAL FERRULE TYPE;ALUMINIUM;(33 KV );STRAIGHT VEE SECTION SEPERABLE CONNECTOR,FOR LGE STRANDED CONDUCTOR TO 300 SQ MM MAX;USED IN LV HEATSHRINK | TYCO | TYCO | SVA27UTB BAH-022080018 | CURRENT
000016748 | SCREW,SHEAR | ELECTRICAL CLAMP (ALUM);FOR U/W MECHANICAL YOKE STOCK CODE 16543;SHORT, M18,NO.AG1;FOR 120-185 SQ MM ALUMINIUM STRANDED CONDUCTOR;U/W RAYCHEM LV | GILBLODG | GILBERT LODGE AUSTRALIA | B&HUTBM18 | CURRENT
000016764 | LEGGINGS,PROTECTIVE INDUSTRIAL | ENGTEX,(INDUSTRIAL STRENGTH PLASTIC); REGULAR SIZE;CHAPS,FOR USE WITH OPERATION OF CHAINSAWS; | STHIL |  | 7004 885 2107 | CURRENT
000016777 | HANDLE,WELDING TORCH | LP GAS EQUIPMENT,USED FOR HEATING, STANDARD SINGLE CONTROL FEATURES,USE STANDARD 22 MM X 1.5 MM LH INLET & 14 MM X 1 MM RH OUTLET;BAG OF 1;USED IN | TESUCO |  | SHP01-OM | PHASING
000016780 | BURNER,GAS,HEATING | LP GAS EQUIPMENT;0.26 KG/HR @ 200 KPA CONSUMPTION;BRASS,BURNER THREAD 20 MM DIA,1 MM PITCH,WIND PROOF FLAME FOR OUTDOOR USE;BAG OF 1;USED IN CONJUNCTION | TESUCO |  | SSB30 | CURRENT
000016781 | BURNER,GAS,HEATING | LP GAS EQUIPMENT;0.58 KG/HR @ 200 KPA CONSUMPTION;BRASS,BURNER THREAD 20 MM DIA,1 MM PITCH,WIND PROOF FLAME FOR OUTDOOR USE;BAG OF 1;USED IN CONJUNCTION | TESUCO |  | SSB40 | CURRENT
000016785 | ADAPTER,COMPRESSED GAS CYLINDER | VALVE CONNECTION LP GAS EQUIPMENT;USED FOR CONNECTING GAS HOSES TO BURNER SUPPORT;BRASS,14 MM X 1 MM FM INLET & 22 MM X 1.5 MM MALE OUTLET;BAG OF 1; | TESUCO |  | SAD14RH | CURRENT
000016787 | CAPACITOR UNIT. | 12.8 KV;406 KVAR;SINGLE PHASE;7.94 UF (+10% - 0%);31.95 AMP CONT @ 50 HZ;50 HZ ;NON-PCB IMPREGNANT;ALL-FILM DIELECTRIC; EXT FUSED;2 BUSHING PER UNIT;CONTAINER | ABB | ABB FAN PTY LTD | CAPACITOR UNIT | MAINTENANCE STOCK
000016788 | FUSE LINK,ENCLOSED ELEMENT | 400 AMP;500 V AC;BLADE TYPE CONTACTS;DIN SIZE 2;AS2005,PART 1;PACK OF 3;REPLACES STOCK CODE 09882,400 AMP SPECIAL CURVE; FOR U/W 500 KVA TRANSFORMERS & ABOVE | FUSECO | FUSECO PTY LTD | NH2F-400 | CURRENT
000016788 | FUSE LINK,ENCLOSED ELEMENT | 400 AMP;500 V AC;BLADE TYPE CONTACTS;DIN SIZE 2;AS2005,PART 1;PACK OF 3;REPLACES STOCK CODE 09882,400 AMP SPECIAL CURVE; FOR U/W 500 KVA TRANSFORMERS & ABOVE | FLOWLINE | FLOWLINE INDUSTRIES PTY LTD | EM372240 | CURRENT
000016790 | BURNER,GAS,HEATING | LP GAS EQUIPMENT;0.12 KG/HR @ 200 KPA CONSUMPTION;BRASS,BURNER THREAD 20 MM DIA,1 MM PITCH,STORM PROOF FLAME FOR OUTDOOR USE;BAG OF 1;USED IN CONJUNCTION | TESUCO |  | SSB22 | PURCHASE AS REQUIRED
000016791 | CUBICLE,ELECTRICAL EQUIPMENT. | OUTDOOR;C/W HOUSING 630 AMP LV SWITCHBOARD;CONSISTING OF 630 AMP, ISOLATOR,2 X400 AMP & 1 X 630 AMP ABB FUSE SWITCH BASES;1 X STOCK CODE 04683 & | WEBER | WEBER SOUTH PACIFIC PTY LTD | VC 005120-GTS2 | PURCHASE AS REQUIRED
000016791 | CUBICLE,ELECTRICAL EQUIPMENT. | OUTDOOR;C/W HOUSING 630 AMP LV SWITCHBOARD;CONSISTING OF 630 AMP, ISOLATOR,2 X400 AMP & 1 X 630 AMP ABB FUSE SWITCH BASES;1 X STOCK CODE 04683 & | ENERGEX | ENERGEX | CUBICLE | PURCHASE AS REQUIRED
000016792 | CUBICLE,ELECTRICAL EQUIPMENT. | OUTDOOR;FOR HOUSING 1250 AMP LV SWITCHBOARD;CONSISTING OF 1250 AMP, ISOLATOR,2 X 400 AMP & 1 X 630 AMP ABB FUSE SWITCH BASES;1 X STOCK CODE 04683 & | WEBER | WEBER SOUTH PACIFIC PTY LTD | VC0051200GTS1 | MAINTENANCE STOCK
000016792 | CUBICLE,ELECTRICAL EQUIPMENT. | OUTDOOR;FOR HOUSING 1250 AMP LV SWITCHBOARD;CONSISTING OF 1250 AMP, ISOLATOR,2 X 400 AMP & 1 X 630 AMP ABB FUSE SWITCH BASES;1 X STOCK CODE 04683 & | ENERGEX | ENERGEX | 4200-A4 | MAINTENANCE STOCK
000016793 | CUBICLE,ELECTRICAL EQUIPMENT. | OUTDOOR;FOR HOUSING 2500 AMP LV SWITCHBOARD;CONSISTING OF 2500 AMP, STROMBERG ISOLATOR,2 X 400 AMP & 1 X 630 AMP STROMBERG OR (WEBBER) FUSE | WEBER | WEBER SOUTH PACIFIC PTY LTD | VC135250-S2E3 | PURCHASE AS REQUIRED
000016793 | CUBICLE,ELECTRICAL EQUIPMENT. | OUTDOOR;FOR HOUSING 2500 AMP LV SWITCHBOARD;CONSISTING OF 2500 AMP, STROMBERG ISOLATOR,2 X 400 AMP & 1 X 630 AMP STROMBERG OR (WEBBER) FUSE | ENERGEX | ENERGEX | CUBICLE,ELECTRICAL EQUIPMENT | PURCHASE AS REQUIRED
000016797 | REACTOR | NEUTRAL EARTHING;19.1 MH;40 AMP;50 HZ; 12 KV;1 PHASE;1 KA FOR 3 SEC;PEDESTAL POST INSULATOR MTG;AIR INSULATED; OUTDOOR;TAPPED AT 6 OHM & 3 OHM;AS1028; | TRANSFMR |  | 16797 | CURRENT
000016797 | REACTOR | NEUTRAL EARTHING;19.1 MH;40 AMP;50 HZ; 12 KV;1 PHASE;1 KA FOR 3 SEC;PEDESTAL POST INSULATOR MTG;AIR INSULATED; OUTDOOR;TAPPED AT 6 OHM & 3 OHM;AS1028; | TRANSFMR |  |  | CURRENT
000016801 | INTERFACE MODULE | QUAD DC OUTPUT;SOLID STATE 60 V DC MAX; 315 AMP MAX LOAD CURRENT;PLUGS INTO RACK ;RED COLOUR MODULE; | ANALOGDV |  | OD60Q | PURCHASE AS REQUIRED
000016803 | INSULATION SLEEVING,ELECTRICAL | POLYOLEFIN,HEATSHRINKABLE;25.0 MM MIN ID EXP,8 MM MAX ID RECOVERED;2.0 MM MIN THK RECOVERED;300 MM LG;BLACK;MELTABLE INNER LINING;FOR LV 70 SQ MM PLY CABLE CORES; | LEGEND | LEGEND POWER SYSTEMS | SMDW34/9TK-300-EX | CURRENT
000016803 | INSULATION SLEEVING,ELECTRICAL | POLYOLEFIN,HEATSHRINKABLE;25.0 MM MIN ID EXP,8 MM MAX ID RECOVERED;2.0 MM MIN THK RECOVERED;300 MM LG;BLACK;MELTABLE INNER LINING;FOR LV 70 SQ MM PLY CABLE CORES; | TECONN | TE CONNECTIVITY LTD | MWTM-25/8-300/S(S50) | CURRENT
000016804 | SIGN | THIS SUBSTATION FENCE IS SEPARATELY EARTHED AND ISOLATED FROM THE MAIN SUBSTATION EARTHING SYSTEM;ALUMINIUM; RETROREFLECTIVE,SCREEN PRINTED;360 MM | ARTCRAFT | ARTCRAFT PTY LTD | SE09002-Q | PURCHASE AS REQUIRED
000016805 | SIGN | WARNING THIS IS A FREE STANDING SUBSTATION FENCE ISOLATION PANEL AND IS NOT EARTHED, Al, 360 x 200 x 2mm, Yellow Retro Reflective Class 2 B/Ground, Text | ARTCRAFT | ARTCRAFT PTY LTD | SE09102-Q | CURRENT
000016806 | SIGN | THIS SUBSTATION FENCE IS CONNECTED TO THE MAIN SUBSTATION EARTHING SYSTEM;ALUMINIUM;RETROREFLECTIVE, BLACK LETTERING;360 x 20MM | ARTCRAFT | ARTCRAFT PTY LTD | SE017-Q | CURRENT
000016807 | TRANSFORMER,CURRENT | PROTECTION,POST TYPE;O/D; FEEDER PROTECTION;36 KV;2 CORES, CORE 1,800/400/300/200/5 AMP; CORE 2,800/400/300/200/5 AMP; | ABB | ABB FAN PTY LTD |  | STRATEGIC SPARE
000016808 | DAMPER,VIBRATION,TRANSMISSION LINE | SPIRAL;PVC;4.40 - 6.34 MM;ORANGE;BOX OF 50;USED AS BIRD DETERRENT; WEIGHT OF BOX 5 KG; | PLP AUST | PREFORMED LINE PRODUCTS (AUST) | SBFD445634-W | CURRENT
000016809 | DAMPER,VIBRATION,TRANSMISSION LINE | SPIRAL;PVC;6.4 - 8.3 MM;ORANGE;BOX OF 50 ;USED AS BIRD DETERRENT; | PLP AUST | PREFORMED LINE PRODUCTS (AUST) | SBFD635829-W-6.4-8.3MM | CURRENT
000016809 | DAMPER,VIBRATION,TRANSMISSION LINE | SPIRAL;PVC;6.4 - 8.3 MM;ORANGE;BOX OF 50 ;USED AS BIRD DETERRENT; | DULMISON | DULMISON (AUST) PTY LTD | BD0635 | CURRENT
000016810 | DAMPER,VIBRATION,TRANSMISSION LINE | SPIRAL;PVC;8.30 - 11.74 MM;ORANGE;BOX OF 50;USED AS BIRD DETERRENT; | PLP AUST | PREFORMED LINE PRODUCTS (AUST) | SBFD830117-W-8.30-11.74MM | CURRENT
000016811 | DAMPER,VIBRATION,TRANSMISSION LINE | SPIRAL;PVC;11.75 - 14.30 MM;BOX OF 50; USED AS BIRD DETERRENT,ORDER AS REQUIRED; | PLP AUST | PREFORMED LINE PRODUCTS (AUST) | SBFD830117-W | CURRENT
000016812 | DAMPER,VIBRATION,TRANSMISSION LINE | SPIRAL;PVC;14.32 - 19.30 MM;ORANGE;BOX OF 50;USED AS BIRD DETERRENT,ORDER AS REQUIRED; | PLP AUST | PREFORMED LINE PRODUCTS (AUST) | SBFD118143-W | CURRENT
000016813 | BIRD REPELLENT | Afterglow UV Stabilised Warning Marker, White, Disk 250mm Lg, 10-70mm Clamp, used to Divert Birds from Power Lines | POWERENG |  | AFTERGLOW 9.2-PE1100 | CURRENT
000016814 | CABLE,POWER,ELECTRICAL | 0.6/1.0 KV;25 SQ MM;STRANDED ANNEALED; COPPER CONDUCTOR;4 CORE XLPE INSULATED, BLACK HDPE SHEATH;SQUARE SECTION LV SERVICE CABLE;AS4026;SPINDLE SIZE 108 MM | OLEX | OLEX AUSTRALIA PTY LTD |  | PURCHASE AS REQUIRED
000016815 | CABLE,POWER,ELECTRICAL | 0.6/1.0 KV;70 SQ MM;STRANDED ANNEALED; COPPER CONDUCTOR;4 CORE XLPE INSULATED, BLACK PVC SHEATH;CIRCULAR SECTION LV SERVICE CABLE; AS5000.1; | CABLGRID | CABLE GRID AUSTRALIA PL | CGA411 | CURRENT
000016815 | CABLE,POWER,ELECTRICAL | 0.6/1.0 KV;70 SQ MM;STRANDED ANNEALED; COPPER CONDUCTOR;4 CORE XLPE INSULATED, BLACK PVC SHEATH;CIRCULAR SECTION LV SERVICE CABLE; AS5000.1; | KEI CABL | KEI CABLES | 0.6/1KV 4CX70 | CURRENT
000016815 | CABLE,POWER,ELECTRICAL | 0.6/1.0 KV;70 SQ MM;STRANDED ANNEALED; COPPER CONDUCTOR;4 CORE XLPE INSULATED, BLACK PVC SHEATH;CIRCULAR SECTION LV SERVICE CABLE; AS5000.1; | PRYSMIAN | PRYSMIAN POWER CABLES & SYSTEMS AUST | 5209587 | CURRENT
000016815 | CABLE,POWER,ELECTRICAL | 0.6/1.0 KV;70 SQ MM;STRANDED ANNEALED; COPPER CONDUCTOR;4 CORE XLPE INSULATED, BLACK PVC SHEATH;CIRCULAR SECTION LV SERVICE CABLE; AS5000.1; | MIDLANDS | MIDLAND METALS | MMO-1KV 4X70CXP | CURRENT
000016815 | CABLE,POWER,ELECTRICAL | 0.6/1.0 KV;70 SQ MM;STRANDED ANNEALED; COPPER CONDUCTOR;4 CORE XLPE INSULATED, BLACK PVC SHEATH;CIRCULAR SECTION LV SERVICE CABLE; AS5000.1; | NANELECT | NAN ELECTRICAL CABLE AUSTRALIA PL | 4CX070CLVXBEX | CURRENT
000016815 | CABLE,POWER,ELECTRICAL | 0.6/1.0 KV;70 SQ MM;STRANDED ANNEALED; COPPER CONDUCTOR;4 CORE XLPE INSULATED, BLACK PVC SHEATH;CIRCULAR SECTION LV SERVICE CABLE; AS5000.1; | OLEX | OLEX AUSTRALIA PTY LTD | LDYC20RP004CXEM | CURRENT
000016816 | CONNECTOR,BUSBAR | 38.1 MM OD TUBE TO 38.1 MM OD TUBE STRAIGHT CONNECTOR; | DULMISON | DULMISON (AUST) PTY LTD | D-ST50 | CURRENT
000016817 | CONNECTOR,BUSBAR | 25.4 MM OD TUBE TO 25.4 MM OD TUBE STRAIGHT CONNECTOR;PACK OF 1; 4 BOLT CONNECTOR; | DULMISON | DULMISON (AUST) PTY LTD | ST 20 | CURRENT
000016818 | INSULATED LIFTING HANDLE | USED ON UNDERGROUND LV LINK PILLARS; STEEL;CELLULOSE ACETATE;1/4 IN WHITWORTH ;TO SUIT GEC HENLEY LV LINKS;FOR STOCK CODES 06844 & 15937; | ALSTOM | ALSTOM GRID AUSTRALIA LIMITED | 53485-15 | CURRENT
000016819 | SIGN | NON COMMISSIONED,ETC CLAUSES BOTH SIDES AS PER DRG;ALLUMINIUM;RETROFLECTIVE SHEETING;2 MM THK,90 MM LG,42 MM W;MUST BE USED WITH 'DANGER DO NOT OPERATE' | ARTCRAFT | ARTCRAFT PTY LTD | 16819 | PHASING
000016820 | YOKE,ELECTRICAL CLAMP | ALUMINIUM ALLOY BODY;TO SUIT LV PLY INSULATED MAINS,3.5 CORE X 185 SQ MM SECTOR STRANDED COPPER,TAP ALLOWS 4.6-70 SQ MM CIRCULARISED STRANDED ALUM | TYCO | TYCO | HEL6879.3 | PURCHASE AS REQUIRED
000016822 | BOLT ASSEMBLY,FOUNDATION | STEEL;GALV,HOT DIP;N28;(M24);ISO M; 2325 MM LG;4 THD LEGS;500 PCD;W/2 NUTS & 2 WASHERS PER THD,SECT OF LEGS;FOR MAJOR ROAD S/L POLE (13 M - STOCK CODES | LIVINGST | LIVINGSTONE ENGINEERING | L16822 | CURRENT
000016823 | OUTREACH HEADFRAME | Major Road, High Mast, 1 Way, Galv Steel, EQTS 05-02-01, Dwg 05-02-06 (scm) | IPOLES | INTERNATIONAL POLES | EQ-015 | CURRENT
000016823 | OUTREACH HEADFRAME | Major Road, High Mast, 1 Way, Galv Steel, EQTS 05-02-01, Dwg 05-02-06 (scm) | INGALEPS | INGAL EPS (CONTRACTOR) | GEX16823-86 | CURRENT
000016823 | OUTREACH HEADFRAME | Major Road, High Mast, 1 Way, Galv Steel, EQTS 05-02-01, Dwg 05-02-06 (scm) | GM POLES | GM POLES PTY LTD | SL HM 1W | CURRENT
000016824 | OUTREACH ARM | Extension Major Road, 1.5m, Galv Steel, MA7 c/w 2 x M6x60mm S/Steel Bolt, 2 x M6 Nylok Nuts & 2 x M6 Washers, EQTS 05-02-01, Dwg 05-02-07 (scm) | IPOLES | INTERNATIONAL POLES | EQ-023 | CURRENT
000016824 | OUTREACH ARM | Extension Major Road, 1.5m, Galv Steel, MA7 c/w 2 x M6x60mm S/Steel Bolt, 2 x M6 Nylok Nuts & 2 x M6 Washers, EQTS 05-02-01, Dwg 05-02-07 (scm) | INGALEPS | INGAL EPS (CONTRACTOR) | GEX16824 | CURRENT
000016824 | OUTREACH ARM | Extension Major Road, 1.5m, Galv Steel, MA7 c/w 2 x M6x60mm S/Steel Bolt, 2 x M6 Nylok Nuts & 2 x M6 Washers, EQTS 05-02-01, Dwg 05-02-07 (scm) | IUPOLE | INTERNATIONAL UTILITY POLES PTY LTD | EX-16824 | CURRENT
000016824 | OUTREACH ARM | Extension Major Road, 1.5m, Galv Steel, MA7 c/w 2 x M6x60mm S/Steel Bolt, 2 x M6 Nylok Nuts & 2 x M6 Washers, EQTS 05-02-01, Dwg 05-02-07 (scm) | GM POLES | GM POLES PTY LTD | SL O/R EXTN 1.5 | CURRENT
000016826 | BASE,POLE ASSEMBLY | Slip Base Adaptor, for upto 13.0m Poles, 500 PCD c/w 3 x M36x130mm Bolts, 6 x M36 Washers, 3 x M36 Nuts & Shear Washer, EQTS 05-02-01, Dwg 05-02-04(scm) | IPOLES | INTERNATIONAL POLES | EQ-031 | CURRENT
000016826 | BASE,POLE ASSEMBLY | Slip Base Adaptor, for upto 13.0m Poles, 500 PCD c/w 3 x M36x130mm Bolts, 6 x M36 Washers, 3 x M36 Nuts & Shear Washer, EQTS 05-02-01, Dwg 05-02-04(scm) | IUPOLE | INTERNATIONAL UTILITY POLES PTY LTD | EX-16826 | CURRENT
000016826 | BASE,POLE ASSEMBLY | Slip Base Adaptor, for upto 13.0m Poles, 500 PCD c/w 3 x M36x130mm Bolts, 6 x M36 Washers, 3 x M36 Nuts & Shear Washer, EQTS 05-02-01, Dwg 05-02-04(scm) | INGALEPS | INGAL EPS (CONTRACTOR) | GEX16826 | CURRENT
000016826 | BASE,POLE ASSEMBLY | Slip Base Adaptor, for upto 13.0m Poles, 500 PCD c/w 3 x M36x130mm Bolts, 6 x M36 Washers, 3 x M36 Nuts & Shear Washer, EQTS 05-02-01, Dwg 05-02-04(scm) | GM POLES | GM POLES PTY LTD | SBA 500 | CURRENT
000016830 | BRACKET,MOUNTING | TO ACCEPT MCB BOX STOCK CODE 16433; ALUMINIUM PRE-DRILLED & OFF-SET;FOR USE ON STEEL/CONCRETE S/L POLES;PACK OF 12, PACK WEIGHT 1 KG; | ENI | ENI INDUSTRIES PL | 84108 | CURRENT
000016831 | JOINT,ELECTRICAL POWER CABLE | LV,HEATSHRINK,TRANSITION STRAIGHT JOINT; REINFORCED WRAPAROUND SLEEVE;TO SUIT 70 SQ MM PLY CABLE OR 120 SQ MM CONSAC CABLE TO 120 SQ MM ALUMINIUM XLPE CABLE; | RAYCHEM | RAYCHEM (AUSTRALIA) PTY LTD | AUST-SQB-52 | CURRENT
000016833 | TERMINAL,LUG | Crimp Type, Bi-Metal, Drilled Palm, for 25mm2 Al Conductors, 12mm Palm Hole, Pre-filled w/Jointing Compound | LEGEND | LEGEND POWER SYSTEMS | BL25-12 | CURRENT
000016833 | TERMINAL,LUG | Crimp Type, Bi-Metal, Drilled Palm, for 25mm2 Al Conductors, 12mm Palm Hole, Pre-filled w/Jointing Compound | TECONN | TE CONNECTIVITY LTD | BG25M12/1 | CURRENT
000016833 | TERMINAL,LUG | Crimp Type, Bi-Metal, Drilled Palm, for 25mm2 Al Conductors, 12mm Palm Hole, Pre-filled w/Jointing Compound | CABLACES | CABLACES | BL25/12 | CURRENT
000016838 | CUTTER,HYDRAULIC | Hydraulic Fluid Power Operated, suit up to 240mm2 Cable & up to 100mm Steel Wire Armour Cable, Fitted with CEJN Male Coupler Half | SPECFORC | SPECIALISED FORCE | CR100EGX | PURCHASE AS REQUIRED
000016838 | CUTTER,HYDRAULIC | Hydraulic Fluid Power Operated, suit up to 240mm2 Cable & up to 100mm Steel Wire Armour Cable, Fitted with CEJN Male Coupler Half | CNWPL | CNW PL - SLACKS CREEK | CR100-EGX | PURCHASE AS REQUIRED
000016838 | CUTTER,HYDRAULIC | Hydraulic Fluid Power Operated, suit up to 240mm2 Cable & up to 100mm Steel Wire Armour Cable, Fitted with CEJN Male Coupler Half | LEGEND | LEGEND POWER SYSTEMS | MSS-S100-RH | PURCHASE AS REQUIRED
000016842 | TAPE,INSULATION,ELECTRICAL | NON-ADHESIVE;PVC STOPOFF TAPE,BLACK; 25 MM W;25 M LG;FOR USE IN FILLED HEATSHRINK JOINTS;PACK OF 1; | HAYMANS | HAYMANS ELECTRICAL | AIM813-SOT025-BK | CURRENT
000016842 | TAPE,INSULATION,ELECTRICAL | NON-ADHESIVE;PVC STOPOFF TAPE,BLACK; 25 MM W;25 M LG;FOR USE IN FILLED HEATSHRINK JOINTS;PACK OF 1; | AIM |  | 813-SOT025-BK | CURRENT
000016843 | MICROCONTROLLER | MICROPROCESSOR;12 V NOM;10 EXT INPUTS,1 AC MEASUREMENT INPUT(5 AMP),1 TRANSDUCER MEASUREMENT INPUT (1-10M AMP);6 OUTPUTS; RADIO INTERFACE;FOR USE ON DSA EQUIPMENT | DARTECH |  |  | CURRENT
000016844 | TERMINAL,LUG | STALK,TINNED COPPER CRIMP TYPE;FOR 16 SQ MM COPPER CONDUCTOR;10.0 MM (MAX) DIA X 25 MM D-SECTION STALK;PACK OF 1,PACK WEIGHT 0.1 KG;U/W LV HEATSHRINK SERVICE | TYCO | TYCO | CS16-10D/1 | CURRENT
000016844 | TERMINAL,LUG | STALK,TINNED COPPER CRIMP TYPE;FOR 16 SQ MM COPPER CONDUCTOR;10.0 MM (MAX) DIA X 25 MM D-SECTION STALK;PACK OF 1,PACK WEIGHT 0.1 KG;U/W LV HEATSHRINK SERVICE | UTILUX |  | CS16/10D | CURRENT
000016845 | TERMINAL,LUG | STALK,TINNED COPPER CRIMP TYPE;FOR 25 SQ MM COPPER CONDUCTOR;10.0 MM (MAX) DIA X 25 MM D-SECTION STALK;PACK OF 1;U/W LV HEATSHRINK SERVICE TERMINATIONS; | TYCO | TYCO | CS25-10D/1 | CURRENT
000016845 | TERMINAL,LUG | STALK,TINNED COPPER CRIMP TYPE;FOR 25 SQ MM COPPER CONDUCTOR;10.0 MM (MAX) DIA X 25 MM D-SECTION STALK;PACK OF 1;U/W LV HEATSHRINK SERVICE TERMINATIONS; | UTILUX |  | CS25/10D | CURRENT
000016846 | TERMINAL,LUG | STALK,TINNED COPPER CRIMP TYPE;FOR 70 SQ MM COPPER CONDUCTOR;10.0 MM (MAX) DIA X 25 MM D-SECTION STALK;BAG OF 1,PACK WEIGHT 0.01 KG;U/W LV;HEATSHRINK SERVICE | TYCO | TYCO | CS70-10D/1 | CURRENT
000016846 | TERMINAL,LUG | STALK,TINNED COPPER CRIMP TYPE;FOR 70 SQ MM COPPER CONDUCTOR;10.0 MM (MAX) DIA X 25 MM D-SECTION STALK;BAG OF 1,PACK WEIGHT 0.01 KG;U/W LV;HEATSHRINK SERVICE | UTILUX |  | CS70/10D | CURRENT
000016849 | POLE,LINE CONSTRUCTION,WOOD | Hardwood, 8m, 20kN, CCA Treated, P8/20 | KOPPERS | KOPPERS TIMBER PRESERVATION PTY LTD | 8 M LG;20 KN; | CURRENT
000016850 | CLEANING COMPOUND,ELECTRICAL CONTACT | ELECTRICAL EQUIPMENT;NON-FLAMMABLE (NF) PRECISION ELECTRONIC CLEANING SOLUTION & PLASTIC FRIENDLY CONTACT CLEANER 2000; 400 G PRESSURE PACK,PACK OF 6;REPLACES | BLKWOODS | J BLACKWOOD & SON LTD | 00335206/2017 | CURRENT
000016850 | CLEANING COMPOUND,ELECTRICAL CONTACT | ELECTRICAL EQUIPMENT;NON-FLAMMABLE (NF) PRECISION ELECTRONIC CLEANING SOLUTION & PLASTIC FRIENDLY CONTACT CLEANER 2000; 400 G PRESSURE PACK,PACK OF 6;REPLACES | CNWPL | CNW PL - SLACKS CREEK | 2017 | CURRENT
000016850 | CLEANING COMPOUND,ELECTRICAL CONTACT | ELECTRICAL EQUIPMENT;NON-FLAMMABLE (NF) PRECISION ELECTRONIC CLEANING SOLUTION & PLASTIC FRIENDLY CONTACT CLEANER 2000; 400 G PRESSURE PACK,PACK OF 6;REPLACES | CRC | CRC INDUSTRIES AUSTRALIA PTY LTD | 2012 CONTACT CLEANER | CURRENT
000016851 | CLEANING COMPOUND | FOR CLEANING BATTERY TERMINALS & CONNECTIONS;PENETRATES,LOOSENS & NEUTRALISES ALL ACID CORROSION DEPOSITS; 300 GRAM PRESSURE PACK CAN;PACK OF 6; | BLKWOODS | J BLACKWOOD & SON LTD | 00480303/5097 | CURRENT
000016851 | CLEANING COMPOUND | FOR CLEANING BATTERY TERMINALS & CONNECTIONS;PENETRATES,LOOSENS & NEUTRALISES ALL ACID CORROSION DEPOSITS; 300 GRAM PRESSURE PACK CAN;PACK OF 6; | CNWPL | CNW PL - SLACKS CREEK | 5097 | CURRENT
000016851 | CLEANING COMPOUND | FOR CLEANING BATTERY TERMINALS & CONNECTIONS;PENETRATES,LOOSENS & NEUTRALISES ALL ACID CORROSION DEPOSITS; 300 GRAM PRESSURE PACK CAN;PACK OF 6; | CRC | CRC INDUSTRIES AUSTRALIA PTY LTD | 5097 | CURRENT
000016858 | SIGN | Warning, "DANGER ELECTRICAL APPARATUS NOW ALIVE", Colour Photocopy, Laminated, 286 x 195mm, Red, White & Black (P20) | CUTLER | CUTLER BRANDS PTY LTD | ENERGE-16858 | CURRENT
000016860 | FRAME,MOUNTING | ELECTRICAL SUPPLY PILLAR;STEEL;GALV;TO SUIT BASE,STOCK CODE 06511,COVER, STOCK CODE 06932,SUPPORT CFS UNIT,STOCK CODE 16861;PACK OF 2,PACK WEIGHT 5.7 KG; | FLOWLINE | FLOWLINE INDUSTRIES PTY LTD | ESQ070 | CURRENT
000016861 | PANEL,LINKING | ELECTRICITY SUPPLY PILLAR;440 V,3 PHASE, 250 AMP CORROSION RESISTANT CFS UNIT;MOUNTED ON PANEL;C/W INSULATING BARRIERS;SUITS FRAME,SC16860 & LINKS, | STEMAR |  | SIT16861 | CURRENT
000016861 | PANEL,LINKING | ELECTRICITY SUPPLY PILLAR;440 V,3 PHASE, 250 AMP CORROSION RESISTANT CFS UNIT;MOUNTED ON PANEL;C/W INSULATING BARRIERS;SUITS FRAME,SC16860 & LINKS, | HYLEC | HYLEC PTY LTD | T1999001+JMT1999001RAK | CURRENT
000016861 | PANEL,LINKING | ELECTRICITY SUPPLY PILLAR;440 V,3 PHASE, 250 AMP CORROSION RESISTANT CFS UNIT;MOUNTED ON PANEL;C/W INSULATING BARRIERS;SUITS FRAME,SC16860 & LINKS, | FLOWLINE | FLOWLINE INDUSTRIES PTY LTD | ESQ084 | CURRENT
000016861 | PANEL,LINKING | ELECTRICITY SUPPLY PILLAR;440 V,3 PHASE, 250 AMP CORROSION RESISTANT CFS UNIT;MOUNTED ON PANEL;C/W INSULATING BARRIERS;SUITS FRAME,SC16860 & LINKS, | WEBER | WEBER SOUTH PACIFIC PTY LTD | ST-1S-AR02 | CURRENT
000016864 | HORN,LOUD SPEAKER | 150 MM ROUND HORN;4 OHM,10 W;ALUMINIUM; | RFIND | RF INDUSTRIES | 782-4 | CURRENT
000016864 | HORN,LOUD SPEAKER | 150 MM ROUND HORN;4 OHM,10 W;ALUMINIUM; | RFIND | RF INDUSTRIES | 781-8 | CURRENT
000016865 | LINK,ELECTRICAL DISCONNECT | 415 V;250 AMP;BLADE TYPE FITTED WITH DIN SIZE 1 CORROSION RESISTANT ADAPTING FEET;ISOLATING BLADES FOR STOCK CODE 16861; | TYCO | TYCO | 6469031266 | CURRENT
000016865 | LINK,ELECTRICAL DISCONNECT | 415 V;250 AMP;BLADE TYPE FITTED WITH DIN SIZE 1 CORROSION RESISTANT ADAPTING FEET;ISOLATING BLADES FOR STOCK CODE 16861; | KRONE | ADC COMMUNICATIONS (AUSTRALIA) LTD | 6469 0 312-66 | CURRENT
000016868 | PLATE,MOUNTING | Flat Plate Fitting, 1 Hole, M10 Bolt Size, 40mm2, 6mm Thk, Galv Steel, Pack of 50 | EZYSTRUT | EZYSTRUT CABLE & PIPE SUPPORTS | E1063H | CURRENT
000016871 | DIE,CRIMPING TOOL | STEEL;HEX;21.5 MM AF;FOR ALUMINIUM BASED COMPRESSION FITTINGS;U/W UTILUX COMPRESSION TOOL NO.38A OR EQUIV; PACK OF 1,PACK WEIGHT 0.017 KG; | TEN | THE ENERGY NETWORK | K12-21.5-AL | CURRENT
000016871 | DIE,CRIMPING TOOL | STEEL;HEX;21.5 MM AF;FOR ALUMINIUM BASED COMPRESSION FITTINGS;U/W UTILUX COMPRESSION TOOL NO.38A OR EQUIV; PACK OF 1,PACK WEIGHT 0.017 KG; | SPECFORC | SPECIALISED FORCE | 12T-21.5AFAL | CURRENT
000016871 | DIE,CRIMPING TOOL | STEEL;HEX;21.5 MM AF;FOR ALUMINIUM BASED COMPRESSION FITTINGS;U/W UTILUX COMPRESSION TOOL NO.38A OR EQUIV; PACK OF 1,PACK WEIGHT 0.017 KG; | PLP AUST | PREFORMED LINE PRODUCTS (AUST) | EPCDA215AF | CURRENT
000016874 | SWITCH,ROTARY | 500 V AC;10 AMP NOM;1 POLE MULTISTEP (4) WITH OFF;PANEL MTG,SINGLE HOLE FS2;SQ ESCYTHEON PLATE "0-1-2-3-4",BASED ON STD SWITCH K & N CG4-A242-FS2 WITHOUT | KRAUSNMR | KRAUS & NAIMER (MANUFACTURER) | CG4.AU285N.FS2.AUS0002 | CURRENT
000016883 | HOLDER,BIT EXTENSION | 7/16 INCH HEX X 1/2 INCH SQUARE ADAPTOR; STEEL;70 MM LG;BLUE BULLY,TO FIT TO HYDRAULIC DRILLS USED ON EPV'S; RECOMMENDED TORQUE RATING OF 540 NM | C&LTOOL | CALTCO T/A C&L TOOL CENTRE | MILWA48325100 | CURRENT
000016883 | HOLDER,BIT EXTENSION | 7/16 INCH HEX X 1/2 INCH SQUARE ADAPTOR; STEEL;70 MM LG;BLUE BULLY,TO FIT TO HYDRAULIC DRILLS USED ON EPV'S; RECOMMENDED TORQUE RATING OF 540 NM | SPECFORC | SPECIALISED FORCE | 2801 BLUE BULLY | CURRENT
000016883 | HOLDER,BIT EXTENSION | 7/16 INCH HEX X 1/2 INCH SQUARE ADAPTOR; STEEL;70 MM LG;BLUE BULLY,TO FIT TO HYDRAULIC DRILLS USED ON EPV'S; RECOMMENDED TORQUE RATING OF 540 NM | MAKITA | MAKITA INDUSTRIAL POWER TOOLS | B-59841 | CURRENT
000016889 | POLE,PUBLIC LIGHTING,METAL | Major Road Mid Hinged, 10.0m, Base Plate Mounted, 350 PCD Bolt Spacing, Galv, EQTS 05-02-01 | IPOLES | INTERNATIONAL POLES | EQ-009 | CURRENT
000016889 | POLE,PUBLIC LIGHTING,METAL | Major Road Mid Hinged, 10.0m, Base Plate Mounted, 350 PCD Bolt Spacing, Galv, EQTS 05-02-01 | INGALEPS | INGAL EPS (CONTRACTOR) | GEX16889 | CURRENT
000016889 | POLE,PUBLIC LIGHTING,METAL | Major Road Mid Hinged, 10.0m, Base Plate Mounted, 350 PCD Bolt Spacing, Galv, EQTS 05-02-01 | IUPOLE | INTERNATIONAL UTILITY POLES PTY LTD | EX-16889 | CURRENT
000016889 | POLE,PUBLIC LIGHTING,METAL | Major Road Mid Hinged, 10.0m, Base Plate Mounted, 350 PCD Bolt Spacing, Galv, EQTS 05-02-01 | GM POLES | GM POLES PTY LTD | MH S10 | CURRENT
000016890 | POLE,PUBLIC LIGHTING,METAL | Major Road Mid Hinged, 13.0m, Base Plate Mounted, 500 PCD Bolt Spacing, Galv, EQTS 05-02-01 | IPOLES | INTERNATIONAL POLES | EQ-010 | CURRENT
000016890 | POLE,PUBLIC LIGHTING,METAL | Major Road Mid Hinged, 13.0m, Base Plate Mounted, 500 PCD Bolt Spacing, Galv, EQTS 05-02-01 | INGALEPS | INGAL EPS (CONTRACTOR) | GEX16890 | CURRENT
000016890 | POLE,PUBLIC LIGHTING,METAL | Major Road Mid Hinged, 13.0m, Base Plate Mounted, 500 PCD Bolt Spacing, Galv, EQTS 05-02-01 | IUPOLE | INTERNATIONAL UTILITY POLES PTY LTD | EX-16890 | CURRENT
000016890 | POLE,PUBLIC LIGHTING,METAL | Major Road Mid Hinged, 13.0m, Base Plate Mounted, 500 PCD Bolt Spacing, Galv, EQTS 05-02-01 | GM POLES | GM POLES PTY LTD | MH S13 | CURRENT
000016891 | OUTREACH ARM | Minor Road, 0.5m Single, 0 Deg Upcast, Galv Steel, EQTS 05-02-01, Dwg 7668 (scm) | IPOLES | INTERNATIONAL POLES | EQ-044 | CURRENT
000016891 | OUTREACH ARM | Minor Road, 0.5m Single, 0 Deg Upcast, Galv Steel, EQTS 05-02-01, Dwg 7668 (scm) | INGALEPS | INGAL EPS (CONTRACTOR) | GEX16891 | CURRENT
000016891 | OUTREACH ARM | Minor Road, 0.5m Single, 0 Deg Upcast, Galv Steel, EQTS 05-02-01, Dwg 7668 (scm) | IUPOLE | INTERNATIONAL UTILITY POLES PTY LTD | EX-16891 | CURRENT
000016891 | OUTREACH ARM | Minor Road, 0.5m Single, 0 Deg Upcast, Galv Steel, EQTS 05-02-01, Dwg 7668 (scm) | GM POLES | GM POLES PTY LTD | OA A05S-EX | CURRENT
000016892 | CROSSARM,METAL | STEEL;GALV;1600 MM LG;SQUARE HOLLOW SECTION,100 MM X 100 MM;BUNDLE OF 25, PACK WEIGHT 637.5 KG;FOR U/W 11TDTL TRIDENT CONSTRUCTION & 11TDSL; | GREATWST |  | 16892 | PURCHASE AS REQUIRED
000016892 | CROSSARM,METAL | STEEL;GALV;1600 MM LG;SQUARE HOLLOW SECTION,100 MM X 100 MM;BUNDLE OF 25, PACK WEIGHT 637.5 KG;FOR U/W 11TDTL TRIDENT CONSTRUCTION & 11TDSL; | ENERGEX | ENERGEX | CROSSARM STEEL 1600 MM LG | PURCHASE AS REQUIRED
000016892 | CROSSARM,METAL | STEEL;GALV;1600 MM LG;SQUARE HOLLOW SECTION,100 MM X 100 MM;BUNDLE OF 25, PACK WEIGHT 637.5 KG;FOR U/W 11TDTL TRIDENT CONSTRUCTION & 11TDSL; | LIVINGST | LIVINGSTONE ENGINEERING | 16892 | PURCHASE AS REQUIRED
000016897 | CONTACTOR | CV3 LATCH CONTACTOR;AUX CONTACT FOR SHORT CIRCUIT;SFU-G3; | ENERMET | ENERMET | 149057-10230 | STRATEGIC SPARE
000016909 | CIRCUIT BREAKER | INDOOR/WITHDRAWABLE;SF6;HAWKER SIDDERLY; 12 KV;3 PHASE;630 AMP;20 KA BKG CAP; MANCHRG SPRING;32 V DC TRIPPING; | HAWKSIDD | HAWKER SIDDELEY SWITCHGEAR LTD | HG12 | MAINTENANCE STOCK
000016912 | CONDUIT,NONMETALLIC,RIGID | CONDT:CBL;MD,40MM,4M,PVC,GRY,ELEC,AUS ST CONDUIT,NONMETALLIC,RIGID PVC, 40mm, 4m Lg, Medium Duty, Socket Moulded One End, Grey, AS2053 | TRI UGRD | TRI UNDERGROUND AUSTRALIA PTY LTD | CONMD40P | CURRENT
000016912 | CONDUIT,NONMETALLIC,RIGID | CONDT:CBL;MD,40MM,4M,PVC,GRY,ELEC,AUS ST CONDUIT,NONMETALLIC,RIGID PVC, 40mm, 4m Lg, Medium Duty, Socket Moulded One End, Grey, AS2053 | IPLEX | IPLEX PIPELINES AUSTRALIA PTY LTD | A08 | CURRENT
000016912 | CONDUIT,NONMETALLIC,RIGID | CONDT:CBL;MD,40MM,4M,PVC,GRY,ELEC,AUS ST CONDUIT,NONMETALLIC,RIGID PVC, 40mm, 4m Lg, Medium Duty, Socket Moulded One End, Grey, AS2053 | HAYMANS | HAYMANS ELECTRICAL | PIP40MD | CURRENT
000016912 | CONDUIT,NONMETALLIC,RIGID | CONDT:CBL;MD,40MM,4M,PVC,GRY,ELEC,AUS ST CONDUIT,NONMETALLIC,RIGID PVC, 40mm, 4m Lg, Medium Duty, Socket Moulded One End, Grey, AS2053 | VINIDEX |  | 10080 | CURRENT
000016913 | CAPACITOR UNIT. | 7.4 KV,383 KVAR;SINGLE PHASE;22.3 UF; 52 AMP CONT @ 50 HZ;50 HZ;NON PCB IMPREGNANT;POLYPROPYLENE FILM DIELECTRIC ;INTERNALLY FUSED;2 BUSHINGS PER UNIT; | ABB | ABB FAN PTY LTD | HVC9021 | CURRENT
000016914 | CONDUIT,NONMETALLIC,RIGID | 80 MM NOM SIZE;UPVC;WHITE;CLASS 12; SOCKET NOT NECESSARY;3.0 M SPECIAL LG; SPLIT LENGTH;AS1477;USED FOR PROTECTION OF CABLE;PACK OF 10,PACK WEIGHT 56 KG; | VINIDEX |  | 60592 | CURRENT
000016916 | DETECTOR,SYSTEM VOLTAGE | MK 2,BUSBAR/CABLE ALIVE INDICATOR;0.1 - 4.0 MA,AC INPUT;INDICATES 3 PHASE SUPPLY ;AUX POWER SUPPLY RANGES,20 V - 60 V & 90 V - 140 V DC;PROVIDE C/O CONTACT | DIGILIN |  | DI DETECTOR | CURRENT
000016917 | ENCLOSURE,ELECTRICAL BOX | STREET LIGHT; CIRCUIT BREAKER, 2 TERMINAL BLOCKS;PLUS EARTH TERMINAL BLOCK W/- NEUTRAL LINK;STEEL POLE USE ONLY;2 GROMMETED BOTTOM & 1 GROMMETED | FLOWLINE | FLOWLINE INDUSTRIES PTY LTD | ESQ16917 | CURRENT
000016918 | BEAM,HOISTING. | FOR LIFTING SCHNEIDER RMU;STEEL;GALV; 400 KG,SAFE WORKING LOAD LIMIT (WLL); UP TO 2000 MM LG;C/W LIFTING CHAINS; | ENERGEX | ENERGEX |  | STRATEGIC SPARE
000016922 | SEMICONDUCTOR DEVICE SET. | RECTIFIER MODULE INCLUDING DRIVER 7415; 1GBT MODULE INCLUDING DRIVER BOARD, SFU-I/203; | ENERMET | ENERMET | 170'031-20003 TYPE 203 | MAINTENANCE STOCK
000016927 | SCREW,PANEL FASTENER | CONSISTING OF 20 SETS PER PACK;EACH SET COMPRISING OF 1 X M5 X 40 MM LG BRASS RD HD SCREW WITH 1.5 MM DIA HOLE;1 X M5 STAINLESS STEEL SPRING WASHER;2 X M5 | SUMMIT | SUMMIT GROUP | 6BKEM05040 | CURRENT
000016927 | SCREW,PANEL FASTENER | CONSISTING OF 20 SETS PER PACK;EACH SET COMPRISING OF 1 X M5 X 40 MM LG BRASS RD HD SCREW WITH 1.5 MM DIA HOLE;1 X M5 STAINLESS STEEL SPRING WASHER;2 X M5 | STATEWD | STATEWIDE FSTNERS & ENG SPLS PL | SCREW,PANEL FASTENER | CURRENT
000016931 | FUSE-SWITCH COMBINATION. | 660 V;630 AMP;3 PHASE;50 KA MKG CAP;FUSE LINK DIN BLADE TYPE SIZE 1,2 OR 3;BOTTOM ENTRY CABLE TERMINATIONS;WEBER TYPE VER3-L-PO7;PACK OF 1; | WEBER | WEBER SOUTH PACIFIC PTY LTD | VER3-L-P07 | PHASING
000016931 | FUSE-SWITCH COMBINATION. | 660 V;630 AMP;3 PHASE;50 KA MKG CAP;FUSE LINK DIN BLADE TYPE SIZE 1,2 OR 3;BOTTOM ENTRY CABLE TERMINATIONS;WEBER TYPE VER3-L-PO7;PACK OF 1; | BELL-MEM |  | MV3B301K000 | PHASING
000016932 | FUSE-SWITCH COMBINATION. | 660 V;2 PARALLELED 400 AMP;3 PHASE;50 KA MKG CAP;FUSE LINK DIN BLADE SIZE 1 OR 2; BOTTOM ENTRY CABLE TERMINATIONS;WEBER TYPE VERD2-AU-PO1;PACK OF 1;PACK WEIGHT | WEBER | WEBER SOUTH PACIFIC PTY LTD | VERD2-AU-PO1 | STRATEGIC SPARE
000016932 | FUSE-SWITCH COMBINATION. | 660 V;2 PARALLELED 400 AMP;3 PHASE;50 KA MKG CAP;FUSE LINK DIN BLADE SIZE 1 OR 2; BOTTOM ENTRY CABLE TERMINATIONS;WEBER TYPE VERD2-AU-PO1;PACK OF 1;PACK WEIGHT | BELL-MEM |  | M9B1 | STRATEGIC SPARE
000016935 | CANTEEN,WATER | 750ml Bottle, Plastic c/w Push/Pull Cap (Carton of 6) | ATOMSUPP | ATOM SUPPLY | 32900006 | CURRENT
000016935 | CANTEEN,WATER | 750ml Bottle, Plastic c/w Push/Pull Cap (Carton of 6) | STATEWD | STATEWIDE FSTNERS & ENG SPLS PL | PRESTIGE 1407600 | CURRENT
000016938 | POST,DELINEATOR,TRAFFIC | REFLECTIVE; PROVISION FOR MTG FLASHING LAMPS OR DIRECTIONAL ARROWS; SUPPLIED WITH 6KG BASES | ARTCRAFT | ARTCRAFT PTY LTD | POST 4200722 / BASE 4260511 | CURRENT
000016943 | MODULE,TRIP CIRCUIT SUPERVISION: | ENERGEX RAIL-MOUNT,PC BOARD ASSEMBLY; 20 TO 140 V DC; | CIRCSOL | CIRCUIT SOLUTIONS PL | MODULE,TRIP 20 TO 140 V DC; | CURRENT
000016944 | RESPIRATOR,AIR FILTERING | Sundstrom SR100 Half Face, Sml/Med c/w Mask Body, Filter Attachment, Head Harness, Membrane Seat, Inhalation & Exhalation Membrane, Protective Cap | BLKWOODS | J BLACKWOOD & SON LTD | 01359327/03218 | CURRENT
000016944 | RESPIRATOR,AIR FILTERING | Sundstrom SR100 Half Face, Sml/Med c/w Mask Body, Filter Attachment, Head Harness, Membrane Seat, Inhalation & Exhalation Membrane, Protective Cap | BLKWOOD | J BLACKWOOD & SON LTD | 01359327 | CURRENT
000016944 | RESPIRATOR,AIR FILTERING | Sundstrom SR100 Half Face, Sml/Med c/w Mask Body, Filter Attachment, Head Harness, Membrane Seat, Inhalation & Exhalation Membrane, Protective Cap | SUNDSTRM | SUNDSTROM P/L | SR100(BLUE)SMALL/MEDIUM | CURRENT
000016945 | RESPIRATOR,AIR FILTERING | Sundstrom SR100 Half Face, Med/Lge c/w Mask Body, Filter Attachment, Head Harness, Membrane Seat, Inhalation & Exhalation Membrane, Protective Cap | BLKWOODS | J BLACKWOOD & SON LTD | 01359378/03217 | CURRENT
000016945 | RESPIRATOR,AIR FILTERING | Sundstrom SR100 Half Face, Med/Lge c/w Mask Body, Filter Attachment, Head Harness, Membrane Seat, Inhalation & Exhalation Membrane, Protective Cap | BLKWOOD | J BLACKWOOD & SON LTD | 01359378 | CURRENT
000016945 | RESPIRATOR,AIR FILTERING | Sundstrom SR100 Half Face, Med/Lge c/w Mask Body, Filter Attachment, Head Harness, Membrane Seat, Inhalation & Exhalation Membrane, Protective Cap | SUNDSTRM | SUNDSTROM P/L | SR100(BLUE)MEDIUM/LARGE | CURRENT
000016946 | CARTRIDGE,RESPIRATOR,AIR FILTERING | Sundstrom SR217 Gas Filter, Protection against Organic Gases & Vapours (eg Solvents), Pack of 5 | BLKWOOD | J BLACKWOOD & SON LTD | 00866337 | CURRENT
000016946 | CARTRIDGE,RESPIRATOR,AIR FILTERING | Sundstrom SR217 Gas Filter, Protection against Organic Gases & Vapours (eg Solvents), Pack of 5 | BLKWOODS | J BLACKWOOD & SON LTD | 00866337/01359 | CURRENT
000016946 | CARTRIDGE,RESPIRATOR,AIR FILTERING | Sundstrom SR217 Gas Filter, Protection against Organic Gases & Vapours (eg Solvents), Pack of 5 | SUNDSTRM | SUNDSTROM P/L | FILTER 217 | CURRENT
000016947 | CARTRIDGE,RESPIRATOR,AIR FILTERING | Sundstrom SR510 P3 Particle Filter, Protection against all Types of Solid or Liquid Particles larger than 0.3 Microns (0.0003mm), Dust, Oil, Mist, Bacterial, | BLKWOOD | J BLACKWOOD & SON LTD | 00785655 | CURRENT
000016947 | CARTRIDGE,RESPIRATOR,AIR FILTERING | Sundstrom SR510 P3 Particle Filter, Protection against all Types of Solid or Liquid Particles larger than 0.3 Microns (0.0003mm), Dust, Oil, Mist, Bacterial, | SUNDSTRM | SUNDSTROM P/L | SR510 | CURRENT
000016948 | FILTER,RESPIRATOR | Sundstrom SR221 Pre-Filter, Prevents Premature Clogging of Main Filter, Low Efficiency, DO NOT use as a Substitute for a Particle Filter, Pack of 80 | BLKWOOD | J BLACKWOOD & SON LTD | 00785672 | CURRENT
000016948 | FILTER,RESPIRATOR | Sundstrom SR221 Pre-Filter, Prevents Premature Clogging of Main Filter, Low Efficiency, DO NOT use as a Substitute for a Particle Filter, Pack of 80 | SUNDSTRM | SUNDSTROM P/L | PRE-FILTER 221 | CURRENT
000016949 | RETAINER,FILTER,RESPIRATOR | Sundstrom SR5153 Pre-Filter Holder, Plastic End Cover | BOC | BOC GASES | RO1-0604-SR 5153 | CURRENT
000016949 | RETAINER,FILTER,RESPIRATOR | Sundstrom SR5153 Pre-Filter Holder, Plastic End Cover | ATOMSUPP | ATOM SUPPLY | 283335 | CURRENT
000016949 | RETAINER,FILTER,RESPIRATOR | Sundstrom SR5153 Pre-Filter Holder, Plastic End Cover | SUNDSTRM | SUNDSTROM P/L | 5153 | CURRENT
000016950 | MASK,AIR FILTERING | Type P2, Disposable Respirator, Valved, White, protects against Dust, Mist & Fumes | ATOMSUPP | ATOM SUPPLY | 40022584 | CURRENT
000016950 | MASK,AIR FILTERING | Type P2, Disposable Respirator, Valved, White, protects against Dust, Mist & Fumes | BLKWOOD | J BLACKWOOD & SON LTD | 03576621 | CURRENT
000016950 | MASK,AIR FILTERING | Type P2, Disposable Respirator, Valved, White, protects against Dust, Mist & Fumes | 3M | 3M AUSTRALIA PTY LTD | 9322A+P2 | CURRENT
000016950 | MASK,AIR FILTERING | Type P2, Disposable Respirator, Valved, White, protects against Dust, Mist & Fumes | ATOMSUPP | ATOM SUPPLY | 55055062 | CURRENT
000016950 | MASK,AIR FILTERING | Type P2, Disposable Respirator, Valved, White, protects against Dust, Mist & Fumes | SAFEMAN | SAFEMAN | 4SAD260 | CURRENT
000016950 | MASK,AIR FILTERING | Type P2, Disposable Respirator, Valved, White, protects against Dust, Mist & Fumes | SCANSAFE |  | CNP2V | CURRENT
000016951 | MASK,AIR FILTERING | DISPOSABLE BLACK CNP2CV;CARBON CONTENT PROTECTS AGAINST UNPLEASANT DIESEL SMOKE & SEWERAGE ODOURS;PACK SIZE = 15; REFER MSDS FOR CORRECT PROTECTION FROM | ATOMSUPP | ATOM SUPPLY | 31050009 | CURRENT
000016951 | MASK,AIR FILTERING | DISPOSABLE BLACK CNP2CV;CARBON CONTENT PROTECTS AGAINST UNPLEASANT DIESEL SMOKE & SEWERAGE ODOURS;PACK SIZE = 15; REFER MSDS FOR CORRECT PROTECTION FROM | QLDSAFTY |  | CNP2CV | CURRENT
000016952 | SWITCH,TIME | SOLID STATE,CAPACITOR RESERVE, PROGRAMMABLE,LIQUID CRYSTAL DISPLAY; 240 V,50 HZ SUPPLY,50 AMP,240 V,50 HZ CONTACTS;1 MAKE/BREAK POWER SWITCH; | WFENERGY | WF ENERGY CONTROLS | MODEL EC14(FORM E6) | CURRENT
000016953 | FUSECARRIER | 100 AMP;250 V;FOR USE WITH CARTRIDGE TYPE FUSE LINKS,(32,50,80 & 100 AMPS); SUITS KRONE FUSE HOLDER IN SERVICE ONLY;PACK OF 1; | KRONE | ADC COMMUNICATIONS (AUSTRALIA) LTD | 6459 2 055-00 | PHASING
000016957 | GLOVES,CHEMICAL,PROTECTIVE | NITRILE;LARGE SIZE;BLUE;DISPOSABLE,LIGHT WEIGHT,POWDER FREE;BOX OF 100; AMBIDEXTROUS GLOVES;USED BY SUBSTATIONS WHEN WORKING WITH TRANSFORMER OIL***NOTE | BEST |  | 6005PFL | PURCHASE AS REQUIRED
000016959 | TRANSFORMER,VOLTAGE | METERING PROTECTN;O/D,STN TYPE;FOR USE WITH PLC COUPLING DEVICE;132 KV/SQRT3, 110 V/SQRT3,110 V/SQRT3;0.2M1P 24MS, SINGLE PHASE;50 HZ; CAPACITOR VT;AS1243; | TRENCH |  | TEMP 138C | STRATEGIC SPARE
000016961 | SLING,ENDLESS | SYNTHETIC ENDLESS ROUND SLING;POLYESTER WEBBING & POLYURETHANE COATING; 1 M LG; C/W PROTECTIVE SLEEVE OVER WLL TAG 2 TONNE;GREEN COLOUR TO IDENTIFY WORKING | BULIVANT | BULLIVANTS LIFTING & SAFETY SPECIALISTS | WRS-020-010-E | CURRENT
000016961 | SLING,ENDLESS | SYNTHETIC ENDLESS ROUND SLING;POLYESTER WEBBING & POLYURETHANE COATING; 1 M LG; C/W PROTECTIVE SLEEVE OVER WLL TAG 2 TONNE;GREEN COLOUR TO IDENTIFY WORKING | AMPLITUD | AMPLITUDE PTY LTD - 396777 | 900210 | CURRENT
000016962 | SLING,ENDLESS | SYNTHETIC ENDLESS ROUND SLING;POLYESTER WEBBING & POLYURETHANE COATING;1.5 M LG; C/W PROTECTIVE SLEEVE OVER WLL TAG 2 TONNE;GREEN COLOUR TO IDENTIFY WORKING | AMPLITUD | AMPLITUDE PTY LTD - 396777 | 900215 | CURRENT
000016962 | SLING,ENDLESS | SYNTHETIC ENDLESS ROUND SLING;POLYESTER WEBBING & POLYURETHANE COATING;1.5 M LG; C/W PROTECTIVE SLEEVE OVER WLL TAG 2 TONNE;GREEN COLOUR TO IDENTIFY WORKING | BULIVANT | BULLIVANTS LIFTING & SAFETY SPECIALISTS | 131273 | CURRENT
000016964 | SECTIONALISER | 12 KV;3 PHASE;50 HZ;630 AMP;12.5 KA BKG CAP;REMOTE CONTROLLED,WITH LEVEL 2 INTERFACE,LOAD TRANSFER SWITCH OPTION; CT RATIO 400/0.2 AMP,SINGLE BREAK | NU-LEC | NU-LEC | RL27 | PURCHASE AS REQUIRED
000016971 | LINK,ELECTRICAL BRIDGING. | COPPER BUSBAR PARALLELING LINK;FOR USE ON LV SWITCHBOARDS MANUFACTURED BY ENERGEX USING ABB BRAND SWITCH FUSE UNITS;MOUNTED AT 95 MM CENTRES,IN C & I | ENERGEX | ENERGEX | BUSBAR COPPER | PHASING
000016972 | LINK,ELECTRICAL BRIDGING. | COPPER BUSBAR PARALLELING LINK;FOR USE ON LV SWITCHBOARDS SUPPLIED WITH PMT USING ABB BRAND SWITCH FUSE UNITS; MOUNTED AT 90 MM CENTRES,IN PADMOUNTED | ENERGEX | ENERGEX |  | PHASING
000016976 | SIGN | DANGER - DO NOT REMOVE BARRIER OR ENTER UNTIL EQUIPMENT IS TESTED AND EARTHED; ALUMINIUM;RETROREFLECTIVE,SCREEN PRINTED ;360 MM W,170 MM H,2 MM THK;PACK OF 1; | ARTCRAFT | ARTCRAFT PTY LTD | SE09802-Q | CURRENT
000016976 | SIGN | DANGER - DO NOT REMOVE BARRIER OR ENTER UNTIL EQUIPMENT IS TESTED AND EARTHED; ALUMINIUM;RETROREFLECTIVE,SCREEN PRINTED ;360 MM W,170 MM H,2 MM THK;PACK OF 1; | ENERGEX | ENERGEX |  | CURRENT
000016980 | SIGN | WARNING - BEFORE ENTERING TRANSFORMER ENCLOSURE, ALL DOORS SHALL BE LATCHED OPEN; RETROREFLECTIVE, SCREEN PRINTED; 360 x 200MM, 2 MM THK; | ARTCRAFT | ARTCRAFT PTY LTD | SE10052-Q | PURCHASE AS REQUIRED
000016980 | SIGN | WARNING - BEFORE ENTERING TRANSFORMER ENCLOSURE, ALL DOORS SHALL BE LATCHED OPEN; RETROREFLECTIVE, SCREEN PRINTED; 360 x 200MM, 2 MM THK; | ARTCRAFT | ARTCRAFT PTY LTD | SE10002-Q | PURCHASE AS REQUIRED
000016987 | COUPLING,ADAPTOR,NONMETALLIC CONDUIT | RIGID UPVC;ORANGE;150 MM HVY DUTY UPVC CONDUIT;TO 125 MM CLASS 6 UPVC PRESSURE PIPE;WITH DOUBLE ENDED SOCKET; | TRI UGRD | TRI UNDERGROUND AUSTRALIA PTY LTD | HDE150125COUPFF | CURRENT
000016987 | COUPLING,ADAPTOR,NONMETALLIC CONDUIT | RIGID UPVC;ORANGE;150 MM HVY DUTY UPVC CONDUIT;TO 125 MM CLASS 6 UPVC PRESSURE PIPE;WITH DOUBLE ENDED SOCKET; | HAYMANS | HAYMANS ELECTRICAL | FABH150125 | CURRENT
000016987 | COUPLING,ADAPTOR,NONMETALLIC CONDUIT | RIGID UPVC;ORANGE;150 MM HVY DUTY UPVC CONDUIT;TO 125 MM CLASS 6 UPVC PRESSURE PIPE;WITH DOUBLE ENDED SOCKET; | VINIDEX |  | VX32134 | CURRENT
000016988 | INSULATOR,SUSPENSION | DISC,NORMAL PROFILE; GLASS;16 MM IEC BALL & SOCKET,WITH ZINC COLLAR;255 MM DIA,146 MM PITCH;70 KN MIN FAILING LOAD ;"W" CLIP PER AS2947.3;U70BL AS60305;BOX | TYCO | TYCO | DI-U70BL320-GVZW02 | CURRENT
000016988 | INSULATOR,SUSPENSION | DISC,NORMAL PROFILE; GLASS;16 MM IEC BALL & SOCKET,WITH ZINC COLLAR;255 MM DIA,146 MM PITCH;70 KN MIN FAILING LOAD ;"W" CLIP PER AS2947.3;U70BL AS60305;BOX | PLP AUST | PREFORMED LINE PRODUCTS (AUST) | 16988 | CURRENT
000016988 | INSULATOR,SUSPENSION | DISC,NORMAL PROFILE; GLASS;16 MM IEC BALL & SOCKET,WITH ZINC COLLAR;255 MM DIA,146 MM PITCH;70 KN MIN FAILING LOAD ;"W" CLIP PER AS2947.3;U70BL AS60305;BOX | MACLEAN | MACLEAN POWER PL - E15128 | 16988 | CURRENT
000016988 | INSULATOR,SUSPENSION | DISC,NORMAL PROFILE; GLASS;16 MM IEC BALL & SOCKET,WITH ZINC COLLAR;255 MM DIA,146 MM PITCH;70 KN MIN FAILING LOAD ;"W" CLIP PER AS2947.3;U70BL AS60305;BOX | TYCO | TYCO | DI-U70BL320GVZW01 | CURRENT
000016988 | INSULATOR,SUSPENSION | DISC,NORMAL PROFILE; GLASS;16 MM IEC BALL & SOCKET,WITH ZINC COLLAR;255 MM DIA,146 MM PITCH;70 KN MIN FAILING LOAD ;"W" CLIP PER AS2947.3;U70BL AS60305;BOX | GRAPHSOL | GRAPH SOLUTIONS PTY LTD | 132226 | CURRENT
000016996 | CORROSION PREVENTIVE COMPOUND | MULTI PURPOSE PRIMER;CARTON OF 9 X 1 KG BUCKETS;FOR USE ON BELLBOWRIE POLE WITH RE-INSTATEMENT KIT STOCK CODE 16995; new stock in 2.5kg bucket QTY 4 per CTN | STATEWD | STATEWIDE FSTNERS & ENG SPLS PL | DPI | CURRENT
000016996 | CORROSION PREVENTIVE COMPOUND | MULTI PURPOSE PRIMER;CARTON OF 9 X 1 KG BUCKETS;FOR USE ON BELLBOWRIE POLE WITH RE-INSTATEMENT KIT STOCK CODE 16995; new stock in 2.5kg bucket QTY 4 per CTN | ONESTEEL | ONESTEEL PO BOX 1149 EAGLE FARM QLD | FPC-DP300-1 | CURRENT
000016996 | CORROSION PREVENTIVE COMPOUND | MULTI PURPOSE PRIMER;CARTON OF 9 X 1 KG BUCKETS;FOR USE ON BELLBOWRIE POLE WITH RE-INSTATEMENT KIT STOCK CODE 16995; new stock in 2.5kg bucket QTY 4 per CTN | STATEWD | STATEWIDE FSTNERS & ENG SPLS PL | DEN-P300002.5-44 | CURRENT
000017000 | CLAMP,CABLE | IPC Connector, Insulated, Multi-Service LV ABC Main, FRP Black Body, Black Id Plate, 35 to 95mm2 Mains, 4 x 6-35mm2 Taps c/w S/Steel Fasteners, Pack of 10 | SICAME | SICAME AUSTRALIA PTY LTD | MSCI/3595XE | CURRENT
000017002 | RECLOSER | 12 KV;3 PHASE;50 HZ;630 AMP;12.5 KA BKG CAP;4 SHOTS TO L/O;O/C,E/F & SEF PROT; REMOTE CONTROLLED WITH LEVEL 2 INTERFACE;POLE MTG;240 SQ MM CABLE TAILS | NU-LEC | NU-LEC |  | PURCHASE AS REQUIRED
000017004 | SCREW,MACHINE | STAINLESS STEEL;CHEESE HD,SLOT; M5 X 70 MM;ISO M;BOX OF 100; | HOBSON | HOBSON ENGINEERING CO PTY LTD 393904 | MS16ESM050070 | CURRENT
000017004 | SCREW,MACHINE | STAINLESS STEEL;CHEESE HD,SLOT; M5 X 70 MM;ISO M;BOX OF 100; | SUMMIT | SUMMIT GROUP | 6EICS205070 | CURRENT
000017004 | SCREW,MACHINE | STAINLESS STEEL;CHEESE HD,SLOT; M5 X 70 MM;ISO M;BOX OF 100; | STATEWD | STATEWIDE FSTNERS & ENG SPLS PL | MTS4CHSM570 | CURRENT
000017005 | INSULATION SLEEVING,ELECTRICAL | POLYOLEFIN,HEAT SHRINKABLE;12.0 MM MIN ID,4.0 MM ID RECOVERED;1.5 MM THK RECOVERED;1200 MM LG;BLACK;PACKS OF 25; COMMERICAL & INDUSTRIAL SERVICES; | LEGEND | LEGEND POWER SYSTEMS | XDW13BK-EX | CURRENT
000017005 | INSULATION SLEEVING,ELECTRICAL | POLYOLEFIN,HEAT SHRINKABLE;12.0 MM MIN ID,4.0 MM ID RECOVERED;1.5 MM THK RECOVERED;1200 MM LG;BLACK;PACKS OF 25; COMMERICAL & INDUSTRIAL SERVICES; | TECONN | TE CONNECTIVITY LTD | EN-ATUM-12/4-0-1200 | CURRENT
000017006 | RELAY,CURRENT DIFFERENTIAL | 125 V DC AUX SUPPLY;1 AMP;RACK MTG; MULTIPLEXED DIGITAL (64 KBPS) COMMS PANEL;ORDER ON P & SD DEPARTMENT APPROVAL ONLY; | SIEMANS |  | 75D511 | PHASING
000017008 | RELAY,FREQUENCY | SUPERVISORY,3 STAGE;DEFINITE TIME;110 V DC AUX SUPPLY;FLUSH MTG;ORDER ON P & SD DEPT APPROVAL ONLY; | AMPCONT | AMPCONTROL CSM PTY LTD | MRF2 | PHASING
000017010 | RELAY,TRANSFORMER DIFFERENTIAL | AREVA KBCH140;5 AMP;32/48/110/125 DC AUX;48 V DC DI;MTG FLUSH & RACK;ORDER ON PROTECTION MANAGER APPROVAL ONLY; | SCHNEDER | SCHNEIDER PTY LTD | KBCH14001W12MEL | STRATEGIC SPARE
000017016 | TERMINAL,LUG | TUBULAR ALUMINIUM SECTOR SHAPED,CRIMP TYPE;FOR 125 SQ MM (0.2 SQ IN) SOLID 3 CORE ALUMINIUM CONDUCTOR;M12 PALM HOLE; PRE-FILLED WITH JOINTING COMPOUND;USED | DULMISON | DULMISON (AUST) PTY LTD |  | PHASING
000017016 | TERMINAL,LUG | TUBULAR ALUMINIUM SECTOR SHAPED,CRIMP TYPE;FOR 125 SQ MM (0.2 SQ IN) SOLID 3 CORE ALUMINIUM CONDUCTOR;M12 PALM HOLE; PRE-FILLED WITH JOINTING COMPOUND;USED | CABLACES | CABLACES |  | PHASING
000017018 | SKIN PROTECTIVE COMPOUND | EMULSION;SKIN DEFENSE;WATER SOLUBLE;FOR PROTECTION AGAINST DIRT, GREASE & OILS; PREVENTS PERSPERATION/SKIN SOFTENING WHEN WEARING GLOVES;100ML TUBE | BLKWOODS | J BLACKWOOD & SON LTD | UPW100ML | CURRENT
000017018 | SKIN PROTECTIVE COMPOUND | EMULSION;SKIN DEFENSE;WATER SOLUBLE;FOR PROTECTION AGAINST DIRT, GREASE & OILS; PREVENTS PERSPERATION/SKIN SOFTENING WHEN WEARING GLOVES;100ML TUBE | BLKWOODS | J BLACKWOOD & SON LTD | 09967362 | CURRENT
000017018 | SKIN PROTECTIVE COMPOUND | EMULSION;SKIN DEFENSE;WATER SOLUBLE;FOR PROTECTION AGAINST DIRT, GREASE & OILS; PREVENTS PERSPERATION/SKIN SOFTENING WHEN WEARING GLOVES;100ML TUBE | ATOMSUPP | ATOM SUPPLY | 36000332 | CURRENT
000017020 | RELAY,TRANSFORMER DIFFERENTIAL | ALSTOM KBCH120;5 AMP;32/48/110/125 V DC AUX;48 V DCDI;MTG FLUSH & RACK;ORDER ON PROTECTION MANAGER APPROVAL ONLY; | ALSTOM | ALSTOM GRID AUSTRALIA LIMITED | KBCH12001W12MEL | STRATEGIC SPARE
000017021 | TERMINAL BLOCK | 4 Terminal Tunnel Type, 500V, 140A, Red, suit up to 25mm2 Cable, Pack of 10 | REXEL | REXEL PTY LTD | BPT2RD | CURRENT
000017021 | TERMINAL BLOCK | 4 Terminal Tunnel Type, 500V, 140A, Red, suit up to 25mm2 Cable, Pack of 10 | CNWPL | CNW PL - SLACKS CREEK | BPT2RD | CURRENT
000017021 | TERMINAL BLOCK | 4 Terminal Tunnel Type, 500V, 140A, Red, suit up to 25mm2 Cable, Pack of 10 | CLIPSAL | GERARD INDUSTRIES QLD DIVSN P/L | BPT2RD | CURRENT
000017026 | PROTECTION,SIGNALLING,VOICE FREQUENCY | PROTECTION EQUIPMENT; | PWRLINE |  | RFL9745 | CURRENT
000017028 | DIE,CRIMPING TOOL | STEEL;HEX;26.2 MM AF;FOR ALUMINIUM BASED SLEEVES (PLUTO);U/W UTILUX COMPRESSION TOOL NO.38A OR EQUIV;PACK OF 1,PACK WEIGHT0.017 KG; | SPECFORC | SPECIALISED FORCE | 12T-26.2AFAL | CURRENT
000017028 | DIE,CRIMPING TOOL | STEEL;HEX;26.2 MM AF;FOR ALUMINIUM BASED SLEEVES (PLUTO);U/W UTILUX COMPRESSION TOOL NO.38A OR EQUIV;PACK OF 1,PACK WEIGHT0.017 KG; | TEN | THE ENERGY NETWORK | K12-26.2-AL | CURRENT
000017028 | DIE,CRIMPING TOOL | STEEL;HEX;26.2 MM AF;FOR ALUMINIUM BASED SLEEVES (PLUTO);U/W UTILUX COMPRESSION TOOL NO.38A OR EQUIV;PACK OF 1,PACK WEIGHT0.017 KG; | PLP AUST | PREFORMED LINE PRODUCTS (AUST) | EPCDA262AF | CURRENT
000017029 | GLOVES,CLOTH | COTTON 100%;EXTENDED CUFFS;ONE SIZE MULTIFIT;WORN AS A LINER IN RUBBER INSULATING GLOVES,CLASS O & OO GLOVES; THIS GLOVE IS THICKER THAN THE OTHER | ATOMSUPP | ATOM SUPPLY | 1234003 | CURRENT
000017029 | GLOVES,CLOTH | COTTON 100%;EXTENDED CUFFS;ONE SIZE MULTIFIT;WORN AS A LINER IN RUBBER INSULATING GLOVES,CLASS O & OO GLOVES; THIS GLOVE IS THICKER THAN THE OTHER | NORSAFE |  | NORTH AS368261(MENS) | CURRENT
000017030 | BEND,NONMETALLIC RIGID CONDUIT | UPVC;ORANGE;40 MM (40 MM OD) HVY DUTY; 90 DEG;0.6 M RAD;SOCKET MOULDED BOTH ENDS;MARKED "ELECTRICITY SUPPLY CABLE"; AS/NZS2053;REPLACES STOCK CODE 12474; | TRI UGRD | TRI UNDERGROUND AUSTRALIA PTY LTD | HDE4090600FFS | CURRENT
000017030 | BEND,NONMETALLIC RIGID CONDUIT | UPVC;ORANGE;40 MM (40 MM OD) HVY DUTY; 90 DEG;0.6 M RAD;SOCKET MOULDED BOTH ENDS;MARKED "ELECTRICITY SUPPLY CABLE"; AS/NZS2053;REPLACES STOCK CODE 12474; | HAYMANS | HAYMANS ELECTRICAL | FABH609040 | CURRENT
000017030 | BEND,NONMETALLIC RIGID CONDUIT | UPVC;ORANGE;40 MM (40 MM OD) HVY DUTY; 90 DEG;0.6 M RAD;SOCKET MOULDED BOTH ENDS;MARKED "ELECTRICITY SUPPLY CABLE"; AS/NZS2053;REPLACES STOCK CODE 12474; | VINIDEX |  | 30850 | CURRENT
000017032 | CABLE BOX. | 12 KV;AIR INSULATED;TOP ENTRY;SINGLE GLAND;TO SUIT LUCY 'F' RMU;2 X RING MAIN BOXES & 1 X TEE-OFF BOX;KIT TO CONVERT TO TOP ENTRY FOR RING MAINS PURCHASED | LUCY |  |  | PURCHASE AS REQUIRED
000017032 | CABLE BOX. | 12 KV;AIR INSULATED;TOP ENTRY;SINGLE GLAND;TO SUIT LUCY 'F' RMU;2 X RING MAIN BOXES & 1 X TEE-OFF BOX;KIT TO CONVERT TO TOP ENTRY FOR RING MAINS PURCHASED | ENERGEX | ENERGEX |  | PURCHASE AS REQUIRED
000017034 | SIGN | VINYL ADHESIVE STICKER, YELLOW BACK- GROUND, BLACK TEXT;ASBESTOS FIBRES, AVOID CREATING DUST,BREATHING ASBESTOS DUST MAY CAUSE SERIOUS BODILY HARM; | UTILENGR | UTILITY ENGRAVING & SIGNS | ASBESTOS FIBRES | CURRENT
000017034 | SIGN | VINYL ADHESIVE STICKER, YELLOW BACK- GROUND, BLACK TEXT;ASBESTOS FIBRES, AVOID CREATING DUST,BREATHING ASBESTOS DUST MAY CAUSE SERIOUS BODILY HARM; | ENERGEX | ENERGEX |  | CURRENT
000017037 | SEMICONDUCTOR DEVICE ASSEMBLY. | RECTIFIER,FULL WAVE;440 V AC MAX;1 AMP; MTG,G32 RAIL MTD;U/W END PLATE STOCK CODE 17038;PACK OF 20; | HAYMANS | HAYMANS ELECTRICAL | KLIEA1DB01 | CURRENT
000017037 | SEMICONDUCTOR DEVICE ASSEMBLY. | RECTIFIER,FULL WAVE;440 V AC MAX;1 AMP; MTG,G32 RAIL MTD;U/W END PLATE STOCK CODE 17038;PACK OF 20; | KLIPPON |  | KLIEA1DB01 | CURRENT
000017038 | END,PLATE | TO SUIT KLIPPON SEMICONDUCTOR DEVICE ASSEMBLY;EA1DB01;U/W STOCK CODE 17037; PACK OF 20; | HAYMANS | HAYMANS ELECTRICAL | KLI06875.6 | PURCHASE AS REQUIRED
000017038 | END,PLATE | TO SUIT KLIPPON SEMICONDUCTOR DEVICE ASSEMBLY;EA1DB01;U/W STOCK CODE 17037; PACK OF 20; | KLIPPON |  | KLI06875.6 | PURCHASE AS REQUIRED
000017038 | END,PLATE | TO SUIT KLIPPON SEMICONDUCTOR DEVICE ASSEMBLY;EA1DB01;U/W STOCK CODE 17037; PACK OF 20; | KLOPPON |  | KLI68756 | PURCHASE AS REQUIRED
000017039 | CIRCUIT BREAKER | INDOOR/VERT RACKING;VACUUM;REYROLLE; 12 KV;3 PHASE;800 AMP;20 KA BKG CAP; 110 V DC MOTOR CHRG SPRING;110 V DC TRIP; | REYROLLE |  | LMVP | MAINTENANCE STOCK
000017042 | INDOOR SWITCHGEAR. | SINGLE FEEDER UNIT;REYROLLE;12 KV; 3 PHASE;800 AMP CCT;2000 AMP BUSBARS; 20 KA SHT TIME W/STAND;EPOXY BUS INSULATION;O/C,E/F & SEF PROT; | REYROLLE |  | LMVP | CURRENT
000017076 | TRANSFORMER,CURRENT | PROTECTION POST TYPE;O/D;FEEDER PROTECTION;36 KV; | WTW |  | GIF 36-68 | PURCHASE AS REQUIRED
000017084 | GLOVES,ELECTRICAL WORKER'S | Electrical Rubber 1000V, Working Class 0, Size 8 Yellow | BALMORAL | BALMORAL ENGINEERING | RIG014YS8 | CURRENT
000017084 | GLOVES,ELECTRICAL WORKER'S | Electrical Rubber 1000V, Working Class 0, Size 8 Yellow | TEN | THE ENERGY NETWORK | E014BY-8 | CURRENT
000017084 | GLOVES,ELECTRICAL WORKER'S | Electrical Rubber 1000V, Working Class 0, Size 8 Yellow | NORTH |  | E014BY-8 | CURRENT
000017084 | GLOVES,ELECTRICAL WORKER'S | Electrical Rubber 1000V, Working Class 0, Size 8 Yellow | GILBLODG | GILBERT LODGE AUSTRALIA | RUBBER;SIZE 8 | CURRENT
000017084 | GLOVES,ELECTRICAL WORKER'S | Electrical Rubber 1000V, Working Class 0, Size 8 Yellow | WHITE |  | 14-0-RY-8 | CURRENT
000017085 | GLOVES,ELECTRICAL WORKER'S | Rubber, Insulating Class 0, Size 8.5, Max 1000V AC, Yellow, ANSI/ASTM D120 | BALMORAL | BALMORAL ENGINEERING | RIG014YS8H | CURRENT
000017085 | GLOVES,ELECTRICAL WORKER'S | Rubber, Insulating Class 0, Size 8.5, Max 1000V AC, Yellow, ANSI/ASTM D120 | TEN | THE ENERGY NETWORK | E0114BY-8H | CURRENT
000017085 | GLOVES,ELECTRICAL WORKER'S | Rubber, Insulating Class 0, Size 8.5, Max 1000V AC, Yellow, ANSI/ASTM D120 | NORTH |  | E014BY-8H | CURRENT
000017085 | GLOVES,ELECTRICAL WORKER'S | Rubber, Insulating Class 0, Size 8.5, Max 1000V AC, Yellow, ANSI/ASTM D120 | WHITE |  | 14-0-RY-8H | CURRENT
000017086 | GLOVES,ELECTRICAL WORKER'S | Electrical Rubber 1000V, Working Class 0, Size 9, Yellow | BALMORAL | BALMORAL ENGINEERING | RIG014YS9 | CURRENT
000017086 | GLOVES,ELECTRICAL WORKER'S | Electrical Rubber 1000V, Working Class 0, Size 9, Yellow | TEN | THE ENERGY NETWORK | E014BY-9 | CURRENT
000017086 | GLOVES,ELECTRICAL WORKER'S | Electrical Rubber 1000V, Working Class 0, Size 9, Yellow | NORTH |  | E014BY-9 | CURRENT
000017087 | GLOVES,ELECTRICAL WORKER'S | Rubber, Insulating Class 0, Size 9.5, Max 1000V AC, Yellow, ANSI/ASTM D120 | BALMORAL | BALMORAL ENGINEERING | RIG014YS9H | CURRENT
000017087 | GLOVES,ELECTRICAL WORKER'S | Rubber, Insulating Class 0, Size 9.5, Max 1000V AC, Yellow, ANSI/ASTM D120 | TEN | THE ENERGY NETWORK | E014BY-9H | CURRENT
000017087 | GLOVES,ELECTRICAL WORKER'S | Rubber, Insulating Class 0, Size 9.5, Max 1000V AC, Yellow, ANSI/ASTM D120 | NORTH |  | E014BY-9H | CURRENT
000017088 | GLOVES,ELECTRICAL WORKER'S | Electrical Rubber 1000V, Working Class 0, Size 10, Yellow | BALMORAL | BALMORAL ENGINEERING | RIG014YS10 | CURRENT
000017088 | GLOVES,ELECTRICAL WORKER'S | Electrical Rubber 1000V, Working Class 0, Size 10, Yellow | TEN | THE ENERGY NETWORK | E014BY-10 | CURRENT
000017088 | GLOVES,ELECTRICAL WORKER'S | Electrical Rubber 1000V, Working Class 0, Size 10, Yellow | NORTH |  | E014BY-10 | CURRENT
000017088 | GLOVES,ELECTRICAL WORKER'S | Electrical Rubber 1000V, Working Class 0, Size 10, Yellow | WHITE |  | 14-0-RY-10 | CURRENT
000017089 | GLOVES,ELECTRICAL WORKER'S | Rubber, Insulating Class 0, Size 10.5, Max 1000V AC, Yellow, ANSI/ASTM D120 | BALMORAL | BALMORAL ENGINEERING | RIG014YS10H | CURRENT
000017089 | GLOVES,ELECTRICAL WORKER'S | Rubber, Insulating Class 0, Size 10.5, Max 1000V AC, Yellow, ANSI/ASTM D120 | TEN | THE ENERGY NETWORK | E014BY-10H | CURRENT
000017089 | GLOVES,ELECTRICAL WORKER'S | Rubber, Insulating Class 0, Size 10.5, Max 1000V AC, Yellow, ANSI/ASTM D120 | NORTH |  | E014BY-10H | CURRENT
000017089 | GLOVES,ELECTRICAL WORKER'S | Rubber, Insulating Class 0, Size 10.5, Max 1000V AC, Yellow, ANSI/ASTM D120 | WHITE |  | 14-0-RY-10H | CURRENT
000017090 | GLOVES,ELECTRICAL WORKER'S | Electrical Rubber 1000V, Working Class 0, Size 11, Yellow | BALMORAL | BALMORAL ENGINEERING | RIG014YS11 | CURRENT
000017090 | GLOVES,ELECTRICAL WORKER'S | Electrical Rubber 1000V, Working Class 0, Size 11, Yellow | TEN | THE ENERGY NETWORK | E014BY-11 | CURRENT
000017090 | GLOVES,ELECTRICAL WORKER'S | Electrical Rubber 1000V, Working Class 0, Size 11, Yellow | NORTH |  | E014BY-11 | CURRENT
000017090 | GLOVES,ELECTRICAL WORKER'S | Electrical Rubber 1000V, Working Class 0, Size 11, Yellow | WHITE |  | 14-0-RY-11 | CURRENT
000017102 | FUSE ELEMENT,ELEC | 100 AMP;12/36 KV;DROPOUT FUSE LINK,ANSI CLASS "N" TYPE;660 MM LG,W/REMOVABLE BUTTON HEAD;PACK OF 100; | S & C |  | POSITROL 267100-R3 | CURRENT
000017103 | DISCONNECTOR,HIGH VOLTAGE | 36kV, 800A, 25kA/3Sec, 3Ph, Manual Operation, Outdoor Rotary Double Break Type DB36, Steel Structure c/w Insulators | PLP AUST | PREFORMED LINE PRODUCTS (AUST) | A-A8029-01 | PHASING
000017104 | DISCONNECTOR,HIGH VOLTAGE | 36kV, 1600A, 25kA/3Sec, 3Ph, Manual Operation, Outdoor Rotary Double Break Type DB36, Steel Structure c/w Insulators | PLP AUST | PREFORMED LINE PRODUCTS (AUST) | A-A8029-04 | PHASING
000017105 | UMBRELLA | HD Jointers Umbrella, 2200mm Dia, 8-Panels, Canvas, Navy Blue, 100% UV Protected, c/w Pole Frame Coupling & Steel Ground Spike | BLKWOODS | J BLACKWOOD & SON LTD | B-00025848 | CURRENT
000017105 | UMBRELLA | HD Jointers Umbrella, 2200mm Dia, 8-Panels, Canvas, Navy Blue, 100% UV Protected, c/w Pole Frame Coupling & Steel Ground Spike | BLKWOODS | J BLACKWOOD & SON LTD | 00892126 | CURRENT
000017117 | TRANSFORMER,CURRENT | PROTECTION,POST TYPE;O/D;FEEDER PROTECTION;36 KV; | WTW |  | GIF 36-68 | MAINTENANCE STOCK
000017121 | CONDUIT,NONMETALLIC,FLEXIBLE | 40 MM NB;PVC;ORANGE;15 M ROLL; PACK WEIGHT 19 KG; | REXEL | REXEL PTY LTD | OMEFC40OR15 | CURRENT
000017121 | CONDUIT,NONMETALLIC,FLEXIBLE | 40 MM NB;PVC;ORANGE;15 M ROLL; PACK WEIGHT 19 KG; | GENERAL | GENERAL TRADE SUPPLIES | 40MMOR | CURRENT
000017122 | COUPLING,ADAPTOR,NONMETALLIC CONDUIT | RIGID UPVC;ORANGE;40 MM;HEAVY DUTY; TO 40 MM FLEXIBLE ORANGE CONDUIT; PACK OF 10; | REXEL | REXEL PTY LTD | CLI242/40EO | CURRENT
000017122 | COUPLING,ADAPTOR,NONMETALLIC CONDUIT | RIGID UPVC;ORANGE;40 MM;HEAVY DUTY; TO 40 MM FLEXIBLE ORANGE CONDUIT; PACK OF 10; | CLIPSAL | GERARD INDUSTRIES QLD DIVSN P/L | CLI242/40ORG | CURRENT
000017128 | CABLE,POWER,ELECTRICAL | 63.5/110 KV;800 SQ MM;STRANDED; COPPER CONDUCTOR;SINGLE CORE;XLPE LYPVC INSULATED,LEAD SHEATHED WITH PVC/HDPE OVERSHEATH;ITEM ENTERED | OLEX | OLEX AUSTRALIA PTY LTD | 5643,027800,99,3081 | STRATEGIC SPARE
000017129 | JOINT BOX,ELECTRIC CABLE | SCREEN BREAK STRAIGHT JOINT WITH F/GLASS OUTER BOX;SINGLE PHASE;FOR ELECTRICAL POWER CABLE;63.5/110 KV;800 SQ MM COPPER COND;XLPE INSULATED;FOR F781/782;ITEM | PRYSMIAN | PRYSMIAN POWER CABLES & SYSTEMS AUST | GMS 1170 CA | MAINTENANCE STOCK
000017130 | PLATE,IDENTIFICATION | ALUMINIUM;EARTHING LOCATION MARKER 'E'; 3M WHITE RETROREFLECTIVE 3290 SCOTCHLITE SHEETING,GREEN LETTERING;50 MM W,75 MM H ,2 MM THK;PACK OF 10; | ARTCRAFT | ARTCRAFT PTY LTD | SE018-Q | CURRENT
000017132 | BATTERY,NONRECHARGEABLE | LITHIUM SULPHUR DIOXIDE;15 V,15 AH MAX; C/W 1000 MM LEADS & CRIMPED BLADE LUGS; 2 X 5 "D" CELLS IN PARRALLEL;SUITS BRUSH PMR RECLOSER WITH MICROTRIP 2 | HAWKSIDD | HAWKER SIDDELEY SWITCHGEAR LTD | LX900007 | PHASING
000017133 | SWITCH FUSE GEAR | 12 KV;3 PHASE;2 SW;630 AMP BKG CAP;50 KA MKG CAP;20 KA,1 SEC,SW SH TIME CURR;2 CIRCUIT BREAKERS;200 AMP NORM CURR;50 KA MKG CURR;SF6 INSUL;NON-EXT,C/W FAULT | MERLGERN |  | RM6 | PHASING
000017141 | LIFTER,MANHOLE COVER | For Telstra Pit Covers, Sizes 2 to 8, 670mm Nom Lg, Zinc Plated Mild Steel Welded Assembly c/w Pull Release | LEGEND | LEGEND POWER SYSTEMS | MSS-TEL116-00153 | CURRENT
000017145 | CLEANING COMPOUND | TUFF Concentrated Cleaner/Degreaser, HD Service Clearner, Industrial Detergent, Biodegradable, Hydrocarbon Release, 4L Bottle, for cleaning Transformers | BLKWOODS | J BLACKWOOD & SON LTD | 00746895/930N | CURRENT
000017145 | CLEANING COMPOUND | TUFF Concentrated Cleaner/Degreaser, HD Service Clearner, Industrial Detergent, Biodegradable, Hydrocarbon Release, 4L Bottle, for cleaning Transformers | BLKWOOD | J BLACKWOOD & SON LTD | 00746895 | CURRENT
000017145 | CLEANING COMPOUND | TUFF Concentrated Cleaner/Degreaser, HD Service Clearner, Industrial Detergent, Biodegradable, Hydrocarbon Release, 4L Bottle, for cleaning Transformers | HANLEY | HANLEY INDUSTRIAL ENTERPRISES 459057 | LTUFF5 | CURRENT
000017146 | TERMINATION,ELECTRICAL POWER CABLE | LV;HEATSHRINK LIVE END JOINT;TO SUIT 70 SQ MM TO 185 SQ MM CU PLY CABLE; PACK OF 1,PACK WEIGHT 2 KG; | TECONN | TE CONNECTIVITY LTD | AUST-SQB46 | CURRENT
000017147 | TERMINATION,ELECTRICAL POWER CABLE | LV;HEATSHRINK LIVE END JOINT TO SUIT 16 SQ MM TO 25 SQ MM CU PLY CABLE; PACK OF 1,PACK WEIGHT 2 KG; | TECONN | TE CONNECTIVITY LTD | AUST-SQB47 | CURRENT
000017148 | FUSE ELEMENT,ELEC | 85 AMP;12 KV;DROPOUT FUSE LINK, ANSI CLASS "N" TYPE;660 MM LG,WITH REMOVABLE BUTTON HEAD;FOR 1200 KVAR CAPACITOR BANK;PACK OF 18; | S&C ELEC | S&AMP;C ELECTRIC COMPANY | POSITROL 85N(267085-R3) | CURRENT
000017149 | BODY POWDER | Curash Baby Powder, 100g Bottle, for use with Insulating Gloves, Do Not use on Broken Skin | BLKWOODS | J BLACKWOOD & SON LTD | 02311599/BABP1J | CURRENT
000017149 | BODY POWDER | Curash Baby Powder, 100g Bottle, for use with Insulating Gloves, Do Not use on Broken Skin | BLKWOOD | J BLACKWOOD & SON LTD | 02311599 | CURRENT
000017149 | BODY POWDER | Curash Baby Powder, 100g Bottle, for use with Insulating Gloves, Do Not use on Broken Skin | ATOMSUPP | ATOM SUPPLY | 553206 | CURRENT
000017150 | PLUG,EAR | POLYURETHANE FOAM;DISPOSABLE,PRE-SHAPED, DB 30 RATING;BOX OF 200;WINGED END PROMOTES OPTIMIUM INSERTION DEPTH,AND EASY GRASP FOR REMOVAL; | ATOMSUPP | ATOM SUPPLY | 8105004 | CURRENT
000017150 | PLUG,EAR | POLYURETHANE FOAM;DISPOSABLE,PRE-SHAPED, DB 30 RATING;BOX OF 200;WINGED END PROMOTES OPTIMIUM INSERTION DEPTH,AND EASY GRASP FOR REMOVAL; | TEN | THE ENERGY NETWORK | LPF-1 | CURRENT
000017150 | PLUG,EAR | POLYURETHANE FOAM;DISPOSABLE,PRE-SHAPED, DB 30 RATING;BOX OF 200;WINGED END PROMOTES OPTIMIUM INSERTION DEPTH,AND EASY GRASP FOR REMOVAL; | UVEX | UVEX SAFETY GROUP | LPF-1 MAX-LITE | CURRENT
000017165 | GLOVES,ELECTRICAL WORKER'S | Ansell ActivArmr, Class 00, 500VAC, Size 8, Insulating Rubber, Red, Straight Cuff, 280mm (11") Lg, ASTM D120 | ANSELL | ANSELL LTD | RIG0011RS8 | CURRENT
000017165 | GLOVES,ELECTRICAL WORKER'S | Ansell ActivArmr, Class 00, 500VAC, Size 8, Insulating Rubber, Red, Straight Cuff, 280mm (11") Lg, ASTM D120 | BALMORAL | BALMORAL ENGINEERING | RIG0011RS8 | CURRENT
000017166 | GLOVES,ELECTRICAL WORKER'S | Ansell ActivArmr, Class 00, 500VAC, Size 9, Insulating Rubber, Red, Straight Cuff, 280mm (11") Lg, ASTM D120 | ANSELL | ANSELL LTD | RIG0011RS9 | CURRENT
000017166 | GLOVES,ELECTRICAL WORKER'S | Ansell ActivArmr, Class 00, 500VAC, Size 9, Insulating Rubber, Red, Straight Cuff, 280mm (11") Lg, ASTM D120 | BALMORAL | BALMORAL ENGINEERING | RIG0011RS9 | CURRENT
000017167 | GLOVES,ELECTRICAL WORKER'S | Ansell ActivArmr, Class 00, 500VAC, Size 9.5, Insulating Rubber, Red, Straight Cuff, 280mm (11") Lg, ASTM D120 | ANSELL | ANSELL LTD | RIG0011RS9H | CURRENT
000017167 | GLOVES,ELECTRICAL WORKER'S | Ansell ActivArmr, Class 00, 500VAC, Size 9.5, Insulating Rubber, Red, Straight Cuff, 280mm (11") Lg, ASTM D120 | BALMORAL | BALMORAL ENGINEERING | RIG0011RS9H | CURRENT
000017168 | GLOVES,ELECTRICAL WORKER'S | Ansell ActivArmr, Class 00, 500VAC, Size 10, Insulating Rubber, Red, Straight Cuff, 280mm (11") Lg, ASTM D120 | ANSELL | ANSELL LTD | RIG0011RS10 | CURRENT
000017168 | GLOVES,ELECTRICAL WORKER'S | Ansell ActivArmr, Class 00, 500VAC, Size 10, Insulating Rubber, Red, Straight Cuff, 280mm (11") Lg, ASTM D120 | BALMORAL | BALMORAL ENGINEERING | RIG0011RS10 | CURRENT
000017169 | GLOVES,ELECTRICAL WORKER'S | Ansell ActivArmr, Class 00, 500VAC, Size 10.5, Insulating Rubber, Red, Straight Cuff, 280mm (11") Lg, ASTM D120 | ANSELL | ANSELL LTD | RIG0011RS10H | CURRENT
000017169 | GLOVES,ELECTRICAL WORKER'S | Ansell ActivArmr, Class 00, 500VAC, Size 10.5, Insulating Rubber, Red, Straight Cuff, 280mm (11") Lg, ASTM D120 | BALMORAL | BALMORAL ENGINEERING | RIG0011RS10H | CURRENT
000017170 | GLOVES,ELECTRICAL WORKER'S | Ansell ActivArmr, Class 00, 500VAC, Size 11, Insulating Rubber, Red, Straight Cuff, 280mm (11") Lg, ASTM D120 | ANSELL | ANSELL LTD | RIG0011RS11 | CURRENT
000017170 | GLOVES,ELECTRICAL WORKER'S | Ansell ActivArmr, Class 00, 500VAC, Size 11, Insulating Rubber, Red, Straight Cuff, 280mm (11") Lg, ASTM D120 | BALMORAL | BALMORAL ENGINEERING | RIG0011RS11 | CURRENT
000017171 | RESISTOR,ADJUSTABLE | WIRE WOUND,STUD MTG TYPE; 250 OHMS 5W,ADJUSTABLE; | ABB | ABB FAN PTY LTD | TYPE MSB54-5245-0005-325 | CURRENT
000017172 | RELAY,ELECTROMAGNETIC | TRIPPING APPLICATION;24 V DC COIL;300 V DC/250 V AC CONT;4 AMP CONTINUOUS;6 NO CONT;NON LATCHING;PLUG-IN ONE SEAT BASE; HIGH SPEED OPERATION (3.5 MS); | ABB | ABB FAN PTY LTD | TYPE RXMS1 RK216263-AD | CURRENT
000017178 | GLOVES,LEATHER. | MEN'S;EXTENDED CUFF WITH STRAP;SIZE 10-1/2;COW HIDE;TO BE USED WITH LV INSULATING GLOVE STOCK CODE 17169 CLASS OO; | CNWPL | CNW PL - SLACKS CREEK | TENILP10A-10H | CURRENT
000017178 | GLOVES,LEATHER. | MEN'S;EXTENDED CUFF WITH STRAP;SIZE 10-1/2;COW HIDE;TO BE USED WITH LV INSULATING GLOVE STOCK CODE 17169 CLASS OO; | CNWPL | CNW PL - SLACKS CREEK | IPL10A-10H | CURRENT
000017178 | GLOVES,LEATHER. | MEN'S;EXTENDED CUFF WITH STRAP;SIZE 10-1/2;COW HIDE;TO BE USED WITH LV INSULATING GLOVE STOCK CODE 17169 CLASS OO; | SALSBURY | SALISBURY (MANUFACTURER) | IPL10A-10H | CURRENT
000017178 | GLOVES,LEATHER. | MEN'S;EXTENDED CUFF WITH STRAP;SIZE 10-1/2;COW HIDE;TO BE USED WITH LV INSULATING GLOVE STOCK CODE 17169 CLASS OO; | NORTH |  | P10A | CURRENT
000017180 | SWITCH FUSE GEAR | 12 KV;3 PHASE;2 SW;630 AMP NORM CURR; 63 KA MKG CAP;25 KA FOR 1 SEC,SH TIME W/STAND CURR;2 FUSE SW;200 AMP NORM CURR;63 KA MKG CAP;AIR INSULATED FUSES; | ALSTOM | ALSTOM GRID AUSTRALIA LIMITED | FLUOKIT M24 | PHASING
000017181 | SWITCH FUSE GEAR | 12 KV;3 PHASE;2 SW;630 AMP NORM CURR; 63 KA MKG CAP;25 KA FOR 1 SEC,SH TIME W/STAND CURR;2 X CB;400 AMP NORM CURR;63 KA MKG CAP;SF6 INSUL;I/D;EXT; | ALSTOM | ALSTOM GRID AUSTRALIA LIMITED | FLUOKIT M24 | PHASING
000017182 | SWITCH FUSE GEAR | 12 KV;3 PHASE;2 SW;630 AMP NORM CURR; 63 KA MKG CAP;25 KA FOR 1 SEC,SH TIME W/ST & CURR;1 X CB;400 AMP NORM CURR; 63 KA MKG CAP;SF6 INSUL;I/D;EXT; | ALSTOM | ALSTOM GRID AUSTRALIA LIMITED | FLUOKIT M24 | PURCHASE AS REQUIRED
000017183 | SWITCH FUSE GEAR | 12 KV;3 PHASE;3 SW;630 AMP NORM CURR; 63 KA MKG CAP;25 KA FOR 1 SEC,SH TIME W/STAND CURR;I/D;EXT; | ALSTOM | ALSTOM GRID AUSTRALIA LIMITED | FLUOKIT M24 | PURCHASE AS REQUIRED
000017184 | SWITCH FUSE GEAR | 12 KV;3 PHASE;3 SW;630 AMP NORM CURR; 63 KA MKG CAP;25 KA FOR 1 SEC,SH TIME W/STAND CURR;1 X CB;400 AMP NORM CURR;63 KA MKG CAP;SF6 INSUL;I/D;EXT; | ALSTOM | ALSTOM GRID AUSTRALIA LIMITED | FLUOKIT M24 | PURCHASE AS REQUIRED
000017187 | BAG,TEXTILE | CANVAS;38 CM LG,20 CM W;TO STORE LINEMAN'S LV INSULATING GLOVES;C/W SNAP HOOK ATTACHED TO REAR OF BAG;3 POCKETS & VELCRO FLAP;FOR U/W CLASS OO & | TEN | THE ENERGY NETWORK | TENM409 | CURRENT
000017187 | BAG,TEXTILE | CANVAS;38 CM LG,20 CM W;TO STORE LINEMAN'S LV INSULATING GLOVES;C/W SNAP HOOK ATTACHED TO REAR OF BAG;3 POCKETS & VELCRO FLAP;FOR U/W CLASS OO & | LEGEND | LEGEND POWER SYSTEMS | C505 | CURRENT
000017191 | ARC SUPPRESSOR - INTERRUPTER. | 12 KV;3 PHASE;630 AMP;SUITABLE FOR FITTING TO ABB UNITISED AIR BREAK SWITCH (STOCK CODE 14099 OR 16647);ORDER IN MULTIPLES OF 3, FROM SUPPLIER;PACK | ABB | ABB FAN PTY LTD | 7291200 | CURRENT
000017192 | RELAY,ELECTROMAGNETIC | POWER MIDGET TYPE;2P;240 V AC COIL;30 V DC/110 V AC CONT;10 AMP NOM;2 C/O CONT; PLUG-IN TO RAIL MTD SOCKET;NON-LATCHING AUX;REFER STOCK CODE 07336 FOR BASE; | CNWPL | CNW PL - SLACKS CREEK | IDERH2B-UAC220-240V | CURRENT
000017192 | RELAY,ELECTROMAGNETIC | POWER MIDGET TYPE;2P;240 V AC COIL;30 V DC/110 V AC CONT;10 AMP NOM;2 C/O CONT; PLUG-IN TO RAIL MTD SOCKET;NON-LATCHING AUX;REFER STOCK CODE 07336 FOR BASE; | IZUMIDEN |  | IDCRH2B-UAC240 | CURRENT
000017192 | RELAY,ELECTROMAGNETIC | POWER MIDGET TYPE;2P;240 V AC COIL;30 V DC/110 V AC CONT;10 AMP NOM;2 C/O CONT; PLUG-IN TO RAIL MTD SOCKET;NON-LATCHING AUX;REFER STOCK CODE 07336 FOR BASE; | CNWPL | CNW PL - SLACKS CREEK | RH2B-UAC220-240 | CURRENT
000017196 | POLE,PUBLIC LIGHTING,METAL | Estate Minor Road, 4.5m, Base Plate Mounted, 350 PCD Bolt Spacing, Blue/ Grey, EQTS 05-02-01, Dwg 05-02-12 (scm) | IPOLES | INTERNATIONAL POLES | EQ-037 | CURRENT
000017196 | POLE,PUBLIC LIGHTING,METAL | Estate Minor Road, 4.5m, Base Plate Mounted, 350 PCD Bolt Spacing, Blue/ Grey, EQTS 05-02-01, Dwg 05-02-12 (scm) | IUPOLE | INTERNATIONAL UTILITY POLES PTY LTD | EX-17196 | CURRENT
000017196 | POLE,PUBLIC LIGHTING,METAL | Estate Minor Road, 4.5m, Base Plate Mounted, 350 PCD Bolt Spacing, Blue/ Grey, EQTS 05-02-01, Dwg 05-02-12 (scm) | INGALEPS | INGAL EPS (CONTRACTOR) | GEX17196 | CURRENT
000017196 | POLE,PUBLIC LIGHTING,METAL | Estate Minor Road, 4.5m, Base Plate Mounted, 350 PCD Bolt Spacing, Blue/ Grey, EQTS 05-02-01, Dwg 05-02-12 (scm) | GM POLES | GM POLES PTY LTD | EST-04.5-BG | CURRENT
000017197 | DIE,COMPRESSION | Hex Crimp, Al, 12T, 21mm A/F, 18mm W, for Al Based Compression Fittings | SPECFORC | SPECIALISED FORCE | 12T-21.0AFAL | CURRENT
000017197 | DIE,COMPRESSION | Hex Crimp, Al, 12T, 21mm A/F, 18mm W, for Al Based Compression Fittings | TEN | THE ENERGY NETWORK | K12-21.0-AL | CURRENT
000017197 | DIE,COMPRESSION | Hex Crimp, Al, 12T, 21mm A/F, 18mm W, for Al Based Compression Fittings | PLP AUST | PREFORMED LINE PRODUCTS (AUST) | EPCDA210AF | CURRENT
000017200 | ANTENNA | Stumpy, 3G/4G, 3dB c/w 2m Lead, FME Connector & Red Heatshrink | INTERCEL | INTERCEL PTY LTD | ANTLTE2F | CURRENT
000017200 | ANTENNA | Stumpy, 3G/4G, 3dB c/w 2m Lead, FME Connector & Red Heatshrink | ZCG | ZCG SCALAR CAPALABA QLD | ZCG-EEH-L01FC | CURRENT
000017200 | ANTENNA | Stumpy, 3G/4G, 3dB c/w 2m Lead, FME Connector & Red Heatshrink | RFIND | RF INDUSTRIES | CSM700-2M-FME | CURRENT
000017201 | BRACKET,MOUNTING | Antenna Mount, Steel, for use with Stumpy Antenna SC17200 | ZCG | ZCG SCALAR CAPALABA QLD | GM6 | CURRENT
000017201 | BRACKET,MOUNTING | Antenna Mount, Steel, for use with Stumpy Antenna SC17200 | INTERCEL | INTERCEL PTY LTD | MSCANTBRA | CURRENT
000017201 | BRACKET,MOUNTING | Antenna Mount, Steel, for use with Stumpy Antenna SC17200 | RFIND | RF INDUSTRIES | TLM-3 | CURRENT
000017204 | CAPACITOR UNIT. | 12.8 KV;542 KVAR;SINGLE PHASE;10.53 NF (+10% - 0%);42.3 AMP CONT @ 50 HZ;50 HZ; NON PCB INPREGNANT;ALL FILM DIELECTRIC; EXT FUSED;2 BUSHINGS PER UNIT; | ABB | ABB FAN PTY LTD | CHD 690 B | PHASING
000017205 | JOINT,ELECTRICAL POWER CABLE | 11 KV,TRIFURCATING TRANSITION JOINT, THREE CORE;FOR 185 OR 300 SQ MM COPPER PAPER-INSULATED,SCREENED LEAD-SHEATHED CABLE;PLYPVC OR PLYHDPE TO SINGLE-CORE | RAYCHEM | RAYCHEM (AUSTRALIA) PTY LTD | AUST-SQB-59 | PURCHASE AS REQUIRED
000017206 | JOINT,ELECTRICAL POWER CABLE | 11 KV;TRIFURCATING XLPE JOINT;THREE CORE TO SINGLE CORE,XLPE-INSULATED POWER CABLES SCREENED; | RAYCHEM | RAYCHEM (AUSTRALIA) PTY LTD | EPKJ-17C-1XU-3XU | PURCHASE AS REQUIRED
000017230 | DISCONNECTOR,HIGH VOLTAGE | 36kV, 2500A, 25kA/3Sec, 3Ph, Rotary Double Break, Steel Structure c/w Insulators, No Aux Contacts, Al Term Palm No. 9, AS2395 | PLP AUST | PREFORMED LINE PRODUCTS (AUST) | A-A7324-01 | PHASING
000017231 | OUTREACH ARM | Estate Minor Road, 0.5m Double, 0 Deg Upcast, Galv Steel, Green, EQTS 05-02-01 (scm) | IPOLES | INTERNATIONAL POLES | EQ-054 | CURRENT
000017231 | OUTREACH ARM | Estate Minor Road, 0.5m Double, 0 Deg Upcast, Galv Steel, Green, EQTS 05-02-01 (scm) | IUPOLE | INTERNATIONAL UTILITY POLES PTY LTD | EX-17231 | CURRENT
000017231 | OUTREACH ARM | Estate Minor Road, 0.5m Double, 0 Deg Upcast, Galv Steel, Green, EQTS 05-02-01 (scm) | INGALEPS | INGAL EPS (CONTRACTOR) | GEX17231 | CURRENT
000017231 | OUTREACH ARM | Estate Minor Road, 0.5m Double, 0 Deg Upcast, Galv Steel, Green, EQTS 05-02-01 (scm) | GM POLES | GM POLES PTY LTD | SL-AVE-D-GR | CURRENT
000017240 | LABEL | VINYL,YELLOW BACKGROUND;NOTICE;THIS PILLAR IS FITTED WITH STARTER CONDUITS IN SHARED TRENCH WITH COMMUNICATION CARRIERS;BLACK PRINT;ADHESIVE BACKED; | ARTCRAFT | ARTCRAFT PTY LTD | SE02095-Q | CURRENT
000017240 | LABEL | VINYL,YELLOW BACKGROUND;NOTICE;THIS PILLAR IS FITTED WITH STARTER CONDUITS IN SHARED TRENCH WITH COMMUNICATION CARRIERS;BLACK PRINT;ADHESIVE BACKED; | CUTLER | CUTLER BRANDS PTY LTD | ENERGE-17240 | CURRENT
000017242 | STRIP,ELECTRICAL POWER CABLE PROTECTION | FLAT RECT;25 M LG,150 MM W,5 MM THK; BLACK/ORANGE POLYMERIC MATERIAL;IMPACT RESISTANT,MARKED 'DANGER ELECTRIC CABLE BELOW';25 M ROLL;AS DWG 94102; | TRI UGRD | TRI UNDERGROUND AUSTRALIA PTY LTD | TUFF150RAS | CURRENT
000017242 | STRIP,ELECTRICAL POWER CABLE PROTECTION | FLAT RECT;25 M LG,150 MM W,5 MM THK; BLACK/ORANGE POLYMERIC MATERIAL;IMPACT RESISTANT,MARKED 'DANGER ELECTRIC CABLE BELOW';25 M ROLL;AS DWG 94102; | HAYMANS | HAYMANS ELECTRICAL | CONCC15025 | CURRENT
000017242 | STRIP,ELECTRICAL POWER CABLE PROTECTION | FLAT RECT;25 M LG,150 MM W,5 MM THK; BLACK/ORANGE POLYMERIC MATERIAL;IMPACT RESISTANT,MARKED 'DANGER ELECTRIC CABLE BELOW';25 M ROLL;AS DWG 94102; | TAPEX |  | CPCE150 - 17242 | CURRENT
000017242 | STRIP,ELECTRICAL POWER CABLE PROTECTION | FLAT RECT;25 M LG,150 MM W,5 MM THK; BLACK/ORANGE POLYMERIC MATERIAL;IMPACT RESISTANT,MARKED 'DANGER ELECTRIC CABLE BELOW';25 M ROLL;AS DWG 94102; | VINIDEX |  | 98615 | CURRENT
000017243 | INSULATION SLEEVING,ELEC,SPEC | STRAIGHT,STEEPED;HV NON HEAT SHRINK; FOR 35 SQ MM CABLE;COPPER/ALUMINIUM TERMINATION TO ANDELEC RMU'S;KIT OF 3; REFER UJ MAN 2/902; | TECONN | TE CONNECTIVITY LTD | AUST-SQB7 | CURRENT
000017244 | REACTOR | AF BLOCKING;7.73 MH;80 AMP;50 HZ;12 KV; 1 PHASE;3 KA FOR 1 SEC;PEDESTAL POST INSULATOR MTG;AIR INSULATED;OUTDOOR; AS1028-1970; | TRANSMAN |  | AF BLOCKING;7.73 MH; | PURCHASE AS REQUIRED
000017245 | WOOD,PRESERVATIVE | DISODIUM OCTABORATE IMPEL RODS;8 MM X 30 MM LG NOM;FOR TIMBER PRESERVATION OF 10 MM POLE INSPECTION CORE SAMPLE DRILLED HOLES;BOX OF 1000,6 BOXES PER CARTON, | PRESCHEM |  | NR 08B | CURRENT
000017247 | CLAMP,TERMINAL,ELECTRICAL CONNECTOR | INSULATION PIERCING;MAIN 6-35 SQ MM INSULATED AL/CU;TAP 4-35 SQ MM BARE;10 SQ MM NOM,200 MM LG;INSULATED COPPER TAIL HOUSE SIDE WITH 15 MM EXPOSED | SICAME | SICAME AUSTRALIA PTY LTD | HSC435/TAE | CURRENT
000017247 | CLAMP,TERMINAL,ELECTRICAL CONNECTOR | INSULATION PIERCING;MAIN 6-35 SQ MM INSULATED AL/CU;TAP 4-35 SQ MM BARE;10 SQ MM NOM,200 MM LG;INSULATED COPPER TAIL HOUSE SIDE WITH 15 MM EXPOSED | SICAME | SICAME AUSTRALIA PTY LTD | HSC435/T | CURRENT
000017251 | RELAY,ELECTROMAGNETIC | 110 V AC;30 V DC/110 V AC CONT;10 AMP NOM;2 C/O CONT;BI-STABLE LATCHING OPERATION;PLUG-IN TO RAIL/PANEL MOUNT SOCKET STOCK CODE 16593;PACK OF 1; | HAYMANS | HAYMANS ELECTRICAL | IDCRR2KP-UAC110 | CURRENT
000017254 | TERMINAL,LUG | EYE TYPE,BI-METAL,CRIMP CONNECTION; FOR 70 SQ MM HVABC CABLE;PACK OF 1, PACK WEIGHT 0.1 KG; | TYCO | TYCO | BG70M12/1 | CURRENT
000017254 | TERMINAL,LUG | EYE TYPE,BI-METAL,CRIMP CONNECTION; FOR 70 SQ MM HVABC CABLE;PACK OF 1, PACK WEIGHT 0.1 KG; | UTILUX |  | BG70M12/1 | CURRENT
000017255 | CLAMP,HOSE | WORM DRIVE TYPE;ALL STAINLESS STEEL; 68 MM TO 85 MM DIA;HEX DRIVE;SPARE CLAMP FOR KIT STOCK CODE 16995;BOX OF 10; | REXEL | REXEL PTY LTD | UTIH043X/10 | PHASING
000017255 | CLAMP,HOSE | WORM DRIVE TYPE;ALL STAINLESS STEEL; 68 MM TO 85 MM DIA;HEX DRIVE;SPARE CLAMP FOR KIT STOCK CODE 16995;BOX OF 10; | UTILUX |  | UTIH4043X/10 | PHASING
000017255 | CLAMP,HOSE | WORM DRIVE TYPE;ALL STAINLESS STEEL; 68 MM TO 85 MM DIA;HEX DRIVE;SPARE CLAMP FOR KIT STOCK CODE 16995;BOX OF 10; | UTILUX |  | H4043X/10 | PHASING
000017255 | CLAMP,HOSE | WORM DRIVE TYPE;ALL STAINLESS STEEL; 68 MM TO 85 MM DIA;HEX DRIVE;SPARE CLAMP FOR KIT STOCK CODE 16995;BOX OF 10; | TRIDON |  | TTM-350P | PHASING
000017256 | SLEEVE,COMPRESSION | FULL TENSION COMPRESSION;COPPER TUBE; COPPER COND;19/.101 TO 19/.104 OR 19/2.75;TO BE MARKED AS PER AS1154-1;U/W HEX COMPRESSION DIE 38-193 CU,STOCK CODE | CABAC | CABAC (MANUFACTURER) | PT95 | CURRENT
000017256 | SLEEVE,COMPRESSION | FULL TENSION COMPRESSION;COPPER TUBE; COPPER COND;19/.101 TO 19/.104 OR 19/2.75;TO BE MARKED AS PER AS1154-1;U/W HEX COMPRESSION DIE 38-193 CU,STOCK CODE | TYCO | TYCO | TJCS1SP/1 | CURRENT
000017256 | SLEEVE,COMPRESSION | FULL TENSION COMPRESSION;COPPER TUBE; COPPER COND;19/.101 TO 19/.104 OR 19/2.75;TO BE MARKED AS PER AS1154-1;U/W HEX COMPRESSION DIE 38-193 CU,STOCK CODE | UTILUX |  | TJCS1SP/1 | CURRENT
000017257 | SLEEVE,COMPRESSION | FULL TENSION COMPRESSION;COPPER TUBE; COPPER COND;19/.104 OR 19/2.75 TO 19/.104 OR 19/2.75;TO BE MARKED AS PER AS1154.1;U/W HEX COMPRESSION DIE 38-193 | ACCULEC | ACCULEC PTY LTD - E18524 | PT95 | CURRENT
000017257 | SLEEVE,COMPRESSION | FULL TENSION COMPRESSION;COPPER TUBE; COPPER COND;19/.104 OR 19/2.75 TO 19/.104 OR 19/2.75;TO BE MARKED AS PER AS1154.1;U/W HEX COMPRESSION DIE 38-193 | TYCO | TYCO | TJCS1SP1/1 | CURRENT
000017257 | SLEEVE,COMPRESSION | FULL TENSION COMPRESSION;COPPER TUBE; COPPER COND;19/.104 OR 19/2.75 TO 19/.104 OR 19/2.75;TO BE MARKED AS PER AS1154.1;U/W HEX COMPRESSION DIE 38-193 | UTILUX |  | TJCS1SP1/1 | CURRENT
000017258 | PANEL TERMINAL,STREET LIGHTING | FOR MAJOR ROAD SLIP BASE POLE;150 MM X 70 MM PANEL SIZE;C/W APPROVED TERMINAL BLOCK & DRIP SHIELD;PACK OF 10,PACK WEIGHT1.0 KG; | MMELEC | MM ELECTRICAL MERCHANDISING | I3SLPSB-ROK | CURRENT
000017258 | PANEL TERMINAL,STREET LIGHTING | FOR MAJOR ROAD SLIP BASE POLE;150 MM X 70 MM PANEL SIZE;C/W APPROVED TERMINAL BLOCK & DRIP SHIELD;PACK OF 10,PACK WEIGHT1.0 KG; | FLOWLINE | FLOWLINE INDUSTRIES PTY LTD | ESQ072 | CURRENT
000017262 | TAPE,INSULATION,ELECTRICAL | PRESSURE SENSITIVE,GP S43;VINYL,BLACK; 100 MM W;15 M LG;CORROSION PROTECTION; THREE PLY PLASTIC TAPE WITH BONDING WHEN OVERLAPPING;15 M ROLL,BOX OF 12, | BLKWOODS | J BLACKWOOD & SON LTD | B-00016241 | CURRENT
000017262 | TAPE,INSULATION,ELECTRICAL | PRESSURE SENSITIVE,GP S43;VINYL,BLACK; 100 MM W;15 M LG;CORROSION PROTECTION; THREE PLY PLASTIC TAPE WITH BONDING WHEN OVERLAPPING;15 M ROLL,BOX OF 12, | PETRO | PETRO COATING SYSTEMS | PK942-100V | CURRENT
000017262 | TAPE,INSULATION,ELECTRICAL | PRESSURE SENSITIVE,GP S43;VINYL,BLACK; 100 MM W;15 M LG;CORROSION PROTECTION; THREE PLY PLASTIC TAPE WITH BONDING WHEN OVERLAPPING;15 M ROLL,BOX OF 12, | BLKWOODS | J BLACKWOOD & SON LTD | B-00016245 | CURRENT
000017262 | TAPE,INSULATION,ELECTRICAL | PRESSURE SENSITIVE,GP S43;VINYL,BLACK; 100 MM W;15 M LG;CORROSION PROTECTION; THREE PLY PLASTIC TAPE WITH BONDING WHEN OVERLAPPING;15 M ROLL,BOX OF 12, | PETRO | PETRO COATING SYSTEMS | 942-30-100 | CURRENT
000017265 | COVER,ELECTRICAL EQUIPMENT | COVER BUSBAR,THREE PHASE SET;FOR REYROLLE LMVP 11 KV BUSBAR;C/W EPOXY COMPOUND; | REYROLLE |  |  | PURCHASE AS REQUIRED
000017270 | INSULATION HOOD | POLYPROPYLENE;BLUE/GREY;152 MM LG,130 MM DIA;WRAPAROUND CONSTRUCTION,C/W 4 SNAP- LOCK FIXINGS;TRACK & UV RESISTANT;PACK WILDLIFE PROTECTOR | TYCO | TYCO | BCAC-P-IC-5D/6(B6) | CURRENT
000017270 | INSULATION HOOD | POLYPROPYLENE;BLUE/GREY;152 MM LG,130 MM DIA;WRAPAROUND CONSTRUCTION,C/W 4 SNAP- LOCK FIXINGS;TRACK & UV RESISTANT;PACK WILDLIFE PROTECTOR | BRITECH | BRI-TECH PTY LTD | GS560-B | CURRENT
000017270 | INSULATION HOOD | POLYPROPYLENE;BLUE/GREY;152 MM LG,130 MM DIA;WRAPAROUND CONSTRUCTION,C/W 4 SNAP- LOCK FIXINGS;TRACK & UV RESISTANT;PACK WILDLIFE PROTECTOR | TECONN | TE CONNECTIVITY LTD | BCAC-P-IC-5D/6(B6) | CURRENT
000017271 | TAPE,INSULATION,ELECTRICAL | SEALING;EPDM PLUS BUTY RUBBER;60 MM W; 5.5 M LG;2 MM THK;UV RESISTANT; | PENTA | PENTA AUST (TMAC THEW & MCCANN/HYLEC) | PA21139 | CURRENT
000017271 | TAPE,INSULATION,ELECTRICAL | SEALING;EPDM PLUS BUTY RUBBER;60 MM W; 5.5 M LG;2 MM THK;UV RESISTANT; | HYLEC | HYLEC PTY LTD | RULLE 2 TAPE | CURRENT
000017272 | INSULATION SLEEVING,ELEC,SPEC | Split Sleeve, Grey EPDM, 10mm ID, 2 x 15m Coils per Box | TYCO | TYCO | MVCC-G-10/.40(S30)-001 | CURRENT
000017272 | INSULATION SLEEVING,ELEC,SPEC | Split Sleeve, Grey EPDM, 10mm ID, 2 x 15m Coils per Box | QLDRUBB |  | QR GREY 10 MM ID | CURRENT
000017273 | INSULATION SLEEVING,ELEC,SPEC | Split Sleeve, Grey EPDM, 20mm ID, 1 x 15m Coil per Box | TYCO | TYCO | CN3822-000 | CURRENT
000017273 | INSULATION SLEEVING,ELEC,SPEC | Split Sleeve, Grey EPDM, 20mm ID, 1 x 15m Coil per Box | QLDRUBB |  | ELELC15B | CURRENT
000017273 | INSULATION SLEEVING,ELEC,SPEC | Split Sleeve, Grey EPDM, 20mm ID, 1 x 15m Coil per Box | TYCO | TYCO | MVCC-G-19/.75(S15)-001 | CURRENT
000017275 | TRANSFORMER,DISTRIBUTION | 11 KV;49 KVA;3 PHASE;POLE BOLT MTG;BSH HV 90 LV BSH;R-TEMP FLUID INSULATED; ;ONAN;TTN 11;11 KV/433-250 V,PAINTED 3CR12 TANK;WEIGHT 520 KG; | WILSON | WILSON TRANSFORMER CO. PTY LTD | 49 KVA | STRATEGIC SPARE
000017279 | EARTHING EQUIPMENT | PORTABLE;OUTDOOR;SUBSTN;11 KV-33 KV; 3 PHASE;TO COMMON EARTH TAIL;C/W BAYONET STYLE PHASE CLAMP-10-85 MM RANGE;" T " BAR STYLE EARTH CLAMP;2-30 MM RANGE;CU | PENTA | PENTA AUST (TMAC THEW & MCCANN/HYLEC) | PA11381 | CURRENT
000017279 | EARTHING EQUIPMENT | PORTABLE;OUTDOOR;SUBSTN;11 KV-33 KV; 3 PHASE;TO COMMON EARTH TAIL;C/W BAYONET STYLE PHASE CLAMP-10-85 MM RANGE;" T " BAR STYLE EARTH CLAMP;2-30 MM RANGE;CU | THEWMCAN | TMAC THEW & MCCANN GROUP | 17279 | CURRENT
000017279 | EARTHING EQUIPMENT | PORTABLE;OUTDOOR;SUBSTN;11 KV-33 KV; 3 PHASE;TO COMMON EARTH TAIL;C/W BAYONET STYLE PHASE CLAMP-10-85 MM RANGE;" T " BAR STYLE EARTH CLAMP;2-30 MM RANGE;CU | HAYMANS | HAYMANS ELECTRICAL | T&MGR0J3C6.0C02TB | CURRENT
000017279 | EARTHING EQUIPMENT | PORTABLE;OUTDOOR;SUBSTN;11 KV-33 KV; 3 PHASE;TO COMMON EARTH TAIL;C/W BAYONET STYLE PHASE CLAMP-10-85 MM RANGE;" T " BAR STYLE EARTH CLAMP;2-30 MM RANGE;CU | THEWMCAN | TMAC THEW & MCCANN GROUP | GR0J3C6.0C02TBZ. | CURRENT
000017281 | BAG,PLASTIC | DISPOSAL BAG;100 UM THK; 700 MM LG,460 MM W;PRINTED ON BAG CONTAMINATED WASTE;PACK OF 200, PACK WEIGHT 10 KG; | ABSORBEN | ABSORB ENVIROMENTAL SOLUTIONS | BAT | CURRENT
000017282 | DRAIN,COVER | YELLOW PVC MAT;107 CM W X 107 CM LG X 1 CM THK;COVERS DRAIN TO BLOCK HAZARDOUS SPILLS; ADHERES TO SURFACES AROUND DRAINS;OVERLAP TO SEAL LARGER | ALLENS | ALLENS INDUSTRIAL PRODUCTS PTY LTD | 853693 | CURRENT
000017283 | ABSORBENT MATERIAL,SPILL CLEANUP | SPILL CLEANUP ABSORB BIO-ACTIVE ORGANIC BOOM;3 M X 75 MM;FOR OIL SPILLS;PACK OF 4,PACK WEIGHT 5 KG; | ALLENS | ALLENS INDUSTRIAL PRODUCTS PTY LTD | ES-SOAU-75-3 | CURRENT
000017283 | ABSORBENT MATERIAL,SPILL CLEANUP | SPILL CLEANUP ABSORB BIO-ACTIVE ORGANIC BOOM;3 M X 75 MM;FOR OIL SPILLS;PACK OF 4,PACK WEIGHT 5 KG; | ABSORBEN | ABSORB ENVIROMENTAL SOLUTIONS | AES 300 | CURRENT
000017285 | ABSORBENT MATERIAL,SPILL CLEANUP | SPILL CLEANUP ABSORBENT PAD ORGANIC; 470 MM X 470 MM X 200 GSM;FOR OIL SPILLS TYPE;PACK OF 200,PACK WEIGHT 5 KG; | ABSORBEN | ABSORB ENVIROMENTAL SOLUTIONS | PAD 125 | CURRENT
000017286 | ABSORBENT MATERIAL,SPILL CLEANUP | SPILL CLEANUP PREMIUM ORGANIC ABSORBENT; ;FOR OIL SPILLS;10 KG BAG; | ABSORBEN | ABSORB ENVIROMENTAL SOLUTIONS | AES PFS | CURRENT
000017286 | ABSORBENT MATERIAL,SPILL CLEANUP | SPILL CLEANUP PREMIUM ORGANIC ABSORBENT; ;FOR OIL SPILLS;10 KG BAG; | ENGUARD |  | 100-060 | CURRENT
000017291 | TAPE,BARRICADE | Red & White, 76mm W x 0.05 Thk, Printed DANGER DO NOT ENTER, 100m Roll, use in Oil Spill Kits, Carton of 36 | IDENMARK | IDENTIMARK SOLUTIONS - 310679 | S2096-100 | CURRENT
000017291 | TAPE,BARRICADE | Red & White, 76mm W x 0.05 Thk, Printed DANGER DO NOT ENTER, 100m Roll, use in Oil Spill Kits, Carton of 36 | ARTCRAFT | ARTCRAFT PTY LTD | ENERGE-17291 | CURRENT
000017291 | TAPE,BARRICADE | Red & White, 76mm W x 0.05 Thk, Printed DANGER DO NOT ENTER, 100m Roll, use in Oil Spill Kits, Carton of 36 | RMS | RELAY MONITORING SYSTEMS PL | 17291 | CURRENT
000017293 | RELAY,INVERSE: | PLUG-IN SWITCH, 40 AMP | LANDISGY | LANDIS GYR (AUST) PTY LTD | P100011520 | CURRENT
000017293 | RELAY,INVERSE: | PLUG-IN SWITCH, 40 AMP | LANDISGY | LANDIS GYR (AUST) PTY LTD | 316.071.00000 17293 | CURRENT
000017293 | RELAY,INVERSE: | PLUG-IN SWITCH, 40 AMP | ENERMET | ENERMET | R316071-00000 | CURRENT
000017314 | SEALING COMPOUND | MULTI PURPOSE;POLYMER;SOLID STICK; REPAIR STICK USED FOR OIL SEALING LEAKS, REPAIRS METAL SURFACES;110 G,PACK OF 12; HAND-KNEADABLE,NON-RUSTING, | BLKWOOD | J BLACKWOOD & SON LTD | 00816918 | CURRENT
000017314 | SEALING COMPOUND | MULTI PURPOSE;POLYMER;SOLID STICK; REPAIR STICK USED FOR OIL SEALING LEAKS, REPAIRS METAL SURFACES;110 G,PACK OF 12; HAND-KNEADABLE,NON-RUSTING, | BLKWOODS | J BLACKWOOD & SON LTD | 00816918/9300697109491 | CURRENT
000017314 | SEALING COMPOUND | MULTI PURPOSE;POLYMER;SOLID STICK; REPAIR STICK USED FOR OIL SEALING LEAKS, REPAIRS METAL SURFACES;110 G,PACK OF 12; HAND-KNEADABLE,NON-RUSTING, | SELLEYS |  | SK1110 | CURRENT
000017315 | SEALING COMPOUND | STEEL;GREY;SOLID FORM;FOR TEMPORARY REPAIR OF FUEL OIL LEAKS,TRANSMISSIONS, OIL FILLED TRANSFORMERS ETC;STOPS LEAKS WITHOUT DRAINING;WILL SEAL AGAINST WATER | ATOMSUPP | ATOM SUPPLY | 90300014 | CURRENT
000017315 | SEALING COMPOUND | STEEL;GREY;SOLID FORM;FOR TEMPORARY REPAIR OF FUEL OIL LEAKS,TRANSMISSIONS, OIL FILLED TRANSFORMERS ETC;STOPS LEAKS WITHOUT DRAINING;WILL SEAL AGAINST WATER | STATEWD | STATEWIDE FSTNERS & ENG SPLS PL | LOS | CURRENT
000017317 | SLEEVE,COMPRESSION | FT, HDBC, 7/0.104" (Imp), Hex Die 10.4mm A/F, Cu, Utilux p/n TGCS2, for use on this cable only (P50) (scm) | TYCO | TYCO | TGCS2/1 | CURRENT
000017319 | LABEL | Link Pillar Sticker, "LP", Self Adhesive Vinyl & 3M Scotchcal, 150 x 50mm, 30mm Black Text on Yellow Reflective B/Ground, Pack of 100 | ARTCRAFT | ARTCRAFT PTY LTD | 17319 | CURRENT
000017319 | LABEL | Link Pillar Sticker, "LP", Self Adhesive Vinyl & 3M Scotchcal, 150 x 50mm, 30mm Black Text on Yellow Reflective B/Ground, Pack of 100 | CUTLER | CUTLER BRANDS PTY LTD | ENERGE-17319 | CURRENT
000017320 | SIGN | (LOGO)ENERGEX-SUBSTATION-(IDENTIFICATION BLANK); ALUMINIUM; 900x600x2 MM; BLACK BACKGROUND; WHITE LETTERS, COLOUR LOGO; FOR ZONE SUBSTATIONS;SUBSTATION | ARTCRAFT | ARTCRAFT PTY LTD | SE05502-Q | CURRENT
000017321 | ROD,EARTH | 1800 x 13mm Dia, Cu Bonded Steel, Extendable, may be either Hand or Machine Driven, Bundle of 10 | ACCULEC | ACCULEC PTY LTD - E18524 | CER1318S | CURRENT
000017321 | ROD,EARTH | 1800 x 13mm Dia, Cu Bonded Steel, Extendable, may be either Hand or Machine Driven, Bundle of 10 | FULTON | FULTON INDUSTRIES PL | 08-CPR1318 | CURRENT
000017321 | ROD,EARTH | 1800 x 13mm Dia, Cu Bonded Steel, Extendable, may be either Hand or Machine Driven, Bundle of 10 | PLP AUST | PREFORMED LINE PRODUCTS (AUST) | CBE-127-1800 | CURRENT
000017321 | ROD,EARTH | 1800 x 13mm Dia, Cu Bonded Steel, Extendable, may be either Hand or Machine Driven, Bundle of 10 | ERICO | NVENT ERICO PRODUCTS AUSTRALIA P/L | 611360 | CURRENT
000017322 | CUTTING COMPOUND, PASTE | COMP;EARTHING ENHANCEMENT,50% BENTONITE ENHANCEMENT COMPOUND,EARTH Premixed Back fill Mixture, for Enhancing Electrical E arthing Composition, approx 50% Bentonit | ERICO | NVENT ERICO PRODUCTS AUSTRALIA P/L | TOPEARTH | CURRENT
000017322 | CUTTING COMPOUND, PASTE | COMP;EARTHING ENHANCEMENT,50% BENTONITE ENHANCEMENT COMPOUND,EARTH Premixed Back fill Mixture, for Enhancing Electrical E arthing Composition, approx 50% Bentonit | PLP AUST | PREFORMED LINE PRODUCTS (AUST) | D-EARTH505 | CURRENT
000017322 | CUTTING COMPOUND, PASTE | COMP;EARTHING ENHANCEMENT,50% BENTONITE ENHANCEMENT COMPOUND,EARTH Premixed Back fill Mixture, for Enhancing Electrical E arthing Composition, approx 50% Bentonit | TYCO | TYCO | EARTH5050 | CURRENT
000017322 | CUTTING COMPOUND, PASTE | COMP;EARTHING ENHANCEMENT,50% BENTONITE ENHANCEMENT COMPOUND,EARTH Premixed Back fill Mixture, for Enhancing Electrical E arthing Composition, approx 50% Bentonit | PLP AUST | PREFORMED LINE PRODUCTS (AUST) | EARTH5050 | CURRENT
000017322 | CUTTING COMPOUND, PASTE | COMP;EARTHING ENHANCEMENT,50% BENTONITE ENHANCEMENT COMPOUND,EARTH Premixed Back fill Mixture, for Enhancing Electrical E arthing Composition, approx 50% Bentonit | DULMISON | DULMISON (AUST) PTY LTD | EARTH5050 | CURRENT
000017328 | LABEL | SCREEN PRINTED ON 3M PRESSURE SENSITIVE CLEAR VINYL (CONTROLTAC);LEGEND-ENERGEX LOGO & NAME;WHITE PRINT;SELF ADHESIVE; 155 MM LG 7O MM W;LOGO BLUE & GREEN | ARTCRAFT | ARTCRAFT PTY LTD | 17328 | CURRENT
000017328 | LABEL | SCREEN PRINTED ON 3M PRESSURE SENSITIVE CLEAR VINYL (CONTROLTAC);LEGEND-ENERGEX LOGO & NAME;WHITE PRINT;SELF ADHESIVE; 155 MM LG 7O MM W;LOGO BLUE & GREEN | CUTLER | CUTLER BRANDS PTY LTD | ENERGE-17328 | CURRENT
000017329 | LABEL | SCREEN PRINTED ON 3M PRESSURE SENSITIVE CLEAR VINYL (CONTROLTAC);LEGEND-ENERGEX LOGO & NAME;BLACK PRINT;SELF ADHESIVE; 155 MM LG,7O MM W;LOGO BLUE & GREEN | ARTCRAFT | ARTCRAFT PTY LTD | SE06495-Q | PHASING
000017329 | LABEL | SCREEN PRINTED ON 3M PRESSURE SENSITIVE CLEAR VINYL (CONTROLTAC);LEGEND-ENERGEX LOGO & NAME;BLACK PRINT;SELF ADHESIVE; 155 MM LG,7O MM W;LOGO BLUE & GREEN | CUTLER | CUTLER BRANDS PTY LTD | ENERGE-17329 | PHASING
000017330 | SIGN | (ENERGEX LOGO) LEGEND - AUTHORISED CONTRACTOR WORKING WITH ENERGEX; MAGNETIC RUBBER;SCREEN PRINTED, BACKGROUND DARK BLUE (PMS289),LOGO | ARTCRAFT | ARTCRAFT PTY LTD | SE-056-99 | PURCHASE AS REQUIRED
000017330 | SIGN | (ENERGEX LOGO) LEGEND - AUTHORISED CONTRACTOR WORKING WITH ENERGEX; MAGNETIC RUBBER;SCREEN PRINTED, BACKGROUND DARK BLUE (PMS289),LOGO | COLOURCR |  | 102568 | PURCHASE AS REQUIRED
000017332 | CABLE,POWER,ELECTRICAL | 33 KV;400 SQ MM;COPPER CONDUCTOR; SINGLE CORE;(XLPELYHDPE);AS1206; ITEM ENTERED AT 0 DOLLAR VALUE;$45.00 (EST) PER METRE;ITEM HELD AT BILSEN RD; | OLEX | OLEX AUSTRALIA PTY LTD | XNQP28RP001CXAA | STRATEGIC SPARE
000017333 | CABLE,POWER,ELECTRICAL | 33 KV;630 SQ MM;COPPER CONDUCTOR;SINGLE CORE;XLPELYHDPE;AS1206;DRUM SIZE SHALL NOT EXCEED 2400 DIA,1250 W OR 5.0 TONNES W/O ENERGEX ACCEPTANCE,108 MM SPINDLE | OLEX | OLEX AUSTRALIA PTY LTD | XNQP32RP001CXAA | PURCHASE AS REQUIRED
000017334 | CABLE,POWER,ELECTRICAL | 33 KV;800 SQ MM;COPPER CONDUCTOR;SINGLE CORE;XLPELYHDPE;AS1206;DRUM SIZE SHALL NOT EXCEED 2400 DIA,1250 W OR 5.0 TONNES W/O ENERGEX ACCEPTANCE,108 MM SPINDLE | OLEX | OLEX AUSTRALIA PTY LTD | XNQP33RP001CXAA | PURCHASE AS REQUIRED
000017335 | CABLE,COVER | RUBBER INSERT;FOR USE WITH HELICAL SERVCE FITTINGS;TO SUIT DOUBLE INSULATION;NS CABLE,16 SQ MM,7/1.70 MM 3 & 4 COND/7/1.70 MM 2 COND;PACK OF 10, | TYCO | TYCO | 17335 | CURRENT
000017335 | CABLE,COVER | RUBBER INSERT;FOR USE WITH HELICAL SERVCE FITTINGS;TO SUIT DOUBLE INSULATION;NS CABLE,16 SQ MM,7/1.70 MM 3 & 4 COND/7/1.70 MM 2 COND;PACK OF 10, | PLP AUST | PREFORMED LINE PRODUCTS (AUST) | NS-D14-20 | CURRENT
000017335 | CABLE,COVER | RUBBER INSERT;FOR USE WITH HELICAL SERVCE FITTINGS;TO SUIT DOUBLE INSULATION;NS CABLE,16 SQ MM,7/1.70 MM 3 & 4 COND/7/1.70 MM 2 COND;PACK OF 10, | DULMISON | DULMISON (AUST) PTY LTD | 020013 | CURRENT
000017336 | CABLE,COVER | RUBBER INSERT;FOR USE WITH HELICAL SERVICE FITTINGS;TO SUIT DOUBLE INSULATED,P.W.C.;16 SQ MM,7/1.70 MM 2 COND;PACK OF 10;U/W STOCK CODE 06459; | TYCO | TYCO | 17336 | CURRENT
000017336 | CABLE,COVER | RUBBER INSERT;FOR USE WITH HELICAL SERVICE FITTINGS;TO SUIT DOUBLE INSULATED,P.W.C.;16 SQ MM,7/1.70 MM 2 COND;PACK OF 10;U/W STOCK CODE 06459; | PLP AUST | PREFORMED LINE PRODUCTS (AUST) | NS-D14-140 | CURRENT
000017337 | LINK,BRIDGING | E-Link, Electrical Bridging, for Star Connection of Current Terminals, for Meter Test Block | EUGAQUIP |  | TB071BL | CURRENT
000017338 | CONVERTER,FREQUENCY,STATIC | SIGNAL GENERATION EQUIPMENT;30 KVA, SFU-I/103;C/W 2 OUTPUTS INCLUDING AMMETERS & ISOLATOR SWITCHES; | ENERMET | ENERMET | 170 001-10003 | PHASING
000017339 | CONVERTER,FREQUENCY,STATIC | SIGNAL GENERATION EQUIPMENT;60 KVA, SFU-I/203;C/W 2 OUTPUTS INCLUDING 6 AMMETERS & ISOLATOR SWITCHES; | ENERMET | ENERMET | 170 001-10003 | PHASING
000017349 | LABEL | Service Pillar Sticker, Blank, Self Adhesive 3M Scotchlite, 50 x 190mm, Reflective Sheeting Series 3930, Pack of 100 | ARTCRAFT | ARTCRAFT PTY LTD | 17349 | CURRENT
000017349 | LABEL | Service Pillar Sticker, Blank, Self Adhesive 3M Scotchlite, 50 x 190mm, Reflective Sheeting Series 3930, Pack of 100 | CUTLER | CUTLER BRANDS PTY LTD | ENERGE-17349 | CURRENT
000017349 | LABEL | Service Pillar Sticker, Blank, Self Adhesive 3M Scotchlite, 50 x 190mm, Reflective Sheeting Series 3930, Pack of 100 | ES | QUALITY ENGRAVING SERVICES PTY LTD | 17349 | CURRENT
000017352 | METERING COMMUNICATIONS UNIT | COMMUNICATIONS SYSTEM;FOR REMOTE READING OF VARIOUS TYPES OF ELECTRICITY METERS; C/W CELLULAR TELEPHONE TRANSCEIVER, INLINE POWER,DATA CABLE WITH DB9 | OZDATA | OZ DATA | OZAMR09 | STRATEGIC SPARE
000017352 | METERING COMMUNICATIONS UNIT | COMMUNICATIONS SYSTEM;FOR REMOTE READING OF VARIOUS TYPES OF ELECTRICITY METERS; C/W CELLULAR TELEPHONE TRANSCEIVER, INLINE POWER,DATA CABLE WITH DB9 | INTERCEL | INTERCEL PTY LTD | ASSSAM10EEGX | STRATEGIC SPARE
000017366 | RESISTOR,ADJUSTABLE | 20 OHMS;20 W;FOR USE WITH INTERPOSING CT STOCK CODE 17365 IN THERMAL IMAGING CIRCUIT OF WTI STOCK CODE 16339; | CYNEBAR | CYNEBAR TRUSTEE FOR NYDAL TRADING TRUST | 8DGAD3 20OHMS | CURRENT
000017366 | RESISTOR,ADJUSTABLE | 20 OHMS;20 W;FOR USE WITH INTERPOSING CT STOCK CODE 17365 IN THERMAL IMAGING CIRCUIT OF WTI STOCK CODE 16339; | IRH |  |  | CURRENT
000017367 | CABLE,FIBRE OPTIC | DUPLEX;POLYMER;FOR USE WITH RS485 INTERFACE & SICAM CONTROLLERS;500 METRES PER ROLL;REFER STOCK CODE 17368 FOR DUPLEX CONNECTOR & STOCK CODE 17369 | DIGILIN |  | PGU-CD1002-22E | CURRENT
000017368 | CONNECTOR,CABLE,ELECTRICAL | FIBRE OPTIC;DUPLEX;FOR USE WITH DUPLEX POLYMER FIBRE OPTIC CABLE STOCK CODE 17367 & POLISHING KIT STOCK CODE 17369, 2 POLISHING KITS PER 25 CONNECTORS REQD; | DIGILIN |  | 4506 | CURRENT
000017369 | PLATE,POLISHING,FIBRE OPTICS | FIBRE OPTIC CABLE/CONNECTOR POLISHING; PACK C/W 1 SHEET OF EMERY PAPER,1 X PINK PLASTIC SHEET AND 1 PLASTIC LUG;2 KITS REQUIRED PER 25 CONNECTORS,FOR FIBRE | DIGILIN |  | 4593 | CURRENT
000017370 | LABEL | Vinyl Yellow Backround, Legend-Energex & Logo,THE BREAKING OF SEALS IS AN OFFENCE Black Print, Self-Adhesive, 135mm Lg, 30mm W, Supplied as individual labels, | ARTCRAFT | ARTCRAFT PTY LTD | SE06995-Q | CURRENT
000017370 | LABEL | Vinyl Yellow Backround, Legend-Energex & Logo,THE BREAKING OF SEALS IS AN OFFENCE Black Print, Self-Adhesive, 135mm Lg, 30mm W, Supplied as individual labels, | CUTLER | CUTLER BRANDS PTY LTD | ENERGE-17370 | CURRENT
000017371 | WRENCH,RATCHET | METRIC;SINGLE ENDED;REVERSIBLE RATCHET; 13 MM & 17 MM SOCKETS;PLASTIC HANDLE, 250/260 MM;6 SIDED SOCKET | SICAME | SICAME AUSTRALIA PTY LTD | RPS13/17-6H | CURRENT
000017371 | WRENCH,RATCHET | METRIC;SINGLE ENDED;REVERSIBLE RATCHET; 13 MM & 17 MM SOCKETS;PLASTIC HANDLE, 250/260 MM;6 SIDED SOCKET | DULMISON | DULMISON (AUST) PTY LTD | IBLS-6LONG | CURRENT
000017372 | SWITCH FUSE GEAR | 12 KV;3 PHASE;630 AMP RMU;WITH TWO 630 AMP SW & TWO 200 AMP TEE-OFF CB'S;SF6 INSUL;METAL CLAD INDOOR NON-EXT SCHNEIDER RM6,CABLE BOXES C/W GLAND | MERLGERN |  | RM6 | PURCHASE AS REQUIRED
000017373 | SWITCH FUSE GEAR | 12 KV;3 PHASE;630 AMP RMU;WITH THREE 630 AMP SW & ONE 200 AMP TEE-OFF CB; SF6 INSUL; | MERLGERN |  | RM6 | PURCHASE AS REQUIRED
000017374 | SWITCH FUSE GEAR | 12 KV;3 PHASE;630 AMP RMU;THREE 630 AMP SWITCHES;SF6 INSUL;METAL CLAD INDOOR NON-EXT SCHNEIDER RM6,CABLE BOXES C/W GLAND PLATES; | MERLGERN |  | RM6 | PURCHASE AS REQUIRED
000017375 | SWITCH FUSE GEAR | 12 KV;3 PHASE;630 AMP RMU;WITH TWO 630 AMP SW & ONE 200 AMP TEE-OFF CB;SF6 INSUL;METAL CLAD INDOOR NON-EXT SCHNEIDER RM6,CABLE BOXES C/W GLAND | MERLGERN |  | RM6 | PURCHASE AS REQUIRED
000017376 | BOLT,MACHINE | STAINLESS STEEL,GDE 304;PAN PHILLIPS HD; M4;ISO M;50 MM LG;C/W HEX NUT & WASHER; AS2837/AS1449 (MATERIAL),AS1111/DIN 931 (DIMENSIONS);BOX OF 100; | STATEWD | STATEWIDE FSTNERS & ENG SPLS PL | MTESS4M450 | CURRENT
000017379 | TRANSFORMER,DISTRIBUTION | 11 KV;315 KVA;3 PHASE;GROUND MTG;AIR HV 180 LV BSH;MINERAL OIL INSULATED;ONAN; DYN 11;7 TAP SWITCH POSITIONS;LV CABLE BOX & HV CABLE BOX FITTED;WEIGHT 3390; | TYREE | TYREE INDUSTRIES PL MITTAGONG NSW | 315 KVA | CURRENT
000017380 | CABLE BOX. | LOW VOLTAGE;AIR INSULATED;BOTTOM ENTRY; TO SUIT ABB 315 KVA & 500 KVA GROUND TRANSFORMERS; | ABB | ABB FAN PTY LTD |  | PURCHASE AS REQUIRED
000017382 | ADAPTOR,FUSE LINK | BRACKET;FOR USE WITH THREE PHASE SERVICE BRACKETS,(STOCK CODE 16576) & SINGLE PHASE BRACKET (STOCK CODE 16575) INSTALLED BEFORE APRIL 1998 & POLE | SICAME | SICAME AUSTRALIA PTY LTD | PFVAB1 | CURRENT
000017383 | SIGN | Kerb Marker, 150 x 100mm, ENERGEX ELECTRIC CABLE, Cast Al, Raised lettering 2mm H, c/w 2 Lugs for Fixing into Concrete Base, (P100) | HTDKERB | HTD KERBMARKERS AUSTRALIA | EGX004-17383 | CURRENT
000017383 | SIGN | Kerb Marker, 150 x 100mm, ENERGEX ELECTRIC CABLE, Cast Al, Raised lettering 2mm H, c/w 2 Lugs for Fixing into Concrete Base, (P100) | RMS | RELAY MONITORING SYSTEMS PL | 17383 | CURRENT
000017383 | SIGN | Kerb Marker, 150 x 100mm, ENERGEX ELECTRIC CABLE, Cast Al, Raised lettering 2mm H, c/w 2 Lugs for Fixing into Concrete Base, (P100) | DRAWING | DRAWING NO | 10933-A3 | CURRENT
000017384 | TRANSFORMER,POWER | 33 KV/11 KV;15 MVA;3 PHASE;GROUND MTG BSH HV 90 LV AIR;MINERAL OIL INSULATED; ONAN;DYN 11;AS2374; | WILSON | WILSON TRANSFORMER CO. PTY LTD |  | PURCHASE AS REQUIRED
000017385 | TRANSFORMER,POWER | 33 KV/11 KV;25 MVA;3 PHASE;GROUND MTG; BSH HV 90 LV AIR;MINERAL OIL INSULATED; ONAF;DYN 11;AS2374; | WILSON | WILSON TRANSFORMER CO. PTY LTD |  | PHASING
000017387 | TRANSFORMER,POWER | 132 KV/33 KV/11 KV;60 MVA;3 PHASE;GROUND MTG;BSH HV 180 LV AIR;MINERAL OIL INSULATED;ODAF;YNYNOD11;AS2374; | WILSON | WILSON TRANSFORMER CO. PTY LTD |  | PHASING
000017391 | BOOTS,SAFETY | Oliver, Men's Full Ankle, Beige/Brown, Elastic Sided, Suede Leather, Steel Toe, PU Sole, EH Resistant, Sizes 4 to 13, Half Sizes 6.5 to 10.5 | OLIVER | OLIVER FOOTWEAR | WB 34-624 | CURRENT
000017391 | BOOTS,SAFETY | Oliver, Men's Full Ankle, Beige/Brown, Elastic Sided, Suede Leather, Steel Toe, PU Sole, EH Resistant, Sizes 4 to 13, Half Sizes 6.5 to 10.5 | BLKWOOD | J BLACKWOOD & SON LTD | 34-624 | CURRENT
000017392 | BOOTS,SAFETY | Oliver, Men's Full Ankle, Black, Elastic Sided, Full Grain Leather, Steel Toe, PU Sole, EH Resistant, Sizes 4 to 13, Half Sizes 6.5 to 10.5 | BLKWOOD | J BLACKWOOD & SON LTD | 34-620 | CURRENT
000017392 | BOOTS,SAFETY | Oliver, Men's Full Ankle, Black, Elastic Sided, Full Grain Leather, Steel Toe, PU Sole, EH Resistant, Sizes 4 to 13, Half Sizes 6.5 to 10.5 | OLIVER | OLIVER FOOTWEAR | WB 34-620 | CURRENT
000017393 | BOOTS,SAFETY | Oliver, Men's Full Ankle, Wheat, Lace Up, Nubuck Leather, Steel Toe, PU/TPU Sole, EH Resistant, Sizes 4 to 13, Half Sizes 6.5 to 10.5 | OLIVER | OLIVER FOOTWEAR | WB 34-632 | CURRENT
000017393 | BOOTS,SAFETY | Oliver, Men's Full Ankle, Wheat, Lace Up, Nubuck Leather, Steel Toe, PU/TPU Sole, EH Resistant, Sizes 4 to 13, Half Sizes 6.5 to 10.5 | BLKWOOD | J BLACKWOOD & SON LTD | 34-632 | CURRENT
000017394 | BOOTS,SAFETY | Oliver, 150mm Full Ankle, Brown, Lace Up, Leather, Steel Toe, PU Sole, Slip Resistant, Anti-Static, Sizes 4 to 14, Half Sizes 6.5 to 12.5 | BLKWOOD | J BLACKWOOD & SON LTD | 55-337 | CURRENT
000017394 | BOOTS,SAFETY | Oliver, 150mm Full Ankle, Brown, Lace Up, Leather, Steel Toe, PU Sole, Slip Resistant, Anti-Static, Sizes 4 to 14, Half Sizes 6.5 to 12.5 | OLIVER | OLIVER FOOTWEAR | AT 55-337 | CURRENT
000017395 | BOOTS,SAFETY | Oliver, 150mm, Wheat, Lace Up, Nubuck Leather, Composite Toe, PU/TPU Sole, EH Resistant, Sizes 4 to 14, Half Sizes 6.5 to 10.5 | BLKWOOD | J BLACKWOOD & SON LTD | 45-632 | CURRENT
000017395 | BOOTS,SAFETY | Oliver, 150mm, Wheat, Lace Up, Nubuck Leather, Composite Toe, PU/TPU Sole, EH Resistant, Sizes 4 to 14, Half Sizes 6.5 to 10.5 | OLIVER | OLIVER FOOTWEAR | AT 45-632 | CURRENT
000017396 | GUMBOOT | Bata, 400mm Utility Safety Gumboot, Black/Red, Steel Toe, PVC Waterproof, Sizes 5 to 13 | BATA | BATA AUSTRALIA | 892-65190 | CURRENT
000017396 | GUMBOOT | Bata, 400mm Utility Safety Gumboot, Black/Red, Steel Toe, PVC Waterproof, Sizes 5 to 13 | BLKWOODS | J BLACKWOOD & SON LTD | 892-65190 | CURRENT
000017398 | LABEL | Sticker, Energex & Ergon Energy Logo, "NETWORK DEVICE, METER READER DO NOT READ", Self Adhesive Super Vinyl V-90 or Equiv, 90 x 30mm, Black Text on Yellow | ARTCRAFT | ARTCRAFT PTY LTD | 17398 | CURRENT
000017398 | LABEL | Sticker, Energex & Ergon Energy Logo, "NETWORK DEVICE, METER READER DO NOT READ", Self Adhesive Super Vinyl V-90 or Equiv, 90 x 30mm, Black Text on Yellow | CUTLER | CUTLER BRANDS PTY LTD | ENERGE-17398 | CURRENT
000017399 | SWITCH FUSE GEAR | 12 KV;3 PHASE;3 X 630 AMP MOTORISED (24VDC) SWITCHES;4 X 200 AMP FUSE SWITCHES;AIR INSULATED FUSES;INDOOR, EXTENSIBLE;FLUOKIT M24; | ALSTOM | ALSTOM GRID AUSTRALIA LIMITED | FLUOKIT M24 | PURCHASE AS REQUIRED
000017400 | TRANSFORMER,CURRENT | ;OUTDOOR CT;36 KV,2000 AMP;36/70/200 KV; SINGLE PHASE; | POWERENG |  | GIF 36-68 | PURCHASE AS REQUIRED
000017401 | HELMET,SAFETY | Chainsaw Protection, Steel Mesh Multi Fit Visor, Attached Earmuffs 29.5 dB Min Rating | STIHL | STIHL GROUP | 70048880800 | CURRENT
000017401 | HELMET,SAFETY | Chainsaw Protection, Steel Mesh Multi Fit Visor, Attached Earmuffs 29.5 dB Min Rating | BOC | BOC GASES | VMKIT | CURRENT
000017401 | HELMET,SAFETY | Chainsaw Protection, Steel Mesh Multi Fit Visor, Attached Earmuffs 29.5 dB Min Rating | PROTECTR |  | UNISAFE VMKIT E19 | CURRENT
000017402 | PAINT,MARKING | Spray & Mark, Marking Ink, Matt Black, Quick Dry, 350g Aerosol, Carton of 12 | ATOMSUPP | ATOM SUPPLY | 90880006 | CURRENT
000017402 | PAINT,MARKING | Spray & Mark, Marking Ink, Matt Black, Quick Dry, 350g Aerosol, Carton of 12 | SIGNET | SIGNET PTY LTD | 13300 | CURRENT
000017403 | TRANSFORMER,POWER | 33 KV/11 KV;12.5 MVA;3 PHASE;GROUND MTG; BSH HV 180 LV BSH;MINERAL OIL INSULATED; ONAN;DYN 11; | CROMPACK | CROMPTON INSTRUMENTS (AUST) P/L | 13189 | PURCHASE AS REQUIRED
000017404 | CONNECTOR ASSEMBLY,ELECTRICAL. | Splice for ABB SLBM, Connecting of 2 x 240mm2 Cables (max), Set of 3 | HYLEC | HYLEC PTY LTD | ABBSPLICE6MMAA3_KIT | CURRENT
000017404 | CONNECTOR ASSEMBLY,ELECTRICAL. | Splice for ABB SLBM, Connecting of 2 x 240mm2 Cables (max), Set of 3 | WEBER | WEBER SOUTH PACIFIC PTY LTD | V-TSABB-REVE | CURRENT
000017404 | CONNECTOR ASSEMBLY,ELECTRICAL. | Splice for ABB SLBM, Connecting of 2 x 240mm2 Cables (max), Set of 3 | ABB | ABB FAN PTY LTD | NHPL 046210-R1 | CURRENT
000017406 | RELAY,OVERCURRENT AND EARTH FAULT | 3 OC,EF;IDMTL,DEFTIME & INST;24-125 V DC/AC;5 AMP;OC 0.08-3.2 X IN,INST 0.08- 32 X IN,DEFTIME 0-100S,EF 0.05-0.8 X IN, INST 0.05-8.0 X IN,DEFTIME 0-100S;8 NO | ALSTOM | ALSTOM GRID AUSTRALIA LIMITED | KCGG1420IT20EEC | CURRENT
000017408 | RELAY,HIGH STABILITY CIRCULATING CURRENT | FOR HIGH IMPEDANCE BUS PROTECTION;110 V AUX;5 AMP;0.5-2 AMP;TWO SR CONTACTS;INC STAB RESISTANCE & METROSILS;ORDER ON PROT DEPT APPROVAL ONLY; | ALSTOM | ALSTOM GRID AUSTRALIA LIMITED | MCAG 34 | CURRENT
000017409 | RELAY,BUSBAR SUPERVISION | BUSBAR SUPERVISION RELAY;110 V AUX;2-14 VRMS;5 N/O CONTACTS;1 HR;MODULAR CASE; FLUSH MTG;ORDER ON PROT DEPT APPROVAL ONLY;PART OF HIGH IMPEDANCE BUS | ALSTOM | ALSTOM GRID AUSTRALIA LIMITED | MUTP 31 | CURRENT
000017411 | RELAY,TIME | ALSTOM MVTT14;110/125 V DC AUX;MTG FLUSH & RACK;ORDER ON PROTECTION MANAGER APPROVAL ONLY;REPLACED BY SC21050; | ALSTOM | ALSTOM GRID AUSTRALIA LIMITED | MVTT14J1NB0751 | PHASING
000017413 | RELAY,FREQUENCY | ALSTOM KVFG122;4UF;110 V,110/125 DC AUX;MTG FLUSH & RACK;ORDER ON PROTECTION MANAGER APPROVAL ONLY; | ALSTOM | ALSTOM GRID AUSTRALIA LIMITED | KVFG12201L21AE | CURRENT
000017414 | RELAY,FEEDER DIFFERENTIAL. | FD;5 AMP;2 NO SR CONT;1 HR FLAG.SCREW TERM;REYMOS MODULAR CASE;FLUSH MTG;BS142 ;ORDER ON PROT DEPT APPROVAL ONLY;INC 15 KV ISOLATING TRANSFORMERS;SCHEMATIC DWG | REYROLLE |  | SOLKOR R/RF-15KV | STRATEGIC SPARE
000017415 | TRANSFORMER,DISTRIBUTION | 11 KV;100 KVA;3 PHASE;GROUND MTG;AIR HV 180 LV BSH;MINERAL OIL INSULATED;ONAN; DYN 11;7 TAP SWITCH POSITIONS,HV & LV CABLE BOXES FITTED;WEIGHT 1200 KG; | TYREE | TYREE INDUSTRIES PL MITTAGONG NSW | 100 KVA | PURCHASE AS REQUIRED
000017416 | TRANSFORMER,CURRENT | PROTECTION,POST TYPE;OUTDOOR;FEEDER PROTECTION;36 KV;1600 AMP,3 CORES, 1000/1 10P 300F20 (CORES 1-2),800/600/ 200/5 AMP 2.5P15 F20 ON 800/5 (CORE 3); | POWERENG |  | GIF 36-68 | PURCHASE AS REQUIRED
000017417 | CAPACITOR SHUNT INSTALLATION. | 36 KV;3 PHASE;50 HZ;24 MVAR@36 KV;FRAME, OUTDOOR;AS2897;4500 KG; | ABB | ABB FAN PTY LTD | 36 KV 3 PH | PURCHASE AS REQUIRED
000017418 | CAPACITOR UNIT. | 6.93 KV,667 KVAR;SINGLE PHASE;44.2 NF;96 .25 AMP CONT@50 HZ;50 HZ;NON PCB IMPREGNANT;POLYPROPYLENE FILM DIELECTRIC;INTERNALLY FUSED;2 | ABB | ABB FAN PTY LTD | 6.93 KV 1 PH | CURRENT
000017419 | TERMINATION ASSEMBLY | 1800 MM LG;TO SUIT CABLE DIA 15.4 MM - 16.0 MM;C/W STRUCTURAL ROD & DEAD END; USED IN THE INSTALLATION OF FIBRE OPTIC CABLE; | PLP AUST | PREFORMED LINE PRODUCTS (AUST) | OFTFG-154-SG -EN | CURRENT
000017420 | CUSHION KIT,DOWNLEAD | FOR WOOD POLES;OPGW DIA 14.4 MM - 16.6 MM;C/W COACH SCREW & SQ WASHER; | PLP AUST | PREFORMED LINE PRODUCTS (AUST) | OFDLC-8003043(FIBERLIGN) | CURRENT
000017421 | PROTECTOR,FIBRE OPTIC CABLE | CABLE ABRASION PROTECTOR;LOW DENSITY POLYETHYLENE;1.8 M LG;12.5 - 25 MM OD; PROTECTS FIBRE OPTIC CABLE JACKET FROM ABRASIONS; | PLP AUST | PREFORMED LINE PRODUCTS (AUST) | PTG 0203 (FIBERLIGN) | CURRENT
000017422 | DAMPER,VIBRATION,TRANSMISSION LINE | SPIRAL;14.31 - 19.30 MM DIA;1650 MM LG, GREEN;USED IN THE INSTALLATION OF FIBRE OPTIC CABLE;PACK OF 20; WEIGHT 20 KG; | ACCULEC | ACCULEC PTY LTD - E18524 | SVD1432A | CURRENT
000017422 | DAMPER,VIBRATION,TRANSMISSION LINE | SPIRAL;14.31 - 19.30 MM DIA;1650 MM LG, GREEN;USED IN THE INSTALLATION OF FIBRE OPTIC CABLE;PACK OF 20; WEIGHT 20 KG; | MACLEAN | MACLEAN POWER PL - E15128 | HVD-145 | CURRENT
000017422 | DAMPER,VIBRATION,TRANSMISSION LINE | SPIRAL;14.31 - 19.30 MM DIA;1650 MM LG, GREEN;USED IN THE INSTALLATION OF FIBRE OPTIC CABLE;PACK OF 20; WEIGHT 20 KG; | PLP AUST | PREFORMED LINE PRODUCTS (AUST) | OFSVD-0106-B | CURRENT
000017423 | CLEVIS,THIMBLE | Aluminium Alloy;27 mm groove; 70 KN; Includes clevis pin & humpback pin; Used in the installation of fibre optic cable; | PLP AUST | PREFORMED LINE PRODUCTS (AUST) | ACT-27-16 | CURRENT
000017424 | LINK,EXTENSION | GALV;392 MM LG X 10 MM DIA;USED IN THE INSTALLATION OF FIBRE OPTIC CABLE;PACK OF 20,PACK WEIGHT 16 KG; | PLP AUST | PREFORMED LINE PRODUCTS (AUST) | GCL-010L-392 | CURRENT
000017426 | STUD,NUT | M16; 460 MM Overall LG;c/w 2 x S/S Nuts 2 x Galv washers, Supports Susp Assy, Used in the install of Fibre Optic Cable | PLP AUST | PREFORMED LINE PRODUCTS (AUST) | SSS-16400 | CURRENT
000017427 | BOLT,HOOK | STEEL;GALV;M16;400 MM LG;R10 MIN PIGTAIL ;INCLUDES NUT & WASHER;USED IN THE INSTALLATION OF FIBRE OPTIC CABLE; | DULHUNTY | DULHUNTY INDUSTRIES PTY LTD | ABCHB16-400 | CURRENT
000017427 | BOLT,HOOK | STEEL;GALV;M16;400 MM LG;R10 MIN PIGTAIL ;INCLUDES NUT & WASHER;USED IN THE INSTALLATION OF FIBRE OPTIC CABLE; | PLP AUST | PREFORMED LINE PRODUCTS (AUST) | GSHB-16400 | CURRENT
000017429 | RELAY,SENSITIVE EARTH FAULT | RMS 2C137;SEF;5 AMP;10S RESET, 110 /125 V DC AUX; MTG FLUSH & RACK; ORDER ON PROTECTION MANAGER APPROVAL ONLY;REPLACED BY SC21041; | RELMONSY | RELAY MONITORING SYSTEMS PTY LTD | 2C137-BBBBB10 | STRATEGIC SPARE
000017430 | INSULATOR,STANDOFF | LINE POST;SYNTHETIC COMPOSITE;132 KV NOM V;1550 NOM LG;HORIZONTAL;C/W SEPARABLE RIGID GAIN BASE MTG;CLAMP TOP END FITTING;5 KN MAX DESIGN CANTILEVER | PENTA | PENTA AUST (TMAC THEW & MCCANN/HYLEC) | PA30088 | CURRENT
000017430 | INSULATOR,STANDOFF | LINE POST;SYNTHETIC COMPOSITE;132 KV NOM V;1550 NOM LG;HORIZONTAL;C/W SEPARABLE RIGID GAIN BASE MTG;CLAMP TOP END FITTING;5 KN MAX DESIGN CANTILEVER | GRAPHSOL | GRAPH SOLUTIONS PTY LTD | 132500.3 | CURRENT
000017431 | TRANSFORMER,METERING | OUTDOOR TYPE;POLE MOUNTED;33 KV;OIL FILLED TANK;NO HV FUSES;2 CT'S CLASS 0.5 ME2,15 VA,RATIO 200/100/5 AMP,1 VT 33 KV/110,3 PHASE 0.5 M,100 VA/PHASE CAT A | CIRCLE-C |  |  | STRATEGIC SPARE
000017437 | SWITCH FUSE GEAR | 12 KV;3 PHASE;630 AMP NORM CURR;63 KA MKG CAP;25 KA FOR 1 SEC;I/D,EXT,FLUOKIT M24,1 MANUALLY OPERATED SWITCH; | ALSTOM | ALSTOM GRID AUSTRALIA LIMITED | FLUOKIT M24 | PURCHASE AS REQUIRED
000017446 | INSECTICIDE,BIFLEX EMULSION | LIGHT BROWN LIQUID;LOW ODOUR;WHITE ANT CONTROL,TERMITICIDE DUO 200;5 L DRUM; RETURNABLE DRUM;USED FOR THE PREVENTION CONTROL OF TERMITE | GARRARDS | GARRARDS | BIFLEX-ULTRA-5 | CURRENT
000017447 | REGULATOR,STEP VOLTAGE | 11 KV;SINGLE PHASE;50 HZ;100 AMP;+ OR - 10%;32 STEPS OF 0.625%;POLE MTG;HV BUSHINGS;TPI;MJ-X CONTROL PANEL WITH 7.6 M CONTROL CABLES; | SIEMENS | SIEMENS LTD | JFR | PHASING
000017449 | WASHER,CONTACT,ASSEMBLY | M10-16 BOLT SIZE;HIGH STRENGTH A1 ALLOY,PROFILED SURFACE;FOR HIGH CURRENT CONNECTION BETWEEN ALUMINIUM LUG & COPPER LUG OR BUSBAR;BOX OF 50; | THEWMCAN | TMAC THEW & MCCANN GROUP | 332127127 | CURRENT
000017453 | TRANSFORMER,POWER | 33 KV/11 KV;12.5 MVA;3 PHASE;GROUND MTG; BSH HV 90 LV AIR;MINERAL OIL INSULATED; ONAN;DYN 11;ATTACHED RADIATORS; | WILSON | WILSON TRANSFORMER CO. PTY LTD |  | PURCHASE AS REQUIRED
000017454 | INSULATOR,SUSPENSION | GLASS DISC,FOG PROFILE;20 MM IEC BALL & SOCKET,WITH ZINC COLLAR; 280 MM DIA, 146 MM PITCH;125 KN MIN FAILING;"W" CLIP PER AS2947.3;PACK OF 6,PACK WEIGHT | TEN | THE ENERGY NETWORK | UG125BSPZ | CURRENT
000017454 | INSULATOR,SUSPENSION | GLASS DISC,FOG PROFILE;20 MM IEC BALL & SOCKET,WITH ZINC COLLAR; 280 MM DIA, 146 MM PITCH;125 KN MIN FAILING;"W" CLIP PER AS2947.3;PACK OF 6,PACK WEIGHT | MACLEAN | MACLEAN POWER PL - E15128 | 17454 | CURRENT
000017454 | INSULATOR,SUSPENSION | GLASS DISC,FOG PROFILE;20 MM IEC BALL & SOCKET,WITH ZINC COLLAR; 280 MM DIA, 146 MM PITCH;125 KN MIN FAILING;"W" CLIP PER AS2947.3;PACK OF 6,PACK WEIGHT | GRAPHSOL | GRAPH SOLUTIONS PTY LTD | 134604 | CURRENT
000017455 | CHARGER,BATTERY | SINGLE PHASE,240 V AC INPUT;110 V DC, 20 AMP OUTPUT;FREE STANDING CUBICLE; FOR USE WITH 110 V 160 A/HR SEALED LEAD ACID BATTERIES;SIZE H1000 X W500, PACK | BRODRIBB | M BRODRIBB PTY LTD (MANUFACTURER) | D5703.1-110-0020-01 | PHASING
000017456 | CHARGER,BATTERY | SINGLE PHASE,240 V AC INPUT;110 V DC, 10 AMP OUTPUT;FREE STANDING CUBICLE; FOR USE WITH 110 V 110 A/HR SEALED LEAD ACID BATTERIES STORED IN BATTERY | BRODRIBB | M BRODRIBB PTY LTD (MANUFACTURER) | D5703.1-110-0010-01 | PHASING
000017456 | CHARGER,BATTERY | SINGLE PHASE,240 V AC INPUT;110 V DC, 10 AMP OUTPUT;FREE STANDING CUBICLE; FOR USE WITH 110 V 110 A/HR SEALED LEAD ACID BATTERIES STORED IN BATTERY | RANGER |  | 110 V DC 10 AMP | PHASING
000017459 | BATTERY,STORAGE | VALVE REGULATED SEALED BATTERY BANK;30 V;110 A/HR NOMINAL (70-100 A/HR) 5 X 6 V INDIVIDUAL BATTERIES;C/W INTERCELL CONNECTIONS & FASTENERS;PACK | LEGEND | LEGEND POWER SYSTEMS | BAT-HZB6/110F-AGM | PURCHASE AS REQUIRED
000017460 | BATTERY,STORAGE | VALVE REGULATED SEALED BATTERY;12 V; 80 AMP/HR NOMINAL (70-100 A/HR); U/W STOCK CODE 15614;PACK OF 1,PACK WEIGHT 25.4 KG; | LEGEND | LEGEND POWER SYSTEMS | BAT-HZB12/80F-AGM | PURCHASE AS REQUIRED
000017461 | TOOL KIT | For 1st & 2nd Year Electrical Fitter Mechanic, As per Attached List | TDETOOLS | TRADE TOOLS DIRECT (GEEBUNG) | TOOL KIT YRS 1 & 2 (EFM) | PURCHASE AS REQUIRED
000017461 | TOOL KIT | For 1st & 2nd Year Electrical Fitter Mechanic, As per Attached List | C&LTOOL | CALTCO T/A C&L TOOL CENTRE | TOOL KIT YRS 1 & 2 (EFM) | PURCHASE AS REQUIRED
000017461 | TOOL KIT | For 1st & 2nd Year Electrical Fitter Mechanic, As per Attached List | KEYLINE | KEY-LINE DISTRIBUTORS PTY LTD | TOOL KIT YRS 1 & 2 (EFM) | PURCHASE AS REQUIRED
000017462 | TRANSFORMER,DISTRIBUTION | 11 KV;315 KVA;3 PHASE;PADMOUNT;MINERAL OIL INSULATED;ONAN;DYN 11;3CR12 STAINLESS STEEL HV/LV CUBICLE;7 TAP POSITIONS,C/W AEM HV FUSE BOARD & LV | ABB | ABB FAN PTY LTD | 11 KV 315 KVA 3 PH PAD | PURCHASE AS REQUIRED
000017463 | TRANSFORMER,DISTRIBUTION | 11 KV;315 KVA;3 PHASE;PADMOUNT;MINERAL OIL INSULATED;ONAN;DYN 11;3CR12 STAINLESS STEEL HV/LV CUBICLE;7 TAP POSITIONS,C/W ABB HV RMU & LV | ABB | ABB FAN PTY LTD | 11 KV 315 KV 7 TAPS | PURCHASE AS REQUIRED
000017464 | TRANSFORMER,DISTRIBUTION | 11 KV;500 KVA;3 PHASE;PADMOUNT;MINERAL OIL INSULATED;ONAN;DYN 11;3CR12 STAINLESS STEEL HV/LV CUBICLE;7 TAP POSITIONS,C/W ABB HV RMU & LV | ABB | ABB FAN PTY LTD | 11 KV 500 KVA 7 TAPS | PURCHASE AS REQUIRED
000017466 | DISCONNECTOR,HIGH VOLTAGE | 145kV, 1600A, 40kA/1Sec, 3Ph, Manual Operation, Outdoor Rotary Double Break Type DB145, Busbar Mtg Height 4300mm (No Insulators) | PLP AUST | PREFORMED LINE PRODUCTS (AUST) | A-A8032-01 | PHASING
000017468 | SWITCH FUSE GEAR | 12 KV;3 PHASE;3 SW;630 AMP NORM CURR; 63 KA MKG CAP;25 KA FOR 1 SEC,SH TIME W/STAND CURR;2 FUSE SW;200 AMP NORM CURR ;63 KA MKG CAP;AIR INSULATED FUSES; | ALSTOM | ALSTOM GRID AUSTRALIA LIMITED | FLUOKIT M24 | PURCHASE AS REQUIRED
000017469 | DISCONNECTOR,HIGH VOLTAGE | 145kV, 1600A, 40kA/1Sec, 3Ph, Motorised 110VDC, Outdoor Rotary Double Break Type DB145, Busbar Mtg Height 4300mm (No Insulators) | PLP AUST | PREFORMED LINE PRODUCTS (AUST) | A-A8032-02 | PHASING
000017472 | TRANSFORMER,METERING | OUTDOOR TYPE;FREE STANDING;12 KV,1500 AMP;OIL FILLED;HV FUSES INSIDE TANK; 2 CT'S,CLASS 0.5 ME2,15 VA;RATIO 800/5 AMP;1,3 PH VT,CLASS 0.5M OUTPUT 100 VA/ | IPSOL | I POWER SOLUTIONS HEMMANT QLD 4174 | METERING TRANSFORMER UNIT* | STRATEGIC SPARE
000017472 | TRANSFORMER,METERING | OUTDOOR TYPE;FREE STANDING;12 KV,1500 AMP;OIL FILLED;HV FUSES INSIDE TANK; 2 CT'S,CLASS 0.5 ME2,15 VA;RATIO 800/5 AMP;1,3 PH VT,CLASS 0.5M OUTPUT 100 VA/ | CIRCLE-C |  | 12 KV 1500 AMP | STRATEGIC SPARE
000017474 | TAPE,INSULATION,ELECTRICAL | ADHESIVED BACKED;VINYL PLASTIC,BLACK; 38 MM W;6 M LG;.63 MM THK;PACK OF 10; | GILBLODG | GILBERT LODGE AUSTRALIA | 3MVM-38 | CURRENT
000017474 | TAPE,INSULATION,ELECTRICAL | ADHESIVED BACKED;VINYL PLASTIC,BLACK; 38 MM W;6 M LG;.63 MM THK;PACK OF 10; | ATOMSUPP | ATOM SUPPLY | 90780253 | CURRENT
000017474 | TAPE,INSULATION,ELECTRICAL | ADHESIVED BACKED;VINYL PLASTIC,BLACK; 38 MM W;6 M LG;.63 MM THK;PACK OF 10; | BLKWOODS | J BLACKWOOD & SON LTD | 04929019/80050045014 | CURRENT
000017474 | TAPE,INSULATION,ELECTRICAL | ADHESIVED BACKED;VINYL PLASTIC,BLACK; 38 MM W;6 M LG;.63 MM THK;PACK OF 10; | 3M | 3M AUSTRALIA PTY LTD | MMMVM-38MM | CURRENT
000017476 | CIRCUIT BREAKER | BUS SECTION;36 KV;3 PHASE;2000 AMP;25 KA 3 SEC;INDOOR GIS SWITCHGEAR WITH CIRCUIT BREAKER,BUS SECTION,SINGLE BUS;C/W BUS ZONE (2 ZONE) CT'S,VT'S;WHEN STOCKS ARE | HITACHI | HITACHI ENERGY AUSTRALIA LTD | C-GIS | PURCHASE AS REQUIRED
000017477 | CIRCUIT BREAKER | TRANSFORMER UNIT;36 KV;3 PHASE;800 AMP; 25 KA,3 SEC;INDOOR GIS SWITCHGEAR TRANSFORMER UNIT WITH SWITCHGEAR,SINGLE BUSBAR;C/W DIFF.OC,EF & BUS ZONE CT'S; | HITACHI | HITACHI ENERGY AUSTRALIA LTD | C-GIS | PURCHASE AS REQUIRED
000017480 | LABEL | SELF ADHESIVE SUPER VINYL V-90 WHITE MATT PERMANENT 160 GSM SOLID BACK WITH SLIT BACK;LEGEND PROPERTY OF METERING DYNAMICS AS PER DWG LBS 044-A4(B);C/W | ARTCRAFT | ARTCRAFT PTY LTD | 17480 | PURCHASE AS REQUIRED
000017480 | LABEL | SELF ADHESIVE SUPER VINYL V-90 WHITE MATT PERMANENT 160 GSM SOLID BACK WITH SLIT BACK;LEGEND PROPERTY OF METERING DYNAMICS AS PER DWG LBS 044-A4(B);C/W | IDENMARK | IDENTIMARK SOLUTIONS - 310679 | 17480 | PURCHASE AS REQUIRED
000017480 | LABEL | SELF ADHESIVE SUPER VINYL V-90 WHITE MATT PERMANENT 160 GSM SOLID BACK WITH SLIT BACK;LEGEND PROPERTY OF METERING DYNAMICS AS PER DWG LBS 044-A4(B);C/W | CUTLER | CUTLER BRANDS PTY LTD | ENERGE-17480 | PURCHASE AS REQUIRED
000017481 | LABEL | Sticker, NEM Data Label, Self Adhesive Super Vinyl V90, Black Text on White B/Ground, 160gsm, Solid Back with Split Back, Meter Type Data Label for use | ARTCRAFT | ARTCRAFT PTY LTD | 17481 | CURRENT
000017481 | LABEL | Sticker, NEM Data Label, Self Adhesive Super Vinyl V90, Black Text on White B/Ground, 160gsm, Solid Back with Split Back, Meter Type Data Label for use | IDENMARK | IDENTIMARK SOLUTIONS - 310679 | 17481 | CURRENT
000017481 | LABEL | Sticker, NEM Data Label, Self Adhesive Super Vinyl V90, Black Text on White B/Ground, 160gsm, Solid Back with Split Back, Meter Type Data Label for use | CUTLER | CUTLER BRANDS PTY LTD | ENERGE-17481 | CURRENT
000017482 | TRANSFORMER,POWER | 33 KV/11 KV;15 MVA;3 PHASE;GROUND MTG; BSH HV 90 LV AIR;MINERAL OIL INSULATED; ONAN;DYN 11;SEPERATED FREE STANDING RADIATORS;AS2374;REFER PLANET FOR | WILSON | WILSON TRANSFORMER CO. PTY LTD |  | PURCHASE AS REQUIRED
000017484 | LABEL | 200 GSM PLACTICISED PAPER,WHITE-PHASE 3 OR EQUIV;LEGEND-ENERGEX REVENUE METER NEUTRAL DO NOT DISCONNECT;BLACK PRINT ON WHITE BACKGROUND;65 MM LG,22 MM W,C/W | ARTCRAFT | ARTCRAFT PTY LTD | SE08995-Q | CURRENT
000017484 | LABEL | 200 GSM PLACTICISED PAPER,WHITE-PHASE 3 OR EQUIV;LEGEND-ENERGEX REVENUE METER NEUTRAL DO NOT DISCONNECT;BLACK PRINT ON WHITE BACKGROUND;65 MM LG,22 MM W,C/W | IDENMARK | IDENTIMARK SOLUTIONS - 310679 | 17484 | CURRENT
000017484 | LABEL | 200 GSM PLACTICISED PAPER,WHITE-PHASE 3 OR EQUIV;LEGEND-ENERGEX REVENUE METER NEUTRAL DO NOT DISCONNECT;BLACK PRINT ON WHITE BACKGROUND;65 MM LG,22 MM W,C/W | CUTLER | CUTLER BRANDS PTY LTD | ENERGE-17484 | CURRENT
000017485 | TRANSFORMER,ISOLATION | RMS 4T82; PILOT WIRE;15 KV ISOL TRFM;MTG FLUSH & RACK;ORDER ON PROTECTION MANAGER APPROVAL ONLY; | RELMONSY | RELAY MONITORING SYSTEMS PTY LTD | 4T82 | STRATEGIC SPARE
000017489 | DOOR,ACCESS | Temporary Replacement Door, 350 x 110mm Nom, Al, Access Steel Streetlight Pole, suit Minor Road Streetlight Poles & Estate Poles | ENERGEX | ENERGEX | MINOR RD | CURRENT
000017490 | DOOR,ACCESS | Temporary Replacement Door, 500 x 155mm Nom, Al, Access Steel Streetlight Pole, suit Major Road Streetlight Poles & Estate Poles | ENERGEX | ENERGEX | MAJOR RD | PURCHASE AS REQUIRED
000017491 | TERMINAL,LUG | STALK,COPPER CRIMP TYPE;FOR 25 SQ MM CU PLY CONDUCTOR;60 MM LG COPPER STALK, C/W SEMI-CIRCULAR SLOT & RING CONNECTOR; USED IN CONJUNCTION WITH 11 KV HAZEMEYER | TYCO | TYCO | BAH-022100040 | CURRENT
000017491 | TERMINAL,LUG | STALK,COPPER CRIMP TYPE;FOR 25 SQ MM CU PLY CONDUCTOR;60 MM LG COPPER STALK, C/W SEMI-CIRCULAR SLOT & RING CONNECTOR; USED IN CONJUNCTION WITH 11 KV HAZEMEYER | LEGEND | LEGEND POWER SYSTEMS | CSC25/12K | CURRENT
000017491 | TERMINAL,LUG | STALK,COPPER CRIMP TYPE;FOR 25 SQ MM CU PLY CONDUCTOR;60 MM LG COPPER STALK, C/W SEMI-CIRCULAR SLOT & RING CONNECTOR; USED IN CONJUNCTION WITH 11 KV HAZEMEYER | CABLACES | CABLACES | CSC25/12K | CURRENT
000017492 | TERMINAL,LUG | STALK,COPPER CRIMP TYPE;FOR 95 SQ MM CU PLY CONDUCTOR;60 MM LG COPPER STALK, C/W SEMI-CIRCULAR SLOT & RING CONNECTOR; USED IN CONJUNCTION WITH 11 KV HAZEMEYER | TYCO | TYCO | BAH-022100040 | CURRENT
000017492 | TERMINAL,LUG | STALK,COPPER CRIMP TYPE;FOR 95 SQ MM CU PLY CONDUCTOR;60 MM LG COPPER STALK, C/W SEMI-CIRCULAR SLOT & RING CONNECTOR; USED IN CONJUNCTION WITH 11 KV HAZEMEYER | LEGEND | LEGEND POWER SYSTEMS | CSC95/12K | CURRENT
000017492 | TERMINAL,LUG | STALK,COPPER CRIMP TYPE;FOR 95 SQ MM CU PLY CONDUCTOR;60 MM LG COPPER STALK, C/W SEMI-CIRCULAR SLOT & RING CONNECTOR; USED IN CONJUNCTION WITH 11 KV HAZEMEYER | CABLACES | CABLACES | CSC95/12K | CURRENT
000017493 | TERMINAL,LUG | STALK,COPPER CRIMP TYPE;FOR 185 SQ MM CU PLY CONDUCTOR;60 MM LG COPPER STALK, C/W SEMI-CIRCULAR SLOT & RING CONNECTOR; USED IN CONJUNCTION WITH 11 KV HAZEMEYER | TYCO | TYCO | BAH-022100056 | CURRENT
000017493 | TERMINAL,LUG | STALK,COPPER CRIMP TYPE;FOR 185 SQ MM CU PLY CONDUCTOR;60 MM LG COPPER STALK, C/W SEMI-CIRCULAR SLOT & RING CONNECTOR; USED IN CONJUNCTION WITH 11 KV HAZEMEYER | LEGEND | LEGEND POWER SYSTEMS | CSC185/12K | CURRENT
000017493 | TERMINAL,LUG | STALK,COPPER CRIMP TYPE;FOR 185 SQ MM CU PLY CONDUCTOR;60 MM LG COPPER STALK, C/W SEMI-CIRCULAR SLOT & RING CONNECTOR; USED IN CONJUNCTION WITH 11 KV HAZEMEYER | CABLACES | CABLACES | CSC185/12K | CURRENT
000017497 | SLEEVE,COMPRESSION | FULL TENSION COMPRESSION;COPPER TUBE; COPPER COND;7/.064 MM;TO BE MARKED AS PER AS1154-1;U/W HEX COMPRESSION DIES 38-63 CU;STOCK CODE 17499;PACK OF 1; | TYCO | TYCO | TECS2/1 | CURRENT
000017497 | SLEEVE,COMPRESSION | FULL TENSION COMPRESSION;COPPER TUBE; COPPER COND;7/.064 MM;TO BE MARKED AS PER AS1154-1;U/W HEX COMPRESSION DIES 38-63 CU;STOCK CODE 17499;PACK OF 1; | UTILUX |  | TECS2/1 | CURRENT
000017498 | DIE,CRIMPING TOOL | STEEL;HEX;4.4 MM AF;FOR COPPER BASED LUGS ONTO 7/.048 MM (6 SQ MM) COPPER CONDUCTOR;U/W UTILUX COMPRESSION TOOL NO.38 OR EQUIV;PACK OF 1,PACK WEIGHT | LEGEND | LEGEND POWER SYSTEMS | HT130-C-6 | CURRENT
000017498 | DIE,CRIMPING TOOL | STEEL;HEX;4.4 MM AF;FOR COPPER BASED LUGS ONTO 7/.048 MM (6 SQ MM) COPPER CONDUCTOR;U/W UTILUX COMPRESSION TOOL NO.38 OR EQUIV;PACK OF 1,PACK WEIGHT | TEN | THE ENERGY NETWORK | K12-4.4-CU | CURRENT
000017498 | DIE,CRIMPING TOOL | STEEL;HEX;4.4 MM AF;FOR COPPER BASED LUGS ONTO 7/.048 MM (6 SQ MM) COPPER CONDUCTOR;U/W UTILUX COMPRESSION TOOL NO.38 OR EQUIV;PACK OF 1,PACK WEIGHT | CABLACES | CABLACES | HT130-C-6 | CURRENT
000017499 | DIE,CRIMPING TOOL | STEEL;HEX;6.3 MM AF;FOR COPPER BASED LUGS ONTO 7/.064 MM COPPER CONDUCTOR; U/W UTILUX COMPRESSION TOOL NO.38 OR EQUIV;PACK OF 1,PACK WEIGHT 0.28 KG; | LEGEND | LEGEND POWER SYSTEMS | HT130-C-16 | CURRENT
000017499 | DIE,CRIMPING TOOL | STEEL;HEX;6.3 MM AF;FOR COPPER BASED LUGS ONTO 7/.064 MM COPPER CONDUCTOR; U/W UTILUX COMPRESSION TOOL NO.38 OR EQUIV;PACK OF 1,PACK WEIGHT 0.28 KG; | TECONN | TE CONNECTIVITY LTD | 38-63CU/1 | CURRENT
000017499 | DIE,CRIMPING TOOL | STEEL;HEX;6.3 MM AF;FOR COPPER BASED LUGS ONTO 7/.064 MM COPPER CONDUCTOR; U/W UTILUX COMPRESSION TOOL NO.38 OR EQUIV;PACK OF 1,PACK WEIGHT 0.28 KG; | CABLACES | CABLACES | HT130-C-16 | CURRENT
000017500 | SLEEVE,COMPRESSION | FULL TENSION COMPRESSION;COPPER TUBE; COPPER COND;7/.048 IMPERIAL 6.35 MM OD TO BE MARKED AS PER AS1154.1;U/W HEX COMPRESSION DIES 38-44 CU STOCK CODE | TYCO | TYCO | TDCS2/1 | CURRENT
000017500 | SLEEVE,COMPRESSION | FULL TENSION COMPRESSION;COPPER TUBE; COPPER COND;7/.048 IMPERIAL 6.35 MM OD TO BE MARKED AS PER AS1154.1;U/W HEX COMPRESSION DIES 38-44 CU STOCK CODE | UTILUX |  | TDCS2/1 | CURRENT
000017501 | SEAL,ANTIPILFERAGE | PLASTIC;FOR SECURITY SEALING OF METERING EQUIPMENT;TWIST TYPE,ENERGEX IDENTIFICATION,NUMBERED,BLUE AND GREEN IN COLOUR;PACK OF 100 X 10 = 1000,CARTON | INERTITE |  | C4-0413-00 | CURRENT
000017502 | BREATHER | SILICA GEL;FOR TRANSFORMERS WITH INSULATING OIL CAPACITY 5000 LITRES TO 7500 LITRES (WITHOUT OIL BATH); | NUPRO | NUPRO COMPANY | SB375KL | PURCHASE AS REQUIRED
000017503 | BREATHER | SILICA GEL;FOR TRANSFORMERS WITH INSULATING OIL CAPACITY UP TO 1800 LITRES; | PENTA | PENTA AUST (TMAC THEW & MCCANN/HYLEC) | PA22405 | PURCHASE AS REQUIRED
000017507 | SWITCH FUSE GEAR | 12 KV;3 PHASE;630 AMP NORM CURR;63 KA BKG CAP;25 KA FOR 1 SEC;I/D;EXT;FLUOKIT M24;C/W 3 ISOLATORS,1 BUSBAR CONNECTION UNIT,1 BUSBAR RISER UNIT; | ALSTOM | ALSTOM GRID AUSTRALIA LIMITED | FLUOKIT M24 | PURCHASE AS REQUIRED
000017509 | RECLOSER | 12 KV;3 PHASE;50 HZ;630 AMP;12.5 KA BKG CAP;C/W POLE MTG BRACKET;NU-LEC N12 RECLOSER;80 SQ MM CABLE TAILS,CONTROLLER CAPM2-MCP FIRMWARE & 7 M UMBILICAL CABLE | NU-LEC | NU-LEC | N12 | CURRENT
000017510 | RECLOSER | 12 KV;3 PHASE;50 HZ;630 AMP;12.5 KA BKG CAP;C/W POLE MTG BRACKET;NU-LEC N12 RECLOSER;240SQ MM CABLE TAILS,CONTROLLER WITH CAPM2-MCP FIRMWARE & 7 M UMBILICAL | NU-LEC | NU-LEC | N12 | PHASING
000017512 | SWITCH FUSE GEAR | 12 KV;3 PHASE;20 KA FOR 3 SEC;1-400 AMP SWITCH;630 AMP BUSBAR;2 BUSBAR CABLE BOXES SUITABLE FOR 3-630 AMP SINGLE CORE CABLES; | ABB | ABB FAN PTY LTD | SD | PURCHASE AS REQUIRED
000017513 | BEND,NONMETALLIC RIGID CONDUIT | UPVC;ORANGE;80 MM NOM SIZE,LIGHT DUTY; 90 DEG;750 RAD;SOCKET MOULDED ONE END; MARKED "ELECTRICITY SUPPLY CABLES"; AS2053;PACK OF 1,PACK WEIGHT 1.56 KG; | TRI UGRD | TRI UNDERGROUND AUSTRALIA PTY LTD | LDE8090750MFS | CURRENT
000017513 | BEND,NONMETALLIC RIGID CONDUIT | UPVC;ORANGE;80 MM NOM SIZE,LIGHT DUTY; 90 DEG;750 RAD;SOCKET MOULDED ONE END; MARKED "ELECTRICITY SUPPLY CABLES"; AS2053;PACK OF 1,PACK WEIGHT 1.56 KG; | HAYMANS | HAYMANS ELECTRICAL | FABL759080MF | CURRENT
000017513 | BEND,NONMETALLIC RIGID CONDUIT | UPVC;ORANGE;80 MM NOM SIZE,LIGHT DUTY; 90 DEG;750 RAD;SOCKET MOULDED ONE END; MARKED "ELECTRICITY SUPPLY CABLES"; AS2053;PACK OF 1,PACK WEIGHT 1.56 KG; | VINIDEX |  | 60593 | CURRENT
000017514 | BEND,NONMETALLIC RIGID CONDUIT | UPVC;ORANGE;100 MM NOM SIZE,LIGHT DUTY; 90 DEG;750 RAD;SOCKET MOULDED ONE END; MARKED "ELECTRICITY SUPPLY CABLES"; AS2053;PACK OF 1,PACK WEIGHT 2.7 KG; | TRI UGRD | TRI UNDERGROUND AUSTRALIA PTY LTD | LDE10090750MFS | CURRENT
000017514 | BEND,NONMETALLIC RIGID CONDUIT | UPVC;ORANGE;100 MM NOM SIZE,LIGHT DUTY; 90 DEG;750 RAD;SOCKET MOULDED ONE END; MARKED "ELECTRICITY SUPPLY CABLES"; AS2053;PACK OF 1,PACK WEIGHT 2.7 KG; | HAYMANS | HAYMANS ELECTRICAL | CONX100LD750R90MF | CURRENT
000017514 | BEND,NONMETALLIC RIGID CONDUIT | UPVC;ORANGE;100 MM NOM SIZE,LIGHT DUTY; 90 DEG;750 RAD;SOCKET MOULDED ONE END; MARKED "ELECTRICITY SUPPLY CABLES"; AS2053;PACK OF 1,PACK WEIGHT 2.7 KG; | VINIDEX |  | 60594 | CURRENT
000017515 | INTERFACE MODULE | SCADA CARD;C/W 4 PULSE INPUTS, 2 PULSE OUTPUTS FOR EDMI METERS; | EDMI | EDMI PTY LTD | 2000-0400-B | CURRENT
000017516 | TRANSFORMER,CURRENT | ;OUTDOOR CT;36 KV;3 CORES,CORE 1 TO 3, 800-600-200/5;CLASS, 2.5P150F20 ON 800/5 ;SINGLE PHASE;800 AMP,2 KA FOR 3 SEC, 36/70/200 KV;AS1675; | POWERENG |  | GIF 36-68 | PURCHASE AS REQUIRED
000017517 | TRANSFORMER,CURRENT | OUTDOOR CT;36 KV;3 CORES,1600 AMP,CORES 1 & 2,1000/1;CLASS,0.03PL500 R3.0 SEC THERMAL 1.6 AMP,CORE 3,800/1,CLASS 0.05 PL500 R3.5 SEC THERMAL 2.0 AMP; | POWERENG |  | GIF 36-68 | MAINTENANCE STOCK
000017518 | CONVERTER,FREQUENCY,STATIC | SIGNAL GENERATION EQUIPMENT;40 KVA;I/D; C/W 2 OUTPUTS INCLUDING 6 AMMETERS & ISOLATOR SWITCHES SUPPLIED IN ENERMET CUBICLE;PACK OF 1,PACK WEIGHT 285 KG; | LANDGYR |  | 170103-41939 | PHASING
000017519 | CONVERTER,FREQUENCY,STATIC | SIGNAL GENERATION EQUIPMENT;80 KVA;I/D; C/W 2 OUTPUTS INCLUDING 6 AMMETERS & ISOLATOR SWITCHES SUPPLIED IN ENERMET CUBICLE;PACK OF 1,PACK WEIGHT 335 KG; | LANDGYR |  | 170203-41919 | PHASING
000017521 | TRANSFORMER,DISTRIBUTION | 11 KV;25 KVA;1 PHASE;POLE BOLT MTG;BSH HV 90 LV BSH;MINERAL OIL INSULATED;ONAN; 7 TAP POSITIONS;11 KV/500-250 V,GALV TANK;PRE-FITTED WITH SURGE ARRESTERS & | WILSON | WILSON TRANSFORMER CO. PTY LTD | 25 KVA | CURRENT
000017521 | TRANSFORMER,DISTRIBUTION | 11 KV;25 KVA;1 PHASE;POLE BOLT MTG;BSH HV 90 LV BSH;MINERAL OIL INSULATED;ONAN; 7 TAP POSITIONS;11 KV/500-250 V,GALV TANK;PRE-FITTED WITH SURGE ARRESTERS & | WILSON | WILSON TRANSFORMER CO. PTY LTD | 873-A371-11-AA | CURRENT
000017525 | TRANSFORMER,DISTRIBUTION | 11 KV;200 KVA;3 PHASE;POLE BOLT MTG;BSH HV 90 LV BSH;MINERAL OIL INSULATED;ONAN; DYN 11;7 TAP POSITIONS;11 KV/433-250 V, GALV TANK;PRE-FITTED WITH SURGE | WILSON | WILSON TRANSFORMER CO. PTY LTD | 11 KV;200 KVA | CURRENT
000017525 | TRANSFORMER,DISTRIBUTION | 11 KV;200 KVA;3 PHASE;POLE BOLT MTG;BSH HV 90 LV BSH;MINERAL OIL INSULATED;ONAN; DYN 11;7 TAP POSITIONS;11 KV/433-250 V, GALV TANK;PRE-FITTED WITH SURGE | ABB | ABB FAN PTY LTD | 11 KV 200 KVA 3 PH | CURRENT
000017545 | BRACKET,POLE | TRANSFORMER TYPE;STEEL;GALV;TRANSFORMER SUPPORT;TO SUIT METRO CONC POLE WITH STEEL PLATFORM;C/W BAG ATTACHED TO EACH BRACKET,CONTAINING 3 X LG BOLT,NUTS/ | HAYMAN | HAYMANS INDUSTRIES PTY LTD | 17545 | CURRENT
000017545 | BRACKET,POLE | TRANSFORMER TYPE;STEEL;GALV;TRANSFORMER SUPPORT;TO SUIT METRO CONC POLE WITH STEEL PLATFORM;C/W BAG ATTACHED TO EACH BRACKET,CONTAINING 3 X LG BOLT,NUTS/ | GLOBAL | GLOBAL MANUFACTURING GROUP | ENERGEX-76211-A1 | CURRENT
000017547 | INTERFACE MODULE | INPUT/OUTPUT;CARD,TYPE S 1/4 MW REED; | ELEDSIGN |  | 2000-0400-S | PURCHASE AS REQUIRED
000017549 | RELAY,FEEDER DIFFERENTIAL. | FD;1 AMP;110 V DC AUX SUPPLY;MULTIPLE SR CONT;HR INDICATORS;FLUSH MTG CASE;ORDER ON SUBSTATION PROJECTS DEPT APPROVAL ONLY; | SIEMENS | SIEMENS LTD | 7SD5111-4CAO2-OCAO | PURCHASE AS REQUIRED
000017555 | HAND TOOL,INFLATION | RAYCHEM INFLATION TOOL,RDSS-IT-16;FOR RAYFLATE SEALING DUCT SLEEVES;USE CO2 CARTRIDGE (STOCK CODE 17558) FOR INFLATING BAG TO 3.0 + OR - 0.2 BAR | RAYCHEM | RAYCHEM (AUSTRALIA) PTY LTD | RDSS-IT-16 | CURRENT
000017556 | RAYFLATE,DUCT SEALING SYSTEM | FOR POWER CABLES;C/W INFLATABLE BLADDER OF FLEXIBLE METALLIC LAMINATE,COATED BOTH SIDES WITH SEALANT STRIP;INFLATION BAG PRESSURE TO 3.0 + OR - 0.2 BAR | TECONN | TE CONNECTIVITY LTD | RDSS-100(S10) | CURRENT
000017557 | LUBRICANT | AQUEOUS LUBRICANT;POLYETHENE GLYCOL & NON-IONIC SURFACTANT;GREEN COLOUR;APPLY TO CABLE SHEATH;U/W STOCK CODE 17556 (RAYFLATE,DUCT SEALING SYSTEM); | RAYCHEM | RAYCHEM (AUSTRALIA) PTY LTD | E4540-1435 | CURRENT
000017558 | CYLINDER,GAS | 16 G CARTRIDGE;CO2 GAS;FITTED WITH VALVE ;PACK OF 10 = 1;FOR USE WITH RAYCHEM INFLATION TOOL RDSS-IT-16, STOCK CODE 17555; | RAYCHEM | RAYCHEM (AUSTRALIA) PTY LTD | E7512-0160(B60) | CURRENT
000017558 | CYLINDER,GAS | 16 G CARTRIDGE;CO2 GAS;FITTED WITH VALVE ;PACK OF 10 = 1;FOR USE WITH RAYCHEM INFLATION TOOL RDSS-IT-16, STOCK CODE 17555; | RAYCHEM | RAYCHEM (AUSTRALIA) PTY LTD | E7512-1060 | CURRENT
000017559 | SWITCHBOARD,LV | STROMBERG;630 AMP;INCLUDES 630 AMP ISOLATORS,4 SWITCH FUSES;BOTTOM ENTRY CABLING FOR CIRCUITS;FREE STANDING OR WALL MTD;RETURN FEET TO WORKSHOPS FOR | ENERGEX | ENERGEX | STROMBERG 630/4F | PURCHASE AS REQUIRED
000017560 | SWITCHBOARD,LV | STROMBERG;630 AMP;INCLUDES 630 AMP ISOLATORS,4 SWITCH FUSES;TOP ENTRY CABLING FOR CIRCUITS;FREE STANDING OR WALL MTD;RETURN FEET TO WORKSHOPS FOR | ENERGEX | ENERGEX | STROMBERG 630/4F | PURCHASE AS REQUIRED
000017561 | SWITCHBOARD,LV | STROMBERG;1250 AMP;INCLUDES 1250 AMP ISOLATORS,4 SWITCH FUSES; BOTTOM ENTRY CABLING FOR CIRCUITS;FREE STANDING OR WALL MTD;RETURN FEET TO WORKSHOPS FOR | ENERGEX | ENERGEX | STROMBERG 1250/4F | PURCHASE AS REQUIRED
000017562 | SWITCHBOARD,LV | STROMBERG;1250 AMP;INCLUDES 1250 AMP ISOLATORS,4 SWITCH FUSES (630 AMP);TOP ENTRY CABLING FOR CIRCUITS;FREE STANDING OR WALL MTD;RETURN FEET TO WORKSHOPS FOR | ENERGEX | ENERGEX | STROMBERG 1250/4F | PURCHASE AS REQUIRED
000017563 | SWITCHBOARD,LV | STROMBERG;2500 AMP;INCLUDES 2500 AMP ISOLATORS,4 SWITCH FUSES (630 AMP); BOTTOM ENTRY CABLING FOR CIRCUITS;FREE STANDING OR WALL MTD;RETURN FEET TO | ENERGEX | ENERGEX | STROMBERG 2500/4F | PURCHASE AS REQUIRED
000017564 | SWITCHBOARD,LV | STROMBERG;2500 AMP;INCLUDES 2500 AMP ISOLATORS,4 SWITCH FUSES (630 AMP);TOP ENTRY CABLING FOR CIRCUITS;FREE STANDING OR WALL MTD;RETURN FEET TO WORKSHOPS | ENERGEX | ENERGEX | STROMBERG 2500/4F | PURCHASE AS REQUIRED
000017565 | SWITCHBOARD,LV | STROMBERG;2500 AMP;INCLUDES 4 SWITCH FUSES & 2500 AMP ISOLATOR ON LH SIDE; BOTTOM ENTRY CABLING FOR CIRCUITS;FREE STANDING OR WALL MTD;RETURN FEET TO | ENERGEX | ENERGEX | STROMBERG 2500/4F | PURCHASE AS REQUIRED
000017566 | SWITCHBOARD,LV | STROMBERG;2500 AMP;INCLUDES 4 SWITCH FUSES & 2500 AMP ISOLATOR ON LH SIDE;TOP ENTRY CABLING FOR CIRCUITS;FREE STANDING OR WALL MTD;RETURN FEET TO WORKSHOPS FOR | ENERGEX | ENERGEX | STROMBERG 2500/4F | PURCHASE AS REQUIRED
000017567 | SWITCHBOARD,LV | STROMBERG;2500 AMP;INCLUDES 2500 AMP & 1250 AMP ISOLATORS,4 SWITCH FUSES;BOTTOM ENTRY CABLING FOR CIRCUITS;FREE STANDING OR WALL MTD;RETURN FEET TO WORKSHOPS FOR | ENERGEX | ENERGEX | STROMBERG 2500/4F/1250 | PURCHASE AS REQUIRED
000017568 | SWITCHBOARD,LV | STROMBERG;2500 AMP;INCLUDES 2500 AMP & 1250 AMP ISOLATORS,4 SWITCH FUSES;TOP ENTRY CABLING FOR CIRCUITS;FREE STANDING OR WALL MTD;RETURN FEET TO WORKSHOPS FOR | ENERGEX | ENERGEX | STROMBERG 2500/4F/1250 | PURCHASE AS REQUIRED
000017569 | SWITCHBOARD,LV | STROMBERG;2500 AMP;INCLUDES 2 X 2500 AMP ISOLATORS,4 SWITCH FUSES;BOTTOM ENTRY CABLING FOR CIRCUITS;FREE STANDING OR WALL MTD;RETURN FEET TO WORKSHOPS FOR | ENERGEX | ENERGEX |  | PURCHASE AS REQUIRED
000017570 | SWITCHBOARD,LV | STROMBERG;2500 AMP;INCLUDES 2 X 2500 AMP ISOLATORS,4 SWITCH FUSES;TOP ENTRY CABLING FOR CIRCUITS;FREE STANDING OR WALL MTD;RETURN FEET TO WORKSHOPS FOR | ENERGEX | ENERGEX |  | PURCHASE AS REQUIRED
000017571 | SWITCHBOARD,LV | STROMBERG;2500 AMP;INCLUDES 2500 AMP ISOLATORS,6 SWITCH FUSES;BOTTOM ENTRY CABLING FOR CIRCUITS;FREE STANDING OR WALL MTD;RETURN FEET TO WORKSHOPS FOR | ENERGEX | ENERGEX |  | PURCHASE AS REQUIRED
000017572 | SWITCHBOARD,LV | STROMBERG;2500 AMP;INCLUDES 2500 AMP ISOLATORS,6 SWITCH FUSES;TOP ENTRY FOR CABLING OF CIRCUITS;FREE STANDING OR WALL MTD;RETURN FEET TO WORKSHOPS FOR | ENERGEX | ENERGEX |  | PURCHASE AS REQUIRED
000017573 | SWITCHBOARD,LV | STROMBERG;2500 AMP;INCLUDES 2500 AMP ISOLATOR & CABLE TERMINATION;TOP OR BOTTOM ENTRY;FREE STANDING OR WALL MTD; RETURN FEET TO WORKSHOPS FOR WALL MTD | ENERGEX | ENERGEX |  | PURCHASE AS REQUIRED
000017576 | JOINT,ELECTRICAL POWER CABLE | 11 KV;FILLED HEATSHRINK JOINT;FROM 95 TO 185 SQ MM SIZE TRANSITION PLY CABLE;U/W STOCK CODES 17586,17587,17588,17589, 17590,17591,17592,17593 & 17577; | RAYCHEM | RAYCHEM (AUSTRALIA) PTY LTD | AUST-SQB-C | CURRENT
000017577 | JOINT,ELECTRICAL POWER CABLE | 11 KV;FILLED HEATSHRINK JOINT;SHIM KIT FOR 70-185 SQ MM PLY CABLE;U/W STOCK CODES 17576 & 17588; | RAYCHEM | RAYCHEM (AUSTRALIA) PTY LTD | EFSJ-SP2 | MAINTENANCE STOCK
000017579 | JOINT,ELECTRICAL POWER CABLE | 11 KV;FILLED HEATSHRINK JOINT;FOR 400 SQ MM PLY CABLE;U/W STOCK CODE 17602; | RAYCHEM | RAYCHEM (AUSTRALIA) PTY LTD | EPKJ17C3SB-3SB-W | PHASING
000017581 | FERRULE,ELECTRICAL CONDUCTOR | CRIMP TYPE;COPPER;25 SQ MM TO 95 SQ MM; C/W CENTRE BARRIER;PACK OF 3;U/W STOCK CODES 17575 & 15848;PACK OF 1; | TYCO | TYCO | AUST-SQB102 | CURRENT
000017581 | FERRULE,ELECTRICAL CONDUCTOR | CRIMP TYPE;COPPER;25 SQ MM TO 95 SQ MM; C/W CENTRE BARRIER;PACK OF 3;U/W STOCK CODES 17575 & 15848;PACK OF 1; | UTILUX |  | AUST-SQB-102 | CURRENT
000017584 | FERRULE,ELECTRICAL CONDUCTOR | CRIMP TYPE;COPPER;70 SQ MM TO 95 SQ MM; C/W CENTRE BARRIER;PACK OF 3;U/W STOCK CODE 17575;PACK OF 1,PACK WEIGHT 0.5 KG; | TYCO | TYCO | AUST-SQB105 | CURRENT
000017584 | FERRULE,ELECTRICAL CONDUCTOR | CRIMP TYPE;COPPER;70 SQ MM TO 95 SQ MM; C/W CENTRE BARRIER;PACK OF 3;U/W STOCK CODE 17575;PACK OF 1,PACK WEIGHT 0.5 KG; | CABLACES | CABLACES | AUST-SQB-105 | CURRENT
000017584 | FERRULE,ELECTRICAL CONDUCTOR | CRIMP TYPE;COPPER;70 SQ MM TO 95 SQ MM; C/W CENTRE BARRIER;PACK OF 3;U/W STOCK CODE 17575;PACK OF 1,PACK WEIGHT 0.5 KG; | UTILUX |  | AUST-SQB-105 | CURRENT
000017585 | FERRULE,ELECTRICAL CONDUCTOR | CRIMP TYPE;COPPER;95 SQ MM TO 95 SQ MM; C/W CENTRE DIMPLE;PACK OF 3;U/W STOCK CODE 17575; | LEGEND | LEGEND POWER SYSTEMS | CAS95EX | CURRENT
000017585 | FERRULE,ELECTRICAL CONDUCTOR | CRIMP TYPE;COPPER;95 SQ MM TO 95 SQ MM; C/W CENTRE DIMPLE;PACK OF 3;U/W STOCK CODE 17575; | TECONN | TE CONNECTIVITY LTD | AUST-SQB106 | CURRENT
000017585 | FERRULE,ELECTRICAL CONDUCTOR | CRIMP TYPE;COPPER;95 SQ MM TO 95 SQ MM; C/W CENTRE DIMPLE;PACK OF 3;U/W STOCK CODE 17575; | CABLACES | CABLACES | CAS95/EX | CURRENT
000017586 | FERRULE,ELECTRICAL CONDUCTOR | CRIMP TYPE;BI-METAL;95 SQ MM CU TO 120 SQ MM AL;C/W CENTRE BARRIER;PACK OF 3; U/W STOCK CODE 17576; | LEGEND | LEGEND POWER SYSTEMS | BLK120/95EX | CURRENT
000017586 | FERRULE,ELECTRICAL CONDUCTOR | CRIMP TYPE;BI-METAL;95 SQ MM CU TO 120 SQ MM AL;C/W CENTRE BARRIER;PACK OF 3; U/W STOCK CODE 17576; | DULMISON | DULMISON (AUST) PTY LTD | H15416/1X3 | CURRENT
000017586 | FERRULE,ELECTRICAL CONDUCTOR | CRIMP TYPE;BI-METAL;95 SQ MM CU TO 120 SQ MM AL;C/W CENTRE BARRIER;PACK OF 3; U/W STOCK CODE 17576; | CABLACES | CABLACES | AUST-SQB-107 | CURRENT
000017590 | FERRULE,ELECTRICAL CONDUCTOR | CRIMP TYPE;BI-METAL;120 SQ MM AL TO 185 SQ MM CU;C/W CENTRE BARRIER;PACK OF 1; U/W STOCK CODE 17576; | LEGEND | LEGEND POWER SYSTEMS | BLK120/185 | CURRENT
000017590 | FERRULE,ELECTRICAL CONDUCTOR | CRIMP TYPE;BI-METAL;120 SQ MM AL TO 185 SQ MM CU;C/W CENTRE BARRIER;PACK OF 1; U/W STOCK CODE 17576; | CABLACES | CABLACES | BLK120/185 | CURRENT
000017591 | FERRULE,ELECTRICAL CONDUCTOR | CRIMP TYPE;BI-METAL;150 SQ MM AL TO 185 SQ MM CU;C/W CENTRE BARRIER;PACK OF 3; U/W STOCK CODE 17576; | CABLACES | CABLACES | AUST-SQB-112 | MAINTENANCE STOCK
000017592 | FERRULE,ELECTRICAL CONDUCTOR | CRIMP TYPE;COPPER;161 (0.25 SQ IN) TO 185 SQ MM;C/W CENTRE BARRIER;PACK OF 3; U/W STOCK CODE 17576; | TYCO | TYCO | AUST-SQB113 | CURRENT
000017592 | FERRULE,ELECTRICAL CONDUCTOR | CRIMP TYPE;COPPER;161 (0.25 SQ IN) TO 185 SQ MM;C/W CENTRE BARRIER;PACK OF 3; U/W STOCK CODE 17576; | UTILUX |  | AUST-SQB-113 | CURRENT
000017593 | FERRULE,ELECTRICAL CONDUCTOR | CRIMP TYPE;COPPER;185 SQ MM TO 185 SQ MM ;C/W CENTRE DIMPLE;PACK OF 3;U/W STOCK CODE 17576; | CABLACES | CABLACES | CAS185/EX | CURRENT
000017594 | FERRULE,ELECTRICAL CONDUCTOR | CRIMP TYPE;COPPER;185 SQ MM TO 240 SQ MM ;C/W CENTRE BARRIER;PACK OF 3;U/W STOCK CODE 17578; | LEGEND | LEGEND POWER SYSTEMS | CASR240/185EX | CURRENT
000017594 | FERRULE,ELECTRICAL CONDUCTOR | CRIMP TYPE;COPPER;185 SQ MM TO 240 SQ MM ;C/W CENTRE BARRIER;PACK OF 3;U/W STOCK CODE 17578; | TECONN | TE CONNECTIVITY LTD | AUST-SQB114 | CURRENT
000017594 | FERRULE,ELECTRICAL CONDUCTOR | CRIMP TYPE;COPPER;185 SQ MM TO 240 SQ MM ;C/W CENTRE BARRIER;PACK OF 3;U/W STOCK CODE 17578; | CABLACES | CABLACES | AUST-SQB-115 | CURRENT
000017594 | FERRULE,ELECTRICAL CONDUCTOR | CRIMP TYPE;COPPER;185 SQ MM TO 240 SQ MM ;C/W CENTRE BARRIER;PACK OF 3;U/W STOCK CODE 17578; | CABLACES | CABLACES | CASR240/185-EX | CURRENT
000017595 | FERRULE,ELECTRICAL CONDUCTOR | CRIMP TYPE;BI-METAL;185 SQ MM CU TO 300 SQ MM AL;C/W CENTRE BARRIER;PACK OF 1; U/W STOCK CODE 17578; | TYCO | TYCO | BK300-185/1 | CURRENT
000017595 | FERRULE,ELECTRICAL CONDUCTOR | CRIMP TYPE;BI-METAL;185 SQ MM CU TO 300 SQ MM AL;C/W CENTRE BARRIER;PACK OF 1; U/W STOCK CODE 17578; | CABLACES | CABLACES | BLK300/185 | CURRENT
000017595 | FERRULE,ELECTRICAL CONDUCTOR | CRIMP TYPE;BI-METAL;185 SQ MM CU TO 300 SQ MM AL;C/W CENTRE BARRIER;PACK OF 1; U/W STOCK CODE 17578; | LEGEND | LEGEND POWER SYSTEMS | BLK300/185 | CURRENT
000017599 | FERRULE,ELECTRICAL CONDUCTOR | CRIMP TYPE;COPPER;240 SQ MM TO 300 SQ MM ;C/W CENTRE BARRIER;PACK OF 3;U/W STOCK CODE 17578; | TYCO | TYCO | AUST-SQB120 | CURRENT
000017599 | FERRULE,ELECTRICAL CONDUCTOR | CRIMP TYPE;COPPER;240 SQ MM TO 300 SQ MM ;C/W CENTRE BARRIER;PACK OF 3;U/W STOCK CODE 17578; | UTILUX |  | AUST-SQB-120 | CURRENT
000017600 | FERRULE,ELECTRICAL CONDUCTOR | CRIMP TYPE;COPPER;300 SQ MM TO 300 SQ MM ;C/W CENTRE BARRIER;PACK OF 3 ,PACK WEIGHT 0.88 KG;U/W SC17578; | TYCO | TYCO | AUST-SQB121 | CURRENT
000017600 | FERRULE,ELECTRICAL CONDUCTOR | CRIMP TYPE;COPPER;300 SQ MM TO 300 SQ MM ;C/W CENTRE BARRIER;PACK OF 3 ,PACK WEIGHT 0.88 KG;U/W SC17578; | PLP AUST | PREFORMED LINE PRODUCTS (AUST) | EPCJ-300-26.0AF-3 | CURRENT
000017600 | FERRULE,ELECTRICAL CONDUCTOR | CRIMP TYPE;COPPER;300 SQ MM TO 300 SQ MM ;C/W CENTRE BARRIER;PACK OF 3 ,PACK WEIGHT 0.88 KG;U/W SC17578; | LEGEND | LEGEND POWER SYSTEMS | CAS300EX | CURRENT
000017602 | FERRULE,ELECTRICAL CONDUCTOR | CRIMP TYPE;COPPER;400 SQ MM TO 400 SQ MM ;C/W CENTRE DIMPLE;PACK OF 3;U/W STOCK CODE 17579;PACK WEIGHT 0.93 KG; | LEGEND | LEGEND POWER SYSTEMS | CAS400EX | CURRENT
000017602 | FERRULE,ELECTRICAL CONDUCTOR | CRIMP TYPE;COPPER;400 SQ MM TO 400 SQ MM ;C/W CENTRE DIMPLE;PACK OF 3;U/W STOCK CODE 17579;PACK WEIGHT 0.93 KG; | PLP AUST | PREFORMED LINE PRODUCTS (AUST) | EPCJ-400-31.0AF-3 | CURRENT
000017603 | JOINT,ELECTRICAL POWER CABLE | 11 KV;FILLED HEATSHRINK TRANSITION JOINT ;FROM 16 SQ MM CU PLY CABLE TO 35 SQ MM AL XLPE CABLE;C/W CONNECTORS; | RAYCHEM | RAYCHEM (AUSTRALIA) PTY LTD | AUST-SQB-83 | PHASING
000017604 | JOINT,ELECTRICAL POWER CABLE | 11 KV;FILLED HEATSHRINK TRANSITION JOINT ;FROM 25 SQ MM CU PLY CABLE TO 35 SQ MM AL XLPE CABLE;C/W CONNECTORS; STYLE: | RAYCHEM | RAYCHEM (AUSTRALIA) PTY LTD | AUST-SQB-84 | CURRENT
000017605 | JOINT,ELECTRICAL POWER CABLE | 11 KV;FILLED HEATSHRINK TRANSITION JOINT ;FROM 25 SQ MM CU PLY CABLE TO 95 SQ MM AL XLPE CABLE;C/W CONNECTORS; | RAYCHEM | RAYCHEM (AUSTRALIA) PTY LTD | AUST-SQB-85 | PURCHASE AS REQUIRED
000017606 | JOINT,ELECTRICAL POWER CABLE | 11 KV;FILLED HEATSHRINK TRANSITION JOINT ;FROM 95 SQ MM CU PLY CABLE TO 35 SQ MM AL XLPE CABLE;C/W CONNECTORS; | RAYCHEM | RAYCHEM (AUSTRALIA) PTY LTD | AUST-SQB-86 | PURCHASE AS REQUIRED
000017608 | JOINT,ELECTRICAL POWER CABLE | 11 KV;FILLED HEATSHRINK TRANSITION JOINT ;FROM 120 SQ MM AL PLY CABLE TO 95 SQ MM AL XLPE CABLE;C/W CONNECTORS; | RAYCHEM | RAYCHEM (AUSTRALIA) PTY LTD | AUST-SQB-88 | STRATEGIC SPARE
000017610 | JOINT,ELECTRICAL POWER CABLE | 11 KV;FILLED HEATSHRINK TRANSITION JOINT ;FROM 240 SQ MM CU PLY CABLE TO 95 SQ MM AL XLPE CABLE;C/W CONNECTORS; | RAYCHEM | RAYCHEM (AUSTRALIA) PTY LTD | AUST-SQB-90 | PHASING
000017612 | JOINT,ELECTRICAL POWER CABLE | 11 KV;FILLED HEATSHRINK TRANSITION JOINT ;FROM 150 SQ MM AL PLY CABLE TO 240 SQ MM AL XLPE CABLE;C/W CONNECTORS; | RAYCHEM | RAYCHEM (AUSTRALIA) PTY LTD | AUST-SQB-92 | STRATEGIC SPARE
000017613 | JOINT,ELECTRICAL POWER CABLE | 11 KV;FILLED HEATSHRINK TRANSITION JOINT ;FROM 161 90.25) SQ MM CU PLY CABLE TO 240 SQ MM AL XLPE CABLE;C/W CONNECTORS; | RAYCHEM | RAYCHEM (AUSTRALIA) PTY LTD | AUST-SQB-93 | PHASING
000017616 | JOINT,ELECTRICAL POWER CABLE | 11 KV;FILLED HEATSHRINK TRANSITION JOINT ;FROM 258 (0.4) SQ MM CU PLY CABLE TO 240 SQ MM AL XLPE CABLE;C/W CONNECTORS; | RAYCHEM | RAYCHEM (AUSTRALIA) PTY LTD | AUST-SQB-96 | PHASING
000017624 | JOINT,ELECTRICAL POWER CABLE | 11 KV;FOR 3 CORE 25 TO 185 SQ MM MAIN PLY CABLE TO 35 TO 95 SQ MM BRANCH XLPE CABLE;PARALLEL BRANCH JOINT;CU OR ALUM PVC OUTER BOX RESIN FILLED;C/W | SICAME | SICAME AUSTRALIA PTY LTD | WTH52462-70 | CURRENT
000017624 | JOINT,ELECTRICAL POWER CABLE | 11 KV;FOR 3 CORE 25 TO 185 SQ MM MAIN PLY CABLE TO 35 TO 95 SQ MM BRANCH XLPE CABLE;PARALLEL BRANCH JOINT;CU OR ALUM PVC OUTER BOX RESIN FILLED;C/W | ALSTOM | ALSTOM GRID AUSTRALIA LIMITED | 8AE5500-010 | CURRENT
000017624 | JOINT,ELECTRICAL POWER CABLE | 11 KV;FOR 3 CORE 25 TO 185 SQ MM MAIN PLY CABLE TO 35 TO 95 SQ MM BRANCH XLPE CABLE;PARALLEL BRANCH JOINT;CU OR ALUM PVC OUTER BOX RESIN FILLED;C/W | SICAME | SICAME AUSTRALIA PTY LTD | MIRP-17624 | CURRENT
000017625 | JOINT,ELECTRICAL POWER CABLE | 11 KV;FOR 3 CORE 161 TO 185 SQ MM MAIN PLY CU CABLE TO 240 SQ MM BRANCH XLPE ALUM CABLE;PARALLEL & PARALLEL BRANCH JOINT;PVC OUTER BOX RESIN FILLED;C/W | SICAME | SICAME AUSTRALIA PTY LTD | WTH52462-73 | CURRENT
000017625 | JOINT,ELECTRICAL POWER CABLE | 11 KV;FOR 3 CORE 161 TO 185 SQ MM MAIN PLY CU CABLE TO 240 SQ MM BRANCH XLPE ALUM CABLE;PARALLEL & PARALLEL BRANCH JOINT;PVC OUTER BOX RESIN FILLED;C/W | SICAME | SICAME AUSTRALIA PTY LTD | MIRP-17625 | CURRENT
000017625 | JOINT,ELECTRICAL POWER CABLE | 11 KV;FOR 3 CORE 161 TO 185 SQ MM MAIN PLY CU CABLE TO 240 SQ MM BRANCH XLPE ALUM CABLE;PARALLEL & PARALLEL BRANCH JOINT;PVC OUTER BOX RESIN FILLED;C/W | ALSTOM | ALSTOM GRID AUSTRALIA LIMITED | 8AE5500-040 | CURRENT
000017626 | JOINT,ELECTRICAL POWER CABLE | 11 KV;FOR 3 CORE 258 (0.4 IN SQ) TO 300 SQ MM MAIN ALUM PLY CABLE TO 240 SQ MM BRANCH XLPE ALUM CABLE;PARALLEL BRANCH JOINT;PVC OUTER BOX RESIN FILLED;C/W | SICAME | SICAME AUSTRALIA PTY LTD | WTH52462-64 | CURRENT
000017626 | JOINT,ELECTRICAL POWER CABLE | 11 KV;FOR 3 CORE 258 (0.4 IN SQ) TO 300 SQ MM MAIN ALUM PLY CABLE TO 240 SQ MM BRANCH XLPE ALUM CABLE;PARALLEL BRANCH JOINT;PVC OUTER BOX RESIN FILLED;C/W | ALSTOM | ALSTOM GRID AUSTRALIA LIMITED | 8AE5500-030 | CURRENT
000017626 | JOINT,ELECTRICAL POWER CABLE | 11 KV;FOR 3 CORE 258 (0.4 IN SQ) TO 300 SQ MM MAIN ALUM PLY CABLE TO 240 SQ MM BRANCH XLPE ALUM CABLE;PARALLEL BRANCH JOINT;PVC OUTER BOX RESIN FILLED;C/W | SICAME | SICAME AUSTRALIA PTY LTD | MIRP-17626 | CURRENT
000017627 | JOINT,ELECTRICAL POWER CABLE | 11 KV;FOR 3 CORE 35 TO 185 SQ MM MAIN XLPE CABLE 35 TO 185 SQ MM,BRANCH XLPE CABLE PARALLEL & PARALLEL BRANCH JOINT; CU & ALUM PVC OUTER BOX RESIN FILLED;C/W | SICAME | SICAME AUSTRALIA PTY LTD | WTH52462-62A | CURRENT
000017627 | JOINT,ELECTRICAL POWER CABLE | 11 KV;FOR 3 CORE 35 TO 185 SQ MM MAIN XLPE CABLE 35 TO 185 SQ MM,BRANCH XLPE CABLE PARALLEL & PARALLEL BRANCH JOINT; CU & ALUM PVC OUTER BOX RESIN FILLED;C/W | SICAME | SICAME AUSTRALIA PTY LTD | MIRP-17627 | CURRENT
000017627 | JOINT,ELECTRICAL POWER CABLE | 11 KV;FOR 3 CORE 35 TO 185 SQ MM MAIN XLPE CABLE 35 TO 185 SQ MM,BRANCH XLPE CABLE PARALLEL & PARALLEL BRANCH JOINT; CU & ALUM PVC OUTER BOX RESIN FILLED;C/W | ALSTOM | ALSTOM GRID AUSTRALIA LIMITED | 8AE5500-020 | CURRENT
000017628 | JOINT,ELECTRICAL POWER CABLE | 11 KV;FOR 3 CORE 240 SQ MM XLPE MAIN CABLE TO 240 SQ MM XLPE BRANCH CABLE; PARALLEL AND PARALLEL BRANCH CU OR ALUM CABLE;PVC OUTER BOX RESIN FILLED; | SICAME | SICAME AUSTRALIA PTY LTD | WTH52462-62 | CURRENT
000017628 | JOINT,ELECTRICAL POWER CABLE | 11 KV;FOR 3 CORE 240 SQ MM XLPE MAIN CABLE TO 240 SQ MM XLPE BRANCH CABLE; PARALLEL AND PARALLEL BRANCH CU OR ALUM CABLE;PVC OUTER BOX RESIN FILLED; | SICAME | SICAME AUSTRALIA PTY LTD | MIRP-17628 | CURRENT
000017628 | JOINT,ELECTRICAL POWER CABLE | 11 KV;FOR 3 CORE 240 SQ MM XLPE MAIN CABLE TO 240 SQ MM XLPE BRANCH CABLE; PARALLEL AND PARALLEL BRANCH CU OR ALUM CABLE;PVC OUTER BOX RESIN FILLED; | ALSTOM | ALSTOM GRID AUSTRALIA LIMITED | 8AE5500-050 | CURRENT
000017631 | TERMINAL,LUG | EYE TYPE;BI-METAL CRIMP CONNECTION FOR 210 SQ MM 19/3.75 MM STRANDED (PLUTO) CONDUCTOR;M12 STUD SIZE;PACK OF 50; WEIGHT OF PACK 14.25 KG; | TYCO | TYCO | BG210M12/1 | CURRENT
000017631 | TERMINAL,LUG | EYE TYPE;BI-METAL CRIMP CONNECTION FOR 210 SQ MM 19/3.75 MM STRANDED (PLUTO) CONDUCTOR;M12 STUD SIZE;PACK OF 50; WEIGHT OF PACK 14.25 KG; | PLP AUST | PREFORMED LINE PRODUCTS (AUST) | EPTB-PLUTO-28.5AF-M12 | CURRENT
000017632 | RELAY,CURRENT DIFFERENTIAL | 110 V DC;1 AMP; | SIEMENS | SIEMENS LTD | 7SD5111-4CA02-OCAO | PURCHASE AS REQUIRED
000017633 | TRANSFORMER,DISTRIBUTION | 33 KV;315 KVA;3 PHASE;CABLE BOX GROUND MTG;BSH HV 180 LV BSH;MINERAL OIL INSULATED;ONAN;DZNO;7 TAP POSITIONS; 33 KV/433-250 V;LOCAL SUPPLY FOR | TYREE | TYREE INDUSTRIES PL MITTAGONG NSW | 315 KVA | PURCHASE AS REQUIRED
000017634 | FUSE ELEMENT,ELEC | 30 AMP;36 KV;DROPOUT ELEMENT TYPE 'E' (VERY SLOW ACTING);TYPE SMD-20,S & C CAT NO. 614030;FOR U/W SMD-20 DROPOUT UNIT; PACK OF 30; | S & C |  | 614030 | MAINTENANCE STOCK
000017635 | BIT,AUGER | Impact, 16mm Dia, 225mm OAL, Steel, Ring Twist Pattern, 11mm Hex Shank, Quick Release | LEGEND | LEGEND POWER SYSTEMS | MSS-0058S | CURRENT
000017635 | BIT,AUGER | Impact, 16mm Dia, 225mm OAL, Steel, Ring Twist Pattern, 11mm Hex Shank, Quick Release | SPECFORC | SPECIALISED FORCE | STMSF816X225 | CURRENT
000017636 | TRANSFORMER,DISTRIBUTION | 11 KV;500 KVA;3 PHASE;PADMOUNT;HV;HAZ 180 LV BSH;MINERAL OIL INSULATED;ONAN; DYN 11;3CR12 CUBICLE;7 TAP POSITIONS; C/W ABB SDAF3 NON-EXT HV RMU & WEBER LV | ABB | ABB FAN PTY LTD | 500 KVA | PURCHASE AS REQUIRED
000017639 | RELAY,CURRENT DIFFERENTIAL | 110 V DC;5 AMP; | SIEMENS | SIEMENS LTD | 7SD5115-4CA02-OCAO | PURCHASE AS REQUIRED
000017641 | LABEL | SUPER VINYL V-90,YELLOW BACKGROUND;WHITE MATT (PERMANENT) 160 GSM;LEGEND-METER VOLTAGE PHASE SEQUENCE CORRECTED AT METER;BLACK PRINT;70 MM LG,25 MM W;BACK | ARTCRAFT | ARTCRAFT PTY LTD | SE02595-Q | CURRENT
000017641 | LABEL | SUPER VINYL V-90,YELLOW BACKGROUND;WHITE MATT (PERMANENT) 160 GSM;LEGEND-METER VOLTAGE PHASE SEQUENCE CORRECTED AT METER;BLACK PRINT;70 MM LG,25 MM W;BACK | CUTLER | CUTLER BRANDS PTY LTD | ENERGE-17641 | CURRENT
000017642 | DIE,CRIMPING TOOL | STEEL;HEX ;24.2 MM AF;FOR ALUMINIUM BASED SLEEVES;U/W UTILUX COMPRESSION TOOL NO.38A OR EQUIV; | TEN | THE ENERGY NETWORK | K12-24.2-AL | PURCHASE AS REQUIRED
000017642 | DIE,CRIMPING TOOL | STEEL;HEX ;24.2 MM AF;FOR ALUMINIUM BASED SLEEVES;U/W UTILUX COMPRESSION TOOL NO.38A OR EQUIV; | DULMISON | DULMISON (AUST) PTY LTD | 38-242 AL/1 | PURCHASE AS REQUIRED
000017643 | DIE,CRIMPING TOOL | STEEL;INDENT 18;TO SUIT 185 SQ MM SOLID ALUMINIUM 90 DEG SECTOR CRIMP LUG; U/W UTILUX COMPRESSION TOOL NO.38A OR EQUIV;(REFER TO STOCK CODE 02151 FOR | LEGEND | LEGEND POWER SYSTEMS | HT130-A18INDENT | CURRENT
000017643 | DIE,CRIMPING TOOL | STEEL;INDENT 18;TO SUIT 185 SQ MM SOLID ALUMINIUM 90 DEG SECTOR CRIMP LUG; U/W UTILUX COMPRESSION TOOL NO.38A OR EQUIV;(REFER TO STOCK CODE 02151 FOR | UTILUX |  | 14 NEST & 18 INDENT | CURRENT
000017644 | CONNECTOR,BUSBAR | 27 MM OD TUBE FLAT;TERMINAL PALM UNDRILLED;PACK OF 1; | PLP AUST | PREFORMED LINE PRODUCTS (AUST) | D-CS27MU | PURCHASE AS REQUIRED
000017644 | CONNECTOR,BUSBAR | 27 MM OD TUBE FLAT;TERMINAL PALM UNDRILLED;PACK OF 1; | HYLEC | HYLEC PTY LTD | CCS27B | PURCHASE AS REQUIRED
000017645 | JOINT,ELECTRICAL POWER CABLE | 11 KV;FILLED HEATSHRINK TRANSITION JOINT ;FROM 300 SQ MM AL PLY CABLE TO 240 SQ MM AL XLPE CABLE;C/W CONNECTORS; | RAYCHEM | RAYCHEM (AUSTRALIA) PTY LTD | AUST-SQB-98 | PHASING
000017647 | JOINT,ELECTRICAL POWER CABLE | 11 KV;HEATSHRINK JOINT;FROM 35 SQ MM AL TO 95 SQ MM AL XLPE CABLES;C/W CONNECTORS; | RAYCHEM | RAYCHEM (AUSTRALIA) PTY LTD | AUST-SQB-66 | PHASING
000017649 | JOINT,ELECTRICAL POWER CABLE | 11 KV;HEATSHRINK JOINT;FROM 95 SQ MM AL TO 240 SQ MM AL XLPE CABLES,C/W CONNECTO CONNECTORS; | RAYCHEM | RAYCHEM (AUSTRALIA) PTY LTD | AUST-SQB-9 | PHASING
000017650 | JOINT,ELECTRICAL POWER CABLE | 11 KV;HEATSHRINK JOINT;240 SQ MM AL TO 240 SQ MM AL XLPE CABLES;C/W CONNECTORS; REFER SC16478 FOR RESIN; | RAYCHEM | RAYCHEM (AUSTRALIA) PTY LTD | AUST-SQB-18 | STRATEGIC SPARE
000017651 | CONNECTOR,BUSBAR | 48 MM OD TUBE TO FLAT;TERMINAL PALM UNDRILLED;PACK OF 1; | PLP AUST | PREFORMED LINE PRODUCTS (AUST) | D-CS48MU | PURCHASE AS REQUIRED
000017651 | CONNECTOR,BUSBAR | 48 MM OD TUBE TO FLAT;TERMINAL PALM UNDRILLED;PACK OF 1; | HYLEC | HYLEC PTY LTD | CCS48B | PURCHASE AS REQUIRED
000017652 | REACTOR | NEUTRAL EARTHING;50.93 MH,16 OHM;50 HZ 36 KV;1 PHASE;1 KA FOR 3 SEC;PEDESTAL POST INSULATOR MTG;AIR INSULATED;OUTDOOR ;SUPPLIED WITHOUT INSULATORS;REPLACED BY | TRENCH |  | 50.93 MH | PHASING
000017654 | TERMINATION,ELECTRICAL POWER CABLE | 11 KV;INDOOR;3 PHASE;FOR 35 SQ MM AL XLPE CABLE;HEATSHRINK;MIN 550 TAILS;U/W STOCK CODE 17660; | RAYCHEM | RAYCHEM (AUSTRALIA) PTY LTD | AUST-SQB-73 | CURRENT
000017655 | TERMINATION,ELECTRICAL POWER CABLE | 11 KV;INDOOR;3 PHASE;FOR 95 SQ MM AL XLPE CABLE;HEATSHRINK;MIN 600 TAILS;U/W STOCK CODE 17661; | RAYCHEM | RAYCHEM (AUSTRALIA) PTY LTD | AUST-SQB-74 | CURRENT
000017656 | TERMINATION,ELECTRICAL POWER CABLE | 11 KV;INDOOR;3 PHASE;FOR 240 SQ MM AL XLPE CABLE;HEATSHRINK;MIN 650 TAILS; U/W STOCK CODE 17631 | RAYCHEM | RAYCHEM (AUSTRALIA) PTY LTD | AUST-SQB-75 | MAINTENANCE STOCK
000017657 | TERMINATION,ELECTRICAL POWER CABLE | 11 KV;INDOOR;3 PHASE;FOR 35 SQ MM AL XLPE CABLE;HEATSHRINK;MIN 1200 TAILS;U/W STOCK CODE 17660; | RAYCHEM | RAYCHEM (AUSTRALIA) PTY LTD | AUST-SQB-58 | CURRENT
000017658 | TERMINATION,ELECTRICAL POWER CABLE | 11 KV;INDOOR;3 PHASE;FOR 95 SQ MM AL XLPE CABLE;HEATSHRINK;MIN 1200 TAILS;U/W STOCK CODE 17661; | RAYCHEM | RAYCHEM (AUSTRALIA) PTY LTD | AUST-SQB-57 | CURRENT
000017659 | TERMINATION,ELECTRICAL POWER CABLE | 11 KV;INDOOR;3 PHASE;FOR 240 SQ MM AL XLPE CABLE;HEATSHRINK;MIN 1200 TAILS;U/W STOCK CODE 17662; | RAYCHEM | RAYCHEM (AUSTRALIA) PTY LTD | AUST-SQB-72 | PHASING
000017660 | TERMINAL,LUG | LONG BARREL,DRILLED PALM,M12,BI-METAL CRIMP TYPE;FOR 35 SQ MM AL COND; MIN 32 MM LG BARREL;PACK OF 40,PACK WEIGHT 2.00 KG;U/W SC17654 & SC17657; | TYCO | TYCO | AG35M12/1 | CURRENT
000017660 | TERMINAL,LUG | LONG BARREL,DRILLED PALM,M12,BI-METAL CRIMP TYPE;FOR 35 SQ MM AL COND; MIN 32 MM LG BARREL;PACK OF 40,PACK WEIGHT 2.00 KG;U/W SC17654 & SC17657; | PLP AUST | PREFORMED LINE PRODUCTS (AUST) | EPTB-35-9.0AF-M12 (32) | CURRENT
000017661 | TERMINAL,LUG | LONG BARREL,DRILLED PALM,M12,BI-METAL CRIMP TYPE;FOR 95 SQ MM AL COND; MIN 60 MM LG BARREL;PACK OF 3,PACK WEIGHT 1.00 KG;U/W SC17655 & SC17658; | LEGEND | LEGEND POWER SYSTEMS | BL95-12EX | CURRENT
000017661 | TERMINAL,LUG | LONG BARREL,DRILLED PALM,M12,BI-METAL CRIMP TYPE;FOR 95 SQ MM AL COND; MIN 60 MM LG BARREL;PACK OF 3,PACK WEIGHT 1.00 KG;U/W SC17655 & SC17658; | PLP AUST | PREFORMED LINE PRODUCTS (AUST) | EPTB-95-17.3AF-M12 (60) | CURRENT
000017661 | TERMINAL,LUG | LONG BARREL,DRILLED PALM,M12,BI-METAL CRIMP TYPE;FOR 95 SQ MM AL COND; MIN 60 MM LG BARREL;PACK OF 3,PACK WEIGHT 1.00 KG;U/W SC17655 & SC17658; | TECONN | TE CONNECTIVITY LTD | BG95M12/1 | CURRENT
000017666 | TERMINATION KIT,ELECTRICAL CABLE | Indoor, 11kV, 3 x Single Phase, for 630mm2 Cu Cond, Screened XLPE Cable, Heatshrink, Lugs available separately | RAYCHEM | RAYCHEM (AUSTRALIA) PTY LTD | EPKT-17E1XI-A-AMPC | MAINTENANCE STOCK
000017667 | TERMINATION,ELECTRICAL POWER CABLE | 11 KV;OUTDOOR KIT;3 X SINGLE PHASE;FOR 400 SQ MM COPPER COND;SCREENED PLYPVC CABLE;HEATSHRINK;C/W CRIMP LUGS; | RAYCHEM | RAYCHEM (AUSTRALIA) PTY LTD | AUST-SQB-34 | MAINTENANCE STOCK
000017668 | TERMINATION,ELECTRICAL POWER CABLE | 11 KV;OUTDOOR KIT;3 X SINGLE PHASE;FOR 630 SQ MM COPPER COND;SCREENED PLYPVC CABLE;HEATSHRINK;C/W CRIMP LUGS; | RAYCHEM | RAYCHEM (AUSTRALIA) PTY LTD | AUST-SQB-78 | PHASING
000017671 | TERMINATION,ELECTRICAL POWER CABLE | 11 KV;INDOOR KIT;3 PHASE;FOR 70 SQ MM CU COND;SCREENED PLYPVC CABLE;HEATSHRINK; U/W STOCK CODE 17701; | RAYCHEM | RAYCHEM (AUSTRALIA) PTY LTD | AUST-SQB-68 | PHASING
000017672 | TERMINATION,ELECTRICAL POWER CABLE | 11 KV;INDOOR KIT;3 PHASE;95 SQ MM TO 185 SQ MM CU & AL COND;SCREENED PLYPVC CABLE ;HEATSHRINK;U/W STOCK CODE 17702,17703, 17704 & 17705; | RAYCHEM | RAYCHEM (AUSTRALIA) PTY LTD | AUST-SQB-42 | CURRENT
000017676 | TERMINATION,ELECTRICAL POWER CABLE | 11 KV;INDOOR KIT;3 PHASE;FOR 240 SQ MM TO 300 SQ MM CU & AL COND;SCREENED PLYPVC CABLE;HEATSHRINK;U/W STOCK CODE 17707 & 17708; | RAYCHEM | RAYCHEM (AUSTRALIA) PTY LTD | AUST-SQB-44 | CURRENT
000017700 | TERMINAL,LUG | LONG BARREL,DRILLED PALM,M12,CRIMP;FOR 25 SQ MM CU COND;PACK OF 3; PACK WEIGHT 0.5 KG;U/W SC17690 & SC17670; | LEGEND | LEGEND POWER SYSTEMS | CAL25LB-12EX | CURRENT
000017700 | TERMINAL,LUG | LONG BARREL,DRILLED PALM,M12,CRIMP;FOR 25 SQ MM CU COND;PACK OF 3; PACK WEIGHT 0.5 KG;U/W SC17690 & SC17670; | CABLACES | CABLACES | CAL25LB-12/EX | CURRENT
000017701 | TERMINAL,LUG | LONG BARREL,DRILLED PALM,M12,CRIMP TYPE; FOR 70 SQ MM CU COND;PACK OF 3;U/W STOCK CODE 17671 & 17691; | LEGEND | LEGEND POWER SYSTEMS | CAL70LB-12EX | CURRENT
000017701 | TERMINAL,LUG | LONG BARREL,DRILLED PALM,M12,CRIMP TYPE; FOR 70 SQ MM CU COND;PACK OF 3;U/W STOCK CODE 17671 & 17691; | CABLACES | CABLACES | AUST-SQB-126 | CURRENT
000017702 | TERMINAL,LUG | LONG BARREL,DRILLED PALM,M12,CRIMP TYPE; FOR 95 SQ MM CU COND;MIN 53 MM LG BARREL ;PACK OF 3; PACK WEIGHT 0.21 KG;U/W SC17672 & SC17692; | LEGEND | LEGEND POWER SYSTEMS | CAL95LB-12EX | CURRENT
000017702 | TERMINAL,LUG | LONG BARREL,DRILLED PALM,M12,CRIMP TYPE; FOR 95 SQ MM CU COND;MIN 53 MM LG BARREL ;PACK OF 3; PACK WEIGHT 0.21 KG;U/W SC17672 & SC17692; | CABLACES | CABLACES | CAL95LB-12/EX | CURRENT
000017703 | TERMINAL,LUG | LONG BARREL,DRILLED PALM,M12,BI-METAL CRIMP TYPE;FOR 150 SQ MM AL COND; MIN 60 MM LG BARREL;PACK OF 1,PACK WEIGHT 0.15 KG;U/W SC17672 & SC17692; | LEGEND | LEGEND POWER SYSTEMS | BL150-12EX | CURRENT
000017703 | TERMINAL,LUG | LONG BARREL,DRILLED PALM,M12,BI-METAL CRIMP TYPE;FOR 150 SQ MM AL COND; MIN 60 MM LG BARREL;PACK OF 1,PACK WEIGHT 0.15 KG;U/W SC17672 & SC17692; | PLP AUST | PREFORMED LINE PRODUCTS (AUST) | EPTB-150-22.0AF-M12 (60) | CURRENT
000017703 | TERMINAL,LUG | LONG BARREL,DRILLED PALM,M12,BI-METAL CRIMP TYPE;FOR 150 SQ MM AL COND; MIN 60 MM LG BARREL;PACK OF 1,PACK WEIGHT 0.15 KG;U/W SC17672 & SC17692; | TECONN | TE CONNECTIVITY LTD | BG150M12/1 | CURRENT
000017705 | TERMINAL,LUG | LONG BARREL,DRILLED PALM,M12,CRIMP TYPE; FOR 185 SQ MM CU COND;MIN 64 MM LG BARREL;PACK OF 3; PACK WEIGHT 1.75 KG; U/W SC17672 & SC17692; | LEGEND | LEGEND POWER SYSTEMS | CAL185LB-12EX | CURRENT
000017705 | TERMINAL,LUG | LONG BARREL,DRILLED PALM,M12,CRIMP TYPE; FOR 185 SQ MM CU COND;MIN 64 MM LG BARREL;PACK OF 3; PACK WEIGHT 1.75 KG; U/W SC17672 & SC17692; | CABLACES | CABLACES | CAL185LB-12/EX | CURRENT
000017706 | TERMINAL,LUG | LONG BARREL,DRILLED PALM,M12,CRIMP TYPE; FOR 240 SQ MM CU COND;MIN 80 MM LG BARREL;PACK OF 3; PACK WEIGHT 1.7 KG; U/W SC17676 & SC17696; | LEGEND | LEGEND POWER SYSTEMS | CAL240LB-12EX | CURRENT
000017706 | TERMINAL,LUG | LONG BARREL,DRILLED PALM,M12,CRIMP TYPE; FOR 240 SQ MM CU COND;MIN 80 MM LG BARREL;PACK OF 3; PACK WEIGHT 1.7 KG; U/W SC17676 & SC17696; | CABLACES | CABLACES | CAL240LB-12/EX | CURRENT
000017708 | TERMINAL,LUG | LONG BARREL,DRILLED PALM,M12,CRIMP TYPE; FOR 300 SQ MM CU COND;MIN 90 MM LG BARREL;PACK OF 3;PACK WEIGHT 2.KG; SC17676 & SC17696; | LEGEND | LEGEND POWER SYSTEMS | CAL300LB-12EX | CURRENT
000017708 | TERMINAL,LUG | LONG BARREL,DRILLED PALM,M12,CRIMP TYPE; FOR 300 SQ MM CU COND;MIN 90 MM LG BARREL;PACK OF 3;PACK WEIGHT 2.KG; SC17676 & SC17696; | CABLACES | CABLACES | CAL300LB-12/EX | CURRENT
000017709 | TERMINAL,LUG | LONG BARREL,DRILLED PALM,M12,CRIMP TYPE; FOR 400 SQ MM CU COND;MIN 100 MM LG BARREL;PACK OF 3; PACK WEIGHT 0.38 KG; U/W SC17689 & SC17699; | LEGEND | LEGEND POWER SYSTEMS | CAL400LB-12EX | CURRENT
000017709 | TERMINAL,LUG | LONG BARREL,DRILLED PALM,M12,CRIMP TYPE; FOR 400 SQ MM CU COND;MIN 100 MM LG BARREL;PACK OF 3; PACK WEIGHT 0.38 KG; U/W SC17689 & SC17699; | CABLACES | CABLACES | CAL400LB-12/EX | CURRENT
000017709 | TERMINAL,LUG | LONG BARREL,DRILLED PALM,M12,CRIMP TYPE; FOR 400 SQ MM CU COND;MIN 100 MM LG BARREL;PACK OF 3; PACK WEIGHT 0.38 KG; U/W SC17689 & SC17699; | DULMISON | DULMISON (AUST) PTY LTD | AUST-SQB-134 | CURRENT
000017711 | JOINT,ELECTRICAL POWER CABLE | LV;HEATSHRINK;STRAIGHT JOINT;TO SUIT 240 SQ MM 4 CORE OR 3 CORE NS XLPE CABLE TO 240 SQ MM 4 CORE XLPE CABLE; C/W FERRULES;PACK OF 1,PACK WEIGHT | TECONN | TE CONNECTIVITY LTD | AUST-SQB82 | CURRENT
000017714 | JOINT,ELECTRICAL POWER CABLE | LV;HEATSHRINK;PARALLEL BRANCH (SERVICE) JOINT;750 MM LG;REINFORCED WRAP AROUND SLEEVE;TO SUIT 3.5 CORE PLY CABLE,70-185 SQ MM CU COND;4-70 SQ MM TEE;C/W RING | TECONN | TE CONNECTIVITY LTD | AUST-SQB24 | CURRENT
000017715 | JOINT,ELECTRICAL POWER CABLE | LV, Heatshrink, Service Tee Joint, Suit 4 Core 120-240mm2 XLPE Insulated Main Cable to 4 Core 16 - 70mm2 XLPE Insulated Service Cable | TECONN | TE CONNECTIVITY LTD | AUST-SQB135 | CURRENT
000017718 | CLEVIS,TONGUE | STEEL,FORGED;GALV,HOT DIPPED;120 KN; Y TONGUE;C/W CLEVIS PIN & HUMPBACK SPLIT PIN (HP/A);BAGS OF 10;PROJECT USAGE; | PLP |  | CTY-160-120-2 | STRATEGIC SPARE
000017727 | CIRCUIT BREAKER | OUTDOOR;ALSTOM OX 36;36 KV;3 PHASE; 2000 AMP;25 KA BKG CAP;110 V DC SPRING CHRG MOTOR & CONTROL (TRIP & CLOSE); AS2006; | ALSTOM | ALSTOM GRID AUSTRALIA LIMITED | OX 36 2000 AMP 36 KV | PURCHASE AS REQUIRED
000017728 | CIRCUIT BREAKER | OUTDOOR;ALSTOM OX36;36 KV;3 PHASE; 1250 AMP;25 KA BKG CAP;110 V DC SPRING CHRG MOTOR & CONTROL (TRIP & CLOSE); AS2006; | ALSTOM | ALSTOM GRID AUSTRALIA LIMITED | OX36 1250 AMP | STRATEGIC SPARE
000017729 | CIRCUIT BREAKER | OUTDOOR;ALSTOM OX36;36 KV;3 PHASE; 2000 AMP;25 KA BKG CAP;240 V AC SPRING CHRG MOTOR;110 V DC CONTROL (TRIP & CLOSE);AS2006; | ALSTOM | ALSTOM GRID AUSTRALIA LIMITED | OX36 2000 AMP | STRATEGIC SPARE
000017730 | RING,DISCONNECT UNIT | 12 KV;3 PHASE;1 TEE-OFF;100 AMP NORM CURR;BUSBAR ASSEMBLY;400 AMP RATED CURR; AIR INSULATED;TO SUIT NEW FRONT ENTRY PMT;ABB FUSEBOARD,NO FAULT OR LOAD MAKE/ | ABB | ABB FAN PTY LTD | 12 KV FUSEBOARD | PURCHASE AS REQUIRED
000017731 | SIGN | LEGEND-AUTHORISED CONTRACTOR WORKING WITH ENERGEX (LOGO);MAGNETIC RUBBER; RETROREFLECTIVE;325 MM LG,210 MM W;FOR SAFETREE SIGN REFER STOCK CODE 17732; | CUTLER | CUTLER BRANDS PTY LTD | ENERGE-17731 | CURRENT
000017732 | SIGN | LEGEND-SAFETREE;MAGNETIC RUBBER; RETROREFLECTIVE;210 MM LG,185 MM W; U/W STOCK CODE 17731;PACK OF 100,PACK WEIGHT 2 KG;ISSUE AS PAIR; | LMI | LANGFORD METAL INDUSTRIES PTY LTD | ENIT180 | PURCHASE AS REQUIRED
000017732 | SIGN | LEGEND-SAFETREE;MAGNETIC RUBBER; RETROREFLECTIVE;210 MM LG,185 MM W; U/W STOCK CODE 17731;PACK OF 100,PACK WEIGHT 2 KG;ISSUE AS PAIR; | ARTCRAFT | ARTCRAFT PTY LTD | SE-013-99 | PURCHASE AS REQUIRED
000017733 | CLAMP,TERMINAL,ELECTRICAL CONNECTOR | INSULATION PIERCING;COPPER;6-50 SQ MM INSULATED;2 TAP;SUBMERSIBLE MULTIPLE SERVICE;1 PC TO LVABC;2 TAPS;2 SHEARHEAD BOLTS;PACK OF 12;NOTE:-THESE ITEMS ARE | SICAME | SICAME AUSTRALIA PTY LTD | MUC 12/650 | CURRENT
000017734 | CLAMP,TERMINAL,ELECTRICAL CONNECTOR | INSULATION PIERCING;COPPER;6-50 SQ MM INSULATED;4 TAP;SUBMERSIBLE MULTIPLE SERVICE;4 TAPS;4 SHEARHEAD BOLTS;PACK OF PACK OF 6;NOTE:-THESE ITEMS ARE ONLY TO | SICAME | SICAME AUSTRALIA PTY LTD | MUCI4/650 | CURRENT
000017736 | PIT,UTILITY | BLACK PLASTIC;320 MM W,530 MM D;5 KG;FOR CONCRETE LID REFER STOCK CODE 24074; PACK OF 10; | PLP AUST | PREFORMED LINE PRODUCTS (AUST) | NS-D14-140 | CURRENT
000017737 | JOINT,ELECTRICAL POWER CABLE | LV;SERVICE TEE JOINT;4 CORE XLPE CABLE 185 SQ MM AL,UP TO 2 X 16 SQ MM CU;RING TYPE INSULATION PIERCING CONNECTION;C/W MOULD & RESIN;SHELF LIFE = 2 YEARS; | DULMISON | DULMISON (AUST) PTY LTD | UST 4185240 | STRATEGIC SPARE
000017737 | JOINT,ELECTRICAL POWER CABLE | LV;SERVICE TEE JOINT;4 CORE XLPE CABLE 185 SQ MM AL,UP TO 2 X 16 SQ MM CU;RING TYPE INSULATION PIERCING CONNECTION;C/W MOULD & RESIN;SHELF LIFE = 2 YEARS; | UTILUX |  | H54404-Q/1 | STRATEGIC SPARE
000017738 | JOINT,ELECTRICAL POWER CABLE | LV,PARALLEL BRANCH MAINS JOINT;TO SUIT 4 CORE,185 SQ MM AL SOILD XLPE CABLE;C/W CONNECTORS & 2 BUCKETS OF RESIN & 1 BOX OF FITTINGS;PACK OF 3;SHELF LIFE=2 YEARS | THEWMCAN | TMAC THEW & MCCANN GROUP | PFIFSTER | MAINTENANCE STOCK
000017738 | JOINT,ELECTRICAL POWER CABLE | LV,PARALLEL BRANCH MAINS JOINT;TO SUIT 4 CORE,185 SQ MM AL SOILD XLPE CABLE;C/W CONNECTORS & 2 BUCKETS OF RESIN & 1 BOX OF FITTINGS;PACK OF 3;SHELF LIFE=2 YEARS | UTILUX |  | H54401-PG2/1 | MAINTENANCE STOCK
000017739 | FUSEHOLDER,BASE & CARRIER | 415V, 100A, Service Fuse, Back Wired, 100 x 44 x 90mm, 35mm2 Double Clear Terminal, suit Ferrule Cartridge 22.2mm, 57mm Lg, Contactors & Blades lightly | FLOWLINE | FLOWLINE INDUSTRIES PTY LTD | E1036/C | CURRENT
000017740 | TERMINAL STRIP,INSULATED | 5 HOLE METER LINK;NEUTRAL;REAR WIRING; 500 V,110 AMP; | FLOWLINE | FLOWLINE INDUSTRIES PTY LTD | ECV1000 | CURRENT
000017741 | CABLE,POWER,ELECTRICAL | 0.6/1 KV;185 SQ MM;SOLID SECTOR; ALUMINIUM CONDUCTOR;4 CORE XLPE INSULATED;REFER STOCK CODE 17745 FOR LUG ; | OLEX | OLEX AUSTRALIA PTY LTD | XDDS25UOO4CXAA | PURCHASE AS REQUIRED
000017742 | CABLE,POWER,ELECTRICAL | 0.6/1 KV;16 SQ MM;SOLID SECTOR;COPPER CONDUCTOR;2 CORE;XLPE INSULATED;MAINLY USED FOR STREET LIGHTING; | OLEX | OLEX AUSTRALIA PTY LTD | RP002CXAA | PURCHASE AS REQUIRED
000017744 | CONNECTOR,ELEC,PARALLEL COMPRESSION | COMPRESSION TYPE "C" CONNECTOR;16 SQ MM; | CABLACES | CABLACES | CAEC16 | CURRENT
000017745 | TERMINAL,LUG | DRILLED PALM,ALUMINIUM,CRIMP TYPE;FOR 185 SQ MM SOLID CONDUCTOR;12 MM PALM HOLE;PRE-FILLED WITH JOINTING COMPOUND; REFER STOCK CODE 17741 FOR CABLE;PACK OF | TECONN | TE CONNECTIVITY LTD | AGS4H185M12/1 | CURRENT
000017745 | TERMINAL,LUG | DRILLED PALM,ALUMINIUM,CRIMP TYPE;FOR 185 SQ MM SOLID CONDUCTOR;12 MM PALM HOLE;PRE-FILLED WITH JOINTING COMPOUND; REFER STOCK CODE 17741 FOR CABLE;PACK OF | LEGEND | LEGEND POWER SYSTEMS | ALS185/4-12 | CURRENT
000017745 | TERMINAL,LUG | DRILLED PALM,ALUMINIUM,CRIMP TYPE;FOR 185 SQ MM SOLID CONDUCTOR;12 MM PALM HOLE;PRE-FILLED WITH JOINTING COMPOUND; REFER STOCK CODE 17741 FOR CABLE;PACK OF | TYCO | TYCO | AGS4H185M12/1 | CURRENT
000017745 | TERMINAL,LUG | DRILLED PALM,ALUMINIUM,CRIMP TYPE;FOR 185 SQ MM SOLID CONDUCTOR;12 MM PALM HOLE;PRE-FILLED WITH JOINTING COMPOUND; REFER STOCK CODE 17741 FOR CABLE;PACK OF | CABLACES | CABLACES | ALS185/4-12 | CURRENT
000017746 | END CAP | HEATSHRINK CAP;FOR SEALING END OF INDIVIDUAL CORES OF 16 SQ MM,4 CORE CABLE ONLY;100 PER BAG, 800 PER BOX | LEGEND | LEGEND POWER SYSTEMS | SRE1-BLK | CURRENT
000017746 | END CAP | HEATSHRINK CAP;FOR SEALING END OF INDIVIDUAL CORES OF 16 SQ MM,4 CORE CABLE ONLY;100 PER BAG, 800 PER BOX | TECONN | TE CONNECTIVITY LTD | 102L011/S(S100) | CURRENT
000017755 | ENCLOSURE,ELECTRICAL BOX | FOR STREET LIGHT,C/W APPROVED 63 AMP 4P CONTACTOR;10 AMP CIRCUIT BREAKER & END CLAMP;PACK OF 1,PACK WEIGHT 1 KG; | FLOWLINE | FLOWLINE INDUSTRIES PTY LTD | ESQ17755 | CURRENT
000017756 | MODEM,FIBRE OPTIC | SYNCHRONOUS;FIBRE OPTIC;SINGLE CORE; RS232; | OPTICAL | OPTICAL SYSTEMS DESIGN | OSD136L (SINGLE CODE) | PURCHASE AS REQUIRED
000017758 | TERMINATION,ELECTRICAL POWER CABLE | 11 KV;OUTDOOR TERMINATION;3 PHASE;FOR 95 SQ MM ALUMINIUM XLPE CONDUCTOR; COLD SHRINK;800 MM LG; | 3M | 3M AUSTRALIA PTY LTD | EGX-95-OX | CURRENT
000017759 | TERMINATION,ELECTRICAL POWER CABLE | 11 KV;OUTDOOR TERMINATION;3 PHASE;FOR 240 SQ MM ALUMINIUM XLPE CONDUCTOR; COLD SHRINK;800 MM LG; | 3M | 3M AUSTRALIA PTY LTD | EGX-240-OX | CURRENT
000017760 | TERMINATION,ELECTRICAL POWER CABLE | 11 KV;PRESSURE RESISTANT OUTDOOR TERMINATION;3 PHASE;FOR 25 SQ MM COPPER CONDUCTOR SCREENED PLYSWS;COLD SHRINK; 800 MM LG; | 3M | 3M AUSTRALIA PTY LTD | EGX-OS-3-35-11 | CURRENT
000017762 | TERMINATION,ELECTRICAL POWER CABLE | 11 KV;PRESSURE RESISTANT OUTDOOR TERMINATION;3 PHASE;FOR 240 SQ MM & 300 SQ MM COPPER & ALUMINIUM CONDUCTOR SCREENED PLYSWS;COLD SHRINK;800 MM LG; | 3M | 3M AUSTRALIA PTY LTD | EGX-OS-3240/300 11 KV | PURCHASE AS REQUIRED
000017765 | SCREW,TAPPING,THREAD CUTTING | CHIP BOARD SCREW;GALVANISED;PHILLIPS DRIVE;8 G X 32 MM LG; | STATEWD | STATEWIDE FSTNERS & ENG SPLS PL | SCZ832 | CURRENT
000017767 | RELAY,OVERCURRENT AND EARTH FAULT | SEL 351;110 V DC;PACK OF 1; | SEL | SCHWEITZER ENGINEERING LABORATORIES INC. | 035161H4563XX1 | PHASING
000017769 | FERRULE,ELECTRICAL CONDUCTOR | CRIMP TYPE;COPPER;70 SQ MM CU PLY TO 70 SQ MM CU PLY LV;C/W CENTRE DIMPLE;PACK OF 4;U/W STOCK CODE 16456;CONTAINS 3 X 70 SQ MM & 1 X 35 SQ MM FERRULES; | TYCO | TYCO | AUST-SQB138 | CURRENT
000017769 | FERRULE,ELECTRICAL CONDUCTOR | CRIMP TYPE;COPPER;70 SQ MM CU PLY TO 70 SQ MM CU PLY LV;C/W CENTRE DIMPLE;PACK OF 4;U/W STOCK CODE 16456;CONTAINS 3 X 70 SQ MM & 1 X 35 SQ MM FERRULES; | PLP AUST | PREFORMED LINE PRODUCTS (AUST) | EPCJ-70-11.5AF+EPCJ-35-9.2AF | CURRENT
000017769 | FERRULE,ELECTRICAL CONDUCTOR | CRIMP TYPE;COPPER;70 SQ MM CU PLY TO 70 SQ MM CU PLY LV;C/W CENTRE DIMPLE;PACK OF 4;U/W STOCK CODE 16456;CONTAINS 3 X 70 SQ MM & 1 X 35 SQ MM FERRULES; | LEGEND | LEGEND POWER SYSTEMS | CAS70EX | CURRENT
000017770 | FERRULE,ELECTRICAL CONDUCTOR | CRIMP TYPE;COPPER;70 SQ MM CU PLYLV TO 185 SQ MM PLYLV;C/W CENTRE BARRIER;PACK OF 4;U/W STOCK CODE 16456;CONTAINS 3 X 70/185 FERRULES & 1 X 35/95 SQ MM | CABLACES | CABLACES | AUST-SQB-139 | CURRENT
000017772 | FERRULE,ELECTRICAL CONDUCTOR | CRIMP TYPE;COPPER;185 SQ MM CU PLYLV TO 185 SQ MM CU PLYLV;C/W CENTRE DIMPLE; PACK OF 1;U/W STOCK CODE 16456;CONTAINS 3 X 185 FERRULES & 1 X 95 FERRULE; | TYCO | TYCO | AUST-SQB141 | CURRENT
000017772 | FERRULE,ELECTRICAL CONDUCTOR | CRIMP TYPE;COPPER;185 SQ MM CU PLYLV TO 185 SQ MM CU PLYLV;C/W CENTRE DIMPLE; PACK OF 1;U/W STOCK CODE 16456;CONTAINS 3 X 185 FERRULES & 1 X 95 FERRULE; | LEGEND | LEGEND POWER SYSTEMS | CAS185EX | CURRENT
000017772 | FERRULE,ELECTRICAL CONDUCTOR | CRIMP TYPE;COPPER;185 SQ MM CU PLYLV TO 185 SQ MM CU PLYLV;C/W CENTRE DIMPLE; PACK OF 1;U/W STOCK CODE 16456;CONTAINS 3 X 185 FERRULES & 1 X 95 FERRULE; | UTILUX |  | AUST-SQB-141 | CURRENT
000017774 | JOINT,ELECTRICAL POWER CABLE | LV;TO SUIT 185/300 SQ MM PLY CABLE & 4 CORE 120/240 SQ MM AL XLPE CABLE; HEATSHRINK TRANSITION JOINT,1250 MM LG; REINFORCED WRAP AROUND SLEEVE; | RAYCHEM | RAYCHEM (AUSTRALIA) PTY LTD | AUST-SQB-14 | PHASING
000017779 | BATTERY,MONITOR SYSTEM | 20-150V DC, 110mA Nom, 55A Nom @110V, 48A @48V, 50A @30V, 400ms, 2.5kV for 1 Min, 96 x 96mm, 150mm D, w/o Comms | CIRCSOL | CIRCUIT SOLUTIONS PL | 100-0004 | CURRENT
000017779 | BATTERY,MONITOR SYSTEM | 20-150V DC, 110mA Nom, 55A Nom @110V, 48A @48V, 50A @30V, 400ms, 2.5kV for 1 Min, 96 x 96mm, 150mm D, w/o Comms | SURTEK | SURTEK PTY LTD | P9702B | CURRENT
000017781 | SEAL,ANTIPILFERAGE | POLYPROPYLENE;10.5 MM WIDE,10.5 MM LONG, 3.5 MM THICK;RED IN COLOUR;BAG OF 1000; | HARCOR | HARCOR SECURITY SEALS | HA03312 | CURRENT
000017782 | TRANSFORMER,POWER | 110/33/11 KV;120 MVA;3 PHASE;GROUND MTG; BSH HV 180 LV AIR;MINERAL OIL INSULATED; ODAF;YNYN OD 11;AS2374;ATTACHED RADIATORS;REFER PLANET FOR MORE DETAILS; | WILSONTR | WILSON POWER TRANSFORMER | 110/33/11 KV | PURCHASE AS REQUIRED
000017783 | TRANSFORMER,POWER | 110/33/11 KV;120 MVA;3 PHASE;GROUND MTG; BSH HV 180 LV AIR;MINERAL OIL INSULATED; ODAF;YNYN OD 11;AS2374;FREE STANDING RADIATORS;REFER PLANET FOR MORE DETAILS; | WILSONTR | WILSON POWER TRANSFORMER | 120 MVA | PHASING
000017784 | INSULATION SLEEVING,ELECTRICAL | RAYSULATE ETHYLENE-PROPYLENE POLYMER; HEATSHRINKABLE;50 MM MIN ID EXP,20 MM MIN MAX ID RECOVERED;2.5 MM MIN THK RECOVERED;15 M ROLLPACK WEIGHT 7 KG; | LEGEND | LEGEND POWER SYSTEMS | BBTH50/20 | CURRENT
000017784 | INSULATION SLEEVING,ELECTRICAL | RAYSULATE ETHYLENE-PROPYLENE POLYMER; HEATSHRINKABLE;50 MM MIN ID EXP,20 MM MIN MAX ID RECOVERED;2.5 MM MIN THK RECOVERED;15 M ROLLPACK WEIGHT 7 KG; | TECONN | TE CONNECTIVITY LTD | BPTM-50/20-A/U-4(S30) | CURRENT
000017785 | SIGN | ATTENTION EQUIPMENT AT RISK;PLASTIC; ACCESS RESTRICTIONS APPLY AT SITE; RETROFLECTIVE,SCREEN PRINTED; PACK OF 1; | ARTCRAFT | ARTCRAFT PTY LTD | SE01752-Q | PURCHASE AS REQUIRED
000017785 | SIGN | ATTENTION EQUIPMENT AT RISK;PLASTIC; ACCESS RESTRICTIONS APPLY AT SITE; RETROFLECTIVE,SCREEN PRINTED; PACK OF 1; | ENERGEX | ENERGEX | EN | PURCHASE AS REQUIRED
000017787 | STRAINER,WASTE DRAIN | CAST ALUMINIUM;330 MM X 330 MM;TO SUIT STOCK CODE 15544; | EVERHARD |  | 84845 | CURRENT
000017788 | RELAY,OVERCURRENT AND EARTH FAULT | SEL 351;110 V DC;VERTICAL MOUNT; PACK OF 1; | SEL | SCHWEITZER ENGINEERING LABORATORIES INC. | 035111V4253XX1 | STRATEGIC SPARE
000017789 | CORD,ELECTRICAL | 300 MM LG,TERMINATED AT EACH END WITH 9 PIN & 25 PIN CONNECTOR;FOR SEL 351 RELAY TO OSD136 MODEM,AS PER SPEC; | MILSPEC | MIL-SPEC AUSTRALIA (MSA) | CA333 | CURRENT
000017791 | EARTHING EQUIPMENT | PORTABLE;OUTDOOR;TRANSMISSION TOWER; 110-132 KV;SINGLE PHASE EARTH;C/W BAYONET STYLE PHASE CLAMP;2-30 MM RANGE; CU LEAD 5 M X 50 SQ MM;RATING OUTDOOR | PENTA | PENTA AUST (TMAC THEW & MCCANN/HYLEC) | PA01189 | PURCHASE AS REQUIRED
000017791 | EARTHING EQUIPMENT | PORTABLE;OUTDOOR;TRANSMISSION TOWER; 110-132 KV;SINGLE PHASE EARTH;C/W BAYONET STYLE PHASE CLAMP;2-30 MM RANGE; CU LEAD 5 M X 50 SQ MM;RATING OUTDOOR | THEWMCAN | TMAC THEW & MCCANN GROUP | 17791 | PURCHASE AS REQUIRED
000017791 | EARTHING EQUIPMENT | PORTABLE;OUTDOOR;TRANSMISSION TOWER; 110-132 KV;SINGLE PHASE EARTH;C/W BAYONET STYLE PHASE CLAMP;2-30 MM RANGE; CU LEAD 5 M X 50 SQ MM;RATING OUTDOOR | HAYMANS | HAYMANS ELECTRICAL | T&MHR0S1C5.0***TB | PURCHASE AS REQUIRED
000017791 | EARTHING EQUIPMENT | PORTABLE;OUTDOOR;TRANSMISSION TOWER; 110-132 KV;SINGLE PHASE EARTH;C/W BAYONET STYLE PHASE CLAMP;2-30 MM RANGE; CU LEAD 5 M X 50 SQ MM;RATING OUTDOOR | THEWMCAN | TMAC THEW & MCCANN GROUP | R14J306 | PURCHASE AS REQUIRED
000017792 | RELAY,ELECTROMAGNETIC | 110 V DC COIL;10 NO SR CONT;1 HR FLAG; SIZE 2 MODULAR CASE;IEC 255; | RMS | RELAY MONITORING SYSTEMS PL | 2HSM512B2-D-10M0B-2M28-S1 | CURRENT
000017794 | CLAMP,STRAIN | ABC CABLE;FULLY SUPPORTED;4 X 10-35 SQ MM;"SAFE LOAD UP TO 2.25 KN"; PACK OF 25,PACK WEIGHT 13.5 KG; | PLP AUST | PREFORMED LINE PRODUCTS (AUST) | LP0122 | CURRENT
000017794 | CLAMP,STRAIN | ABC CABLE;FULLY SUPPORTED;4 X 10-35 SQ MM;"SAFE LOAD UP TO 2.25 KN"; PACK OF 25,PACK WEIGHT 13.5 KG; | PLP AUST | PREFORMED LINE PRODUCTS (AUST) | BCST-4035-3GA | CURRENT
000017794 | CLAMP,STRAIN | ABC CABLE;FULLY SUPPORTED;4 X 10-35 SQ MM;"SAFE LOAD UP TO 2.25 KN"; PACK OF 25,PACK WEIGHT 13.5 KG; | SICAME | SICAME AUSTRALIA PTY LTD | PA2535 | CURRENT
000017795 | CAPACITOR SHUNT INSTALLATION. | 12 KV;3 PHASE;50 HZ;5.4 MVAR@11.5 KV; CUBICLE OUTDOOR;C/W FIXED CIRCUIT BREAKER;C/W AF BLOCKING FILTER & 0.120 MILLI INRUSH LIMITING REACTORS;110 DC | DRAWING | DRAWING NO | ERGON SSP747 QUOTE 0107 | PURCHASE AS REQUIRED
000017796 | CAPACITOR SHUNT INSTALLATION. | 12 KV;3 PHASE;50 HZ;5.4 MVAR@11.5 KV; CUBICLE OUTDOOR;C/W FIXED CIRCUIT BREAKER;C/W RELAY PROTECTION;110 V DC, C/W AF BLOCKING FILTER,NO INRUSH REACTOR | ENERGEX | ENERGEX | 3 PHASE | PURCHASE AS REQUIRED
000017799 | TIE,CONDUCTOR | SPIRAL;PVC,HIGH IMPACT,UV RESISTANT; 18.3 MM TO 22.4 MM DIA,CCT CONDUCTOR; ATTACHMENT TO INTERMEDIATE STRUCTURES; SIDE TIE;PACK OF 20,PACK WEIGHT 8 KG; | PLP AUST | PREFORMED LINE PRODUCTS (AUST) | D-PST18307G | CURRENT
000017799 | TIE,CONDUCTOR | SPIRAL;PVC,HIGH IMPACT,UV RESISTANT; 18.3 MM TO 22.4 MM DIA,CCT CONDUCTOR; ATTACHMENT TO INTERMEDIATE STRUCTURES; SIDE TIE;PACK OF 20,PACK WEIGHT 8 KG; | MACLEAN | MACLEAN POWER PL - E15128 | ST-CCT80-76 | CURRENT
000017799 | TIE,CONDUCTOR | SPIRAL;PVC,HIGH IMPACT,UV RESISTANT; 18.3 MM TO 22.4 MM DIA,CCT CONDUCTOR; ATTACHMENT TO INTERMEDIATE STRUCTURES; SIDE TIE;PACK OF 20,PACK WEIGHT 8 KG; | TECONN | TE CONNECTIVITY LTD | PTST-1857/73 | CURRENT
000017800 | KIT,LIGHTNING OVERVOLTAGE | SURGE ARRESTER VARIGAP;FOR 11 KV,80-120 SQ MM CCT;CONDUCTOR STRAIN/TERMINATION STRUCTURE;CONSISTING OF SURGE ARRESTER, C/W EARTH LEAD DISCONNECT;2 X 10 SQ MM | DULMISON | DULMISON (AUST) PTY LTD | CCUHG11120T | PHASING
000017803 | TIE,CONDUCTOR | TIE:PRFMD;TOP,120MM2,CCT,PVC,NON MTL TIE,PREFORMED Top, 120mm2, 11kV, CCT, No n Metallic Heliformed, UV Stabilised PVC (scm) | MACLEAN | MACLEAN POWER PL - E15128 | DT-CCT80-76 | CURRENT
000017803 | TIE,CONDUCTOR | TIE:PRFMD;TOP,120MM2,CCT,PVC,NON MTL TIE,PREFORMED Top, 120mm2, 11kV, CCT, No n Metallic Heliformed, UV Stabilised PVC (scm) | PLP AUST | PREFORMED LINE PRODUCTS (AUST) | D-PTT18307G | CURRENT
000017803 | TIE,CONDUCTOR | TIE:PRFMD;TOP,120MM2,CCT,PVC,NON MTL TIE,PREFORMED Top, 120mm2, 11kV, CCT, No n Metallic Heliformed, UV Stabilised PVC (scm) | TECONN | TE CONNECTIVITY LTD | PTT-1857/73 | CURRENT
000017804 | KIT,LIGHTNING OVERVOLTAGE | SURGE ARRESTER VARIGAP;FOR 11 KV,80-120 SQ MM CCT;CONDUCTOR INTERMEDIATE STRUCTURE;CONSISTING OF SURGE ARRESTER, C/W EARTH LEAD DISCONNECT,2 X 10 SQ MM | DULMISON | DULMISON (AUST) PTY LTD | CCUHG11120S | PHASING
000017814 | JOINT,ELECTRICAL POWER CABLE | 11 KV;FILLED HEATSHRINK TRANSITION JOINT ;FROM 120 SQ MM AL PLY CABLE TO 240 SQ MM AL XLPE CABLE;C/W CONNECTORS; | RAYCHEM | RAYCHEM (AUSTRALIA) PTY LTD | AUST-SQB-144 | STRATEGIC SPARE
000017815 | TUBE,METALLIC | BUSBAR;ALUMINIUM GDE 6101-T6; ROUND CROSS-SECTION SHAPE;10 M LG; 100 MM OD;4 MM WALL THK;MILL FINISH; | CAPRAL | CAPRAL ALUMINIUM CENTRE | E40579MF01 | CURRENT
000017817 | RELAY,OVERCURRENT AND EARTH FAULT | SEL 351;30 V DC;HORIZONTAL MOUNT; PACK OF 1; | SEL | SCHWEITZER ENGINEERING LABORATORIES INC. | 035161H2561XX1 | PHASING
000017818 | RELAY,OVERCURRENT AND EARTH FAULT | SEL 351;30 V DC;VERTICAL MOUNT; PACK OF 1; | SEL | SCHWEITZER ENGINEERING LABORATORIES INC. | 03516142561XX1 | STRATEGIC SPARE
000017819 | CUBICLE,ELECTRICAL EQUIPMENT. | 36/12 KV;3 PHASE;800 AMP;50 HZ;O/D CUBICLE;MODULAR SUBSTN TRANSITION KIOSK;C/W STD KIOSK CONNECTIONS;36 KV SIDE,70 KV RMS;170 KV BIL;SH TIME CURR | ENERGEX | ENERGEX | ENERKIOSK 1 | PURCHASE AS REQUIRED
000017820 | CUBICLE,ELECTRICAL EQUIPMENT. | 36/12 KV;3 PHASE;800 AMP;50 HZ;O/D CUBICLE;MODULAR SUBSTN TRANSITION KIOSK;C/W NON-STD KIOSK CONNECTION;36 KV SIDE,70 KV RMS;170 KV BIL;SH TIME CURR | ENERGEX | ENERGEX | ENERKIOSK 2 | PURCHASE AS REQUIRED
000017821 | CUBICLE,ELECTRICAL EQUIPMENT. | 36 KV;3 PHASE; 800 AMP; FUSE UNIT;50 HZ; O/D CUBICLE;MODULAR SUBSTN TRANSITION KIOSK;C/W NON-STD KIOSK CONNECTIONS; 36 KV ONLY;70 KV RMS;170 KV BIL;SH TIME | ENERGEX | ENERGEX | ENERKIOSK 3 | PURCHASE AS REQUIRED
000017825 | SEALING COMPOUND | SILICONE BASE;WHITE;PAINTABLE 3 IN 1; CARTON OF 12; | ATOMSUPP | ATOM SUPPLY | 60015119 | CURRENT
000017825 | SEALING COMPOUND | SILICONE BASE;WHITE;PAINTABLE 3 IN 1; CARTON OF 12; | SELLEYS |  | S31-480G | CURRENT
000017825 | SEALING COMPOUND | SILICONE BASE;WHITE;PAINTABLE 3 IN 1; CARTON OF 12; | SELLEYS |  | 121967 | CURRENT
000017825 | SEALING COMPOUND | SILICONE BASE;WHITE;PAINTABLE 3 IN 1; CARTON OF 12; | BLKWOODS | J BLACKWOOD & SON LTD | 04116643 | CURRENT
000017830 | CABLE,FIBRE OPTIC | 16 OPTICAL FIBRE (12 SM + 4 MM) TERMITE & RODENT PROTECTION CABLE;SUITABLE FOR DUCT AND DIRECT BURIED APPLICATIONS; DRUM SIZE 1300 M,DRUM WEIGHT 110 KG; | OPTIMAL | OPTIMAL CABLE SERVICES PTY LTD | EKDU06PA12/4BE | CURRENT
000017830 | CABLE,FIBRE OPTIC | 16 OPTICAL FIBRE (12 SM + 4 MM) TERMITE & RODENT PROTECTION CABLE;SUITABLE FOR DUCT AND DIRECT BURIED APPLICATIONS; DRUM SIZE 1300 M,DRUM WEIGHT 110 KG; | CORNING | DOW CORNING AUST. P/LTD | 16 OPTICAL FIBRE | CURRENT
000017830 | CABLE,FIBRE OPTIC | 16 OPTICAL FIBRE (12 SM + 4 MM) TERMITE & RODENT PROTECTION CABLE;SUITABLE FOR DUCT AND DIRECT BURIED APPLICATIONS; DRUM SIZE 1300 M,DRUM WEIGHT 110 KG; | BELDEN | BELDEN CABLES PTY LTD | 16 OPTICAL FIBRE | CURRENT
000017831 | CUSHION KIT,DOWNLEAD | FOR CONCRETE POLES;TO SUIT 14.4 - 16.6 MM;FIBRE ALIGN DOWNLOAD CUSHION KIT; | TEN | THE ENERGY NETWORK | OPGW-DL-18-CW | CURRENT
000017831 | CUSHION KIT,DOWNLEAD | FOR CONCRETE POLES;TO SUIT 14.4 - 16.6 MM;FIBRE ALIGN DOWNLOAD CUSHION KIT; | PLP AUST | PREFORMED LINE PRODUCTS (AUST) | OFDLC-800304-3A | CURRENT
000017832 | STUD,NUT | M16;360 MM LG O/A,THREAD LENGTHS 160/ 60 MM;C/W 2 X 50 SQ MM GALV WASHERS & 2 S/S HEX NUTS;S/S SUPPORT STUD;U/W DIELECTRIC SUPPORT CLAMP SC17425; BAG 20 | PLP AUST | PREFORMED LINE PRODUCTS (AUST) | SSS-16300 | CURRENT
000017833 | SUPPORT | USED AS DIELECTRIC SUPPORT FOR STRINGING FIBRE OPTIC CABLE;14.0 - 14.99 MM OD, INCLUDES SUPPORT CUSHIONS & M8 FASTENERS ; | PLP AUST | PREFORMED LINE PRODUCTS (AUST) | OFFDS2-140149 | PURCHASE AS REQUIRED
000017836 | CABLE,FIBRE OPTIC | 8 FIBRE MULTIMODE 62.5U/12S/UM;OVERHEAD ADSS LOOSE TUBE CABLE;12.8 MM OD;150 M SPAN; WITH SACRIFICIAL OUTER SHEATH; DRUM SIZE 2000 M,DRUM DIA 1200/600/740, | OPTIMAL | OPTIMAL CABLE SERVICES PTY LTD | EPM662LA008BK | PURCHASE AS REQUIRED
000017836 | CABLE,FIBRE OPTIC | 8 FIBRE MULTIMODE 62.5U/12S/UM;OVERHEAD ADSS LOOSE TUBE CABLE;12.8 MM OD;150 M SPAN; WITH SACRIFICIAL OUTER SHEATH; DRUM SIZE 2000 M,DRUM DIA 1200/600/740, | CORNING | DOW CORNING AUST. P/LTD | 8 FIBRE | PURCHASE AS REQUIRED
000017836 | CABLE,FIBRE OPTIC | 8 FIBRE MULTIMODE 62.5U/12S/UM;OVERHEAD ADSS LOOSE TUBE CABLE;12.8 MM OD;150 M SPAN; WITH SACRIFICIAL OUTER SHEATH; DRUM SIZE 2000 M,DRUM DIA 1200/600/740, | BELDEN | BELDEN CABLES PTY LTD | 8 FIBRE | PURCHASE AS REQUIRED
000017838 | CABLE,FIBRE OPTIC | 18 FIBRE SINGLE MODE ADSS LOOSE TUBE CABLE;150 M SPAN;160 KM/HR WIND SPEED WITH SACRIFICIAL OUTER SHEATH; | CORNING | DOW CORNING AUST. P/LTD | 18 FIBRE | PURCHASE AS REQUIRED
000017841 | CABLE,FIBRE OPTIC | 36 FIBRE SINGLE MODE ADSS LOOSE TUBE CABLE;150 M SPAN;160 KM/HR WIND SPEED WITH SACRIFICIAL SHEATH; | CORNING | DOW CORNING AUST. P/LTD | 36 FIBRE | PURCHASE AS REQUIRED
000017841 | CABLE,FIBRE OPTIC | 36 FIBRE SINGLE MODE ADSS LOOSE TUBE CABLE;150 M SPAN;160 KM/HR WIND SPEED WITH SACRIFICIAL SHEATH; | BELDEN | BELDEN CABLES PTY LTD | 36 FIBRE | PURCHASE AS REQUIRED
000017844 | CONNECTOR,BUSBAR | 25 MM OD TUBE RUN TO TAP 15-75 MM TO 20-25 MM DIA CABLE;PACK OF 1; | PLP AUST | PREFORMED LINE PRODUCTS (AUST) | D-T31C | PURCHASE AS REQUIRED
000017844 | CONNECTOR,BUSBAR | 25 MM OD TUBE RUN TO TAP 15-75 MM TO 20-25 MM DIA CABLE;PACK OF 1; | HYLEC | HYLEC PTY LTD | CX2526 | PURCHASE AS REQUIRED
000017845 | CONNECTOR,BUSBAR | 38 MM OD TUBE RUN TO TAP 15-75 MM TO 20-25 MM DIA CABLE;PACK OF 1; | PLP AUST | PREFORMED LINE PRODUCTS (AUST) | D-T60 | PURCHASE AS REQUIRED
000017845 | CONNECTOR,BUSBAR | 38 MM OD TUBE RUN TO TAP 15-75 MM TO 20-25 MM DIA CABLE;PACK OF 1; | HYLEC | HYLEC PTY LTD | CX3826 | PURCHASE AS REQUIRED
000017846 | BRUSH,WIRE,SCRATCH | Conductor Cleaning Brush, V Type, S/Steel, Shotgun Stick Connection, Replaceable Brushes | HASTINGS | HASTING DEERING PTY LTD | 10-178 | CURRENT
000017847 | BRUSH,WIRE,SCRATCH | Replacement Brushes, S/Steel, for V Type Conductor Cleaning Brushes (Box of 10 = 5 Pairs) | HASTINGS | HASTING DEERING PTY LTD | 10-179 | CURRENT
000017847 | BRUSH,WIRE,SCRATCH | Replacement Brushes, S/Steel, for V Type Conductor Cleaning Brushes (Box of 10 = 5 Pairs) | TEN | THE ENERGY NETWORK | 10-179 | CURRENT
000017847 | BRUSH,WIRE,SCRATCH | Replacement Brushes, S/Steel, for V Type Conductor Cleaning Brushes (Box of 10 = 5 Pairs) | HYLEC | HYLEC PTY LTD | VBA | CURRENT
000017847 | BRUSH,WIRE,SCRATCH | Replacement Brushes, S/Steel, for V Type Conductor Cleaning Brushes (Box of 10 = 5 Pairs) | CHANCE | CHANCE (MANUFACTURER) | M1899 | CURRENT
000017848 | BOLT,MACHINE | STAINLESS STEEL,GDE 304;HEX HD;M16;ISO M ;80 MM LG;W/HEX NUT;AS2837/AS1449 (MATERIAL) AS1111/DIN 931 (DIMENSIONS); PACK OF 25; | HOBSON | HOBSON ENGINEERING CO PTY LTD 393904 | XEKBH16XCM160080 | CURRENT
000017848 | BOLT,MACHINE | STAINLESS STEEL,GDE 304;HEX HD;M16;ISO M ;80 MM LG;W/HEX NUT;AS2837/AS1449 (MATERIAL) AS1111/DIN 931 (DIMENSIONS); PACK OF 25; | STATEWD | STATEWIDE FSTNERS & ENG SPLS PL | HBNS4M1680 | CURRENT
000017850 | TOOL KIT | For Apprentice Linesmen's Tool Kit, As per Attached List | BLKWOOD | J BLACKWOOD & SON LTD | LINESMEN'S | PURCHASE AS REQUIRED
000017850 | TOOL KIT | For Apprentice Linesmen's Tool Kit, As per Attached List | ATKINS | ATKINS CARLYLE LTD | LINESMEN'S | PURCHASE AS REQUIRED
000017851 | TOOL KIT | For Apprentice Cable Jointers Tool Kit, As per Attached List | BLKWOOD | J BLACKWOOD & SON LTD | CABLE JOINTERS | PURCHASE AS REQUIRED
000017851 | TOOL KIT | For Apprentice Cable Jointers Tool Kit, As per Attached List | ATKINS | ATKINS CARLYLE LTD | CABLE JOINTERS | PURCHASE AS REQUIRED
000017852 | INSULATOR,SUSPENSION | DISC,FOG PROFILE;16 MM BALL & SOCKET, WITH ZINC COLLAR;280 MM DIA,146 MM PITCH ;70 KN MIN FAILING LOAD;"W" CLIP PER AS2947.3;U70BLP;AS60305;BOX OF 3,PACK | PENTA | PENTA AUST (TMAC THEW & MCCANN/HYLEC) | PA00715 | CURRENT
000017852 | INSULATOR,SUSPENSION | DISC,FOG PROFILE;16 MM BALL & SOCKET, WITH ZINC COLLAR;280 MM DIA,146 MM PITCH ;70 KN MIN FAILING LOAD;"W" CLIP PER AS2947.3;U70BLP;AS60305;BOX OF 3,PACK | GRAPHSOL | GRAPH SOLUTIONS PTY LTD | F70P/146DC | CURRENT
000017852 | INSULATOR,SUSPENSION | DISC,FOG PROFILE;16 MM BALL & SOCKET, WITH ZINC COLLAR;280 MM DIA,146 MM PITCH ;70 KN MIN FAILING LOAD;"W" CLIP PER AS2947.3;U70BLP;AS60305;BOX OF 3,PACK | MACLEAN | MACLEAN POWER PL - E15128 | 132625 | CURRENT
000017852 | INSULATOR,SUSPENSION | DISC,FOG PROFILE;16 MM BALL & SOCKET, WITH ZINC COLLAR;280 MM DIA,146 MM PITCH ;70 KN MIN FAILING LOAD;"W" CLIP PER AS2947.3;U70BLP;AS60305;BOX OF 3,PACK | BRITECH | BRI-TECH PTY LTD | 132625 | CURRENT
000017852 | INSULATOR,SUSPENSION | DISC,FOG PROFILE;16 MM BALL & SOCKET, WITH ZINC COLLAR;280 MM DIA,146 MM PITCH ;70 KN MIN FAILING LOAD;"W" CLIP PER AS2947.3;U70BLP;AS60305;BOX OF 3,PACK | THEWMCAN | TMAC THEW & MCCANN GROUP | TM00715 | CURRENT
000017852 | INSULATOR,SUSPENSION | DISC,FOG PROFILE;16 MM BALL & SOCKET, WITH ZINC COLLAR;280 MM DIA,146 MM PITCH ;70 KN MIN FAILING LOAD;"W" CLIP PER AS2947.3;U70BLP;AS60305;BOX OF 3,PACK | GRAPHSOL | GRAPH SOLUTIONS PTY LTD | 132625 | CURRENT
000017853 | GLOVES,LEATHER. | MEN'S;STRAPPED CUFF;SIZE 7; MIN CLASS 3; KANGAROO LEATHER;TO BE USED WITH LV INSULATING GLOVE; | TEN | THE ENERGY NETWORK | KLP-LV-7 | CURRENT
000017853 | GLOVES,LEATHER. | MEN'S;STRAPPED CUFF;SIZE 7; MIN CLASS 3; KANGAROO LEATHER;TO BE USED WITH LV INSULATING GLOVE; | TEN | THE ENERGY NETWORK | ILPG10A-7-7.5 | CURRENT
000017854 | GLOVES,LEATHER. | MEN'S;STRAPPED CUFF;SIZE 8; MIN CLASS 3; KANGAROO LEATHER;TO BE USED WITH LV INSULATING GLOVE; | TEN | THE ENERGY NETWORK | KLP-LV-8 | CURRENT
000017854 | GLOVES,LEATHER. | MEN'S;STRAPPED CUFF;SIZE 8; MIN CLASS 3; KANGAROO LEATHER;TO BE USED WITH LV INSULATING GLOVE; | BOC | BOC GASES | PAK-17-8 | CURRENT
000017855 | GLOVES,LEATHER. | MEN'S;STRAPPED CUFF;SIZE 9; MIN CLASS 3; KANGAROO LEATHER;TO BE USED WITH LV INSULATING GLOVE; | TEN | THE ENERGY NETWORK | KLP-LV-9 | CURRENT
000017855 | GLOVES,LEATHER. | MEN'S;STRAPPED CUFF;SIZE 9; MIN CLASS 3; KANGAROO LEATHER;TO BE USED WITH LV INSULATING GLOVE; | BOC | BOC GASES | PAK-17-9 | CURRENT
000017856 | GLOVES,LEATHER. | MEN'S;STRAPPED CUFF;SIZE 9-1/2; MIN CLASS 3;KANGAROO LEATHER;TO BE USED WITH LV INSULATING GLOVE; | TEN | THE ENERGY NETWORK | KLP-LV-9H | CURRENT
000017856 | GLOVES,LEATHER. | MEN'S;STRAPPED CUFF;SIZE 9-1/2; MIN CLASS 3;KANGAROO LEATHER;TO BE USED WITH LV INSULATING GLOVE; | BOC | BOC GASES | PAK-17-9.5 | CURRENT
000017857 | GLOVES,LEATHER. | MEN'S;STRAPPED CUFF;SIZE 10;MIN CLASS 3;KANGAROO LEATHER;TO BE USED WITH LV INSULATING GLOVE; CTN QTY 150; | TEN | THE ENERGY NETWORK | KLP-LV-10 | CURRENT
000017857 | GLOVES,LEATHER. | MEN'S;STRAPPED CUFF;SIZE 10;MIN CLASS 3;KANGAROO LEATHER;TO BE USED WITH LV INSULATING GLOVE; CTN QTY 150; | BOC | BOC GASES | PAK-17-10 | CURRENT
000017858 | GLOVES,LEATHER. | MEN'S;STRAPPED CUFF;SIZE 10-1/2;MIN CLASS 3;KANGAROO LEATHER;TO BE USED WITH LV INSULATING GLOVE; CTN QTY 150; | TEN | THE ENERGY NETWORK | KLP-LV-10H | CURRENT
000017858 | GLOVES,LEATHER. | MEN'S;STRAPPED CUFF;SIZE 10-1/2;MIN CLASS 3;KANGAROO LEATHER;TO BE USED WITH LV INSULATING GLOVE; CTN QTY 150; | BOC | BOC GASES | PAK-17-10.5 | CURRENT
000017859 | GLOVES,LEATHER. | MEN'S;STRAPPED CUFF;SIZE 11; MIN CLASS 3;KANGAROO LEATHER;TO BE USED WITH LV INSULATING GLOVE; | TEN | THE ENERGY NETWORK | KLP-LV-11 | CURRENT
000017859 | GLOVES,LEATHER. | MEN'S;STRAPPED CUFF;SIZE 11; MIN CLASS 3;KANGAROO LEATHER;TO BE USED WITH LV INSULATING GLOVE; | BOC | BOC GASES | PAK-17-11 | CURRENT
000017860 | POWER SUPPLY | DC/DC CONVERTER;20-60 V DC INPUT;24 V DC OUTPUT;CURRENT OUTPUT 3 AMP;REGULATED; SIZE 105.5 X 169.3 X 54 H;SUPPLIED WITH 17861 & 17862; (MAINTENANCE); | POWERHSE | POWER HOUSE (QLD) PTY LTD | PD65-14MC | PHASING
000017863 | MODEM,FIBRE OPTIC | SYNCHRONOUS;FIBRE OPTIC;RS232;2800 SEL; | SEL | SCHWEITZER ENGINEERING LABORATORIES INC. | 2800 M1 | CURRENT
000017864 | REMOTE I/O MODULE | SEL 2505,48/125 V DC AUX;110 V DC LOGIC INPUTS;SEL 2815 COMPATIBLE; | SEL | SCHWEITZER ENGINEERING LABORATORIES INC. | 2505323XX | CURRENT
000017865 | SWITCH FUSE GEAR | FALCON BETA TYPE 'TAMCO' GR1-01;C/W 630 AMP CIRCUIT BREAKER;BUS BAR AND BOTTOM ENTRY FEEDER CABLE BOXES;BUS BAR END CAP;(400/5 CT & SELF POWER | HAWKSIDD | HAWKER SIDDELEY SWITCHGEAR LTD | FALCON BETA GR1-01 | PURCHASE AS REQUIRED
000017866 | PIT,UTILITY | TYPE P7;1020 MM LG,550 MM W,1130 MM D; BLACK HDPE; C/W TEE BAR;C/W 2 X PLASTIC SPREADER SUPPORT;FOR CONCRETE LID REFER SC17867;PACK OF 4,PALLET WEIGHT 105 KG; | TRI UGRD | TRI UNDERGROUND AUSTRALIA PTY LTD | TRIP7P | CURRENT
000017866 | PIT,UTILITY | TYPE P7;1020 MM LG,550 MM W,1130 MM D; BLACK HDPE; C/W TEE BAR;C/W 2 X PLASTIC SPREADER SUPPORT;FOR CONCRETE LID REFER SC17867;PACK OF 4,PALLET WEIGHT 105 KG; | PLP AUST | PREFORMED LINE PRODUCTS (AUST) | D-PIT7CWTBAR | CURRENT
000017867 | LID,PIT | TELECOM NO.7;CONCRETE;MARKING ELECTRIC; APPLICATION STREET LIGHTING;TO SUIT BODY STOCK CODE 17866;PACK OF 1,PALLET WEIGHT 28 KG; | AQUARIUS | AQUARIUS PRECAST PL | 541QP7E-K | CURRENT
000017867 | LID,PIT | TELECOM NO.7;CONCRETE;MARKING ELECTRIC; APPLICATION STREET LIGHTING;TO SUIT BODY STOCK CODE 17866;PACK OF 1,PALLET WEIGHT 28 KG; | TRI UGRD | TRI UNDERGROUND AUSTRALIA PTY LTD | TRIP7LE | CURRENT
000017867 | LID,PIT | TELECOM NO.7;CONCRETE;MARKING ELECTRIC; APPLICATION STREET LIGHTING;TO SUIT BODY STOCK CODE 17866;PACK OF 1,PALLET WEIGHT 28 KG; | TRI UGRD | TRI UNDERGROUND AUSTRALIA PTY LTD | 10386 | CURRENT
000017870 | OUTREACH ARM | Estate Minor Road, 0.5m Double, 0 Deg Upcast, Galv Steel, Black, EQTS 05-02-01 (scm) | IPOLES | INTERNATIONAL POLES | EQ-050 | CURRENT
000017870 | OUTREACH ARM | Estate Minor Road, 0.5m Double, 0 Deg Upcast, Galv Steel, Black, EQTS 05-02-01 (scm) | GM POLES | GM POLES PTY LTD | SL-AVE-D-BL | CURRENT
000017870 | OUTREACH ARM | Estate Minor Road, 0.5m Double, 0 Deg Upcast, Galv Steel, Black, EQTS 05-02-01 (scm) | IUPOLE | INTERNATIONAL UTILITY POLES PTY LTD | EX-17870 | CURRENT
000017870 | OUTREACH ARM | Estate Minor Road, 0.5m Double, 0 Deg Upcast, Galv Steel, Black, EQTS 05-02-01 (scm) | INGALEPS | INGAL EPS (CONTRACTOR) | GEX17870 | CURRENT
000017871 | OUTREACH ARM | Estate Minor Road, 0.5m Double, 0 Deg Upcast, Galv Steel, Blue/Grey, EQTS 05-02-01 (scm) | IPOLES | INTERNATIONAL POLES | EQ-051 | PURCHASE AS REQUIRED
000017871 | OUTREACH ARM | Estate Minor Road, 0.5m Double, 0 Deg Upcast, Galv Steel, Blue/Grey, EQTS 05-02-01 (scm) | IUPOLE | INTERNATIONAL UTILITY POLES PTY LTD | EX-17871 | PURCHASE AS REQUIRED
000017871 | OUTREACH ARM | Estate Minor Road, 0.5m Double, 0 Deg Upcast, Galv Steel, Blue/Grey, EQTS 05-02-01 (scm) | INGALEPS | INGAL EPS (CONTRACTOR) | GEX17871 | PURCHASE AS REQUIRED
000017871 | OUTREACH ARM | Estate Minor Road, 0.5m Double, 0 Deg Upcast, Galv Steel, Blue/Grey, EQTS 05-02-01 (scm) | GM POLES | GM POLES PTY LTD | SL-AVE-D-BG | PURCHASE AS REQUIRED
000017880 | CONNECTOR,BUSBAR | 25 MM OD TUBE CLAMPED TO STATION POST INSULATORS,BUSBAR SUPPORT CLAMP;STYLE CZ TO DWG 1893-A4;PACK OF 1; | PLP AUST | PREFORMED LINE PRODUCTS (AUST) | D-BS35 | CURRENT
000017883 | RELAY,OVERCURRENT AND EARTH FAULT | SEL 351S(S SERIES);110 V DC;HORIZONTAL MOUNT; | SEL | SCHWEITZER ENGINEERING LABORATORIES INC. | 0351S61H34563X1 | CURRENT
000017885 | BOLT,MACHINE | STEEL;GALV;HEX HD;M20;ISO M;80 MM LG; W/HEX NUT;FULL-SHANK;BAG OF 50;PACK WEIGHT 15 KG; | HOBSON | HOBSON ENGINEERING CO PTY LTD 393904 | KBH46GCM200080 | CURRENT
000017885 | BOLT,MACHINE | STEEL;GALV;HEX HD;M20;ISO M;80 MM LG; W/HEX NUT;FULL-SHANK;BAG OF 50;PACK WEIGHT 15 KG; | STATEWD | STATEWIDE FSTNERS & ENG SPLS PL | HBNEGM2080 | CURRENT
000017886 | BRACKET,INSULATOR | POLE TOP TYPE;STEEL;GALV;VERTICAL SUPPORT STYLE;SUITABLE FOR 11 KV PIN & POST INSULATORS;HOLE SIZE 20 MM; 450 MM LG ANGLE;90 MM W,6 MM THK;BAGS | HAYMAN | HAYMANS INDUSTRIES PTY LTD | 17886 | CURRENT
000017886 | BRACKET,INSULATOR | POLE TOP TYPE;STEEL;GALV;VERTICAL SUPPORT STYLE;SUITABLE FOR 11 KV PIN & POST INSULATORS;HOLE SIZE 20 MM; 450 MM LG ANGLE;90 MM W,6 MM THK;BAGS | MEFCO | MEFCO AUSTRALIA PTY LTD SUNSHINE VIC | 17886 | CURRENT
000017887 | POLE,LINE CONSTRUCTION,CONCRETE | 9.5m Lg, 5kN, Hollow Spun, refer to Dwg 6688 A1 Rev.G | ROCLA | ROCLA PTY LTD | 9.5 M | PURCHASE AS REQUIRED
000017888 | DISPENSER | Tool for Chemset Injection System, use with Double Piston Injection Compound | CNWPL | CNW PL - SLACKS CREEK | BI11521 | CURRENT
000017888 | DISPENSER | Tool for Chemset Injection System, use with Double Piston Injection Compound | ATOMSUPP | ATOM SUPPLY | 121730 | CURRENT
000017889 | CHEMSET,INJECTION SYSTEM | TWO COMPONENT; EPOXY ANCHORING COMPOUND; CO-EXTRUDED FORM A;1 X 585 ML DOUBLE CARTRIDGE;C/W 4 SPARE NOZZLES PER PACK; U/W SC17888 FOR TOOL;PACK OF 1; | STATEWD | STATEWIDE FSTNERS & ENG SPLS PL | BIS-PE585GEN3+2 | CURRENT
000017890 | JOINT,ELECTRICAL POWER CABLE | 11 KV;TRANSITION MODULE FOR 95 & 185 SQ MM COPPER PLY CABLE;USED WITH GEC PARALLEL BRANCH JOINTS;STOCK CODES 17624 & 17625;REFER SC16478 FOR RESIN;FOR NEW | ALSTOM | ALSTOM GRID AUSTRALIA LIMITED | 52404-14 | PHASING
000017892 | TERMINAL,LUG | DRILLED PALM; CAST COPPER; BOLTED CLAMP TYPE; FOR 16 SQ MM TO 70 SQ MM COPPER CONDUCTOR; 2 X M14 PALM HOLES; C/W S/STEEL BOLTS, NUTS & SPRING WASHERS; | DULMISON | DULMISON (AUST) PTY LTD | NT1 | PURCHASE AS REQUIRED
000017893 | CAPACITOR UNIT. | 3.2 KV,75 KVAR;SINGLE PHASE;23.3 UF PER PHASE;23.31 AMP CONT @ 50 HZ;50 HZ;NON PCB IMPREGNANT;ALL FILM DIELECTRIC; INTERNALLY FUSED;2 BUSHINGS PER UNIT; | ENERMET | ENERMET | CAPACITOR UNIT 3.2 KV; | PURCHASE AS REQUIRED
000017894 | CAPACITOR UNIT. | 6.93 KV;450 KVAR;SINGLE PHASE;29.83 UF PER PHASE;65 AMP CONT @ 50 HZ;50 HZ;NON PCB IMPREGNANT;ALL FILM DIELECTRIC; INTERNAL (ELEMENT) FUSE;2 BUSHINGS PER | ENERMET | ENERMET | CAPACITOR UNIT 6.93 KV | PURCHASE AS REQUIRED
000017895 | REACTOR | INRUSH LIMITING;0.120 MILLI H;400 AMP; 50 HZ;6.9 KV;1 PHASE;16.6 KA FOR 3 SEC; PEDESTAL POST INSULATOR MTG;AIR INSUL; IN-RUSH REACTORS;SUPPLIED 3 PER CRATE; | ENERMET | ENERMET | REACTOR. | PURCHASE AS REQUIRED
000017895 | REACTOR | INRUSH LIMITING;0.120 MILLI H;400 AMP; 50 HZ;6.9 KV;1 PHASE;16.6 KA FOR 3 SEC; PEDESTAL POST INSULATOR MTG;AIR INSUL; IN-RUSH REACTORS;SUPPLIED 3 PER CRATE; | TRANSMAN |  | REACTOR | PURCHASE AS REQUIRED
000017895 | REACTOR | INRUSH LIMITING;0.120 MILLI H;400 AMP; 50 HZ;6.9 KV;1 PHASE;16.6 KA FOR 3 SEC; PEDESTAL POST INSULATOR MTG;AIR INSUL; IN-RUSH REACTORS;SUPPLIED 3 PER CRATE; | NOKIAN | NOKIAN CAPACITORS PTY LTD | MT04108 | PURCHASE AS REQUIRED
000017896 | DISCONNECTOR,HIGH VOLTAGE | 17.5 KV;630 AMP;95 KV B.I.L.;INDOOR LOAD BREAK SWITCH;TYPE LTRI;C/W ET TYPE EARTH SWITCH VT TYPE MECHANICAL INTERLOCK 2 X STA 2 HAND OP MECH,2 X 1.5 M LINK | ALSTOM | ALSTOM GRID AUSTRALIA LIMITED | LTRI 5/17.5/630/210-D | PURCHASE AS REQUIRED
000017897 | CIRCUIT BREAKER | VACUUM;12 KV;630 AMP;25 KA;FIXED NON-WITHDRAWABLE;FOR CAPACITOR BANK SWITCHING;CONTROL VOLTAGE 110 V DC,CB FOR STOCK CODES 17795 & 17796;WHEN STOCK | TOSHIBA |  | VK10J25* | PURCHASE AS REQUIRED
000017898 | TRANSFORMER,CURRENT | PROTECTION;PRIMARY BAR;INDOOR;OC & EF CAP BANK;12 KV;600/400/300/5 AMP;10 VA CLASS 1,5P20 ON 300/5 AMP;SINGLE PHASE; 50 HZ;FOR ENERGEX DESIGNED CAP BANKS;IN | TWS | TWS ENERGY CONTROLS | SBQ40 | CURRENT
000017899 | TRANSFORMER,CURRENT | PROTECTION;PRIMARY BAR;INDOOR;OUT OF BALANCE,CAP BANK;12 KV;10/1 AMP;10 VA CLASS 1.0; SINGLE PHASE;50 HZ;FOR ENERGEX DESIGNED CAP BANKS;IN | TWS | TWS ENERGY CONTROLS | SBQ41 | CURRENT
000017900 | RELAY,OVERCURRENT AND EARTH FAULT | 00B-CAPACITOR BANK ONLY;RATED INPUTS 1-5 AMP;THERMAL FOR 1 SEC,100-500 AMP; 50 HZ;OUTPUT CONTACTS RATED VOLT 250 V AC/DC;CONTINUOUS CURR FOR 3 SEC;15 AMP; | ABB | ABB FAN PTY LTD | SPAJ 160C-AA | CURRENT
000017901 | TRANSFORMER,VOLTAGE | METERING PROTECTION; O/D; CAP VOLT TYPE; 63.5 KV/63.5 V/63.5 V; 100 VA OUTPUT PER CCT; 24 MS BURDEN PER PHASE; 1 PHASE; 50 HZ; MIN.OIL INSUL. CLASS 0.2M/1P; | HAEFELY |  | TEMP 115 | PURCHASE AS REQUIRED
000017902 | INDOOR SWITCHGEAR. | SINGLE FEEDER UNIT;NU-LEC;12 KV;3 PHASE; 800 AMP;50 HZ;2000 AMP BUSBARS;FAULT LEVEL-20 KA FOR 3 SECS;AIR INSULATED BUS ;OC,EF & SEF PROT;MFR DATA RECORDED IN | NU-LEC | NU-LEC | INDOOR SWITCHGEAR | PURCHASE AS REQUIRED
000017903 | CIRCUIT BREAKER | INDOOR VACUUM;NU-LEC;12 KV;3 PHASE;50 HZ ;800 AMP;20 KA BKG CAP 3 SECS;110 V DC; DUAL TRIP COILS;MFR DATA RECORDED IN PLANT MGMT SYSTEM;REFER SC18994, | NU-LEC | NU-LEC | VK10K25 | PURCHASE AS REQUIRED
000017904 | INDOOR SWITCHGEAR. | INDOOR SWITCHGEAR;800 AMP;SINGLE FEEDER; OC,EF & SEF PROT;C/W CIRCUIT BREAKER; COMBINATION OF STOCK CODES 17902 & 17903 FOR COMPLETE ITEM; | NU-LEC | NU-LEC | INDOOR SWITCHGEAR/CB | PURCHASE AS REQUIRED
000017905 | INDOOR SWITCHGEAR. | SINGLE FEEDER UNIT;NU-LEC;12 KV;3 PHASE; 800 AMP;50 HZ;2000 AMP BUSBARS;FAULT LEVEL - 20 KA FOR 3 SECS;AIR INSULATED BUS;OC,EF & FD PROT;MFR DATA RECORDED IN | NU-LEC | NU-LEC | INDOOR SWITCHGEAR 2000 AMP | PURCHASE AS REQUIRED
000017906 | INDOOR SWITCHGEAR. | INDOOR SWITCHGEAR;800 AMP;SINGLE FEEDER; OC,EF & FD PROT;C/W CIRCUIT BREAKER; COMBINATION OF STOCK CODES 17903 & 17905 FOR COMPLETE ITEM; | NU-LEC | NU-LEC | INDOOR SWITCHGEAR 800 AMP | PURCHASE AS REQUIRED
000017907 | INDOOR SWITCHGEAR. | FEEDER CAPACITOR UNIT;NU-LEC;12 KV; 3 PHASE;800 AMP;50 HZ;2000 AMP BUSBARS; FAULT LEVEL - 20 KA FOR 3 SECS;AIR INSUL BUS;OC,EF & SEF FEEDER CAPACITOR PROT; | NU-LEC | NU-LEC | INDOOR SWITCHGEAR 800 AMP | PURCHASE AS REQUIRED
000017908 | INDOOR SWITCHGEAR. | INDOOR SWITCHGEAR;800 AMP;FEEDER/ CAPACITOR UNIT;OC,EF & SEF PROT;C/W CIRCUIT BREAKER;COMBINATION STOCK CODES 17903 & 17907 FOR COMPLETE ITEM; | NU-LEC | NU-LEC | INDOOR SWITCHGEAR/CB | PURCHASE AS REQUIRED
000017909 | INDOOR SWITCHGEAR. | FEEDER CAPACITOR UNIT;NU-LEC;12 KV; 3 PHASE;800 AMP;50 HZ;2000 AMP BUSBARS; FAULT LEVEL - 20 KA FOR 3 SECS;AIR INSUL BUS;OC,EF & FD FEEDER CAPACITOR PROT;MFR | NU-LEC | NU-LEC | INDOOR SWITCHGEAR 800 AMP | PURCHASE AS REQUIRED
000017910 | INDOOR SWITCHGEAR. | INDOOR SWITCHGEAR;800 AMP;FEEDER/ CAPACITOR UNIT;OC,EF & FD PROT;C/W CIRCUIT BREAKER;COMBINATION OF STOCK CODES 17903 & 17909 FOR COMPLETE ITEM; | NU-LEC | NU-LEC | INDOOR SWITCHGEAR/CB 800 AMP | PURCHASE AS REQUIRED
000017911 | INDOOR SWITCHGEAR. | DOUBLE FEEDER UNIT;NU-LEC;12 KV;3 PHASE; 800 AMP;50 HZ;2000 AMP BUSBARS;FAULT LEVEL - 20 KA FOR 3 SECS;AIR INSUL BUS; OC,EF & SEF DOUBLE FEEDER PROT;MFR DATA | NU-LEC | NU-LEC | INDOOR SWITCHGEAR 800 AMP | PURCHASE AS REQUIRED
000017912 | INDOOR SWITCHGEAR. | INDOOR SWITCHGEAR;800 AMP;DOUBLE FEEDER UNIT;OC,EF & SEF PROT;C/W CIRCUIT BREAKER;COMBINATION OF STOCK CODES 17903 7 17911 FOR COMPLETE ITEM;REFER | NU-LEC | NU-LEC | NDOOR SWITCHGEAR 800 AMP | PURCHASE AS REQUIRED
000017913 | INDOOR SWITCHGEAR. | DOUBLE FEEDER UNIT;NU-LEC;12 KV;3 PHASE; 800 AMP;50 HZ;2000 AMP BUSBARS;FAULT LEVEL - 20 KA FOR 3 SECS;AIR INSUL BUS; OC,EF & FD DOUBLE FEEDER PROT;MFR DATA | NU-LEC | NU-LEC | INDOOR SWITCHGEAR 800 AMP | PURCHASE AS REQUIRED
000017914 | INDOOR SWITCHGEAR. | INDOOR SWITCHGEAR;800 AMP;DOUBLE FEEDER UNIT;OC,EF & FD PROT;C/W CIRCUIT BREAKER COMBINATION OF STOCK CODES 17903 & 17913 FOR COMPLETE ITEM;REFER SC18996; | NU-LEC | NU-LEC | INDOOR SWITCHGEAR 800 AMP | PURCHASE AS REQUIRED
000017915 | INDOOR SWITCHGEAR. | DOUBLE FEEDER CAPACITOR UNIT;NU-LEC; 12 KV;3 PHASE;800 AMP;50 HZ;2000 AMP BUSBARS;FAULT LEVEL - 20 KA FOR 3 SECS; AIR INSUL BUS;OC,EF & SEF DOUBLE FEEDER | NU-LEC | NU-LEC | INDOOR SWITCHGEAR 800 AMP | PURCHASE AS REQUIRED
000017916 | INDOOR SWITCHGEAR. | INDOOR SWITCHGEAR;800 AMP;DOUBLE FEEDER CAPACITOR;OC,EF & SEF PROT;C/W CIRCUIT BREAKER;COMBINATION OF STOCK CODES 17903 & 17915 FOR COMPLETE ITEM; | NU-LEC | NU-LEC | INDOOR SWITCHGEAR 800 AMP | PURCHASE AS REQUIRED
000017917 | INDOOR SWITCHGEAR. | DOUBLE FEEDER CAPACITOR UNIT;NU-LEC; 12 KV;3 PHASE;800 AMP;50 HZ;2000 AMP BUSBARS;FAULT LEVEL - 20 KA FOR 3 SECS; AIR INSUL BUS;OC,EF & FD DOUBLE FEEDER | NU-LEC | NU-LEC | INDOOR SWITCHGEAR 800 AMP | PURCHASE AS REQUIRED
000017918 | INDOOR SWITCHGEAR. | INDOOR SWITCHGEAR;800 AMP;DOUBLE FEEDER CAPACITOR UNIT;OC,EF & FD PROT;C/W CIRCUIT BREAKER;COMBINATION OF STOCK CODES 17903 7 17917 FOR COMPLETE ITEM; | NU-LEC | NU-LEC | INDOOR SWITCHGEAR/CB 800 AMP | PURCHASE AS REQUIRED
000017919 | CIRCUIT BREAKER | INDOOR;VACUUM;NU-LEC;12 KV;3 PHASE;50 HZ ;1250 AMP;20 KA BKG CAP- 3 SECS;110 V DC ;DUAL TRIP COILS;MFR DATA RECORDED IN PLANT MGMT SYSTEM;REFER SC18998; | NU-LEC | NU-LEC | VK10M25 | PURCHASE AS REQUIRED
000017920 | INDOOR SWITCHGEAR. | BUS TIE/FEEDER UNIT;NU-LEC;12 KV; 3 PHASE;1250 AMP;50 HZ;2000 AMP AMP BUSBARS;FAULT LEVEL - 20 KA FOR 3 SECS; AIR INSUL BUS;OC,EF & SEF BUS TIE/FUTURE | NU-LEC | NU-LEC | INDOOR SWITCHGEAR 1250 AMP | PURCHASE AS REQUIRED
000017921 | INDOOR SWITCHGEAR. | INDOOR SWITCHGEAR;1250 AMP;BUS TIE/ FUTURE FEEDER/CAPACITOR UNIT;OC,EF & SEF PROT;C/W CIRCUIT BREAKER;COMBINATION OF STOCK CODES 17919 7 17920 FOR COMPLETE | NU-LEC | NU-LEC | INDOOR SWITCHGEAR/CB 1250 AMP | PURCHASE AS REQUIRED
000017922 | INDOOR SWITCHGEAR. | MOBILETIE/FEEDER UNIT;NU-LEC;12 KV; 3 PHASE;1250 AMP;50 HZ;2000 AMP BUSBARS; FAULT LEVEL - 20 KA FOR 3 SECS;AIR INSUL BUS;OC,EF & SEF MOBILE TIE/FEEDER PROT; | NU-LEC | NU-LEC | INDOOR SWITCHGEAR 1250 AMP | PURCHASE AS REQUIRED
000017923 | INDOOR SWITCHGEAR. | INDOOR SWITCHGEAR;1250 AMP;MOBILE TIE/ FEEDER UNIT;OC,EF & SEF PROT;C/W CIRCUIT BREAKER;COMBINATION OF STOCK CODES 17919 & 17922 FOR COMPLETE ITEM;REFER SC18998 | NU-LEC | NU-LEC | INDOOR SWITCHGEAR/CB 1250 AMP | PURCHASE AS REQUIRED
000017924 | CIRCUIT BREAKER | INDOOR;VACUUM;NU-LEC;12 KV;3 PHASE;50 HZ ;2000 AMP;20 KA BKG CAP- 3 SECS;110 V DC ;DUAL TRIP COILS;MFR DATA RECORDED IN PLANT MGMT SYSTEM;REFER SC19000,SC19002, | NU-LEC | NU-LEC | VK10P25 | PURCHASE AS REQUIRED
000017925 | INDOOR SWITCHGEAR. | BUS SECTION UNIT;NU-LEC;12 KV;3 PHASE; 2000 AMP;50 HZ;2000 AMP BUSBARS;FAULT LEVEL - 20 KA FOR 3 SECS;AIR INSUL BUS; BUS BLOCKING PROT FUTURE;MFR DATA | NU-LEC | NU-LEC | INDOOR SWITCHGEAR 2000 AMP | PURCHASE AS REQUIRED
000017926 | INDOOR SWITCHGEAR. | INDOOR SWITCHGEAR;2000 AMP;BUS SECTION; BUS BLOCKING/FRAME LEAKAGE PROT;C/W CIRCUIT BREAKER;COMBINATION OF STOCK CODES 17924 & 17925 FOR COMPLETE ITEM | NU-LEC | NU-LEC | INDOOR SWITCHGEAR/CB 2000 AMP | PURCHASE AS REQUIRED
000017927 | INDOOR SWITCHGEAR. | BUS SECTION UNIT;NU-LEC;12 KV;3 PHASE; 2000 AMP;50 HZ;2000 AMP BUSBARS;FAULT LEVEL - 20 KA FOR 3 SECS;AIR INSUL BUS; BUS BLOCKING PROT FUTURE;MFR DATA | NU-LEC | NU-LEC | INDOOR SWITCHGEAR 2000 AMP | PURCHASE AS REQUIRED
000017928 | INDOOR SWITCHGEAR. | INDOOR SWITCHGEAR;2000 AMP;BUS SECTION; BUS BLOCKING/FRAME LEAKAGE PROT;C/W CIRCUIT BREAKER;COMBINATION OF STOCK CODES 17924 & 17927 FOR COMPLETE ITEM; | NU-LEC | NU-LEC | INDOOR SWITCHGEAR/CB 2000 AMP | PURCHASE AS REQUIRED
000017929 | INDOOR SWITCHGEAR. | TRANSFORMER UNIT;NU-LEC;12 KV;3 PHASE; 2000 AMP;50 HZ 2000 AMP BUSBARS;FAULT LEVEL - 20 KA FOR 3 SECS;AIR INSUL BUS; TFMR DIFF;OC,EF & METERING CT'S PROT; | NU-LEC | NU-LEC | INDOOR SWITCHGEAR 2000 AMP | PURCHASE AS REQUIRED
000017930 | INDOOR SWITCHGEAR. | INDOOR SWITCHGEAR;2000 AMP;TRANSFORMER UNIT;OC,EF,TFMR DIFF & METERING CT'S;C/W CIRCUIT BREAKER;COMBINATION OF STOCK CODES 17924 & 17929 FOR COMPLETE ITEM; | NU-LEC | NU-LEC | INDOOR SWITCHGEAR/CB 2000 AMP | PURCHASE AS REQUIRED
000017931 | INDOOR SWITCHGEAR. | TRANSFORMER UNIT;NU-LEC;12 KV;3 PHASE; 2000 AMP;50 HZ;2000 AMP BUSBARS;FAULT LEVEL - 20 KA FOR 3 SECS;AIR INSUL BUS; TFMR DIFF,OC,EF & FRAME LEAKAGE PROT;& | NU-LEC | NU-LEC | INDOOR SWITCHGEAR 2000 AMP | PURCHASE AS REQUIRED
000017932 | INDOOR SWITCHGEAR. | INDOOR SWITCHGEAR;FOR MODULAR S/STNS; 2000 AMP;TRANSFORMER UNIT;OC,EF,TFMR DIFF & FRAME LEAKAGE PROT & METERING CT'S;C/W CIRCUIT BREAKER;COMBINATION OF | NU-LEC | NU-LEC | INDOOR SWITCHGEAR S/STNS | PURCHASE AS REQUIRED
000017933 | INDOOR SWITCHGEAR. | TRANSFORMER UNIT;NU-LEC;12 KV;3 PHASE; 2000 AMP;50 HZ;2000 AMP BUSBARS;FAULT LEVEL - 20 KA FOR 3 SECS;AIR INSUL BUS; TFMR DIFF,OC,EF PROT & METERING CT'S;MFR | NU-LEC | NU-LEC | INDOOR SWITCHGEAR 2000 AMP | PURCHASE AS REQUIRED
000017934 | INDOOR SWITCHGEAR. | INDOOR SWITCHGEAR;2000 AMP;TRANSFORMER UNIT;OC,EF,TFMR DIFF PROT & METERING CT'S;C/W CIRCUIT BREAKER;COMBINATION OF STOCK CODES 17924 & 17933 FOR COMPLETE | NU-LEC | NU-LEC | INDOOR SWITCHGEAR/CB 2000 AMP | PURCHASE AS REQUIRED
000017935 | ACCESSORIES,CIRCUIT BREAKER | FOR NU-LEC APPLICATIONS,CONSISTING OF 1 X BREAKER RACKING HANDLE;1 X SPRING CHARGE HANDLE;1 X EARTH SW OPERATING HANDLE; | NU-LEC | NU-LEC | ACCESSORIES KIT | PURCHASE AS REQUIRED
000017936 | SWITCH FUSE GEAR | 12 KV;LUCY;OIL INSULATED;O/D RMU; 2 X 630 AMP CABLE SWITCH DISCONNECTORS; 1 X 200 AMP TRANSFORMER SWITCH FUSE; (TYPE TRIDENT FRMU - STANDARD);BOTTOM | LUCY |  | FRMU* | CURRENT
000017939 | METER,WATTHOUR | PRI REGN,KWH;240 V,50 HZ;SINGLE PHASE; SOLID STATE;C/W PROGRAMMABLE PULSE OUTPUT; | AMPY | AUTOMATION DIGILOG LIMITED | 847174/SP | PURCHASE AS REQUIRED
000017940 | RECLOSER | 36 KV;3 PHASE;50 HZ;800 AMP;16 KA;C/W POLE MTG BRACKET;300 SQ MM CU CABLE TAILS;CAPM4 CONTROLLER;DNP3;7 M CONTROL CABLE IOEX MODULE & ADDITIONAL | NU-LEC | NU-LEC | N-36 | STRATEGIC SPARE
000017942 | SWITCH FUSE GEAR | 12 KV;3 PHASE;630 AMP;OIL FILLED O/D TYPE;METAL CLAD EXT RMU;C/W 3 X 630 AMP RING MAIN SW;LUCY RMU;SH TIME CURR; 21.9 KA FOR 3 SECS; | LUCY |  | SWITCH FUSE GEAR | PURCHASE AS REQUIRED
000017943 | SWITCH FUSE GEAR | 12 KV;LUCY;OIL INSULATED;O/D RMU; 2 X 630 AMP CABLE SWITCH DISCONNECTORS; 1 X 200 AMP TRANSFORMER SWITCH FUSE; TOP ENTRY CABLE BOXES; (TYPE TRIDENT | LUCY |  | FRUM-TE | CURRENT
000017951 | CAPACITOR SHUNT INSTALLATION. | 12 KV;3 PHASE;50 HZ;2.7 MVAR @ 11.5 KV; CUBICLE O/D;C/W FIXED CB;C/W AF BLOCKING FILTER & 0.120 MILLI INRUSH LIMITING REACTORS;C/W SHUNT & FILTER CAPS;C/W | ENERGEX | ENERGEX | ENERGEX VER3 | PURCHASE AS REQUIRED
000017952 | CAPACITOR SHUNT INSTALLATION. | 12 KV;3 PHASE;50 HZ;2.7 MVAR @ 11.5 KV; CUBICLE O/D;C/W FIXED CB;C/W AF BLOCKING FILTER;C/W SHUNT & FILTER CAPS;C/W RELAY PROT;SPAJ-110 V DC; | ENERGEX | ENERGEX | ENERGEX VER4 | PURCHASE AS REQUIRED
000017954 | LABEL | SCOTCHCAL;YELLOW BACKGROUND/BLACK LETTERING;'CAUTION SEPARATE HV & LV EARTHING IN PADMOUNTED TRANSFORMERS'; LABEL FORM 518;TO BE U/W SC 15983;PACK | CUTLER | CUTLER BRANDS PTY LTD | ENERGE-17954 | CURRENT
000017955 | BRACKET,MOUNTING | For Meter Enclosures to Wood Poles (PAIR OF 2 BRACKETS) | DRAWING | DRAWING NO | 14678-A1 | CURRENT
000017957 | TRANSFORMER,POWER | 33 KV/11 KV;15 MVA;3 PHASE;GROUND MTG BSH HV 90 LV AIR;MINERAL OIL INSULATED; ONAN;DYN 11;C/W VACUUM OLTC 23 TAP POSITIONS,ATTACHED RADIATORS;AS2374; | WILSON | WILSON TRANSFORMER CO. PTY LTD | 23 TAP POSITIONS | PHASING
000017959 | SWITCH FUSE GEAR | 12 KV;3 PHASE;630 AMP;21 KA MKG CAP;SF6; NON-EXT METAL CLAD RMU;SCHNEIDER RM6 (NE-DI) WITH 1 X 630 AMP SWITCH & 1 X 200 AMP CB CABLE BOXES;C/W GLAND | SCHNEDER | SCHNEIDER PTY LTD | RM6 (NE-DI) | PURCHASE AS REQUIRED
000017961 | SWITCH FUSE GEAR | 12 KV;3 PHASE;630 AMP;SF6;I/D OIL-LESS PADMOUNTED METAL CLAD RMU;C/W 3 X 630 AMP SWITCHES;C/W 1 X 200 AMP CB; TEE-OFF & ASSOC EQUIP;SCHNEIDER RMU;SH | SCHNEDER | SCHNEIDER PTY LTD | SWITCH FUSE GEAR 630 AMP* | PHASING
000017962 | SWITCH FUSE GEAR | 12 KV;SF6 INSULATED;I/D RMU;3 X 630 AMP CABLE SWITCH DISCONNECTORS;(TYPE NE-III) ;C/W OUTDOOR CUBICLE & CONCRETE PLINTH; | SCHNEDER | SCHNEIDER PTY LTD | NE-III | PHASING
000017963 | SWITCH FUSE GEAR | 12 KV;SCHNEIDER RM6;SF6 INSULATED; I/D RMU;2 X 630 AMP CABLE SWITCH DISCONNECTORS;1 X 200 AMP TRANSFORMER CIRCUIT BREAKER;(TYPE NE-IDI);C/W | SCHNEDER | SCHNEIDER PTY LTD | NE-IDI | MAINTENANCE STOCK
000017967 | SECTIONALISER | 12 KV;3 PHASE;630 AMP;SF6;INSUL;POLE MTG ;VACUUM INTERRUPTERS;12.5 KA BKG CAP; 80 SQ MM TAILS;7 M UMBILICAL CABLE; NU-LEC LOAD BREAK SW WITH CAPM2-MCP | NU-LEC | NU-LEC | RL27* | PHASING
000017968 | SWITCH FUSE GEAR | 12 KV;SCHNEIDER RM6;SF6 INSULATED; I/D RMU;2 X 630 AMP CABLE SWITCH; DISCONNECTORS;1 X 200 AMP TRANSFORMER CIRCUIT BREAKER;(TYPE NE-IDI); | SCHNEDER | SCHNEIDER PTY LTD | NE-IDI | PURCHASE AS REQUIRED
000017969 | SWITCH FUSE GEAR | 12 KV;SCHNEIDER RM6;SF6 INSULATED; I/D RMU;2 X 630 AMP CABLE SWITCH DISCONNECTORS;2 X 200 AMP TRANSFORMER CIRCUIT BREAKERS;(TYPE NE-DIDI); | SCHNEDER | SCHNEIDER PTY LTD | NE-DIDI | PHASING
000017973 | SIGN | ' CAUTION 2 SEPARATE SOURCES OF 11 KV SUPPLY ';ALUMINIUM;3M YELLOW RETROREFLECTIVE VINYL BACKGROUND; 300 MM LG X 100 MM W X 2 MM THK;12 MM | ARTCRAFT | ARTCRAFT PTY LTD | SE-087-02 | PURCHASE AS REQUIRED
000017974 | BUCKET,LINER MAT | FOR USE ON EWP'S;POLYURETHANE;GREEN IN COLOUR;1480 MM X 700 MM X 10 MM THK; USING DIE NUMBER CMI-225; | LUDOWICI |  | 400014682 | CURRENT
000017975 | DIE,CRIMPING TOOL | STEEL;HEX;21.5 MM AF;FOR U/W PRE- INSULATED COMPRESSION SLEEVES;U/W UTILUX COMPRESSION TOOL NO.38A OR EQUIV; PACK OF 1,PACK WEIGHT 0.17 KG; | SPECFORC | SPECIALISED FORCE | 12T-21.5AFALABC | CURRENT
000017975 | DIE,CRIMPING TOOL | STEEL;HEX;21.5 MM AF;FOR U/W PRE- INSULATED COMPRESSION SLEEVES;U/W UTILUX COMPRESSION TOOL NO.38A OR EQUIV; PACK OF 1,PACK WEIGHT 0.17 KG; | TECONN | TE CONNECTIVITY LTD | 38-215AL9/1 | CURRENT
000017975 | DIE,CRIMPING TOOL | STEEL;HEX;21.5 MM AF;FOR U/W PRE- INSULATED COMPRESSION SLEEVES;U/W UTILUX COMPRESSION TOOL NO.38A OR EQUIV; PACK OF 1,PACK WEIGHT 0.17 KG; | CABLACES | CABLACES | HT-95/150ABC | CURRENT
000017977 | PIPE,METALLIC | STEEL GDE C250/350;MED;GALV;25 MM NB, 2163 MM LG;USED AS A SHORT SPACER ON TWIN X-ARM INSTRUCTIONS;ORDER IN PACKS OF 12, PACK WEIGHT 70 KG;MIN | GM POLES | GM POLES PTY LTD | SL-SPACER | CURRENT
000017979 | SWITCH FUSE GEAR | FALCON BETA TYPE 'TAMCO' GR1-21;630 AMP CB & 2 ISOLATORS;TOP ENTRY FEEDER CABLE & TRANSFORMER CABLE BOX;(100/50/5 CT & BATTERY POWERED ALSTOM KCGG142 RELAY); | HAWKSIDD | HAWKER SIDDELEY SWITCHGEAR LTD | FALCON BETA GR1-21 | PHASING
000017980 | SWITCH FUSE GEAR | FALCON BETA TYPE 'TAMCO' GR1-01;C/W 630 AMP CIRCUIT BREAKER;BUS BAR & TOP ENTRY TRANSFORMER CABLE BOX;(100/50/5 CT & BATTERY POWERED ALSTOM KCGG142 RELAY); | HAWKSIDD | HAWKER SIDDELEY SWITCHGEAR LTD | FALCON BATA GR01-01 | PHASING
000017981 | SWITCH FUSE GEAR | FALCON BETA TYPE 'TAMCO' GR1-01;C/W 630 AMP CIRCUIT BREAKER;BUS BAR & TOP ENTRY FEEDER CABLE BOX;600/400/5 AMP CT, 10P25F20 ON 400/5;BATTERY POWERED | HAWKSIDD | HAWKER SIDDELEY SWITCHGEAR LTD | FALCON BETA GR01-01 | PHASING
000017982 | JOINT BOX,SWITCH FUSE GEAR. | FOR COUPLING 2 FALCON BETA 'TAMCO' GR1-21 & GR1-01 UNITS TOGETHER;OFFSET JOINT BOX WITH COPPER BARS & INSULATING MATERIALS; | HAWKSIDD | HAWKER SIDDELEY SWITCHGEAR LTD | OFFSET BAND BOX | PURCHASE AS REQUIRED
000017983 | JOINT BOX,SWITCH FUSE GEAR. | FOR COUPLING 2 FALCON BETA 'TAMCO' GR1-01 TO GR1-01 UNITS TOGETHER;STRAIGHT JOINT BOX WITH COPPER BARS & INSULATING MATERIALS; | HAWKSIDD | HAWKER SIDDELEY SWITCHGEAR LTD | BAND BOX | PURCHASE AS REQUIRED
000017986 | BAND,STABILISING HARDHAT | HARDHAT ANTI-SLIP ATTACHMENT;LEATHER WITH RUBBER DIMPLES & VELCRO:ATTACHMENT TO HARDHAT HARNESS;C/W 3 STRAPS;U/W STOCK CODE 14294; | TEN | THE ENERGY NETWORK | SM2 | CURRENT
000017986 | BAND,STABILISING HARDHAT | HARDHAT ANTI-SLIP ATTACHMENT;LEATHER WITH RUBBER DIMPLES & VELCRO:ATTACHMENT TO HARDHAT HARNESS;C/W 3 STRAPS;U/W STOCK CODE 14294; | AUSTSAF | AUSTRALIAN SAFETY SUPPLIES | 1005SM | CURRENT
000018001 | TROUSERS,WOMEN'S | COTTON 100%,185 GSM APPROX;NAVY; WRINKLEFREE;VARIOUS SIZES;STYLE & MFR TO ENERGEX SAMPLE;C/W METERING DYNAMICS LOGO;REFER TO TECH SPEC TS 424; | PACBRAND | PACIFIC BRANDS WORKWEAR GROUP PL | Y09006/NAV ALL SIZES | VENDOR HELD
000018001 | TROUSERS,WOMEN'S | COTTON 100%,185 GSM APPROX;NAVY; WRINKLEFREE;VARIOUS SIZES;STYLE & MFR TO ENERGEX SAMPLE;C/W METERING DYNAMICS LOGO;REFER TO TECH SPEC TS 424; | TOPLEVEL |  | ENMLCT | VENDOR HELD
000018004 | TRANSFORMER,CURRENT | INTERPOSING;MEASUREMENT;PRIMARY WOUND; INDOOR;RATIO 5/3-2-0.5 AMPS;CLASS 2M FORM NS SERIES 28,W-3157;C/W MTG BOLT; | WFENERGY | WF ENERGY CONTROLS | W-3157 | CURRENT
000018005 | BOLT,MACHINE | STAINLESS STEEL,GDE 316;HEX HD;M12;ISO M ;130 MM LG;BOX OF 25; | STATEWD | STATEWIDE FSTNERS & ENG SPLS PL | HBS6M1230 | CURRENT
000018006 | WASHER,FLAT | STAINLESS STEEL,GDE 304 OR 316;M16 BOLT SIZE;18 MM ID;57.2 OD;6 MM THK;BAG OF 100; | HOBSON | HOBSON ENGINEERING CO PTY LTD 393904 | WX16PLM16 | CURRENT
000018006 | WASHER,FLAT | STAINLESS STEEL,GDE 304 OR 316;M16 BOLT SIZE;18 MM ID;57.2 OD;6 MM THK;BAG OF 100; | SUMMIT | SUMMIT GROUP | 6WRMS216057.206 | CURRENT
000018006 | WASHER,FLAT | STAINLESS STEEL,GDE 304 OR 316;M16 BOLT SIZE;18 MM ID;57.2 OD;6 MM THK;BAG OF 100; | STATEWD | STATEWIDE FSTNERS & ENG SPLS PL | WSS4M16 | CURRENT
000018007 | METER,WATTHOUR | PRI REGN,KWH;15-100 AMP,240 V,50 HZ;1 PH ,2 WIRE,DIRECT CONN,BOTTOM;S/RATE; 3 TERM;AS1284;FITTED WITH ERT UNIT;FOR TRIAL ONLY;RESTRICTED ISSUE; | EMAIL |  | T12215D3/A | PURCHASE AS REQUIRED
000018008 | TRANSFORMER,POWER | 33 KV/11 KV;5 MVA;3 PHASE;GROUND MTG;HV 180 LV;MINERAL OIL INSULATED;ONAN;DYN 11 ;AS2374;ATTACHED RADIATORS;PLUG-IN HV & LV CONNECTIONS;REFER PLANET FOR MORE | WILSONTR | WILSON POWER TRANSFORMER | 33/11 KV | PHASING
000018009 | TRANSFORMER,POWER | 110/33/11 KV;60 MVA;3 PHASE;GROUND MTG; BSH HV 180 LV AIR;MINERAL OIL INSULATED; ODAF;YNYNOD11;AS2374;FREE STANDING RADIATORS;REFER PLANET FOR MORE DETAILS; | WILSONTR | WILSON POWER TRANSFORMER | 110/33/11 KV | PHASING
000018011 | CHAIR, FOLDING | FOLDING CHAIR WITH ARM RESTS & CUP HOLDER; C/W CARRY BAG; WEIGHT RATED 130KG | ATA | ADVENTURE TRADING AUSTRALIA | FCC-SOVC-F SOVEREIGN | CURRENT
000018011 | CHAIR, FOLDING | FOLDING CHAIR WITH ARM RESTS & CUP HOLDER; C/W CARRY BAG; WEIGHT RATED 130KG | ANACONDA | ANACONDA | BURKE & WILLS | CURRENT
000018011 | CHAIR, FOLDING | FOLDING CHAIR WITH ARM RESTS & CUP HOLDER; C/W CARRY BAG; WEIGHT RATED 130KG | ANACONDA | ANACONDA | OZTRAIL GETAWAY DELUXE | CURRENT
000018011 | CHAIR, FOLDING | FOLDING CHAIR WITH ARM RESTS & CUP HOLDER; C/W CARRY BAG; WEIGHT RATED 130KG | ANACONDA | ANACONDA | OZTRAIL GETAWAY CHAIR | CURRENT
000018014 | SWITCH,MODEM,POWER | FOR OPERATION OF MODEM POWER SUPPLY; USED IN CONJUNCTION WITH EDMI 2000-0400 SERIES METERS; | SURTEK | SURTEK PTY LTD | P9902A | CURRENT
000018015 | SHIM | BRASS;300 MM W X 0.25 MM THK X 1 M LG; MUST SUPPLY IN 1 METRE LENGTHS | ATOMSUPP | ATOM SUPPLY | 94970077 | CURRENT
000018015 | SHIM | BRASS;300 MM W X 0.25 MM THK X 1 M LG; MUST SUPPLY IN 1 METRE LENGTHS | KEYLINE | KEY-LINE DISTRIBUTORS PTY LTD | SB30025 | CURRENT
000018016 | BOX,STORAGE | Orange Crate, Plastic Bin Type, 538 x 362 x 334mm, for Rediquip | PROMARK | PROMARK PACKAGING PTY LTD GEEBUNG | MAH006 | CURRENT
000018020 | DRAIN,PROTECTION,BARRIER | FILTER TUBE;POLYESTER GEOTEXTILE NEEDLED TO A WOVEN POLYPROPYLENE GEOTEXTILE; 230 MM W X 150 MM DIA X 50 M LG; | GEOFAB | GEOFABRICS AUSTRALASIA PTD LTD. | SC04 | CURRENT
000018021 | CONVERTER | SIGNAL CONVERTER:RS485/RS232;10-30 V; U/W SACS EQUIPMENT; | ADAMS | ADAMS | ADAM 4520 | CURRENT
000018022 | TIMER,MULTIFUNCTION | TIME RANGE,0.1 SEC TO 100 HRS;12 V-240 V AC/DC;1 C/O OUTPUT CONTACT ,250 V,8 AMP AC RATING;RAIL MTG;PACK OF 1; | REXEL | REXEL PTY LTD | CGVDMB51CW24 | CURRENT
000018022 | TIMER,MULTIFUNCTION | TIME RANGE,0.1 SEC TO 100 HRS;12 V-240 V AC/DC;1 C/O OUTPUT CONTACT ,250 V,8 AMP AC RATING;RAIL MTG;PACK OF 1; | CARLO | CARLO GAVAZZI | DMB-51-C-W24 | CURRENT
000018022 | TIMER,MULTIFUNCTION | TIME RANGE,0.1 SEC TO 100 HRS;12 V-240 V AC/DC;1 C/O OUTPUT CONTACT ,250 V,8 AMP AC RATING;RAIL MTG;PACK OF 1; | CNWPL | CNW PL - SLACKS CREEK | DMB51CW24 | CURRENT
000018023 | CONNECTOR,BUSBAR | ALUMINIUM;PARALLEL CLAMP;CABLE TO CABLE; PACK OF 1; | PLP AUST | PREFORMED LINE PRODUCTS (AUST) | D-AUP112 | CURRENT
000018024 | DAMPER,VIBRATION,TRANSMISSION LINE | SPIRAL;PVC;4.4-6.34 MM DIA CONDUCTOR; 3/2.75 MM STEEL,3/2.75 AAC,3/4/1.75 ACSR ;PACK OF 30;PACK WEIGHT 8.5 KG; | ACCULEC | ACCULEC PTY LTD - E18524 | SVD0441H | CURRENT
000018024 | DAMPER,VIBRATION,TRANSMISSION LINE | SPIRAL;PVC;4.4-6.34 MM DIA CONDUCTOR; 3/2.75 MM STEEL,3/2.75 AAC,3/4/1.75 ACSR ;PACK OF 30;PACK WEIGHT 8.5 KG; | MACLEAN | MACLEAN POWER PL - E15128 | HVD-044 | CURRENT
000018024 | DAMPER,VIBRATION,TRANSMISSION LINE | SPIRAL;PVC;4.4-6.34 MM DIA CONDUCTOR; 3/2.75 MM STEEL,3/2.75 AAC,3/4/1.75 ACSR ;PACK OF 30;PACK WEIGHT 8.5 KG; | PLP AUST | PREFORMED LINE PRODUCTS (AUST) | SVD-0102 | CURRENT
000018025 | CABLE,FIBRE OPTIC | 12 FIBRE MULTIMODE 62.5 UM/125 UM OVERHEAD ADSS LOOSE TUBE CABLE; 150 M SPAN;WITH BIRD & RODENT PROTECTION ; | CORNING | DOW CORNING AUST. P/LTD | 12 FIBRE MULTIMODE | PURCHASE AS REQUIRED
000018026 | BRACKET,POLE | POLE MTG BRACKET TO CLAMP FIBRE OPTIC CABLE & OPGW;HOT COATED ZINC STEEL; | PLP AUST | PREFORMED LINE PRODUCTS (AUST) | OFS CCM-01 | CURRENT
000018027 | POWER SUPPLY | 110 V DC TO 24 V DC CONVERTER; 110 V TO 24 V DC;70 W; | AMTEX | AMTEX ELECTRONICS | 8862-80/24 | CURRENT
000018028 | CONNECTOR BAR,ELECTRICAL | 7 HOLE NEUTRAL LINK;BLACK PLASTIC COVER; C/W INSULATED STANDOFF;PACK OF 1; | CNWPL | CNW PL - SLACKS CREEK | GTSNL7 | CURRENT
000018028 | CONNECTOR BAR,ELECTRICAL | 7 HOLE NEUTRAL LINK;BLACK PLASTIC COVER; C/W INSULATED STANDOFF;PACK OF 1; | GENERAL | GENERAL TRADE SUPPLIES | AL7 | CURRENT
000018028 | CONNECTOR BAR,ELECTRICAL | 7 HOLE NEUTRAL LINK;BLACK PLASTIC COVER; C/W INSULATED STANDOFF;PACK OF 1; | CNWPL | CNW PL - SLACKS CREEK | TESL7 | CURRENT
000018030 | CONDUIT,NONMETALLIC,FLEXIBLE | 20 MM DIA;PVC CORRUGATED;MEDIUM DUTY; WHITE/GREY;C/W DRAW WIRE;50 M ROLL; | CLIPSAL | GERARD INDUSTRIES QLD DIVSN P/L | CLI9020TCM | PURCHASE AS REQUIRED
000018032 | REDUCER,SCREWED,CONDUIT | RIGID PVC;32 MM TO 25 MM;SCREWED CONDUIT FITTING REDUCER;PACK OF 50; | REXEL | REXEL PTY LTD | CLI264/3SMGY | CURRENT
000018032 | REDUCER,SCREWED,CONDUIT | RIGID PVC;32 MM TO 25 MM;SCREWED CONDUIT FITTING REDUCER;PACK OF 50; | CLIPSAL | GERARD INDUSTRIES QLD DIVSN P/L | CLI264/3SMGRY | CURRENT
000018033 | REDUCER,SCREWED,CONDUIT | RIGID PVC;25 MM TO 20 MM;SCREWED CONDUIT FITTING REDUCER;PACK OF 50; | REXEL | REXEL PTY LTD | CLI264/2SMGY | CURRENT
000018033 | REDUCER,SCREWED,CONDUIT | RIGID PVC;25 MM TO 20 MM;SCREWED CONDUIT FITTING REDUCER;PACK OF 50; | CLIPSAL | GERARD INDUSTRIES QLD DIVSN P/L | CLI264/2SMGRY | CURRENT
000018034 | CABLE GLAND | CORRUGATED PVC;STRAIGHT GLAND;20 MM CONDUIT FITTING;PACK OF 20; | REXEL | REXEL PTY LTD | CLI279C20GY | CURRENT
000018034 | CABLE GLAND | CORRUGATED PVC;STRAIGHT GLAND;20 MM CONDUIT FITTING;PACK OF 20; | CLIPSAL | GERARD INDUSTRIES QLD DIVSN P/L | CLI279C20 | CURRENT
000018036 | CLAMP,SUSPENSION,ELEC CONDUCTOR | ARMOUR GRIP SUSPENSION UNIT (AGSU); SUITS DIA 11.25 MM AAC,AAAC & ACSR (MARS ,BANANA & TENNIS);ALUMINIUM ALLOY WITH NEOPRENE INSERT;SUITS 0-30 DEG DEVIATION | TECONN | TE CONNECTIVITY LTD | HSC-0990 | CURRENT
000018036 | CLAMP,SUSPENSION,ELEC CONDUCTOR | ARMOUR GRIP SUSPENSION UNIT (AGSU); SUITS DIA 11.25 MM AAC,AAAC & ACSR (MARS ,BANANA & TENNIS);ALUMINIUM ALLOY WITH NEOPRENE INSERT;SUITS 0-30 DEG DEVIATION | PLP AUST | PREFORMED LINE PRODUCTS (AUST) | AGS-8109 | CURRENT
000018037 | CLAMP,SUSPENSION,ELEC CONDUCTOR | STRAIGHT-LINE OR ANGLE;ARMOUR GRIP SUSPENSION UNIT (AGSU);AL ALLOY WITH NEOPRENE INSERT TO SUIT AL CONDUCTORS; 18.75 MM DIA UP TO 30 DEG DEVIATION WITH | MACLEAN | MACLEAN POWER PL - E15128 | HSC-1875 | CURRENT
000018037 | CLAMP,SUSPENSION,ELEC CONDUCTOR | STRAIGHT-LINE OR ANGLE;ARMOUR GRIP SUSPENSION UNIT (AGSU);AL ALLOY WITH NEOPRENE INSERT TO SUIT AL CONDUCTORS; 18.75 MM DIA UP TO 30 DEG DEVIATION WITH | PLP AUST | PREFORMED LINE PRODUCTS (AUST) | AGS-5113 | CURRENT
000018038 | LINK,TENSION | SINGLE PLATE LINK;120 KN MIN FAILING; 500 MM HOLE CENTRES;TONGUE-TONGUE; (ALSO U/W 70 KN FITTINGS);PACK OF 5; | DULHUNTY | DULHUNTY INDUSTRIES PTY LTD | LP-120-500 | CURRENT
000018039 | CONNECTOR,BUSBAR | ALUMINIUM;41.3 MM OD TUBE;CLAMPED TO STATION POST INSULATOR;PACK OF 1; | PLP AUST | PREFORMED LINE PRODUCTS (AUST) | D-ABS42 | PURCHASE AS REQUIRED
000018040 | CONNECTOR,BUSBAR | COPPER;38 MM OD BUSBAR TO FLAT;M12 S/S BOLTS;PACK OF 1; | FULTON | FULTON INDUSTRIES PL | CTF38 | CURRENT
000018040 | CONNECTOR,BUSBAR | COPPER;38 MM OD BUSBAR TO FLAT;M12 S/S BOLTS;PACK OF 1; | PLP AUST | PREFORMED LINE PRODUCTS (AUST) | D-TF55B | CURRENT
000018041 | FRAME | 900 MM X 600 MM;FOLDING FRAME;MILD STEEL ;TUBULAR CONSTRUCTION;WELDED STRUTS & HEAVY DUTY SPACERS,ZINC PASSIVATED;C/W TWO FLAG HOLDERS;COMPATIBLE WITH ROLL UP | ARTCRAFT | ARTCRAFT PTY LTD | SS9060 | CURRENT
000018042 | FRAME | TO SUIT 1200 MM X 900 MM SIGNS;FOLDING FRAME;MILD STEEL;TUBULAR CONSTRUCTION; WELDED STRUTS & HEAVY DUTY SPACERS,ZINC PASSIVATED;C/W TWO FLAG HOLDERS; | ARTCRAFT | ARTCRAFT PTY LTD | SS12090 | CURRENT
000018043 | SIGN,TRAFFIC | WORKER'S AHEAD (SYMBOLIC VINYL BLACK FIGURE);ON RETROREFLECTIVE FLUORSCENT ORANGE BGROUND;CLASS 1W;900 MM LG,600 MM 2 GALV TUBES & 2 HOOKS;U/W STAND SC18041 | ARTCRAFT | ARTCRAFT PTY LTD | SE200-Q | CURRENT
000018045 | REGULATOR,STEP VOLTAGE | 33 KV;3 PHASE;50 HZ;15 MVA;ONAN;+ 5% TO - 15%;16 STEPS OF 1.25%;GROUND MTG;HV BUSHINGS;YNAO (D);SERIES CURRENT LIMITING REACTOR INCLUDED; | WILSONTR | WILSON POWER TRANSFORMER | 33 KV | PURCHASE AS REQUIRED
000018046 | TRANSFORMER,DISTRIBUTION | 11 KV;200 KVA;3 PHASE;PADMOUNT;HAZ HV, 180 LV BSH;MINERAL OIL INSULATED;ONAN; DYN 11;5 TAP SWITCH POSITIONS;C/W ABB SDAF3 HV RMU & LV S/GEAR; | TYREE | TYREE INDUSTRIES PL MITTAGONG NSW | 200 KVA PADMOUNT | PURCHASE AS REQUIRED
000018046 | TRANSFORMER,DISTRIBUTION | 11 KV;200 KVA;3 PHASE;PADMOUNT;HAZ HV, 180 LV BSH;MINERAL OIL INSULATED;ONAN; DYN 11;5 TAP SWITCH POSITIONS;C/W ABB SDAF3 HV RMU & LV S/GEAR; | ABB | ABB FAN PTY LTD | 200 KVA PADMOUNT | PURCHASE AS REQUIRED
000018047 | TRANSFORMER,DISTRIBUTION | 11 KV;300 KVA;3 PHASE;PADMOUNT;HAZ HV, 180 LV BSH;MINERAL OIL INSULATED;ONAN; DYN 11;5 TAP SWITCH POSITIONS;C/W ABB SDAF3 HV RMU & LV S/GEAR; | TYREE | TYREE INDUSTRIES PL MITTAGONG NSW | 300 KVA PADMOUNT | PURCHASE AS REQUIRED
000018047 | TRANSFORMER,DISTRIBUTION | 11 KV;300 KVA;3 PHASE;PADMOUNT;HAZ HV, 180 LV BSH;MINERAL OIL INSULATED;ONAN; DYN 11;5 TAP SWITCH POSITIONS;C/W ABB SDAF3 HV RMU & LV S/GEAR; | ABB | ABB FAN PTY LTD | 300 KVA PADMOUNT | PURCHASE AS REQUIRED
000018048 | TRANSFORMER,DISTRIBUTION | 11 KV;500 KVA;3 PHASE;PADMOUNT;HAZ HV, 180 LV BSH;MINERAL OIL INSULATED;ONAN; DYN 11;5 TAP SWITCH POSITIONS;C/W ABB SDAF3 HV RMU & LV S/GEAR; | TYREE | TYREE INDUSTRIES PL MITTAGONG NSW | 500 KVA PADMOUNT | PURCHASE AS REQUIRED
000018048 | TRANSFORMER,DISTRIBUTION | 11 KV;500 KVA;3 PHASE;PADMOUNT;HAZ HV, 180 LV BSH;MINERAL OIL INSULATED;ONAN; DYN 11;5 TAP SWITCH POSITIONS;C/W ABB SDAF3 HV RMU & LV S/GEAR; | ABB | ABB FAN PTY LTD | 500 KVA PADMOUNT | PURCHASE AS REQUIRED
000018050 | SHIELD | Glare, Self Adhesive Split Back, White, Blockout 3635-20b, suit Gerard Lighting (Sylvania) Maxi or Urban, Minor Rd, 6 Sets of 10 per Pack | CUTLER | CUTLER BRANDS PTY LTD | ENERGE-18050 | CURRENT
000018051 | SHIELD | Glare, Self Adhesive Split Back, White, Blockout 3635-20b, suit Gerard Lighting (Sylvania) Roadster, Major Rd, 6 Sets of 10 per Pack | CUTLER | CUTLER BRANDS PTY LTD | ENERGE-18051 | CURRENT
000018053 | TOOTH,AUGER | Rock, Straight Type, Tungsten Tipped, Silver Colour, suit Rock Drilling, Goods supplied are to be under 20kg lifting capacity | DIGGA | DIGGA AUSTRALIA PTY LTD | TTD-3 SUIT D STYLE | CURRENT
000018055 | CIRCUIT BREAKER | TRANSFORMER UNIT;36 KV;2000 AMP;25 KA, 3 SEC;INDOOR;GIS SWITCHGEAR;SINGLE BUSBAR;INCL,DIFF,METERING,OC,EF & BUS ZONE CT'S & VT; | HITACHI | HITACHI ENERGY AUSTRALIA LTD | C-CIS | PURCHASE AS REQUIRED
000018056 | CIRCUIT BREAKER | BUS SECTION;36 KV;3 PHASE;2000 AMP;25 KA ,3 SEC;INDOOR;GIS SWITCHGEAR WITH CIRCUIT BREAKER;BUS SECTION,SINGLE BUSBAR;INCL,BUS ZONE (2 ZONE) & | HITACHI | HITACHI ENERGY AUSTRALIA LTD | C-GIS | PURCHASE AS REQUIRED
000018057 | CIRCUIT BREAKER | BUS SECTION;36 KV;2000 AMP;3 PHASE;25 KA ,3 SEC;INDOOR;GIS SWITCHGEAR,WITH CIRCUIT BREAKER,BUS SECTION,SINGLE BUSBAR;INCL,BUS ZONE (1 ZONE),CONTROL & | HITACHI | HITACHI ENERGY AUSTRALIA LTD | C-GIS | PURCHASE AS REQUIRED
000018058 | CIRCUIT BREAKER | TRANSFORMER UNIT;36 KV;800 AMP;25 KA, 3 SEC;INDOOR;GIS SWITCHGEAR,TRANSFORMER UNIT,SINGLE BUSBAR WITH CIRCUIT BREAKER; INCL,TRANSFORMER DIFF,METERING,CC,EF,BUS | HITACHI | HITACHI ENERGY AUSTRALIA LTD | C-GIS | PURCHASE AS REQUIRED
000018059 | CIRCUIT BREAKER | FEEDER UNIT;36 KV;3 PHASE;800 AMP;25 KA, 3 SEC,SINGLE BUSBAR WITH CIRCUIT BREAKER ,SINGLE CABLE BOX;INCL,OC,EF,BUS ZONE CT'S,CONTROL & PROTECTION CIRCUITS; | HITACHI | HITACHI ENERGY AUSTRALIA LTD | C-GIS | PURCHASE AS REQUIRED
000018060 | CIRCUIT BREAKER | FEEDER UNIT;36 KV;3 PHASE;800 AMP;25 KA, 3 SEC,SINGLE BUSBAR WITH CIRCUIT BREAKER ,DOUBLE CABLE BOX;INCL,OC,EF,BUS ZONE CT'S;CONTROL & PROTECTION CIRCUITS; | HITACHI | HITACHI ENERGY AUSTRALIA LTD | C-GIS | PURCHASE AS REQUIRED
000018061 | CIRCUIT BREAKER | FEEDER UNIT;36 KV;3 PHASE;800 AMP;25 KA, 3 SEC;INDOOR;GIS SWITCHGEAR WITH CIRCUIT BREAKER,SINGLE BUSBAR;INCL,SINGLE CABLE BOX,FEEDER DIFF,OC,EF,BUS ZONE CT'S, | HITACHI | HITACHI ENERGY AUSTRALIA LTD | C-GIS | PURCHASE AS REQUIRED
000018062 | CIRCUIT BREAKER | FEEDER UNIT;36 KV;3 PHASE;800 AMP;25 KA, 3 SEC;INDOOR;GIS SWITCHGEAR WITH CIRCUIT BREAKER,SINGLE BUSBAR;INCL,DOUBLE CABLE BOX,FEEDER DIFF,OC,EF,BUS ZONE CT'S | HITACHI | HITACHI ENERGY AUSTRALIA LTD | C-GIS | PURCHASE AS REQUIRED
000018063 | CIRCUIT BREAKER | CAPACITOR FEEDER UNIT;36 KV;3 PHASE; 800 AMP;25 KA,3 SEC;SINGLE BUSBAR WITH CIRCUIT BREAKER;INCL,OC,EF,BUS ZONE CT'S ,CONTROL & PROTECTION CIRCUITS; | HITACHI | HITACHI ENERGY AUSTRALIA LTD | C-GIS | PURCHASE AS REQUIRED
000018064 | ACCESSORIES,CIRCUIT BREAKER | HATACHI APPLICATIONS,CONSISTING OF 1 X HAND APPLIED EARTH DEVICE 800 AMP; 1 X HAND APPLIED EARTH DEVICE 2000 AMP; 1 X SPR CHRG HANDLE;1 X ES OPERATING | HITACHI | HITACHI ENERGY AUSTRALIA LTD | C-GIS ACCESSORIES KIT | PURCHASE AS REQUIRED
000018065 | SUPPORT | USED AS A DIELECTRIC SUPPORT FOR STRINGING FIBRE OPTIC CABLE;15.0 - 15.99 MM OD ADSS SUSPENSION INCONJUNCTION WITH M16 SAFETY HOCK & BOLT,(SC12783 - HOOK | PLP AUST | PREFORMED LINE PRODUCTS (AUST) | OFDSC-150155-3 | CURRENT
000018066 | EARTHING,STIRRUP | BAR FLAT;ALUMINIUM ALLOY GDE,1350-F; 25 MM X 6 MM X 14.6 MM DIA;U/W IPC (SC18459) & LIGHTNING OVERVOLTAGE KIT FOR CCT (SC17804);PACK OF 25; | DULMISON | DULMISON (AUST) PTY LTD | 25705F01 | CURRENT
000018070 | ADAPTOR,BRACKET | Major to Minor Rd, 34 OD x 130 Spigot, Galv Steel, suit 42 OD x 120 Lg Outreach /Pole Bracket c/w 2 x M10 x 25mm Lg S/Steel Hex HD Set Screws, EQTS 05-02-01 | IPOLES | INTERNATIONAL POLES | EQ-066 | CURRENT
000018070 | ADAPTOR,BRACKET | Major to Minor Rd, 34 OD x 130 Spigot, Galv Steel, suit 42 OD x 120 Lg Outreach /Pole Bracket c/w 2 x M10 x 25mm Lg S/Steel Hex HD Set Screws, EQTS 05-02-01 | GPA | GALVANISED POLES AUSTRALIA | GPAN/A / 18070 | CURRENT
000018070 | ADAPTOR,BRACKET | Major to Minor Rd, 34 OD x 130 Spigot, Galv Steel, suit 42 OD x 120 Lg Outreach /Pole Bracket c/w 2 x M10 x 25mm Lg S/Steel Hex HD Set Screws, EQTS 05-02-01 | IUPOLE | INTERNATIONAL UTILITY POLES PTY LTD | EX-18070 | CURRENT
000018070 | ADAPTOR,BRACKET | Major to Minor Rd, 34 OD x 130 Spigot, Galv Steel, suit 42 OD x 120 Lg Outreach /Pole Bracket c/w 2 x M10 x 25mm Lg S/Steel Hex HD Set Screws, EQTS 05-02-01 | INGALEPS | INGAL EPS (CONTRACTOR) | GEX18070 | CURRENT
000018070 | ADAPTOR,BRACKET | Major to Minor Rd, 34 OD x 130 Spigot, Galv Steel, suit 42 OD x 120 Lg Outreach /Pole Bracket c/w 2 x M10 x 25mm Lg S/Steel Hex HD Set Screws, EQTS 05-02-01 | GM POLES | GM POLES PTY LTD | SL-MAJ-MIN-AD | CURRENT
000018071 | MODEM,FIBRE OPTIC | SYNCHRONOUS;FIBRE OPTIC;RS232;2815 SEL; | SEL | SCHWEITZER ENGINEERING LABORATORIES INC. | 2815 M | CURRENT
000018072 | BEND,NONMETALLIC RIGID CONDUIT | UPVC;WHITE;50 MM NOM SIZE;LIGHTDUTY; 90 DEG;0.305 M RAD;SOCKET MOULDED BOTH ENDS;MARKED TELECOMMUNICATION CABLE; | TRI UGRD | TRI UNDERGROUND AUSTRALIA PTY LTD | COM5090300FFS | CURRENT
000018072 | BEND,NONMETALLIC RIGID CONDUIT | UPVC;WHITE;50 MM NOM SIZE;LIGHTDUTY; 90 DEG;0.305 M RAD;SOCKET MOULDED BOTH ENDS;MARKED TELECOMMUNICATION CABLE; | HAYMANS | HAYMANS ELECTRICAL | CONX50COM300R90MF | CURRENT
000018072 | BEND,NONMETALLIC RIGID CONDUIT | UPVC;WHITE;50 MM NOM SIZE;LIGHTDUTY; 90 DEG;0.305 M RAD;SOCKET MOULDED BOTH ENDS;MARKED TELECOMMUNICATION CABLE; | VINIDEX |  | 32510 | CURRENT
000018072 | BEND,NONMETALLIC RIGID CONDUIT | UPVC;WHITE;50 MM NOM SIZE;LIGHTDUTY; 90 DEG;0.305 M RAD;SOCKET MOULDED BOTH ENDS;MARKED TELECOMMUNICATION CABLE; | IPLEX | IPLEX PIPELINES AUSTRALIA PTY LTD | CT73276 | CURRENT
000018073 | BEND,NONMETALLIC RIGID CONDUIT | UPVC;WHITE;50 MM NOM SIZE;LIGHT DUTY; 90 DEG;0.8 M RAD;SOCKET MOULDED ONE END; MARKED TELECOMMUNICATION CABLE; | HAYMANS | HAYMANS ELECTRICAL | CNX50COM800R90MF | CURRENT
000018073 | BEND,NONMETALLIC RIGID CONDUIT | UPVC;WHITE;50 MM NOM SIZE;LIGHT DUTY; 90 DEG;0.8 M RAD;SOCKET MOULDED ONE END; MARKED TELECOMMUNICATION CABLE; | VINIDEX |  | 32553 | CURRENT
000018074 | BEND,NONMETALLIC RIGID CONDUIT | UPVC;WHITE;100 MM NOM SIZE;LIGHT DUTY; 90 DEG;0.50 M RAD;SOCKET MOULDED BOTH ENDS;MARKED TELECOMMUNICATION CABLE; | HAYMANS | HAYMANS ELECTRICAL | FABC4590100 | PURCHASE AS REQUIRED
000018074 | BEND,NONMETALLIC RIGID CONDUIT | UPVC;WHITE;100 MM NOM SIZE;LIGHT DUTY; 90 DEG;0.50 M RAD;SOCKET MOULDED BOTH ENDS;MARKED TELECOMMUNICATION CABLE; | VINIDEX |  | 32680 | PURCHASE AS REQUIRED
000018078 | CONDUIT,NONMETALLIC,FLEXIBLE | 50 MM NOM SIZE;WHITE;LIGHT DUTY; 140 M ROLL;MARKED TELECOMMUNICATION CABLE; | CNWPL | CNW PL - SLACKS CREEK | IPLTTCX963140 | PURCHASE AS REQUIRED
000018078 | CONDUIT,NONMETALLIC,FLEXIBLE | 50 MM NOM SIZE;WHITE;LIGHT DUTY; 140 M ROLL;MARKED TELECOMMUNICATION CABLE; | IPLEX | IPLEX PIPELINES AUSTRALIA PTY LTD | IPLTTCX963140 | PURCHASE AS REQUIRED
000018078 | CONDUIT,NONMETALLIC,FLEXIBLE | 50 MM NOM SIZE;WHITE;LIGHT DUTY; 140 M ROLL;MARKED TELECOMMUNICATION CABLE; | IPLEX | IPLEX PIPELINES AUSTRALIA PTY LTD | TTCH63100 | PURCHASE AS REQUIRED
000018079 | PIT,UTILITY | TYPE P6;1365 MM LG,550 MM W,670 MM D; UNDERGROUND PIT;PLASTIC BODY;FOR T-BAR SUPPORT FRAME REFER SC18080; PACK OF 6,PALLET WEIGHT 145 KG; | TRI UGRD | TRI UNDERGROUND AUSTRALIA PTY LTD | TRIP6P | CURRENT
000018079 | PIT,UTILITY | TYPE P6;1365 MM LG,550 MM W,670 MM D; UNDERGROUND PIT;PLASTIC BODY;FOR T-BAR SUPPORT FRAME REFER SC18080; PACK OF 6,PALLET WEIGHT 145 KG; | PLP AUST | PREFORMED LINE PRODUCTS (AUST) | D-PIT6CWTBAR | CURRENT
000018080 | SUPPORT | CAST IRON T-BAR SUPPORT FRAME;U/W P6 UNDERGROUND PIT,REFER STOCK CODE 18079; PACK OF 1PACK WEIGHT 2.8 KG; | DULMISON | DULMISON (AUST) PTY LTD | PIT-T BAR | CURRENT
000018082 | BASE,RELAY | DIN RAIL MOUNT;14 FEMALE CONTACTS; PLUG-IN CONN TERMINALS;FOR SMITT RELAY TYPE D-R;PACK OF 10; | REXEL | REXEL PTY LTD | RMSV23 | CURRENT
000018082 | BASE,RELAY | DIN RAIL MOUNT;14 FEMALE CONTACTS; PLUG-IN CONN TERMINALS;FOR SMITT RELAY TYPE D-R;PACK OF 10; | HAYMANS | HAYMANS ELECTRICAL | RMSSMIV23 | CURRENT
000018082 | BASE,RELAY | DIN RAIL MOUNT;14 FEMALE CONTACTS; PLUG-IN CONN TERMINALS;FOR SMITT RELAY TYPE D-R;PACK OF 10; | SMITT | SMITT | SMIV23 | CURRENT
000018082 | BASE,RELAY | DIN RAIL MOUNT;14 FEMALE CONTACTS; PLUG-IN CONN TERMINALS;FOR SMITT RELAY TYPE D-R;PACK OF 10; | CNWPL | CNW PL - SLACKS CREEK | V23 | CURRENT
000018083 | BASE,RELAY | Screw Terminal, 28 Female Contacts, Plug-In Conn Terminals, DIN Rail Mount, for Smitt Relay Type D8-R, Pack of 4 | RMS | RELAY MONITORING SYSTEMS PL | V93 | CURRENT
000018083 | BASE,RELAY | Screw Terminal, 28 Female Contacts, Plug-In Conn Terminals, DIN Rail Mount, for Smitt Relay Type D8-R, Pack of 4 | HAYMANS | HAYMANS ELECTRICAL | RMSSMIV93 | CURRENT
000018083 | BASE,RELAY | Screw Terminal, 28 Female Contacts, Plug-In Conn Terminals, DIN Rail Mount, for Smitt Relay Type D8-R, Pack of 4 | SMITT | SMITT | SMIV93 | CURRENT
000018083 | BASE,RELAY | Screw Terminal, 28 Female Contacts, Plug-In Conn Terminals, DIN Rail Mount, for Smitt Relay Type D8-R, Pack of 4 | CNWPL | CNW PL - SLACKS CREEK | V93 | CURRENT
000018084 | RELAY,ELECTROMAGNETIC | HIGH SPEED TRIPPING RELAY;125 V DC COIL; 3 C/O CONTACTS;PLUG-IN;U/W SMITT V23 DIN RAIL BASE,STOCK CODE 18082; | RMSPROD | RMS PRODUCTS (RELAY MONITORING SYSTEMS) | DR-D125 | CURRENT
000018084 | RELAY,ELECTROMAGNETIC | HIGH SPEED TRIPPING RELAY;125 V DC COIL; 3 C/O CONTACTS;PLUG-IN;U/W SMITT V23 DIN RAIL BASE,STOCK CODE 18082; | SMITT | SMITT | 5NDROD125Y | CURRENT
000018085 | RELAY,ELECTROMAGNETIC | High Speed Tripping Relay, 48V DC Coil, 3 C/O Contacts, Plug-In, u/w V23 DIN Rail Relay Base | RMS | RELAY MONITORING SYSTEMS PL | DR-D048 | CURRENT
000018086 | RELAY,ELECTROMAGNETIC | HIGH SPEED TRIPPING RELAY;32 V DC COIL; 3 C/O CONTACTS;PLUG-IN;U/W SMITT V23 DIN RAIL BASE,STOCK CODE 18082; | RMS | RELAY MONITORING SYSTEMS PL | DR-D032 | CURRENT
000018087 | RELAY,ELECTROMAGNETIC | HIGH SPEED TRIPPING RELAY;125 V DC COIL; 7 C/O CONTACTS;PLUG-IN;U/W V93 DIN RAIL BASE,STOCK CODE 18083; | RMS | RELAY MONITORING SYSTEMS PL | D8-R-D125 | CURRENT
000018088 | RELAY,ELECTROMAGNETIC | High Speed Tripping Relay, 48V DC Coil, 7 C/O Contacts, Plug-In, u/w V93 DIN Rail Relay Base | RMS | RELAY MONITORING SYSTEMS PL | 5ND8RD048Y | CURRENT
000018089 | RELAY,ELECTROMAGNETIC | HIGH SPEED TRIPPING RELAY;32 V DC COIL; 7 C/O CONTACTS;PLUG-IN;U/W V93 DIN RAIL BASE,STOCK CODE 18083; | SMITT | SMITT | 5ND8RD032Y | MAINTENANCE STOCK
000018090 | SWITCH FUSE GEAR | 12 KV;3 PHASE;50 HZ;630 AMP;21 KA MKG CAP;SF6;NON-EXT METAL CLAD RMU;C/W 4 X 630 AMP SWITCHES (RM6 4I) CABLE BOXES;C/W GLAND PLATES,WITH OUTDOOR | SCHNEDER | SCHNEIDER PTY LTD | RM6 4I | PURCHASE AS REQUIRED
000018092 | LABEL | GRAVOPLY 2;LEGEND-UNMETERED SUPPLY; HANGING TAG;6 MM H LETTERING;50 MM LG, 20 MM W,1.5 MM THK;PACK OF 10; | ARTCRAFT | ARTCRAFT PTY LTD | 18092 | CURRENT
000018092 | LABEL | GRAVOPLY 2;LEGEND-UNMETERED SUPPLY; HANGING TAG;6 MM H LETTERING;50 MM LG, 20 MM W,1.5 MM THK;PACK OF 10; | CUTLER | CUTLER BRANDS PTY LTD | ENERGE-18092 | CURRENT
000018092 | LABEL | GRAVOPLY 2;LEGEND-UNMETERED SUPPLY; HANGING TAG;6 MM H LETTERING;50 MM LG, 20 MM W,1.5 MM THK;PACK OF 10; | ES | QUALITY ENGRAVING SERVICES PTY LTD | 18092 | CURRENT
000018096 | CONNECTOR,CABLE,ELECTRICAL | 11 KV;DEADBREAK ELBOW;TO SUIT 33 KV 95 SQ MM SINGLE CORE CU XLPE; | AUSTMOLD | AUSTRALMOLD PTY LTD | 430TB/G-25-95KM-11-2 | PURCHASE AS REQUIRED
000018097 | CONNECTOR,CABLE,ELECTRICAL | 33 KV;DEADBREAK ELBOW;TO SUIT 33 KV 95 SQ MM SINGLE CORE CU XLPE; | AUSTMOLD | AUSTRALMOLD PTY LTD | M400TB/G-25-95KM-11-2 | PURCHASE AS REQUIRED
000018099 | FUSE ELEMENT,ELEC | 40 AMP;12 KV;DROP OUT FUSE LINK; ANSI CLASS 'N' TYPE;660 MM LG; C/W REMOVABLE BUTTON HEAD;FOR 600 KVAR CAPACITOR BANK;PACK OF 10; | S & C |  | 267040R3 | PHASING
000018100 | ANCHOR,ROCKFACE | STEEL;GALV;18 MM HOLE DIA;M16;190 MM LG; TO BE USED IN CONJUNCTION WITH STOCK CODE 17889;PACK OF 10; | HOBSON | HOBSON ENGINEERING CO PTY LTD 393904 | MCA58GCM160190H | CURRENT
000018100 | ANCHOR,ROCKFACE | STEEL;GALV;18 MM HOLE DIA;M16;190 MM LG; TO BE USED IN CONJUNCTION WITH STOCK CODE 17889;PACK OF 10; | STATEWD | STATEWIDE FSTNERS & ENG SPLS PL | RM16190G | CURRENT
000018100 | ANCHOR,ROCKFACE | STEEL;GALV;18 MM HOLE DIA;M16;190 MM LG; TO BE USED IN CONJUNCTION WITH STOCK CODE 17889;PACK OF 10; | COVENTRY | COVENTRY FASTENERS QLD | CS16190GH | CURRENT
000018101 | RESISTOR,ADJUSTABLE | WIRE WOUND;50 OHMS;200 W;C/W PUSH IN MTG BRACKETS;FOR USE AS A STABILISING RESISTOR WITH BUS BAR PROTECTION SCHEME; WHEN ORDERING REFER (REF NO. TR15023); | CYNEBAR | CYNEBAR TRUSTEE FOR NYDAL TRADING TRUST | 8HOAD4 | CURRENT
000018101 | RESISTOR,ADJUSTABLE | WIRE WOUND;50 OHMS;200 W;C/W PUSH IN MTG BRACKETS;FOR USE AS A STABILISING RESISTOR WITH BUS BAR PROTECTION SCHEME; WHEN ORDERING REFER (REF NO. TR15023); | SCHNEDER | SCHNEIDER PTY LTD | FL9933-002 | CURRENT
000018101 | RESISTOR,ADJUSTABLE | WIRE WOUND;50 OHMS;200 W;C/W PUSH IN MTG BRACKETS;FOR USE AS A STABILISING RESISTOR WITH BUS BAR PROTECTION SCHEME; WHEN ORDERING REFER (REF NO. TR15023); | ALSTOM | ALSTOM GRID AUSTRALIA LIMITED | FL9933-002 | CURRENT
000018102 | RESISTOR | NON-LINEAR METROSIL;TRIPLE POLE;600 AMP/ S3/1/S1195;U/W HIGH IMPEDENCE BUS ZONE SCHEME;WHEN ORDERING REFER (REF NO. TR25023); | SCHNEDER | SCHNEIDER PTY LTD | 600/A/S3/1 | CURRENT
000018103 | RELAY,ELECTROMAGNETIC | GENERAL PURPOSE;110 V DC COIL;9 AMP; CONTINUEOUS;4 NO CONTACTS;REFER STOCK CODE 18104 FOR INTERLOCK,MECHANICAL; PACK OF 1; | CNWPL | CNW PL - SLACKS CREEK | CA79EM40110E | CURRENT
000018103 | RELAY,ELECTROMAGNETIC | GENERAL PURPOSE;110 V DC COIL;9 AMP; CONTINUEOUS;4 NO CONTACTS;REFER STOCK CODE 18104 FOR INTERLOCK,MECHANICAL; PACK OF 1; | SPRECHER | SPRECHER + SCHUH | S&SCA7-9C-M40/110VDC | CURRENT
000018103 | RELAY,ELECTROMAGNETIC | GENERAL PURPOSE;110 V DC COIL;9 AMP; CONTINUEOUS;4 NO CONTACTS;REFER STOCK CODE 18104 FOR INTERLOCK,MECHANICAL; PACK OF 1; | REXEL | REXEL PTY LTD | SPRCA79EM40110E | CURRENT
000018104 | INTERLOCK,MECHANICAL | TO SUIT S & S RELAY CA7;REFER STOCK CODE 18103 FOR RELAY,ELECTROMAGNETIC; | SPRECHER | SPRECHER + SCHUH | CM7 | PURCHASE AS REQUIRED
000018105 | RECLOSER | 12 KV;3 PHASE;50 HZ;630 AMP;SF6;12.5 KA BKG CAP;INSULATED;POLE MTG;VACUUM INTERUPTERS;240 SQ MM ALUMINIUM CABLE TAILS;CONTROLLER WITH CAPM4-DNP3 | NU-LEC | NU-LEC | N12-12S | PURCHASE AS REQUIRED
000018107 | SUPPORT | USED AS DIELECTRIC SUPPORT FOR STRINGING FIBRE OPTIC CABLE;14.0 - 14.9 MM OD ADSS ;USED WITH STOCK CODE 17427; | PLP AUST | PREFORMED LINE PRODUCTS (AUST) | OFDSC-140145-3 | PURCHASE AS REQUIRED
000018108 | FERRULE,ELECTRICAL CONDUCTOR | REDUCING,CRIMP TYPE;BI-METAL;150 SQ MM 3 CORE SECTOR ALUMINIUMTO 120 SQ MM COPPER;PRE-FILLED WITH JOINTING COMPOUND ;PACK OF 1,PACK WEIGHT 0.25 KG; | TYCO | TYCO | BKS3I150-120/1 | CURRENT
000018108 | FERRULE,ELECTRICAL CONDUCTOR | REDUCING,CRIMP TYPE;BI-METAL;150 SQ MM 3 CORE SECTOR ALUMINIUMTO 120 SQ MM COPPER;PRE-FILLED WITH JOINTING COMPOUND ;PACK OF 1,PACK WEIGHT 0.25 KG; | UTILUX |  | BK3S150-120 | CURRENT
000018108 | FERRULE,ELECTRICAL CONDUCTOR | REDUCING,CRIMP TYPE;BI-METAL;150 SQ MM 3 CORE SECTOR ALUMINIUMTO 120 SQ MM COPPER;PRE-FILLED WITH JOINTING COMPOUND ;PACK OF 1,PACK WEIGHT 0.25 KG; | UTILUX |  | H15712X01/1 | CURRENT
000018108 | FERRULE,ELECTRICAL CONDUCTOR | REDUCING,CRIMP TYPE;BI-METAL;150 SQ MM 3 CORE SECTOR ALUMINIUMTO 120 SQ MM COPPER;PRE-FILLED WITH JOINTING COMPOUND ;PACK OF 1,PACK WEIGHT 0.25 KG; | CABLACES | CABLACES | BLKS150/3/120 | CURRENT
000018109 | SLEEVE,ELECTRICAL CONNECTOR | Mechanical Shear Bolt, Al-Cu, 95-240mm2, 125mm Lg, Blocked, 4 x Contact Bolts | LEGEND | LEGEND POWER SYSTEMS | ZSSP-95240 | CURRENT
000018109 | SLEEVE,ELECTRICAL CONNECTOR | Mechanical Shear Bolt, Al-Cu, 95-240mm2, 125mm Lg, Blocked, 4 x Contact Bolts | TECONN | TE CONNECTIVITY LTD | BSM-95/240 | CURRENT
000018110 | FERRULE,ELECTRICAL CONDUCTOR | REDUCING,CRIMP TYPE;BI-METAL;120 SQ MM 3 CORE SECTOR ALUMINIUM TO 95 SQ MM COPPER PRE-FILLED WITH JOINTING COMPOUND ;PACK OF 1,PACK WEIGHT0.2 KG; | TYCO | TYCO | BKS3I120-95/1 (BK3S120-95 | CURRENT
000018110 | FERRULE,ELECTRICAL CONDUCTOR | REDUCING,CRIMP TYPE;BI-METAL;120 SQ MM 3 CORE SECTOR ALUMINIUM TO 95 SQ MM COPPER PRE-FILLED WITH JOINTING COMPOUND ;PACK OF 1,PACK WEIGHT0.2 KG; | LEGEND | LEGEND POWER SYSTEMS | BLKS120/3/95 | CURRENT
000018110 | FERRULE,ELECTRICAL CONDUCTOR | REDUCING,CRIMP TYPE;BI-METAL;120 SQ MM 3 CORE SECTOR ALUMINIUM TO 95 SQ MM COPPER PRE-FILLED WITH JOINTING COMPOUND ;PACK OF 1,PACK WEIGHT0.2 KG; | UTILUX |  | H15716X03/1 | CURRENT
000018111 | FERRULE,ELECTRICAL CONDUCTOR | REDUCING,CRIMP TYPE;BI-METAL;240 SQ MM 3 CORE SECTOR ALUMINIUM TO 185 SQ MM COPPER PRE-FILLED WITH JOINTING COMPOUND ;PACK OF 1; | TYCO | TYCO | BKS3I240-185/1 (H15716X03/1 | CURRENT
000018111 | FERRULE,ELECTRICAL CONDUCTOR | REDUCING,CRIMP TYPE;BI-METAL;240 SQ MM 3 CORE SECTOR ALUMINIUM TO 185 SQ MM COPPER PRE-FILLED WITH JOINTING COMPOUND ;PACK OF 1; | UTILUX |  | H15716X03/1 | CURRENT
000018112 | BOX,ELECTRICAL,MULTIAPPLICATION. | STEEL,ALUMINIUM;1600 MM H X 600 MM W X 600 MM D;WEATHERPROOF TO IP55:HINGED DOOR FRONT & REAR;WITH 19 IN ANGLE SUPPORTS FRONT & BACK;FOR STEEL BASE | HAYMANS | HAYMANS ELECTRICAL | RITCS975103E | CURRENT
000018112 | BOX,ELECTRICAL,MULTIAPPLICATION. | STEEL,ALUMINIUM;1600 MM H X 600 MM W X 600 MM D;WEATHERPROOF TO IP55:HINGED DOOR FRONT & REAR;WITH 19 IN ANGLE SUPPORTS FRONT & BACK;FOR STEEL BASE | RITTAL | RITTAL AUSTRALIA PTY LTD | RITCS975103E | CURRENT
000018113 | FRAME,BASE | GALVANISED ANGLE IRON FRAME; C/W ALUMINIUM SIDES 600 MM H X 600 MM W X 600 MM D;U/W STOCK CODE 18112; | RITTAL | RITTAL AUSTRALIA PTY LTD | CS97510 FRAME | PURCHASE AS REQUIRED
000018115 | SWITCH FUSE GEAR | 12 KV;3 PHASE;2 SW;630 AMP;55 KA MKG CAP ;OUTDOOR;METAL CLAD;OIL FILLED WITH 3 CABLE BOXES; | LUCY |  | DEOS | PURCHASE AS REQUIRED
000018119 | INSULATOR,STANDOFF | LINE POST;SYNTHETIC;COMPOSITE;132 KV NOM V;1550 MM NOM LG;HORIZONTAL;C/W BENDABLE GAIN BASE MTG;356 MM POLE MTG CENTRES;2 HOLE DROP TONGUE END FITTING; | PENTA | PENTA AUST (TMAC THEW & MCCANN/HYLEC) | PA00728 | CURRENT
000018119 | INSULATOR,STANDOFF | LINE POST;SYNTHETIC;COMPOSITE;132 KV NOM V;1550 MM NOM LG;HORIZONTAL;C/W BENDABLE GAIN BASE MTG;356 MM POLE MTG CENTRES;2 HOLE DROP TONGUE END FITTING; | THEWMCAN | TMAC THEW & MCCANN GROUP | TM00728 | CURRENT
000018119 | INSULATOR,STANDOFF | LINE POST;SYNTHETIC;COMPOSITE;132 KV NOM V;1550 MM NOM LG;HORIZONTAL;C/W BENDABLE GAIN BASE MTG;356 MM POLE MTG CENTRES;2 HOLE DROP TONGUE END FITTING; | DULHUNTY | DULHUNTY INDUSTRIES PTY LTD | H391060VX05 | CURRENT
000018121 | SEALING COMPOUND | SILICONE GREASE;FOR USE WITH CONNEX CONNECTORS;250 G BOTTLE; | PFISTER | PFISTERER HOLDINGS | 558 228 002 | PURCHASE AS REQUIRED
000018122 | SOCKET,TEST | TEST SOCKET FOR INSPECTION OF NEON INDICATOR,CODE 827 161 005;REFER TO STOCK CODE 18123 FOR INDICATOR VOLTAGE; | PFISTER | PFISTERER HOLDINGS | 827 668 001 | PURCHASE AS REQUIRED
000018124 | EARTHING DEVICE | EARTHING & SHORT - CIRCUITING DEVICE SET ;FOR CABLE PLUGS;C/W 1.2 M LENGTH APPLICATION STICK; | PFISTER | PFISTERER HOLDINGS | 827 143 315Q | PURCHASE AS REQUIRED
000018125 | SETSCREW | STAINLESS STEEL,GDE 304;HEX HD;M8;ISO M; 16 MM LG;PACK OF 100; | STATEWD | STATEWIDE FSTNERS & ENG SPLS PL | HSNES4M816 | CURRENT
000018126 | CONDUIT,NONMETALLIC,RIGID | 150 MM NOM SIZE;UPVC;ORANGE;LIGHT DUTY; SOCKET MOULDED ONE END;4.5 M LG;MARKED "ELECTRICITY SUPPLY CABLES";AS2053;PACK OF 26,PACK WEIGHT 407 KG; | TRI UGRD | TRI UNDERGROUND AUSTRALIA PTY LTD | CONLD15045P | VENDOR HELD
000018126 | CONDUIT,NONMETALLIC,RIGID | 150 MM NOM SIZE;UPVC;ORANGE;LIGHT DUTY; SOCKET MOULDED ONE END;4.5 M LG;MARKED "ELECTRICITY SUPPLY CABLES";AS2053;PACK OF 26,PACK WEIGHT 407 KG; | IPLEX | IPLEX PIPELINES AUSTRALIA PTY LTD | A16 | VENDOR HELD
000018126 | CONDUIT,NONMETALLIC,RIGID | 150 MM NOM SIZE;UPVC;ORANGE;LIGHT DUTY; SOCKET MOULDED ONE END;4.5 M LG;MARKED "ELECTRICITY SUPPLY CABLES";AS2053;PACK OF 26,PACK WEIGHT 407 KG; | THORPLAS |  | P110150006 | VENDOR HELD
000018126 | CONDUIT,NONMETALLIC,RIGID | 150 MM NOM SIZE;UPVC;ORANGE;LIGHT DUTY; SOCKET MOULDED ONE END;4.5 M LG;MARKED "ELECTRICITY SUPPLY CABLES";AS2053;PACK OF 26,PACK WEIGHT 407 KG; | VINIDEX |  | 10862 | VENDOR HELD
000018127 | CONDUIT,NONMETALLIC,RIGID | 125 MM NOM SIZE;UPVC;ORANGE;LIGHT DUTY; SOCKETMOULDED ONE END;4.5 M LG;MARKED 'ELECTRICITY SUPPLY CABLES";AS2053; PACK OF 38,PACK WEIGHT 380 KG; | TRI UGRD | TRI UNDERGROUND AUSTRALIA PTY LTD | CONLD12545P | PURCHASE AS REQUIRED
000018127 | CONDUIT,NONMETALLIC,RIGID | 125 MM NOM SIZE;UPVC;ORANGE;LIGHT DUTY; SOCKETMOULDED ONE END;4.5 M LG;MARKED 'ELECTRICITY SUPPLY CABLES";AS2053; PACK OF 38,PACK WEIGHT 380 KG; | IPLEX | IPLEX PIPELINES AUSTRALIA PTY LTD | A14 | PURCHASE AS REQUIRED
000018127 | CONDUIT,NONMETALLIC,RIGID | 125 MM NOM SIZE;UPVC;ORANGE;LIGHT DUTY; SOCKETMOULDED ONE END;4.5 M LG;MARKED 'ELECTRICITY SUPPLY CABLES";AS2053; PACK OF 38,PACK WEIGHT 380 KG; | THORPLAS |  | P110125006 | PURCHASE AS REQUIRED
000018127 | CONDUIT,NONMETALLIC,RIGID | 125 MM NOM SIZE;UPVC;ORANGE;LIGHT DUTY; SOCKETMOULDED ONE END;4.5 M LG;MARKED 'ELECTRICITY SUPPLY CABLES";AS2053; PACK OF 38,PACK WEIGHT 380 KG; | VINIDEX |  | 10861 | PURCHASE AS REQUIRED
000018128 | CONDUIT,NONMETALLIC,RIGID | 100 MM NOM SIZE;UPVC;ORANGE;LIGHT DUTY; SOCKET MOULDED ONE END;4.5 M LG;MARKED "ELECTRICITY SUPPLY CABLES";AS2053; PACK OF 57,PACK WEIGHT 452 KG; | TRI UGRD | TRI UNDERGROUND AUSTRALIA PTY LTD | CONLD10045P | CURRENT
000018128 | CONDUIT,NONMETALLIC,RIGID | 100 MM NOM SIZE;UPVC;ORANGE;LIGHT DUTY; SOCKET MOULDED ONE END;4.5 M LG;MARKED "ELECTRICITY SUPPLY CABLES";AS2053; PACK OF 57,PACK WEIGHT 452 KG; | IPLEX | IPLEX PIPELINES AUSTRALIA PTY LTD | A12 | CURRENT
000018128 | CONDUIT,NONMETALLIC,RIGID | 100 MM NOM SIZE;UPVC;ORANGE;LIGHT DUTY; SOCKET MOULDED ONE END;4.5 M LG;MARKED "ELECTRICITY SUPPLY CABLES";AS2053; PACK OF 57,PACK WEIGHT 452 KG; | VINIDEX |  | 10863 | CURRENT
000018129 | CONDUIT,NONMETALLIC,RIGID | 80 MM NOM SIZE;UPVC;ORANGE;LIGHT DUTY; SOCKET MOULDED ONE END;4.5 M LG;MARKED "ELECTRICITY SUPPLY CABLES";AS2053; PACK OF 100,PACK WEIGHT 489 KG; | VINIDEX |  | 10864 | CURRENT
000018129 | CONDUIT,NONMETALLIC,RIGID | 80 MM NOM SIZE;UPVC;ORANGE;LIGHT DUTY; SOCKET MOULDED ONE END;4.5 M LG;MARKED "ELECTRICITY SUPPLY CABLES";AS2053; PACK OF 100,PACK WEIGHT 489 KG; | TRI UGRD | TRI UNDERGROUND AUSTRALIA PTY LTD | CONLD8045P | CURRENT
000018129 | CONDUIT,NONMETALLIC,RIGID | 80 MM NOM SIZE;UPVC;ORANGE;LIGHT DUTY; SOCKET MOULDED ONE END;4.5 M LG;MARKED "ELECTRICITY SUPPLY CABLES";AS2053; PACK OF 100,PACK WEIGHT 489 KG; | IPLEX | IPLEX PIPELINES AUSTRALIA PTY LTD | A10 | CURRENT
000018129 | CONDUIT,NONMETALLIC,RIGID | 80 MM NOM SIZE;UPVC;ORANGE;LIGHT DUTY; SOCKET MOULDED ONE END;4.5 M LG;MARKED "ELECTRICITY SUPPLY CABLES";AS2053; PACK OF 100,PACK WEIGHT 489 KG; | THORPLAS |  | P110080006 | CURRENT
000018130 | CONDUIT,NONMETALLIC,RIGID | 100 MM NOM SIZE;UPVC;ORANGE;HVY DUTY; SOCKET MOULDED ONE END;4 M LG;MARKED "ELECTRICITY SUPPLY CABLES";AS2053; PACK OF 57,PACK WEIGHT 540 KG; | TRI UGRD | TRI UNDERGROUND AUSTRALIA PTY LTD | CONHD100P | CURRENT
000018130 | CONDUIT,NONMETALLIC,RIGID | 100 MM NOM SIZE;UPVC;ORANGE;HVY DUTY; SOCKET MOULDED ONE END;4 M LG;MARKED "ELECTRICITY SUPPLY CABLES";AS2053; PACK OF 57,PACK WEIGHT 540 KG; | HAYMANS | HAYMANS ELECTRICAL | PIP100HD | CURRENT
000018130 | CONDUIT,NONMETALLIC,RIGID | 100 MM NOM SIZE;UPVC;ORANGE;HVY DUTY; SOCKET MOULDED ONE END;4 M LG;MARKED "ELECTRICITY SUPPLY CABLES";AS2053; PACK OF 57,PACK WEIGHT 540 KG; | THORPLAS |  | P109100000 | CURRENT
000018130 | CONDUIT,NONMETALLIC,RIGID | 100 MM NOM SIZE;UPVC;ORANGE;HVY DUTY; SOCKET MOULDED ONE END;4 M LG;MARKED "ELECTRICITY SUPPLY CABLES";AS2053; PACK OF 57,PACK WEIGHT 540 KG; | IPLEX | IPLEX PIPELINES AUSTRALIA PTY LTD | A26 | CURRENT
000018130 | CONDUIT,NONMETALLIC,RIGID | 100 MM NOM SIZE;UPVC;ORANGE;HVY DUTY; SOCKET MOULDED ONE END;4 M LG;MARKED "ELECTRICITY SUPPLY CABLES";AS2053; PACK OF 57,PACK WEIGHT 540 KG; | VINIDEX |  | 21040 | CURRENT
000018131 | CONDUIT,NONMETALLIC,RIGID | 40 MM NOM SIZE;UPVC;ORANGE;HVY DUTY; SOCKET MOULDED ONE END;4 M LG;AS2053; PACK OF 330,PACK WEIGHT 735 KG; | TRI UGRD | TRI UNDERGROUND AUSTRALIA PTY LTD | CONHD40P | CURRENT
000018131 | CONDUIT,NONMETALLIC,RIGID | 40 MM NOM SIZE;UPVC;ORANGE;HVY DUTY; SOCKET MOULDED ONE END;4 M LG;AS2053; PACK OF 330,PACK WEIGHT 735 KG; | HAYMANS | HAYMANS ELECTRICAL | PIP40HD | CURRENT
000018131 | CONDUIT,NONMETALLIC,RIGID | 40 MM NOM SIZE;UPVC;ORANGE;HVY DUTY; SOCKET MOULDED ONE END;4 M LG;AS2053; PACK OF 330,PACK WEIGHT 735 KG; | IPLEX | IPLEX PIPELINES AUSTRALIA PTY LTD | A22 | CURRENT
000018131 | CONDUIT,NONMETALLIC,RIGID | 40 MM NOM SIZE;UPVC;ORANGE;HVY DUTY; SOCKET MOULDED ONE END;4 M LG;AS2053; PACK OF 330,PACK WEIGHT 735 KG; | VINIDEX |  | 10760 | CURRENT
000018132 | TUBE,METALLIC | BUSBAR;ALUMINIUM GDE 6101-T6,RD CROSS SECT SHAPE;10 M LG;80 MM OD;4 MM WALL THK;MILL FINISH; | TUBEMAKE | TUBEMAKE | 80 MM OD | PURCHASE AS REQUIRED
000018133 | TUBE,METALLIC | BUSBAR;ALUMINIUM GDE 6101-T6,RD CROSS SECT SHAPE;10 M LG;125 MM LG;6 MM WALL THK;MILL FINISH; | ONESTEEL | ONESTEEL PO BOX 1149 EAGLE FARM QLD | X45034 | CURRENT
000018134 | CABLE,POWER,ELECTRICAL | 110 KV;800 SQ MM;COMPACTED COPPER COND; SINGLE CORE;XLPE INSULATED;40 KA/1 SEC; SCREENED SWELLABLE TAPED,LEAD ALLOY SHEATHED;PVC/HDPE SHEATHED;DRUM LENGTH | OLEX | OLEX AUSTRALIA PTY LTD | XQSP33RP001BKAA | PURCHASE AS REQUIRED
000018135 | CABLE,POWER,ELECTRICAL | 110 KV;1000 SQ MM;COMPACTED COPPER COND; SINGLE CORE;XLPE INSULATED;40 KA/0.5 SEC ;SCREENED SWELLABLE TAPED,LEAD ALLOY SHEATHED;PVC/HDPE SHEATHED;DRUM LENGTH | OLEX | OLEX AUSTRALIA PTY LTD | 5643,029990,99,3081 | STRATEGIC SPARE
000018136 | CAPACITOR UNIT. | 6.93 KV;SINGLE PHASE;50 HZ;450 KVAR @ 6.93 KV;38/95 KV;C=29.83 MICRO FARRAD; I=65 AMP;-10 + 50 DEG C;DISCHARGE RES- 600S,3.3 MOHM;INTERNALLY FUSED; | NOKIAN | NOKIAN CAPACITORS PTY LTD | PILP450 | CURRENT
000018140 | BRACKET | SUPPORT BRACKET TO BE USED INCONJUNCTION WITH STOCK CODE 17833;ATTACHMENT OF FIBRE OPTIC CABLE TO CABLE POLES BY USE OF STRAPPING,REFER STOCK CODE 02476; | PLP AUST | PREFORMED LINE PRODUCTS (AUST) | PAS-02 | CURRENT
000018143 | PLATE, MOUNTING | MOUNTING PLATE FOR JUNCTION PILLAR EH3-1PP;665 MM H X 680 MM W X 5 MM DEPTH ;FOR U/W PILOT CABLES; | ALSTOM | ALSTOM GRID AUSTRALIA LIMITED | 843044 EH3/F-1MPP | MAINTENANCE STOCK
000018144 | CABINET,PILLAR | EH3-1 CABINET;FOR JUNCTION PILLAR,U/W PILOT CABLE; | ALSTOM | ALSTOM GRID AUSTRALIA LIMITED | E/410001-003 | PURCHASE AS REQUIRED
000018144 | CABINET,PILLAR | EH3-1 CABINET;FOR JUNCTION PILLAR,U/W PILOT CABLE; | DRAWING | DRAWING NO | 1-CCSTD-AR071-01 | PURCHASE AS REQUIRED
000018147 | CLOSURE & SPLICE CASE | 3 WAY OPGW JOINT OVERHEAD;C/W 3 X 12 FIBRE SPLICE TRAY;3 X OPGW CABLE GLAND;1 X POLE MTG BRACKET; | PLP AUST | PREFORMED LINE PRODUCTS (AUST) | CSFFB 3AA | STRATEGIC SPARE
000018148 | CLOSURE & SPLICE CASE | 3 WAY,2 X OPGW,1 X U/G OVERHEAD 24 SM FIBRE JOINT;C/W 2 X 12 FIBRE SPLICE TRAY ;2 X OPGW CABLE GLAND;1 X POLE MTG BRACKET; | PLP AUST | PREFORMED LINE PRODUCTS (AUST) | CSLFFB3C1F OFSRB-065B-0A3B0C0D | PURCHASE AS REQUIRED
000018150 | PIT,UTILITY | Type LP8, 1365 x 545 x 895mm, HDPE c/w T-Bar, suit Type LP6 Pit Lid & Type 8 Galv Lid, Pallet of 6 | TRI UGRD | TRI UNDERGROUND AUSTRALIA PTY LTD | TRIP8P | CURRENT
000018151 | LID,PIT | Type 8, Galv Steel, 1310 x 498 x 48mm, u/w Type P8 Cable Pit Body (supplied in 2 pieces 655 x 498 x 48mm) | PLP AUST | PREFORMED LINE PRODUCTS (AUST) | D-PIT8LST (PAIR X 2 PIECES) | CURRENT
000018151 | LID,PIT | Type 8, Galv Steel, 1310 x 498 x 48mm, u/w Type P8 Cable Pit Body (supplied in 2 pieces 655 x 498 x 48mm) | TRI UGRD | TRI UNDERGROUND AUSTRALIA PTY LTD | TRIP8ENGL | CURRENT
000018151 | LID,PIT | Type 8, Galv Steel, 1310 x 498 x 48mm, u/w Type P8 Cable Pit Body (supplied in 2 pieces 655 x 498 x 48mm) | TRI UGRD | TRI UNDERGROUND AUSTRALIA PTY LTD | 11552 | CURRENT
000018155 | RECLOSER | 12 KV;3 PHASE;630 AMP;SF6;12.5 KA BKG CAP;INSULATED;POLE BRACKET MTG;VACUUM INTERRUPTERS;240 SQ MM CABLE TAILS; CONTROLLER WITH CAPM2-MCP;FIRMWEAR & | NU-LEC | NU-LEC | N12-12S | PURCHASE AS REQUIRED
000018156 | TAPE,INSULATION,ELECTRICAL | ADHESIVE BACKED;ETHYLENE/PROPYLENE RUBBER (EPR);MASTIC,BLACK;25 MM W;3 M LG ;PACK OF 1;U/W STOCK CODE 17798; | ATOMSUPP | ATOM SUPPLY | 240493 | CURRENT
000018156 | TAPE,INSULATION,ELECTRICAL | ADHESIVE BACKED;ETHYLENE/PROPYLENE RUBBER (EPR);MASTIC,BLACK;25 MM W;3 M LG ;PACK OF 1;U/W STOCK CODE 17798; | HAYMANS | HAYMANS ELECTRICAL | MMM2228-25MM | CURRENT
000018156 | TAPE,INSULATION,ELECTRICAL | ADHESIVE BACKED;ETHYLENE/PROPYLENE RUBBER (EPR);MASTIC,BLACK;25 MM W;3 M LG ;PACK OF 1;U/W STOCK CODE 17798; | 3M | 3M AUSTRALIA PTY LTD | MMM2228-25MM | CURRENT
000018157 | INSULATION SLEEVING,ELECTRICAL | QTM SILICON RUBBER;COLD SHRINK; 43.0 MM MIN ID,15.0 MM ID RECOVERED; 200 MM LG;GREY;PACK OF 1;U/W STOCK CODE 17798; | HAYMANS | HAYMANS ELECTRICAL | MMMSILICONE-K | CURRENT
000018157 | INSULATION SLEEVING,ELECTRICAL | QTM SILICON RUBBER;COLD SHRINK; 43.0 MM MIN ID,15.0 MM ID RECOVERED; 200 MM LG;GREY;PACK OF 1;U/W STOCK CODE 17798; | 3M | 3M AUSTRALIA PTY LTD | MMMLONGK | CURRENT
000018158 | CAPACITOR SHUNT INSTALLATION. | 12 KV;3 PHASE;50 HZ;5.4 MVAR @ 11.5 KV; CUBICLE OUTDOOR;C/W FIXED CIRCUIT BREAKER,RELAY PROTECTION 32 V DC;C/W AF BLOCKING FILTER,NO INRUSH REACTOR;C/W | ENERGEX | ENERGEX | CAP BANK | PURCHASE AS REQUIRED
000018159 | CAPACITOR SHUNT INSTALLATION. | 12 KV;3 PHASE;50 HZ;5.4 MVAR @ 11.5 KV; CUBICLE OUTDOOR;C/W FIXED CIRCUIT BREAKER,RELAY PROTECTION 32 V DC;C/W AF BLOCKING REACTOR FILTER,0.120 MILLLI | ENERGEX | ENERGEX | CAP BANK | PURCHASE AS REQUIRED
000018160 | RACK,CABLE | CABLE RACK INTERIOR;6.0 M LG;150 MM W; CABLE LAYING DEPTH 40 MM;FOR NEMA 12B; PACK OF 1,PACK WEIGHT 20.0 KG; | EZYSTRUT | EZYSTRUT CABLE & PIPE SUPPORTS | N1L1506H | CURRENT
000018161 | RACK,CABLE | CABLE RACK INTERIOR;4.0 M LG;300 MM W; CABLE LAYING DEPTH 40 MM;FOR NEMA 12B; PACK OF 1,PACK WEIGHT 15.5 KG; | EZYSTRUT | EZYSTRUT CABLE & PIPE SUPPORTS | N1L3004H | CURRENT
000018162 | BRACKET | HOLD DOWN BRACKET;FOR CABLE RACK INTERIOR TYPE;NEMA 12B;PACK OF 25,PACK WEIGHT 1.75 KG; | EZYSTRUT | EZYSTRUT CABLE & PIPE SUPPORTS | N1HDH | CURRENT
000018163 | PIT,UTILITY | TYPE 8;1300 MM LG,555 MM W,860 MM D; POLYTHYLENE PIT;C/W CONCRETE LID," T " SECTION MARKED COMMUNICATIONS SPREAD TUBES & ' T ' BAR;FOR STEEL | TRI UGRD | TRI UNDERGROUND AUSTRALIA PTY LTD | P8COMCOMBO | PURCHASE AS REQUIRED
000018163 | PIT,UTILITY | TYPE 8;1300 MM LG,555 MM W,860 MM D; POLYTHYLENE PIT;C/W CONCRETE LID," T " SECTION MARKED COMMUNICATIONS SPREAD TUBES & ' T ' BAR;FOR STEEL | TRI UGRD | TRI UNDERGROUND AUSTRALIA PTY LTD | TRIP8P&LC | PURCHASE AS REQUIRED
000018163 | PIT,UTILITY | TYPE 8;1300 MM LG,555 MM W,860 MM D; POLYTHYLENE PIT;C/W CONCRETE LID," T " SECTION MARKED COMMUNICATIONS SPREAD TUBES & ' T ' BAR;FOR STEEL | ENVIRO | ENVIRO TUFF PLASTICS PTY LTD | J8 | PURCHASE AS REQUIRED
000018164 | LID,PIT | CONCRETE PIT LID TO SUIT TELECOM NO. 8 PIT; T SECTION, MARKED "ELECTRICAL"; C/W 1 X "T" BAR SUPPLIED REFER TO SC18163 FOR BODY PIT;(SPARE LID ONLY); | AQUARIUS | AQUARIUS PRECAST PL | 541QP8E-K | CURRENT
000018164 | LID,PIT | CONCRETE PIT LID TO SUIT TELECOM NO. 8 PIT; T SECTION, MARKED "ELECTRICAL"; C/W 1 X "T" BAR SUPPLIED REFER TO SC18163 FOR BODY PIT;(SPARE LID ONLY); | TRI UGRD | TRI UNDERGROUND AUSTRALIA PTY LTD | TRIP8LE | CURRENT
000018166 | RACK,CABLE | SPLICE PLATE FOR CABLE RACK INTERIOR; NEMA 12B;PACK OF 1; | EZYSTRUT | EZYSTRUT CABLE & PIPE SUPPORTS | N1SH | CURRENT
000018167 | CABLE,POWER,ELECTRICAL | 110 KV;1.3 SQ IN;HOLLOW CORE ALUMINIUM CONDUCTOR;SINGLE CORE;OIL FILLED;PAPER INSULATED;CORRUGATED ALUMINIUM SHEATH; PVC OUTER SHEATH;F809 STRATEGIC SPARES | BICC |  | 0.3 SQ IN | STRATEGIC SPARE
000018169 | CABLE,POWER,ELECTRICAL | 132 KV;200 SQ MM;ALUMINIUM CONDUCTOR; SINGLE CORE;XLPE INSULATED SCREENED FOR T8;STOCK HELD AT BANYO; | SHOWA | SHOWA | 132 KV 200 SQ MM | STRATEGIC SPARE
000018171 | JOINT,ELECTRICAL POWER CABLE | 110 KV;1.3 SQ IN;COPPER CONDUCTOR;SINGLE CORE;OIL FILLED FOR 809;STOCK HELD AT BANYO; | BICC |  | 110 KV 1.3 SQ IN | STRATEGIC SPARE
000018172 | JOINT,ELECTRICAL POWER CABLE | NON-SCREEN BREAK STRAIGHT JOINT WITHOUT OUTER BOX;SINGLE PHASE;FOR ELECTRIC POWER CABLE;132 KV;200 SQ MM COPPER COND;XLPE INSULATED;EX POWERLINK | SHOWA | SHOWA | 110 KV 200 SQ MM | STRATEGIC SPARE
000018174 | TERMINATION,ELECTRICAL POWER CABLE | 110 KV;1.3 SQ IN;SINGLE CORE O/D TYPE; OIL FILLED FOR 809;ITEM HELD AT BANYO; | BICC |  | 110 KV 1.3 SQ IN | STRATEGIC SPARE
000018176 | TERMINATION,ELECTRICAL POWER CABLE | 110 KV;200 SQ MM;SINGLE CORE O/D TYPE; OIL FILLED FOR T8;ITEM HELD AT BANYO; | SHOWA | SHOWA | 110 KV 200 SQ MM | STRATEGIC SPARE
000018177 | CABLE,POWER,ELECTRICAL | 33 KV;3.0 SQ IN;COPPER CONDUCTOR;SINGLE CORE;OIL FILLED FOR TX VPK; | BICC |  | 33 KV 3.0 SQ IN | STRATEGIC SPARE
000018179 | CABLE,POWER,ELECTRICAL | 33 KV;0.4 SQ IN;ALUMINIUM CONDUCTOR; 3 CORE;OIL FILLED FOR 679; | DANACHI | DANACHI | 33 KV 0.4 SQ IN | STRATEGIC SPARE
000018183 | CLAMP,STRAIN | HELICAL DEAD END;ALUMINIUM AAC;19/4.75 MM;TAURUS;BOX OF 10;PACK WEIGHT 14 KG; | MACLEAN | MACLEAN POWER PL - E15128 | DE-A2375-NC | CURRENT
000018183 | CLAMP,STRAIN | HELICAL DEAD END;ALUMINIUM AAC;19/4.75 MM;TAURUS;BOX OF 10;PACK WEIGHT 14 KG; | PLP AUST | PREFORMED LINE PRODUCTS (AUST) | AFG-238-CL | CURRENT
000018183 | CLAMP,STRAIN | HELICAL DEAD END;ALUMINIUM AAC;19/4.75 MM;TAURUS;BOX OF 10;PACK WEIGHT 14 KG; | TECONN | TE CONNECTIVITY LTD | FAD2375-2620-8 | CURRENT
000018184 | PROTECTOR,ELECTRICAL CABLE | ARMOUR RODS,HELICAL;ALUMINIUM ALLOY; 19/4.75 MM AAC (TAURUS);BOX OF 5;ITEM ENTERED AT ZERO DOLLAR VALUE;$50.00 (EST); | DULMISON | DULMISON (AUST) PTY LTD | AAR2375D/ALUMINIUM ARMOUR RODS | STRATEGIC SPARE
000018184 | PROTECTOR,ELECTRICAL CABLE | ARMOUR RODS,HELICAL;ALUMINIUM ALLOY; 19/4.75 MM AAC (TAURUS);BOX OF 5;ITEM ENTERED AT ZERO DOLLAR VALUE;$50.00 (EST); | PLP AUST | PREFORMED LINE PRODUCTS (AUST) | AAR-240/ALUMINIUM ARMOUR RODS | STRATEGIC SPARE
000018185 | CONNECTOR,BUSBAR | TUBE CONNECTOR;COPPER;BOLTED CLAMP TYPE;TO SUIT 50.8 MM TO 50.8 MM TEE CONNECTOR;50 MM RUN WITH 50 MM TEE-OFF; PACK OF 1; | PLP AUST | PREFORMED LINE PRODUCTS (AUST) | D-TT85 | PURCHASE AS REQUIRED
000018187 | SPLICE,CONDUCTOR | SPLICES,NON-TENSION;ALUMINIUM;19/4.75 MM AAC (TAURUS);ITEM ENTERED AT ZERO DOLLAR VALUE;$28.50 (EST) PER UNIT; BOX OF 1; | TYCO | TYCO | NT94/1 | CURRENT
000018187 | SPLICE,CONDUCTOR | SPLICES,NON-TENSION;ALUMINIUM;19/4.75 MM AAC (TAURUS);ITEM ENTERED AT ZERO DOLLAR VALUE;$28.50 (EST) PER UNIT; BOX OF 1; | DULMISON | DULMISON (AUST) PTY LTD | NT94/1 | CURRENT
000018189 | CLAMP,STRAIN | COMPRESSION DEAD-END;ALUMINIUM;AAAC 1120;61/3.75 MM;SULPHUR;REFER TO GRANT ELLIS (EXT 5910) BEFORE W/O; | DULMISON | DULMISON (AUST) PTY LTD | HD713/COMPRESSION DEAD END | STRATEGIC SPARE
000018189 | CLAMP,STRAIN | COMPRESSION DEAD-END;ALUMINIUM;AAAC 1120;61/3.75 MM;SULPHUR;REFER TO GRANT ELLIS (EXT 5910) BEFORE W/O; | PLP AUST | PREFORMED LINE PRODUCTS (AUST) | CDEAAC-338-1/COMPRESSION | STRATEGIC SPARE
000018190 | PROTECTOR,ELECTRICAL CABLE | ARMOUR RODS;HELICAL;ALL ALUMINIUM ALLOY; 1120;61/3.75 MM AAAC;SULPHUR;BOX OF 5; REFER G.ELLIS (EXT 5910) BEFORE ANY W/O OF THIS PRODUCT;ITEM HELD AT ZILLMERE; | DULMISON | DULMISON (AUST) PTY LTD | AAR3375/ARMOUR RODS | STRATEGIC SPARE
000018190 | PROTECTOR,ELECTRICAL CABLE | ARMOUR RODS;HELICAL;ALL ALUMINIUM ALLOY; 1120;61/3.75 MM AAAC;SULPHUR;BOX OF 5; REFER G.ELLIS (EXT 5910) BEFORE ANY W/O OF THIS PRODUCT;ITEM HELD AT ZILLMERE; | PLP AUST | PREFORMED LINE PRODUCTS (AUST) | AAR-338/ARMOUR RODS | STRATEGIC SPARE
000018191 | SPLICE,CONDUCTOR | SPLICES,FULL COMPRESSION;ALL ALUMINIUM ALLOY;AAAC 1120;61/3.75 (SULPHUR); PACK OF 1;PACK WEIGHT 3.05 KG; EPMSJFT-SULPHUR-47.5AF | PLP AUST | PREFORMED LINE PRODUCTS (AUST) | CMSAAAC-338-4 | STRATEGIC SPARE
000018191 | SPLICE,CONDUCTOR | SPLICES,FULL COMPRESSION;ALL ALUMINIUM ALLOY;AAAC 1120;61/3.75 (SULPHUR); PACK OF 1;PACK WEIGHT 3.05 KG; EPMSJFT-SULPHUR-47.5AF | PLP AUST | PREFORMED LINE PRODUCTS (AUST) | D-HM01713 | STRATEGIC SPARE
000018192 | SPLICE,CONDUCTOR | SPLICES;NON-TENSION;ALUMINIUM;AAAC 1120; 61/3.75 MM (SULPHUR);ITEM ENTERED AT ZERO DOLLAR VALUE;$31.05 (EST) PER UNIT; REFER G.ELLIS (EXT 5910) BEFORE | DULMISON | DULMISON (AUST) PTY LTD | HM01713/NON-TENSION | STRATEGIC SPARE
000018192 | SPLICE,CONDUCTOR | SPLICES;NON-TENSION;ALUMINIUM;AAAC 1120; 61/3.75 MM (SULPHUR);ITEM ENTERED AT ZERO DOLLAR VALUE;$31.05 (EST) PER UNIT; REFER G.ELLIS (EXT 5910) BEFORE | PLP AUST | PREFORMED LINE PRODUCTS (AUST) | CMSA-338-NT/NON-TENSION | STRATEGIC SPARE
000018193 | CLAMP,SUSPENSION,ELEC CONDUCTOR | MOO CLAMP;ALUMINIUM;61/3.75 MM (AAAC) 1120;BOX OF 50;REFER G.ELLIS (EXT 5910) BEFORE ANY W/O OF THIS ITEM; | HYLEC | HYLEC PTY LTD | MOO CLAMP AAAC | STRATEGIC SPARE
000018194 | SHACKLE | BOW;160 KN;STEEL;GALV;C/W CLEVIS PIN & HUMPBACK SPLIT PIN; | DULHUNTY | DULHUNTY INDUSTRIES PTY LTD | AS-160 | CURRENT
000018195 | CLEVIS,TONGUE | STEEL;GALV;160 KN;C/W HEX CLEVIS PIN,FOR U/W FOG SUSPENSION INSULATORS; REFER G.ELLIS (EXT 5910) BEFORE ANY W/O; GRANT TO CHECK CORRECT PART NO | DULHUNTY | DULHUNTY INDUSTRIES PTY LTD | CT-160 | STRATEGIC SPARE
000018200 | CONNECTOR,BUSBAR | 50 MM TUBE;BUSBAR SUPPORT CLAMP;COPPER; PACK OF 1; | FULTON | FULTON INDUSTRIES PL | CBS5076 | CURRENT
000018200 | CONNECTOR,BUSBAR | 50 MM TUBE;BUSBAR SUPPORT CLAMP;COPPER; PACK OF 1; | PLP AUST | PREFORMED LINE PRODUCTS (AUST) | D-BS60 | CURRENT
000018201 | CONNECTOR,BUSBAR | TUBE TO FLAT;25 MM TUBE;COPPER; PACK OF 1; | FULTON | FULTON INDUSTRIES PL | CTF25 | CURRENT
000018201 | CONNECTOR,BUSBAR | TUBE TO FLAT;25 MM TUBE;COPPER; PACK OF 1; | PLP AUST | PREFORMED LINE PRODUCTS (AUST) | D-TF45B | CURRENT
000018202 | COUNTER,ELECTRICAL | 6 DIGIT;NON RESET;240 V AC;POLYCARBONATE CASE;56 MM W X 40 MM H;IP40;U/W POLE MTG CAPACITORS; | HENGSTR |  | 0-866-190 260-707 | PURCHASE AS REQUIRED
000018203 | PRO GROUT | DRY POWDER CEMENT,NON SHRINK; CONSTRUCTION GROUT;FOR STREET LIGHTING BASE PLATES;20 KG BAG; | QCD | QLD CEMENT DISTRIBUTORS PTY LTD | MELCANN/PRO GROUT | PHASING
000018205 | CUBICLE,RACK FRAME. | STEEL;SUBSTATION RELAY RACK;19 IN RACK; 205 MM D,600 MM W,2293 MM H;REFER DWG 13901-A1;PACK OF 1,PALLET OF 2,PALLET WEIGHT 56 KG; | GLOBAL | GLOBAL MANUFACTURING GROUP | ENERGEX-13901-A1 | PURCHASE AS REQUIRED
000018206 | CONNECTOR BAR,ELECTRICAL | 7 HOLE NEUTRAL LINK;500 V;165 AMP; PACK OF 1; | CNWPL | CNW PL - SLACKS CREEK | CLIBP165/7 | CURRENT
000018206 | CONNECTOR BAR,ELECTRICAL | 7 HOLE NEUTRAL LINK;500 V;165 AMP; PACK OF 1; | CLIPSAL | GERARD INDUSTRIES QLD DIVSN P/L | BLUBP165/7 | CURRENT
000018206 | CONNECTOR BAR,ELECTRICAL | 7 HOLE NEUTRAL LINK;500 V;165 AMP; PACK OF 1; | CLIPSAL | GERARD INDUSTRIES QLD DIVSN P/L | BP165/7 | CURRENT
000018207 | CIRCUIT BREAKER | VACUUM;12 KV;630 AMP;25 KA;FIXED NON- WITHDRAWABLE;FOR CAPACITOR BANK SWITCHING;CONTROL VOLTAGE 32 V DC,CB; U/W STOCK CODES 18158 &18159; | TOSHIBA |  | VK10J25 | PURCHASE AS REQUIRED
000018208 | CONNECTOR,BUSBAR | 70 SQ MM TO 150 SQ MM CABLE,TO 25 SQ MM TO 70 SQ MM CABLE;PACK OF 1; | PLP AUST | PREFORMED LINE PRODUCTS (AUST) | D-TC4 | PURCHASE AS REQUIRED
000018209 | CONNECTOR,BUSBAR | 25 MM OD TUBE TO 150 SQ MM TO 240 SQ MM CABLE;STRAIGHT;COPPER;PACK OF 1; | PLP AUST | PREFORMED LINE PRODUCTS (AUST) | D-E31C | PURCHASE AS REQUIRED
000018211 | CONNECTOR,BUSBAR | TEE-CONNECTOR;150-240 SQ MM CABLE TO 25 -70 SQ MM CABLE;PACK OF 1; | PLP AUST | PREFORMED LINE PRODUCTS (AUST) | D-TC7 | CURRENT
000018212 | DRILL,TWIST | BIT:DRL;IMPERIAL LG,130MM,1/8IN(3.17MM) DRILL,TWIST HSS;DRILLBIT;IMPERIAL LONG S ERIES;1/8 IN (3.17 MM);130 MM LG;PACK OF 1; | BLKWOODS | J BLACKWOOD & SON LTD | 05679106/D1100318 | CURRENT
000018212 | DRILL,TWIST | BIT:DRL;IMPERIAL LG,130MM,1/8IN(3.17MM) DRILL,TWIST HSS;DRILLBIT;IMPERIAL LONG S ERIES;1/8 IN (3.17 MM);130 MM LG;PACK OF 1; | P&NWILT | P&N WILT | DHSLS118 | CURRENT
000018212 | DRILL,TWIST | BIT:DRL;IMPERIAL LG,130MM,1/8IN(3.17MM) DRILL,TWIST HSS;DRILLBIT;IMPERIAL LONG S ERIES;1/8 IN (3.17 MM);130 MM LG;PACK OF 1; | ATOMSUPP | ATOM SUPPLY | 92800025 | CURRENT
000018212 | DRILL,TWIST | BIT:DRL;IMPERIAL LG,130MM,1/8IN(3.17MM) DRILL,TWIST HSS;DRILLBIT;IMPERIAL LONG S ERIES;1/8 IN (3.17 MM);130 MM LG;PACK OF 1; | P&N | P&N AUSTRALIA | DRILL,TWIST 1/8 IN | CURRENT
000018212 | DRILL,TWIST | BIT:DRL;IMPERIAL LG,130MM,1/8IN(3.17MM) DRILL,TWIST HSS;DRILLBIT;IMPERIAL LONG S ERIES;1/8 IN (3.17 MM);130 MM LG;PACK OF 1; | SUTTOOLS |  | 05679106 | CURRENT
000018213 | SCREW,TAPPING,THREAD CUTTING | SELF DRILLING POINT;STEEL;CAD-PLATED; PHILLIPS HD DRIVE;TEK SCREW, 7 GAUGE, 50 MM LG;PACK OF 500; | CNWPL | CNW PL - SLACKS CREEK | REEBHP750/B | CURRENT
000018213 | SCREW,TAPPING,THREAD CUTTING | SELF DRILLING POINT;STEEL;CAD-PLATED; PHILLIPS HD DRIVE;TEK SCREW, 7 GAUGE, 50 MM LG;PACK OF 500; | CNWPL | CNW PL - SLACKS CREEK | BHP750/B | CURRENT
000018213 | SCREW,TAPPING,THREAD CUTTING | SELF DRILLING POINT;STEEL;CAD-PLATED; PHILLIPS HD DRIVE;TEK SCREW, 7 GAUGE, 50 MM LG;PACK OF 500; | REPELEC |  | REEBHP750/B | CURRENT
000018214 | SCREW,TAPPING,THREAD FORMING | TYPE 17;GIMLET POINT;GALV;STEEL; HEX HD,C/W WASHER FACE;12 GAUGE 10,35 MM LG;PACK OF 100 | STATEWD | STATEWIDE FSTNERS & ENG SPLS PL | S17G121135 | CURRENT
000018214 | SCREW,TAPPING,THREAD FORMING | TYPE 17;GIMLET POINT;GALV;STEEL; HEX HD,C/W WASHER FACE;12 GAUGE 10,35 MM LG;PACK OF 100 | HOBSON | HOBSON ENGINEERING CO PTY LTD 393904 | FST9PW4FH1211035 | CURRENT
000018215 | COLLAR,PIT EXTENSION | PLASTIC;PIT EXTENSION P6;U/W P6 PIT; REFER STOCK CODE 18079 FOR PIT; | IPLEX | IPLEX PIPELINES AUSTRALIA PTY LTD | CT99172 | PURCHASE AS REQUIRED
000018215 | COLLAR,PIT EXTENSION | PLASTIC;PIT EXTENSION P6;U/W P6 PIT; REFER STOCK CODE 18079 FOR PIT; | DULMISON | DULMISON (AUST) PTY LTD | COLLAR PIT EXT | PURCHASE AS REQUIRED
000018216 | LID,PIT | TELECOM NO 6;CONCRETE; 651 MM X 499 MM; MARKING " ELECTRICITY AUTHORITY COMMUNICATION ";TO SUIT STOCK CODE 18079;PACK OF 10,PALLET WEIGHT 395 | AQUARIUS | AQUARIUS PRECAST PL | 541QP6E | CURRENT
000018216 | LID,PIT | TELECOM NO 6;CONCRETE; 651 MM X 499 MM; MARKING " ELECTRICITY AUTHORITY COMMUNICATION ";TO SUIT STOCK CODE 18079;PACK OF 10,PALLET WEIGHT 395 | TRI UGRD | TRI UNDERGROUND AUSTRALIA PTY LTD | TRIP6LE | CURRENT
000018218 | COMPOUND CLEANING,SOLVENT | SC-SUPERSOLVE;LIQUID;POWERFUL ALL- PURPOSE INDUSTRIAL SOLVENT;BIODEGRADABLE ,MANUFACTURED FROM PLANT SOURCES;USE TO REMOVE OIL,GREASE,TAR,GRAFFITI;5 L BT; | SGS | SAFE GREEN SOLUTIONS EAST BRISBANE | SC-SUPERSOLVE | PURCHASE AS REQUIRED
000018219 | LUBRICANT | Lanotec, HD Lanolin, 300g Aerosol, Light Brown Liquid, Water Proofing Preservative, Lubricant & Anti-Corrosion Agent, Do Not use on Locks, Pack of 12 | REXEL | REXEL PTY LTD | ZZZHD/PP-0300 | CURRENT
000018219 | LUBRICANT | Lanotec, HD Lanolin, 300g Aerosol, Light Brown Liquid, Water Proofing Preservative, Lubricant & Anti-Corrosion Agent, Do Not use on Locks, Pack of 12 | LANOTEC | LANOTEC AUSTRALIA PTY LTD | HD/PP-0300 | CURRENT
000018220 | CORROSION PREVENTIVE COMPOUND | MULTI-PURPOSE LUBRICANT;LIGHT BROWN LIQUID;DISTINCTIVE ODOUR;USES,WATER- PROOFING,TIMBER PRESERVATIVE & CORROSION PROTECTION;4 L OR 5L BOTTLE; | REXEL | REXEL PTY LTD | HD\0005 | CURRENT
000018220 | CORROSION PREVENTIVE COMPOUND | MULTI-PURPOSE LUBRICANT;LIGHT BROWN LIQUID;DISTINCTIVE ODOUR;USES,WATER- PROOFING,TIMBER PRESERVATIVE & CORROSION PROTECTION;4 L OR 5L BOTTLE; | BLKWOODS | J BLACKWOOD & SON LTD | 03450820/HD\0005 | CURRENT
000018223 | FENCE,PROTECTION,BARRIER | SILT FENCE;SF1000;GREEN/BLACK COLOUR; 100 M LG;860 MM H;COMPOSITE BIDIM NON- WOVEN NEEDLE PUNCHED CONTINUOUS FILAMENT,GEOTEXTILE HIGH STRENGTH WOVEN | GEOFAB | GEOFABRICS AUSTRALASIA PTD LTD. | SF1086100 | CURRENT
000018224 | CONNECTOR,BUSBAR | 25 MM TUBE TO 35-95 SQ MM CABLE;COPPER BUSBAR TO CABLE;STRAIGHT;PACK OF 1; | DULMISON | DULMISON (AUST) PTY LTD | E25 | PHASING
000018226 | CONNECTOR,BUSBAR | BUSBAR TO CABLE;COPPER;TEE-CONNECTOR; 25 MM TUBE TO 20-95 SQ MM CABLE; PACK OF 1; | PLP AUST | PREFORMED LINE PRODUCTS (AUST) | D-T20 | CURRENT
000018228 | RECLOSER | 12 KV;3 PHASE;50 HZ;630 AMP;SF6;12.5 KA BKG CAP;1 AMP-20 AMP;SEF;POLE MTG;VACUUM INTERUPTERS;80 SQ MM ALUMINIUM CABLE TAILS;CONTROLLER WITH CAPM5-DNP3 | NU-LEC | NU-LEC | N12-12S | PHASING
000018229 | TRANSDUCER,RESISTANCE | SIGNAL ISOLATOR;240 V AC,AUX SUPPLY; INPUT SELECTABLE,0 TO 20 MA,0 TO 10 V; OUTPUT SELECTABLE,0 TO 20 MA,0 TO 10 V; | APCS | INACO AUTOMATION CONTROLS | SI132-11110 | PURCHASE AS REQUIRED
000018231 | CONNECTOR,BUSBAR | FLAT PALM TO CABLE;COPPER;STRAIGHT CONNECTOR;CABLE 70 TO 150 SQ MM;PALM SUPPLIED UNDRILLED;PACK OF 1; | PLP AUST | PREFORMED LINE PRODUCTS (AUST) | D-TL3B22U | CURRENT
000018232 | CONNECTOR,BUSBAR | FLAT PALM TO CABLE;COPPER;STRAIGHT CONNECTOR;CABLE 150 TO 240 SQ MM;PALM SUPPLIED UNDRILLED;PACK OF 1; | PLP AUST | PREFORMED LINE PRODUCTS (AUST) | D-TL4B22U | PURCHASE AS REQUIRED
000018233 | CROSSARM,METAL | STEEL;GALV;2470 MM LG;125 X 125 MM X 6 MM THK;13 KN PER PHASE;FOR 11 KV & 33 KV TERMINATION AND SHACKLE- FLAT CONSTRUCTION;WHEN STOCK ARE | LIVINGST | LIVINGSTONE ENGINEERING | CROSSARM | PHASING
000018233 | CROSSARM,METAL | STEEL;GALV;2470 MM LG;125 X 125 MM X 6 MM THK;13 KN PER PHASE;FOR 11 KV & 33 KV TERMINATION AND SHACKLE- FLAT CONSTRUCTION;WHEN STOCK ARE | ENERGEX | ENERGEX | STEEL;GALV | PHASING
000018235 | DAMPER,VIBRATION,TRANSMISSION LINE | Dogbone/Stockbridge Type, for Uranus, Spinel, Selenium & Orange Cable, AAC AAAC & ACSR, 27.1 to 31.0mm Clamp Dia Range, Box of 6 | PLP AUST | PREFORMED LINE PRODUCTS (AUST) | D-DB2B27SS | CURRENT
000018235 | DAMPER,VIBRATION,TRANSMISSION LINE | Dogbone/Stockbridge Type, for Uranus, Spinel, Selenium & Orange Cable, AAC AAAC & ACSR, 27.1 to 31.0mm Clamp Dia Range, Box of 6 | MACLEAN | MACLEAN POWER PL - E15128 | 4D40-34.0 | CURRENT
000018236 | CONNECTOR,BUSBAR | COPPER;38 MM TUBE TO FLAT; PACK OF 1; | FULTON | FULTON INDUSTRIES PL | CTF38 | CURRENT
000018236 | CONNECTOR,BUSBAR | COPPER;38 MM TUBE TO FLAT; PACK OF 1; | PLP AUST | PREFORMED LINE PRODUCTS (AUST) | D-TF56B | CURRENT
000018237 | PLATE,BLANKING | Type 2U-BL 2H, 19" Rack Blanking Plate 2U | B&R | B&R ENCLOSURES | XB-586135/33 | CURRENT
000018237 | PLATE,BLANKING | Type 2U-BL 2H, 19" Rack Blanking Plate 2U | ENI | ENI INDUSTRIES PL | 84104 | CURRENT
000018238 | PLATE,BLANKING | Type 2U Special, 19" Rack Blanking Plate 2U | GLOBAL | GLOBAL MANUFACTURING GROUP | CCSTD-EP001-02 | CURRENT
000018238 | PLATE,BLANKING | Type 2U Special, 19" Rack Blanking Plate 2U | ENI | ENI INDUSTRIES PL | 84103 | CURRENT
000018238 | PLATE,BLANKING | Type 2U Special, 19" Rack Blanking Plate 2U | GREATWST |  | 18238 | CURRENT
000018239 | PLATE,BLANKING | Type 3U-BL, 19" Rack Blanking Plate 3U | ENI | ENI INDUSTRIES PL | 84102 | CURRENT
000018239 | PLATE,BLANKING | Type 3U-BL, 19" Rack Blanking Plate 3U | B&R | B&R ENCLOSURES | XB-586135/34 | CURRENT
000018241 | PLATE,BLANKING | Type 4U-BL, 19" Rack Blanking Plate 4U | B&R | B&R ENCLOSURES | XB-586135/35 | CURRENT
000018241 | PLATE,BLANKING | Type 4U-BL, 19" Rack Blanking Plate 4U | ENI | ENI INDUSTRIES PL | 84100 | CURRENT
000018242 | PLATE,BLANKING | Type 5U, 19" Rack Blanking Plate 5U | GLOBAL | GLOBAL MANUFACTURING GROUP | CCSTD-EP001-06 | CURRENT
000018242 | PLATE,BLANKING | Type 5U, 19" Rack Blanking Plate 5U | ENI | ENI INDUSTRIES PL | 84099 | CURRENT
000018242 | PLATE,BLANKING | Type 5U, 19" Rack Blanking Plate 5U | GREATWST |  | 18242 | CURRENT
000018243 | PLATE,BLANKING | Type 6U-BL, 19" Rack Blanking Plate 6U | ENI | ENI INDUSTRIES PL | 84098 | CURRENT
000018243 | PLATE,BLANKING | Type 6U-BL, 19" Rack Blanking Plate 6U | B&R | B&R ENCLOSURES | XB-586135/36 | CURRENT
000018244 | PANEL,BLANK | 8U BLANKING PANEL;FOR 19 IN MTG RACK; REFER TO DWG CCSTD-EP001-09; PACK OF 1; | ENI | ENI INDUSTRIES PL | 84097 | CURRENT
000018244 | PANEL,BLANK | 8U BLANKING PANEL;FOR 19 IN MTG RACK; REFER TO DWG CCSTD-EP001-09; PACK OF 1; | GREATWST |  | 18244 | CURRENT
000018245 | PANEL,BLANK | 9U BLANKING PANEL;FOR 19 IN MTG RACK; REFER TO DWG CCSTD-EP001-10; PACK OF 1; | ENI | ENI INDUSTRIES PL | 84096 | PURCHASE AS REQUIRED
000018245 | PANEL,BLANK | 9U BLANKING PANEL;FOR 19 IN MTG RACK; REFER TO DWG CCSTD-EP001-10; PACK OF 1; | GREATWST |  | 18245 | PURCHASE AS REQUIRED
000018246 | PANEL,BLANK | 10U BLANKING PANEL;FOR 19 IN MTG RACK; REFER TO DWG CCSTD-EP001-11; PACK OF 10; | ENI | ENI INDUSTRIES PL | 84095 | CURRENT
000018246 | PANEL,BLANK | 10U BLANKING PANEL;FOR 19 IN MTG RACK; REFER TO DWG CCSTD-EP001-11; PACK OF 10; | GREATWST |  | 18246 | CURRENT
000018247 | PANEL,BLANK | 11U BLANKING PANEL;FOR 19 IN MTG RACK; REFER TO DWG CCSTD-EP001-12;PACK OF 1; | GREATWST |  | 18247 | PURCHASE AS REQUIRED
000018248 | PANEL,BLANK | 12U BLANKING PANEL;FOR 19 IN MTG RACK; REFER TO DWG CCSTD-EP001-13;PACK OF 1; | GREATWST |  | 18248 | PURCHASE AS REQUIRED
000018249 | PANEL,BLANK | 18U BLANKING PANEL;FOR 19 IN MTG RACK; REFER TO DWG CCSTD-EP001-14;PACK OF 1; | GREATWST |  | 18249 | PURCHASE AS REQUIRED
000018250 | PANEL,BLANK | BLANKING PANEL;FOR GEC RELAY 1D CUTOUT; REFER TO DWG CCSTD-EP001-16; | ENERGEX | ENERGEX | GEC 1D | PURCHASE AS REQUIRED
000018251 | PANEL,BLANK | BLANKING PANEL;FOR GEC RELAY 1.5D CUTOUT ;REFER TO DWG CCSTD-EP001-17; | ENERGEX | ENERGEX | GEC 1.5D | PURCHASE AS REQUIRED
000018252 | PANEL,BLANK | BLANKING PANEL;FOR GEC RELAY 2D CUTOUT; REFER TO DWG CCSTD-EP001-18; | ENERGEX | ENERGEX | GEC 2D | PURCHASE AS REQUIRED
000018253 | PANEL,BLANK | BLANKING PANEL;FOR GEC RELAY 3D VERTICAL CUTOUT;REFER TO DWG CCSTD-EP001-19; | ENERGEX | ENERGEX | GEC 3D | PURCHASE AS REQUIRED
000018253 | PANEL,BLANK | BLANKING PANEL;FOR GEC RELAY 3D VERTICAL CUTOUT;REFER TO DWG CCSTD-EP001-19; | DRAWING | DRAWING NO | CCSTD-EP001-19 | PURCHASE AS REQUIRED
000018254 | PANEL,BLANK | BLANKING PANEL;FOR ESP RELAY K3 CUTOUT; REFER TO DWG CCSTD-EP001-20; | ENERGEX | ENERGEX | ESP RELAY K3 | PURCHASE AS REQUIRED
000018255 | PANEL,BLANK | BLANKING PANEL;FOR GEC RELAY 0.25N CUTOUT;REFER TO DWG CCSTD-EP001-21; | ENERGEX | ENERGEX | GEC RELAY 0.25N | PURCHASE AS REQUIRED
000018256 | PANEL,BLANK | BLANKING PANEL;FOR GEC RELAY 0.5N CUTOUT ;REFER TO DWG CCSTD-EP001-22; | ENERGEX | ENERGEX | GEC RELAY 0.5N | PURCHASE AS REQUIRED
000018257 | PANEL,BLANK | BLANKING PANEL;FOR GEC RELAY 3D HORIZONTAL CUTOUT;REFER TO DWG CCSTD-EP001-23; | ENERGEX | ENERGEX | GEC RELAY 3D HORIZONTAL | PURCHASE AS REQUIRED
000018258 | PANEL,BLANK | BLANKING PANEL;FOR AEI RELAY SIZE 1 CUTOUT;REFER TO DWG CCSTD-EP001-24; | ENERGEX | ENERGEX | AEI RELAY SIZE 1 | PURCHASE AS REQUIRED
000018259 | PANEL,BLANK | BLANKING PANEL;FOR AEI RELAY TYPE A CUTOUT;REFER TO DWG CCSTD-EP001-25; | ENERGEX | ENERGEX | AEI RELAY TYPE A | PURCHASE AS REQUIRED
000018260 | PANEL,BLANK | BLANKING PANEL;FOR AEI RELAY TYPE 1B CUTOUT;REFER TO DWG CCSTD-EP001-26; | ENERGEX | ENERGEX | AEI RELAY TYPE 1B | PURCHASE AS REQUIRED
000018261 | PANEL,BLANK | BLANKING PANEL;FOR SEAQ RELAY DAR3 CUTOUT;REFER TO DWG CCSTD-EP001-27; | ENERGEX | ENERGEX | SEAQ RELAY DAR3 | PURCHASE AS REQUIRED
000018262 | PANEL,BLANK | BLANKING PANEL;FOR AEI RELAY SIZE 2 CUTOUT;REFER TO DWG CCSTD-EP001-28; | ENERGEX | ENERGEX | AEI RELAY SIZE 2 | PURCHASE AS REQUIRED
000018263 | PANEL,BLANK | BLANKING PANEL;FOR NILSEN RELAY HALF CASE CUTOUT;REFER TO DWG CCSTD-EP001-29; | ENERGEX | ENERGEX | NILSEN RELAY HALF CASE | PURCHASE AS REQUIRED
000018264 | PANEL,BLANK | BLANKING PANEL;FOR MIDOS RELAY 3 X SIZE 4 CUTOUT;REFER TO DWG CCSTD-EP001-30; | ENERGEX | ENERGEX | MIDOS RELAY | PURCHASE AS REQUIRED
000018265 | CONNECTOR,BUSBAR | TUBE TO FLAT;50 MM TUBE;COPPER; PACK OF 1; | FULTON | FULTON INDUSTRIES PL | CTF50 | CURRENT
000018265 | CONNECTOR,BUSBAR | TUBE TO FLAT;50 MM TUBE;COPPER; PACK OF 1; | PLP AUST | PREFORMED LINE PRODUCTS (AUST) | D-TF65B | CURRENT
000018266 | CONNECTOR,BUSBAR | 25 MM TUBE TO 25 MM TUBE;STRAIGHT CONNECTOR;COPPER; | DULMISON | DULMISON (AUST) PTY LTD | D-ST20C | PURCHASE AS REQUIRED
000018267 | CONNECTOR,BUSBAR | PALM TO CABLE;35 SQ MM TO 95 SQ MM CABLE ;UNDRILLED PALM;COPPER;PACK OF 1; | PLP AUST | PREFORMED LINE PRODUCTS (AUST) | D-TL2200U | PURCHASE AS REQUIRED
000018269 | CONNECTOR,BUSBAR | 50 MM TUBE RUN TO 38 MM TUBE TAP;TEE- CONNECTOR;COPPER;PACK OF 1; | PLP AUST | PREFORMED LINE PRODUCTS (AUST) | D-TT80 | PURCHASE AS REQUIRED
000018269 | CONNECTOR,BUSBAR | 50 MM TUBE RUN TO 38 MM TUBE TAP;TEE- CONNECTOR;COPPER;PACK OF 1; | HYLEC | HYLEC PTY LTD | CT5138 | PURCHASE AS REQUIRED
000018270 | PLATE,MOUNTING | Flat Plate Fitting, 4 x 14mm Dia Holes, 90 x 138 x 6mm, Galv Steel, Pack of 10 | EZYSTRUT | EZYSTRUT CABLE & PIPE SUPPORTS | E1358H | CURRENT
000018271 | CONNECTOR,CABLE,ELECTRICAL | 11 KV;LOAD BREAK ELBOW;TO SUIT 33 KV, 95 SQ MM SINGLE CORE CU XLPE CABLE; | ELASMOLD | ELASTIMOLD (MANUFACTURER) | K655LR-K-0260 | PHASING
000018273 | CONTROL MODULE. | SICM 2B MODULE;C/W RAIL MTG ENCLOSURE; 24 V DC SUPPLY;16 DIGITAL INPUTS;2 RELAY OUTPUTS;7 ANALOG INPUTS;ON BOARD TEMP SENSOR;U/W SACS EQUIP;ITEM HELD AT | CIRCSOL | CIRCUIT SOLUTIONS PL | 100-0001 | CURRENT
000018273 | CONTROL MODULE. | SICM 2B MODULE;C/W RAIL MTG ENCLOSURE; 24 V DC SUPPLY;16 DIGITAL INPUTS;2 RELAY OUTPUTS;7 ANALOG INPUTS;ON BOARD TEMP SENSOR;U/W SACS EQUIP;ITEM HELD AT | EAQ | ELECTRONICS ASSEMBLY QUEENSLAND PTY LTD | ENE30 | CURRENT
000018273 | CONTROL MODULE. | SICM 2B MODULE;C/W RAIL MTG ENCLOSURE; 24 V DC SUPPLY;16 DIGITAL INPUTS;2 RELAY OUTPUTS;7 ANALOG INPUTS;ON BOARD TEMP SENSOR;U/W SACS EQUIP;ITEM HELD AT | SURTEK | SURTEK PTY LTD | SICM 2B | CURRENT
000018274 | CONTROL MODULE. | SICM 2B MODULE;8 WAY EXT;C/W RAIL ENCLOSURE;24 V DC SUPPLY;16 DIGITAL INPUTS;10 RELAY OUTPUTS;7 ANALOG INPUTS; ON BOARD TEMP SENSOR;U/W SACS EQUIP; | SURTEK | SURTEK PTY LTD | SICM 2B 8 WAY | PHASING
000018274 | CONTROL MODULE. | SICM 2B MODULE;8 WAY EXT;C/W RAIL ENCLOSURE;24 V DC SUPPLY;16 DIGITAL INPUTS;10 RELAY OUTPUTS;7 ANALOG INPUTS; ON BOARD TEMP SENSOR;U/W SACS EQUIP; | DIGILIN |  | SICM 2B 8 WAY | PHASING
000018277 | STAKE,WOOD. | 50 MM X 20 MM X 900 MM LG;SHARPENED AT ONE END;PAINTED ORANGE;USED BY SURVEYORS; BUNDLE QTY - 12; | AUSPLYWD |  | SURVSTAKES-A | CURRENT
000018277 | STAKE,WOOD. | 50 MM X 20 MM X 900 MM LG;SHARPENED AT ONE END;PAINTED ORANGE;USED BY SURVEYORS; BUNDLE QTY - 12; | ENDEVOUR | ENDEVOUR FOUNDATION SOUTHPORT | PAINTED ORANGE | CURRENT
000018278 | CLAMP ASSEMBLY,BUS BAR | BUSBAR SUPPORT CLAMP FIXED;50 MM TUBE; COPPER;SUIT 11 KV LINE PIN & 33 KV LINE POST; | ENERGEX | ENERGEX | CLAMP ASSEMBLY | PURCHASE AS REQUIRED
000018279 | MESH,BARRICADE | EXPANDED METAL MESH;HOT DIPPED GALVANISED;2400 MM LG,1200 MM W;EXPAMET LV 16 HDG; | EXPAMET | EXPAMET PTY LTD | LV 16 HDG | PURCHASE AS REQUIRED
000018282 | KIT,EXTENSION | MK1 LV BD PADMOUNTS;3 ONLY TIN PLATED COPPER BUSBARS;C/W 3 NUTS,3 S/S BOLTS & 6 WASHERS;BUSBARS 136 X 38 X 4 MM THK; 35 MM X M12 S/S BOLT,C/W 3 FLAT & 3 | WEBER | WEBER SOUTH PACIFIC PTY LTD | V-EEK1 | CURRENT
000018283 | CONNECTOR,BUSBAR | TUBE CONNECTOR;COPPER;BOLTED CLAMP TYPE;TO SUIT 27 MM OD BUSBAR;10 MM S/S BOLTS;TUBE TO BUSBAR TO FLAT ADAPTOR; PACK OF 1; | FULTON | FULTON INDUSTRIES PL | CTF27 | CURRENT
000018283 | CONNECTOR,BUSBAR | TUBE CONNECTOR;COPPER;BOLTED CLAMP TYPE;TO SUIT 27 MM OD BUSBAR;10 MM S/S BOLTS;TUBE TO BUSBAR TO FLAT ADAPTOR; PACK OF 1; | PLP AUST | PREFORMED LINE PRODUCTS (AUST) | D-TF45AB | CURRENT
000018284 | CAP, PROTECTIVE | STAR POST/STARTER;BAR CAP;YELLOW; SUIT STAR POST;TRIANGLE STYLE;PACK OF 40; | SHORCO | SHORCO SYKES HIRE BRENDALE QLD | 900 -TRI | CURRENT
000018285 | TERMINATION ASSEMBLY | 1800 MM LG;TO SUIT CABLE DIA 14.7 MM - 15.3 MM;C/W STRUCTURAL ROD & DEAD END; USED IN THE INSTALLATION OF FIBRE OPTIC CABLE; | PLP AUST | PREFORMED LINE PRODUCTS (AUST) | OFTFG-147-SG | PURCHASE AS REQUIRED
000018286 | CLOSURE & SPLICE CASE | 2 WAY,24 SM FIBRE OVERHEAD JOINT;C/W 2 X 12 FIBRE SPLICE TRAY;1 X ADSS CABLE GLAND;1 X U/G CABLE GLAND;1 X POLE MTG BRACKET; | PLP AUST | PREFORMED LINE PRODUCTS (AUST) | CSFFB-1EF1EG | STRATEGIC SPARE
000018287 | RELAY,CURRENT DIFFERENTIAL | 110 V DC;SIEMENS 7SD52;CURRENT DIFF; 2 TERMINAL;SINGLE MODE FIBRE; | SIEMENS | SIEMENS LTD | 7SD5221-4AB09-OBJO+M3C | PURCHASE AS REQUIRED
000018288 | RELAY,CURRENT DIFFERENTIAL | 110 V DC;SIEMENS 7SD52;CURRENT DIFF; 3 TERMINAL;SINGLE MODE FIBRE; | SIEMENS | SIEMENS LTD | 7SD5231-4AB09-9BJO+M3C+NOC | PURCHASE AS REQUIRED
000018289 | RELAY,CURRENT DIFFERENTIAL | 110 V DC;SIEMENS 7SD52;CURRENT DIFF; 3 TERMINAL;TRANSFORMER FUNCTIONS, SINGLE MODE FIBRE; | SIEMENS | SIEMENS LTD | 7SD5231-4AB09-9BNO+M3C+NOC | PURCHASE AS REQUIRED
000018290 | CLAMP,SUSPENSION,ELEC CONDUCTOR | TO SUIT TEAR DROP CLAMP OR MOO CLAMP; ALUMINIUM;19/4.75 MM (AAC); | HYLEC | HYLEC PTY LTD | MOO1834 | CURRENT
000018291 | SCREW,TAPPING,THREAD FORMING | PANEL SCREW M3;12 MM LG;STEEL;CAD-PLATED WAFER HD;PHILLIPS DRIVE, Bag of 200 | SUMMIT | SUMMIT GROUP | 3DWCCZ03012 | CURRENT
000018291 | SCREW,TAPPING,THREAD FORMING | PANEL SCREW M3;12 MM LG;STEEL;CAD-PLATED WAFER HD;PHILLIPS DRIVE, Bag of 200 | STATEWD | STATEWIDE FSTNERS & ENG SPLS PL | SEWZ312 | CURRENT
000018292 | SCREW,TAPPING,THREAD FORMING | PANEL SCREW M3;20 MM LG;STEEL;CAD-PLATED ;WAFER HD;PHILLIPS DRIVE | SUMMIT | SUMMIT GROUP | 3DWCCZ03020 | CURRENT
000018292 | SCREW,TAPPING,THREAD FORMING | PANEL SCREW M3;20 MM LG;STEEL;CAD-PLATED ;WAFER HD;PHILLIPS DRIVE | STATEWD | STATEWIDE FSTNERS & ENG SPLS PL | SEWZ320 | CURRENT
000018293 | SCREW,TAPPING,THREAD FORMING | PANEL SCREW M3;25 MM LG;STEEL;CAD-PLATED ;WAFER HD;PHILLIPS DRIVE;BAG OF 100; | SUMMIT | SUMMIT GROUP | 3DWCCZ03025 | CURRENT
000018293 | SCREW,TAPPING,THREAD FORMING | PANEL SCREW M3;25 MM LG;STEEL;CAD-PLATED ;WAFER HD;PHILLIPS DRIVE;BAG OF 100; | STATEWD | STATEWIDE FSTNERS & ENG SPLS PL | SEWZ325 | CURRENT
000018295 | BUSBAR | TUBULAR COPPER BUSBAR; 50 MM DIA X 4.88 MM (6 GAUGE WALLS); 6 M LG; | GEOWEST | GEORGE WESTON & SONS | TUBULAR BUSBAR | PURCHASE AS REQUIRED
000018296 | HOOK,SWITCH | HOOK;GUNMETAL ALLOY TYPE;USED TO OPEN & CLOSE SWITCHES; | PENTA | PENTA AUST (TMAC THEW & MCCANN/HYLEC) | PA21532 | CURRENT
000018296 | HOOK,SWITCH | HOOK;GUNMETAL ALLOY TYPE;USED TO OPEN & CLOSE SWITCHES; | HYLEC | HYLEC PTY LTD | HVP3 | CURRENT
000018296 | HOOK,SWITCH | HOOK;GUNMETAL ALLOY TYPE;USED TO OPEN & CLOSE SWITCHES; | ENERGYNW | THE ENERGY NETWORK | P10431 | CURRENT
000018296 | HOOK,SWITCH | HOOK;GUNMETAL ALLOY TYPE;USED TO OPEN & CLOSE SWITCHES; | BRITECH | BRI-TECH PTY LTD | C400-1418 | CURRENT
000018296 | HOOK,SWITCH | HOOK;GUNMETAL ALLOY TYPE;USED TO OPEN & CLOSE SWITCHES; | THEWMCAN | TMAC THEW & MCCANN GROUP | USH | CURRENT
000018296 | HOOK,SWITCH | HOOK;GUNMETAL ALLOY TYPE;USED TO OPEN & CLOSE SWITCHES; | HYLEC | HYLEC PTY LTD | HHVP-3BU | CURRENT
000018297 | EXTRACTOR,FUSECARRIER | PIG TAIL TYPE;FOR REMOVING LV FUSE WEDGES; | ACCULEC | ACCULEC PTY LTD - E18524 | FEH | CURRENT
000018297 | EXTRACTOR,FUSECARRIER | PIG TAIL TYPE;FOR REMOVING LV FUSE WEDGES; | THEWMCAN | TMAC THEW & MCCANN GROUP | AD01 | CURRENT
000018297 | EXTRACTOR,FUSECARRIER | PIG TAIL TYPE;FOR REMOVING LV FUSE WEDGES; | ACCULEC | ACCULEC PTY LTD - E18524 | LVP1 | CURRENT
000018297 | EXTRACTOR,FUSECARRIER | PIG TAIL TYPE;FOR REMOVING LV FUSE WEDGES; | BRITECH | BRI-TECH PTY LTD | FEH | CURRENT
000018297 | EXTRACTOR,FUSECARRIER | PIG TAIL TYPE;FOR REMOVING LV FUSE WEDGES; | ENERGYNW | THE ENERGY NETWORK | 5455-10 PTU | CURRENT
000018297 | EXTRACTOR,FUSECARRIER | PIG TAIL TYPE;FOR REMOVING LV FUSE WEDGES; | HYLEC | HYLEC PTY LTD | LVP1 | CURRENT
000018298 | CAPACITOR UNIT. | 6.93 KV;490 KVAR;SINGLE PHASE;32.5 MICO FARAD;71 AMP CONT @ 50 HZ;NON PCB IMPREG ;2 BUSHINGS PER UNIT;TO SUIT ENERGEX 5.4 & 2.7 MVAR CAPACITOR BANKS; | ABB | ABB FAN PTY LTD | HVC 9005 | PHASING
000018299 | CAPACITOR UNIT. | 3.2 KV;75 KVAR;SINGLE PHASE;23.3 MICRO FARAD;23 AMP CONT @ 50 HZ;NON PCB IMPREG 2 BUSHING PER UNIT;FILTER CAPACITOR UNIT TO SUIT ALL ENERGEX CUBICLE CAPACITOR | NOKIAN | NOKIAN CAPACITORS PTY LTD | PILP75 | CURRENT
000018300 | CONNECTOR,BUSBAR | FLEXIBLE CONNECTION;CT BRIDGE;TO SUIT 11 KV POLE MTG SHUNT CAPACITOR INSTALLATIONS;REFER ENERGEX DWG LOSTD- EC001-01; | ENERGEX | ENERGEX | FLEXIBLE CONNECTION | PHASING
000018301 | CONNECTOR,BUSBAR | FLEXIBLE CONNECTION;C/W LOAD SPREADING PLATE;400 AMP;TOTAL LENGTH 520 MM;TO SUIT33 KV MAGRINI CIRCUIT BREAKERS;REFER ENERGEX DWG LOSTD-EC002-01; | ENERGEX | ENERGEX | FLEXIBLE CONNECTION | PURCHASE AS REQUIRED
000018302 | BUSBAR | BUSBAR SUPPORT;ALUMINIUM;FIXED BUSBAR; TO SUIT 110/132 KV INSULATORS;WELDED TO BUSBAR;TO SUIT 80 MM ALUMINIUM BUSBAR; REFER ENERGEX DWG LOSTD-EC003-01; | GLOBAL | GLOBAL MANUFACTURING GROUP | ENERGEX-LOSTD-EC003-01 | PURCHASE AS REQUIRED
000018303 | BUSBAR | BUSBAR SUPPORT;ALUMINIUM;FIXED BUSBAR; TO SUIT32 KV INSULATORS;WELDED TO BUSBAR ;TO SUIT 80 MM ALUMINIUM BUSBAR;REFER ENERGEX DWG LOSTD-EC003-02; | ENERGEX | ENERGEX | BUSBAR SUPPORT | PURCHASE AS REQUIRED
000018304 | BUSBAR | BUSBAR SUPPORT;ALUMINIUM;SLIDING BUSBAR; ROLLER TYPE;TO SUIT110/132 KV INSULATORS TO SUIT 80 MM ALUMINIUM BUSBAR;REFER ENERGEX DWG LOSTD-EC004-01;PACK OF 3; | GLOBAL | GLOBAL MANUFACTURING GROUP | ENERGEX-LOSTD-EC004-01 | PURCHASE AS REQUIRED
000018305 | BUSBAR | BUSBAR SUPPORT;ALUMINIUM;SLIDING BUSBAR; ROLLER TYPE;TOSUIT 33 KV INSULATORS;TO SUIT 80 MM ALUMINIUM BUSBAR;REFER ENERGEX DWG LOSTD-EC004-02; | ENERGEX | ENERGEX | BUSBAR SUPPORT | PURCHASE AS REQUIRED
000018306 | BUSBAR | BUSBAR SUPPORT;ALUMINIUM;EXPANSION TYPE; 1600 AMP;TO SUIT 110/132 KV INSULATORS; TO SUIT 80 MM ALUMINIUM BUSBAR;REFER ENERGEX DWG LOSTD-EC005-01; | ENERGEX | ENERGEX | BUSBAR SUPPORT | PURCHASE AS REQUIRED
000018307 | BUSBAR | BUSBAR SUPPORT;ALUMINIUM;EXPANSION TYPE; 1600 AMP;TO SUIT33 KV INSULATORS;TO SUIT 80 MM ALUMINIUM BUSBAR;REFER ENERGEX DWG LOSTD-EC005-02; | ENERGEX | ENERGEX | BUSBAR SUPPORT | PURCHASE AS REQUIRED
000018308 | CONNECTOR,BUSBAR | ALUMINIUM;TEE-OFF;2000 AMP PALM;WELDED TO BUSBAR;TO SUIT 80 MM ALUMINIUM BUSBAR ;REFER ENERGEX DWG LOSTD-EC006-01; | ENERGEX | ENERGEX | TEE-OFF | PURCHASE AS REQUIRED
000018309 | CONNECTOR,BUSBAR | ALUMINIUM;TEE-OFF;1250 AMP PALM;WELDED TO BUSBAR;TO SUIT 80 MM ALUMINIUM BUSBAR ;REFER ENERGEX DWG LOSTD-EC006-02; | ENERGEX | ENERGEX | CONNECTOR BUSBAR | PURCHASE AS REQUIRED
000018310 | CONNECTOR,BUSBAR | ALUMINIUM;TEE-OFF;800 AMP PALM;WELDED TO BUSBAR;TO SUIT 80 MM ALUMINIUM BUSBAR ;REFER ENERGEX DWG LOSTD-006-03; PACK OF 3; | GLOBAL | GLOBAL MANUFACTURING GROUP | ENERGEX-LOSTD-EC006-03 | PURCHASE AS REQUIRED
000018311 | BUSBAR | CABLE SPACER;ALUMINIUM;TO SUIT 37/3.75 AAC CABLE;REFER ENERGEX DWG LOSTD-EC007- 01;PACK OF 12; | PLP AUST | PREFORMED LINE PRODUCTS (AUST) | SPSD-241-300-070 | CURRENT
000018311 | BUSBAR | CABLE SPACER;ALUMINIUM;TO SUIT 37/3.75 AAC CABLE;REFER ENERGEX DWG LOSTD-EC007- 01;PACK OF 12; | GLOBAL | GLOBAL MANUFACTURING GROUP | ENERGEX-LOSTD-EC007-01 | CURRENT
000018312 | BUSBAR | CABLE SPACER;ALUMINIUM;TO SUIT 37/0.1261 AAC CABLE;REFER ENERGEX DWG LOSTD-EC007- 02; | ENERGEX | ENERGEX | CABLE SPACER | PURCHASE AS REQUIRED
000018313 | CONNECTOR,BUSBAR | CABLE TEE CONNECTOR;ALUMINIUM;TEE-OFF; 100 AMP PALM;COMPRESSION;DOUBLE CABLE TEE-OFF;TO SUIT 37/3.75 AAC ALUMINIUM CABLE;REFER ENERGEX DWG LOSTD-EC008-01; | PLP AUST | PREFORMED LINE PRODUCTS (AUST) | CRPT-263-P2 | PURCHASE AS REQUIRED
000018314 | CONNECTOR,BUSBAR | CABLE TEE CONNECTOR;ALUMINIUM;HALF TEE- OFF;1000 AMP PALM;COMPRESSION;SINGLE CABLE TEE-OFF;TO SUIT 37/3.75 AAC ALUM CABLE;REFER ENERGEX DWG LOSTD-EC008-02; | ENERGEX | ENERGEX | CONNECTOR BUSBAR | PURCHASE AS REQUIRED
000018315 | TERMINAL,LUG | STRAIGHT PALM TYPE;ALUMINIUM;COMPRESSION TYPE;1000 AMP PALM;TO SUIT 37/3.75 AAC CABLE;EPJT-TRITON-TN11-0;ENERGEX DWG LOSTD-EC009-01;PACK OF 1; | PLP AUST | PREFORMED LINE PRODUCTS (AUST) | CTAW-263-CD220-0000 | CURRENT
000018315 | TERMINAL,LUG | STRAIGHT PALM TYPE;ALUMINIUM;COMPRESSION TYPE;1000 AMP PALM;TO SUIT 37/3.75 AAC CABLE;EPJT-TRITON-TN11-0;ENERGEX DWG LOSTD-EC009-01;PACK OF 1; | PLP AUST | PREFORMED LINE PRODUCTS (AUST) | EPJT-TRITON-TN11.0 | CURRENT
000018316 | TERMINAL,LUG | STRAIGHT PALM TYPE;ALUMINIUM COMPRESSION TYPE;800 AMP PALM;TO SUIT 37/3.75 AAC CABLE;EPJT-TRITON-TN4-0;DRAWING LOSTD-EC009-02; | PLP AUST | PREFORMED LINE PRODUCTS (AUST) | EPJT-TRITON-TN4-0 | CURRENT
000018316 | TERMINAL,LUG | STRAIGHT PALM TYPE;ALUMINIUM COMPRESSION TYPE;800 AMP PALM;TO SUIT 37/3.75 AAC CABLE;EPJT-TRITON-TN4-0;DRAWING LOSTD-EC009-02; | ENERGEX | ENERGEX | STRAIGHT TYPE 800 AMP | CURRENT
000018317 | TERMINAL,LUG | STRAIGHT PALM TYPE;ALUMINIUM COMPRESSION TYPE;630 AMP PALM;TO SUIT 37/3.75 AAC CABLE;EPJT-TRITON-TN6-0;PACK OF 1;PACK WEIGHT 1.1 KG;REFER ENERGEX DWG LOSTD- | PLP AUST | PREFORMED LINE PRODUCTS (AUST) | EPJT-TRITON-TN6-0 | CURRENT
000018317 | TERMINAL,LUG | STRAIGHT PALM TYPE;ALUMINIUM COMPRESSION TYPE;630 AMP PALM;TO SUIT 37/3.75 AAC CABLE;EPJT-TRITON-TN6-0;PACK OF 1;PACK WEIGHT 1.1 KG;REFER ENERGEX DWG LOSTD- | ENERGEX | ENERGEX | STRAIGHT PALM 630 AMP | CURRENT
000018318 | TERMINAL,LUG | STRAIGHT PALM TYPE;ALUMINIUM COMPRESSION TYPE;630 AMP PALM;TO SUIT 37/0.1261 AAC CABLE;REFER ENERGEX DWG LOSTD-EC009-04; | ENERGEX | ENERGEX | STRAIGHT PALM 630 AMP | STRATEGIC SPARE
000018319 | TERMINAL,LUG | ANGLE = 30 DEG;ALUMINIUM COMPRESSION TYPE;1000 AMP PALM;TO SUIT 37/3.75 AAC CABLE;EPJT-TRITON-TN11-30;REFER ENERGEX DWG LOSTD-EC010-0;PACK OF 1;PACK WEIGHT | PLP AUST | PREFORMED LINE PRODUCTS (AUST) | EPJT-TRITON-TN11-30 | CURRENT
000018319 | TERMINAL,LUG | ANGLE = 30 DEG;ALUMINIUM COMPRESSION TYPE;1000 AMP PALM;TO SUIT 37/3.75 AAC CABLE;EPJT-TRITON-TN11-30;REFER ENERGEX DWG LOSTD-EC010-0;PACK OF 1;PACK WEIGHT | ENERGEX | ENERGEX | ANGLE 30 DEG | CURRENT
000018320 | TERMINAL,LUG | ANGLE = 45 DEG;ALUMINIUM COMPRESSION TYPE;1000 AMP PALM;TO SUIT 37/3.75 AAC CABLE;EPJT-TRITON-TN11-45;PACK OF 1; REFER ENERGEX DWG LOSTD-EC010-01; | PLP AUST | PREFORMED LINE PRODUCTS (AUST) | EPJT-TRITON-TN11-45 | CURRENT
000018321 | TERMINAL,LUG | ANGLE = 60 DEG;ALUMINIUM COMPRESSION TYPE;1000 AMP PALM;TO SUIT 37/3.75 AAC CABLE;EPJT-TRITON-TN11-60; PACK OF 1; REFER ENERGEX DWG LOSTD-EC010-01; | PLP AUST | PREFORMED LINE PRODUCTS (AUST) | EPJT-TRITON-TN11-60 | CURRENT
000018321 | TERMINAL,LUG | ANGLE = 60 DEG;ALUMINIUM COMPRESSION TYPE;1000 AMP PALM;TO SUIT 37/3.75 AAC CABLE;EPJT-TRITON-TN11-60; PACK OF 1; REFER ENERGEX DWG LOSTD-EC010-01; | ENERGEX | ENERGEX | ANGLE 60 DEG | CURRENT
000018322 | TERMINAL,LUG | ANGLE = 90 DEG;ALUMINIUM COMPRESSION TRITON TYPE;1000 AMP PALM; 2 HOLES; TO SUIT 37/3.75 AAC CABLE;EPJT-TRITON- TN11-90;REFER ENERGEX DWG LOSTD-EC010-01 | PLP AUST | PREFORMED LINE PRODUCTS (AUST) | EPJT-TRITON-TN11-90 | CURRENT
000018322 | TERMINAL,LUG | ANGLE = 90 DEG;ALUMINIUM COMPRESSION TRITON TYPE;1000 AMP PALM; 2 HOLES; TO SUIT 37/3.75 AAC CABLE;EPJT-TRITON- TN11-90;REFER ENERGEX DWG LOSTD-EC010-01 | ENERGEX | ENERGEX | ANGLE 90 DEG | CURRENT
000018323 | TERMINAL,LUG | ANGLE = 30 DEG;ALUMINIUM COMPRESSION TYPE;800 AMP PALM;TO SUIT 37/3.75 AAC CABLE;EPJT-TRITON-TN4-30;PACK OF 1; REFER ENERGEX DWG LOSTD-EC010-02; | PLP AUST | PREFORMED LINE PRODUCTS (AUST) | EPJT-TRITON-TN4-30 | CURRENT
000018324 | TERMINAL,LUG | ANGLE = 45 DEG;ALUMINIUM COMPRESSION TYPE;800 AMP PALM;TO SUIT 37/3.75 AAC CABLE;REFER ENERGEX DWG LOSTD-EC010-02; EPJT-TRITON-TN4-45; | PLP AUST | PREFORMED LINE PRODUCTS (AUST) | EPJT-TRITON-TN4-45 | CURRENT
000018324 | TERMINAL,LUG | ANGLE = 45 DEG;ALUMINIUM COMPRESSION TYPE;800 AMP PALM;TO SUIT 37/3.75 AAC CABLE;REFER ENERGEX DWG LOSTD-EC010-02; EPJT-TRITON-TN4-45; | ENERGEX | ENERGEX | ANGLE 45 DEG 800 AMP | CURRENT
000018325 | TERMINAL,LUG | ANGLE = 60 DEG;ALUMINIUM COMPRESSION TYPE;800 AMP;2 HOLE PALM; SUIT 37/3.75 AAC CABLE;REFER ENERGEX DWG LOSTD- -EC010-02;PACK OF 100;PACK WEIGHT 1.1 KG | PLP AUST | PREFORMED LINE PRODUCTS (AUST) | EPJT-TRITON-TN4-60 | CURRENT
000018325 | TERMINAL,LUG | ANGLE = 60 DEG;ALUMINIUM COMPRESSION TYPE;800 AMP;2 HOLE PALM; SUIT 37/3.75 AAC CABLE;REFER ENERGEX DWG LOSTD- -EC010-02;PACK OF 100;PACK WEIGHT 1.1 KG | DULMISON | DULMISON (AUST) PTY LTD | HL6216FXC | CURRENT
000018325 | TERMINAL,LUG | ANGLE = 60 DEG;ALUMINIUM COMPRESSION TYPE;800 AMP;2 HOLE PALM; SUIT 37/3.75 AAC CABLE;REFER ENERGEX DWG LOSTD- -EC010-02;PACK OF 100;PACK WEIGHT 1.1 KG | ENERGEX | ENERGEX | ANGLE 60 DEG 800 AMP | CURRENT
000018326 | TERMINAL,LUG | ANGLE = 90 DEG;ALUMINIUM COMPRESSION TYPE;800 AMP PALM;TO SUIT 37/3.75 AAC CABLE;REFER ENERGEX DWG LOSTD-EC010-02; PACK OF 100;WEIGHT OF PACK 1.1 KG; | PLP AUST | PREFORMED LINE PRODUCTS (AUST) | EPJT-TRITON-TN4-90 | CURRENT
000018326 | TERMINAL,LUG | ANGLE = 90 DEG;ALUMINIUM COMPRESSION TYPE;800 AMP PALM;TO SUIT 37/3.75 AAC CABLE;REFER ENERGEX DWG LOSTD-EC010-02; PACK OF 100;WEIGHT OF PACK 1.1 KG; | DULMISON | DULMISON (AUST) PTY LTD | HL6219FXC | CURRENT
000018326 | TERMINAL,LUG | ANGLE = 90 DEG;ALUMINIUM COMPRESSION TYPE;800 AMP PALM;TO SUIT 37/3.75 AAC CABLE;REFER ENERGEX DWG LOSTD-EC010-02; PACK OF 100;WEIGHT OF PACK 1.1 KG; | ENERGEX | ENERGEX | ANGLE 90 DEG 800 AMP | CURRENT
000018327 | TERMINAL,LUG | ANGLE = 30 DEG;ALUMINIUM COMPRESSION TYPE;800 AMP PALM;TO SUIT 19/3.75 AAC CABLE;EPJT-PLUTO-TN4-30;REFER ENERGEX DWG LOSTD-EC010-03; | PLP AUST | PREFORMED LINE PRODUCTS (AUST) | EPJT-PLUTO-TN4-30 | CURRENT
000018328 | TERMINAL,LUG | ANGLE = 45 DEG;ALUMINIUM COMPRESSION TYPE;800 AMP PALM;TO SUIT 19/3.75 AAC CABLE;REFER ENERGEX DWG EC010-03; PACK OF 1; WEIGHT OF PACK 0.4 KG; | PLP AUST | PREFORMED LINE PRODUCTS (AUST) | EPJT-PLUTO-TN4-45 | CURRENT
000018328 | TERMINAL,LUG | ANGLE = 45 DEG;ALUMINIUM COMPRESSION TYPE;800 AMP PALM;TO SUIT 19/3.75 AAC CABLE;REFER ENERGEX DWG EC010-03; PACK OF 1; WEIGHT OF PACK 0.4 KG; | ENERGEX | ENERGEX | ANGLE 45 DEG 19/3.75 | CURRENT
000018329 | TERMINAL,LUG | ANGLE = 60 DEG;ALUMINIUM COMPRESSION TYPE;800 AMP PALM;TO SUIT 19/3.75 AAC CABLE;REFER ENERGEX DWG LOSTD-EC010-03; PAR;WEIGHT OF PACK 0.4 KG; | PLP AUST | PREFORMED LINE PRODUCTS (AUST) | EPJT-PLUTO-TN4-60 | CURRENT
000018329 | TERMINAL,LUG | ANGLE = 60 DEG;ALUMINIUM COMPRESSION TYPE;800 AMP PALM;TO SUIT 19/3.75 AAC CABLE;REFER ENERGEX DWG LOSTD-EC010-03; PAR;WEIGHT OF PACK 0.4 KG; | ENERGEX | ENERGEX | ANGLE 60 DEG 19/3.75 | CURRENT
000018330 | TERMINAL,LUG | ANGLE = 90 DEG;ALUMINIUM COMPRESSION TYPE;800 AMP PALM;TO SUIT 19/3.75 AAC CABLE;REFER ENERGEX DWG LOSTD-EC010-03; EPJT-PLUTO-TN4-90; | PLP AUST | PREFORMED LINE PRODUCTS (AUST) | EPJT-PLUTO-TN4-90 | CURRENT
000018330 | TERMINAL,LUG | ANGLE = 90 DEG;ALUMINIUM COMPRESSION TYPE;800 AMP PALM;TO SUIT 19/3.75 AAC CABLE;REFER ENERGEX DWG LOSTD-EC010-03; EPJT-PLUTO-TN4-90; | ENERGEX | ENERGEX | ANGLE 90 DEG 19/3.75 | CURRENT
000018331 | CONNECTOR,BUSBAR | ALUMINIUM;END CONNECTOR;HORIZONTAL PALM;2000 AMP PALM;WELDED TO BUSBAR;TO SUIT 80 MM & 100 MM ALUMINIUM BUSBAR; REFER ENERGEX DWG LOSTD-EC011-01; | GLOBAL | GLOBAL MANUFACTURING GROUP | ENERGEX-LOSTD-EC011-01 | PURCHASE AS REQUIRED
000018332 | CONNECTOR,BUSBAR | ALUMINIUM;END CONNECTOR;HORIZONTAL PALM;WELDED TO BUSBAR;TO SUIT 40 MM BUSBAR;REFER ENERGEX DWG LOSTD-EC011-02 ; | ENERGEX | ENERGEX | END CONNECTOR 800 AMP | PURCHASE AS REQUIRED
000018333 | CONNECTOR,BUSBAR | ALUMINIUM;END CONNECTOR;HORIZONTAL PALM;WELDED TO BUSBAR;50 MM X 50 MM CENTRES ON PALM;TO SUIT 80 MM & 100 MM ALUMINIUM BUSBAR;REFER ENERGEX DWG | GLOBAL | GLOBAL MANUFACTURING GROUP | ENERGEX-LOSTD-EC011-03 | PURCHASE AS REQUIRED
000018334 | CONNECTOR,BUSBAR | ALUMINIUM;END CONNECTOR;HORIZONTAL PALM; WELDED TO BUSBAR;50 MM X 50 MM CENTRES ON PALM;BUSBAR HEIGHT 185 MM;TO SUIT 80 MM & 100 MM ALUMINIUM BUSBAR;REFER | ENERGEX | ENERGEX | END CONNECTOR 50 X 50 | PURCHASE AS REQUIRED
000018335 | CONNECTOR,BUSBAR | ALUMINIUM;END CONNECTOR;VERTICAL PALM; 165 MM LG X 60 MM W;WELDED TO BUSBAR; 50 MM X 50 MM CENTRES ON PALM;TO SUIT 40 MM ALUMINIUM BUSBAR;REFER ENERGEX | ENERGEX | ENERGEX | END CONNECTOR VERTICAL | PURCHASE AS REQUIRED
000018337 | BUSBAR | BUSBAR TERMINATION SUPPORT;ALUMINIUM; SLIDING;1600 AMP;TO SUIT 110/132 KV DISCONNECTORS;TO SUIT 80 MM ALUMINIUM BUSBAR;REFER ENERGEX DWG LOSTD-EC013-01; | ENERGEX | ENERGEX | TERMINATION BUSBAR | PURCHASE AS REQUIRED
000018338 | BUSBAR | BUSBAR TERMINATION SUPPORT;ALUMINIUM; SLIDING;1600 AMP;TO SUIT 110/132 KV DISCONNECTORS (AEM);60 MM X 60 MM CENTRE SUIT 80 MM ALUMINIUM BUSBAR;REFER | GLOBAL | GLOBAL MANUFACTURING GROUP | ENERGEX-LOSTD-EC013-02 | PURCHASE AS REQUIRED
000018339 | BUSBAR | BUSBAR TERMINATION SUPPORT;ALUMINIUM; FIXED;2000 AMP PALM;VERTICAL TYPE;TO SUIT 80 MM ALUMINIUM BUSBAR;REFER ENERGEX DWG LOSTD-EC014-01; | ENERGEX | ENERGEX | TERMINATION SUPPORT FIXED | PURCHASE AS REQUIRED
000018340 | BUSBAR | BUSBAR TERMINATION SUPPORT;ALUMINIUM; FIXED;60 MM X 60 MM CENTRES ON PALM; VERTICAL TYPE;TO SUIT 80 MM & 100 MM ALUMINIUM BUSBAR;REFER ENERGEX DWG | ENERGEX | ENERGEX | TERMINATION SUPPORT | PURCHASE AS REQUIRED
000018341 | BUSBAR | BUSBAR JOINT SLEEVE 70 MM O/D;ALUMINIUM ;FOR WELDED JOINTS ON ALUMINIUM BUSBAR; TO SUIT 80 MM X 4 MM TUBULAR BUSBAR; 300 MM LG;DIMENSION X = 28 MM;TYPE 1; | ENERGEX | ENERGEX | JOINT SLEEVE | PURCHASE AS REQUIRED
000018342 | BUSBAR | BUSBAR JOINT SLEEVE;ALUMINIUM;FOR WELDED JOINTS ON ALUMINIUM BUSBARS;TO SUIT 40 MM X 3 MM TUBULAR BUSBAR;300 MM LG; DIMESION X = 22 MM;TYPE 2;REFER ENERGEX | ENERGEX | ENERGEX | BUSBAR JOINT SLEEVE | PURCHASE AS REQUIRED
000018343 | BUSBAR | BUSBAR JOINT SLEEVE;ALUMINIUM;FOR WELDED JOINTS ON ALUMINIUM BUSBAR;TO SUIT 100 MM X 3 MM TUBULAR BUSBAR;300 MM LG; DIMESION X = 22 MM;TYPE 3;REFER ENERGEX | ENERGEX | ENERGEX | JOINT SLEEVE | PURCHASE AS REQUIRED
000018344 | BUSBAR | BUSBAR JOINT SLEEVE;ALUMINIUM;FOR WELDED JOINTS ON ALUMINIUM BUSBAR;TO SUIT 100 MM X 4 MM TUBULAR BUSBAR;300 MM LG; DIMESION X 28 MM;TYPE 4;REFER ENERGEX | ENERGEX | ENERGEX | JOINT SLEEVE | PURCHASE AS REQUIRED
000018345 | BUSBAR | BUSBAR JOINTSLEEVE;ALUMINIUM;FOR WELDED JOINTS ON ALUMINIUM BUSBAR;TO SUIT 125 MM X 6 MM TUBULAR BUSBAR;300 MM LG; DIMESION X = 33 MM;TYPE 5;REFER ENERGEX | ENERGEX | ENERGEX | JOINT SLEEVE | PURCHASE AS REQUIRED
000018346 | BUSBAR | BUSBAR JOINT PLATE;ALUMINIUM;FOR 90 DEG WELDED JOINTS ON ALUMINIUM BUSBAR;TO SUIT 125 MM X 6 MM TUBULAR BUSBAR;REFER ENERGEX DWG LOSTD-EC016-02; | ENERGEX | ENERGEX | JOINT PLATE | PURCHASE AS REQUIRED
000018347 | BUSBAR | BUSBAR SUPPORT;A FRAME;ALUMINIUM;BIPOD ARRANGEMENT;TO SUIT 80 MM ALUMINIUM BUSBAR;CAST ALUMINIUM SECTIONS 1 OFF ITEM A,2 OFF ITEM B;FOR WELDING TO | GLOBAL | GLOBAL MANUFACTURING GROUP | ENERGEX-LOSTD-EC017-01 | PURCHASE AS REQUIRED
000018348 | BUSBAR | BUSBAR EARTHING POINT ATTACHMENT; ALUMINIUM;TO SUIT ALUMINIUM BUSBAR;FOR WELDING TO BUSBAR ON SITE;REFER ENERGEX DWG LOSTD-EC018-01 | GLOBAL | GLOBAL MANUFACTURING GROUP | ENERGEX-LOSTD-EC018-01 | PURCHASE AS REQUIRED
000018349 | BUSBAR | BUSBAR SUPPORT;ALUMINIUM;FIXED BUSBAR;TO SUIT 33 KV INSULATORS;WELDED TO BUSBAR TO SUIT 125 MM ALUMINIUM BUSBAR;REFER ENERGEX DWG LOSTD-EC020-01; | ENERGEX | ENERGEX | BUSBAR SUPPORT | PURCHASE AS REQUIRED
000018350 | CONNECTOR,BUSBAR | ALUMINIUM;TEE-OFF;3150 AMP PALM;WELDED TO BUSBAR;TO SUIT 125 MM ALUMINIUM BUSBAR;REFER ENERGEX DWG LOSTD-EC022-01; PACK OF 6; | GLOBAL | GLOBAL MANUFACTURING GROUP | ENERGEX-LOSTD-EC022-01 | PURCHASE AS REQUIRED
000018351 | CONNECTOR,BUSBAR | ALUMINIUM;END CONNECTOR;HORIZONTAL PALM; 3150 AMP PALM;WELDED TO BUSBAR;TO SUIT 125 MM ALUMINIUM BUSBAR;REFER ENERGEX DWG LOSTD-EC023-01;PACK OF 30; | GLOBAL | GLOBAL MANUFACTURING GROUP | ENERGEX-LOSTD-EC023-01 | PURCHASE AS REQUIRED
000018352 | BUSBAR | BUSBAR SUPPORT;ALUMINIUM;SLIDING BUSBAR; ROLLER TYPE;TO SUIT 33 KV INSULATORS;TO SUIT 125 MM ALUMINIUM BUSBAR;REFER ENERGEX DWG LOSTD-EC021-01;PACK OF 3; | GLOBAL | GLOBAL MANUFACTURING GROUP | ENERGEX-LOSTD-EC021-01 | PURCHASE AS REQUIRED
000018353 | CONNECTOR,BUSBAR | ALUMINIUM;CABLE TEE CONNECTOR;HALF TEE- OFF;800 AMP PALM;COMPRESSION;SINGLE CABLE TEE-OFF;TO SUIT 37/3.75 AAC ALUMINIUM CABLE;REFER ENERGEX DWG LOSTD- | ENERGEX | ENERGEX | CABLE TEE CONNECTOR | PURCHASE AS REQUIRED
000018355 | CONNECTOR,BUSBAR | ALUMINIUM;END CONNECTOR;VERTICAL PALM; 3150 AMP PALM;WELDED TO BUSBAR;TO SUIT 125 MM ALUMINIUM BUSBAR;REFER ENERGEX DWG LOSTD-EC023-02; | ENERGEX | ENERGEX | VERTICAL PALM | STRATEGIC SPARE
000018356 | BUSBAR | BUSBAR SUPPORT;ALUMINIUM;SLIDING BUSBAR; ROLLER TYPE;TO SUIT 33 KV DISCONNECTORS; TO SUIT 125 MM O.D. ALUMINIUM BUSBAR; 2500 AMP;REFER ENERGEX DWG LOSTD- | ENERGEX | ENERGEX | SLIDING BUSBAR 33 KV | PURCHASE AS REQUIRED
000018357 | CONNECTOR,BUSBAR | ALUMINIUM;TEE-OFF;1250 AMP PALM;WELDED TO BUSBAR;TO SUIT 125 MM O.D. ALUMINIUM BUSBAR;REFER ENERGEX DWG LOSTD-EC025-01; | ENERGEX | ENERGEX | TEE-OFF 1250 AMP | PURCHASE AS REQUIRED
000018358 | BUSBAR | BUSBAR SUPPORT;ALUMINIUM;SLIDING BUSBAR; ROLLER TYPE;TO SUIT 110/132 KV INSULATOR ;TO SUIT 100 MM O.D. ALUMINIUM BUSBAR; REFER ENERGEX DWG LOSTD-EC026-01; | ENERGEX | ENERGEX | SLIDING BUSBAR 100 MM OD | PURCHASE AS REQUIRED
000018359 | BUSBAR | BUSBAR SUPPORT;ALUMINIUM;FIXED BUSBAR;TO SUIT 110/132 KV INSULATORS;WELDED TO BUSBAR;TO SUIT 100 MM O.D. ALUMINIUM BUSBAR;REFER ENERGEX DWG LOSTD-EC026-02; | ENERGEX | ENERGEX | FIXED BUSBAR | PURCHASE AS REQUIRED
000018360 | BUSBAR | BUSBAR SUPPORT;ALUMINIUM;SLIDING BUSBAR; ROLLER TYPE;TO SUIT 33 KV INSULATORS;TO SUIT 100 MM ALUMINUM BUSBAR;REFER ENERGEX DWG LOSTD-EC026-03;PACK OF 3; | GLOBAL | GLOBAL MANUFACTURING GROUP | ENERGEX-LOSTD-EC026-03 | PURCHASE AS REQUIRED
000018361 | BUSBAR | BUSBAR SUPPORT;ALUMINIUM;FIXED BUSBAR; TO SUIT 33 KV INSULATORS;WELDED TO BUSBAR;TO SUIT 100 MM O.D. ALUMINIUM BUSBAR;REFER ENERGEX DWG LOSTD-EC026-04; | GLOBAL | GLOBAL MANUFACTURING GROUP | ENERGEX-LOSTD-EC026-04 | PURCHASE AS REQUIRED
000018362 | BUSBAR | BUSBAR SUPPORT;ALUMINIUM;SLIDING BUSBAR; ROLLER TYPE;TO SUIT 132 KV DISCONNECTORS ;TO SUIT 100 MM ALUMINIUM BUSBAR;REFER ENERGEX DWG LOSTD-EC026-05;PACK OF 6; | GLOBAL | GLOBAL MANUFACTURING GROUP | ENERGEX-LOSTD-EC026-05 | PURCHASE AS REQUIRED
000018363 | BUSBAR | BUSBAR SUPPORT;ALUMINIUM;EXPANSION TYPE; 1600 AMP;TO SUIT 110/132 KV INSULATORS; TO SUIT 100 MM O.D. ALUMINIUM BUSBAR; REFER ENERGEX DWG LOSTD-EC027-01; | ENERGEX | ENERGEX | EXPANSION TYPE | PURCHASE AS REQUIRED
000018364 | BUSBAR | BUSBAR SUPPORT;ALUMINIUM;SLIDING BUSBAR; ROLLER TYPE;1600 AMP;TO SUIT 110/132 KV DISCONNECTORS;TO SUIT 100 MM ALUMINIUM BUSBAR;REFER ENERGEX DWG LOSTD-EC028-01; | ENERGEX | ENERGEX | SLIDING BUSBAR | PURCHASE AS REQUIRED
000018365 | BUSBAR | BUSBAR SUPPORT;ALUMINIUM;FLEXIBLE CONNECTOR;1600 AMP;TO SUIT 110/132 KV DISCONNECTORS 37/3.75 AAC ALUMINIUM CABLE;REFER ENERGEX DWG LOSTD-EC028-02; | GLOBAL | GLOBAL MANUFACTURING GROUP | ENERGEX-LOSTD-EC028-02 | PURCHASE AS REQUIRED
000018366 | BUSBAR | BUSBAR SUPPORT;ALUMINIUM;FLEXIBLE CONNECTOR;1600 AMP;TO SUIT 33 KV DISCONNECTORS 37/3.75 AAC ALUMINIUM CABLE;REFER ENERGEX DWG LOSTD-EC028-03; | ENERGEX | ENERGEX | FLEXIBLE CONNECTOR 33 KV | PURCHASE AS REQUIRED
000018367 | BUSBAR | BUSBAR JOINT OFFSET;ALUMINIUM;OFFSET STRAIGHT WELDED JOINTS ON ALUMINIUM BUSBAR;REFER ENERGEX DWG LOSTD-EC029-01; | ENERGEX | ENERGEX | JOINT OFFSET | PURCHASE AS REQUIRED
000018369 | BUSBAR | BUSBAR END PLATE;ALUMINIUM;FOR USE ON ALUMINIUM BUSBAR;BLANKING END PLATE;TO SUIT 125 MM TUBULAR BUSBAR;TYPE 1;REFER ENERGEX DWG LOSTD-EC031-01; | ENERGEX | ENERGEX | BUSBAR END PLATE | PURCHASE AS REQUIRED
000018370 | BUSBAR | BUSBAR END PLATE;ALUMINIUM;FOR USE ON ALUMINIUM BUSBAR;BLANKING END PLATE;TO SUIT 100 MM TUBULAR BUSBAR;TYPE 2;REFER ENERGEX DWG LOSTD-EC031-01;PACK OF1; | PLP AUST | PREFORMED LINE PRODUCTS (AUST) | BBEC-120-PLP | PURCHASE AS REQUIRED
000018371 | BUSBAR | BUSBAR END PLATE;ALUMINIUM;FOR USE ON ALUMINIUM BUSBAR;BLANKING END PLATE;TO SUIT 80 MM TUBULAR BUSBAR;TYPE 3;REFER ENERGEX DWG LOSTD-EC031-01;PACK OF 9; | GLOBAL | GLOBAL MANUFACTURING GROUP | ENERGEX-LOSTD-EC031-01-03 | PURCHASE AS REQUIRED
000018372 | BUSBAR | BUSBAR END PLATE;ALUMINIUM;FOR USE ON ALUMINIUM BUSBAR;BLANKING END PLATE;TO SUIT 40 MM TUBULAR BUSBAR;TYPE 4;REFER ENERGEX DWG LOSTD-EC031-01; | ENERGEX | ENERGEX | BUSBAR END PLATE TYPE 4 | PURCHASE AS REQUIRED
000018373 | TERMINAL,LUG | STRAIGHT PALM TYPE;ALUMINIUM COMPRESSION STRAIGHT TYPE;1000 AMP PALM;TO SUIT 37/3.00 AAC CABLE;REFER ENERGEX DWG LOSTD-EC032-01;PACK OF 1; | PLP AUST | PREFORMED LINE PRODUCTS (AUST) | CTA-210-12311 | CURRENT
000018373 | TERMINAL,LUG | STRAIGHT PALM TYPE;ALUMINIUM COMPRESSION STRAIGHT TYPE;1000 AMP PALM;TO SUIT 37/3.00 AAC CABLE;REFER ENERGEX DWG LOSTD-EC032-01;PACK OF 1; | TYCO | TYCO | HL618SC7Q | CURRENT
000018373 | TERMINAL,LUG | STRAIGHT PALM TYPE;ALUMINIUM COMPRESSION STRAIGHT TYPE;1000 AMP PALM;TO SUIT 37/3.00 AAC CABLE;REFER ENERGEX DWG LOSTD-EC032-01;PACK OF 1; | ENERGEX | ENERGEX | STRAIGHT PALM TYPE 1000 AMP | CURRENT
000018374 | TERMINAL,LUG | FLAT PALM;ALUMINIUM;BUSBAR CONNECTOR; 4 X 18 MM HOLES,60 MM CENTRES;TO SUIT MTG ON 110/132 KV INSULATORS;REFER ENERGEX DWG LOSTD-EC033-01; | ENERGEX | ENERGEX | TERMINAL PALM | PURCHASE AS REQUIRED
000018375 | TERMINAL,LUG | FLAT PALM;ALUMINIUM;BUSBAR CONNECTOR; 4 X 14 MM HOLES,60 MM CENTRES;TO SUIT MTG ON 110/132 KV INSULATORS;REFER ENERGEX DWG LOSTD-EC033-02; | ENERGEX | ENERGEX | FLAT PALM 110/132 KV | PURCHASE AS REQUIRED
000018376 | TERMINAL,LUG | FLAT PALM;ALUMINIUM;BUSBAR CONNECTOR;TO SUIT 110/132 KV SURGE ARRESTORS;REFER ENERGEX DWG LOSTD-EC035-01; | ENERGEX | ENERGEX | FLAT PALM SURGE ARRESTOR | PURCHASE AS REQUIRED
000018379 | BOLT,U. | STEEL;GALV;M10;ISO M;65 MM LG;35 MM W; C/W 2 GALV HEX NUTS,2 GALV SPRING WASHERS;CLAMP PLATE CP5;ASSEMBLY ITEM U6 ;REFER ENERGEX DWG LOSTD-FX004-06; | ENERGEX | ENERGEX | 65 MM LG | PURCHASE AS REQUIRED
000018387 | BOLT,U. | STEEL;GALV;M10;ISO M;170 MM LG;66 MM W; C/W 2 GALV HEX NUTS,2 GALV SPRING WASHERS;CLAMP PLATE CP1;ASSEMBLY ITEM UB14;REFER ENERGEX DWG LOSTD-FX004-14; | ENERGEX | ENERGEX | 170 MM LG,66 MM W | PURCHASE AS REQUIRED
000018399 | MESH,BARRICADE | EXPANDED METAL MESH;ALUMINIUM;1200 MM LG ,2400 MM W;EXPAMET TYPE 07-10A; | EXPAMET | EXPAMET PTY LTD | 07-10A | PURCHASE AS REQUIRED
000018402 | SWITCH,ROTARY | 10 AMP;SINGLE POLE;SURFACE MTG;LESS ENCLOSURE;COLOUR WHITE;PACK OF 1; | CNWPL | CNW PL - SLACKS CREEK | CLI56SW110LERW | PURCHASE AS REQUIRED
000018402 | SWITCH,ROTARY | 10 AMP;SINGLE POLE;SURFACE MTG;LESS ENCLOSURE;COLOUR WHITE;PACK OF 1; | CLIPSAL | GERARD INDUSTRIES QLD DIVSN P/L | CLI56SW110LERW | PURCHASE AS REQUIRED
000018403 | LID,BOX | MTG ENCLOSURE LID;UV STABILISED POLYCARBONATE;192 MM LG X 95 MM W;2 GANG ;COLOUR WHITE;PACK OF 1; | REXEL | REXEL PTY LTD | CLI56L2RW | PURCHASE AS REQUIRED
000018403 | LID,BOX | MTG ENCLOSURE LID;UV STABILISED POLYCARBONATE;192 MM LG X 95 MM W;2 GANG ;COLOUR WHITE;PACK OF 1; | CLIPSAL | GERARD INDUSTRIES QLD DIVSN P/L | CLI56L2RW | PURCHASE AS REQUIRED
000018405 | RELAY,ELECTROMAGNETIC | 125V DC, Coil, 15 N/O HR Contacts, 5 N/C HR Contacts, 1 HR Flag, Size 4 Modular Case, IEC255, High Speed | RMS | RELAY MONITORING SYSTEMS PL | 2HSM514D2-E-15M5B-4M56-S1 | CURRENT
000018406 | COMPOUND CLEANING,SOLVENT | POWER CLEAN;DEGREASING DETERGENT; MILDLY ALAKLINE;LOW FOAMING;WATER BASED; ORGANIC SOLVENT;USED TO REMOVE FATS, GREASES,PETROLEUM OILS & SOLVENTS,IN | ENERGYNW | THE ENERGY NETWORK | RPC 15 | CURRENT
000018406 | COMPOUND CLEANING,SOLVENT | POWER CLEAN;DEGREASING DETERGENT; MILDLY ALAKLINE;LOW FOAMING;WATER BASED; ORGANIC SOLVENT;USED TO REMOVE FATS, GREASES,PETROLEUM OILS & SOLVENTS,IN | TEN | THE ENERGY NETWORK | RPC15 | CURRENT
000018408 | RACK,CABLE | 90 DEG BEND;300 MM INNER RADIUS; 150 MM W;SUIT NEMA 12B;PACK OF 1,PACK WEIGHT 2.0 KG; | EZYSTRUT | EZYSTRUT CABLE & PIPE SUPPORTS | N1B1503H | CURRENT
000018409 | CHANNEL,STRUCTURAL | STEEL;GALV,HOT DIPPED;41.3 MM W; 82.6 MM H;6 M LENGTHS;PACK WEIGHT 31.08 KG; | EZYSTRUT | EZYSTRUT CABLE & PIPE SUPPORTS | E1001H | CURRENT
000018413 | BAR,METAL | CLAMP PLATE;STEEL;GALV;75 MM LG;32 MM W; 12 MM THK;C/W 2 X 12 MM HOLES AT 45 MM CENTRES;ITEM CP5;U/W STOCK CODE 18379; REFER ENERGEX DWG LOSTD-FX007-05; | DRAWING | DRAWING NO | LOSTD-FX007-05 | PURCHASE AS REQUIRED
000018416 | FRAME,MOUNTING | SUPPORT;STEEL;GALV HOT DIPPED;FOR 11 KV SF6 RING MAIN SWITCHGEAR;3 UNITS 630 AMP FLUOKIT;REFER ENERGEX DWG LOSTD-ST018-02 ; | ENERGEX | ENERGEX | FRAME SUPPORT | PURCHASE AS REQUIRED
000018417 | BAR,METAL | AL;6 MM THK GDE 6060;FOR NEUTRAL EARTHING REACTOR;INSULATOR FIXING LUG; REFER ENERGEX DWG LOSTD-ST024-02; | ENERGEX | ENERGEX | FIXING LUG | CURRENT
000018419 | BOLT,HOOK | BOLT;M16,150MM,STL,GALV,ISO M,ITEMS TO B BOLT,HOOK STEEL;GALV;M16;ISO M;150 MM LG ;76 MM W HOOK;C/W HEX NUT & SPRING WASHE R;ITEMS TO BE SUPPLIED ASSEMBLED;ASSEMBL | ERGON | ERGON ENERGY | BOLT,HOOK | CURRENT
000018433 | SUPPORT | ANGLE STEEL;GALV;1200 MM LG;100 MM 75 MM ANGLE;WITH SLOTS & HOLES AS PER DWG ST001-01;U/W RMU'S; | ENERGEX | ENERGEX | 100 X 75 MM ANGLE | PURCHASE AS REQUIRED
000018434 | SUPPORT | Angle, Steel, Hot Dip Galv, suit RMU's, for 900 x 900 Box Culvert c/w 2 Bolts per Support in a box, Slots & Holes as per Dwg, Tied as Pairs, Pack of 2 | HAYMAN | HAYMANS INDUSTRIES PTY LTD | 18434 | CURRENT
000018434 | SUPPORT | Angle, Steel, Hot Dip Galv, suit RMU's, for 900 x 900 Box Culvert c/w 2 Bolts per Support in a box, Slots & Holes as per Dwg, Tied as Pairs, Pack of 2 | MEFCO | MEFCO AUSTRALIA PTY LTD SUNSHINE VIC | 18434 | CURRENT
000018435 | SUPPORT | ANGLE STEEL;GALV;900 MM LG;100 MM X 75 MM ANGLE;WITH HOLES AS PER DWG ST001-03;U/W RMU'S;PACK OF 1,PALLET OF 5 ,PALLET WEIGHT 64 KG; | HAYMAN | HAYMANS INDUSTRIES PTY LTD | 18435 | PURCHASE AS REQUIRED
000018435 | SUPPORT | ANGLE STEEL;GALV;900 MM LG;100 MM X 75 MM ANGLE;WITH HOLES AS PER DWG ST001-03;U/W RMU'S;PACK OF 1,PALLET OF 5 ,PALLET WEIGHT 64 KG; | GLOBAL | GLOBAL MANUFACTURING GROUP | ENERGEX-LOSTD-ST001-03 | PURCHASE AS REQUIRED
000018436 | FRAME,MOUNTING | SUPPORT;STEEL;GALV HOT DIPPED;FOR 110/ 132 KV 3 PHASE DISCONNECTOR & EARTH SWITCH OPERATING MECHANISM (ABB C90/89); REFER ENERGEX DWG LOSTD-ST002-01; | ENERGEX | ENERGEX | FRAME SUPPORT | PURCHASE AS REQUIRED
000018437 | FRAME,MOUNTING | SUPPORT;STEEL;GALV HOT DIPPED;FOR 11 KV POLE MTG CAPACITOR BANK;(300-1200 KVAR); REFER ENERGEX DWG LOSTD-ST003-01; | ENERGEX | ENERGEX | SUPPORT 11 KV | PURCHASE AS REQUIRED
000018438 | FRAME,MOUNTING | SUPPORT;STEEL;GALV HOT DIPPED;FOR WALL MTG SHELF TYPE 1;600 MM LG;REFER ENERGEX DWG LOSTD-ST004-01; | ENERGEX | ENERGEX | WALL MTG TYPE 1 | PURCHASE AS REQUIRED
000018439 | RUNG,INDIVIDUAL-RUNG LADDER. | STEP RUNG;STEEL;GALV HOT DIPPED; INDIVIDUAL STEP RUNG FOR PIT LADDER; REFER ENERGEX DWG LOSTD-ST005-01; | ENERGEX | ENERGEX | LADDER RUNG | PURCHASE AS REQUIRED
000018440 | ANCHOR,PULLING EYE | STEEL;GALV HOT DIPPED;15/33 KN PULLING EYE ANCHOR;REFER ENERGEX DWG LOSTD- ST006-01;PACK OF 1; | HAYMAN | HAYMANS INDUSTRIES PTY LTD | 18440 | CURRENT
000018440 | ANCHOR,PULLING EYE | STEEL;GALV HOT DIPPED;15/33 KN PULLING EYE ANCHOR;REFER ENERGEX DWG LOSTD- ST006-01;PACK OF 1; | GREATWST |  | 18440 | CURRENT
000018441 | STRIP,METAL | STEEL;GALV,HOT DIPPED;ANTI CLIMB; 2400 MM LG;76 MM W;1.63 MM THK;REFER ENERGEX DWG LOSTD-ST008-01; | ENERGEX | ENERGEX | ANTI CLIMB | PURCHASE AS REQUIRED
000018442 | POLE,LIGHTNING MAST | SPIRE;STEEL;HOT DIPPED GALV;2000 MM LG; U/W STOCK CODE 05645;PACK OF 10,PALLET WEIGHT 108 KG; | HAYMAN | HAYMANS INDUSTRIES PTY LTD | 18442 | CURRENT
000018442 | POLE,LIGHTNING MAST | SPIRE;STEEL;HOT DIPPED GALV;2000 MM LG; U/W STOCK CODE 05645;PACK OF 10,PALLET WEIGHT 108 KG; | GLOBAL | GLOBAL MANUFACTURING GROUP | ENERGEX-LOSTD-ST009-01 | CURRENT
000018443 | LADDER AND GUARD RAIL | STEEL:GALV,HOT DIPPED;FOR SUBSTATION BASEMENT;REFEER ENERGEX DWG LOSTD- ST010-01; | ENERGEX | ENERGEX | LADDER & RAIL | PURCHASE AS REQUIRED
000018444 | BRACKET,MOUNTING | SURGE ARRESTOR MTG BRACKET;STEEL; GALV HOT DIPPED;FOR 110/132 KV ARRESTORS ;REFER ENERGEX DWG LOSTD-ST011-01; PALLET OF 5,PACK WEIGHT 41 KG; | GLOBAL | GLOBAL MANUFACTURING GROUP | ENERGEX-LOSTD-ST011-01 | PURCHASE AS REQUIRED
000018446 | FRAME,MOUNTING | SUPPORT;STEEL;GALV HOT DIPPED;FOR 110/132 KV DISCONNECTOR 1 X 3 PH NGK STANGER DISCONNECTOR;REFER ENERGEX DWG LOSTD-ST013-01; | ENERGEX | ENERGEX | FRAME SUPPORT | PURCHASE AS REQUIRED
000018447 | FRAME,MOUNTING | SUPPORT;STEEL;GALV HOT DIPPED;FOR 110/132 KV DISCONNECTOR EARTHING SWITCH NGK STANGER DISCONNECTOR;REFER ENERGEX DWG LOSTD-ST013-02; | ENERGEX | ENERGEX | SUPPORT FRAME | PURCHASE AS REQUIRED
000018448 | FRAME,MOUNTING | SUPPORT;STEEL;GALV HOT DIPPED;FOR 110/132 KV INSULATORS & SURGE ARRESTORS 3 X 1 PH;DIMENSION X = 2600 MM;C/W 2 SUPPORT BEAMS,1 CROSSARM;BAG OF NUTS | ENERGEX | ENERGEX | SUPPORT FRAME | PURCHASE AS REQUIRED
000018449 | ADAPTOR | PLATE;STEEL;GALV HOT DIPPED;FOR 110/132 KV INSULATORS TYPE 1;DIMENSION X = 200 MM;REFER ENERGEX DWG LOSTD-ST015-01; PACK OF 1; | HAYMAN | HAYMANS INDUSTRIES PTY LTD | 18449 | CURRENT
000018449 | ADAPTOR | PLATE;STEEL;GALV HOT DIPPED;FOR 110/132 KV INSULATORS TYPE 1;DIMENSION X = 200 MM;REFER ENERGEX DWG LOSTD-ST015-01; PACK OF 1; | LIVINGST | LIVINGSTONE ENGINEERING | 18449 | CURRENT
000018452 | RELAY,ELECTRONIC | NOVAR N315 CONTROLLER;6 STAGES;110 V AC; 5 AMP;3 PHASE; | ALSTOM | ALSTOM GRID AUSTRALIA LIMITED | NOVAR N31561105CYBA | PURCHASE AS REQUIRED
000018453 | RESISTOR | SIEMENS VARISTOR;METAL OXIDE;275 V; 6500 AMP; | FARNELL | FARNELL DISTRIBUTORS - ELEMENT 14 | 1004390 | CURRENT
000018453 | RESISTOR | SIEMENS VARISTOR;METAL OXIDE;275 V; 6500 AMP; | SIEMENS | SIEMENS LTD | 1004363 | CURRENT
000018454 | TRANSFORMER,VOLTAGE | 240/110 V;25 VA;SCREW TERMINALS;47 MM H, 65 MM W,65 MM LG; | ATCO | ATCO CONTROLS PTY LTD | AT110/25 VA | PURCHASE AS REQUIRED
000018455 | CONNECTOR,BUSBAR | 50 MM TUBE TO 50 MM TUBE;STRAIGHT CONNECTOR;COPPER;PACK OF 1; | PLP AUST | PREFORMED LINE PRODUCTS (AUST) | D-ST85 | PURCHASE AS REQUIRED
000018457 | CONNECTOR,BUSBAR | 50 MM TUBE TO FLAT PALM;50 MM X 50 MM HOLE CENTRES;COPPER;PACK OF 1; | PLP AUST | PREFORMED LINE PRODUCTS (AUST) | D-BT50-50 | CURRENT
000018458 | CONNECTOR,BUSBAR | PALM TO CABLE;240 SQ MM TO 400 SQ MM CABLE,UNDRILLED;COPPER;PACK OF 1; | PLP AUST | PREFORMED LINE PRODUCTS (AUST) | D-TL5U | CURRENT
000018459 | CLAMP,TERMINAL,ELECTRICAL CONNECTOR | INSULATION PIERCING;2 PIECE EXTRUDED ALUMINIUM ALLOY,GDE 1350 - F;100 MM LG; 44 MM OD;C/W 4 SHEAR BOLTS;FOR CONNECTION TO 11 KV CCT (SC 16010);U/W | DULMISON | DULMISON (AUST) PTY LTD | CCIPC11120 | CURRENT
000018460 | MODIFICATION KIT | Streetlight Terminal Panel UMS, Red PVC Cable 6mm2 x 250mm, Grn/Ylw PVC Cable 6mm2 x 80mm, CB 16A C-Curve 6kA, Rail Mount Term Block, 35mm2 Max.Cable, 3-Way | FLOWLINE | FLOWLINE INDUSTRIES PTY LTD | ESQ074 | CURRENT
000018461 | JOINT,ELECTRICAL POWER CABLE | 11 KV;STANDARD MIRP JOINT KIT;FOR UP TO 300 SQ MM TO 300 SQ MM SCREENED PLY CABLE INCLUDING B & H HVBRM225PUTC CONNECTORS;PACK OF 1,PACK SIZE 350 X | SICAME | SICAME AUSTRALIA PTY LTD | WTH52462-68 | CURRENT
000018461 | JOINT,ELECTRICAL POWER CABLE | 11 KV;STANDARD MIRP JOINT KIT;FOR UP TO 300 SQ MM TO 300 SQ MM SCREENED PLY CABLE INCLUDING B & H HVBRM225PUTC CONNECTORS;PACK OF 1,PACK SIZE 350 X | SICAME | SICAME AUSTRALIA PTY LTD | MIRP-18461 | CURRENT
000018461 | JOINT,ELECTRICAL POWER CABLE | 11 KV;STANDARD MIRP JOINT KIT;FOR UP TO 300 SQ MM TO 300 SQ MM SCREENED PLY CABLE INCLUDING B & H HVBRM225PUTC CONNECTORS;PACK OF 1,PACK SIZE 350 X | ALSTOM | ALSTOM GRID AUSTRALIA LIMITED | 8AE5500-060 | CURRENT
000018462 | TERMINATION,ELECTRICAL POWER CABLE | 11 KV;TERMINATION KIT;95 SQ MM TO 185 SQ MM PLY NON-ARMOURED CABLE; | ALSTOM | ALSTOM GRID AUSTRALIA LIMITED | 52404-20 | CURRENT
000018464 | CABLE,POWER,ELECTRICAL | 33 KV;95 SQ MM;SINGLE CORE COPPER CONDUCTOR;XLPE INSULATED;HVY DUTY COPPER WIRE SCREEN;PVC INNER LAYER SHEATH & HDPE OUTER LAYER SHEATH;AS1429; | OLEX | OLEX AUSTRALIA PTY LTD | XNHP22AA001CXAA | PURCHASE AS REQUIRED
000018465 | BRACKET,ANGLE | GALV;480 LG OVERALL LGTH;420 FLAT LGTH; 41 MM W;PACK OF 10,PACK WEIGHT 9.80 KG; | EZYSTRUT | EZYSTRUT CABLE & PIPE SUPPORTS | E2452H | CURRENT
000018466 | BRACKET,ANGLE | GALV; BASE PLATE; 150 MM X 150 MM;C/W 4 HOLES 14 MM DIA;PACK OF 12,PACK WEIGHT 6.35 KG; | EZYSTRUT | EZYSTRUT CABLE & PIPE SUPPORTS | E2072AH | CURRENT
000018468 | DISPENSER,HAND CLEANER | VARIO TYPE;WALL MTG;U/W STOCKHAUSEN PRODUCTS,STOCK CODES 16138,16139 & 16140;PACK OF 6,PACK WEIGHT 3.0 KG; | ATOMSUPP | ATOM SUPPLY | HVY2LDP | CURRENT
000018468 | DISPENSER,HAND CLEANER | VARIO TYPE;WALL MTG;U/W STOCKHAUSEN PRODUCTS,STOCK CODES 16138,16139 & 16140;PACK OF 6,PACK WEIGHT 3.0 KG; | ATOMSUPP | ATOM SUPPLY | 9012022 | CURRENT
000018468 | DISPENSER,HAND CLEANER | VARIO TYPE;WALL MTG;U/W STOCKHAUSEN PRODUCTS,STOCK CODES 16138,16139 & 16140;PACK OF 6,PACK WEIGHT 3.0 KG; | ATOMSUPP | ATOM SUPPLY | 110590 | CURRENT
000018469 | BRACKET,ANGLE | CHANNEL CLIP;GALV;57 MM X 41 MM;C/W 2 HOLES 14 MM DIA;90 DEG ANGLE; PACK OF 25,PACK WEIGHT 4.25 KG; | EZYSTRUT | EZYSTRUT CABLE & PIPE SUPPORTS | E1068H | CURRENT
000018470 | SHIELD,EXPANSION | STAINLESS STEEL TRUBOLT;12 MM HOLE DIA; M12 X 80 MM LG;EMBEDMENT DEPTH 60 MM; | STATEWD | STATEWIDE FSTNERS & ENG SPLS PL | RT12080SS | CURRENT
000018471 | LINK,INSULATING | FOR 33 KV AIR BREAK SWITCH DOWNROD;JOINS 32 NB GALV STEEL PIPE;C/W 2 X 60 MM M12 S/STEEL BOLTS & NYLOC NUTS;PACK OF 50, PALLET WEIGHT 36 KG; | HAYMAN | HAYMANS INDUSTRIES PTY LTD | 18471 | CURRENT
000018471 | LINK,INSULATING | FOR 33 KV AIR BREAK SWITCH DOWNROD;JOINS 32 NB GALV STEEL PIPE;C/W 2 X 60 MM M12 S/STEEL BOLTS & NYLOC NUTS;PACK OF 50, PALLET WEIGHT 36 KG; | GLOBAL | GLOBAL MANUFACTURING GROUP | ENERGEX-15169-A1 | CURRENT
000018472 | AMMETER | SCALED 0-500 AMP;U/W 400/5 AMP CT;TYPE 244-01AG ES1MA;AMMETER RESISTANCE 42 OHM ;96 SQ MM;QUADRANT SCALE;U/W INSTRUMENTATION MODULE WITH F/S OUTPUT | CROMPTON | CROMPTON INSTRUMENTS (AUST) PTY LTD | 244-01AG ES1MA RESIST 42 OHM | CURRENT
000018473 | AMMETER | SCALED 0-750 AMP;U/W 600/5 AMP CT;TYPE 244-01AG ES1MA;AMMETER RESISTANCE 42 OHM ;96 SQ MM;QUADRANT SCALE;U/W INSTRUMENTATION MODULE WITH F/S OUTPUT | CROMPTON | CROMPTON INSTRUMENTS (AUST) PTY LTD | 244-01AG ES1MA RESIST 42 OHM | PHASING
000018474 | AMMETER | SCALED 0-1000 AMP;U/W 800/5 AMP CT;TYPE 244-01AG ES1MA;AMMETER RESISTANCE 42 OHM ;96 SQ MM;QUADRANT SCALE;U/W INSTRUMENTATION MODULE WITH F/S OUTPUT | CROMPTON | CROMPTON INSTRUMENTS (AUST) PTY LTD | 244-01AG ES1MA RESIST 42 OHM | STRATEGIC SPARE
000018476 | FRAME,MOUNTING | SUPPORT;STEEL;GALV HOT DIPPED;FOR WALL MTG SHELF TYPE 2;1000 MM LG;REFER ENERGEX DWG LOSTD-ST004-01; | ENERGEX | ENERGEX | SUPPORT FRAME | PURCHASE AS REQUIRED
000018477 | LINK,ELECTRICAL BRIDGING. | 2 WAY BRIDGING LINK;FOR 18 MM THK TERMINAL BLOCK (UTILUX H2607) U/W STOCK CODE 04733;SUPPLIED IN BAGS OF 10 (STRIPS); | UTILUX |  | H2631-10/100 | PHASING
000018489 | ADAPTOR | PLATE;STEEL;GALV HOT DIPPED;FOR 11/33 KV INSULATORS TYPE 9;DIEMENSION X = 50 MM; REFER ENERGEX DWG LOSTD-ST015-03; PACK OF 1; | HAYMAN | HAYMANS INDUSTRIES PTY LTD | 18489 | CURRENT
000018489 | ADAPTOR | PLATE;STEEL;GALV HOT DIPPED;FOR 11/33 KV INSULATORS TYPE 9;DIEMENSION X = 50 MM; REFER ENERGEX DWG LOSTD-ST015-03; PACK OF 1; | LIVINGST | LIVINGSTONE ENGINEERING | 18489 | CURRENT
000018492 | ADAPTOR | PLATE;STEEL;GALV HOT DIPPED;FOR 110/132 KV COOPER OR BOWTHORPE SURGE ARRESTORS; DIEMENSION X = 185 MM;REFER ENERGEX DWG LOSTD-ST015-06;PACK OF 1; | LIVINGST | LIVINGSTONE ENGINEERING | 18492 | PURCHASE AS REQUIRED
000018493 | FRAME,MOUNTING | SUPPORT;STEEL;GALV HOT DIPPED;FOR 110/132 KV SEALING END;1 PH;WITH STRAIN- OFF ATTACHMENT;DIEMENSION X = 3500 MM; REFER ENERGEX DWG LOSTD-ST016-01; | ENERGEX | ENERGEX | FRAME SUPPORT | PURCHASE AS REQUIRED
000018494 | FRAME,MOUNTING | SUPPORT;STEEL;GALV HOT DIPPED;FOR 11 KV SF6 RING MAIN SWITCHGEAR;630 AMP FLUOKIT ;REFER ENERGEX DWG LOSTD-ST018-01; | ENERGEX | ENERGEX | FRAME SUPPORT | PURCHASE AS REQUIRED
000018495 | FRAME,MOUNTING | SUPPORT;STEEL;GALV,HOT DIPPED FOR 33 KV INSULATORS & 33 KV 2 PH VT;REFER ENERGEX DWG LOSTD-ST019-01; | ENERGEX | ENERGEX | FRAME SUPPORT | PURCHASE AS REQUIRED
000018496 | FRAME,MOUNTING | SUPPORT;STEEL;GALV HOT DIPPED;FOR LIGHTING STANDARD 250 MM FIXING CENTRES; M16 BOLT SIZE;REFER ENERGEX DWG LOSTD- ST020-01; | ENERGEX | ENERGEX | FRAME SUPPORT | PURCHASE AS REQUIRED
000018497 | FRAME,MOUNTING | SUPPORT;STEEL;GALV HOT DIPPED;FOR LIGHTING STANDARD 250 MM FIXING CENTRES; TO SUIT 500 W HALOGEN FLOOD- LIGHTS; REFER ENERGEX DWG LOSTD-ST020-02; | ENERGEX | ENERGEX | FRAME SUPPORT | CURRENT
000018498 | FRAME,MOUNTING | SUPPORT;STEEL;GALV HOT DIPPED;FOR 11 KV SHUNT CAPACITOR BANK 1800 KVAR;POLE MTG; REFER ENERGEX DWG LOSTD-ST022-01; | ENERGEX | ENERGEX | FRAME SUPPORT | PURCHASE AS REQUIRED
000018499 | FRAME,MOUNTING | SUPPORT;STEEL;GALV HOT DIPPED;FOR 11 KV SUBSTATION SHUNT CAPICATOR BANK;600-1200 KVAR;POLE MTG;REFER ENERGEX DWG LOSTD- ST022-02; | ENERGEX | ENERGEX | FRAME SUPPORT | PURCHASE AS REQUIRED
000018500 | FRAME,MOUNTING | SUPPORT;STEEL;GALV HOT DIPPED;FOR 33 KV INSULATORS & HEATSHRINK TERMINATIONS; 3 PHASE;DIEMENSION X = 2918 MM;REFER ENERGEX DWG LOSTD-ST023-01; | ENERGEX | ENERGEX | FRAME SUPPORT | PURCHASE AS REQUIRED
000018501 | FRAME,MOUNTING | SUPPORT;STEEL;GALV HOT DIPPED;FOR 33 KV INSULATOR & HEATSHRINK TERMINATION;1 PH; TYPE 1;DIEMENSION X = 3860 MM;REFER ENERGEX DWG LOSTD-ST023-02; | ENERGEX | ENERGEX | FRAME SUPPORT | PURCHASE AS REQUIRED
000018502 | FRAME,MOUNTING | SUPPORT;STEEL;GALV HOT DIPPED;FOR 33 KV INSULATORS & HEATSHRINK TERMINATION;3 PH ;DIEMENSION X = 3760 MM;REFER ENERGEX DWG LOSTD-ST023-02; | ENERGEX | ENERGEX | FRAME SUPPORT | PURCHASE AS REQUIRED
000018503 | FRAME,MOUNTING | SUPPORT;STEEL;GALV HOT DIPPED;FOR 33 KV INSULATORS & HEATSHRINK TERMINATION; 3 X 1 PH;DIEMENSION X = 3760 MM;REFER ENERGEX DWG LOSTD-ST023-05; | ENERGEX | ENERGEX | FRAME SUPPORT | PURCHASE AS REQUIRED
000018504 | FRAME,MOUNTING | SUPPORT;STEEL;GALV HOT DIPPED;FOR 33 KV HEATSHRINK CABLE SEALING ENDS, TERMINATION,SURGE ARRESTORS & INSULATORS DIEMENSION X = 2918 MM;REFER ENERGEX | ENERGEX | ENERGEX | FRAME SUPPORT | PURCHASE AS REQUIRED
000018505 | FRAME,MOUNTING | SUPPORT;STEEL;GALV HOT DIPPED;FOR 33 KV DOUBLE HEATSHRINK TERMINATION & INSULATORS;DIEMENSION X = NOT SPECIFIED; REFER ENERGEX DWG LOSTD-ST026-02; | ENERGEX | ENERGEX | FRAME SUPPORT | PURCHASE AS REQUIRED
000018506 | FRAME,MOUNTING | SUPPORT;STEEL;GALV HOT DIPPED;FOR 33 KV INSULATORS;3 X 1 PH;TYPE 1;DIEMENSION X = 2728 MM;REFER ENERGEX DWG LOSTD- ST028-01; | ENERGEX | ENERGEX | FRAME SUPPORT | PURCHASE AS REQUIRED
000018507 | FRAME,MOUNTING | SUPPORT;STEEL;GALV HOT DIPPED;FOR 33 KV INSULATORS;3 X 1 PH;TYPE 2; 2 PIECE CONSTRUCTION; 1 X 2400 MM LG STEEL XARM; REFER ENERGEX DWG LOSTD-ST028-01; | ENERGEX | ENERGEX | FRAME SUPPORT | PURCHASE AS REQUIRED
000018512 | FRAME,MOUNTING | SUPPORT;STEEL;GALV HOT DIPPED;FOR 33 KV INSULATOR;1 PH;TYPE 3;TO SUIT 4300 MM H ALUMINIUM BUSBAR;DIMENSION X = 2629 MM; REFER ENERGEX DWG LOSTD-ST028-04; | ENERGEX | ENERGEX | FRAME SUPPORT | PURCHASE AS REQUIRED
000018513 | FRAME,MOUNTING | SUPPORT;STEEL;GALV HOT DIPPED;FOR 33 KV INSULATORS;1 PH;TYPE 4;TO SUIT 4300 MM H ALUMINIUM BUSBAR;DIMENSION X = 3729 MM; REFER ENERGEX DWG LOSTD-ST028-04; | ENERGEX | ENERGEX | FRAME SUPPORT | PURCHASE AS REQUIRED
000018514 | SHEET,METAL | STEEL;16 G ZINC SEAL SHEET;FOR TRANSFORMER DISCONNECTOR ENCLOSURE COVER;BUND WALL MTG;REFER ENERGEX DWG LOSTD-ST030-01; | ENERGEX | ENERGEX | SEAL SHEETING | PURCHASE AS REQUIRED
000018515 | FRAME,MOUNTING | SUPPORT;STEEL;GALV HOT DIPPED;FOR TRANSFORMER COMPOUND SWITCHBOARD; REFER ENERGEX DWG LOSTD-ST031-02; PACK OF 5,PALLET OF 5,PACK WEIGHT 120 KG | HAYMAN | HAYMANS INDUSTRIES PTY LTD | 18515 | PURCHASE AS REQUIRED
000018515 | FRAME,MOUNTING | SUPPORT;STEEL;GALV HOT DIPPED;FOR TRANSFORMER COMPOUND SWITCHBOARD; REFER ENERGEX DWG LOSTD-ST031-02; PACK OF 5,PALLET OF 5,PACK WEIGHT 120 KG | GLOBAL | GLOBAL MANUFACTURING GROUP | ENERGEX-LOSTD-ST031-02 | PURCHASE AS REQUIRED
000018516 | FRAME,MOUNTING | SUPPORT;STEEL;GALV HOT DIPPED;FOR 33 KV SURGE ARRESTOR MTG;3 X 1 PH;MTG ON EXISTING SEALING END STRUCTURE;REFER ENERGEX DWG LOSTD-ST032-01; | ENERGEX | ENERGEX | FRAME SUPPORT | PURCHASE AS REQUIRED
000018517 | FRAME,MOUNTING | SUPPORT;STEEL;GALV HOT DIPPED;FOR 33 KV 3 PHASE DISCONNECTOR;MANUAL TYPE; DIMESION X = NOT SPECIFIED;REFER ENERGEX DWG LOSTD-ST033-01; | ENERGEX | ENERGEX | FRAME SUPPORT | PURCHASE AS REQUIRED
000018518 | FRAME,MOUNTING | SUPPORT;STEEL;GALV HOT DIPPED;FOR 33 KV 3 PHASE DISCONNECTOR;MANUAL TYPE;WITH SURGE ARRESTORS & STRAIN-OFF ATTACHMENT; DIMESION X = NOT SPECIFIED;REFER ENERGEX | ENERGEX | ENERGEX | FRAME SUPPORT | PURCHASE AS REQUIRED
000018519 | FRAME,MOUNTING | SUPPORT;STEEL;GALV HOT DIPPED;FOR 33 KV 3 PHASE DISCONNECTOR;MANUAL TYPE;WITH SURGE ARRESTORS;OPPOSITE STRAIN-OFF ATTACHMENT;DIMENSION X = NOT SPECIFIED; | ENERGEX | ENERGEX | FRAME SUPPORT | PURCHASE AS REQUIRED
000018520 | FRAME,MOUNTING | SUPPORT;STEEL;GALV HOT DIPPED;FOR 11 KV HEATSHRINK SEALING ENDS & INSULATORS; TYPE 1;FOR 3200 MM BUSBARS;DIMESION X = 2828 MM;REFER ENERGEX DWG LOSTD-ST034-01 | ENERGEX | ENERGEX | FRAME SUPPORT | PURCHASE AS REQUIRED
000018521 | FRAME,MOUNTING | SUPPORT;STEEL;GALV HOT DIPPED;FOR 11 KV HEATSHRINK SEALING ENDS & INSULATORS; TYPE 2;FOR 4300 MM BUSBARS;DIMESION X = 3928 MM;REFER ENERGEX DWG LOSTD-ST034-01 | ENERGEX | ENERGEX | FRAME SUPPORT | PURCHASE AS REQUIRED
000018522 | FRAME,MOUNTING | SUPPORT;STEEL;GALV HOT DIPPED;FOR 33 KV PORCELAIN TYPE SEALING ENDS;DIMENSION X = 2440 MM;REFER ENERGEX DWG LOSTD- ST035-01; | ENERGEX | ENERGEX | FRAME SUPPORT | PURCHASE AS REQUIRED
000018523 | FRAME,MOUNTING | Support, Steel, Galv Hot Dipped, for 11/33kV Station & Voltage Transformer, Dimension X = 2300mm, refer Energex Dwg LOSTD-ST036-01-AMT F | ENERGEX | ENERGEX | FRAME SUPPORT | STRATEGIC SPARE
000018525 | FRAME,MOUNTING | SUPPORT;STEEL;GALV HOT DIPPED;FOR 33 KV; 3 X 1 PH DISCONNECTOR;DIMENSION X = NOT SPECIFIED;REFER ENERGEX DWG LOSTD- ST049-01; | ENERGEX | ENERGEX | DRAME SUPPORT | PURCHASE AS REQUIRED
000018526 | FRAME,MOUNTING | SUPPORT;STEEL;GALV HOT DIPPED;FOR CONTROL CUBICLE;1800 MM H;UNIVERSAL MTG FOR MARSHALLING/AUX BOXES;C/W BAG ATTACHED TO EACH BRACKET,CONTAINING 8 X | HAYMAN | HAYMANS INDUSTRIES PTY LTD | 18526 | CURRENT
000018526 | FRAME,MOUNTING | SUPPORT;STEEL;GALV HOT DIPPED;FOR CONTROL CUBICLE;1800 MM H;UNIVERSAL MTG FOR MARSHALLING/AUX BOXES;C/W BAG ATTACHED TO EACH BRACKET,CONTAINING 8 X | GLOBAL | GLOBAL MANUFACTURING GROUP | ENERGEX-LOSTD-ST017-02 AMT D | CURRENT
000018529 | ADAPTOR | PLATE;STEEL;GALV ;TYPE 1;DIM X = 140 MM;C/W M 12 BOLTS/FLAT & SPRING WASHERS IN INDIVIDUAL KITS;REFER ENERGEX DWG LOSTD-ST015-03; | HAYMAN | HAYMANS INDUSTRIES PTY LTD | 18529 | CURRENT
000018529 | ADAPTOR | PLATE;STEEL;GALV ;TYPE 1;DIM X = 140 MM;C/W M 12 BOLTS/FLAT & SPRING WASHERS IN INDIVIDUAL KITS;REFER ENERGEX DWG LOSTD-ST015-03; | GLOBAL | GLOBAL MANUFACTURING GROUP | ENERGEX-LOSTD ST015-03-18529 | CURRENT
000018530 | FRAME,MOUNTING | SUPPORT;STEEL;GALV HOT DIPPED;FOR WALL MTG SHELF;TYPE 3;1400 MM LG;REFER ENERGEX DWG LOSTD-ST004-01; | ENERGEX | ENERGEX | FRAME SUPPORT | PURCHASE AS REQUIRED
000018538 | RELAY,PROTECTION | FW R112, Distance, 110VDC Logic 6/8 I/O, 125/250VDC Pwr, 5A, 110VAC Input, 2U Horiz Rack, Std Protocols | SEL | SCHWEITZER ENGINEERING LABORATORIES INC. | 0311C00H24253X1 | PHASING
000018539 | BRACKET, CANTILEVER | STEEL;GALV HOT DIPPED;470 MM LG; PACK OF 1,PACK WEIGHT 3.0 KG; | EZYSTRUT | EZYSTRUT CABLE & PIPE SUPPORTS | CB4-470H | CURRENT
000018540 | BRACKET, CANTILEVER | STEEL;GALV HOT DIPPED;780 MM LG; PACK OF 1,PACK WEIGHT 3 KG. | BURNDY | BURNDY CABLE SUPPORT SYSTEMS | CLB780 | CURRENT
000018540 | BRACKET, CANTILEVER | STEEL;GALV HOT DIPPED;780 MM LG; PACK OF 1,PACK WEIGHT 3 KG. | EZYSTRUT | EZYSTRUT CABLE & PIPE SUPPORTS | CB4780H | CURRENT
000018540 | BRACKET, CANTILEVER | STEEL;GALV HOT DIPPED;780 MM LG; PACK OF 1,PACK WEIGHT 3 KG. | UNISTRUT | UNISTRUT AUSTRALIA (MANUFACTURER) | UNSPCL600 | CURRENT
000018541 | BRACKET, CANTILEVER | STEEL;GALV HOT DIPPED;635 MM LG; PACK OF 1,PACK WEIGHT 3.44 KG; | EZYSTRUT | EZYSTRUT CABLE & PIPE SUPPORTS | CB4-635H | CURRENT
000018542 | PLATE,MOUNTING | Flat Plate Fitting, 1 Hole, M12 Bolt Size, 40mm2, 6mm Thk, Galv Steel, Pack of 50 | EZYSTRUT | EZYSTRUT CABLE & PIPE SUPPORTS | E1064H | CURRENT
000018543 | MODEM,FIBRE OPTIC | RS232 TO DUAL FIBRE OPTIC INTERFACE;C/W RAIL MTG ENCLOSURE;24 V DC SUPPLY;U/W SACS EQUIP; | DIGILIN |  | 9926 | CURRENT
000018544 | MODEM,FIBRE OPTIC | RS232 TO QUAD FIBRE OPTIC INTERFACE;C/W RAIL MTG ENCLOSURE;24 V DC SUPPLY;U/W SACS EQUIP; | DIGILIN |  | 0008 | CURRENT
000018545 | MODEM,FIBRE OPTIC | RS485 TO FIBRE OPTIC INTERFACE;C/W ONBOARD POWER SUPPLY & RAIL MTG ENCLOSURE;30-130 V AC/DC INPUT;24 V DC OUTPUT;U/W SACS EQUIPMENT; | DIGILIN |  | PCB 4021B | CURRENT
000018546 | FLOODLIGHT,ELECTRIC | 500 W;TUNGSTEN HALOGEN;DIE CAST ALUMINIUM BODY;C/W MTG BRACKET; | GERARD | GERARD PROFESSIONAL SOLUTIONS PL | FMH500 | PHASING
000018547 | BOLT,MACHINE | M16 x 100mm, Hex, S/Steel Gde 316 Bolt c/w S/Steel Gde 304 Hex Nut, Aust Std | STATEWD | STATEWIDE FSTNERS & ENG SPLS PL | HBNS4M16100 | CURRENT
000018547 | BOLT,MACHINE | M16 x 100mm, Hex, S/Steel Gde 316 Bolt c/w S/Steel Gde 304 Hex Nut, Aust Std | HOBSON | HOBSON ENGINEERING CO PTY LTD 393904 | XEKBH16XCM160100 | CURRENT
000018548 | CONNECTOR,BUSBAR | STRAIGHT CONNECTOR; FLAT PALM TO 150-240 SQ MM CABLE; ALUMINIUM; PACK OF 1; | PLP AUST | PREFORMED LINE PRODUCTS (AUST) | D-ATL4187 | CURRENT
000018549 | RELAY,ELECTROMAGNETIC | ABB TYPE RXSF1;RK271018-AD;24 V DC COIL; 3 NO CONTACTS;HR FLAG;DUAL RELAY;PLUG-IN ONE SEAT BASE;FOR USE ON 32 V CIRCUITS WITH RESISTOR,STOCK CODE 13597; | ABB | ABB FAN PTY LTD | RXSF1 RK271018-AD | CURRENT
000018550 | RELAY,ELECTROMAGNETIC | ABB TYPE RXSF1;RK271019-AD;24 V DC COIL; 1 NO,2 NC CONTACTS;SELF R FLAGS;DUAL RELAY;NO VOLT RELAY;PLUG-IN ON SEAT BASE ;FOR USE ON 32 V CIRCUITS WITH RESISTOR, | ABB | ABB FAN PTY LTD | RXSF1 RK271019-AD | MAINTENANCE STOCK
000018551 | POWER SUPPLY | 85-132 V DC;170-264 V AC INPUT;24 V DC 2.1 AMP OUTPUT;PLASTIC HOUSING;DIN RAIL SURFACE MTG; | ALSTOM | ALSTOM GRID AUSTRALIA LIMITED | PS5R-VD24 | CURRENT
000018551 | POWER SUPPLY | 85-132 V DC;170-264 V AC INPUT;24 V DC 2.1 AMP OUTPUT;PLASTIC HOUSING;DIN RAIL SURFACE MTG; | IPD | IPD GROUP LIMITED | PS5R-VD24 | CURRENT
000018553 | SWITCH FUSE GEAR | 12 KV;3 PHASE;20 KA FOR 3 SEC;400 AMP SWITCH;630 AMP BUSBAR;2 BUSBAR CABLE BOXES;SUITABLE FOR 3 CORE 300 SQ MM CABLE;TYPE SD; | ABB | ABB FAN PTY LTD | SD | PURCHASE AS REQUIRED
000018554 | RACK,CABLE | CROSS;300 MM INNER RADIUS;300 MM W; SUIT NEMA 12B;PACK OF 1,PACK WEIGHT 7 KG; | EZYSTRUT | EZYSTRUT CABLE & PIPE SUPPORTS | N1C3003H | PURCHASE AS REQUIRED
000018555 | RACK,CABLE | EXTERNAL RISER;300 MM INNER RADIUS; 300 MM W;SUIT NEMA 12B;PACK OF 1, PACK WEIGHT 2.4 KG; | EZYSTRUT | EZYSTRUT CABLE & PIPE SUPPORTS | N1ER3003H | CURRENT
000018556 | RACK,CABLE | INTERNAL RISER;300 MM INNER RADIUS; 300 MM W;SUIT NEMA 12B;PACK OF 1,PACK WEIGHT 2.4 KG; | EZYSTRUT | EZYSTRUT CABLE & PIPE SUPPORTS | N1IR3003H | CURRENT
000018557 | RACK,CABLE | FLAT BEND,90 DEG;300 MM INNER RADIUS; 300 MM W;SUIT NEMA 12B;PACK OF 1,PACK WEIGHT 3.7 KG; | EZYSTRUT | EZYSTRUT CABLE & PIPE SUPPORTS | N1B3003H | CURRENT
000018558 | RACK,CABLE | TEE;300 MM INNER RADIUS;300 MM W;SUIT NEMA 12B;PACK OF 1,PACK WEIGHT 5.5 KG; | EZYSTRUT | EZYSTRUT CABLE & PIPE SUPPORTS | N1T3003H | CURRENT
000018559 | SETSCREW | SPLICE SCREW;SUIT NEMA 12B;BOX OF 100, PACK WEIGHT 1.20 KG; | EZYSTRUT | EZYSTRUT CABLE & PIPE SUPPORTS | HS825H | CURRENT
000018561 | SWITCH,ROTARY | 660 V AC;20 AMP NOM;2 POLE DT,3 POSN; OLTC RAISE/OFF/LOWER;PACK OF 1; | KRAUSNMR | KRAUS & NAIMER (MANUFACTURER) | CA20BA715-E/PRL | PURCHASE AS REQUIRED
000018562 | CONNECTOR,BUSBAR | PALM TO CABLE;150 SQ MM TO 300 SQ MM CABLE,PALM 105 MM LONG,50 MM WIDE,12 MM THICK, UNDRILLED, ALUMINIUM; | PENTA | PENTA AUST (TMAC THEW & MCCANN/HYLEC) | PA22873 | CURRENT
000018562 | CONNECTOR,BUSBAR | PALM TO CABLE;150 SQ MM TO 300 SQ MM CABLE,PALM 105 MM LONG,50 MM WIDE,12 MM THICK, UNDRILLED, ALUMINIUM; | HYLEC | HYLEC PTY LTD | AHCTL19-T4 | CURRENT
000018563 | INSULATION SLEEVING,ELECTRICAL | CABLE REPAIR SLEEVE;WITH ADHESIVE COATING;DIAMETER RANGE 143 MM TO 36 MM; 1500 MM LG; | LEGEND | LEGEND POWER SYSTEMS | ZT136/30-1500 | CURRENT
000018563 | INSULATION SLEEVING,ELECTRICAL | CABLE REPAIR SLEEVE;WITH ADHESIVE COATING;DIAMETER RANGE 143 MM TO 36 MM; 1500 MM LG; | TECONN | TE CONNECTIVITY LTD | CRSM-143/36-1500/239(S1) | CURRENT
000018564 | INSULATION SLEEVING,ELECTRICAL | CABLE REPAIR SLEEVE;WITH ADHESIVE COATING;DIAMETER RANGE 198 MM TO 55 MM; 1500 MM LG; | TECONN | TE CONNECTIVITY LTD | CRSM-198/55-1500/239(B5) | CURRENT
000018565 | INSULATION SLEEVING,ELECTRICAL | CABLE REPAIR SLEEVE;WITH ADHESIVE COATING;DIAMETER RANGE 250 MM TO 98 MM; 1500 MM LG;ZIP UP STYLE;PACK OF 1; | TECONN | TE CONNECTIVITY LTD | CRSM-250/98-1500/239(S1) | CURRENT
000018565 | INSULATION SLEEVING,ELECTRICAL | CABLE REPAIR SLEEVE;WITH ADHESIVE COATING;DIAMETER RANGE 250 MM TO 98 MM; 1500 MM LG;ZIP UP STYLE;PACK OF 1; | LEGEND | LEGEND POWER SYSTEMS | ZT260/75-1500 | CURRENT
000018566 | INSULATION SLEEVING,ELECTRICAL | RE-INFORCED CABLE REPAIR SLEEVE;WITH ADHESIVE COATING;DIAMETER RANGE 205 MM TO 65 MM;1500 MM LG;REFER SC16641 FOR REPLACEMENT; | RAYCHEM | RAYCHEM (AUSTRALIA) PTY LTD | KL-RFSM-205/65-1500/123 | PHASING
000018567 | INSULATION SLEEVING,ELECTRICAL | MEDIUM WALL INSULATING TUBING,WITH ADHESIVE COATING;DIAMETER RANGE 50 MM TO 16 MM;1200 MM LG;PACK OF 10; | LEGEND | LEGEND POWER SYSTEMS | SMDW56/17TK | CURRENT
000018567 | INSULATION SLEEVING,ELECTRICAL | MEDIUM WALL INSULATING TUBING,WITH ADHESIVE COATING;DIAMETER RANGE 50 MM TO 16 MM;1200 MM LG;PACK OF 10; | TECONN | TE CONNECTIVITY LTD | MWTM-50/16-1200/S(S10) | CURRENT
000018568 | INSULATION SLEEVING,ELECTRICAL | MEDIUM WALL INSULATING TUBING,WITH ADHESIVE COATING;DIAMETER RANGE 63 MM TO 19 MM;1200 MM LG;PACK OF 10; | LEGEND | LEGEND POWER SYSTEMS | SMDW65/19TK | CURRENT
000018568 | INSULATION SLEEVING,ELECTRICAL | MEDIUM WALL INSULATING TUBING,WITH ADHESIVE COATING;DIAMETER RANGE 63 MM TO 19 MM;1200 MM LG;PACK OF 10; | TECONN | TE CONNECTIVITY LTD | MWTM-63/19-1200/S(S10) | CURRENT
000018569 | INSULATION SLEEVING,ELECTRICAL | HEAVY WALL INSULATING SLEEVE,WITH ADHESIVE COATING;DIAMETER RANGE 130 MM TO 36 MM;1200 MM LG;PACK OF 5; | LEGEND | LEGEND POWER SYSTEMS | STDW130-36PA | CURRENT
000018569 | INSULATION SLEEVING,ELECTRICAL | HEAVY WALL INSULATING SLEEVE,WITH ADHESIVE COATING;DIAMETER RANGE 130 MM TO 36 MM;1200 MM LG;PACK OF 5; | TECONN | TE CONNECTIVITY LTD | WCSM-130/35-1200/S(S5) | CURRENT
000018570 | INSULATION SLEEVE,ELEC,BRANCHED | SML 3 FINGER CABLE BREAKOUT;WITH INTERNAL ADHESIVE;PACK OF 5; | SICAME | SICAME AUSTRALIA PTY LTD | LVH3B60/22-C | CURRENT
000018571 | INSULATION SLEEVE,ELEC,BRANCHED | LG 3 FINGER CABLE BREAKOUT;WITH INTERNAL ADHESIVE;PACK OF 5; | TECONN | TE CONNECTIVITY LTD | 402W439/S(S5) | CURRENT
000018572 | CORD,ELECTRICAL | 300 MM LG;TERMINATED AT EACH END WITH 9 PIN MALE CONNECTORS;FOR CONNECTION BETWEEN ADAM CONVERTER TO SEL RELAYS; USED FOR PROTECTION REMOTE COMMUNICATION | MILSPEC | MIL-SPEC AUSTRALIA (MSA) | CA446(PROT RELAY CABLE 300 MM) | PURCHASE AS REQUIRED
000018573 | TRANSFORMER,POWER,FIXED | 240 V PRIMARY;32 V SECONDARY,60 VA; ENCLOSED WITH CONDUIT ENTRY;FOR USE WITH FROG PROTECTION; | GAYRAD | JJ ELECTRICAL MANUFACTURING T/A GAYRAD | TE60/240032 | PURCHASE AS REQUIRED
000018574 | BRACKET,MOUNTING | ELECTRICAL;WEIDMULLER MOUNTING BRACKET PACK OF 100; | HAYMANS | HAYMANS ELECTRICAL | KLI0334900000 | CURRENT
000018575 | TERMINATION,ELECTRICAL POWER CABLE | 11 KV;OUTDOOR KIT;SINGLE PHASE;FOR 35 TO 70 SQ MM ALUMINIUM CONDUCTOR,SCREENED, XLPE SINGLE CORE (INC HVABC); | RAYCHEM | RAYCHEM (AUSTRALIA) PTY LTD | OXSU-F3121 | STRATEGIC SPARE
000018579 | EARTHING EQUIPMENT | PORTABLE;11 KV - 33 KV;OVERHEAD MAINS EARTH SET 35 MM PHASE CABLES (2.6 M), 25 MM TAILS (6 & 16 M);C/W CLP520S PHASE CLAMPS WITH SHOTGUN RINGS & HANGER BAR | PENTA | PENTA AUST (TMAC THEW & MCCANN/HYLEC) | PA12831 | CURRENT
000018579 | EARTHING EQUIPMENT | PORTABLE;11 KV - 33 KV;OVERHEAD MAINS EARTH SET 35 MM PHASE CABLES (2.6 M), 25 MM TAILS (6 & 16 M);C/W CLP520S PHASE CLAMPS WITH SHOTGUN RINGS & HANGER BAR | HAYMANS | HAYMANS ELECTRICAL | T&MTSOH3B2.6A6/16STZ | CURRENT
000018579 | EARTHING EQUIPMENT | PORTABLE;11 KV - 33 KV;OVERHEAD MAINS EARTH SET 35 MM PHASE CABLES (2.6 M), 25 MM TAILS (6 & 16 M);C/W CLP520S PHASE CLAMPS WITH SHOTGUN RINGS & HANGER BAR | THEWMCAN | TMAC THEW & MCCANN GROUP | TS0H3B2.6A6/16STZ | CURRENT
000018579 | EARTHING EQUIPMENT | PORTABLE;11 KV - 33 KV;OVERHEAD MAINS EARTH SET 35 MM PHASE CABLES (2.6 M), 25 MM TAILS (6 & 16 M);C/W CLP520S PHASE CLAMPS WITH SHOTGUN RINGS & HANGER BAR | THEWMCAN | TMAC THEW & MCCANN GROUP | 18579 | CURRENT
000018583 | BATTERY,STORAGE | VALVE REGULATED SEALED BATTERY;12 V;55 AMP/HR NOMINAL 35AH-45AH;PACK OF 1,PACK WEIGHT 15 KG; | LEGEND | LEGEND POWER SYSTEMS | BAT-HZB12/44F-AGM | CURRENT
000018584 | SAFETY,BOLLARD,TRAFFIC | 101.6 x 4.0 CHS Galv Finish, 1325mm Lg, Fitted One End with Galv Drive-on Cap (scm) | SEWELFRG | GREG SEWELL FORGINGS PTY LTD | 6386 | CURRENT
000018586 | VIRACLEAN | DISINFECTANT;SPECIFICALLY FOR CLEANING RESUSCITATION MASKS; | WHITELY | WHITELY INDUSTRIES | VIRACLEAN | PURCHASE AS REQUIRED
000018587 | ANCHOR,MASONRY | Clawbolt Wedge Anchor, 6mm Hole Dia, M6 x 60mm Lg, Embedment 32mm D, S/Steel Trubolt | HOBSON | HOBSON ENGINEERING CO PTY LTD 393904 | EAW16PD70M060060 | CURRENT
000018587 | ANCHOR,MASONRY | Clawbolt Wedge Anchor, 6mm Hole Dia, M6 x 60mm Lg, Embedment 32mm D, S/Steel Trubolt | SEWELFRG | GREG SEWELL FORGINGS PTY LTD | C00334 | CURRENT
000018588 | MANHOLE TOP ASSEMBLY | Footpath Access, Single Cover, Class B, 750mm2 Clear Opening, 1mm Concrete Filled Shim, Ductile Iron, Rigid Frame, 80kN Load Capacity, AS3996, 5 per Pallet | ICONSEPT | ICON-SEPTECH | 301C77B | PURCHASE AS REQUIRED
000018588 | MANHOLE TOP ASSEMBLY | Footpath Access, Single Cover, Class B, 750mm2 Clear Opening, 1mm Concrete Filled Shim, Ductile Iron, Rigid Frame, 80kN Load Capacity, AS3996, 5 per Pallet | EJAUST | EJ AUSTRALIA PTY LTD | A77B | PURCHASE AS REQUIRED
000018589 | MANHOLE TOP ASSEMBLY | Roadway Access, Single Cover, Class D, 750mm2 Clear Opening, 1mm Concrete Filled Shim, Ductile Iron, Rigid Frame, 210kN Load Capacity AS3996, 5 per Pallet | ICONSEPT | ICON-SEPTECH | 301C77D | PHASING
000018589 | MANHOLE TOP ASSEMBLY | Roadway Access, Single Cover, Class D, 750mm2 Clear Opening, 1mm Concrete Filled Shim, Ductile Iron, Rigid Frame, 210kN Load Capacity AS3996, 5 per Pallet | AJAUST | A J AUSTRALIA PTY LTD | A77D | PHASING
000018590 | MANHOLE TOP ASSEMBLY | Footpath Access, 2 Part Cover, Class B, 750 x 1245mm Clear Opening, 1mm Concrete Filled Shim, Ductile Iron, Rigid Frame, 80kN Load Capacity, AS3996, 5 per Pallet | ICONSEPT | ICON-SEPTECH | 302C7612B | PURCHASE AS REQUIRED
000018590 | MANHOLE TOP ASSEMBLY | Footpath Access, 2 Part Cover, Class B, 750 x 1245mm Clear Opening, 1mm Concrete Filled Shim, Ductile Iron, Rigid Frame, 80kN Load Capacity, AS3996, 5 per Pallet | EJAUST | EJ AUSTRALIA PTY LTD | B210E | PURCHASE AS REQUIRED
000018594 | CHARGER,BATTERY | SINGLE PHASE,240 V AC INPUT;48 V DC,10 AMP OUTPUT;FREE STANDING CUBICLE;C/W A SET OF 4 X 20 AMP DOUBLE POLE CIRCUIT BREAKERS AND AUXILIARY CONTACTS FOR | CENTURYY | CENTURY YUASA | CENTURY YUASA 48 V DC 10 AMP | PURCHASE AS REQUIRED
000018595 | CONNECTOR,BUSBAR | 100 MM TUBE RUN TO 100 MM TUBE TAP;TEE CONNECTOR;ALUMINIUM;PACK OF 1; | FULTON | FULTON INDUSTRIES PL | APP100100 | PURCHASE AS REQUIRED
000018595 | CONNECTOR,BUSBAR | 100 MM TUBE RUN TO 100 MM TUBE TAP;TEE CONNECTOR;ALUMINIUM;PACK OF 1; | PLP AUST | PREFORMED LINE PRODUCTS (AUST) | D-ATT100100 | PURCHASE AS REQUIRED
000018596 | STRAIN,BEAM | STEEL;GALV,HOT DIPPED;9000 MM LG;200 MM X 200 MM RHS;110 KV/132 KV LINE TERMINATION STRUCTURE;FABRICATED AS PER DWG LOSTD-CV013-04;PACK OF 1; | HAYMAN | HAYMANS INDUSTRIES PTY LTD | 18596 | PURCHASE AS REQUIRED
000018596 | STRAIN,BEAM | STEEL;GALV,HOT DIPPED;9000 MM LG;200 MM X 200 MM RHS;110 KV/132 KV LINE TERMINATION STRUCTURE;FABRICATED AS PER DWG LOSTD-CV013-04;PACK OF 1; | GREATWST |  | 18596 | PURCHASE AS REQUIRED
000018597 | CLAMP,LOOP | STEEL;GALV,HOT DIPPED;STRAIN-OFF CLAMP; 3000 MM LG;110 KV/132 KV LINE TERMINATION STRUCTURE;FABRICATED AS PER DWG LOSTD-CV013-05; | ENERGEX | ENERGEX | LOOP CLAMP STRAIN OFF | PURCHASE AS REQUIRED
000018598 | ANCHOR,GUY | HAULING BOLLARD;STEEL;GALV,HOT DIPPED; 3000 MM LG;FABRICATED AS PER DWG LOSTD- CV025-03;PALLET OF 5,PALLET WEIGHT 114 KG; | GLOBAL | GLOBAL MANUFACTURING GROUP | ENERGEX-LOSTD-CV025-03 | PURCHASE AS REQUIRED
000018600 | STRAP,METAL | FOR EARTHING SUBSTATION GATES & AFLC CUBICLES;2 X 400 MM FLEXIBLE COPPER BRAIDS JOINED W/COPPER TERMINALS AT EACH END;TYPE 2;REFER ENERGEX DWG | GLOBAL | GLOBAL MANUFACTURING GROUP | ENERGEX-LOSTD-EG002-02 | CURRENT
000018601 | STRAP,METAL | FOR EARTHING SUBSTATION GATES & AFLC CUBICLES;FLEXIBLE COPPER BRAID;COPPER TERMINAL AT EACH END;500 MM LG;TYPE 3; REFER ENERGEX DWG LOSTD-EG002-03; | ENERGEX | ENERGEX | STRAP,METAL | PURCHASE AS REQUIRED
000018602 | STRAP,METAL | FOR EARTHING SUBSTATION GATES & AFLC CUBICLES;FLEXIBLE COPPER BRAID;W/COPPER TERMINAL AT EACH END;600 MM LG;TYPE 4; REFER ENERGEX DWG LOSTD-EG002-04; | ENERGEX | ENERGEX | STRAP,METAL | PURCHASE AS REQUIRED
000018603 | STRAP,METAL | FOR EARTHING SUBSTATION GATES & AFLC CUBICLES;FLEXIBLE COPPER BRAID;W/COPPER TERMINAL AT EACH END;TERMINAL IN CENTRE; 600 MM LG;TYPE 5;REFER ENERGEX DWG | ENERGEX | ENERGEX | STRAP,METAL | PURCHASE AS REQUIRED
000018604 | PLATE,EARTHING | DISCONNECTOR OPERATING MECHANISM EARTHING PLATE;ALUMINIUM TREAD PLATE; 1500 MM X 1000 MM;REFER ENERGEX DWG LOSTD-EG004-02;PACK OF 1,PALLET OF 20, | ENI | ENI INDUSTRIES PL | 84165 | CURRENT
000018607 | TRANSFORMER,POWER | 33/11 KV;22 MVA;3 PHASE;TRAILER MOUNTING ;HV 90 LV;MINERAL OIL INSULATED;ODAF;DYN 11;AS2374;FREE STANDING UNIT COOLER;PLUG IN HV & LV FIBRE OPTIC PROBES;FOR MOBILE | WILSONTR | WILSON POWER TRANSFORMER | 22 MVA | PURCHASE AS REQUIRED
000018609 | SPECTACLES,INDUSTRIAL | FULL BLUE MIRROR;CYBRIC STYLE; POLYCARBONATE LENS;WITH 5 POSITION ADJ RATCHET LENS;ADJ FRAME;W/O CASE; AS1337-1992;REFER SC21169 FOR LENS | ATOMSUPP | ATOM SUPPLY | 90080142 | PHASING
000018609 | SPECTACLES,INDUSTRIAL | FULL BLUE MIRROR;CYBRIC STYLE; POLYCARBONATE LENS;WITH 5 POSITION ADJ RATCHET LENS;ADJ FRAME;W/O CASE; AS1337-1992;REFER SC21169 FOR LENS | BLKWOODS | J BLACKWOOD & SON LTD | 05471338/9188-507 | PHASING
000018609 | SPECTACLES,INDUSTRIAL | FULL BLUE MIRROR;CYBRIC STYLE; POLYCARBONATE LENS;WITH 5 POSITION ADJ RATCHET LENS;ADJ FRAME;W/O CASE; AS1337-1992;REFER SC21169 FOR LENS | UVEX | UVEX SAFETY GROUP | 9188-507 | PHASING
000018610 | SPECTACLES,INDUSTRIAL | GREY SCT;CYBRIC STYLE;POLYCARBONATE LENS;WITH 5 POSITION ADJ RATCHET;ADJ FRAME;W/O CASE;ANTI-FOG;AS1337-1992; REFER SC16970 FOR LENS CLEANER; | BLKWOODS | J BLACKWOOD & SON LTD | 05471219/9188-305 | PHASING
000018610 | SPECTACLES,INDUSTRIAL | GREY SCT;CYBRIC STYLE;POLYCARBONATE LENS;WITH 5 POSITION ADJ RATCHET;ADJ FRAME;W/O CASE;ANTI-FOG;AS1337-1992; REFER SC16970 FOR LENS CLEANER; | UVEX | UVEX SAFETY GROUP | 9188-305 | PHASING
000018618 | CABINET,TELEPHONE | TELEPHONE LINE ISOLATION ENCLOSURE; FABRICATED 16 MM MDF CABINET;USED FOR THE MTG OF TELEPHONE LINE ISOLATION EQUIPMENT; | INWOOD | IN-WOOD CUSTOM DESIGN FURNISHING | CABINET TELEPHONE | CURRENT
000018620 | METER,LOGGER | SMARTWAY PULSE INPUT MODULE; REFER STOCK CODE 19026 FOR DATA LOGGER ENCLOSURE; | SURTEK | SURTEK PTY LTD | SMARTWAY MK2 PULSE INPUT MOD | PHASING
000018621 | TRANSFORMER,DISTRIBUTION | STEP UP TYPE,415/11000 V;2000 KVA; 3 PHASE;GROUND MTG;BSH HV 180 LV AIR; OIL INSULATED;ONAN;DYN 11; | ABB | ABB FAN PTY LTD | STEP UP | PURCHASE AS REQUIRED
000018622 | TRANSFORMER,DISTRIBUTION | STEP UP TYPE,415/22000 V;2000 KVA; 3 PHASE;GROUND MTG;BSH HV 180 LV AIR; OIL INSULATED;ONAN;DYN 11; | ABB | ABB FAN PTY LTD | STEP UP | PURCHASE AS REQUIRED
000018623 | TRANSFORMER,DISTRIBUTION | STEP UP TYPE,415/11000 V;1000 KVA; 3 PHASE;GROUND MTG;BSH HV 180 LV;OIL INSULATED;ONAN;DYN 11;AS2374; | ABB | ABB FAN PTY LTD | STEP UP | PURCHASE AS REQUIRED
000018624 | TRANSFORMER,DISTRIBUTION | STEP UP TYPE,415/22000 V;1000 KVA; 3 PHASE;GROUND MTG;BSH HV 180 LV AIR; OIL INSULATED;ONAN;DYN 11;AS2374; | ABB | ABB FAN PTY LTD | STEP UP | PURCHASE AS REQUIRED
000018625 | TRANSFORMER,DISTRIBUTION | STEP UP TYPE;415/11000 V;1500 KVA; 3 PHASE;GROUND MTG;BSH HV 180 LV AIR; OIL INSULATED;ONAN;DYN 11;AS2374; | ABB | ABB FAN PTY LTD | STEP UP | PURCHASE AS REQUIRED
000018626 | FUSE BOX | ELECTRICAL;ALUMINIUM;400 MM H,600 MM W, 300 MM D;C/W 3 X 200 AMP FUSES & NEUTRAL LINK; LOCAL TRANSFORMER ASSEMBLY; | ENERGEX | ENERGEX | FUSE BOX | PURCHASE AS REQUIRED
000018627 | BOX,ELECTRICAL,MULTIAPPLICATION. | ALUMINIUM;600 MM W,400 MM H,300 MM D; CT MARSHALLING;3 CT ASSEMBLY;PACK OF 1, PACK WEIGHT 16 KG;SUPPLIED COMPLETE WITH SC15869 WEATHERPROOF BOX; | GLOBAL | GLOBAL MANUFACTURING GROUP | ENERGEX-CCSTD-AR064-02 | PURCHASE AS REQUIRED
000018629 | BOX,ELECTRICAL,MULTIAPPLICATION. | ALUMINIUM;800 MM H,600 MM W,400 MM D; CT MARSHALLING;BUS ZONE CT ASSEMBLY;PACK OF 1,PACK WEIGHT 16 KG;SUPPLIED COMPLETE WITH SC15871 WEATHERPROOF BOX; | ENI | ENI INDUSTRIES PL | 85287 | CURRENT
000018630 | BOX,ELECTRICAL,MULTIAPPLICATION. | ALUMINIUM;400 MM H,600 MM W,300 MM D; CT MARSHALLING;4 CT ASSEMBLY;PACK OF 1, PACK WEIGHT 16 KG;SUPPLIED COMPLETE WITH SC15869 WEATHERPROOF BOX; | GLOBAL | GLOBAL MANUFACTURING GROUP | ENERGEX-CCSTD-064-05 | CURRENT
000018633 | BOX,ELECTRICAL,MULTIAPPLICATION. | ALUMINIUM;400 MM H,600 MM W,300 MM D; J BOX ASSEMBLY;PACK OF 1,PACK WEIGHT 16 KG;SUPPLIED COMPLETE WITH SC15869 WEATHERPROOF BOX; | ENI | ENI INDUSTRIES PL | 85286 | CURRENT
000018634 | CAPACITOR SHUNT INSTALLATION. | 12 KV;3 PHASE;50 HZ;3.6 MVAR @ 11.5 KV; CUBICLE OUTDOOR;C/W FIXED CIRCUIT BREAKER;RELAY PROTECTION 110 V DC;C/W AF BLOCKING REACTOR;INRUSH REACTORS;C/W | ENERGEX | ENERGEX | 12 KV,3.6 MVAR | PURCHASE AS REQUIRED
000018635 | ANCHOR,ROCKFACE | STEEL;GALV;18 MM HOLE DIA;M10;130 MM LG; PACK OF 10; | HOBSON | HOBSON ENGINEERING CO PTY LTD 393904 | MCA58GCM100130H | CURRENT
000018635 | ANCHOR,ROCKFACE | STEEL;GALV;18 MM HOLE DIA;M10;130 MM LG; PACK OF 10; | STATEWD | STATEWIDE FSTNERS & ENG SPLS PL | RM10130G | CURRENT
000018635 | ANCHOR,ROCKFACE | STEEL;GALV;18 MM HOLE DIA;M10;130 MM LG; PACK OF 10; | COVENTRY | COVENTRY FASTENERS QLD | CS10130GH | CURRENT
000018636 | BRACKET,MOUNTING | SUSPENSION ISOLATOR;SHAPE B;C/W RUBBER INSERT;METAL OUTER CASING; M12 STUD;M12 THREADED INSERT; | BLKWOOD | J BLACKWOOD & SON LTD | 01048431 (M535622-60) | CURRENT
000018640 | MORTAR,PREMIX | GENERAL PURPOSE MORTAR;FOR CONDUIT PITS;20 KG BAG,PALLET OF 48,PALLET WEIGHT 1320 KG; | QCD | QLD CEMENT DISTRIBUTORS PTY LTD | 17881 | CURRENT
000018640 | MORTAR,PREMIX | GENERAL PURPOSE MORTAR;FOR CONDUIT PITS;20 KG BAG,PALLET OF 48,PALLET WEIGHT 1320 KG; | QCD | QLD CEMENT DISTRIBUTORS PTY LTD | 032508 | CURRENT
000018641 | BRACKET,ANGLE | CHANNEL CLIP;U SHAPED FITTING,GALVANISED ;96 MM X 48 MM;PACK OF 15,PACK WEIGHT 4.50 KG; | EZYSTRUT | EZYSTRUT CABLE & PIPE SUPPORTS | E1044H | CURRENT
000018642 | TERMINAL,LUG | DRILLED PLAM,TINNED COPPER;FOR 70 SQ MM, 19/2.14 COND;M16 PALM HOLE;BOX OF 25; PACK WEIGHT 0.63 KG; | TYCO | TYCO | CG70M16/25 (H1423A/25 | CURRENT
000018642 | TERMINAL,LUG | DRILLED PLAM,TINNED COPPER;FOR 70 SQ MM, 19/2.14 COND;M16 PALM HOLE;BOX OF 25; PACK WEIGHT 0.63 KG; | PLP AUST | PREFORMED LINE PRODUCTS (AUST) | EPTCU-70-11.5AF-M16 | CURRENT
000018643 | BAR,METAL | COPPER;ROUND,12.7 MM;HARD DRAWN; ALLOY 110;3.6 M LG;PACK OF 1; | GEOWEST | GEORGE WESTON & SONS | CROD 12.7-110 | PURCHASE AS REQUIRED
000018643 | BAR,METAL | COPPER;ROUND,12.7 MM;HARD DRAWN; ALLOY 110;3.6 M LG;PACK OF 1; | PRIMETA | PRIMARY METALS & ALLOYS | 1-6090 | PURCHASE AS REQUIRED
000018643 | BAR,METAL | COPPER;ROUND,12.7 MM;HARD DRAWN; ALLOY 110;3.6 M LG;PACK OF 1; | GEOWEST | GEORGE WESTON & SONS | 12.7 MM | PURCHASE AS REQUIRED
000018644 | CHANNEL,STRUCTURAL | STEEL;GALV,HOT DIPPED;41.3 MM W;41.3 MM H;2.5 MM THK;600 MM LG;WEIGHT 2.70 KG/M; | UNISTRUT | UNISTRUT AUSTRALIA (MANUFACTURER) | P1000/HG 600 MM LG | PHASING
000018645 | CHANNEL,STRUCTURAL | STEEL;GALV,HOT DIPPED;41.3 MM W;41.3 MM H;2.5 MM THK;850 MM LG;WEIGHT 2.70 KG/M; PACK OF 1,PACK WEIGHT 2.26 KG; | EZYSTRUT | EZYSTRUT CABLE & PIPE SUPPORTS | E1000850H | CURRENT
000018646 | CHANNEL,STRUCTURAL | STEEL;GALV,HOT DIPPED;41.3 MM W;41.3 MM H;2.5 MM THK;900 MM LG;WEIGHT 2.30 KG/M; | EZYSTRUT | EZYSTRUT CABLE & PIPE SUPPORTS | E1000900H | PURCHASE AS REQUIRED
000018647 | CHANNEL,STRUCTURAL | STEEL;GALV,HOT DIPPED;41.3 MM W;41.3 MM H;2.5 MM THK;1000 MM LG;WEIGHT 2.70 KG/M ;PACK OF 1,PACK WEIGHT 2.65 KG; | EZYSTRUT | EZYSTRUT CABLE & PIPE SUPPORTS | E1000 1000MM H | PURCHASE AS REQUIRED
000018647 | CHANNEL,STRUCTURAL | STEEL;GALV,HOT DIPPED;41.3 MM W;41.3 MM H;2.5 MM THK;1000 MM LG;WEIGHT 2.70 KG/M ;PACK OF 1,PACK WEIGHT 2.65 KG; | UNISTRUT | UNISTRUT AUSTRALIA (MANUFACTURER) | P1000H | PURCHASE AS REQUIRED
000018648 | CHANNEL,STRUCTURAL | STEEL;GALV,HOT DIPPED;41.3 MM W;41. 3 MM H;2.5 MM THK;1200 MM LG;WEIGHT 2.70 KG/M ;PACK OF 1,PACK WEIGHT 3.18 KG; | CNWPL | CNW PL - SLACKS CREEK | E1000 1200MM H | CURRENT
000018648 | CHANNEL,STRUCTURAL | STEEL;GALV,HOT DIPPED;41.3 MM W;41. 3 MM H;2.5 MM THK;1200 MM LG;WEIGHT 2.70 KG/M ;PACK OF 1,PACK WEIGHT 3.18 KG; | CNWPL | CNW PL - SLACKS CREEK | E10001200H | CURRENT
000018648 | CHANNEL,STRUCTURAL | STEEL;GALV,HOT DIPPED;41.3 MM W;41. 3 MM H;2.5 MM THK;1200 MM LG;WEIGHT 2.70 KG/M ;PACK OF 1,PACK WEIGHT 3.18 KG; | UNISTRUT | UNISTRUT AUSTRALIA (MANUFACTURER) | P1000H 1200 MM H | CURRENT
000018648 | CHANNEL,STRUCTURAL | STEEL;GALV,HOT DIPPED;41.3 MM W;41. 3 MM H;2.5 MM THK;1200 MM LG;WEIGHT 2.70 KG/M ;PACK OF 1,PACK WEIGHT 3.18 KG; | EZYSTRUT | EZYSTRUT CABLE & PIPE SUPPORTS | E1000 1200MM H | CURRENT
000018649 | CHANNEL,STRUCTURAL | STEEL;GALV,HOT DIPPED;41.3 MM W;41.3 MM H;2.5 MM THK;1800 MM LG;WEIGHT 2.70 KG/M ;PACK OF 1,PACK WEIGHT 4.77 KG; | EZYSTRUT | EZYSTRUT CABLE & PIPE SUPPORTS | E10001800H | PURCHASE AS REQUIRED
000018650 | CHANNEL,STRUCTURAL | STEEL;GALV,HOT DIPPED;41.3 MM W;41.3 MM H;2.5 MM THK;2000 MM LG;WEIGHT 2.70 KG/M ;PACK OF 1,PACK WEIGHT 5.30 KG; | EZYSTRUT | EZYSTRUT CABLE & PIPE SUPPORTS | E10002000H | CURRENT
000018651 | CHANNEL,STRUCTURAL | STEEL;GALV,HOT DIPPED;41.3 MM W;41.3 MM H;2.5 MM THK;3000 MM LG;WEIGHT 2.70 KG/M ;PACK OF 1,PACK WEIGHT 7.95 KG; | EZYSTRUT | EZYSTRUT CABLE & PIPE SUPPORTS | E10003000H | CURRENT
000018652 | TERMINAL,LUG | UNDRILLED PALM;TINNED COPPER;100 MM LG; 46 MM W;FOR 300 SQ MM;PACK OF 1;PACK WEIGHT 0.452 KG; | CABLACES | CABLACES | CAL300LB | PHASING
000018652 | TERMINAL,LUG | UNDRILLED PALM;TINNED COPPER;100 MM LG; 46 MM W;FOR 300 SQ MM;PACK OF 1;PACK WEIGHT 0.452 KG; | UTILUX |  | CG300LPMB/1 | PHASING
000018654 | CONNECTOR,BUSBAR | 19 MM TUBE TO FLAT;UNDRILLED PALM; 83 MM LG;83 MM W;PACK OF 1; | FULTON | FULTON INDUSTRIES PL | CCS19-4U | STRATEGIC SPARE
000018654 | CONNECTOR,BUSBAR | 19 MM TUBE TO FLAT;UNDRILLED PALM; 83 MM LG;83 MM W;PACK OF 1; | PLP AUST | PREFORMED LINE PRODUCTS (AUST) | D-CS5U | STRATEGIC SPARE
000018655 | BRACKET | HANGER TYPE;FITTED TO 11 KV REGULATORS; STEEL;GALV;PACK OF 5,PACK WEIGHT 232.3 KG;FOR U/W REGULATOR POLE BRACKET SC13776; | HAYMAN | HAYMANS INDUSTRIES PTY LTD | 18655 | CURRENT
000018655 | BRACKET | HANGER TYPE;FITTED TO 11 KV REGULATORS; STEEL;GALV;PACK OF 5,PACK WEIGHT 232.3 KG;FOR U/W REGULATOR POLE BRACKET SC13776; | GREATWST |  | 18655 | CURRENT
000018656 | TERMINATION,ELECTRICAL POWER CABLE | 36 KV;630 SQ MM XLPE HEATSHRINK TERMINATION;3 X 33 KV SINGLE CORE XLPE INSULATED CABLES;LEAD SHEATH,OUTDOOR TERMINATION 630 SQ MM-800 SQ MM; | RAYCHEM | RAYCHEM (AUSTRALIA) PTY LTD | AUST-SQB-62 | PHASING
000018657 | FRAME,MOUNTING | POLE TERMINATION FRAME;33 KV;HEATSHRINK TYPE TERMINATION FRAME;PACK OF 10,PACK WEIGHT 102 KG; | HAYMAN | HAYMANS INDUSTRIES PTY LTD | 18657 | CURRENT
000018657 | FRAME,MOUNTING | POLE TERMINATION FRAME;33 KV;HEATSHRINK TYPE TERMINATION FRAME;PACK OF 10,PACK WEIGHT 102 KG; | GLOBAL | GLOBAL MANUFACTURING GROUP | ENERGEX-12589-A3 | CURRENT
000018659 | TERMINAL,LUG | LONG BARREL,DRILLED PALM;COPPER; 1 X 13 MM HOLE;630 SQ MM;115 MM LG BARREL; PACK OF 1,PACK WEIGHT1.0 KG; | LEGEND | LEGEND POWER SYSTEMS | CAL630LB-12 | CURRENT
000018659 | TERMINAL,LUG | LONG BARREL,DRILLED PALM;COPPER; 1 X 13 MM HOLE;630 SQ MM;115 MM LG BARREL; PACK OF 1,PACK WEIGHT1.0 KG; | TYCO | TYCO | SEG630M12EX/1 | CURRENT
000018659 | TERMINAL,LUG | LONG BARREL,DRILLED PALM;COPPER; 1 X 13 MM HOLE;630 SQ MM;115 MM LG BARREL; PACK OF 1,PACK WEIGHT1.0 KG; | CABLACES | CABLACES | CAL630LB-12 | CURRENT
000018663 | RUBBER,INSERT | INS;INSERTION,6M COIL,RBR,FOR LUDOWICI RUBBER,INSERT INSERTION RUBBER FOR LUDOW ICI EPDM RUBBER STRAP,TO DIE 249-60-70 D URO; 6 M COILS; | LUDOWICI |  | DIE 249 60-70 DURO | CURRENT
000018667 | JOINT BOX,ELECTRIC CABLE | SCREEN BREAK STRAIGHT JOINT WITH F/GLASS OUTER BOX;SINGLE PHASE;FOR ELECTRICAL POWER CABLE;63.5/110 KV;1000 SQ MM COPPER COND;XLPE INSULATED;FOR F833 & | PRYSMIAN | PRYSMIAN POWER CABLES & SYSTEMS AUST | GMS 1170 CA | STRATEGIC SPARE
000018668 | TERMINATION,ELECTRICAL POWER CABLE | 63.5/110 KV;OUTDOOR;SINGLE PHASE; 1000 SQ MM;XLPE COPPER CONDUCTOR;FOR ELECTRIC POWER CABLE;PACK SIZE 137 MM X 72 MM X 60 MM,PACK WEIGHT 270 KG; | PRYSMIAN | PRYSMIAN POWER CABLES & SYSTEMS AUST | TPE 1170/203 | STRATEGIC SPARE
000018669 | TERMINATION,ELECTRICAL POWER CABLE | INDOOR;63.5/110 KV;SF6;SINGLE PHASE; 1000 SQ MM;XLPE COPPER CONDUCTOR; FOR ELECTRIC POWER CABLE; DRY TYPE; ITEM ENTERED AT ZERO DOLLAR VALUE, | PRYSMIAN | PRYSMIAN POWER CABLES & SYSTEMS AUST | EGS 1170/072 | STRATEGIC SPARE
000018671 | OUTREACH ARM | Estate Minor Road, 0.5m Single, 0 Deg Upcast, Galv Steel, Black, EQTS 05-02-01 (scm) | IPOLES | INTERNATIONAL POLES | EQ-047 | CURRENT
000018671 | OUTREACH ARM | Estate Minor Road, 0.5m Single, 0 Deg Upcast, Galv Steel, Black, EQTS 05-02-01 (scm) | GM POLES | GM POLES PTY LTD | SL-AVE-S-BL | CURRENT
000018671 | OUTREACH ARM | Estate Minor Road, 0.5m Single, 0 Deg Upcast, Galv Steel, Black, EQTS 05-02-01 (scm) | IUPOLE | INTERNATIONAL UTILITY POLES PTY LTD | EX-18671 | CURRENT
000018671 | OUTREACH ARM | Estate Minor Road, 0.5m Single, 0 Deg Upcast, Galv Steel, Black, EQTS 05-02-01 (scm) | INGALEPS | INGAL EPS (CONTRACTOR) | GEX18671 | CURRENT
000018672 | OUTREACH ARM | Estate Minor Road, 0.5m Single, 0 Deg Upcast, Galv Steel, Green, EQTS 05-02-01 (scm) | IPOLES | INTERNATIONAL POLES | EQ-048 | CURRENT
000018672 | OUTREACH ARM | Estate Minor Road, 0.5m Single, 0 Deg Upcast, Galv Steel, Green, EQTS 05-02-01 (scm) | GM POLES | GM POLES PTY LTD | SL-AVE-S-GR | CURRENT
000018672 | OUTREACH ARM | Estate Minor Road, 0.5m Single, 0 Deg Upcast, Galv Steel, Green, EQTS 05-02-01 (scm) | IUPOLE | INTERNATIONAL UTILITY POLES PTY LTD | EX-18672 | CURRENT
000018672 | OUTREACH ARM | Estate Minor Road, 0.5m Single, 0 Deg Upcast, Galv Steel, Green, EQTS 05-02-01 (scm) | INGALEPS | INGAL EPS (CONTRACTOR) | GEX18672 | CURRENT
000018673 | OUTREACH ARM | Estate Minor Road, 0.5m Single, 0 Deg Upcast, Galv Steel, Blue/Grey, EQTS 05-02-01 (scm) | IPOLES | INTERNATIONAL POLES | EQ-049 | CURRENT
000018673 | OUTREACH ARM | Estate Minor Road, 0.5m Single, 0 Deg Upcast, Galv Steel, Blue/Grey, EQTS 05-02-01 (scm) | GM POLES | GM POLES PTY LTD | SL-AVE-S-BG | CURRENT
000018673 | OUTREACH ARM | Estate Minor Road, 0.5m Single, 0 Deg Upcast, Galv Steel, Blue/Grey, EQTS 05-02-01 (scm) | IUPOLE | INTERNATIONAL UTILITY POLES PTY LTD | EX-18673 | CURRENT
000018673 | OUTREACH ARM | Estate Minor Road, 0.5m Single, 0 Deg Upcast, Galv Steel, Blue/Grey, EQTS 05-02-01 (scm) | INGALEPS | INGAL EPS (CONTRACTOR) | GEX18673 | CURRENT
000018674 | CONNECTOR,BUSBAR | 40 MM OD BUSBAR;SUPPORT CLAMP;76 MM PCD MTG;ALUMINIUM; | HYLEC | HYLEC PTY LTD | ABS4176 | PURCHASE AS REQUIRED
000018675 | CHANNEL,STRUCTURAL | STEEL;GALV,HOT DIPPED;41.3 MM W;82.6 MM H;2.5 MM THK;1200 MM LG;WEIGHT 5.4 KG/M; PACK OF 1,PACK WEIGHT 6.36 KG; | EZYSTRUT | EZYSTRUT CABLE & PIPE SUPPORTS | E10011200H | CURRENT
000018676 | CHANNEL,STRUCTURAL | STEEL;GALV,HOT DIPPED;41.3 MM W;41. 3 MM H;2.5 MM THK;2000 MM LG;WEIGHT 5.4 KG/M; | EZYSTRUT | EZYSTRUT CABLE & PIPE SUPPORTS | E10002000H | PURCHASE AS REQUIRED
000018679 | PROBE-LEAD ASSEMBLY,TEST | Trailing Earth Lead, 4mm Retractable Plug, Nylon Bar Reel, Earth Spike, Flexible Earth Lead Cable, Green Colour, 15-20mm Crimping Ferrule Sleeve, Joint | PENTA | PENTA AUST (TMAC THEW & MCCANN/HYLEC) | PA12659 | CURRENT
000018679 | PROBE-LEAD ASSEMBLY,TEST | Trailing Earth Lead, 4mm Retractable Plug, Nylon Bar Reel, Earth Spike, Flexible Earth Lead Cable, Green Colour, 15-20mm Crimping Ferrule Sleeve, Joint | THEWMCAN | TMAC THEW & MCCANN GROUP | TM12659 | CURRENT
000018680 | INSULATOR,STRAIN | LONG ROD,SYNTHETIC COMPOSITE;132 KV NOM V;160 KN SML;TWIN;AS4435.2 D24 EYE ENDS; 1550 MM NOM COUPLING;3650 MM MIN CREEPAGE;USED FOR PROJECTS;PACK OF 10 | PENTA | PENTA AUST (TMAC THEW & MCCANN/HYLEC) | PA30084 | CURRENT
000018680 | INSULATOR,STRAIN | LONG ROD,SYNTHETIC COMPOSITE;132 KV NOM V;160 KN SML;TWIN;AS4435.2 D24 EYE ENDS; 1550 MM NOM COUPLING;3650 MM MIN CREEPAGE;USED FOR PROJECTS;PACK OF 10 | PENTA | PENTA AUST (TMAC THEW & MCCANN/HYLEC) | PA00725 | CURRENT
000018680 | INSULATOR,STRAIN | LONG ROD,SYNTHETIC COMPOSITE;132 KV NOM V;160 KN SML;TWIN;AS4435.2 D24 EYE ENDS; 1550 MM NOM COUPLING;3650 MM MIN CREEPAGE;USED FOR PROJECTS;PACK OF 10 | THEWMCAN | TMAC THEW & MCCANN GROUP | TM00725 | CURRENT
000018680 | INSULATOR,STRAIN | LONG ROD,SYNTHETIC COMPOSITE;132 KV NOM V;160 KN SML;TWIN;AS4435.2 D24 EYE ENDS; 1550 MM NOM COUPLING;3650 MM MIN CREEPAGE;USED FOR PROJECTS;PACK OF 10 | DULHUNTY | DULHUNTY INDUSTRIES PTY LTD | S699063VX02 | CURRENT
000018681 | INSULATOR,STANDOFF | LINE POST;SYNTHETIC COMPOSITE;132 KV NOM V;1550 MM NOM LG;HORIZONTAL;W/ CIRCULAR 4 BOLT FLANGE,127 MM PCD; C/W GDE 8.8 GALV BOLTS,FLAT WASHERS & | PENTA | PENTA AUST (TMAC THEW & MCCANN/HYLEC) | PA30089 | CURRENT
000018681 | INSULATOR,STANDOFF | LINE POST;SYNTHETIC COMPOSITE;132 KV NOM V;1550 MM NOM LG;HORIZONTAL;W/ CIRCULAR 4 BOLT FLANGE,127 MM PCD; C/W GDE 8.8 GALV BOLTS,FLAT WASHERS & | THEWMCAN | TMAC THEW & MCCANN GROUP | 132500A.5-01 | CURRENT
000018681 | INSULATOR,STANDOFF | LINE POST;SYNTHETIC COMPOSITE;132 KV NOM V;1550 MM NOM LG;HORIZONTAL;W/ CIRCULAR 4 BOLT FLANGE,127 MM PCD; C/W GDE 8.8 GALV BOLTS,FLAT WASHERS & | THEWMCAN | TMAC THEW & MCCANN GROUP | 9134104 | CURRENT
000018682 | INSULATOR,STANDOFF | LINE POST;SYNTHETIC COMPOSITE;132 KV NOM V;1550 MM NOM LG;HORIZONTAL; CIRCULAR 4 BOLT FLANGE,127 MM PCD;C/W 4 OFF 2- 1/2 IN X 5/8 IN UNC GALV BOLTS | GRAPHSOL | GRAPH SOLUTIONS PTY LTD | 150502A.01 | CURRENT
000018682 | INSULATOR,STANDOFF | LINE POST;SYNTHETIC COMPOSITE;132 KV NOM V;1550 MM NOM LG;HORIZONTAL; CIRCULAR 4 BOLT FLANGE,127 MM PCD;C/W 4 OFF 2- 1/2 IN X 5/8 IN UNC GALV BOLTS | DULHUNTY | DULHUNTY INDUSTRIES PTY LTD | H351060VX04 | CURRENT
000018683 | INSULATOR,STANDOFF | LINE POST;SYNTHETIC COMPOSITE;1550 MM NOM LG;HORIZONTAL;C/W BENDABLE GAIN BASE & ASSY BOLTS;305 MM POLE MTG CENTRES;FITTED TO INSULATORS MTG;2 HOLE | GRAPHSOL | GRAPH SOLUTIONS PTY LTD | 132500C.5 | CURRENT
000018684 | CLAMP,ELEC PWR CABLE,SUPPORT | TRUNNION TYPE; HOT DIPPED GALV MALLEABLE IRON OR ALUMINIUM ALLOY; FOR 18.0-35.0MM DIA ALUMINIUM CONDUCTORS TO BE USED ON COMPOSITE POST INSULATORS | PENTA | PENTA AUST (TMAC THEW & MCCANN/HYLEC) | PA00729 | CURRENT
000018684 | CLAMP,ELEC PWR CABLE,SUPPORT | TRUNNION TYPE; HOT DIPPED GALV MALLEABLE IRON OR ALUMINIUM ALLOY; FOR 18.0-35.0MM DIA ALUMINIUM CONDUCTORS TO BE USED ON COMPOSITE POST INSULATORS | PENTA | PENTA AUST (TMAC THEW & MCCANN/HYLEC) | PA30090 | CURRENT
000018684 | CLAMP,ELEC PWR CABLE,SUPPORT | TRUNNION TYPE; HOT DIPPED GALV MALLEABLE IRON OR ALUMINIUM ALLOY; FOR 18.0-35.0MM DIA ALUMINIUM CONDUCTORS TO BE USED ON COMPOSITE POST INSULATORS | THEWMCAN | TMAC THEW & MCCANN GROUP | TM00729 | CURRENT
000018686 | ADAPTOR | LIVE LINE;BAYONET;CLAMP OPERATING HEAD FOR UP TO 16 MM SPINDLES;U/W HV OPERATING STICK (SHOTGUN) STOCK CODES 18267 & 18281; | PENTA | PENTA AUST (TMAC THEW & MCCANN/HYLEC) | PA22880 | CURRENT
000018686 | ADAPTOR | LIVE LINE;BAYONET;CLAMP OPERATING HEAD FOR UP TO 16 MM SPINDLES;U/W HV OPERATING STICK (SHOTGUN) STOCK CODES 18267 & 18281; | HYLEC | HYLEC PTY LTD | LDT 1016 | CURRENT
000018687 | ADAPTOR | UNIVERSAL TOOL ADAPTOR;U/W HV OPERATING STICK (SHOTGUN) STOCK CODES 18267 & 18281; | PENTA | PENTA AUST (TMAC THEW & MCCANN/HYLEC) | PA22878 | CURRENT
000018687 | ADAPTOR | UNIVERSAL TOOL ADAPTOR;U/W HV OPERATING STICK (SHOTGUN) STOCK CODES 18267 & 18281; | HYLEC | HYLEC PTY LTD | GAAM-1 | CURRENT
000018689 | CUBICLE,PILOT CABLE ISOLATION | OUTDOOR;5 KV ISOLATION;4 X 20 PR CABLE; 785 MM W,320 MM D,1775 MM H; | ENERGEX | ENERGEX | CUBICLE 5 KV | MAINTENANCE STOCK
000018690 | FUSE ELEMENT,ELEC | 3 AMP;36 KV;DROPOUT ELEMENT TYPE;CLASS K ;TYPE SMU-20;S & C CAT NO. 704003;U/W SMD-20 DROPOUT UNIT;TO BE ISSUED IN SETS OF 3;PACK OF 12; | S & C |  | 704003 | CURRENT
000018691 | FUSE ELEMENT,ELEC | 6 AMP;36 KV;DROPOUT ELEMENT TYPE;CLASS K ;TYPE SMU-20;S & C CAT NO. 704006;U/W SDM-20 DROPOUT UNIT;TO BE ISSUED IN SETS OF 3;PACK OF 6; | S & C |  | 704006 | MAINTENANCE STOCK
000018692 | FUSE ELEMENT,ELEC | 8 AMP;36 KV;DROPOUT ELEMENT TYPE;CLASS K ;TYPE SMU-20;S & C CAT NO. 704008;U/W SMD-20 DROPOUT UNIT;CAN BE USED IN SETS OF 3,BUT ISSUED AS ONE ONLY (EA) | S & C |  | 704008 | CURRENT
000018693 | CABLE,POWER,ELECTRICAL | 76/132 KV;400 SQ MM;STRANDED COMPACTED PLAIN ANNEALED COPPER;SEMICONDUCTIVE XLPE CONDUCTOR SCREEN;SUPERCLEAN XLPE INSULATED;SEMICONDUCTIVE XLPE INSULATION | OLEX | OLEX AUSTRALIA PTY LTD | 5633,000400,99,3081 | VENDOR HELD
000018694 | CABLE,POWER,ELECTRICAL | 6.35/11 KV;800 SQ MM;COMPACTED STRANDED; COPPER CONDUCTOR;SINGLE CORE XLPE INSULATED;STRANDED COPPER SCREEN 13 KA FOR 1 SEC;PVC OUTER SHEATH; | OLEX | OLEX AUSTRALIA PTY LTD | XJIP33RP001CXAA | MAINTENANCE STOCK
000018695 | BUSBAR | NULEC PMR BUSBAR EXT;33 KV;N36 RECLOSER; 800 AMP;RD COPPER ROD;SINGLE BUSHING EXT ;CONSISTING OF M16 HEX NUT & M16 S/S SPRING WASHER;U/W SC 18654 CABLE | ENERGEX | ENERGEX | BUSBAR EXT | CURRENT
000018702 | CABLE,POWER,ELECTRICAL | 19/33 KV XLPE INSULATED;3 CONDUCTORS, 95 SQ MM STRANDED COMPACTED PLAIN ANNEALED COPPER;SEMICONDUCTIVE XLPE CONDUCTOR SCREEN;STRIPPOLEX INSULATION | OLEX | OLEX AUSTRALIA PTY LTD | XNHP22AA003CXAA | PURCHASE AS REQUIRED
000018706 | WIRE,ELECTRICAL | FIRE PROTECTION;1.5 MM;7/0.50;RED TWIN WITH THICK SHEATH; | BROOKS | BROOKS AUSTRALIA PO BOX 511 ARCHERFIELD | BAC0896 | PURCHASE AS REQUIRED
000018707 | BASE,SMOKE DETECTOR | PHOTO ELECTRIC SMOKE DECTECTOR BASE; | BROOKS | BROOKS AUSTRALIA PO BOX 511 ARCHERFIELD | "BAZ6-BS1 | CURRENT
000018708 | ALARM,SMOKE,AUTOMATIC | PHOTO ELECTRIC SMOKE DETECTOR HEAD; 24 V DC; | BROOKS | BROOKS AUSTRALIA PO BOX 511 ARCHERFIELD | BA-Z630 | CURRENT
000018709 | ALARM-MONITOR | ROSHNI SOUNDER-DEEP BASE; | BROOKS | BROOKS AUSTRALIA PO BOX 511 ARCHERFIELD | MRSCD | CURRENT
000018710 | FUSE ELEMENT,ELEC | 12 KV;10 AMP HRC FUSE;FOR SF6/AIR/EPOXY INSULATED SWITCHGEAR;100 KVA TRANSFORMER;PACK OF 3,PACK WEIGHT 1.6 KG; | FUSECO | FUSECO PTY LTD | 3000403/10 | CURRENT
000018714 | FUSE ELEMENT,ELEC | 12 KV;63 AMP HRC FUSE;FOR SF6/AIR/EPOXY INSULATED SWITCHGEAR;750 KVA LOW IMPEDANCE TRANSFORMER;PACK OF 1, PACK WEIGHT 2.0 KG; | FUSECO | FUSECO PTY LTD | 3001203/63 | CURRENT
000018715 | TRANSFORMER,VOLTAGE | 11 KV TO 27.8 V;100 VA;POLE MTG;C/W POLE MTG BRACKET;PRIMARY CONNECTION TAILS & FUSED SECONDARY CONNECTION LOOM; | NU-LEC | NU-LEC | 99000081/94 | PURCHASE AS REQUIRED
000018717 | POST,FENCE,METAL | STEEL;BITUMASTIC PAINTED;STAR SHAPED PICKET,W/POINTED END;1650 MM LG;USED AS A SUPPORT POST FOR BARRIERS; | SIGNET | SIGNET PTY LTD | 34807 | CURRENT
000018717 | POST,FENCE,METAL | STEEL;BITUMASTIC PAINTED;STAR SHAPED PICKET,W/POINTED END;1650 MM LG;USED AS A SUPPORT POST FOR BARRIERS; | ATOMSUPP | ATOM SUPPLY | 91090000 | CURRENT
000018719 | CABLE,FIBRE OPTIC | 24 SINGLE MODE (OPGW) GROUNDWIRE COMPOSITE FIBRE OPTICAL CABLE;CENTRAL CORE,WITHIN A PROTECTIVE TUBE;CABLE DIA 14.48 MM;LEFT HAND LAY;DRUM SIZE 3000 M, | SFPOC | SUZHOU FURUKAWA POWER OPTIC CABLE CO LTD | J1215 | PHASING
000018720 | CABLE,POWER,ELECTRICAL | 240 SQ MM;CONCENTRIC BONDING CABLE; INNER COND COMP ANNEAL,WB 91/1.78 CU; XLPE INS 4.6 MIN AV WALL (MAV);OUTER COND;PLAIN ANNEAL WB 59/1.53 + 65/1.53 | MIDLANDS | MIDLAND METALS | MMO-CBL1X240CXCWCTCWFRM | CURRENT
000018720 | CABLE,POWER,ELECTRICAL | 240 SQ MM;CONCENTRIC BONDING CABLE; INNER COND COMP ANNEAL,WB 91/1.78 CU; XLPE INS 4.6 MIN AV WALL (MAV);OUTER COND;PLAIN ANNEAL WB 59/1.53 + 65/1.53 | NANELECT | NAN ELECTRICAL CABLE AUSTRALIA PL | 1CB240CBLHJEX | CURRENT
000018720 | CABLE,POWER,ELECTRICAL | 240 SQ MM;CONCENTRIC BONDING CABLE; INNER COND COMP ANNEAL,WB 91/1.78 CU; XLPE INS 4.6 MIN AV WALL (MAV);OUTER COND;PLAIN ANNEAL WB 59/1.53 + 65/1.53 | MIDLANDS | MIDLAND METALS | MMOP17450/08 | CURRENT
000018720 | CABLE,POWER,ELECTRICAL | 240 SQ MM;CONCENTRIC BONDING CABLE; INNER COND COMP ANNEAL,WB 91/1.78 CU; XLPE INS 4.6 MIN AV WALL (MAV);OUTER COND;PLAIN ANNEAL WB 59/1.53 + 65/1.53 | OLEX | OLEX AUSTRALIA PTY LTD | 5099,999999.01,645/TXWP26WB001 | CURRENT
000018723 | TRANSFORMER,CURRENT | PROTECTION TOROIDAL;OUTDOOR; 2.5 KV; 2000/1600/800/5 AMP;CLASS5P20;15 VA ON 800/5 AMP;SINGLE PHASE;50 HZ;U/W STABILISING RESISTOR;SC18101; | STEMAR |  | BCT220/60ID | CURRENT
000018726 | TRANSFORMER,EARTHING | 11 KV;3 PHASE;50 HZ;ONAN;INTERCONNECTED STAR;2500 AMP FOR 10 SEC;9 OHMS PER PHASE;C/W 1 X 400/200/5 AMP CT & 1 X 2000/1600/800/1 AMP CT'S; | ABB | ABB FAN PTY LTD | 11 KV | STRATEGIC SPARE
000018727 | CONNECTOR,ELEC,PARALLEL COMPRESSION | COMPRESSION TYPE;COPPER;70-120 MM RUN TO 10-70 MM TAP;FOR EARTH GRIDS; PACK OF 1;REFER SC11429 FOR DIE; | LEGEND | LEGEND POWER SYSTEMS | CACE70/120 | CURRENT
000018727 | CONNECTOR,ELEC,PARALLEL COMPRESSION | COMPRESSION TYPE;COPPER;70-120 MM RUN TO 10-70 MM TAP;FOR EARTH GRIDS; PACK OF 1;REFER SC11429 FOR DIE; | CNWPL | CNW PL - SLACKS CREEK | CABCACE70/120 | CURRENT
000018727 | CONNECTOR,ELEC,PARALLEL COMPRESSION | COMPRESSION TYPE;COPPER;70-120 MM RUN TO 10-70 MM TAP;FOR EARTH GRIDS; PACK OF 1;REFER SC11429 FOR DIE; | BURNDY | BURNDY CABLE SUPPORT SYSTEMS | BURYGHC29C26 | CURRENT
000018728 | CONNECTOR,COMPRESSION | C Crimp, Hyground, 120-120mm2, Wide Jaw, IEEE Std 837, Dwg EESS-10031-04 | CNWPL | CNW PL - SLACKS CREEK | CABCACD120 | CURRENT
000018728 | CONNECTOR,COMPRESSION | C Crimp, Hyground, 120-120mm2, Wide Jaw, IEEE Std 837, Dwg EESS-10031-04 | PHOENIXS | PHOENIX STEEL SALES PTY LTD | YGHC29C29 | CURRENT
000018728 | CONNECTOR,COMPRESSION | C Crimp, Hyground, 120-120mm2, Wide Jaw, IEEE Std 837, Dwg EESS-10031-04 | LEGEND | LEGEND POWER SYSTEMS | CACD120 | CURRENT
000018728 | CONNECTOR,COMPRESSION | C Crimp, Hyground, 120-120mm2, Wide Jaw, IEEE Std 837, Dwg EESS-10031-04 | BURNDY | BURNDY CABLE SUPPORT SYSTEMS | BURYGHC29C29 | CURRENT
000018730 | TRANSFORMER,METERING | OUTDOOR TYPE;FREE STANDING;22 KV;AIR INSULATED ENCLOSURE;NO HV FUSES;2 CT'S, CLASS 0.5 M,OUTPUT 15 VA;RATIO 100/50/5 AMP;3 VT'S,CLASS 0.5 M,OUTPUT 50 VA/ | ABB | ABB FAN PTY LTD | METERING UNIT | PURCHASE AS REQUIRED
000018731 | SHADE BRIM,SAFETY CAP. | 100% COTTON; FLURO YELLOW COLOUR; FULL BRIM,C/W NECK & EAR FLAP PROTECTION:EXTENSION BRIM FOR SAFETY CAP,SC14294; | ATOMSUPP | ATOM SUPPLY | HHBNF-FY | CURRENT
000018731 | SHADE BRIM,SAFETY CAP. | 100% COTTON; FLURO YELLOW COLOUR; FULL BRIM,C/W NECK & EAR FLAP PROTECTION:EXTENSION BRIM FOR SAFETY CAP,SC14294; | ATOMSUPP | ATOM SUPPLY | 479274 | CURRENT
000018731 | SHADE BRIM,SAFETY CAP. | 100% COTTON; FLURO YELLOW COLOUR; FULL BRIM,C/W NECK & EAR FLAP PROTECTION:EXTENSION BRIM FOR SAFETY CAP,SC14294; | ATOMSUPP | ATOM SUPPLY | 79912412 | CURRENT
000018733 | BIT,AUGER | High Carbon Steel;Scotch Pattern; 11 MM Dia;305 MM O/A LG;6 MM Hex Shank;Pack of 1. | CNWPL | CNW PL - SLACKS CREEK | DEWDT90211-QZ | CURRENT
000018733 | BIT,AUGER | High Carbon Steel;Scotch Pattern; 11 MM Dia;305 MM O/A LG;6 MM Hex Shank;Pack of 1. | CNWPL | CNW PL - SLACKS CREEK | IRW20/000619111 | CURRENT
000018736 | INSULATION SLEEVING,ELEC,SPEC | CORRIGATED;HV,NON-HEAT SHRINK;FOR 35 TO 400 SQ MM CABLE TERMINATIONS TO ABB SAFELINK RMU'S;KIT OF 3; | PLP AUST | PREFORMED LINE PRODUCTS (AUST) | CPA-PLP-CUB-2 | CURRENT
000018736 | INSULATION SLEEVING,ELEC,SPEC | CORRIGATED;HV,NON-HEAT SHRINK;FOR 35 TO 400 SQ MM CABLE TERMINATIONS TO ABB SAFELINK RMU'S;KIT OF 3; | JBJOINT | JB JOINTING SUPPLIES PTY LTD | JB-SBC-11 | CURRENT
000018736 | INSULATION SLEEVING,ELEC,SPEC | CORRIGATED;HV,NON-HEAT SHRINK;FOR 35 TO 400 SQ MM CABLE TERMINATIONS TO ABB SAFELINK RMU'S;KIT OF 3; | TECONN | TE CONNECTIVITY LTD | RCAB-4120 | CURRENT
000018738 | SLEEVE,COMPRESSION | FT, suit 30/7/2.50 ACSR, 30/7/.102 ACSR, 19/3.75 AAAC, 19/3.75 AAC, 37/.102 AAC, Hex Die A/F 26.2mm | PLP AUST | PREFORMED LINE PRODUCTS (AUST) | CMS AAAC-188-1 | CURRENT
000018738 | SLEEVE,COMPRESSION | FT, suit 30/7/2.50 ACSR, 30/7/.102 ACSR, 19/3.75 AAAC, 19/3.75 AAC, 37/.102 AAC, Hex Die A/F 26.2mm | MACLEAN | MACLEAN POWER PL - E15128 | CMJ-NEON | CURRENT
000018738 | SLEEVE,COMPRESSION | FT, suit 30/7/2.50 ACSR, 30/7/.102 ACSR, 19/3.75 AAAC, 19/3.75 AAC, 37/.102 AAC, Hex Die A/F 26.2mm | PLP AUST | PREFORMED LINE PRODUCTS (AUST) | CMSJ-175 | CURRENT
000018738 | SLEEVE,COMPRESSION | FT, suit 30/7/2.50 ACSR, 30/7/.102 ACSR, 19/3.75 AAAC, 19/3.75 AAC, 37/.102 AAC, Hex Die A/F 26.2mm | ADAPT | ADAPT AUSTRALIA PTY LTD | CMS AAAC-188-1 | CURRENT
000018738 | SLEEVE,COMPRESSION | FT, suit 30/7/2.50 ACSR, 30/7/.102 ACSR, 19/3.75 AAAC, 19/3.75 AAC, 37/.102 AAC, Hex Die A/F 26.2mm | UTILUX |  | FT80R/1 | CURRENT
000018740 | FRAME,MOUNTING | FOR SUBSTATION TO ALLOW HEIGHT OF SURGE ARRESTOR BRACKET TO BE 2565 MM FROM GROUND LEVEL; | NU-LEC | NU-LEC | FOR SUBSTATION | PURCHASE AS REQUIRED
000018741 | ANCHOR,ROCKFACE | STEEL GALV;M12;160 MM LG;C/W NUT,USED IN CONJUNCTION WITH STOCK CODE 17889; PACK OF 10; | HOBSON | HOBSON ENGINEERING CO PTY LTD 393904 | MCA58GCM120160H | CURRENT
000018741 | ANCHOR,ROCKFACE | STEEL GALV;M12;160 MM LG;C/W NUT,USED IN CONJUNCTION WITH STOCK CODE 17889; PACK OF 10; | COVENTRY | COVENTRY FASTENERS QLD | CS12160GH | CURRENT
000018741 | ANCHOR,ROCKFACE | STEEL GALV;M12;160 MM LG;C/W NUT,USED IN CONJUNCTION WITH STOCK CODE 17889; PACK OF 10; | STATEWD | STATEWIDE FSTNERS & ENG SPLS PL | RM12160G | CURRENT
000018742 | CLAMP, PIPE | STEEL GALV,SUIT PIPE 60 MM OD,114 MM MOUNTING CENTRES;PACK OF 1; | EZYSTRUT | EZYSTRUT CABLE & PIPE SUPPORTS | E16-60H | PURCHASE AS REQUIRED
000018743 | RECLOSER | 36 KV;3 PHASE;800 AMP;STRUCTURE MTG; 16 KA BKG CAP;TERMINAL PALM CONNECTIONS; NU-LEC CONTROLLER,C/W DNP3 PROTOCOL- CAPM5;IOEX INTERFACE CARD;FAST TRIP | NU-LEC | NU-LEC | STRUCTURED MTG | PURCHASE AS REQUIRED
000018744 | RECLOSER | 36 KV;3 PHASE;800 AMP;POLE MTG-LEFT/ RIGHT;16 KA BKG CAP;240 SQ MM ALUMINIUM WATER BLOCKED CABLE;4 M LG;NU-LEC CONTROLLER,C/W DNP3 PROTOCOL-CAPM5; | NU-LEC | NU-LEC | LEFT/RIGHT | PURCHASE AS REQUIRED
000018745 | RECLOSER | 12 KV;3 PHASE;630 AMP;SF6;NU-LEC;C/W CAPM5;DNP3;IOEX,FAST TRIP MODULE, 800/400/1 CT;STRUCTURE MTG;TERMINAL PALM CONNECTIONS;REFER SC18695 FOR | NU-LEC | NU-LEC | N12 | STRATEGIC SPARE
000018746 | RECLOSER | 12 KV;3 PHASE;630 AMP;SF6;12.5 KA;NU-LEC C/W CAPM5;DNP3;IOEX,FAST TRIP MODULE, 800/400/1 CT;POLE MTG;4 M LG,185 SQ MM ALUMINIUM;WATER BLOCKED LEADS; | NU-LEC | NU-LEC | N12 | MAINTENANCE STOCK
000018747 | RECLOSER | 36 KV;3 PHASE;800 AMP;SF6;POLE MTG-FRONT /REAR;16 KA BKG CAP;240 SQ MM ALUMINIUM WATER BLOCKED CABLE,3 M LG; NU-LEC CONTROLLER WITH DNP3.0 PROTOCOL CAPM5; | NU-LEC | NU-LEC | FRONT/REAR | PURCHASE AS REQUIRED
000018748 | RECLOSER | 12 KV;3 PHASE;630 AMP;VACUUM INTERRUPTER NULEC N12;POLE MTG-FRONT-REAR;12.5 KA BKG CAP;AUX SUPPLY FROM 11 KV/27.8 V EXT POLE MTD VT C/W POLE MTG BRACKET & | NU-LEC | NU-LEC | FRONT-REAR | CURRENT
000018750 | CONVERTER | 24 V DC INPUT;48 V DC OUTPUT;4 AMP;C/W; 3U;U/W SACS; EQUIPMENT; | AMTEX | AMTEX ELECTRONICS | DCW200-48FT | CURRENT
000018754 | SENSOR, TEMPERATURE | CONSISTING OF SIGNAL CONDITIONER;PT100 SENSOR IN RADITATION SHIELD & BRACKET; RTD JUNCTION BOX;CABLE LENGTH 5 M;ITEM TO BE INDIVIDUALLY SUPPLIED AS A KIT; | PACDATA | PACIFIC DATA SYSTEMS QLD | PDS-SIGCON-PT100-KIT | CURRENT
000018755 | HOOK | Safloc Hook, Hauling Line, 12mm, S/Steel Gde 304, Stamped "WLL 720kg" | BULIVANT | BULLIVANTS LIFTING & SAFETY SPECIALISTS | WSNH-0120-SS2431X12LR | CURRENT
000018757 | FRAME,MOUNTING | SUPPORT STRUCTURE FOR TRANSFORMER COMPOUND;MULTICORE CABLING;PACK OF 10,ENERGEX-LOSTD-ST048-01;PACK OF 3, PACK WEIGHT 15 KG; | HAYMAN | HAYMANS INDUSTRIES PTY LTD | 18757 | PURCHASE AS REQUIRED
000018757 | FRAME,MOUNTING | SUPPORT STRUCTURE FOR TRANSFORMER COMPOUND;MULTICORE CABLING;PACK OF 10,ENERGEX-LOSTD-ST048-01;PACK OF 3, PACK WEIGHT 15 KG; | GLOBAL | GLOBAL MANUFACTURING GROUP | ENERGEX-LOSTD-ST048-01 | PURCHASE AS REQUIRED
000018758 | SCREW,TAPPING,THREAD FORMING | PANEL SCREW M3;35 MM LG;STEEL;CAD-PLATED ;WAFER HD PHILLIPS DRIVE; | SUMMIT | SUMMIT GROUP | 3DWCCZ03035 | CURRENT
000018758 | SCREW,TAPPING,THREAD FORMING | PANEL SCREW M3;35 MM LG;STEEL;CAD-PLATED ;WAFER HD PHILLIPS DRIVE; | STATEWD | STATEWIDE FSTNERS & ENG SPLS PL | SEWZ335 | CURRENT
000018759 | TAPE,INSULATION,ELECTRICAL | ADHESIVED BACKED;VINYL,PLASTIC,BLACK; 19 MM W;6 M LG;0.63 MM THK;PACK OF 10; | REXEL | REXEL PTY LTD | 3MSSCO33-19X6M | CURRENT
000018759 | TAPE,INSULATION,ELECTRICAL | ADHESIVED BACKED;VINYL,PLASTIC,BLACK; 19 MM W;6 M LG;0.63 MM THK;PACK OF 10; | 3M | 3M AUSTRALIA PTY LTD | MMMVM-19MM | CURRENT
000018760 | CABLE,CONTROL,ELECTRICAL | 20 CORE;10 PR;TWISTED 7/0.5,1.5 MM; NUMBERED BLACK & WHITE INSULATED CORES; BLACK PVC SHEATH;AS2373;DRUM SIZE 500 M, DRUM WEIGHT 442 KG; | MIDLANDS | MIDLAND METALS | MMO-20X1.5 CU PE CTS PVC | PURCHASE AS REQUIRED
000018760 | CABLE,CONTROL,ELECTRICAL | 20 CORE;10 PR;TWISTED 7/0.5,1.5 MM; NUMBERED BLACK & WHITE INSULATED CORES; BLACK PVC SHEATH;AS2373;DRUM SIZE 500 M, DRUM WEIGHT 442 KG; | OLEX | OLEX AUSTRALIA PTY LTD | IBK184AU010CXAA | PURCHASE AS REQUIRED
000018761 | FUSEHOLDER | 440 V,400 AMP SINGLE PHASE;HVY DUTY SERVICE FUSEHOLDER;FOR INDOOR USE ON INDUSTRIAL SERVICES;J TYPE FUSE LINK CARTRIDGE,SC04466,04474 & 04480 SUIT | ALSTOM | ALSTOM GRID AUSTRALIA LIMITED | FUSEHOLDER. | PURCHASE AS REQUIRED
000018761 | FUSEHOLDER | 440 V,400 AMP SINGLE PHASE;HVY DUTY SERVICE FUSEHOLDER;FOR INDOOR USE ON INDUSTRIAL SERVICES;J TYPE FUSE LINK CARTRIDGE,SC04466,04474 & 04480 SUIT | HENLEY |  | 54427-15 | PURCHASE AS REQUIRED
000018762 | RELAY,OVERCURRENT AND EARTH FAULT | REYROLLE ARGUS1;2 OC EF & SEF;5/1 AMP; 110/125 V DC AUX,110 V DC LOGIC INPUTS; MTG FLUSH & RACK;ORDER ON PROTECTION MANAGER APPROVAL ONLY; | RMS | RELAY MONITORING SYSTEMS PL | 2434H6425A | PHASING
000018762 | RELAY,OVERCURRENT AND EARTH FAULT | REYROLLE ARGUS1;2 OC EF & SEF;5/1 AMP; 110/125 V DC AUX,110 V DC LOGIC INPUTS; MTG FLUSH & RACK;ORDER ON PROTECTION MANAGER APPROVAL ONLY; | REYROLLE |  | 234H6425A | PHASING
000018763 | RELAY,OVERCURRENT AND EARTH FAULT | REYROLLE ARGUS 1;2OC EF & SEF;5/1 AMP; 32/48 V DC AUX,32 V DC LOGIC INPUTS; MTG FLUSH & RACK; | RMS | RELAY MONITORING SYSTEMS PL | DCD-421A | PHASING
000018764 | RELAY,DIRECTIONAL OVERCURR & EARTH FAULT | REYROLLE ARGUS 2;3 DOC DEF;5/1 AMP; 110/125 V DC AUX,110 V DC DI;MTG FLUSH & RACK;ORDER ON PROTECTION MANAGER APPROVAL ONLY; | REYROLLE |  | DCD-815B | STRATEGIC SPARE
000018765 | RELAY,DIRECTIONAL OVERCURR & EARTH FAULT | REYROLLE ARGUS 2;3 DOC DEF;5/1 AMP; 32/48 V DC AUX,32 V DC DI;MTG FLUSH & RACK;ORDER ON PROTECTION MANAGER APPROVAL ONLY; | REYROLLE |  | DCD-811B | PHASING
000018766 | RELAY,SENSITIVE EARTH FAULT | RMS 2C137;SEF;5 AMP; 10S RESET, 32 /48 V DC AUX;MTG FLUSH & RACK; ORDER ON PROTECTION MANAGER APPROVAL ONLY; | RELMONSY | RELAY MONITORING SYSTEMS PTY LTD | 2C137-ABAAB10 | PURCHASE AS REQUIRED
000018767 | RELAY,ELECTROMAGNETIC | MULTIRIP;RMS 2HSM514;FLAG;9 N/O 1 N/C LATCHED;110 V DC AUX;MTG FLUSH & RACK;ORDER ON PROTECTION MANAGER APPROVAL ONLY; | RMS | RELAY MONITORING SYSTEMS PL | 2HSM514B2-D-9M1B-2M28-S1 | CURRENT
000018768 | RELAY,TRANSFORMER DIFFERENTIAL | ALSTOM KBCH120;1 AMP;32/48/110/125 V DC AUX; 48 V DC DI;MTG FLUSH & RACK;ORDER ON PROTECTION MANAGER APPROVAL ONLY; | AREVA | AREVA T&D AUSTRALIA LIMITED | KBCH12001W12LEL | STRATEGIC SPARE
000018769 | RELAY,TRANSFORMER DIFFERENTIAL | ALSTOM KBCH140;1 AMP;32/48/110/125 V DC AUX;48 V DC DI;MTG FLUSH & RACK;ORDER ON PROTECTION MANAGER APPROVAL ONLY; | ALSTOM | ALSTOM GRID AUSTRALIA LIMITED | KBCH14001W12LEL | STRATEGIC SPARE
000018771 | RELAY,FEEDER DIFFERENTIAL SUPERVISION | AREVA MRTP03;PLIOT WIRE,SPVSN ISOL/TRFM 240 V AC & 110/125 V DC AUX;MRTP03-MTG FLUSH & RACK;SPVSN ISOL/TRFM-MTG SURFACE;ORDER ON PROTECTION MANAGER | AREVA | AREVA T&D AUSTRALIA LIMITED | MRTP03T1CE0761 & ZC0243003 | STRATEGIC SPARE
000018772 | RELAY,OVERCURRENT AND EARTH FAULT | AREVA MCRI;INST;2 0C EF;5 AMP; 110/125 V DC AUX;MTG FLUSH & RACK;ORDER ON PROTECTION MANAGER APPROVAL ONLY; | AREVA | AREVA T&D AUSTRALIA LIMITED | MCRI01T1CD0751 | MAINTENANCE STOCK
000018774 | RELAY,FEEDER DIFFERENTIAL. | REYROLLE SOLKOR N;RS485;5/1 AMP;110/ 125 V DC AUX,110/125 V DC DI;MTG FLUSH & RACK;ORDER ON PROTECTION MANAGER APPROVAL ONLY; | REYROLLE |  | SO1-131DA | PURCHASE AS REQUIRED
000018775 | BOX,ELECTRICAL,MULTIAPPLICATION. | ALUMINIUM;800 MM W,600 MM H,400 MM D; CT MARSHALLING;2 CT ASSEMBLY; | ENERGEX | ENERGEX | 6 CT MARSHALLING | PURCHASE AS REQUIRED
000018776 | TRANSFORMER,CURRENT | INTERPOSING;MEASUREMENT,PRIMARY WOUND;INDOOR;RATIO 2-2.5-3/5 AMP; CLASS 2M;FORM NS SERIES 28;W3180;C/W MTG BOLT; | WFENERGY | WF ENERGY CONTROLS | W3180 | PURCHASE AS REQUIRED
000018777 | TRANSFORMER,CURRENT | INTERPOSING;MEASUREMENT,PRIMARY WOUND;INDOOR;RATIO 3.5-4-4.5/5 AMP; CLASS 2M;FORM NS SERIES 28;W3181;C/W MTG BOLT; | WFENERGY | WF ENERGY CONTROLS | W3181 | PURCHASE AS REQUIRED
000018778 | BATTERY,NONRECHARGEABLE | ALKALINE;1.5 V, A76 OR EQUIV;U/W TESTER PROXIMITY SC18678;BOX OF 12,CARTON OF 12 ; | BLKWOOD | J BLACKWOOD & SON LTD | 04561358 | CURRENT
000018778 | BATTERY,NONRECHARGEABLE | ALKALINE;1.5 V, A76 OR EQUIV;U/W TESTER PROXIMITY SC18678;BOX OF 12,CARTON OF 12 ; | HAYMANS | HAYMANS ELECTRICAL | EVRA76BP-2 | CURRENT
000018778 | BATTERY,NONRECHARGEABLE | ALKALINE;1.5 V, A76 OR EQUIV;U/W TESTER PROXIMITY SC18678;BOX OF 12,CARTON OF 12 ; | EVEREADY |  | EVRA76BP-2 | CURRENT
000018796 | BAR,METAL | STEEL;FLAT SHAPE;50 MM X 25 MM;GDE 300; AS3679.1;6 M LG; | SMORGON | SMORGON ARC | BAR METAL | VENDOR HELD
000018828 | BAR,METAL | STEEL;RD SHAPE;6.35 MM DIA;BRIGHT FINISH ;GDE M1020;AS1443;6 M LG; | SMORGON | SMORGON ARC | BAR RD | VENDOR HELD
000018844 | BAR,METAL | STEEL;CHANNEL;150 MM X 75 MM;PARALLEL FLANGE;AS3679.1; 9 M LG; | BLUESCOP | BLUESCOPE STEEL | CH-150-75-L300-9000 | PURCHASE AS REQUIRED
000018844 | BAR,METAL | STEEL;CHANNEL;150 MM X 75 MM;PARALLEL FLANGE;AS3679.1; 9 M LG; | SMORGON | SMORGON ARC | BAR CHANNEL | PURCHASE AS REQUIRED
000018921 | STRAP,SPECTACLE FRAME | COTTON LEASH;BLACK;U/W SC18608,SC18609, SC18610,SC18611 & SC18612; | BLKWOODS | J BLACKWOOD & SON LTD | 05942408/1066 | CURRENT
000018921 | STRAP,SPECTACLE FRAME | COTTON LEASH;BLACK;U/W SC18608,SC18609, SC18610,SC18611 & SC18612; | UVEX | UVEX SAFETY GROUP | 1066 | CURRENT
000018923 | SWITCH FUSE GEAR | 12 KV;3 PHASE;630 AMP;SF6;I/D;OIL-LESS; C/W 2 X 630 AMP SW;C/W 1 X 630 AMP CB TEE-OFF & ASSOC EQUIP;SCHNIDER RMU; SH TIME CURR; | SCHNEDER | SCHNEIDER PTY LTD | RM6/2 NE-IBI | PHASING
000018926 | KIT,CONNECTION | 11 KV,ELECTRICAL POWER CABLE;INDOOR; 3 PHASE;185 SQ MM TO 300 SQ MM CABLES; FOR RECONNECTING CABLES CONVERTING FROM KRONE KES 10 TO HAZMYER MAGNEFIX | HOLEC | HOLEC | 502.1070 | CURRENT
000018928 | RELAY,TIME | ALSTOM MVTT14;32 V DC AUX;MTG FLUSH & BACK;ORDER ON PROTECTION MANAGER APPROVAL ONLY; | ALSTOM | ALSTOM GRID AUSTRALIA LIMITED | MVTT14J1NB0251 | PHASING
000018930 | LINK,ELECTRICAL BRIDGING. | COPPER BUSBAR PARALLELING LINK;FOR USE ON LV SWITCHBOARDS WITH ABB TYPE SWITCH FUSE UNITS;C/W PROTECTIVE SHROUDS;WEBER V-BKABB;PACK OF 1,PACK WEIGHT3.0 KG; | WEBER | WEBER SOUTH PACIFIC PTY LTD | V-BKABB | CURRENT
000018933 | BATTERY,STORAGE | VALVE REGULATED SEALED BATTERY BANK; 48 V;110 A/HR NOMINAL (70-100 A/HR); 8 X 6 V INDIVIDUAL BATTERIES;C/W INTERCELL CONNECTORS & FASTENERS; | LEGEND | LEGEND POWER SYSTEMS | BAT-HZB6/110F-AGM | PURCHASE AS REQUIRED
000018934 | BATTERY,STORAGE | VRLA Battery Bank, 110V, 160Ah, 18 X 6V Cells = (1 Bank), If Stand Required ref SC25445, c/w Intercell Connectors & Fasteners | LEGEND | LEGEND POWER SYSTEMS | BAT-HZB6/160F-AGM | PURCHASE AS REQUIRED
000018935 | BATTERY,STORAGE | VALVE REGULATED SEALED BATTERY BANK; 110 V;110 A/HR NOMINAL (70-100 A/HR); 18 X 6 V INDIVIDUAL BATTERIES = (1 BANK) ; C/W INTERCELL CONNECTORS & FASTENERS | LEGEND | LEGEND POWER SYSTEMS | BAT-HZB6/110F-AGM | PURCHASE AS REQUIRED
000018935 | BATTERY,STORAGE | VALVE REGULATED SEALED BATTERY BANK; 110 V;110 A/HR NOMINAL (70-100 A/HR); 18 X 6 V INDIVIDUAL BATTERIES = (1 BANK) ; C/W INTERCELL CONNECTORS & FASTENERS | EXIDE | EXIDE TECHNOLOGIES - SALISBURY | L6V110 | PURCHASE AS REQUIRED
000018937 | METER,ENERGY | SEC REGN;CLASS 0.5;SOLID STATE PROGRAMMABLE;3 PHASE TRANSFORMER CONNECTED;NOMINAL 5 AMP;57-240 V;3 OR 4 WIRE;ORDERING CODE 2000-0600-111-H-J-240 | EDMI | EDMI PTY LTD | 2000-0600-111-H-J-240 | PURCHASE AS REQUIRED
000018938 | CORD,ELECTRICAL | 240 V; 10 AMP;3 M LG;EXTENSION CORD; | BLKWOOD | J BLACKWOOD & SON LTD | 02836556 | CURRENT
000018938 | CORD,ELECTRICAL | 240 V; 10 AMP;3 M LG;EXTENSION CORD; | CNWPL | CNW PL - SLACKS CREEK | GTSR3ELWE | CURRENT
000018938 | CORD,ELECTRICAL | 240 V; 10 AMP;3 M LG;EXTENSION CORD; | CNWPL | CNW PL - SLACKS CREEK | KIMELD3W | CURRENT
000018938 | CORD,ELECTRICAL | 240 V; 10 AMP;3 M LG;EXTENSION CORD; | GENERAL | GENERAL TRADE SUPPLIES | R3ELWE | CURRENT
000018939 | AMMETER | SCALED 0-49.99 AMP; DC;ELECTRONIC; DIGITAL;3 1/2 LED; 110 VDC AUX SUPPLY; BI-POLAR;INPUT 50MV;96 MM W X48 MM H; FLUSH PANEL MTG;U/W EXTERNAL SHUNT STOCK | CROMPTON | CROMPTON INSTRUMENTS (AUST) PTY LTD | 262-DDAW-EC-NT-110VDC | PURCHASE AS REQUIRED
000018941 | CLEVIS SOCKET ASSEMBLY | FORGED STEEL;GALV;120 KN MIN FAILING LOAD;U/W BALL & SOCKET INSULATORS; PACK OF 10,PACK WEIGHT 14 KG; | DULHUNTY | DULHUNTY INDUSTRIES PTY LTD | SC-120 | CURRENT
000018942 | CLEVIS BALL ASSEMBLY | FORGED STEEL;GALV;120 KN MIN FAILING LOAD;U/W BALL & SOCKET INSULATORS; ROUND PIN BOLT STYLE; | DULHUNTY | DULHUNTY INDUSTRIES PTY LTD | BC-120 | CURRENT
000018946 | RELAY,ELECTROMAGNETIC | 240 V AC COIL;240 V AC CONT;5 AMP NOM; 2 C/O CONT;BI-STABLE LATCHING OPERATION; PLUG-IN TO RAIL MOUNT SOCKET STOCK CODE 16593;PACK OF 1; | CNWPL | CNW PL - SLACKS CREEK | IDERR2KP-UAC240 | CURRENT
000018946 | RELAY,ELECTROMAGNETIC | 240 V AC COIL;240 V AC CONT;5 AMP NOM; 2 C/O CONT;BI-STABLE LATCHING OPERATION; PLUG-IN TO RAIL MOUNT SOCKET STOCK CODE 16593;PACK OF 1; | IZUMIDEN |  | IDCRR2KP-UAC240 | CURRENT
000018946 | RELAY,ELECTROMAGNETIC | 240 V AC COIL;240 V AC CONT;5 AMP NOM; 2 C/O CONT;BI-STABLE LATCHING OPERATION; PLUG-IN TO RAIL MOUNT SOCKET STOCK CODE 16593;PACK OF 1; | CNWPL | CNW PL - SLACKS CREEK | RR2KP-UAC240 | CURRENT
000018950 | DISCONNECTOR,HIGH VOLTAGE | 145kV, 1600A, 40kA/1Sec, 3Ph, 2 x Earth Switch Type SE145, Motorised 110VDC, Outdoor Rotary Double Break Type DB145, Busbar Mtg Height 4300mm (No Insulators) | PLP AUST | PREFORMED LINE PRODUCTS (AUST) | A-A9303 | PHASING
000018951 | DISCONNECTOR,HIGH VOLTAGE | 36kV, 800A, 25kA/3Sec, 3Ph, Motorised 110VDC, Outdoor Rotary Double Break Type DB36, Steel Structure c/w Insulators (part A & B) | PLP AUST | PREFORMED LINE PRODUCTS (AUST) | A-A8029-03 | PHASING
000018955 | CUTTER,CABLE,HAND OPERATED | 77 KN OUTPUT FORCE;HAND OPERATED TWO STAGE HYDRAULIC PUMP;REPLACEABLE BLADES,SUITS STRANDED CU,AL & ACSR UP TO 24 MM DIA,STAY WIRE UP TO 20 MM DIA,180 | REXEL | REXEL PTY LTD | SFCIZU S-200 | CURRENT
000018955 | CUTTER,CABLE,HAND OPERATED | 77 KN OUTPUT FORCE;HAND OPERATED TWO STAGE HYDRAULIC PUMP;REPLACEABLE BLADES,SUITS STRANDED CU,AL & ACSR UP TO 24 MM DIA,STAY WIRE UP TO 20 MM DIA,180 | SPECFORC | SPECIALISED FORCE | S-240 | CURRENT
000018955 | CUTTER,CABLE,HAND OPERATED | 77 KN OUTPUT FORCE;HAND OPERATED TWO STAGE HYDRAULIC PUMP;REPLACEABLE BLADES,SUITS STRANDED CU,AL & ACSR UP TO 24 MM DIA,STAY WIRE UP TO 20 MM DIA,180 | TECONN | TE CONNECTIVITY LTD | S-200 | CURRENT
000018958 | WRENCH,IMPACT,HYDRAULIC | HYDRAULIC DRIVEN IMPACT DRILL;C/W 11 MM (7/16 IN) QUICK CHANGE HEXAGON CHUCK; TRIGGER GUARD;DUAL OPEN/CLOSED CENTRE POWER SYSTEM;6.9 TO 13.8 MPA WORKING | STATEWD | STATEWIDE FSTNERS & ENG SPLS PL | CMSS1WDT716TGC | PURCHASE AS REQUIRED
000018958 | WRENCH,IMPACT,HYDRAULIC | HYDRAULIC DRIVEN IMPACT DRILL;C/W 11 MM (7/16 IN) QUICK CHANGE HEXAGON CHUCK; TRIGGER GUARD;DUAL OPEN/CLOSED CENTRE POWER SYSTEM;6.9 TO 13.8 MPA WORKING | MSS PWR | MSS POWER SYSTEMS | MSS-IW-DT716-TG-C | PURCHASE AS REQUIRED
000018958 | WRENCH,IMPACT,HYDRAULIC | HYDRAULIC DRIVEN IMPACT DRILL;C/W 11 MM (7/16 IN) QUICK CHANGE HEXAGON CHUCK; TRIGGER GUARD;DUAL OPEN/CLOSED CENTRE POWER SYSTEM;6.9 TO 13.8 MPA WORKING | LEGEND | LEGEND POWER SYSTEMS | MSS-IW-DT716-TG-C | PURCHASE AS REQUIRED
000018958 | WRENCH,IMPACT,HYDRAULIC | HYDRAULIC DRIVEN IMPACT DRILL;C/W 11 MM (7/16 IN) QUICK CHANGE HEXAGON CHUCK; TRIGGER GUARD;DUAL OPEN/CLOSED CENTRE POWER SYSTEM;6.9 TO 13.8 MPA WORKING | STANLEY |  | ID07810 | PURCHASE AS REQUIRED
000018958 | WRENCH,IMPACT,HYDRAULIC | HYDRAULIC DRIVEN IMPACT DRILL;C/W 11 MM (7/16 IN) QUICK CHANGE HEXAGON CHUCK; TRIGGER GUARD;DUAL OPEN/CLOSED CENTRE POWER SYSTEM;6.9 TO 13.8 MPA WORKING | SPECFORC | SPECIALISED FORCE | ID04810 | PURCHASE AS REQUIRED
000018961 | CONNECTOR,BUSBAR | PALM TO CABLE;ALUMINIUM;70 SQ MM TO 150 SQ MM CABLE;PALM UNDRILLED; | DULMISON | DULMISON (AUST) PTY LTD | ATL3U | PHASING
000018962 | LABEL | MATT VINYL;YELLOW BACKGROUND;LEGEND- 4A MODEM SUPPLY FUSE BEHIND TERMINAL COVER; BLACK PRINT; SELF ADHESIVE; (JAC-SPLIT) 60 x 15 MM. | ARTCRAFT | ARTCRAFT PTY LTD | SE02495-Q | PURCHASE AS REQUIRED
000018962 | LABEL | MATT VINYL;YELLOW BACKGROUND;LEGEND- 4A MODEM SUPPLY FUSE BEHIND TERMINAL COVER; BLACK PRINT; SELF ADHESIVE; (JAC-SPLIT) 60 x 15 MM. | CUTLER | CUTLER BRANDS PTY LTD | ENERGE-18962 | PURCHASE AS REQUIRED
000018963 | LEAD,TEST | 2.4m Lg, Pair of 10A Fused Red & Black Leads, CATII 1000V, CATIV 600V, Retractable 4mm Probes c/w Removable Cap Right Angle 4mm Multimeter Plugs, in | PENTA | PENTA AUST (TMAC THEW & MCCANN/HYLEC) | PA22761 | CURRENT
000018963 | LEAD,TEST | 2.4m Lg, Pair of 10A Fused Red & Black Leads, CATII 1000V, CATIV 600V, Retractable 4mm Probes c/w Removable Cap Right Angle 4mm Multimeter Plugs, in | HYLEC | HYLEC PTY LTD | 4940IEC10A600V240-RN | CURRENT
000018963 | LEAD,TEST | 2.4m Lg, Pair of 10A Fused Red & Black Leads, CATII 1000V, CATIV 600V, Retractable 4mm Probes c/w Removable Cap Right Angle 4mm Multimeter Plugs, in | PACTEST | PACIFIC TEST EQUIPMENT P/L | 4940IEC10A600V240 | CURRENT
000018963 | LEAD,TEST | 2.4m Lg, Pair of 10A Fused Red & Black Leads, CATII 1000V, CATIV 600V, Retractable 4mm Probes c/w Removable Cap Right Angle 4mm Multimeter Plugs, in | HYLEC | HYLEC PTY LTD | 4940IEC10A600V240 | CURRENT
000018964 | RELAY,ELECTROMAGNETIC | 48 V DC COIL;30 V DC/110 V AC CONT; 10 AMP NOM;4 C/O CONT;PLUG-IN TO RAIL MTG BASE,STOCK CODE 07338; PACK OF 1; | CNWPL | CNW PL - SLACKS CREEK | IZUIDCRH48BUDC48V | CURRENT
000018964 | RELAY,ELECTROMAGNETIC | 48 V DC COIL;30 V DC/110 V AC CONT; 10 AMP NOM;4 C/O CONT;PLUG-IN TO RAIL MTG BASE,STOCK CODE 07338; PACK OF 1; | IZUMIDEN |  | IDCRH4B-UDC48V | CURRENT
000018964 | RELAY,ELECTROMAGNETIC | 48 V DC COIL;30 V DC/110 V AC CONT; 10 AMP NOM;4 C/O CONT;PLUG-IN TO RAIL MTG BASE,STOCK CODE 07338; PACK OF 1; | CNWPL | CNW PL - SLACKS CREEK | RH4B-UDC48 | CURRENT
000018968 | COVER,TERMINAL | GREY;PVC;TO SUIT ABB 600/400 SLBM LOW VOLTAGE SWITCHGEAR IN PADMOUNT TRANSFORMERS V-KU-ABB OR EQUIV;PACK OF 1,PACK WEIGHT 3 KG; | WEBER | WEBER SOUTH PACIFIC PTY LTD | V-KU ABB | CURRENT
000018969 | INSULATOR,SPREADER | Long Rod, to 33kV Nom Voltage, 1600mm Min Creepage, 1000mm Lg Nom Coupling, Synthetic Composite, Bi-Metallic End Fittings, suit 9-21mm OD Conductor Range | K-LINE | K-LINE GROUP | KLPS038U05 | CURRENT
000018970 | BOX,ELECTRICAL,MULTIAPPLICATION. | ALUMINIUM;1000 MM H,800 MM W,400 MM D; WAETHERPROOF TO IP55;HINGED DOOR; REMOVABLE EQUIP PLATE;HINGED ADJUSTABLE EQUIP PLATE;HINGED ADJUSTABLE EQUIP | ENERGEX | ENERGEX | BOX MULTIAPPLICATION | CURRENT
000018971 | BOX,ELECTRICAL,MULTIAPPLICATION. | ALUMINIUM;1000 MM H,800 MM W,400 MM D; WEATHERPROOF TO IP55;HINGED DOOR; REMOVABLE DOOR;REMOVABLE EQUIP PLATE; FOR USE IN SUBSTATION SWITCHYARDS; | ENERGEX | ENERGEX | BOX MULTIAPPLICATION | CURRENT
000018973 | TRANSFORMER,CURRENT | OUTDOOR;33 KV;STRUCTURE MTG,OIL FILLED; RATIO 400/200/5 AMP,CLASS 2.5P100F10; 25 KA /1 SEC;OVERALL HEIGHT 1370 MM; BS2046/1953;ITEM ENTERED AT ZERO DOLLAR | AEI |  | 33 KV 5 AMP | PURCHASE AS REQUIRED
000018979 | FUSE ELEMENT,ELEC | 12 KV;80 AMP HRC FUSE;FOR SF6/AIR/EPOXY INSULATED SWITCHGEAR;1000 KVA LOW IMPEDANCE TRANSFORMER;PACK OF 1,PACK WEIGHT 4.0 KG; | FUSECO | FUSECO PTY LTD | 3002003/80 | CURRENT
000018979 | FUSE ELEMENT,ELEC | 12 KV;80 AMP HRC FUSE;FOR SF6/AIR/EPOXY INSULATED SWITCHGEAR;1000 KVA LOW IMPEDANCE TRANSFORMER;PACK OF 1,PACK WEIGHT 4.0 KG; | COOPELEC | COOPER ELECTRICAL AUSTRALIA PTY LTD | 12FXLSJ80 | CURRENT
000018980 | FUSE ELEMENT,ELEC | 12 KV;100 AMP HRC FUSE;FOR SF6/AIR/EPOXY INSULATED SWITCHGEAR;1500 KVA LOW INPEDANCE TRANSFORMER;PACK OF 1,PACK WEIGHT 4.0 KG; | FUSECO | FUSECO PTY LTD | 3052103/100 | CURRENT
000018980 | FUSE ELEMENT,ELEC | 12 KV;100 AMP HRC FUSE;FOR SF6/AIR/EPOXY INSULATED SWITCHGEAR;1500 KVA LOW INPEDANCE TRANSFORMER;PACK OF 1,PACK WEIGHT 4.0 KG; | COOPELEC | COOPER ELECTRICAL AUSTRALIA PTY LTD | 12FXLSJ100 | CURRENT
000018981 | CABLE,POWER,ELECTRICAL | 19/33 KV;185 SQ MM;SINGLE CORE STRANDED CU;XLPE INSULATED;LEAD ALLOY SHEATHED; HDPE OVERSHEATH;AS/NZS1429.1;600 M DRUM OR CUT TO ORDER PROJECT; | OLEX | OLEX AUSTRALIA PTY LTD | 19/33 KV 185 SQ MM | PURCHASE AS REQUIRED
000018983 | CABLE,POWER,ELECTRICAL | 6.35/11 KV;185 SQ MM;3 CORE COMPACTED STRANDED CU;XLPE INSULATED;CU SCREEN; HDPE OVERSHEATH;AS/NZS1429.1;450 M DRUM OR CUT TO ORDER FOR PROJECT; | OLEX | OLEX AUSTRALIA PTY LTD | XJNP25RP003CXAA | VENDOR HELD
000018984 | CABLE,POWER,ELECTRICAL | 6.35/11 KV;240 SQ MM;3 CORE COMPACTED STRANDED CU;XLPE INSULATED;CU SCREEN; HDPE OVERSHEATH;AS/NZS1429.1;350 M DRUM OR CUT TO ORDER FOR PROJECT; | OLEX | OLEX AUSTRALIA PTY LTD | XJNP26RP003CXAA | PURCHASE AS REQUIRED
000018985 | CABLE,POWER,ELECTRICAL | 76/132 KV;1600 SQ MM;SINGLE CORE MILLIKEN STRANDED COMPACTED CU;XLPE INSULATED;CORRUGATED CU SHEATH;PVC/HDPE OVERSHEATH;IEC 60840;600-750 M DRUM OR | OLEX | OLEX AUSTRALIA PTY LTD | 5699,029996,01.2533 | STRATEGIC SPARE
000018987 | CONNECTOR,BUSBAR | 30.2 MM OD TUBE TO FLAT;TERMINAL PALM UNDRILLED;PACK OF 1; | DULMISON | DULMISON (AUST) PTY LTD | CS28CU | PURCHASE AS REQUIRED
000018987 | CONNECTOR,BUSBAR | 30.2 MM OD TUBE TO FLAT;TERMINAL PALM UNDRILLED;PACK OF 1; | HYLEC | HYLEC PTY LTD | CCS30 | PURCHASE AS REQUIRED
000018988 | PLATE,MOUNTING | Flat Plate Fitting, 2 x 14mm Dia Holes, 90 x 40 x 6mm, Galv Steel, Pack of 30 | EZYSTRUT | EZYSTRUT CABLE & PIPE SUPPORTS | E1065H | CURRENT
000018989 | CABLE TIE | 360 MM LG;STAINLESS STEEL;GDE 304 HVY DUTY;PACK OF 100;U/W SC16655 & SC16656; | REXEL | REXEL PTY LTD | TABLSY-7.9-360B | CURRENT
000018989 | CABLE TIE | 360 MM LG;STAINLESS STEEL;GDE 304 HVY DUTY;PACK OF 100;U/W SC16655 & SC16656; | GENERAL | GENERAL TRADE SUPPLIES | LSY-7.9-360B | CURRENT
000018989 | CABLE TIE | 360 MM LG;STAINLESS STEEL;GDE 304 HVY DUTY;PACK OF 100;U/W SC16655 & SC16656; | CNWPL | CNW PL - SLACKS CREEK | SST360X7.9 | CURRENT
000018990 | CLAMP,SUSPENSION | Straight-Line, LVABC, Fully Supported, Al Alloy, 2 x 95mm2, 30 to 33mm Dia Circ c/w Insulating Insert Clamp to have Roller Attachment Holes, Pack of 20 | SICAME | SICAME AUSTRALIA PTY LTD | SC470 | CURRENT
000018991 | TRANSFORMER,CURRENT | MEASUREMENT;TOROIDAL;INDOOR;RATIO 200/5 AMP;CLASS 2M;10 VA;FORM 32S; 145 MM H,60 MM LG,32 MM ID,114 MM OD; C/W MTG PLATE; | WFENERGY | WF ENERGY CONTROLS | 250 32S0 200/5 | STRATEGIC SPARE
000018992 | VEST,HIGH VISIBILITY. | POLYESTER;FASTEN-UP FRONT,W/VELCO FASTENERS;FLUORO ORANGE; SIZE XXL (117 CM);DAYTIME USE ONLY; | ATOMSUPP | ATOM SUPPLY | 90010439 | CURRENT
000018992 | VEST,HIGH VISIBILITY. | POLYESTER;FASTEN-UP FRONT,W/VELCO FASTENERS;FLUORO ORANGE; SIZE XXL (117 CM);DAYTIME USE ONLY; | PROTECTR |  | 0432 4280 | CURRENT
000018993 | VEST,HIGH VISIBILITY. | POLYESTER;FASTEN-UP FRONT,W/VELCO FASTENERS;FLUORO ORANGE; SIZE XXXL (122 CM);DAYTIME USE ONLY; | PROTECTR |  | 03200462 | CURRENT
000018993 | VEST,HIGH VISIBILITY. | POLYESTER;FASTEN-UP FRONT,W/VELCO FASTENERS;FLUORO ORANGE; SIZE XXXL (122 CM);DAYTIME USE ONLY; | BLKWOOD | J BLACKWOOD & SON LTD | 03200462 | CURRENT
000018994 | CIRCUIT BREAKER | INDOOR SWITCHGEAR & CONTROLGEAR PANEL;12 KV;800 AMP;20 KA;95 KV BIL; I POWER BV (MODEL A);FEEDER & CAPACITOR CIRCUITS; | IPSOL | I POWER SOLUTIONS HEMMANT QLD 4174 | BV MODEL A | PURCHASE AS REQUIRED
000018995 | CIRCUIT BREAKER | INDOOR SWITCHGEAR & CONTROLGEAR PANEL;12 KV;800 AMP;20 KA;95 KV BIL; I POWER BV (MODEL A);DOUBLE FEEDER CIRCUITS; | IPSOL | I POWER SOLUTIONS HEMMANT QLD 4174 | BV MODEL A | PURCHASE AS REQUIRED
000018996 | CIRCUIT BREAKER | INDOOR SWITCHGEAR & CONTROLGEAR PANEL;12 KV;800 AMP;20 KA;95 KV BIL; I POWER BV (MODEL A);DOUBLE FEEDER CIRCUITS; | IPSOL | I POWER SOLUTIONS HEMMANT QLD 4174 | BV MODEL A | PURCHASE AS REQUIRED
000019003 | CIRCUIT BREAKER | INDOOR SWITCHGEAR & CONTROLGEAR PANEL;12 KV;2000 AMP;20 KA;95 KV BIL; I POWER BV (MODEL A);TRANSFORMER CB; METERING CT'S,DOUBLE SECONDARY VT; | IPSOL | I POWER SOLUTIONS HEMMANT QLD 4174 | BV MODEL A | PURCHASE AS REQUIRED
000019009 | MICROCIRCUIT,DIGITAL | PLUG-IN;E2 PROM;STORES INDIVIDUAL PARAMETERS FOR SICM HARDWARE; | SEMICO | SEMICO COMPONENTS PL | DS-1201 | PURCHASE AS REQUIRED
000019010 | TERMINAL,LUG | LONG BARREL,UNDRILLED PALM,SUITABLE FOR 2 BOLTS;TINNED COPPER;CRIMP TYPE;FOR 300 SQ MM,61/2.52 MM COPPER CONDUCTOR; MIN 60 MM LG BARREL;PACK OF 1; | LEGEND | LEGEND POWER SYSTEMS | CAL300LPB | CURRENT
000019010 | TERMINAL,LUG | LONG BARREL,UNDRILLED PALM,SUITABLE FOR 2 BOLTS;TINNED COPPER;CRIMP TYPE;FOR 300 SQ MM,61/2.52 MM COPPER CONDUCTOR; MIN 60 MM LG BARREL;PACK OF 1; | UTILUX |  | CG300LPMB | CURRENT
000019010 | TERMINAL,LUG | LONG BARREL,UNDRILLED PALM,SUITABLE FOR 2 BOLTS;TINNED COPPER;CRIMP TYPE;FOR 300 SQ MM,61/2.52 MM COPPER CONDUCTOR; MIN 60 MM LG BARREL;PACK OF 1; | CABLACES | CABLACES | CAL300LPB | CURRENT
000019011 | TERMINAL,LUG | LONG BARREL,UNDRILLED PALM,SUITABLE FOR 2 BOLTS;TINNED COPPER;CRIMP TYPE;FOR 185 SQ MM,37/2.52 MM COPPER CONDUCTOR; MIN 55 MM LG BARREL;PACK OF 1,PACK | LEGEND | LEGEND POWER SYSTEMS | CAL185LPB | CURRENT
000019011 | TERMINAL,LUG | LONG BARREL,UNDRILLED PALM,SUITABLE FOR 2 BOLTS;TINNED COPPER;CRIMP TYPE;FOR 185 SQ MM,37/2.52 MM COPPER CONDUCTOR; MIN 55 MM LG BARREL;PACK OF 1,PACK | UTILUX |  | CG185LPMB/1 | CURRENT
000019015 | DRUM, SHIPPING AND STORAGE | STEEL;EMPTY;CLEAN;205 L; | 10379A | TOX FREE AUSTRALIA PL - 088416 | DRUM-205L-P/O/H -ADG (USED) | CURRENT
000019016 | HOSE,HYDRAULIC | TWIN HYDRAULIC;ELECTRICALLY NON-COND; ORANGE COLOUR;2.5 M LG;C/WMALE/FEMALE FLUSH FACE QUICK- ACTION COUPLINGS;END GUARDS & DUST CAPS;COMPLIES WITH SAE | DRAWING | DRAWING NO | 22947-A3 REV B | PURCHASE AS REQUIRED
000019016 | HOSE,HYDRAULIC | TWIN HYDRAULIC;ELECTRICALLY NON-COND; ORANGE COLOUR;2.5 M LG;C/WMALE/FEMALE FLUSH FACE QUICK- ACTION COUPLINGS;END GUARDS & DUST CAPS;COMPLIES WITH SAE | PIRTEK | PIRTEK HOSE SERVICE CENTRES | TWIN HYDRAULIC 2.5 M LG | PURCHASE AS REQUIRED
000019017 | HOSE,HYDRAULIC | TWIN HYDRAULIC;ELECTRICALLY NON-COND; ORANGE COLOUR;3 M LG;C/W MALE/FEMALE FLUSH FACE QUICK-ACTION COUPLINGS;END GUARDS & DUST CAPS;COMPLIES WITH SAE | ENZED | ENZED BRISBANE CENTRAL | TWIN 3000 | CURRENT
000019017 | HOSE,HYDRAULIC | TWIN HYDRAULIC;ELECTRICALLY NON-COND; ORANGE COLOUR;3 M LG;C/W MALE/FEMALE FLUSH FACE QUICK-ACTION COUPLINGS;END GUARDS & DUST CAPS;COMPLIES WITH SAE | SPECFORC | SPECIALISED FORCE | LPR7-0603OT | CURRENT
000019017 | HOSE,HYDRAULIC | TWIN HYDRAULIC;ELECTRICALLY NON-COND; ORANGE COLOUR;3 M LG;C/W MALE/FEMALE FLUSH FACE QUICK-ACTION COUPLINGS;END GUARDS & DUST CAPS;COMPLIES WITH SAE | PIRTEK | PIRTEK HOSE SERVICE CENTRES | TWIN HYDRAULIC 3 M LG | CURRENT
000019020 | CIRCUIT BREAKER | OUTDOOR;145 KV;3150 AMP;40 KA;3 POLE;2.5 CYCLE;50 HZ;125 V DC MOTOR CHRG SPRING; P/LINK CONTRACT TM020091602 IT T1; | ABB | ABB FAN PTY LTD | LTB145D1/B | PHASING
000019021 | CROSSARM,METAL | STEEL;GALV;2994 MM LG;125 MM X 125 MM X 6 MM THK;AS1663-C350;TENSION CROSSARM; 8 KN PER PHASE;PACK OF 3,PACK WEIGHT 80 KG; | HAYMAN | HAYMANS INDUSTRIES PTY LTD | 19021 | CURRENT
000019021 | CROSSARM,METAL | STEEL;GALV;2994 MM LG;125 MM X 125 MM X 6 MM THK;AS1663-C350;TENSION CROSSARM; 8 KN PER PHASE;PACK OF 3,PACK WEIGHT 80 KG; | MEFCO | MEFCO AUSTRALIA PTY LTD SUNSHINE VIC | 19021 | CURRENT
000019022 | CROSSARM,METAL | STEEL;GALV;1750 MM LG;100 PFC;AS3679-300 ;FOR DOUBLE CIRCUIT INTERMEDIATE STRUCTURES WITH POST INSULATORS; PACK OF 9 PACK WEIGHT 22.5 KG; | HAYMAN | HAYMANS INDUSTRIES PTY LTD | 19022 | CURRENT
000019022 | CROSSARM,METAL | STEEL;GALV;1750 MM LG;100 PFC;AS3679-300 ;FOR DOUBLE CIRCUIT INTERMEDIATE STRUCTURES WITH POST INSULATORS; PACK OF 9 PACK WEIGHT 22.5 KG; | MEFCO | MEFCO AUSTRALIA PTY LTD SUNSHINE VIC | 19022 | CURRENT
000019023 | FUSE ELEMENT,ELEC | 10 AMP;36 KV;SIBA TYPE 30 008 13.10;TO FIT SIBA BASE 310030220;BODY LENGTH 537 MM;53 MM DIA; | SIBA | SIBA | 30 008 13.10 | CURRENT
000019024 | LABEL | SUPER VINYL V-90,BLACK ON WHITE BACKGROUND;WHITE MATT PERMANENT 160 GSM; LEGEND-THIS ASSET NO LONGER THE PROPERTY OF ENERGEX;BACK SPLIT SELF ADHESIVE | ARTCRAFT | ARTCRAFT PTY LTD | 19024 | CURRENT
000019024 | LABEL | SUPER VINYL V-90,BLACK ON WHITE BACKGROUND;WHITE MATT PERMANENT 160 GSM; LEGEND-THIS ASSET NO LONGER THE PROPERTY OF ENERGEX;BACK SPLIT SELF ADHESIVE | CUTLER | CUTLER BRANDS PTY LTD | ENERGE-19024 | CURRENT
000019025 | PLUG,FINISHING | RECTANGULAR;LOW DENSITY POLYETHYLENE; BLACK COLOUR;100 MM LG X 50 MM W; | KELVINPD | KELVINDALE PRODUCTS PTY LTD RYDALMERE | FPR 10050 | CURRENT
000019026 | ENCLOSURE,DATA LOGGER | SMARTWAY DATA LOGGER ENCLOSURE; REFER SC18620 FOR METER,LOGGER; | SURTEK | SURTEK PTY LTD | P8750 | PHASING
000019027 | INSULATION HOOD | POLYPROPYLENE;BLUE/GREY;170 MM DIA, 220 MM LG;WRAPAROUND CONSTRUCTION,SNAP- LOCK FIXINGS;TRACK & UV RESISTANT;PACK | BRITECH | BRI-TECH PTY LTD | GS567 | CURRENT
000019027 | INSULATION HOOD | POLYPROPYLENE;BLUE/GREY;170 MM DIA, 220 MM LG;WRAPAROUND CONSTRUCTION,SNAP- LOCK FIXINGS;TRACK & UV RESISTANT;PACK | ACCULEC | ACCULEC PTY LTD - E18524 | GS565-B | CURRENT
000019029 | FUSE ELEMENT,ELEC | 12 KV;100 AMP HRC FUSE;FOR OIL INSULATED INSULATED SWITCHGEAR;1500 KVA HIGH IMPEDANCE TRANSFORMER;PACK OF 1,PACK WEIGHT2.5 KG; | FUSECO | FUSECO PTY LTD | 30 237 36/125 | CURRENT
000019031 | TERMINAL,LUG | EYE TYPE;BI-METAL,CRIMP CONNECTION;FOR 185 SQ MM,19/3.50 MM ALUMINIUM;CCT;M12 STUD SIZE;PACK OF 1,PACK WEIGHT 0.12 KG; | LEGEND | LEGEND POWER SYSTEMS | BL185-12 | CURRENT
000019031 | TERMINAL,LUG | EYE TYPE;BI-METAL,CRIMP CONNECTION;FOR 185 SQ MM,19/3.50 MM ALUMINIUM;CCT;M12 STUD SIZE;PACK OF 1,PACK WEIGHT 0.12 KG; | TECONN | TE CONNECTIVITY LTD | BG185M12/1 | CURRENT
000019032 | ANTENNA | Whip, 3G/4G, 6dB, 700-2700MHz Freq Range c/w 2m Lead, FME Connector, L-Bracket, Mounting Hardware & Red Heatshrink | INTERCEL | INTERCEL PTY LTD | ANT7DBI2 | CURRENT
000019032 | ANTENNA | Whip, 3G/4G, 6dB, 700-2700MHz Freq Range c/w 2m Lead, FME Connector, L-Bracket, Mounting Hardware & Red Heatshrink | RFIND | RF INDUSTRIES | CD7195 | CURRENT
000019033 | TRANSFORMER,POWER | 66/11 KV;30 MVA;3 PHASE;GROUND MTG;BSH HV 90 LV AIR;MINERAL OIL INSULATED;ODAF; DYN 11;ATTACHED RADIATORS;C/W OLTC 23 TAP POSITIONS;AS2374;REFER PLANET FOR | WILSON | WILSON TRANSFORMER CO. PTY LTD | 66/11 KV | PURCHASE AS REQUIRED
000019034 | BRACKET,ANGLE | BEAM CLAMP,HVY DUTY;STEEL;GALV; 48 MM X 13 MM X 41 MM X 6 MM;L SHAPE FITTING;FOR CLAMPING 70 SQ MM EARTH IN CABLE RISERS;PACK OF 25,PACK WEIGHT 2.75 | EZYSTRUT | EZYSTRUT CABLE & PIPE SUPPORTS | E1386H | CURRENT
000019034 | BRACKET,ANGLE | BEAM CLAMP,HVY DUTY;STEEL;GALV; 48 MM X 13 MM X 41 MM X 6 MM;L SHAPE FITTING;FOR CLAMPING 70 SQ MM EARTH IN CABLE RISERS;PACK OF 25,PACK WEIGHT 2.75 | UNISTRUT | UNISTRUT AUSTRALIA (MANUFACTURER) | P1386 | CURRENT
000019035 | SUNBURN PREVENTIVE PREPARATION | PRO BLOC SUNSCREEN;SPF50+;4 HR W/R; SUNBURN PREVENTATIVE PREPARATION; 125 ML TUBE; BOX 60; PARAMOUNT SAFETY/ PRO CHOICE; | ATOMSUPP | ATOM SUPPLY | 31120016 | CURRENT
000019035 | SUNBURN PREVENTIVE PREPARATION | PRO BLOC SUNSCREEN;SPF50+;4 HR W/R; SUNBURN PREVENTATIVE PREPARATION; 125 ML TUBE; BOX 60; PARAMOUNT SAFETY/ PRO CHOICE; | CNWPL | CNW PL - SLACKS CREEK | PARSS125-50 | CURRENT
000019036 | CIRCUIT BREAKER | INDOOR SWITCHGEAR & CONTROL GEAR PANEL; I POWER BV (MODEL A);12 KV;800 AMP;20 KA 95 KV BIL;DOUBLE FEEDER UNIT;O/C,EF & SEF PROTECTION ON X 1 CIRCUIT ONLY;FD | NU-LEC | NU-LEC | BV MODEL A | PURCHASE AS REQUIRED
000019037 | CIRCUIT BREAKER | INDOOR SWITCHGEAR & CONTROL GEAR PANEL; I POWER BV (MODEL A);12 KV;800 AMP;20 KA 95 KV BIL;DOUBLE FEEDER UNIT;O/C,EF & SEF PROTECTION ON X 1 CIRCUIT ONLY;FD | NU-LEC | NU-LEC | BV MODEL A | PURCHASE AS REQUIRED
000019038 | BRACKET,MOUNTING | Pole & Crossarm, Service Raiser, Galv Steel | HAYMAN | HAYMANS INDUSTRIES PTY LTD | 19038 | CURRENT
000019038 | BRACKET,MOUNTING | Pole & Crossarm, Service Raiser, Galv Steel | STEELWAY |  | E19038 | CURRENT
000019044 | ANCHOR,GUY | Multi-Helix, Swamp, Sq Shaft, 4 x Anchor 250mm 300mm 350mm & 355mm Helix Sizes, 3.05m Lg Hub, 38mm2 Galv Shaft, 9.5kNm MWT | BRITECH | BRI-TECH PTY LTD | 012642-EJNS | CURRENT
000019045 | ANCHOR,GUY | Thimble Eye Adapter, Galv, for Multi-Helix Swamp Anchor | BRITECH | BRI-TECH PTY LTD | C102-0023 | CURRENT
000019046 | EXTENSION SHAFT | 2.13m Lg, 38mm2, 9.5kN, Galv, for Multi-Helix Swamp Anchor | BRITECH | BRI-TECH PTY LTD | 12657 | CURRENT
000019047 | EXTENSION SHAFT | 1.52m Lg, 38mm2, 9.5kN, Galv, for Multi-Helix Swamp Anchor | BRITECH | BRI-TECH PTY LTD | 12656 | CURRENT
000019048 | FUSE LINK,ENCLOSED ELEMENT | 250 AMP;500 V;HRC FUSE FOR USE ON CFS UNITS;PACK OF 3,PACK WEIGHT 1.0 KG; | FUSECO | FUSECO PTY LTD | NH1F-250 | CURRENT
000019048 | FUSE LINK,ENCLOSED ELEMENT | 250 AMP;500 V;HRC FUSE FOR USE ON CFS UNITS;PACK OF 3,PACK WEIGHT 1.0 KG; | FLOWLINE | FLOWLINE INDUSTRIES PTY LTD | EM371325 | CURRENT
000019051 | ARRESTER,ELECTRICAL SURGE | GAPLESS TYPE;120 KV;10 KA;LDC2;POLYMERIC HOUSING;USED ON 132 KV SYSTEM; | COOPELEC | COOPER ELECTRICAL AUSTRALIA PTY LTD | U31200988445AA1 | STRATEGIC SPARE
000019051 | ARRESTER,ELECTRICAL SURGE | GAPLESS TYPE;120 KV;10 KA;LDC2;POLYMERIC HOUSING;USED ON 132 KV SYSTEM; | ABB | ABB FAN PTY LTD | PEXLIM R120-XH145 | STRATEGIC SPARE
000019052 | DIE,CRIMPING TOOL | STEEL;SUITABLE FOR 1 MM TO 2.5 MM TERMINAL LUGS;TYPE HTI.15;PACK OF 1; | HAYMANS | HAYMANS ELECTRICAL | KLI9014.4 | CURRENT
000019052 | DIE,CRIMPING TOOL | STEEL;SUITABLE FOR 1 MM TO 2.5 MM TERMINAL LUGS;TYPE HTI.15;PACK OF 1; | WEIDMULL | WEIDMULLER (AUST) PTY LTD | 9014400000 | CURRENT
000019052 | DIE,CRIMPING TOOL | STEEL;SUITABLE FOR 1 MM TO 2.5 MM TERMINAL LUGS;TYPE HTI.15;PACK OF 1; | UTILUX |  | 120/1 | CURRENT
000019053 | TERMINAL,LUG | FORKED SPADE TERMINAL TYPE;SUPERGRIP OR DOUBLE GRIP;SUIT CONDUCTOR 0.25 MM TO 1.65 MM;SUIT 5 MM STUD;PACK 100; | LEGEND | LEGEND POWER SYSTEMS | FS1.25-5DG | CURRENT
000019053 | TERMINAL,LUG | FORKED SPADE TERMINAL TYPE;SUPERGRIP OR DOUBLE GRIP;SUIT CONDUCTOR 0.25 MM TO 1.65 MM;SUIT 5 MM STUD;PACK 100; | UTILUX |  | H4515/100 | CURRENT
000019054 | TERMINAL,LUG | FLAT BLADE TERMINAL TYPE;SUPERGRIP OR DOUBLE GRIP;SUIT CONDUCTOR 0.25 MM TO 1.65 MM;DIM;3 MM X 12 MM;PACK OF 100; | LEGEND | LEGEND POWER SYSTEMS | FB1.25-3DG | CURRENT
000019054 | TERMINAL,LUG | FLAT BLADE TERMINAL TYPE;SUPERGRIP OR DOUBLE GRIP;SUIT CONDUCTOR 0.25 MM TO 1.65 MM;DIM;3 MM X 12 MM;PACK OF 100; | UTILUX |  | H3916A/100 | CURRENT
000019055 | TERMINAL,LUG | FLAT BLADE TERMINAL TYPE;CRIMP TYPE; FB2-2.5 MM DG; SUIT CONDUCTOR 1.04 MM TO 2.63 MM;DIM 2.5 MM X 11.7 MM;PACK OF 100;PACK WEIGHT 0.082 KG; DOUBLE GRIP | LEGEND | LEGEND POWER SYSTEMS | FB2-2.5DG | CURRENT
000019055 | TERMINAL,LUG | FLAT BLADE TERMINAL TYPE;CRIMP TYPE; FB2-2.5 MM DG; SUIT CONDUCTOR 1.04 MM TO 2.63 MM;DIM 2.5 MM X 11.7 MM;PACK OF 100;PACK WEIGHT 0.082 KG; DOUBLE GRIP | CABLACES | CABLACES | FB2-2.5 DG | CURRENT
000019056 | TERMINAL,LUG | FORKED SPADE TERMINAL TYPE;SUPERGRIP OR DOUBLE GRIP;SUIT CONDUCTOR 0.25 MM TO 1.65 MM;SUIT 4 MM STUD;PACK OF 100; | LEGEND | LEGEND POWER SYSTEMS | FS1.25-4DG | CURRENT
000019056 | TERMINAL,LUG | FORKED SPADE TERMINAL TYPE;SUPERGRIP OR DOUBLE GRIP;SUIT CONDUCTOR 0.25 MM TO 1.65 MM;SUIT 4 MM STUD;PACK OF 100; | UTILUX |  | H4514/100 | CURRENT
000019057 | TERMINAL,LUG | FLAT BLADE TERMINAL TYPE;DOUBLE GRIP FB1.25-2 MM DG;SUIT CONDUCTOR 0.25 MM TO 1.65 MM;DIM 1.9 MM X 11.7 MM;PACK OF 100,PACK WEIGHT 0.07 KG; | TYCO | TYCO | RLLBSGL | CURRENT
000019057 | TERMINAL,LUG | FLAT BLADE TERMINAL TYPE;DOUBLE GRIP FB1.25-2 MM DG;SUIT CONDUCTOR 0.25 MM TO 1.65 MM;DIM 1.9 MM X 11.7 MM;PACK OF 100,PACK WEIGHT 0.07 KG; | LEGEND | LEGEND POWER SYSTEMS | FB1.25-2DG | CURRENT
000019057 | TERMINAL,LUG | FLAT BLADE TERMINAL TYPE;DOUBLE GRIP FB1.25-2 MM DG;SUIT CONDUCTOR 0.25 MM TO 1.65 MM;DIM 1.9 MM X 11.7 MM;PACK OF 100,PACK WEIGHT 0.07 KG; | CABLACES | CABLACES | FB1.25-2 DG | CURRENT
000019058 | TERMINAL,LUG | FORKED SPADE TERMINAL TYPE;DOUBLE GRIP; FS1.25-6 MM DG;SUIT CONDUCTOR 0.25 MM TO 1.65 MM;SUIT6 MM STUD;PACK OF 50,PACK WEIGHT 0.0078 KG; | LEGEND | LEGEND POWER SYSTEMS | FS1.25-6DG | CURRENT
000019058 | TERMINAL,LUG | FORKED SPADE TERMINAL TYPE;DOUBLE GRIP; FS1.25-6 MM DG;SUIT CONDUCTOR 0.25 MM TO 1.65 MM;SUIT6 MM STUD;PACK OF 50,PACK WEIGHT 0.0078 KG; | CABLACES | CABLACES | FS1.25-6 DG | CURRENT
000019059 | TERMINAL,LUG | FORKED SPADE TERMINAL TYPE;SUPERGRIP OR DOUBLE GRIP;SUIT CONDUCTOR 1.04 MM TO 2.63 MM;SUIT 4 MM STUD;PACK OF 100; | LEGEND | LEGEND POWER SYSTEMS | FS2-4DG | CURRENT
000019059 | TERMINAL,LUG | FORKED SPADE TERMINAL TYPE;SUPERGRIP OR DOUBLE GRIP;SUIT CONDUCTOR 1.04 MM TO 2.63 MM;SUIT 4 MM STUD;PACK OF 100; | UTILUX |  | H4523/100 | CURRENT
000019060 | TERMINAL,LUG | FORKED SPADE TERMINAL TYPE;SUPERGRIP OR DOUBLE GRIP;SUIT CONDUCTOR 1.04 MM TO 2.63 MM;SUIT 5 MM STUD;PACK OF 100; | LEGEND | LEGEND POWER SYSTEMS | FS2-5DG | CURRENT
000019060 | TERMINAL,LUG | FORKED SPADE TERMINAL TYPE;SUPERGRIP OR DOUBLE GRIP;SUIT CONDUCTOR 1.04 MM TO 2.63 MM;SUIT 5 MM STUD;PACK OF 100; | UTILUX |  | H4525/100 | CURRENT
000019061 | TERMINAL,LUG | FORKED SPADE TERMINAL TYPE;DOUBLE GRIP FS2-6 MM DG;SUIT CONDUCTOR 1.04 MM TO 2.63 MM;SUIT 6 MM STUD;PACK OF 50, PACK WEIGHT 0.12 KG; | LEGEND | LEGEND POWER SYSTEMS | FS2-6DG | CURRENT
000019061 | TERMINAL,LUG | FORKED SPADE TERMINAL TYPE;DOUBLE GRIP FS2-6 MM DG;SUIT CONDUCTOR 1.04 MM TO 2.63 MM;SUIT 6 MM STUD;PACK OF 50, PACK WEIGHT 0.12 KG; | CABLACES | CABLACES | FS2-6 DG | CURRENT
000019062 | TERMINAL,LUG | IN-LINE SPLICE TERMINAL TYPE;SUPERGRIP OR DOUBLE GRIP;SUIT CONDUCTOR 0.25 MM TO 1.65 MM;PACK OF 50; | LEGEND | LEGEND POWER SYSTEMS | ILS1.25DG | CURRENT
000019062 | TERMINAL,LUG | IN-LINE SPLICE TERMINAL TYPE;SUPERGRIP OR DOUBLE GRIP;SUIT CONDUCTOR 0.25 MM TO 1.65 MM;PACK OF 50; | UTILUX |  | H3910/50 | CURRENT
000019063 | TERMINAL,LUG | PIN CONNECTOR TERMINAL TYPE;SUPERGRIP OR DOUBLE GRIP;SUIT CONDUCTOR 0.25 MM TO 1.65 MM;PACK OF 100; | LEGEND | LEGEND POWER SYSTEMS | PC1.25DG | CURRENT
000019063 | TERMINAL,LUG | PIN CONNECTOR TERMINAL TYPE;SUPERGRIP OR DOUBLE GRIP;SUIT CONDUCTOR 0.25 MM TO 1.65 MM;PACK OF 100; | UTILUX |  | H2286/100 | CURRENT
000019064 | TERMINAL,LUG | PIN CONNECTOR TERMINAL TYPE;SUPERGRIP OR DOUBLE GRIP;SUIT CONDUCTOR 1.04 MM TO 2.63 MM;PACK OF 100; | LEGEND | LEGEND POWER SYSTEMS | PC2DG | CURRENT
000019064 | TERMINAL,LUG | PIN CONNECTOR TERMINAL TYPE;SUPERGRIP OR DOUBLE GRIP;SUIT CONDUCTOR 1.04 MM TO 2.63 MM;PACK OF 100; | UTILUX |  | H2287/100 | CURRENT
000019065 | TERMINAL,LUG | PIN CONNECTOR TERMINAL TYPE;SUPERGRIP OR DOUBLE GRIP;SUIT CONDUCTOR 2.5 MM TO 6 MM;PACK OF 50; | LEGEND | LEGEND POWER SYSTEMS | PC5.5DG | CURRENT
000019065 | TERMINAL,LUG | PIN CONNECTOR TERMINAL TYPE;SUPERGRIP OR DOUBLE GRIP;SUIT CONDUCTOR 2.5 MM TO 6 MM;PACK OF 50; | UTILUX |  | H2288/50 | CURRENT
000019066 | TERMINAL,LUG | RING TERMINAL TYPE;SUPERGRIP OR DOUBLE GRIP;SUIT CONDUCTOR 0.25 MM TO 1.65 MM;SUIT 4 MM STUD;PACK OF 100; | LEGEND | LEGEND POWER SYSTEMS | RT1.25-4DG | CURRENT
000019066 | TERMINAL,LUG | RING TERMINAL TYPE;SUPERGRIP OR DOUBLE GRIP;SUIT CONDUCTOR 0.25 MM TO 1.65 MM;SUIT 4 MM STUD;PACK OF 100; | UTILUX |  | H4213/100 | CURRENT
000019067 | TERMINAL,LUG | RING TERMINAL TYPE;SUPERGRIP OR DOUBLE GRIP;SUIT CONDUCTOR 0.25 MM TO 1.65 MM;SUIT 5 MM STUD;PACK OF 100; | LEGEND | LEGEND POWER SYSTEMS | RT1.25-5DG | CURRENT
000019067 | TERMINAL,LUG | RING TERMINAL TYPE;SUPERGRIP OR DOUBLE GRIP;SUIT CONDUCTOR 0.25 MM TO 1.65 MM;SUIT 5 MM STUD;PACK OF 100; | UTILUX |  | H4215/100 | CURRENT
000019068 | TERMINAL,LUG | RING TERMINAL TYPE;SUPERGRIP OR DOUBLE GRIP;SUIT CONDUCTOR 0.25 MM TO 1.65 MM;SUIT 6 MM STUD;PACK OF 50; | LEGEND | LEGEND POWER SYSTEMS | RT1.25-6DG | CURRENT
000019068 | TERMINAL,LUG | RING TERMINAL TYPE;SUPERGRIP OR DOUBLE GRIP;SUIT CONDUCTOR 0.25 MM TO 1.65 MM;SUIT 6 MM STUD;PACK OF 50; | UTILUX |  | H4218/100 | CURRENT
000019069 | TERMINAL,LUG | RING TERMINAL TYPE;SUPERGRIP OR DOUBLE GRIP;SUIT CONDUCTOR 0.25 MM TO 1.65 MM;SUIT 8 MM STUD;PACK OF 100; | LEGEND | LEGEND POWER SYSTEMS | RT1.25-8DG | CURRENT
000019069 | TERMINAL,LUG | RING TERMINAL TYPE;SUPERGRIP OR DOUBLE GRIP;SUIT CONDUCTOR 0.25 MM TO 1.65 MM;SUIT 8 MM STUD;PACK OF 100; | UTILUX |  | H4219/100 | CURRENT
000019070 | TERMINAL,LUG | RING TERMINAL TYPE;SUPERGRIP OR DOUBLE GRIP;SUIT CONDUCTOR 1.04 MM TO 2.63 MM;SUIT 10 MM STUD;PACK OF 100; | LEGEND | LEGEND POWER SYSTEMS | RT2-10DG | CURRENT
000019070 | TERMINAL,LUG | RING TERMINAL TYPE;SUPERGRIP OR DOUBLE GRIP;SUIT CONDUCTOR 1.04 MM TO 2.63 MM;SUIT 10 MM STUD;PACK OF 100; | UTILUX |  | H4229/100 | CURRENT
000019071 | TERMINAL,LUG | RING TERMINAL TYPE;SUPERGRIP OR DOUBLE GRIP;SUIT CONDUCTOR 1.04 MM TO 2.63 MM;SUIT4 MM STUD;PACK OF 100; | LEGEND | LEGEND POWER SYSTEMS | RT2-4DG | CURRENT
000019071 | TERMINAL,LUG | RING TERMINAL TYPE;SUPERGRIP OR DOUBLE GRIP;SUIT CONDUCTOR 1.04 MM TO 2.63 MM;SUIT4 MM STUD;PACK OF 100; | UTILUX |  | H4223/100 | CURRENT
000019072 | TERMINAL,LUG | RING TERMINAL TYPE;SUPERGRIP OR DOUBLE GRIP;SUIT CONDUCTOR 1.04 MM TO 2.63 MM;SUIT 5 MM STUD;PACK OF 100; | LEGEND | LEGEND POWER SYSTEMS | RT2-5DG | CURRENT
000019072 | TERMINAL,LUG | RING TERMINAL TYPE;SUPERGRIP OR DOUBLE GRIP;SUIT CONDUCTOR 1.04 MM TO 2.63 MM;SUIT 5 MM STUD;PACK OF 100; | UTILUX |  | H4225/100 | CURRENT
000019073 | TERMINAL,LUG | RING TERMINAL TYPE;SUPERGRIP OR DOUBLE GRIP;SUIT CONDUCTOR 1.04 MM TO 2.63 MM;SUIT 6 MM STUD;PACK OF 100; | LEGEND | LEGEND POWER SYSTEMS | RT2-6DG | CURRENT
000019073 | TERMINAL,LUG | RING TERMINAL TYPE;SUPERGRIP OR DOUBLE GRIP;SUIT CONDUCTOR 1.04 MM TO 2.63 MM;SUIT 6 MM STUD;PACK OF 100; | UTILUX |  | H4227/100 | CURRENT
000019074 | TERMINAL,LUG | RING TERMINAL TYPE;SUPERGRIP OR DOUBLE GRIP;SUIT CONDUCTOR 1.04 MM TO 2.63 MM;SUIT 8 MM STUD;PACK OF 50; | LEGEND | LEGEND POWER SYSTEMS | RT2-8DG | CURRENT
000019074 | TERMINAL,LUG | RING TERMINAL TYPE;SUPERGRIP OR DOUBLE GRIP;SUIT CONDUCTOR 1.04 MM TO 2.63 MM;SUIT 8 MM STUD;PACK OF 50; | UTILUX |  | H4228/100 | CURRENT
000019075 | TERMINAL,LUG | IN-LINE SPLICE TERMINAL TYPE;SUPERGRIP OR DOUBLE GRIP;SUIT CONDUCTOR 2.63 MM TO 6.64 MM;PACK OF 25; | LEGEND | LEGEND POWER SYSTEMS | ILS5.5DG | CURRENT
000019075 | TERMINAL,LUG | IN-LINE SPLICE TERMINAL TYPE;SUPERGRIP OR DOUBLE GRIP;SUIT CONDUCTOR 2.63 MM TO 6.64 MM;PACK OF 25; | UTILUX |  | H3912/50 | CURRENT
000019076 | TERMINAL,LUG | RING TERMINAL TYPE;SUPERGRIP OR DOUBLE GRIP;SUIT CONDUCTOR 2.63 MM TO 6.64 MM;SUIT 10 MM STUD;PACK OF 50; | LEGEND | LEGEND POWER SYSTEMS | RT5.5-10DG | CURRENT
000019076 | TERMINAL,LUG | RING TERMINAL TYPE;SUPERGRIP OR DOUBLE GRIP;SUIT CONDUCTOR 2.63 MM TO 6.64 MM;SUIT 10 MM STUD;PACK OF 50; | UTILUX |  | H4238/50 | CURRENT
000019077 | TERMINAL,LUG | RING TERMINAL TYPE;SUPERGRIP OR DOUBLE GRIP;SUIT CONDUCTOR 2.63 MM TO 6.64 MM;SUIT 12 MM STUD;PACK OF 50; | LEGEND | LEGEND POWER SYSTEMS | RT5.5-12DG | CURRENT
000019077 | TERMINAL,LUG | RING TERMINAL TYPE;SUPERGRIP OR DOUBLE GRIP;SUIT CONDUCTOR 2.63 MM TO 6.64 MM;SUIT 12 MM STUD;PACK OF 50; | UTILUX |  | H4239/50 | CURRENT
000019078 | TERMINAL,LUG | RING TERMINAL TYPE; SUPERGRIP OR DOUBLE GRIP;SUIT CONDUCTOR 2.50 MM TO 6.00 MM; SUIT 4 MM STUD;PACK OF 50; | LEGEND | LEGEND POWER SYSTEMS | RT5.5-4DG | CURRENT
000019078 | TERMINAL,LUG | RING TERMINAL TYPE; SUPERGRIP OR DOUBLE GRIP;SUIT CONDUCTOR 2.50 MM TO 6.00 MM; SUIT 4 MM STUD;PACK OF 50; | UTILUX |  | H4231/50 | CURRENT
000019079 | TERMINAL,LUG | RING TERMINAL TYPE;SUPERGRIP OR DOUBLE GRIP;SUIT CONDUCTOR 2.63 MM TO 6.64 MM;SUIT 5 MM STUD;PACK OF 50; | LEGEND | LEGEND POWER SYSTEMS | RT5.5-5DG | CURRENT
000019079 | TERMINAL,LUG | RING TERMINAL TYPE;SUPERGRIP OR DOUBLE GRIP;SUIT CONDUCTOR 2.63 MM TO 6.64 MM;SUIT 5 MM STUD;PACK OF 50; | UTILUX |  | H4233/50 | CURRENT
000019080 | TERMINAL,LUG | RING TERMINAL TYPE;SUPERGRIP OR DOUBLE GRIP;SUIT CONDUCTOR 2.63 MM TO 6.64 MM;SUIT 6 MM STUD;PACK OF 50; | LEGEND | LEGEND POWER SYSTEMS | RT5.5-6DG | CURRENT
000019080 | TERMINAL,LUG | RING TERMINAL TYPE;SUPERGRIP OR DOUBLE GRIP;SUIT CONDUCTOR 2.63 MM TO 6.64 MM;SUIT 6 MM STUD;PACK OF 50; | UTILUX |  | H4234/50 | CURRENT
000019081 | TERMINAL,LUG | RING TERMINAL TYPE;SUPERGRIP OR DOUBLE GRIP;SUIT CONDUCTOR 2.63 MM TO 6.64 MM;SUIT 8 MM STUD;PACK OF 50; | LEGEND | LEGEND POWER SYSTEMS | RT5.5-8DG | CURRENT
000019081 | TERMINAL,LUG | RING TERMINAL TYPE;SUPERGRIP OR DOUBLE GRIP;SUIT CONDUCTOR 2.63 MM TO 6.64 MM;SUIT 8 MM STUD;PACK OF 50; | UTILUX |  | H4237/50 | CURRENT
000019082 | TERMINAL,LUG | IN-LINE SPLICE TERMINAL TYPE;DOUBLE GRIP ILS2 MM DG;SUIT CONDUCTOR 1.04 MM TO TO 2.63 MM;PACK OF 50; PACK WEIGHT 0.14 KG; | LEGEND | LEGEND POWER SYSTEMS | ILS2DG | CURRENT
000019082 | TERMINAL,LUG | IN-LINE SPLICE TERMINAL TYPE;DOUBLE GRIP ILS2 MM DG;SUIT CONDUCTOR 1.04 MM TO TO 2.63 MM;PACK OF 50; PACK WEIGHT 0.14 KG; | CABLACES | CABLACES | ILS2 DG | CURRENT
000019084 | TERMINAL,LUG | FLAT BLADE TERMINAL TYPE; DOUBLE GRIP FB2-3.5 MM DG;SUIT CONDUCTOR 1.04 MM TO 2.63 MM;DIM 3.5 MM X 12 MM;PACK OF 100; | LEGEND | LEGEND POWER SYSTEMS | FB2-3.5DG | CURRENT
000019084 | TERMINAL,LUG | FLAT BLADE TERMINAL TYPE; DOUBLE GRIP FB2-3.5 MM DG;SUIT CONDUCTOR 1.04 MM TO 2.63 MM;DIM 3.5 MM X 12 MM;PACK OF 100; | CABLACES | CABLACES | FB2-3.5 DG | CURRENT
000019085 | TERMINAL,LUG | FLAT BLADE TERMINAL TYPE;DOUBLE GRIP FB5.5-3 MM DG;SUIT CONDUCTOR 2.63 MM TO 6.64 MM;DIM 2.9 X 16.6 MM;PACK OF 50 ;PACK WEIGHT 0.2 KG; | LEGEND | LEGEND POWER SYSTEMS | FB5.5-3DG | CURRENT
000019085 | TERMINAL,LUG | FLAT BLADE TERMINAL TYPE;DOUBLE GRIP FB5.5-3 MM DG;SUIT CONDUCTOR 2.63 MM TO 6.64 MM;DIM 2.9 X 16.6 MM;PACK OF 50 ;PACK WEIGHT 0.2 KG; | CABLACES | CABLACES | FB5.5-3 DG | CURRENT
000019086 | DIE,CRIMPING TOOL | STEEL;SUITABLE FOR 1 MM TO 6 MM TERMINAL LUGS;TYPE HP3;PLIER TYPE;PACK OF 1; | TYCO | TYCO | #102/1 | CURRENT
000019086 | DIE,CRIMPING TOOL | STEEL;SUITABLE FOR 1 MM TO 6 MM TERMINAL LUGS;TYPE HP3;PLIER TYPE;PACK OF 1; | TEN | THE ENERGY NETWORK | HRC-0506C | CURRENT
000019086 | DIE,CRIMPING TOOL | STEEL;SUITABLE FOR 1 MM TO 6 MM TERMINAL LUGS;TYPE HP3;PLIER TYPE;PACK OF 1; | CABLACES | CABLACES | HP3 | CURRENT
000019089 | STRAND,WIRE | Stay Wire, 19/2.00mm SC/GZ, Galv Steel, 20m Coil, UTS 1310MPa, JTS 03-03-01 (scm) | BAMBACH | BAMBACH WIRES & CABLES PTY LTD | SCGZ-19-2.00-20 | CURRENT
000019089 | STRAND,WIRE | Stay Wire, 19/2.00mm SC/GZ, Galv Steel, 20m Coil, UTS 1310MPa, JTS 03-03-01 (scm) | PLP AUST | PREFORMED LINE PRODUCTS (AUST) | SCGZ-19-2.00-20 | CURRENT
000019089 | STRAND,WIRE | Stay Wire, 19/2.00mm SC/GZ, Galv Steel, 20m Coil, UTS 1310MPa, JTS 03-03-01 (scm) | BULIVANT | BULLIVANTS LIFTING & SAFETY SPECIALISTS | WZ19200Q-20M | CURRENT
000019089 | STRAND,WIRE | Stay Wire, 19/2.00mm SC/GZ, Galv Steel, 20m Coil, UTS 1310MPa, JTS 03-03-01 (scm) | JUBATUS | JUBATUS CONSULTING PL | 19/2.00 (20M COIL) | CURRENT
000019089 | STRAND,WIRE | Stay Wire, 19/2.00mm SC/GZ, Galv Steel, 20m Coil, UTS 1310MPa, JTS 03-03-01 (scm) | MIDLANDS | MIDLAND METALS | MMO-SC/GZ 19/2.00 (20M) | CURRENT
000019090 | STRAND,WIRE | Stay Wire, 19/2.75mm SC/GZ, Galv Steel, 20m Coil, UTS 1310MPa, JTS 03-03-01 (scm) | BAMBACH | BAMBACH WIRES & CABLES PTY LTD | SCGZ-19/2.75-20 | CURRENT
000019090 | STRAND,WIRE | Stay Wire, 19/2.75mm SC/GZ, Galv Steel, 20m Coil, UTS 1310MPa, JTS 03-03-01 (scm) | PLP AUST | PREFORMED LINE PRODUCTS (AUST) | SCGZ-19/2.75-20 | CURRENT
000019090 | STRAND,WIRE | Stay Wire, 19/2.75mm SC/GZ, Galv Steel, 20m Coil, UTS 1310MPa, JTS 03-03-01 (scm) | BULIVANT | BULLIVANTS LIFTING & SAFETY SPECIALISTS | WZ19275Q-20M | CURRENT
000019090 | STRAND,WIRE | Stay Wire, 19/2.75mm SC/GZ, Galv Steel, 20m Coil, UTS 1310MPa, JTS 03-03-01 (scm) | JUBATUS | JUBATUS CONSULTING PL | 19/2.75 (20M COIL) | CURRENT
000019090 | STRAND,WIRE | Stay Wire, 19/2.75mm SC/GZ, Galv Steel, 20m Coil, UTS 1310MPa, JTS 03-03-01 (scm) | MIDLANDS | MIDLAND METALS | MMO-SC/GZ 19/2.75 (20M) | CURRENT
000019091 | STRAND,WIRE | Stay Wire, 7/2.75mm SC/GZ, Galv Steel, 20m Coil, UTS 1310MPa, JTS 03-03-01 (scm) | BAMBACH | BAMBACH WIRES & CABLES PTY LTD | SCGZ-7/2.75-20 | CURRENT
000019091 | STRAND,WIRE | Stay Wire, 7/2.75mm SC/GZ, Galv Steel, 20m Coil, UTS 1310MPa, JTS 03-03-01 (scm) | PLP AUST | PREFORMED LINE PRODUCTS (AUST) | SCGZ-7/2.75-20 | CURRENT
000019091 | STRAND,WIRE | Stay Wire, 7/2.75mm SC/GZ, Galv Steel, 20m Coil, UTS 1310MPa, JTS 03-03-01 (scm) | BULIVANT | BULLIVANTS LIFTING & SAFETY SPECIALISTS | WZ07275Q-20M | CURRENT
000019091 | STRAND,WIRE | Stay Wire, 7/2.75mm SC/GZ, Galv Steel, 20m Coil, UTS 1310MPa, JTS 03-03-01 (scm) | JUBATUS | JUBATUS CONSULTING PL | 7/2.75 (20M COIL) | CURRENT
000019091 | STRAND,WIRE | Stay Wire, 7/2.75mm SC/GZ, Galv Steel, 20m Coil, UTS 1310MPa, JTS 03-03-01 (scm) | MIDLANDS | MIDLAND METALS | MMO-SC/GZ 7/2.75 (20M) | CURRENT
000019097 | CONVERTER | FREQ STATIC;SIGNAL GENERATION EQUIP; 80 KVA;SFUK 203;C/W 3 OUTPUTS;INCLUDING AMMETERS & ISOLATING SWITCHES;SUPPLIED IN ENERMET CUBICLE; | ZELLWEGR |  | SFUK 203 3OUTPUT | PURCHASE AS REQUIRED
000019098 | KIT,BASE,DISTRIBUTION PILLAR | TOMBSTONE;TRIMABLE;POLYPROPYLENE; NATURE GREEN PILLAR BASE;C/W EXT 4D,HD FIXING BOLTS;SUITS COVERS SC06677;REFER SC21981 FOR S/S BOLT & NYLOX NUTS; | KULAK |  | PBL-RETRO-KIT | PURCHASE AS REQUIRED
000019099 | CLAMP,PARALLEL,ELECTRICAL CONNECTOR. | BARE CONDUCTOR;COPPER BODY;COPPER MAIN 25-70 SQ MM;TRANSVERSE GROOVED;1 EYE BOLT;C/W BAIL;PACK OF 30,PACK WEIGHT 7.0 KG; | PENTA | PENTA AUST (TMAC THEW & MCCANN/HYLEC) | PA21855 | CURRENT
000019099 | CLAMP,PARALLEL,ELECTRICAL CONNECTOR. | BARE CONDUCTOR;COPPER BODY;COPPER MAIN 25-70 SQ MM;TRANSVERSE GROOVED;1 EYE BOLT;C/W BAIL;PACK OF 30,PACK WEIGHT 7.0 KG; | HYLEC | HYLEC PTY LTD | PA21855 | CURRENT
000019099 | CLAMP,PARALLEL,ELECTRICAL CONNECTOR. | BARE CONDUCTOR;COPPER BODY;COPPER MAIN 25-70 SQ MM;TRANSVERSE GROOVED;1 EYE BOLT;C/W BAIL;PACK OF 30,PACK WEIGHT 7.0 KG; | HYLEC | HYLEC PTY LTD | HSHP6708R | CURRENT
000019100 | CLAMP,PARALLEL,ELECTRICAL CONNECTOR. | BARE CONDUCTOR;BI-METAL BODY;ALUMINIUM MAIN 35-120 SQ MM;TRANSVERSE GROOVED; 1 EYE BOLT;C/W BAIL;PACK OF 30,PACK WEIGHT 7.0 KG; | HYLEC | HYLEC PTY LTD | PA21854 | CURRENT
000019100 | CLAMP,PARALLEL,ELECTRICAL CONNECTOR. | BARE CONDUCTOR;BI-METAL BODY;ALUMINIUM MAIN 35-120 SQ MM;TRANSVERSE GROOVED; 1 EYE BOLT;C/W BAIL;PACK OF 30,PACK WEIGHT 7.0 KG; | HYLEC | HYLEC PTY LTD | HSHP35120R | CURRENT
000019100 | CLAMP,PARALLEL,ELECTRICAL CONNECTOR. | BARE CONDUCTOR;BI-METAL BODY;ALUMINIUM MAIN 35-120 SQ MM;TRANSVERSE GROOVED; 1 EYE BOLT;C/W BAIL;PACK OF 30,PACK WEIGHT 7.0 KG; | TECONN | TE CONNECTIVITY LTD | LS02/1 | CURRENT
000019101 | GLOVES,LEATHER. | MEN'S EXTENDED LEATHER GAUNTLET;SIZE 9; GOATSKIN;PROTECTOR CLASS 2/4 GLOVE;LIVE- LINE OUTER; | ATOMSUPP | ATOM SUPPLY | 236722 | CURRENT
000019101 | GLOVES,LEATHER. | MEN'S EXTENDED LEATHER GAUNTLET;SIZE 9; GOATSKIN;PROTECTOR CLASS 2/4 GLOVE;LIVE- LINE OUTER; | SALSBURY | SALISBURY (MANUFACTURER) | LPG3S-9 | CURRENT
000019101 | GLOVES,LEATHER. | MEN'S EXTENDED LEATHER GAUNTLET;SIZE 9; GOATSKIN;PROTECTOR CLASS 2/4 GLOVE;LIVE- LINE OUTER; | BALMORAL | BALMORAL ENGINEERING | OUTHVGS9 | CURRENT
000019101 | GLOVES,LEATHER. | MEN'S EXTENDED LEATHER GAUNTLET;SIZE 9; GOATSKIN;PROTECTOR CLASS 2/4 GLOVE;LIVE- LINE OUTER; | ENERGYNW | THE ENERGY NETWORK | LPG3S-9 | CURRENT
000019102 | GLOVES,LEATHER. | MEN'S EXTENDED LEATHER GAUNTLET; SIZE 10;GOATSKIN;PROTECTOR CLASS 2/4 GLOVE; LIVE-LINE OUTER; | ATOMSUPP | ATOM SUPPLY | 236719 | CURRENT
000019102 | GLOVES,LEATHER. | MEN'S EXTENDED LEATHER GAUNTLET; SIZE 10;GOATSKIN;PROTECTOR CLASS 2/4 GLOVE; LIVE-LINE OUTER; | BALMORAL | BALMORAL ENGINEERING | OUTHVGS10 | CURRENT
000019102 | GLOVES,LEATHER. | MEN'S EXTENDED LEATHER GAUNTLET; SIZE 10;GOATSKIN;PROTECTOR CLASS 2/4 GLOVE; LIVE-LINE OUTER; | SALSBURY | SALISBURY (MANUFACTURER) | LPG3S-10 | CURRENT
000019103 | GLOVES,LEATHER. | MEN'S EXTENDED LEATHER GAUNTLET;SIZE 11; GOATSKIN;PROTECTOR CLASS 2/4 GLOVE; LIVE-LINE OUTER; | ATOMSUPP | ATOM SUPPLY | 236718 | CURRENT
000019103 | GLOVES,LEATHER. | MEN'S EXTENDED LEATHER GAUNTLET;SIZE 11; GOATSKIN;PROTECTOR CLASS 2/4 GLOVE; LIVE-LINE OUTER; | SALSBURY | SALISBURY (MANUFACTURER) | LPG3S-11 | CURRENT
000019103 | GLOVES,LEATHER. | MEN'S EXTENDED LEATHER GAUNTLET;SIZE 11; GOATSKIN;PROTECTOR CLASS 2/4 GLOVE; LIVE-LINE OUTER; | ENERGYNW | THE ENERGY NETWORK | LPG3S-11 | CURRENT
000019103 | GLOVES,LEATHER. | MEN'S EXTENDED LEATHER GAUNTLET;SIZE 11; GOATSKIN;PROTECTOR CLASS 2/4 GLOVE; LIVE-LINE OUTER; | BALMORAL | BALMORAL ENGINEERING | OUTHVGS11 | CURRENT
000019106 | CELL,COUPLING | AUDIO FREQ LOAD CONTROL;1050 HZ;12 KV SYSTEM;C/W 1 ISOLATING TRANSFORMER 60 KVA,3 TUNING COILS;5.74MH,3 COUPLING CAP 4.0UF;5.8 M H NOM TYPE E;SC16607; | ZELLWEGR |  | ENERMET TYPE E | PURCHASE AS REQUIRED
000019107 | CONVERTER,FREQUENCY,STATIC | SIGNAL GENERATION EQUIPMENT;80 KVA; SFU-K203;C/W 2 OUTPUTS INCLUDING 6 AMMETERS & ISOLATOR SWITCHES SUPPLIED IN ENERMET CUBICLES;SC17519 INSTALLED IN | ZELLWEGR |  | ENERMET SFUK203 | PURCHASE AS REQUIRED
000019108 | CONVERTER,FREQUENCY,STATIC | SIGNAL GENERATION EQUIPMENT;40 KVA,SFU-K 103;C/W 2 OUTPUTS INCLUDING 6 AMMETERS & ISOLATOR SWITCHES SUPPLIED IN ENERMET CUBICLE;SC17518;INSTALLED IN OUTDOOR | ZELLWEGR |  | ENERMET SFUK103 | PURCHASE AS REQUIRED
000019109 | ROPE,FIBROUS | POLYPROPYLENE;16 MM DIA;THREE STRAND HAWSER LAID;29.9 KN MIN BREAKING FORCE; GREEN SOFT LAY;MANUFACTURED AND MARKED TO AS4142;FOR LOW VOLTAGE & LIVE LINE | DONAGHYS | DONAGHYS PTY LTD | ROS1600 | CURRENT
000019110 | BOLT,MACHINE | STEEL;GALV;HEX HD;M20;ISO M;500 MM LG; C/W 2 HEX NUTS ATTACHED;HIGH TENSILE GDE 8.8;FULL SIZE SHANK,MIN THD LG 100 MM; MATERIAL GDE 1340;AS1110,AS1111;BAG OF | STATEWD | STATEWIDE FSTNERS & ENG SPLS PL | HBNPEM20500 | CURRENT
000019111 | TURNBUCKLE | STEEL;HOT DIPPED GALV;CLOSED EYE TYPE END PULLS;203 MM LG BODY LENGTH;M16; AS2319;GDE P;1.6 TONNES WWL; | MINEMECH | MINEMECH SERVICES (QLD) PL | 13A25182 | PURCHASE AS REQUIRED
000019112 | INSULATING OIL,ELECTRICAL | BULK TRANSFORMER OIL;W/O OXIDATION INHIBITORS; "PACK WEIGHT 17600 KG; (1 METRIC TONNE = 1000 KG)" | NYNAS | NYNAS AUST PTY LTD | NYTRO LIBRA | PURCHASE AS REQUIRED
000019113 | BRACKET,MOUNTING | MOUNTING BKT FOR 33 KV ARRESTORS;GALV PLATE,397 MM LG,150 MM W,10 MM THK;FOR USE MOUNTED UNDER 33 KV VDU INSULATOR; PACK OF 1,PACK WEIGHT 5 KG; | LIVINGST | LIVINGSTONE ENGINEERING | 19113 | CURRENT
000019115 | INSULATING COMPOUND,ELECTRICAL | R2710, 110kV & 33kV, Outerbox Compound for Fluid Filled Joints, 16kg Can | DUSSEK | DUSSEK (H&R GROUP) | DUSSEK 2710 | CURRENT
000019117 | JOINT,ELECTRICAL POWER CABLE | MESH;33 KV;HSL JOINT RE-INFORCEMENT; STEEL;GALV; | RAYCHEM | RAYCHEM (AUSTRALIA) PTY LTD | EXRM-0845-1000 | PURCHASE AS REQUIRED
000019118 | JOINT,ELECTRICAL POWER CABLE | 33 KV;HSL JOINT;ARMOUR SUPPORT RING; GALV; | RAYCHEM | RAYCHEM (AUSTRALIA) PTY LTD | EPPA-041-13-80 | CURRENT
000019120 | RECTIFIER, SEMICONDUCTOR DEVICE | HEATSINK BRIDGE SCREW TERMINAL; RECTIFIER WITH ISOLATED METAL BASE; | RSCOMP | RADIOSPARES COMPONENT PTY LTD | 192-809 | CURRENT
000019121 | HEAT SINK, ELECT-ELECTRONIC COMPONENT | 0.32 DEG/WATT;240 MM W,252 MM LG,45 MM DIA;COMB SECTION MTG FEET; | RSCOMP | RADIOSPARES COMPONENT PTY LTD | 400-062 | CURRENT
000019122 | HEAT TRANSFER COMPOUND | HEATSINK COMPOUND;20 ML TUBE;FOR HEAT DISSIPATION; | RSCOMP | RADIOSPARES COMPONENT PTY LTD | 554-311 | CURRENT
000019123 | RACK,CABLE | CABLE LADDER;600 MM W;4 M LG;SUIT NEMA 12B;PACK OF 1,PACK WEIGHT 18.0 KG; | EZYSTRUT | EZYSTRUT CABLE & PIPE SUPPORTS | N1L6004H | CURRENT
000019124 | CLOTH,CLEANING | Kimwipes, Delicate Task Wipers, White, Fibre Paperboard, 21 x 11cm, 280 Wipes per Box | KIMCLARK |  | KC34120 | CURRENT
000019124 | CLOTH,CLEANING | Kimwipes, Delicate Task Wipers, White, Fibre Paperboard, 21 x 11cm, 280 Wipes per Box | ATOMSUPP | ATOM SUPPLY | 1080336 | CURRENT
000019128 | JACKET,WET WEATHER. | POLYESTER/PU COATED;HI-VISIBILITY YELLOW IN ACCORDANCE WITH AS4602;SIZE M;BODY OF JACKET FLAME RETARDANT;REFLECTIVE STRIPS TO AS1906;ARMS OF JACKET-NAVY BLUE WITH | CARYCODE | CARRY CODE PTY LTD | SIZE M | PURCHASE AS REQUIRED
000019129 | JACKET,WET WEATHER. | POLYESTER/PU COATED;HI-VISIBILITY YELLOW IN ACCORDANCE WITH AS4602;SIZE L;BODY OF JACKET FLAME RETARDANT;REFLECTIVE STRIPS TO AS1906;ARMS OF JACKET-NAVY BLUE WITH | CARYCODE | CARRY CODE PTY LTD | SIZE L | PURCHASE AS REQUIRED
000019132 | JACKET,WET WEATHER. | POLYESTER/PU COATED;HI-VISIBILITY YELLOW IN ACCORDANCE WITH AS4602;SIZE XXXL;BODY OF JACKET FLAME RETARDANT;REFLECTIVE STRIPS TO AS1906;ARMS OF JACKET-NAVY | CARYCODE | CARRY CODE PTY LTD | SIZE XXXL | PURCHASE AS REQUIRED
000019135 | TROUSERS,WET WEATHER. | POLYESTER/PU COATED;BIB & BRACE TROUSERS ;NAVY BLUE WITH REFLECTIVE STRIPES TO AS1906.4;SIZE S;PACK OF 50,PACK WEIGHT 20 KG OR PACK OF 10,PACK WEIGHT 4 KG; | CARYCODE | CARRY CODE PTY LTD | SIZE S | PURCHASE AS REQUIRED
000019137 | TROUSERS,WET WEATHER. | POLYESTER/PU COATED;BIB & BRACE TROUSERS ;NAVY BLUE WITH REFLECTIVE STRIPES TO AS1906.4;SIZE L;PACK OF 50,PACK WEIGHT 20 KG OR PACK OF 10,PACK WEIGHT 4 KG; | CARYCODE | CARRY CODE PTY LTD | SIZE L | PURCHASE AS REQUIRED
000019138 | TROUSERS,WET WEATHER. | POLYESTER/PU COATED;BIB & BRACE TROUSERS ;NAVY BLUE WITH REFLECTIVE STRIPES TO AS1906.4;SIZE XL;PACK OF 50,PACK WEIGHT 20 KG OR PACK OF 10,PACK WEIGHT 4 KG; | CARYCODE | CARRY CODE PTY LTD | SIZE XL | PURCHASE AS REQUIRED
000019139 | TROUSERS,WET WEATHER. | POLYESTER/PU COATED;BIB & BRACE TROUSERS ;NAVY BLUE WITH REFLECTIVE STRIPES TO AS1906.4;SIZE XXL;PACK OF 50,PACK WEIGHT 20 KG OR PACK OF 10,PACK WEIGHT 4 KG; | CARYCODE | CARRY CODE PTY LTD | SIZE XXL | PURCHASE AS REQUIRED
000019141 | SIGN,TRAFFIC | WORKERS AHEAD (SYMBOLIC) VINYL BLACK FIGURE;ON RETROREFLECTIVE FLUORSCENT ORANGE BACKGROUND;CLASS 1W;600 MM LG, 600 MM W;VELCRO BACKED;PACK OF 1;U/W | REFLEFAB | REFLECT FABRICS PL - 310680 | EXSC19141 | CURRENT
000019141 | SIGN,TRAFFIC | WORKERS AHEAD (SYMBOLIC) VINYL BLACK FIGURE;ON RETROREFLECTIVE FLUORSCENT ORANGE BACKGROUND;CLASS 1W;600 MM LG, 600 MM W;VELCRO BACKED;PACK OF 1;U/W | SAFESIGN | SAFE SIGN AUATRALIA PTY LTD | 19141 | CURRENT
000019142 | SIGN,TRAFFIC | SPEED RESTRICTION 40 KM/H;BLACK NUMERALS,RED CIRCLE ON WHITE BACKGROUND; CLASS 1W;600 MM LG,600 MM W;VELCRO BACKED;PACK OF 1;U/W STAND,SIGN, | REFLEFAB | REFLECT FABRICS PL - 310680 | EXSC19142 | CURRENT
000019142 | SIGN,TRAFFIC | SPEED RESTRICTION 40 KM/H;BLACK NUMERALS,RED CIRCLE ON WHITE BACKGROUND; CLASS 1W;600 MM LG,600 MM W;VELCRO BACKED;PACK OF 1;U/W STAND,SIGN, | SAFESIGN | SAFE SIGN AUATRALIA PTY LTD | 19142 | CURRENT
000019143 | SIGN,TRAFFIC | SPEED RESTRICTION 60 KM/H;BLACK NUMERALS,RED CIRCLE ON WHITE BACKGROUND; CLASS 1W;600 MM LG,600 MM W;VELCRO BACKED;PACK OF 1;U/W STAND,SIGN, | REFLEFAB | REFLECT FABRICS PL - 310680 | EXSC19143 | PURCHASE AS REQUIRED
000019143 | SIGN,TRAFFIC | SPEED RESTRICTION 60 KM/H;BLACK NUMERALS,RED CIRCLE ON WHITE BACKGROUND; CLASS 1W;600 MM LG,600 MM W;VELCRO BACKED;PACK OF 1;U/W STAND,SIGN, | SAFESIGN | SAFE SIGN AUATRALIA PTY LTD | 19143 | PURCHASE AS REQUIRED
000019144 | SIGN,TRAFFIC | PREPARE TO STOP;RED BACKGROUND,WHITE LETTERING;600 MM LG,600 MM W;CLASS 1W; VELCRO BACKED;PACK OF 1;U/W STAND,SIGN, COLLAPSIBLE SC15519,A FRAME SC18042;U/W | REFLEFAB | REFLECT FABRICS PL - 310680 | EXSC19144 | CURRENT
000019144 | SIGN,TRAFFIC | PREPARE TO STOP;RED BACKGROUND,WHITE LETTERING;600 MM LG,600 MM W;CLASS 1W; VELCRO BACKED;PACK OF 1;U/W STAND,SIGN, COLLAPSIBLE SC15519,A FRAME SC18042;U/W | SAFESIGN | SAFE SIGN AUATRALIA PTY LTD | 19144 | CURRENT
000019146 | SIGN,TRAFFIC | REDUCE SPEED;RED BACKGROUND,WHITE LETTERING;CLASS 1W;1200 MM LG,300 MM W; VELCRO BACKED;PACK OF 1;U/W STAND,SIGN ,COLLAPSIBLE SC15519,A FRAME SC18042; | REFLEFAB | REFLECT FABRICS PL - 310680 | EXSC19147 | CURRENT
000019146 | SIGN,TRAFFIC | REDUCE SPEED;RED BACKGROUND,WHITE LETTERING;CLASS 1W;1200 MM LG,300 MM W; VELCRO BACKED;PACK OF 1;U/W STAND,SIGN ,COLLAPSIBLE SC15519,A FRAME SC18042; | SAFESIGN | SAFE SIGN AUATRALIA PTY LTD | 19146 | CURRENT
000019147 | SIGN,TRAFFIC | TEMPORARY HAZARD MARKER (HORIZONTAL ARROW);CLASS 1W;1200 MM LG,300 MM W; VELCRO BACKED;PACK OF 1;U/W STAND,SIGN, COLLAPSIBLE SC15519 & A FRAME SC18042; | REFLEFAB | REFLECT FABRICS PL - 310680 | EXSC19146 | CURRENT
000019147 | SIGN,TRAFFIC | TEMPORARY HAZARD MARKER (HORIZONTAL ARROW);CLASS 1W;1200 MM LG,300 MM W; VELCRO BACKED;PACK OF 1;U/W STAND,SIGN, COLLAPSIBLE SC15519 & A FRAME SC18042; | SAFESIGN | SAFE SIGN AUATRALIA PTY LTD | 19147 | CURRENT
000019148 | CANVAS,BLANK | PVC,WHITE/YELLOW RE-INFORCED BACKING; C/W VELCRO STRIPS & FIXING CLIPS & TWO METAL HOOKS SUPPLIED WITH 2 LOCKNUTS; FOR APPLYING VARIOUS TRAFFIC SIGNS | REFLEFAB | REFLECT FABRICS PL - 310680 | EXSC19148 | PURCHASE AS REQUIRED
000019148 | CANVAS,BLANK | PVC,WHITE/YELLOW RE-INFORCED BACKING; C/W VELCRO STRIPS & FIXING CLIPS & TWO METAL HOOKS SUPPLIED WITH 2 LOCKNUTS; FOR APPLYING VARIOUS TRAFFIC SIGNS | ARTCRAFT | ARTCRAFT PTY LTD | SE001-Q | PURCHASE AS REQUIRED
000019153 | FASTENER | Harness Sleeve Buttons, Four Screw Type, Orange, replacement Buttons for Live Line Sleeve Harness, Pack of 4 | ACCULEC | ACCULEC PTY LTD - E18524 | B22-4 | CURRENT
000019153 | FASTENER | Harness Sleeve Buttons, Four Screw Type, Orange, replacement Buttons for Live Line Sleeve Harness, Pack of 4 | SALSBURY | SALISBURY (MANUFACTURER) | B22 | CURRENT
000019154 | SLEEVE,HARNESS | HARNESS;FOR USE BY LIVE LINE;REFER SC19153 FOR HARNESS FASTENERS (BUTTONS); | TEN | THE ENERGY NETWORK | H1 | CURRENT
000019154 | SLEEVE,HARNESS | HARNESS;FOR USE BY LIVE LINE;REFER SC19153 FOR HARNESS FASTENERS (BUTTONS); | CHANCE | CHANCE (MANUFACTURER) | SH1 | CURRENT
000019160 | SET,DIODE | DIODE SET;FOR NEW ELECTRONIC TESTER; REFER SC19387 FOR TESTER; | PENTA | PENTA AUST (TMAC THEW & MCCANN/HYLEC) | PA11037 | CURRENT
000019160 | SET,DIODE | DIODE SET;FOR NEW ELECTRONIC TESTER; REFER SC19387 FOR TESTER; | THEWMCAN | TMAC THEW & MCCANN GROUP | TM11037 | CURRENT
000019160 | SET,DIODE | DIODE SET;FOR NEW ELECTRONIC TESTER; REFER SC19387 FOR TESTER; | THEWMCAN | TMAC THEW & MCCANN GROUP | 19160 | CURRENT
000019161 | STRAP,RETAINING | Straight Line Pole Strap, 4m Lg, Green c/w Adjust Buckle & Protective Flap, 10 Year Shelf Life | HEIGHDYN | HEIGHT DYNAMICS | VAIPOLEEN24NZANSI | CURRENT
000019161 | STRAP,RETAINING | Straight Line Pole Strap, 4m Lg, Green c/w Adjust Buckle & Protective Flap, 10 Year Shelf Life | TEN | THE ENERGY NETWORK | 10HEID0417-DB01 | CURRENT
000019162 | LANYARD,SAFETY,INDUSTRIAL | Shock Absorbing Lanyard, 1.6m Lg, u/w Fallarrest Harness c/w Alloy DA Hook & Triplock Karabiner, 10 Year Shelf Life | HEIGHDYN | HEIGHT DYNAMICS | VAIEA1.6ELANSI | CURRENT
000019164 | HOT LINE STICK | Fibreglass, 9.2m Ext Length, Combination Operating/Measuring Telescopic Hot Line Stick, Metric Graduations M/CM, Triang Shape, Hi-Vis Foam-Filled Top Section, | HYLEC | HYLEC PTY LTD | FIBREGLASS;9.2 M | CURRENT
000019164 | HOT LINE STICK | Fibreglass, 9.2m Ext Length, Combination Operating/Measuring Telescopic Hot Line Stick, Metric Graduations M/CM, Triang Shape, Hi-Vis Foam-Filled Top Section, | ENERGYNW | THE ENERGY NETWORK | MV 30BTO-G | CURRENT
000019164 | HOT LINE STICK | Fibreglass, 9.2m Ext Length, Combination Operating/Measuring Telescopic Hot Line Stick, Metric Graduations M/CM, Triang Shape, Hi-Vis Foam-Filled Top Section, | TEN | THE ENERGY NETWORK | MV30-Q-EQL | CURRENT
000019164 | HOT LINE STICK | Fibreglass, 9.2m Ext Length, Combination Operating/Measuring Telescopic Hot Line Stick, Metric Graduations M/CM, Triang Shape, Hi-Vis Foam-Filled Top Section, | THEWMCAN | TMAC THEW & MCCANN GROUP | FIBREGLASS;9.2 M | CURRENT
000019165 | HOT LINE STICK | Fibreglass, 12m Ext Length, Combination Operating/Measuring Telescopic Hot Line Stick, Metric Graduations M/CM, Triang Shape, Hi-Vis Foam-Filled Top Section, | HYLEC | HYLEC PTY LTD | FIBREGLASS;12 M | CURRENT
000019165 | HOT LINE STICK | Fibreglass, 12m Ext Length, Combination Operating/Measuring Telescopic Hot Line Stick, Metric Graduations M/CM, Triang Shape, Hi-Vis Foam-Filled Top Section, | ENERGYNW | THE ENERGY NETWORK | 40BTO-G | CURRENT
000019165 | HOT LINE STICK | Fibreglass, 12m Ext Length, Combination Operating/Measuring Telescopic Hot Line Stick, Metric Graduations M/CM, Triang Shape, Hi-Vis Foam-Filled Top Section, | THEWMCAN | TMAC THEW & MCCANN GROUP | FIBREGLASS 12 M | CURRENT
000019165 | HOT LINE STICK | Fibreglass, 12m Ext Length, Combination Operating/Measuring Telescopic Hot Line Stick, Metric Graduations M/CM, Triang Shape, Hi-Vis Foam-Filled Top Section, | TEN | THE ENERGY NETWORK | MV-40-ERG | CURRENT
000019165 | HOT LINE STICK | Fibreglass, 12m Ext Length, Combination Operating/Measuring Telescopic Hot Line Stick, Metric Graduations M/CM, Triang Shape, Hi-Vis Foam-Filled Top Section, | CABLACES | CABLACES | VTT-1/9MB | CURRENT
000019165 | HOT LINE STICK | Fibreglass, 12m Ext Length, Combination Operating/Measuring Telescopic Hot Line Stick, Metric Graduations M/CM, Triang Shape, Hi-Vis Foam-Filled Top Section, | HASTINGS | HASTING DEERING PTY LTD | HV-240 | CURRENT
000019165 | HOT LINE STICK | Fibreglass, 12m Ext Length, Combination Operating/Measuring Telescopic Hot Line Stick, Metric Graduations M/CM, Triang Shape, Hi-Vis Foam-Filled Top Section, | TEN | THE ENERGY NETWORK | MV40-Q-EQL | CURRENT
000019167 | SIGN | VOLTAGE TIE BOARD;LEGEND-VOLTAGE TIE; YELLOW PLASTIC BACKGROUND,WITH BLACK LETTERING;180 MM LG,85 MM W;PACK OF 10,PACK WEIGHT 2.20 KG; | ARTCRAFT | ARTCRAFT PTY LTD | 19167 | CURRENT
000019167 | SIGN | VOLTAGE TIE BOARD;LEGEND-VOLTAGE TIE; YELLOW PLASTIC BACKGROUND,WITH BLACK LETTERING;180 MM LG,85 MM W;PACK OF 10,PACK WEIGHT 2.20 KG; | CUTLER | CUTLER BRANDS PTY LTD | ENERGE-19167 | CURRENT
000019169 | CUBICLE,RACK FRAME. | STEEL;19 IN RACK FRAME AT FRONT & REAR; 600 MM W,300 MM D,2300 MM H; | ERGON | ERGON ENERGY | CUBICLE,RACK FRAME. | CURRENT
000019169 | CUBICLE,RACK FRAME. | STEEL;19 IN RACK FRAME AT FRONT & REAR; 600 MM W,300 MM D,2300 MM H; | DRAWING | DRAWING NO | 16025-A1 | CURRENT
000019170 | PLATE,SEPARATION | STEEL;SEPARATION PLATE C/W CCJ6 COMBINING KIT CCE06;600 MM W,2000 MM H; U/W SC12430;PACK OF 1; | REXEL | REXEL PTY LTD | ELDSPM2006R5 | PURCHASE AS REQUIRED
000019170 | PLATE,SEPARATION | STEEL;SEPARATION PLATE C/W CCJ6 COMBINING KIT CCE06;600 MM W,2000 MM H; U/W SC12430;PACK OF 1; | ELDON |  | ELDSPD2006+ELDCCJ12+ELDCCE06 | PURCHASE AS REQUIRED
000019171 | SIDE PANEL | STEEL;SIDE PANEL WITH MTG SCREWS; TO SUIT CUBICLE RACK FRAME;600 MM W, 2000 MM H;PACK OF 1;U/WSC12430; | CNWPL | CNW PL - SLACKS CREEK | NHPSPM2006R5 | CURRENT
000019171 | SIDE PANEL | STEEL;SIDE PANEL WITH MTG SCREWS; TO SUIT CUBICLE RACK FRAME;600 MM W, 2000 MM H;PACK OF 1;U/WSC12430; | ELDON |  | ELDSPM2006 | CURRENT
000019171 | SIDE PANEL | STEEL;SIDE PANEL WITH MTG SCREWS; TO SUIT CUBICLE RACK FRAME;600 MM W, 2000 MM H;PACK OF 1;U/WSC12430; | CNWPL | CNW PL - SLACKS CREEK | SPM2006R5 | CURRENT
000019172 | LINK,EXTENSION | SINGLE PLATE EXTENSION LINK;160 KN MIN FAILING;500 MM HOLE CENTRES TONGUE- TONGUE; | PLP AUST | PREFORMED LINE PRODUCTS (AUST) | LSP-160-500 | CURRENT
000019172 | LINK,EXTENSION | SINGLE PLATE EXTENSION LINK;160 KN MIN FAILING;500 MM HOLE CENTRES TONGUE- TONGUE; | DULMISON | DULMISON (AUST) PTY LTD | SPL160500 | CURRENT
000019174 | SIGN,TRAFFIC | SPEED RESTRICTION 80 KM/H;BLACK NUMERALS ,RED CIRCLE ON WHITE RETROREFLECTIVE BACKGROUND;CLASS 1W;600 MM LG,600 MM W, VELCRO BACKED; | SAFESIGN | SAFE SIGN AUATRALIA PTY LTD | 19174 | PURCHASE AS REQUIRED
000019175 | SIGN,TRAFFIC | PEDESTRIANS WATCH YOUR STEP;BLACK LEGEND & BORDER ON YELLOW RETROREFLECTIVE BACKGROUND;CLASS 1W;1200 MM LG,900 MM H; 1200 MM X 300 MM AT BASE LEFT BLANK FOR | REFLEFAB | REFLECT FABRICS PL - 310680 | EXSC19149 | PURCHASE AS REQUIRED
000019175 | SIGN,TRAFFIC | PEDESTRIANS WATCH YOUR STEP;BLACK LEGEND & BORDER ON YELLOW RETROREFLECTIVE BACKGROUND;CLASS 1W;1200 MM LG,900 MM H; 1200 MM X 300 MM AT BASE LEFT BLANK FOR | SAFESIGN | SAFE SIGN AUATRALIA PTY LTD | 19175 | PURCHASE AS REQUIRED
000019176 | SIGN,TRAFFIC | METAL SIGN;PEDESTRIANS ARROW RIGHT; BLACK LEGEND & BORDER ON YELLOW RETROREFLECTIVE BACKGROUND;CLASS 1W; 1200 MM LG,300 MM H;PACK OF 1; | ARTCRAFT | ARTCRAFT PTY LTD | T8-2R | PURCHASE AS REQUIRED
000019177 | SIGN,TRAFFIC | METAL SIGN;PEDESTRIANS ARROW LEFT ;BLACK LEGEND & BORDER ON YELLOW RETROREFLECTIVE BACKGROUND;CLASS 1W; 1200 MM LG,300 MM H;PACK OF 1; | ARTCRAFT | ARTCRAFT PTY LTD | T8-2L | PURCHASE AS REQUIRED
000019178 | SIGN,TRAFFIC | ELECTRIC WIRES DOWN;WHITE RETROREFLECTIVE LETTERS ON RED RETROREFLECTIVE BACKGROUND;CLASS 1W; 1200 MM LG, 900 MM H;PACK OF 1;U/W | REFLEFAB | REFLECT FABRICS PL - 310680 | EXSC19178 | CURRENT
000019178 | SIGN,TRAFFIC | ELECTRIC WIRES DOWN;WHITE RETROREFLECTIVE LETTERS ON RED RETROREFLECTIVE BACKGROUND;CLASS 1W; 1200 MM LG, 900 MM H;PACK OF 1;U/W | SAFESIGN | SAFE SIGN AUATRALIA PTY LTD | 19178 | CURRENT
000019180 | CONTROL MODULE. | CONTROL & PROTECTION MODULE,VERSION 5; FOR NU-LEC RECLOSERS/SECTIONALISERS & LOAD BREAK SWITCHES; | NU-LEC | NU-LEC | ELCCAPM5 | CURRENT
000019181 | LUBRICANT,CABLE PULLING | BIODEGRADABLE CABLE & ROPE LUBRICANT; 4 L; | BEL-RAY | BEL-RAY COMPANY INC | 5685 | PURCHASE AS REQUIRED
000019182 | COVER,ELECTRICAL EQUIPMENT | Fuse Holder Termination Shroud, PPL, Undrilled, suit Rear Stud Connected LV Fuse Holder | ALSTOM | ALSTOM GRID AUSTRALIA LIMITED | 404-129 | CURRENT
000019183 | POWER SUPPLY | DATA LOGGER POWER SUPPLY;SMARTWAY POWER SUPPLY MODULE; | ENERGEX | ENERGEX | SMARTWAY POWER SUPPLY MODULE | PHASING
000019184 | STEPLADDER | FIBREGLASS;6 FT SINGLE SIDED; | REXEL | REXEL PTY LTD | BAIFS10492 | PURCHASE AS REQUIRED
000019184 | STEPLADDER | FIBREGLASS;6 FT SINGLE SIDED; | REXEL | REXEL PTY LTD | HILFS10492 | PURCHASE AS REQUIRED
000019184 | STEPLADDER | FIBREGLASS;6 FT SINGLE SIDED; | BAILEY | BAILEY ALUMINIUM PRODUCTS PTY LTD | FS10492 | PURCHASE AS REQUIRED
000019186 | STEPLADDER | Fibreglass, 10ft, Double Sided | LADAMAX | LADAMAX ALUMINIUM PRODUCTS PL | FDS102 | PURCHASE AS REQUIRED
000019187 | LADDER,STRAIGHT | Fibreglass Single Section 3.0m Lg, 10 Ft, Colour Safety Yellow, ETS RSE02 | LADAMAX | LADAMAX ALUMINIUM PRODUCTS PL | FSI102 | PURCHASE AS REQUIRED
000019188 | LADDER,STRAIGHT | Fibreglass Single Section 4.2 m Lg, 14 Ft, Colour Safety Yellow, ETS RSE02 | LADAMAX | LADAMAX ALUMINIUM PRODUCTS PL | FSI142 | PURCHASE AS REQUIRED
000019189 | SWITCHBOARD,RESCUE KIT | YELLOW BAG;500 MM X 300 MM X 200 MM; CONSISTING OF INSULATED CROOK,FIRE BLANKET,MULTI TRAUMA DRESSING;SIGN & FLASHLIGHT;SIZE 11 CLASS ' O ' GLOVES; | PENTA | PENTA AUST (TMAC THEW & MCCANN/HYLEC) | PA21734 | CURRENT
000019189 | SWITCHBOARD,RESCUE KIT | YELLOW BAG;500 MM X 300 MM X 200 MM; CONSISTING OF INSULATED CROOK,FIRE BLANKET,MULTI TRAUMA DRESSING;SIGN & FLASHLIGHT;SIZE 11 CLASS ' O ' GLOVES; | HYLEC | HYLEC PTY LTD | QLVRKITERGON | CURRENT
000019189 | SWITCHBOARD,RESCUE KIT | YELLOW BAG;500 MM X 300 MM X 200 MM; CONSISTING OF INSULATED CROOK,FIRE BLANKET,MULTI TRAUMA DRESSING;SIGN & FLASHLIGHT;SIZE 11 CLASS ' O ' GLOVES; | STATEWD | STATEWIDE FSTNERS & ENG SPLS PL | C01002LVSK | CURRENT
000019189 | SWITCHBOARD,RESCUE KIT | YELLOW BAG;500 MM X 300 MM X 200 MM; CONSISTING OF INSULATED CROOK,FIRE BLANKET,MULTI TRAUMA DRESSING;SIGN & FLASHLIGHT;SIZE 11 CLASS ' O ' GLOVES; | SILGLEN | SILGLEN SERVICES PTY LTD | 01002 (INCLUDE GLOVES) | CURRENT
000019191 | HOT LINE STICK | HV OPERATING;FIBREGLASS 32 MM DIA; 4 X 1.2 M LG SPLICED SECTIONS;C/W 1 X SILICONE CLOTH;2 X SILICONE WIPES;1 X BLUE VINYL Lockable CARRY BAG; | ENERGYNW | THE ENERGY NETWORK | TENA515 | CURRENT
000019191 | HOT LINE STICK | HV OPERATING;FIBREGLASS 32 MM DIA; 4 X 1.2 M LG SPLICED SECTIONS;C/W 1 X SILICONE CLOTH;2 X SILICONE WIPES;1 X BLUE VINYL Lockable CARRY BAG; | BRITECH | BRI-TECH PTY LTD | HV OPERATING | CURRENT
000019191 | HOT LINE STICK | HV OPERATING;FIBREGLASS 32 MM DIA; 4 X 1.2 M LG SPLICED SECTIONS;C/W 1 X SILICONE CLOTH;2 X SILICONE WIPES;1 X BLUE VINYL Lockable CARRY BAG; | THEWMCAN | TMAC THEW & MCCANN GROUP | HV OPERATING | CURRENT
000019191 | HOT LINE STICK | HV OPERATING;FIBREGLASS 32 MM DIA; 4 X 1.2 M LG SPLICED SECTIONS;C/W 1 X SILICONE CLOTH;2 X SILICONE WIPES;1 X BLUE VINYL Lockable CARRY BAG; | HYLEC | HYLEC PTY LTD | HV OPERATING | CURRENT
000019191 | HOT LINE STICK | HV OPERATING;FIBREGLASS 32 MM DIA; 4 X 1.2 M LG SPLICED SECTIONS;C/W 1 X SILICONE CLOTH;2 X SILICONE WIPES;1 X BLUE VINYL Lockable CARRY BAG; | TEN | THE ENERGY NETWORK | TENA515 | CURRENT
000019195 | MAT,INSULATING | LV Safety Matting, Class 0, 900 x 900mm, 6mm Thk, Dwg 28454-A3 for mat markings | BALMORAL | BALMORAL ENGINEERING | 1810-4-EQ | PURCHASE AS REQUIRED
000019195 | MAT,INSULATING | LV Safety Matting, Class 0, 900 x 900mm, 6mm Thk, Dwg 28454-A3 for mat markings | BALMORAL | BALMORAL ENGINEERING | 181A-4-ENGX | PURCHASE AS REQUIRED
000019195 | MAT,INSULATING | LV Safety Matting, Class 0, 900 x 900mm, 6mm Thk, Dwg 28454-A3 for mat markings | BALMORAL | BALMORAL ENGINEERING | 28454-A3 | PURCHASE AS REQUIRED
000019197 | BUS BAR & SWITCH COVERS | BLUE BUS BAR COVER;900 MM X 900 MM X 2 MM THK;C/W HOLES;PACK OF 50; SUPPLIED ASSET & BARCODED; | BLKWOODS | J BLACKWOOD & SON LTD | 02389987/10020 | PURCHASE AS REQUIRED
000019197 | BUS BAR & SWITCH COVERS | BLUE BUS BAR COVER;900 MM X 900 MM X 2 MM THK;C/W HOLES;PACK OF 50; SUPPLIED ASSET & BARCODED; | TRELBORG | TRELLEBORG | 24860-A3 | PURCHASE AS REQUIRED
000019197 | BUS BAR & SWITCH COVERS | BLUE BUS BAR COVER;900 MM X 900 MM X 2 MM THK;C/W HOLES;PACK OF 50; SUPPLIED ASSET & BARCODED; | GLOBAL | GLOBAL MANUFACTURING GROUP | ENERGEX-Q105860 | PURCHASE AS REQUIRED
000019198 | L.V. LINE COVER | L.V.;HIGH VISIBILITY INSULATING FLEXIBLE COVER;300 MM LG X 300 MM W;CLASS II DRAPE TYPE;COMPLIES WITH AS4202-1994; RESTRICTED ISSUE TO ASSET SERVICES MGR | BLKWOODS | J BLACKWOOD & SON LTD | 02389902/9018 | PURCHASE AS REQUIRED
000019198 | L.V. LINE COVER | L.V.;HIGH VISIBILITY INSULATING FLEXIBLE COVER;300 MM LG X 300 MM W;CLASS II DRAPE TYPE;COMPLIES WITH AS4202-1994; RESTRICTED ISSUE TO ASSET SERVICES MGR | TRELBORG | TRELLEBORG | 300 MM LG X 300 M | PURCHASE AS REQUIRED
000019198 | L.V. LINE COVER | L.V.;HIGH VISIBILITY INSULATING FLEXIBLE COVER;300 MM LG X 300 MM W;CLASS II DRAPE TYPE;COMPLIES WITH AS4202-1994; RESTRICTED ISSUE TO ASSET SERVICES MGR | THEWMCAN | TMAC THEW & MCCANN GROUP | 300 MM LG X 300 M | PURCHASE AS REQUIRED
000019198 | L.V. LINE COVER | L.V.;HIGH VISIBILITY INSULATING FLEXIBLE COVER;300 MM LG X 300 MM W;CLASS II DRAPE TYPE;COMPLIES WITH AS4202-1994; RESTRICTED ISSUE TO ASSET SERVICES MGR | HYLEC | HYLEC PTY LTD | 300 MM LG X 300 M | PURCHASE AS REQUIRED
000019198 | L.V. LINE COVER | L.V.;HIGH VISIBILITY INSULATING FLEXIBLE COVER;300 MM LG X 300 MM W;CLASS II DRAPE TYPE;COMPLIES WITH AS4202-1994; RESTRICTED ISSUE TO ASSET SERVICES MGR | SILGLEN | SILGLEN SERVICES PTY LTD | 300 MM LG X 300 M | PURCHASE AS REQUIRED
000019198 | L.V. LINE COVER | L.V.;HIGH VISIBILITY INSULATING FLEXIBLE COVER;300 MM LG X 300 MM W;CLASS II DRAPE TYPE;COMPLIES WITH AS4202-1994; RESTRICTED ISSUE TO ASSET SERVICES MGR | BRITECH | BRI-TECH PTY LTD | 300 MM LG X 300 M | PURCHASE AS REQUIRED
000019198 | L.V. LINE COVER | L.V.;HIGH VISIBILITY INSULATING FLEXIBLE COVER;300 MM LG X 300 MM W;CLASS II DRAPE TYPE;COMPLIES WITH AS4202-1994; RESTRICTED ISSUE TO ASSET SERVICES MGR | ENERGYNW | THE ENERGY NETWORK | 300 MM LG X 300 M | PURCHASE AS REQUIRED
000019198 | L.V. LINE COVER | L.V.;HIGH VISIBILITY INSULATING FLEXIBLE COVER;300 MM LG X 300 MM W;CLASS II DRAPE TYPE;COMPLIES WITH AS4202-1994; RESTRICTED ISSUE TO ASSET SERVICES MGR | BALMORAL | BALMORAL ENGINEERING | 9018-EQ | PURCHASE AS REQUIRED
000019199 | COVER,ELECTRICAL EQUIPMENT | LV, High Visibility Insulating Line Cover, 850 x 850mm, Square, Half Centre Slit, Class II Drape Type, for O/Head Line Apparatus, to AS4204-1994 | CNWPL | CNW PL - SLACKS CREEK | 02389919/8007 | PURCHASE AS REQUIRED
000019199 | COVER,ELECTRICAL EQUIPMENT | LV, High Visibility Insulating Line Cover, 850 x 850mm, Square, Half Centre Slit, Class II Drape Type, for O/Head Line Apparatus, to AS4204-1994 | BLKWOODS | J BLACKWOOD & SON LTD | 02389919/8007 | PURCHASE AS REQUIRED
000019199 | COVER,ELECTRICAL EQUIPMENT | LV, High Visibility Insulating Line Cover, 850 x 850mm, Square, Half Centre Slit, Class II Drape Type, for O/Head Line Apparatus, to AS4204-1994 | BALMORAL | BALMORAL ENGINEERING | COVER,ELECTRICAL EQUIPMENT | PURCHASE AS REQUIRED
000019199 | COVER,ELECTRICAL EQUIPMENT | LV, High Visibility Insulating Line Cover, 850 x 850mm, Square, Half Centre Slit, Class II Drape Type, for O/Head Line Apparatus, to AS4204-1994 | BALMORAL | BALMORAL ENGINEERING | 8007 ENGX | PURCHASE AS REQUIRED
000019200 | DETECTOR,SYSTEM VOLTAGE | TAG200;SINGLE VOLTAGE RANGE;11-33 KV; TESTER ONLY; | PENTA | PENTA AUST (TMAC THEW & MCCANN/HYLEC) | PA20313 | PURCHASE AS REQUIRED
000019200 | DETECTOR,SYSTEM VOLTAGE | TAG200;SINGLE VOLTAGE RANGE;11-33 KV; TESTER ONLY; | HYLEC | HYLEC PTY LTD | TAG200 | PURCHASE AS REQUIRED
000019201 | DETECTOR,SYSTEM VOLTAGE | Tag330, Single Voltage Range, 110-330kV, Audible/Visual Indication, Universal Sunrise Fitting in Carry Case, c/w Hook & Probe | PENTA | PENTA AUST (TMAC THEW & MCCANN/HYLEC) | PA21494 | CURRENT
000019201 | DETECTOR,SYSTEM VOLTAGE | Tag330, Single Voltage Range, 110-330kV, Audible/Visual Indication, Universal Sunrise Fitting in Carry Case, c/w Hook & Probe | HYLEC | HYLEC PTY LTD | TAG330110275E | CURRENT
000019201 | DETECTOR,SYSTEM VOLTAGE | Tag330, Single Voltage Range, 110-330kV, Audible/Visual Indication, Universal Sunrise Fitting in Carry Case, c/w Hook & Probe | HYLEC | HYLEC PTY LTD | TAG330 | CURRENT
000019202 | CROSSARM,COMPOSITE | TEMPORARY,LIVE LINE,FIBREGLASS;2.7 M LG; | THEWMCAN | TMAC THEW & MCCANN GROUP | CROSSARM 2.7 M FIBREGLASS | PURCHASE AS REQUIRED
000019203 | CROSSARM,COMPOSITE | TEMPORARY,LIVE LINE,FIBREGLASS;2. M LG; | THEWMCAN | TMAC THEW & MCCANN GROUP | CROSSARM 2.4 M FIBREGLASS | PURCHASE AS REQUIRED
000019204 | CLAMP,SUSPENSION,ELEC CONDUCTOR | STRAIGHT-LINE OR ANGLE;ARMOUR GRIP SUSPENSION UNIT (AGSU);ALUMINIUM ALLOY WITH NEOPRENE INSERT TO SUIT ALUMINIUM CONDUCTORS 23.75 MM DIA;UP TO 30 DEG | TYCO | TYCO | HSC-2306 | CURRENT
000019204 | CLAMP,SUSPENSION,ELEC CONDUCTOR | STRAIGHT-LINE OR ANGLE;ARMOUR GRIP SUSPENSION UNIT (AGSU);ALUMINIUM ALLOY WITH NEOPRENE INSERT TO SUIT ALUMINIUM CONDUCTORS 23.75 MM DIA;UP TO 30 DEG | MACLEAN | MACLEAN POWER PL - E15128 | HSC-2450 | CURRENT
000019204 | CLAMP,SUSPENSION,ELEC CONDUCTOR | STRAIGHT-LINE OR ANGLE;ARMOUR GRIP SUSPENSION UNIT (AGSU);ALUMINIUM ALLOY WITH NEOPRENE INSERT TO SUIT ALUMINIUM CONDUCTORS 23.75 MM DIA;UP TO 30 DEG | PLP AUST | PREFORMED LINE PRODUCTS (AUST) | AGS-5122-16 | CURRENT
000019205 | ROD,CONTINUOUS THREAD. | STEEL;ZINC PLATED;M20;ISO M;3 M LG; | EZYSTRUT | EZYSTRUT CABLE & PIPE SUPPORTS | TR20Z | STRATEGIC SPARE
000019206 | TESTER,INDICATOR | TESTER FOR RMU'S;CAPACITIVE TEST POINTS; | PENTA | PENTA AUST (TMAC THEW & MCCANN/HYLEC) | PA11004 | PURCHASE AS REQUIRED
000019206 | TESTER,INDICATOR | TESTER FOR RMU'S;CAPACITIVE TEST POINTS; | THEWMCAN | TMAC THEW & MCCANN GROUP | CVD | PURCHASE AS REQUIRED
000019207 | TERMINATION,ELECTRICAL POWER CABLE | 11 KV;INDOOR KIT;3 PHASE;FOR 185 SQ MM COPPER XLPE CABLE;HEATSHRINK;650 MM TAIL LENGTH; | RAYCHEM | RAYCHEM (AUSTRALIA) PTY LTD | EPKT-17C3XIH2 | CURRENT
000019211 | TERMINATION,ELECTRICAL POWER CABLE | 11 KV;OUTDOOR KIT;3 PHASE;FOR 240 SQ MM COPPER XLPE CABLE;HEATSHRINK;800 MM TAIL LENGTH;REFER SC16478 FOR RESIN; | RAYCHEM | RAYCHEM (AUSTRALIA) PTY LTD | EPKT-17D3XOH3 | PHASING
000019214 | TERMINATION,ELECTRICAL POWER CABLE | 145 KV;OUTDOOR TERMINATION WITH GREY PORCELAIN INSULATOR;1 PHASE;FOR 800 SQ MM COMPACTED 33.7 DIA COPPER CONDUCTOR; FOR F7317 FIS ONLY;TO FIT F781,811 | PRYSMIAN | PRYSMIAN POWER CABLES & SYSTEMS AUST | TPE 1170/203 | STRATEGIC SPARE
000019216 | RACEWAY,NONMETALLIC | CABLE DUCT;PVC SLOTTED;C/W COVER; 100 MM H,80 MM W,2000 MM LG; PACK OF 1; | REXEL | REXEL PTY LTD | IBOT180.100 | CURRENT
000019216 | RACEWAY,NONMETALLIC | CABLE DUCT;PVC SLOTTED;C/W COVER; 100 MM H,80 MM W,2000 MM LG; PACK OF 1; | IBOCO | IBOCO | BOCT1-80-100 | CURRENT
000019216 | RACEWAY,NONMETALLIC | CABLE DUCT;PVC SLOTTED;C/W COVER; 100 MM H,80 MM W,2000 MM LG; PACK OF 1; | CNWPL | CNW PL - SLACKS CREEK | T180100 | CURRENT
000019233 | BATTERY,STORAGE | NICKEL CADMIUM VALVE REGULATED POCKET PLATE BATTERY;C/W 25 CELLS,TYPE RATED AT 32 AH@ THE 5 DISCHARGE RATE;END VOLTAGE OF 1.00 V PER CELL;ITEM;SET OF 5 = EACH | SAFTNIFE | SAFT AUSTRALIA PTY LTD SEVEN HILLS 2147 | UP1M32-5 | CURRENT
000019235 | TERMINATION,ELECTRICAL POWER CABLE | 33 KV;TRIFURCATING TERMINAL BOX;OIL FILLED; | RAYCHEM | RAYCHEM (AUSTRALIA) PTY LTD | CABLE | CURRENT
000019238 | TERMINATION,ELECTRICAL POWER CABLE | 110 KV;SINGLE PHASE;DRY TYPE;SF6 IMMERSED;FOR 800 SQ MM COPPER CONDUCTOR; XLPE INSULATED CABLE;FOR F811 SPD;PACK OF 1,PACK SIZE 137 MM X 72 MM X 60 MM, | PRYSMIAN | PRYSMIAN POWER CABLES & SYSTEMS AUST | EGS 1170/072 | STRATEGIC SPARE
000019240 | JOINT,ELECTRICAL POWER CABLE | 33 KV;SINGLE PHASE;TRANSITION JOINT;FOR 400 SQ MM COPPER CONDUCTOR;SINGLE CORE; PLY;TO 630 SQ MM COPPER CONDUCTOR;SINGLE CORE;XLPE;PACK OF 1,PACK WEIGHT 7 KG; | TECONN | TE CONNECTIVITY LTD | EPKJ-EX28 | CURRENT
000019241 | JOINT,ELECTRICAL POWER CABLE | 33 KV;SINGLE PHASE;TRANSITION JOINT;FOR 630 SQ MM ALUMINIUM CONDUCTOR;SINGLE CORE;PLY;TO 630 SQ MM COPPER CONDUCTOR; SINGLE CORE;XLPE;PACK OF 1,PACK ,PACK | TECONN | TE CONNECTIVITY LTD | EPKJ-EX30 | CURRENT
000019243 | JOINT,ELECTRICAL POWER CABLE | 33 KV;SINGLE PHASE;STRAIGHT TYPE;FOR 630 SQ MM ALUMINIUM CONDUCTOR;3 CORE; XLPE; | RAYCHEM | RAYCHEM (AUSTRALIA) PTY LTD | 33 KV;SINGLE PHASE | CURRENT
000019244 | JOINT,ELECTRICAL POWER CABLE | 11 KV;SINGLE PHASE;TRANSITION JOINT;FOR 630 SQ MM COPPER CONDUCTOR;1 CORE;PLY ;TO 630 SQ MM COPPER CONDUCTOR;1 CORE; XLPE; | RAYCHEM | RAYCHEM (AUSTRALIA) PTY LTD | EPKJ-17D/IXU-IHL | CURRENT
000019274 | TRANSFORMER,POWER | 33 KV/11 KV;15 MVA;3 PHASE;GROUND MTG BSH HV 90 LV AIR;MINERAL OIL INSULATED; ONAN;DYN 11;C/W VACUUM OLTC 23 TAP POSN; AS2374;REDUCED SOUND LEVEL UNIT; | WILSON | WILSON TRANSFORMER CO. PTY LTD | 23 TAP POSN | PHASING
000019275 | TRANSFORMER,POWER | 33 KV/11 KV;25 MVA;3 PHASE;GROUND MTG BSH HV 90 LV AIR;MINERAL OIL INSULATED; ONAF;DYN 11;C/W VACUUM OLTC 23 TAP POSN; AS2374;REDUCED SOUND LEVEL UNIT; | WILSON | WILSON TRANSFORMER CO. PTY LTD | 23 TAP POSN | STRATEGIC SPARE
000019276 | JOINT,ELECTRICAL POWER CABLE | 11 KV;HEATSHRINK JOINT;3 PHASE;FOR 95 SQ MM TO 240 SQ MM 3C CU-CU,AL-AL,OR CU-AL XLPE CABLES;C/W THREE RANGE TAKING SHEAR BOLT CONNECTORS;PACK OF 1,PACK | SICAME | SICAME AUSTRALIA PTY LTD | HSJ-11-X3-95240-EQ1 | CURRENT
000019276 | JOINT,ELECTRICAL POWER CABLE | 11 KV;HEATSHRINK JOINT;3 PHASE;FOR 95 SQ MM TO 240 SQ MM 3C CU-CU,AL-AL,OR CU-AL XLPE CABLES;C/W THREE RANGE TAKING SHEAR BOLT CONNECTORS;PACK OF 1,PACK | INTERTEC | INTERTECH ENGINEERING PTY LTD | EGX19726 | CURRENT
000019276 | JOINT,ELECTRICAL POWER CABLE | 11 KV;HEATSHRINK JOINT;3 PHASE;FOR 95 SQ MM TO 240 SQ MM 3C CU-CU,AL-AL,OR CU-AL XLPE CABLES;C/W THREE RANGE TAKING SHEAR BOLT CONNECTORS;PACK OF 1,PACK | JBJOINT | JB JOINTING SUPPLIES PTY LTD | 11-25/95-XL/XL-3C/3C-J | CURRENT
000019276 | JOINT,ELECTRICAL POWER CABLE | 11 KV;HEATSHRINK JOINT;3 PHASE;FOR 95 SQ MM TO 240 SQ MM 3C CU-CU,AL-AL,OR CU-AL XLPE CABLES;C/W THREE RANGE TAKING SHEAR BOLT CONNECTORS;PACK OF 1,PACK | STREAM | STREAMLINED ENERGY PTY LTD | SEE.11HJ33.1203C.EN | CURRENT
000019277 | PLATE,IDENTIFICATION | STEEL;GREEN COLOURBOND DISC;LEGEND- E; FOR OPERATORS EARTH ID MARKER,FOR 110 KV & 132 KV CONCRETE STRUCTURES;O/H TRANSMISSION HARDWARE;PACK OF 25,PACK | CUTLER | CUTLER BRANDS PTY LTD | ENERGE-19277 | CURRENT
000019278 | BRACKET,MOUNTING | 9 KN;MTG BASE EXTENSION;FOR BRACED POST INSULATOR;O/H TRANSMISSION HARDWARE; PACK OF 1; | HAYMAN | HAYMANS INDUSTRIES PTY LTD | 19278 | PURCHASE AS REQUIRED
000019278 | BRACKET,MOUNTING | 9 KN;MTG BASE EXTENSION;FOR BRACED POST INSULATOR;O/H TRANSMISSION HARDWARE; PACK OF 1; | LIVINGST | LIVINGSTONE ENGINEERING | 19278 | PURCHASE AS REQUIRED
000019279 | BRACKET,EXTENSION | 9 KN;GAIN BASE EXTENSION;O/H TRANSMISSION HARDWARE;PACK OF 1, PACK WEIGHT 49 KG; | HAYMAN | HAYMANS INDUSTRIES PTY LTD | 19279 | CURRENT
000019279 | BRACKET,EXTENSION | 9 KN;GAIN BASE EXTENSION;O/H TRANSMISSION HARDWARE;PACK OF 1, PACK WEIGHT 49 KG; | GREATWST |  | 19279 | CURRENT
000019280 | BRACKET,EXTENSION | 5 KN;GAIN BASE EXTENSION; O/H TRANSMISSION HARDWARE;PACK OF 9, PACK WEIGHT 367 KG; | HAYMAN | HAYMANS INDUSTRIES PTY LTD | 19280 | CURRENT
000019280 | BRACKET,EXTENSION | 5 KN;GAIN BASE EXTENSION; O/H TRANSMISSION HARDWARE;PACK OF 9, PACK WEIGHT 367 KG; | GREATWST |  | 19280 | CURRENT
000019281 | CROSSARM,METAL | STEEL;GALV;FOR O/H EARTHWIRE CROSSARM; LIGHT; DOUBLE CIRCUIT TRANSMISSION HARDWARE;PACK OF 6,PACK WEIGHT 48.5 KG; | HAYMAN | HAYMANS INDUSTRIES PTY LTD | 19281 | CURRENT
000019281 | CROSSARM,METAL | STEEL;GALV;FOR O/H EARTHWIRE CROSSARM; LIGHT; DOUBLE CIRCUIT TRANSMISSION HARDWARE;PACK OF 6,PACK WEIGHT 48.5 KG; | GREATWST |  | 19281 | CURRENT
000019282 | CROSSARM,METAL | STEEL;GALV;FOR O/H EARTHWIRE CROSSARM LIGHT;SINGLE CIRCUIT TRANSMISSION HARDWARE;PACK OF 6,PACK WEIGHT 33.9 KG; | HAYMAN | HAYMANS INDUSTRIES PTY LTD | 19282 | PURCHASE AS REQUIRED
000019282 | CROSSARM,METAL | STEEL;GALV;FOR O/H EARTHWIRE CROSSARM LIGHT;SINGLE CIRCUIT TRANSMISSION HARDWARE;PACK OF 6,PACK WEIGHT 33.9 KG; | GREATWST |  | 19282 | PURCHASE AS REQUIRED
000019283 | RISER,EARTHWIRE | FOR SHACKLE CONSTRUCTION; O/H TRANSMISSION HARDWARE PACK OF 1,PACK WEIGHT 50.9 KG; | HAYMAN | HAYMANS INDUSTRIES PTY LTD | 19283 | CURRENT
000019283 | RISER,EARTHWIRE | FOR SHACKLE CONSTRUCTION; O/H TRANSMISSION HARDWARE PACK OF 1,PACK WEIGHT 50.9 KG; | MEFCO | MEFCO AUSTRALIA PTY LTD SUNSHINE VIC | 19283 | CURRENT
000019284 | RISER,EARTHWIRE | FOR SUSPENSION CONSTRUCTION; O/H TRANSMISSION HARDWARE; PACK OF 1,PACK WEIGHT 46.1 KG; | HAYMAN | HAYMANS INDUSTRIES PTY LTD | 19284 | CURRENT
000019284 | RISER,EARTHWIRE | FOR SUSPENSION CONSTRUCTION; O/H TRANSMISSION HARDWARE; PACK OF 1,PACK WEIGHT 46.1 KG; | MEFCO | MEFCO AUSTRALIA PTY LTD SUNSHINE VIC | 19284 | CURRENT
000019285 | STRAP,EARTH | CRANKED COPPER EARTH STRAP;100 MM EARTH CONNECTION STRAP;TO SUIT EARTHWIRE CROSSARM;O/H TRANSMISSION HARDWARE; PACK OF 30,PACK WEIGHT 7 KG; | ENI | ENI INDUSTRIES PL | 84162 | CURRENT
000019285 | STRAP,EARTH | CRANKED COPPER EARTH STRAP;100 MM EARTH CONNECTION STRAP;TO SUIT EARTHWIRE CROSSARM;O/H TRANSMISSION HARDWARE; PACK OF 30,PACK WEIGHT 7 KG; | GLOBAL | GLOBAL MANUFACTURING GROUP | ENERGEX-6041-A4-02 | CURRENT
000019286 | STRAP,EARTH | CRANKED EARTH STRAP;100 MM EARTH CONNECTION STRAP;TO SUIT BENDABLE GAIN BASE;O/H TRANSMISSION HARDWARE; PACK OF 75,PACK WEIGHT 21 KG; | GLOBAL | GLOBAL MANUFACTURING GROUP | ENERGEX-6041-A4-01 | CURRENT
000019287 | STRAP,EARTH | 160 MM LG,50 MM W;EARTH CONNECTION STRAP;TO M24 BOLT;O/H TRANSMISSION HARDWARE;PACK OF 150,PALLET WEIGHT 33 KG; | ENI | ENI INDUSTRIES PL | 84164 | CURRENT
000019287 | STRAP,EARTH | 160 MM LG,50 MM W;EARTH CONNECTION STRAP;TO M24 BOLT;O/H TRANSMISSION HARDWARE;PACK OF 150,PALLET WEIGHT 33 KG; | GLOBAL | GLOBAL MANUFACTURING GROUP | ENERGEX-4519-A4-02 | CURRENT
000019288 | STRAP,EARTH | 155 MM LG,38 MM W;EARTH CONNECTION STRAP;TO M20 BOLT;O/H TRANSMISSION HARDWARE;PACK OF 1; | ENI | ENI INDUSTRIES PL | 84159 | CURRENT
000019289 | BRACKET,EXTENSION | 132 KV;5 KN;LINE POST ATTACHMENT;DROP BRACKET TO SUIT DROP TONGUE END FITTING; O/H TRANSMISSION HARDWARE;PACK OF 20; | HAYMAN | HAYMANS INDUSTRIES PTY LTD | 19289 | CURRENT
000019289 | BRACKET,EXTENSION | 132 KV;5 KN;LINE POST ATTACHMENT;DROP BRACKET TO SUIT DROP TONGUE END FITTING; O/H TRANSMISSION HARDWARE;PACK OF 20; | GREATWST |  | 19289 | CURRENT
000019295 | INSULATION BLANKET,ELECTRICAL. | CLASS 4;SLOTTED;36 IN X 36 IN (914 MM X 914 MM);ORANGE;28 EYELETS: WEIGHT 3.2 KG; | TEN | THE ENERGY NETWORK | 1300 | CURRENT
000019295 | INSULATION BLANKET,ELECTRICAL. | CLASS 4;SLOTTED;36 IN X 36 IN (914 MM X 914 MM);ORANGE;28 EYELETS: WEIGHT 3.2 KG; | SALSBURY | SALISBURY (MANUFACTURER) | 1300 | CURRENT
000019296 | INSULATION BLANKET,ELECTRICAL. | CLASS 4;SOLID;36 IN X 36 IN (914 MM X 914 MM);ORANGE;6 EYELETS: WEIGHT 3.6 KG; | TEN | THE ENERGY NETWORK | 900E | CURRENT
000019296 | INSULATION BLANKET,ELECTRICAL. | CLASS 4;SOLID;36 IN X 36 IN (914 MM X 914 MM);ORANGE;6 EYELETS: WEIGHT 3.6 KG; | SALSBURY | SALISBURY (MANUFACTURER) | 900E | CURRENT
000019296 | INSULATION BLANKET,ELECTRICAL. | CLASS 4;SOLID;36 IN X 36 IN (914 MM X 914 MM);ORANGE;6 EYELETS: WEIGHT 3.6 KG; | WHITE |  | 3636-40-OSO | CURRENT
000019299 | MULTIMETER | Insulation & Continuity Tester, 500/1000V, Min of Cat III 600V | RTE | RAPID-TECH EQUIPMENT PTY LTD | 3132A | CURRENT
000019299 | MULTIMETER | Insulation & Continuity Tester, 500/1000V, Min of Cat III 600V | REXEL | REXEL PTY LTD | KYO3132A | CURRENT
000019299 | MULTIMETER | Insulation & Continuity Tester, 500/1000V, Min of Cat III 600V | KYORITSU | KYORITSU | 3132A | CURRENT
000019300 | MULTIMETER | DIGITAL;FLUKE 175 SERIES;MIDDLE RANGE; SIZE 43 MM X 90 MM X 185 MM;WEIGHT 420 G ;BATTERY LIFE ~200 HOURS;LCD SCREEN; | BLKWOODS | J BLACKWOOD & SON LTD | 01280787/FLU175 | CURRENT
000019300 | MULTIMETER | DIGITAL;FLUKE 175 SERIES;MIDDLE RANGE; SIZE 43 MM X 90 MM X 185 MM;WEIGHT 420 G ;BATTERY LIFE ~200 HOURS;LCD SCREEN; | GILBLODG | GILBERT LODGE AUSTRALIA | FLU175 | CURRENT
000019300 | MULTIMETER | DIGITAL;FLUKE 175 SERIES;MIDDLE RANGE; SIZE 43 MM X 90 MM X 185 MM;WEIGHT 420 G ;BATTERY LIFE ~200 HOURS;LCD SCREEN; | FLUKE | FLUKE CORPORATION | 175DMM | CURRENT
000019301 | MULTIMETER | DIGITAL;ANALOG;FLUKE 87V SERIES;HIGH RANGE;SIZE 203 MM X 100 MM X 50 MM; WEIGHT 545 G;BATTERY LIFE ~72 HOURS; | BLKWOODS | J BLACKWOOD & SON LTD | 01568354/FLU87V | CURRENT
000019301 | MULTIMETER | DIGITAL;ANALOG;FLUKE 87V SERIES;HIGH RANGE;SIZE 203 MM X 100 MM X 50 MM; WEIGHT 545 G;BATTERY LIFE ~72 HOURS; | GILBLODG | GILBERT LODGE AUSTRALIA | FLU87V | CURRENT
000019301 | MULTIMETER | DIGITAL;ANALOG;FLUKE 87V SERIES;HIGH RANGE;SIZE 203 MM X 100 MM X 50 MM; WEIGHT 545 G;BATTERY LIFE ~72 HOURS; | FLUKE | FLUKE CORPORATION | FLUKE 87V | CURRENT
000019302 | MULTIMETER | CLAMP-ON;AUTORANGING KYORITSU 2002PA AC CLAMP ON TESTER;TRUE RMS DISPLAY;DC OUTPUT FUNCTION;DATA HOLD FUNCTION;SLEEP FUNCTION;CAT III 600 V,CAT II 1000 V; | CNWPL | CNW PL - SLACKS CREEK | 2002PA | CURRENT
000019302 | MULTIMETER | CLAMP-ON;AUTORANGING KYORITSU 2002PA AC CLAMP ON TESTER;TRUE RMS DISPLAY;DC OUTPUT FUNCTION;DATA HOLD FUNCTION;SLEEP FUNCTION;CAT III 600 V,CAT II 1000 V; | CNWPL | CNW PL - SLACKS CREEK | KYO2002PA | CURRENT
000019302 | MULTIMETER | CLAMP-ON;AUTORANGING KYORITSU 2002PA AC CLAMP ON TESTER;TRUE RMS DISPLAY;DC OUTPUT FUNCTION;DATA HOLD FUNCTION;SLEEP FUNCTION;CAT III 600 V,CAT II 1000 V; | HAYMANS | HAYMANS ELECTRICAL | KYO2002PA | CURRENT
000019302 | MULTIMETER | CLAMP-ON;AUTORANGING KYORITSU 2002PA AC CLAMP ON TESTER;TRUE RMS DISPLAY;DC OUTPUT FUNCTION;DATA HOLD FUNCTION;SLEEP FUNCTION;CAT III 600 V,CAT II 1000 V; | TRIO | TRIO ELECTRIX PTY LTD BRISBANE | 2002PA | CURRENT
000019303 | MULTIMETER | Clamp Meter Leakage Current, Range AC 20mA /200mA/200A, 24mm Dia Jaw Opening, to IEC 61010-1 CAT III 300V & IEC 61010-2-032, c/w Soft Carry Case | CNWPL | CNW PL - SLACKS CREEK | YOKCL320 | CURRENT
000019303 | MULTIMETER | Clamp Meter Leakage Current, Range AC 20mA /200mA/200A, 24mm Dia Jaw Opening, to IEC 61010-1 CAT III 300V & IEC 61010-2-032, c/w Soft Carry Case | RTE | RAPID-TECH EQUIPMENT PTY LTD | CL320 | CURRENT
000019303 | MULTIMETER | Clamp Meter Leakage Current, Range AC 20mA /200mA/200A, 24mm Dia Jaw Opening, to IEC 61010-1 CAT III 300V & IEC 61010-2-032, c/w Soft Carry Case | TES | TEST EQUIPMENT SOLUTIONS | YOKOGAWA CL320 | CURRENT
000019303 | MULTIMETER | Clamp Meter Leakage Current, Range AC 20mA /200mA/200A, 24mm Dia Jaw Opening, to IEC 61010-1 CAT III 300V & IEC 61010-2-032, c/w Soft Carry Case | TRIOSMAR | TRIO SMARTCAL PL | YOKOGAWA CL320 | CURRENT
000019304 | METER | Insulation & Continuity Test 10kV, Min of Cat III 600V | CNWPL | CNW PL - SLACKS CREEK | EAT3124 | CURRENT
000019304 | METER | Insulation & Continuity Test 10kV, Min of Cat III 600V | REXEL | REXEL PTY LTD | KY03124A | CURRENT
000019304 | METER | Insulation & Continuity Test 10kV, Min of Cat III 600V | KYORITSU | KYORITSU | 3124 | CURRENT
000019310 | BIT,AUGER | Impact, 26mm Dia, 205mm OAL, Steel, Ring Twist Pattern, 11mm Hex Shank, Quick Release | SPECFORC | SPECIALISED FORCE | STMSF 826X225 | CURRENT
000019310 | BIT,AUGER | Impact, 26mm Dia, 205mm OAL, Steel, Ring Twist Pattern, 11mm Hex Shank, Quick Release | LEGEND | LEGEND POWER SYSTEMS | MSS-1126S | CURRENT
000019320 | MULTIMETER | Earth Resistance Clamp Tester, Backlit LCD Screen, 0.05-1500 Ohms, 0.1mA-30.0A True RMS, CAT IV 300V, 32mm Dia Max Conductor Size, Buit-In Memory c/w | RTE | RAPID-TECH EQUIPMENT PTY LTD | 4200 | CURRENT
000019320 | MULTIMETER | Earth Resistance Clamp Tester, Backlit LCD Screen, 0.05-1500 Ohms, 0.1mA-30.0A True RMS, CAT IV 300V, 32mm Dia Max Conductor Size, Buit-In Memory c/w | CNWPL | CNW PL - SLACKS CREEK | EAT4200 | CURRENT
000019320 | MULTIMETER | Earth Resistance Clamp Tester, Backlit LCD Screen, 0.05-1500 Ohms, 0.1mA-30.0A True RMS, CAT IV 300V, 32mm Dia Max Conductor Size, Buit-In Memory c/w | EATON | EATON ELECTRIC SYSTEMS PTY LTD | KYORITSU MODEL 4200 | CURRENT
000019321 | TESTER | AEMC Model 4620, Ground Resistance Tester, 0-2000 Ohms, Digital, 4 Point Method, Battery Powered, Non-Rechargeble 8 x C Alkaline Batteries, Unit Only | CNWPL | CNW PL - SLACKS CREEK | NES4620 | CURRENT
000019321 | TESTER | AEMC Model 4620, Ground Resistance Tester, 0-2000 Ohms, Digital, 4 Point Method, Battery Powered, Non-Rechargeble 8 x C Alkaline Batteries, Unit Only | PACIFIC | PACIFIC CONTROLS PTY LTD | PT213043 | CURRENT
000019321 | TESTER | AEMC Model 4620, Ground Resistance Tester, 0-2000 Ohms, Digital, 4 Point Method, Battery Powered, Non-Rechargeble 8 x C Alkaline Batteries, Unit Only | TES | TEST EQUIPMENT SOLUTIONS | AEMC 4620 P/N 2130.43 C/W ACC | CURRENT
000019321 | TESTER | AEMC Model 4620, Ground Resistance Tester, 0-2000 Ohms, Digital, 4 Point Method, Battery Powered, Non-Rechargeble 8 x C Alkaline Batteries, Unit Only | SUNSTATE | SUNSTATE PLUMBING TOOLS | AEMC 4620 P/N 2130.43 C/W ACC | CURRENT
000019321 | TESTER | AEMC Model 4620, Ground Resistance Tester, 0-2000 Ohms, Digital, 4 Point Method, Battery Powered, Non-Rechargeble 8 x C Alkaline Batteries, Unit Only | PACTEST | PACIFIC TEST EQUIPMENT P/L | 2130.43 | CURRENT
000019323 | CALIBRATION,GAS CHALLENGE KIT | CONSISTING OF 58 L GAS CYLINDERS 02/CH4/ CO/H2S;REGULATOR & HOSE;C/W HD ALUMINIUM CASE;C/W MULTILOG 2000;INCLUDES MONITOR, ASPIATOR W/HOSE,CAL ADAPTOR,ALKALINE | APP-TEK | APP-TEK SAFETY PTY LTD | CHALLENGE KIT & ML2000NMH-4 | PHASING
000019324 | CONTACT,ELECTRICAL | MAIN FIXED CONTACT;FEMALE;HOLLOW TERMINAL STUD;TYPE 'F' OLTC;C815; | FULLER |  | TYPE F | CURRENT
000019325 | CONTACT,ELECTRICAL | MAIN FIXED CONTACT;TYPE 'F' OLTC; 48 MM W;2 C/S HOLES;C293; | FULLER |  | TYPE F C/S HOLES | CURRENT
000019326 | CONTACT,ELECTRICAL | FLAT FIXED CONTACT;TYPE 'F' OLTC; MOVING DOME;C736; | FULLER |  | MOVING DOME TYPE F | CURRENT
000019327 | CONTACT,ELECTRICAL | TYPE 'A' ROLLER MOVING CONTACT;C783; | FULLER |  | TYPE A | CURRENT
000019328 | CONTACT,ELECTRICAL | TYPE 'B' ROLLER MOVING CONTACT;C781; | FULLER |  | TYPE B | CURRENT
000019329 | CONTACT,ELECTRICAL | TYPE 'C' ROLLER MOVING CONTACT;C782; | FULLER |  | TYPE C | CURRENT
000019330 | CONTACT,ELECTRICAL | TYPE 'D' ROLLER MOVING CONTACT;C784; | FULLER |  | TYPE D | CURRENT
000019331 | OLTC MECHANISM | OLTC BRAIDS FOR 'D' TYPE; (185 MM); C839; SUITS ATL/FULLER F OLTC; | FULLER |  | 5A060190 ALM | CURRENT
000019332 | CONTACT,ELECTRICAL | CONTACT BRAIDS FOR 'B' TYPE; (160 MM); C840; | FULLER |  | FA060160 ALM (TYPE B) | CURRENT
000019333 | CONTACT,ELECTRICAL | CONTACT BRAIDS FOR 'A' TYPE; (150 MM); C841; | FULLER |  | FA060150 ALM (TYPE A) | CURRENT
000019334 | CONTACT,ELECTRICAL | CONTACT BRAIDS FOR 'C' TYPE; (130 MM); C842; | FULLER |  | 5A060130 ALM (TYPE C) | CURRENT
000019335 | OLTC MECHANISM | OLTC BRAIDS FOR 'E' TYPE; (120 MM); C843; SUITS ATL/FULLER F OLTC; | FULLER |  | FA060120 ALM (TYPE E) | MAINTENANCE STOCK
000019336 | CONTACT,ELECTRICAL | PARALLELING RESISTOR BRAIDS (SMALL); C811; | FULLER |  | PARALLELING (SMALL) | CURRENT
000019337 | CONTACT,ELECTRICAL | SPRING CONTACT,ELECTRICAL; CONTACT SPRINGS;TAPERED 25MM; C787; SUITS ATL/FULLER F OLTC; | FULLER |  | SPRINGS (TAPERED 25 MM) | MAINTENANCE STOCK
000019338 | CONTACT,ELECTRICAL | SPRING CONTACT, ELECTRICAL, CONTACT SPRINGS;TAPERED 28.5MM; C787A; SUITS ATL/FULLER F OLTC; | FULLER |  | SPRINGS (TAPERED 28 5 MM) | CURRENT
000019338 | CONTACT,ELECTRICAL | SPRING CONTACT, ELECTRICAL, CONTACT SPRINGS;TAPERED 28.5MM; C787A; SUITS ATL/FULLER F OLTC; | FLEXITY | FLEXITY PTY LTD | 300-114-1 | CURRENT
000019339 | GASKET | NEOPRENE;6 MM;FOR FRONT HATCH ACCESS; C3064; | FULLER |  | 6 MM NEOPRENE | CURRENT
000019340 | GASKET | NEOPRENE;6 MM;FOR SIDE HATCH ACCESS; C3065; | FULLER |  | 6 MM NEOPRENE | CURRENT
000019341 | GASKET | OLTC TOP ACCESS GASKET;C1499; | QLDGASKT |  | OLTC TOP ACCESS | CURRENT
000019342 | CONTACT,ELECTRICAL | GENEVA WHEEL SPRING;C565; | FULLER |  | GENEVA SPRING | CURRENT
000019343 | CONTACT,ELECTRICAL | PIN, CONTACT, ELECTRICAL; MOVING CONTACT; RETAINING PINS; C1261; SUITS ATL/FULLER F OLTC; | FULLER |  | PIN RETAINING | CURRENT
000019344 | MOUNTING BASE,TIEDOWN,ELECTRICAL | 4-Way, Low Profile, 19mm2, ABS Plastic, Self Adhesive, White, (P100) | LEGEND | LEGEND POWER SYSTEMS | SAM19NT | CURRENT
000019344 | MOUNTING BASE,TIEDOWN,ELECTRICAL | 4-Way, Low Profile, 19mm2, ABS Plastic, Self Adhesive, White, (P100) | STATEWD | STATEWIDE FSTNERS & ENG SPLS PL | CSAM19T | CURRENT
000019344 | MOUNTING BASE,TIEDOWN,ELECTRICAL | 4-Way, Low Profile, 19mm2, ABS Plastic, Self Adhesive, White, (P100) | CABLACES | CABLACES | CAASAM19NT | CURRENT
000019345 | TERMINAL,LUG | DRILLED PALM,TINNED COPPER,CRIMP TYPE; BELLMOUTHED COPPER LUG;FOR 16 SQ MM COPPER CONDUCTOR;M10 BOLT SIZE; BOX OF 50; | TECONN | TE CONNECTIVITY LTD | CG16FLM10/50 | CURRENT
000019345 | TERMINAL,LUG | DRILLED PALM,TINNED COPPER,CRIMP TYPE; BELLMOUTHED COPPER LUG;FOR 16 SQ MM COPPER CONDUCTOR;M10 BOLT SIZE; BOX OF 50; | LEGEND | LEGEND POWER SYSTEMS | CAL16-10BM | CURRENT
000019345 | TERMINAL,LUG | DRILLED PALM,TINNED COPPER,CRIMP TYPE; BELLMOUTHED COPPER LUG;FOR 16 SQ MM COPPER CONDUCTOR;M10 BOLT SIZE; BOX OF 50; | TYCO | TYCO | CG16FLM10/50 | CURRENT
000019345 | TERMINAL,LUG | DRILLED PALM,TINNED COPPER,CRIMP TYPE; BELLMOUTHED COPPER LUG;FOR 16 SQ MM COPPER CONDUCTOR;M10 BOLT SIZE; BOX OF 50; | CABLACES | CABLACES | CAL16-10BM | CURRENT
000019345 | TERMINAL,LUG | DRILLED PALM,TINNED COPPER,CRIMP TYPE; BELLMOUTHED COPPER LUG;FOR 16 SQ MM COPPER CONDUCTOR;M10 BOLT SIZE; BOX OF 50; | UTILUX |  | CG16FLM10/50 | CURRENT
000019346 | CABLE,POWER,ELECTRICAL | 0.6 KV;V90;SINGLE CORE;50 SQ MM; 19/1.78;XLPE/PVC;BLACK;100 M DRUM, DRUM WEIGHT 51.71 KG; | PRYSMIAN | PRYSMIAN POWER CABLES & SYSTEMS AUST | 20199477 | CURRENT
000019346 | CABLE,POWER,ELECTRICAL | 0.6 KV;V90;SINGLE CORE;50 SQ MM; 19/1.78;XLPE/PVC;BLACK;100 M DRUM, DRUM WEIGHT 51.71 KG; | MIDLANDS | MIDLAND METALS | MMO-1X50 CU X PVC BLK | CURRENT
000019346 | CABLE,POWER,ELECTRICAL | 0.6 KV;V90;SINGLE CORE;50 SQ MM; 19/1.78;XLPE/PVC;BLACK;100 M DRUM, DRUM WEIGHT 51.71 KG; | BAMBACH | BAMBACH WIRES & CABLES PTY LTD | TBA | CURRENT
000019346 | CABLE,POWER,ELECTRICAL | 0.6 KV;V90;SINGLE CORE;50 SQ MM; 19/1.78;XLPE/PVC;BLACK;100 M DRUM, DRUM WEIGHT 51.71 KG; | OLEX | OLEX AUSTRALIA PTY LTD | BDBC19AA001CXNA | CURRENT
000019349 | CONNECTOR-SWITCH | SWITCH SOCKET OUTLET;CAST ALUMINIUM; 500 V;63 AMP;4 ROUND PIN;3 PHASE + EARTH ;WEATHERPROOF IP66; | CNWPL | CNW PL - SLACKS CREEK | WILWMC463 | PURCHASE AS REQUIRED
000019349 | CONNECTOR-SWITCH | SWITCH SOCKET OUTLET;CAST ALUMINIUM; 500 V;63 AMP;4 ROUND PIN;3 PHASE + EARTH ;WEATHERPROOF IP66; | WILCO |  | WILWMC463 | PURCHASE AS REQUIRED
000019349 | CONNECTOR-SWITCH | SWITCH SOCKET OUTLET;CAST ALUMINIUM; 500 V;63 AMP;4 ROUND PIN;3 PHASE + EARTH ;WEATHERPROOF IP66; | WILCO |  | WMC463 | PURCHASE AS REQUIRED
000019350 | FERRULE,ELECTRICAL CONDUCTOR | CRIMP LINK;COPPER TINNED;185 SQ MM CU TO 185 SQ MM CU;C/W CENTRE BARRIER;PACK OF 1; | TYCO | TYCO | CK185/1 (H1494/1 | CURRENT
000019350 | FERRULE,ELECTRICAL CONDUCTOR | CRIMP LINK;COPPER TINNED;185 SQ MM CU TO 185 SQ MM CU;C/W CENTRE BARRIER;PACK OF 1; | UTILUX |  | H1794/10 | CURRENT
000019351 | FERRULE,ELECTRICAL CONDUCTOR | CRIMP LINK;COPPER TINNED;240 SQ MM CU TO 240 SQ MM CU;C/W CENTRE BARRIER;76 MM O/A LG;PACK OF 1 | LEGEND | LEGEND POWER SYSTEMS | CAS240 | CURRENT
000019351 | FERRULE,ELECTRICAL CONDUCTOR | CRIMP LINK;COPPER TINNED;240 SQ MM CU TO 240 SQ MM CU;C/W CENTRE BARRIER;76 MM O/A LG;PACK OF 1 | UTILUX |  | H1495/1 | CURRENT
000019351 | FERRULE,ELECTRICAL CONDUCTOR | CRIMP LINK;COPPER TINNED;240 SQ MM CU TO 240 SQ MM CU;C/W CENTRE BARRIER;76 MM O/A LG;PACK OF 1 | TECONN | TE CONNECTIVITY LTD | CKB240/10 | CURRENT
000019352 | FERRULE,ELECTRICAL CONDUCTOR | REDUCING CRIMP LINK;COPPER;300 SQ MM CU TO 240 SQ MM CU;C/W CENTRE BARRIER; 101 MM O/A LG;PACK OF 1; | TYCO | TYCO | CKR300-240/1 | CURRENT
000019352 | FERRULE,ELECTRICAL CONDUCTOR | REDUCING CRIMP LINK;COPPER;300 SQ MM CU TO 240 SQ MM CU;C/W CENTRE BARRIER; 101 MM O/A LG;PACK OF 1; | UTILUX |  | CKR300-240/1 | CURRENT
000019353 | JOINT,ELECTRICAL POWER CABLE | 11 KV;HEATSHRINK TRANSITION MODULE; 3 PHASE;185 SQ MM CU XLPE/CWS/HDPE CABLE TO 185 SQ MM CU PLY/HDPE CABLE; | RAYCHEM | RAYCHEM (AUSTRALIA) PTY LTD | EFSJ-T8-AU | CURRENT
000019354 | JOINT,ELECTRICAL POWER CABLE | 11 KV;HEATSHRINK TRANSITION MODULE; 3 PHASE;240 SQ MM CU XLPE/CWS/HDPE CABLE TO 300 SQ MM CU PLY/HDPE CABLE; | RAYCHEM | RAYCHEM (AUSTRALIA) PTY LTD | EFSJ-T9-AU | CURRENT
000019356 | JOINT,ELECTRICAL POWER CABLE | 11 KV;RESIN FILLED JOINT;3 PHASE;185-300 SQ MM CU XLPE & MAIN TO 95-300 AL, CU XLPE & BRANCH & PARALLEL CABLE; C/W SHEAR BOLT CONNECTORS;C/W PVC OUTER | SICAME | SICAME AUSTRALIA PTY LTD | WTH52462-61 | CURRENT
000019356 | JOINT,ELECTRICAL POWER CABLE | 11 KV;RESIN FILLED JOINT;3 PHASE;185-300 SQ MM CU XLPE & MAIN TO 95-300 AL, CU XLPE & BRANCH & PARALLEL CABLE; C/W SHEAR BOLT CONNECTORS;C/W PVC OUTER | SICAME | SICAME AUSTRALIA PTY LTD | MIRP-19356 | CURRENT
000019356 | JOINT,ELECTRICAL POWER CABLE | 11 KV;RESIN FILLED JOINT;3 PHASE;185-300 SQ MM CU XLPE & MAIN TO 95-300 AL, CU XLPE & BRANCH & PARALLEL CABLE; C/W SHEAR BOLT CONNECTORS;C/W PVC OUTER | ALSTOM | ALSTOM GRID AUSTRALIA LIMITED | 8AE5500-070 | CURRENT
000019357 | JOINT,ELECTRICAL POWER CABLE | 11 KV;RESIN FILLED JOINT;3 PHASE; PARALLEL BRANCH 95 SQ MM CABLE;SMALL COPPER TUBE ACCESSORY PACK;FOR RESIN REFER SC16478; | ALSTOM | ALSTOM GRID AUSTRALIA LIMITED | 4857-153 | CURRENT
000019358 | JOINT,ELECTRICAL POWER CABLE | 11 KV;RESIN FILLED JOINT;3 PHASE; PLY BRANCH & PARALLEL CABLE;LARGE PILC ACCESSORY PACK;FOR RESIN REFER SC16478; | ALSTOM | ALSTOM GRID AUSTRALIA LIMITED | 52484-55 | PHASING
000019359 | CLAMP,SUSPENSION,ELEC CONDUCTOR | STRAIGHT LINE OR ANGLE;ARMOUR GRIP SUSPENSION UNIT,ALUMINIUM ALLOY WITH NEOPRENE INSERT;BEAR 30/7/.132 ACSR CONDUCTOR;23.47 MM DIA;UP TO 30 DEG | PLP AUST | PREFORMED LINE PRODUCTS (AUST) | AGS-5121-16 | CURRENT
000019359 | CLAMP,SUSPENSION,ELEC CONDUCTOR | STRAIGHT LINE OR ANGLE;ARMOUR GRIP SUSPENSION UNIT,ALUMINIUM ALLOY WITH NEOPRENE INSERT;BEAR 30/7/.132 ACSR CONDUCTOR;23.47 MM DIA;UP TO 30 DEG | DULMISON | DULMISON (AUST) PTY LTD | HSU2375 | CURRENT
000019362 | SWITCH FUSE GEAR | 12 KV;3 PHASE;630 AMP;20 KA;50 HZ;FAULT MAKING,LOAD BREAKING;TRIPLE POLE OPERATED;I/D;SF6;METAL CLAD;NON-EXT; *ITEM SUPPLIED W/OUT HANDLES*;BOTTOM | ABB | ABB FAN PTY LTD | SAFELINK | PHASING
000019363 | SWITCH FUSE GEAR | 12 KV;3 PHASE;630 AMP;20 KA;50 HZ;FAULT MAKING,LOAD BREAKING;TRIPLE POLE OPERATED;I/D;SF6;METAL CLAD;NON-EXT;C/W CABLE STAND & BOX FOR TOP CABLE ENTRY; | ABB | ABB FAN PTY LTD | SAFELINK | PHASING
000019364 | SWITCH FUSE GEAR | 12 KV;3 PHASE;630 AMP;20 KA;50 HZ;FAULT MAKING,LOAD BREAKING;TRIPLE POLE OPERATED;I/D;SF6;METAL CLAD;NON-EXT; *ITEM SUPPLIED W/OUT HANDLES*;BOTTOM | ABB | ABB FAN PTY LTD | SAFELINK | PHASING
000019365 | SWITCH FUSE GEAR | 12 KV;3 PHASE;630 AMP;20 KA;50 HZ;FAULT MAKING,LOAD BREAKING;TRIPLE POLE OPERATED;I/D;SF6;METAL CLAD;NON-EXT;C/W CABLE STAND & BOX FOR TOP CABLE ENTRY; | ABB | ABB FAN PTY LTD | SAFELINK | PHASING
000019366 | KIT,SHUNT TRIP | 240 V AC;SHUNT TRIP KIT;SUITABLE FOR ABB SAFELINK TYPE CFCF RMU;LEFT HAND SIDE FUSE UNIT;LHS OF CFCF SC19362 BOTTOM ENTRY OR SC20888 TOP ENTRY; | ABB | ABB FAN PTY LTD | 240 V AC | PHASING
000019367 | KIT,SHUNT TRIP | 240 V AC;SHUNT TRIP KIT;SUITABLE FOR ABB SAFELINK TYPE CFCF RMU;RIGHT HAND SIDE FUSE UNIT;RHS OF CFCF SC19362 BOTTOM ENTRY OR SC20888 TOP ENTRY; | ABB | ABB FAN PTY LTD | 240 V AC | PHASING
000019369 | KIT,SHUNT TRIP | 110 V DC;SHUNT TRIP COIL & AUXILARY SWITCH KIT;SUITABLE FOR ABB SAFELINK TYPE CFC RMU;SINGLE FUSE UNIT;SC19360 BOTTOM ENTRY,SC20887 TOP ENTRY; | ABB | ABB FAN PTY LTD | C0227 | CURRENT
000019371 | TERMINATION,ELECTRICAL POWER CABLE | 11 KV;INDOOR KIT;3 PHASE;FOR 185 SQ MM COPPER XLPE CABLE;HEATSHRINK;1200 MM TAIL LENGTH TO ACCOMODATE CT'S; | RAYCHEM | RAYCHEM (AUSTRALIA) PTY LTD | EPKT-17C3XIH4 | CURRENT
000019372 | FERRULE,ELECTRICAL CONDUCTOR | REDUCING CRIMP LINK;COPPER;240 SQ MM CU TO 185 SQ MM CU;C/W CENTRE BARRIER; 98 MM O/A LG;PACK OF 1. | LEGEND | LEGEND POWER SYSTEMS | CASR240/185 | CURRENT
000019372 | FERRULE,ELECTRICAL CONDUCTOR | REDUCING CRIMP LINK;COPPER;240 SQ MM CU TO 185 SQ MM CU;C/W CENTRE BARRIER; 98 MM O/A LG;PACK OF 1. | TECONN | TE CONNECTIVITY LTD | CKR240-185/1 | CURRENT
000019372 | FERRULE,ELECTRICAL CONDUCTOR | REDUCING CRIMP LINK;COPPER;240 SQ MM CU TO 185 SQ MM CU;C/W CENTRE BARRIER; 98 MM O/A LG;PACK OF 1. | UTILUX |  | CKR240-185/1 | CURRENT
000019373 | FERRULE,ELECTRICAL CONDUCTOR | REDUCING CRIMP LINK;COPPER;300 SQ MM CU TO 185 SQ MM CU;C/W CENTRE BARRIER; 98 MM O/A LG;PACK OF 1. | TYCO | TYCO | CKR300-185/1 | CURRENT
000019373 | FERRULE,ELECTRICAL CONDUCTOR | REDUCING CRIMP LINK;COPPER;300 SQ MM CU TO 185 SQ MM CU;C/W CENTRE BARRIER; 98 MM O/A LG;PACK OF 1. | UTILUX |  | CKR300-185/1 | CURRENT
000019374 | INDICATOR,FAULTED CIRCUIT. | ELECTRONIC, BATTERY POWERED;PROGRAMMABLE USING DIP SWITCHES;CONDUCTOR MOUNTED USING HOTSTICK ADAPTOR;FOR 11 KV; PURCHASED QTY3000 110-SA AGAINST THIS SC | DULHUNTY | DULHUNTY INDUSTRIES PTY LTD | FLITE 112-SA | PHASING
000019375 | ADAPTOR | INSTALLATION AND RESET DEVICE;FOR FLITE 110 FAULTED CIRCUIT INDICATOR; TO SUIT SC20143 FAULT INDICATOR | DULHUNTY | DULHUNTY INDUSTRIES PTY LTD | TO SUIT FLTD.CIRC.IND.FLITE110 | CURRENT
000019380 | END,PLATE | SUITABLE FOR RETROFITTING TO STEEL CROSSARMS;SC16632 & SC17274; CONTACT TECH STDS DEPT BEFORE ANYMORE ORDERS ARE PLACED ON THIS ITEM; | ENERGEX | ENERGEX | END PLATE | CURRENT
000019381 | FUSE ELEMENT,ELEC | 400mA, HBC Fluke Multimeter Fuse, Ceramic | FUSECO | FUSECO PTY LTD | FLU44/100 | CURRENT
000019381 | FUSE ELEMENT,ELEC | 400mA, HBC Fluke Multimeter Fuse, Ceramic | COOPELEC | COOPER ELECTRICAL AUSTRALIA PTY LTD | DMM-B44-100 | CURRENT
000019382 | CONVERTER,FREQUENCY,STATIC | SIGNAL GENERATION EQUIP;200 KVA,FU-K 403;C/W 2 OUTPUTS 1050 HZ MAINS INTERFERENCE COIL;6 AMMETERS SUPPLIED IN ENERMET CUBICLE,SUITABLE FOR TOP | ENERMET | ENERMET | CONVERTER | PHASING
000019383 | CELL,COUPLING | AUDIO FREQ LOAD CONTROL;1050 HZ;33 KV SYSTEM;C/W ISOLATING TRANSFORMER 120 KVA ,3 TUNING COILS,15.3 MH;6 COUPLING CAP 3UF;3 SURGE ARRESTORS HG18; | REXEL | REXEL PTY LTD | TERDTCB6306C | PURCHASE AS REQUIRED
000019383 | CELL,COUPLING | AUDIO FREQ LOAD CONTROL;1050 HZ;33 KV SYSTEM;C/W ISOLATING TRANSFORMER 120 KVA ,3 TUNING COILS,15.3 MH;6 COUPLING CAP 3UF;3 SURGE ARRESTORS HG18; | ENERMET | ENERMET | CELL COUPLING | PURCHASE AS REQUIRED
000019384 | CELL,COUPLING | AUDIO FREQ LOAD CONTROL;425 HZ;33 KV SYSTEM;C/W 1 ISOLATING TRANSFORMER 120 KVA;3 TUNING COILS,56.1 MH;6 COUPLING CAP 6UF;3 SURGE ARRESTORS MG18; | ENERMET | ENERMET | CELL,COUPLING | PURCHASE AS REQUIRED
000019385 | CONTROLLER | AUDIO FREQ LOAD CONTROL;EPL RELAY;USED FOR LOCAL CONTROL OF INJECTION & MANAGEMENT OF TIME PROGRAMS;DNP3 SCADA COMMUNICATIONS; | ENERMET | ENERMET | CONTROLLER | PURCHASE AS REQUIRED
000019387 | TESTER,CABLE PHASING | CABLE CORE IDENTIFIER;U/W ELECTRONIC DIODE SET SC19160; | PENTA | PENTA AUST (TMAC THEW & MCCANN/HYLEC) | PA10840 | CURRENT
000019387 | TESTER,CABLE PHASING | CABLE CORE IDENTIFIER;U/W ELECTRONIC DIODE SET SC19160; | THEWMCAN | TMAC THEW & MCCANN GROUP | TM10840 | CURRENT
000019387 | TESTER,CABLE PHASING | CABLE CORE IDENTIFIER;U/W ELECTRONIC DIODE SET SC19160; | THEWMCAN | TMAC THEW & MCCANN GROUP | 19387 | CURRENT
000019388 | CAP, PROTECTIVE | TRANSFORMER CAP/STARTER BAR CAP & REOSOK TYPE;YELLOW;ROUND STYLE ; 12 MM TO 20 MM PACK OF 100; | STATEWD | STATEWIDE FSTNERS & ENG SPLS PL | WHIG-12325 | PHASING
000019388 | CAP, PROTECTIVE | TRANSFORMER CAP/STARTER BAR CAP & REOSOK TYPE;YELLOW;ROUND STYLE ; 12 MM TO 20 MM PACK OF 100; | STATEWD | STATEWIDE FSTNERS & ENG SPLS PL | SCYWRD | PHASING
000019389 | PADLOCK | SOLID BRASS CASE;LONG SHANKED;STEEL SHACKLE;45 MM W CASE;38 MM SHACKLE CLEARANCE;NO KEYS;KEYED ALIKE TO M0444/S1 SYSTEM;USED IN SUBSTN (OZ LOCK) | LARSENS |  | OZ1/234/AOO/S1 | CURRENT
000019390 | CYLINDER,LOCK | MASTER S1 SERIES;W/O KEYS;SOLID BRASS CYLINDER;CYLINDER ONLY OVAL(570);NO KEYS ;KEYED TO MASTER M0444/S1 SYSTEM FOR USE IN SUBSTATIONS;(OZ LOCK);PACK OF 20,PACK | LARSENS |  | OZ1/570.CYL/S1 | CURRENT
000019391 | CYLINDER,LOCK | MASTER S1 SERIES;W/O KEYS;SOLID BRASS CYLINDER;CYLINDER ONLY ROUND (201);NO KEYS;KEYED TO MASTER M0444/S1 SYSTEM FOR USE IN SUBSTATIONS;(OZ LOCK);PACK | LARSENS |  | OZ1/201/CYL/S1 | CURRENT
000019396 | CIRCUIT BREAKER | AREVA WSA;36 KV;800 AMP;31.5 KA GAS INSULATED METALCLAD FEEDER UNIT;C/W SIZE 3 CABLE PLUGS (CABLE TYPES & POSITION IN SWITCHBOARD TO BE NOMINATED ON ORDER); | AREVA | AREVA T&D AUSTRALIA LIMITED | WSA 6/36-2/623 | STRATEGIC SPARE
000019396 | CIRCUIT BREAKER | AREVA WSA;36 KV;800 AMP;31.5 KA GAS INSULATED METALCLAD FEEDER UNIT;C/W SIZE 3 CABLE PLUGS (CABLE TYPES & POSITION IN SWITCHBOARD TO BE NOMINATED ON ORDER); | ALSTOM | ALSTOM GRID AUSTRALIA LIMITED | WS800 AMP | STRATEGIC SPARE
000019398 | CIRCUIT BREAKER | AREVA WSA;36 KV;800 AMP;31.5 KA GAS INSULATED METALCLAD,CAPACITOR UNIT;C/W 3 CABLE PLUGS (CABLE TYPES & POSITION IN SWITCHBOARD TO BE NOMINATED ON ORDER); | AREVA | AREVA T&D AUSTRALIA LIMITED | WSA 6/36-2/623 | STRATEGIC SPARE
000019398 | CIRCUIT BREAKER | AREVA WSA;36 KV;800 AMP;31.5 KA GAS INSULATED METALCLAD,CAPACITOR UNIT;C/W 3 CABLE PLUGS (CABLE TYPES & POSITION IN SWITCHBOARD TO BE NOMINATED ON ORDER); | ALSTOM | ALSTOM GRID AUSTRALIA LIMITED | WS800 AMP | STRATEGIC SPARE
000019399 | INSULATOR,SUSPENSION | GLASS DISC;NORMAL PROFILE;20 MM IEC BALL & SOCKET WITH ZINC COLLAR;280 MM DIA, 146 MM PITCH;160 KN MIN FAILING LOAD;W CLIP PER AS2947.3;U160BL;AS60305;PACK OF | PENTA | PENTA AUST (TMAC THEW & MCCANN/HYLEC) | PA00716 | CURRENT
000019399 | INSULATOR,SUSPENSION | GLASS DISC;NORMAL PROFILE;20 MM IEC BALL & SOCKET WITH ZINC COLLAR;280 MM DIA, 146 MM PITCH;160 KN MIN FAILING LOAD;W CLIP PER AS2947.3;U160BL;AS60305;PACK OF | THEWMCAN | TMAC THEW & MCCANN GROUP | TM00716 | CURRENT
000019399 | INSULATOR,SUSPENSION | GLASS DISC;NORMAL PROFILE;20 MM IEC BALL & SOCKET WITH ZINC COLLAR;280 MM DIA, 146 MM PITCH;160 KN MIN FAILING LOAD;W CLIP PER AS2947.3;U160BL;AS60305;PACK OF | GRAPHSOL | GRAPH SOLUTIONS PTY LTD | 135023 | CURRENT
000019400 | SWITCH FUSE GEAR | 12 KV;3 PHASE;630 AMP;20 KA;50 HZ;FAULT MAKING,LOAD BREAKING;TRIPLE POLE OPERATED;I/D;SF6;METAL CLAD;NON-EXT; ITEM SUPPLIED W/OUT HANDLES;C/W CONCRETE | ABB | ABB FAN PTY LTD | SAFELINK (CFC) | PHASING
000019405 | CONVERTER | 110 V/24 V DC;300 W;12.5 AMP DC/DC CONVERTER; | AMTEX | AMTEX ELECTRONICS | DCW300-110-24FT | CURRENT
000019406 | CONVERTER | 110 V/24 V DC;550 W;23 AMP DC/DC CONVERTER; | AMTEX | AMTEX ELECTRONICS | DCW500-110-24-FT | PURCHASE AS REQUIRED
000019407 | CONVERTER | 110 V/48 V DCW300-110-48FT;4.4 AMP DC/DC CONVERTER; | AMTEX | AMTEX ELECTRONICS | DCW300-110-48FT | CURRENT
000019408 | CONVERTER | 24 V/12 V DC;70 W;6 AMP DC/DC CONVERTER; | AMTEX | AMTEX ELECTRONICS | 8862-24/12 | PURCHASE AS REQUIRED
000019409 | CONVERTER | 48 V/12 V DC;70 W;6 AMP DC/DC CONVERTER; | AMTEX | AMTEX ELECTRONICS | 8862-48/12 | PURCHASE AS REQUIRED
000019410 | PANEL,POWER DISTRIBUTION | DC DISTRIBUTION PANEL,MRP 102 RE;USED IN COMMUNICATIONS INSTALLATIONS TO SUIT SIEMENS CIRCUIT BREAKERS,SC193005, SC19306,SC19307,19308 & 19309; | RACKPACK | RACK PACK ASHGROVE Q 4060 | MRP 102 RE | CURRENT
000019411 | CONNECTOR,BUSBAR | BUSBAR 240/415 V;SINGLE POLE;16 SQ MM; 1000 MM LG;56 POLE POSITIONS;USED IN COMMUNICATIONS INSTALLATIONS;TO SUIT SIEMENS CIRCUIT BREAKERS TYPE 5SX2; | SIEMENS | SIEMENS LTD | 5ST2151 | PURCHASE AS REQUIRED
000019416 | SWITCH FUSE GEAR | 12 KV;3 PHASE;630 AMP;20 KA;50 HZ;FAULT MAKE,LOAD BREAK;TRIPLE POLE OPERATED; SF6;METAL CLAD;SAFELINK CF UNIT TO REPLACE KRONE TYPE 1 RMU;C/W ACCESSORIES | ABB | ABB FAN PTY LTD | CF | PHASING
000019417 | SWITCH FUSE GEAR | 12 KV;3 PHASE;630 AMP;20 KA;50 HZ;FAULT MAKE,LOAD BREAK;TRIPLE POLE OPERATED; SF6;METAL CLAD;SAFELINK CFC UNIT TO REPLACE KRONE TYPE 2 RMU;C/W ACCESSORIES | ABB | ABB FAN PTY LTD | CFC | PHASING
000019420 | JOINT,ELECTRICAL POWER CABLE | 110 KV;FOR 300 SQ MM;SEGMENTAL TO 75/2.27 MM STRANDED;HOLLOW CORE; ALUMINIUM CONDUCTOR;SINGLE CORE;FLUID FILLED;PAPER INSULATED;ALUMINIUM SHEATH; | TAIHAN | TAIHAN ELECTRIC WIRE CO LTD | 300 SQ MM | STRATEGIC SPARE
000019421 | TERMINATION,ELECTRICAL POWER CABLE | 110 KV;SF6 IMMERSED;SINGLE PHASE; 300 SQ MM;75/2.27 MM STRANDED;HOLLOW CORE;ALUMINIUM CONDUCTOR;SINGLE CORE; FLUID FILLED;PAPER INSULATED;CORRUGATED | TAIHAN | TAIHAN ELECTRIC WIRE CO LTD | 300 SQ MM | PHASING
000019422 | JOINT,ELECTRICAL POWER CABLE | 110 KV;1.3 SQ IN;HOLLOW CORE;ALUMINIUM CONDUCTOR;SINGLE CORE;FLUID FILLED; PAPER INSULATED;CORRUGATED ALUMINIUM SHEATH;PVC OUTER SHEATH;REQUIRED FOR | TAIHAN | TAIHAN ELECTRIC WIRE CO LTD | 1.3 SQ IN | STRATEGIC SPARE
000019423 | RELAY,OVERCURRENT AND EARTH FAULT | OOB-CAPACITOR BANK ONLY;1/5 AMP;32/48 V DC AUX;THERMAL 100/500 AMP FOR 1 SEC; 50 HZ;FLUSH & RACK MTG; | ABB | ABB FAN PTY LTD | SPAJ 160C-CA | CURRENT
000019426 | TERMINATION,ELECTRICAL POWER CABLE | 11 KV;INDOOR KIT;3 PHASE;FOR 35-95 SQ MM XLPE CABLES;2500 MM TAILS;SUIT TO ENTRY ABB SAFELINK RMU;KIT INCLUDES 3 X SOT 241,1 X ABB-HST-3 +1 X KAP300U; | ABB | ABB FAN PTY LTD | 3XSOT241,1XABB-HST-3+1X KAP300 | STRATEGIC SPARE
000019427 | TERMINATION,ELECTRICAL POWER CABLE | 11 KV;INDOOR KIT;3 PHASE;FOR 185-240 SQ MM XLPE CABLES;2500 MM TAILS;SUITS TOP ENTRY ABB SAFELINK RMU;KIT INCLUDES 3 X SOT 242,1 X ABB-HST-3 + 1X KAP300U; | ABB | ABB FAN PTY LTD | 3XSOT242,1XABB-HST-3+1X KAP300 | STRATEGIC SPARE
000019429 | TRANSFORMER,CURRENT | Protection, Toroidal, Indoor, 660V, 100 ID Hole for OX36 Alstom Outdoor CB's, Ratio 1200/800/600/5A, Class 2.5 P200 on 1200/5A, to AS1675-1986, c/w Attached | ALSTOM | ALSTOM GRID AUSTRALIA LIMITED | 1200/5 | PURCHASE AS REQUIRED
000019430 | CABLE,POWER,ELECTRICAL | 240 SQ MM;SINGLE CORE;BONDING CABLE; 10 KV INSULATION;DRUM NO.1190 (30 M); ITEM HELD AT OLEX; | OLEX | OLEX AUSTRALIA PTY LTD | 240 SQ MM BONDING | MAINTENANCE STOCK
000019431 | CABLE,POWER,ELECTRICAL | 120 SQ MM;SINGLE CORE;BONDING CABLE; 10 KV INSULATION;DRUM NO.3502 (8 M); ITEM HELD AT OLEX; | OLEX | OLEX AUSTRALIA PTY LTD | 120 SQ MM BONDING | MAINTENANCE STOCK
000019432 | CELL,COUPLING | AUDIO FREQUENCY LOAD CONTROL;1050 HZ; 12 KV SYSTEM;C/W 1 ISOLATING TRANSFORMER 120 KVA;3 TUNING COILS;3 COUPLING CAPACITORS 8UF; | ENERMET | ENERMET | 12 KV SYSTEM | PURCHASE AS REQUIRED
000019433 | TRANSFORMER,CURRENT | Protection, Toroidal, Indoor, 660V, 100 ID Hole for OX36 Alstom Outdoor CB's, Ratio 2000/1600/1200/5A, Class 2.5 P200 on 1600/5A, to AS1675-1986, c/w Attached | ALSTOM | ALSTOM GRID AUSTRALIA LIMITED | 2000/1600/1200/5 | PURCHASE AS REQUIRED
000019434 | TRANSFORMER,CURRENT | Protection, Toroidal, Indoor, 660V, 100 ID Hole for OX36 Alstom Outdoor CB's, Ratio 800/600/200/5A, Class 2.5 P150 on 800/5A, to AS1675-1986, c/w Attached | ALSTOM | ALSTOM GRID AUSTRALIA LIMITED | 800/600/200/5 | PURCHASE AS REQUIRED
000019435 | TRANSFORMER,CURRENT | Protection, Toroidal, Indoor, 660V, 100 ID Hole for OX36 Alstom Outdoor CB's, Ratio 800/600/400/5A, Class 2.5 P150 on 800/5A, to AS1675-1986, c/w Attached | ALSTOM | ALSTOM GRID AUSTRALIA LIMITED | 800/600/400/5 | PURCHASE AS REQUIRED
000019436 | TRANSFORMER,CURRENT | Protection, Toroidal, Indoor, 660V, 100 ID Hole for OX36 Alstom Outdoor CB's, Ratio 1200/800/600/5A, Class 2.5 P300 on 1200/5A, to AS1675-1986, c/w Attached | ALSTOM | ALSTOM GRID AUSTRALIA LIMITED | 1200/800/600/5 | PURCHASE AS REQUIRED
000019437 | TRANSFORMER,CURRENT | PROTECTION,TOROIDAL;INDOOR;660 V;100 ID HOLE FOR OX36 ALSTOM OTDOOR CIRCUIT BREAKERS;RATIO 400/300/150/5 AMP;CLASS 0.2PL175R0.4 ON 400/5 AMP;C/W ATTACHED | ALSTOM | ALSTOM GRID AUSTRALIA LIMITED | 400/300/150/5 | PURCHASE AS REQUIRED
000019438 | TRANSFORMER,CURRENT | PROTECTION,TOROIDAL;INDOOR;660 V;100 ID HOLE FOR OX36 ALSTOM OUTDOOR CIRCUIT BREAKERS;RATIO 800/600/200/5 AMP;CLASS 1.0 15 VA ON 200/5 AMP;C/W ATTACHED 3 M | ALSTOM | ALSTOM GRID AUSTRALIA LIMITED | 800/600/200/5 | PURCHASE AS REQUIRED
000019439 | TRANSFORMER,CURRENT | PROTECTION,TOROIDAL;INDOOR;660 V;100 ID HOLE FOR OX36 ALSTOM OUTDOOR CIRCUIT BREAKERS;RATIO 600/400/300/5 AMP;CLASS 15VA 5P20 ON 300/5 AMP;C/W ATTACHED 3 M | SCHNEDER | SCHNEIDER PTY LTD | 600/400/300/5 | PURCHASE AS REQUIRED
000019440 | TRANSFORMER,CURRENT | PROTECTION,TOROIDAL;INDOOR;660 V;100 ID HOLE FOR OX36 ALSTOM OUTDOOR CIRCUIT BREAKERS;RATIO 2000/1600/5 AMP;CLASS 0.1PL120R0.45 ON 1600/5 AMP;C/W ATTACHED | ALSTOM | ALSTOM GRID AUSTRALIA LIMITED | 2000/1600/5 | PURCHASE AS REQUIRED
000019441 | TRANSFORMER,CURRENT | PROTECTION,TOROIDAL;INDOOR;660 V;100 ID HOLE FOR OX36 ALSTOM OUTDOOR CIRCUIT BREAKERS;RATIO 1000/500/5 AMP;CLASS 0.5ME2 30 VA ON 1000/5 AMP;C/W ATTACHED | ALSTOM | ALSTOM GRID AUSTRALIA LIMITED | 1000/500/5 | PURCHASE AS REQUIRED
000019443 | TRANSFORMER,CURRENT | PROTECTION,TOROIDAL;INDOOR;660 V;100 ID HOLE FOR OX36 ALSTOM OUTDOOR CIRCUIT BREAKERS;RATIO 1000/500/5 AMP;CLASS 0.5ME2 30 VA ON 500/5 AMP;C/W ATTACHED | ALSTOM | ALSTOM GRID AUSTRALIA LIMITED | 1000/500/5 | PURCHASE AS REQUIRED
000019444 | TRANSFORMER,CURRENT | PROTECTION,TOROIDAL;INDOOR;660 V;100 ID HOLE FOR OX36 ALSTOM OUTDOOR CIRCUIT BREAKERS;RATIO 3000/1600/5 AMP;CLASS 0.1PL200R1.0 ON 1600/5 AMP;C/W ATTACHED | ALSTOM | ALSTOM GRID AUSTRALIA LIMITED | 3000/1600/5 | PURCHASE AS REQUIRED
000019445 | TRANSFORMER,CURRENT | PROTECTION,TOROIDAL;INDOOR;660 V;100 ID HOLE FOR OX36 ALSTOM OUTDOOR CIRCUIT BREAKERS;RATIO 2000/5 AMP;CLASS 2.5P100 ;C/W 1 CT LABEL FOR SWITCHGEAR | ALSTOM | ALSTOM GRID AUSTRALIA LIMITED | 2000/5 | PURCHASE AS REQUIRED
000019446 | TRANSFORMER,CURRENT | PROTECTION,TOROIDAL;INDOOR;660 V;100 ID HOLE FOR OX36 ALSTOM OUTDOOR CIRCUIT BREAKERS;RATIO 1000/1 AMP;CLASS 10P300; C/W ATTACHED 3 M LEADS;C/W 1 CT LABEL | ALSTOM | ALSTOM GRID AUSTRALIA LIMITED | 1000/1 | PHASING
000019447 | TRANSFORMER,CURRENT | PROTECTION,TOROIDAL;INDOOR;660 V;100 ID HOLE FOR OX36 ALSTOM OUTDOOR CIRCUIT BREAKERS;RATIO 800/400/300/200/5 AMP; CLASS 2.5P150 ON 800/5 AMP;C/W ATTACHED | ALSTOM | ALSTOM GRID AUSTRALIA LIMITED | 800/400/300/200/5 | PURCHASE AS REQUIRED
000019448 | TRANSFORMER,CURRENT | PROTECTION,TOROIDAL;INDOOR;660 V;100 ID HOLE FOR OX36 ALSTOM OUTDOOR CIRCUIT BREAKERS;RATIO 1600/1200/5 AMP;CLASS 0.1PL200R1 ON 1600/5 AMP;C/W ATTACHED | ALSTOM | ALSTOM GRID AUSTRALIA LIMITED | 1600/1200/5 | PURCHASE AS REQUIRED
000019449 | TRANSFORMER,CURRENT | PROTECTION,TOROIDAL;INDOOR;660 V;100 ID HOLE FOR OX36 ALSTOM OUTDOOR CIRCUIT BREAKERS;RATIO 400/300150/5 AMP;CLASS 0.1PL60R0.2 ON 400/5 AMP;(DOUBLE WIDTH); | ALSTOM | ALSTOM GRID AUSTRALIA LIMITED | 400/300/150/5 | PURCHASE AS REQUIRED
000019450 | TRANSFORMER,CURRENT | PROTECTION,TOROIDAL;INDOOR;660 V;100 ID HOLE FOR OX36 ALSTOM OUTDOOR CIRCUIT BREAKERS;RATIO 1600/1200/400/5 AMP;CLASS 2.5P300 ON 1600/5 AMP;C/W ATTACHED 3 M | ALSTOM | ALSTOM GRID AUSTRALIA LIMITED | 1600/1200/400/5 | PHASING
000019451 | TRANSFORMER,CURRENT | PROTECTION,TOROIDAL;INDOOR;660 V;100 ID HOLE FOR OX36 ALSTOM OUTDOOR CIRCUIT BREAKERS;RATIO 1500/5 AMP;CLASS 0.5ME2; C/W ATTACHED 3 M LEADS;ITEM 7;C/W 1 CT | ALSTOM | ALSTOM GRID AUSTRALIA LIMITED | 1500/5 | PURCHASE AS REQUIRED
000019452 | TRANSFORMER,CURRENT | PROTECTION,TOROIDAL;INDOOR;660 V;100 ID HOLE FOR OX36 ALSTOM OUTDOOR CIRCUIT BREAKERS;RATIO 400/300/150/5 AMP;CLASS 0.1PL200R0.4 ON 400/5 AMP;(DOUBLE WIDTH) | ALSTOM | ALSTOM GRID AUSTRALIA LIMITED | 400/300/150/5 | PURCHASE AS REQUIRED
000019453 | TRANSFORMER,CURRENT | PROTECTION,TOROIDAL;INDOOR;660 V;100 ID HOLE FOR OX36 ALSTOM OUTDOOR CIRCUIT BREAKERS;RATIO 1600/1200/800/5 AMP;CLASS 0.5PL200R1.0 ON 1600/5 AMP;C/W ATTACHED | ALSTOM | ALSTOM GRID AUSTRALIA LIMITED | 1600/1200/800/5 | PHASING
000019454 | TRANSFORMER,CURRENT | PROTECTION,TOROIDAL;INDOOR;660 V;100 ID HOLE FOR OX36 ALSTOM OUTDOOR CIRCUIT BREAKERS;RATIO 1000/5 AMP;CLASS 0.1PL360 R4.3;C/W ATTACHED 3 M LEADS;ITEM 23;C/W | ALSTOM | ALSTOM GRID AUSTRALIA LIMITED | 1000/5 | PURCHASE AS REQUIRED
000019455 | TRANSFORMER,CURRENT | PROTECTION,TOROIDAL;INDOOR;660 V;100 ID HOLE FOR OX36 ALSTOM OUTDOOR CIRCUIT BREAKERS;RATIO 1600/1200/800/5 AMP;CLASS 0.1PL300R1.0 ON 1600/5 AMP;C/W ATTACHED | ALSTOM | ALSTOM GRID AUSTRALIA LIMITED | 1600/1200/800/5 | PURCHASE AS REQUIRED
000019456 | TRANSFORMER,CURRENT | PROTECTION,TOROIDAL;INDOOR;660 V;100 ID HOLE FOR OX36 ALSTOM OUTDOOR CIRCUIT BREAKERS;RATIO 2000/1600/1200/5 AMP; CLASS 0.1PL200R1.0 ON 1600/5 AMP;C/W | ALSTOM | ALSTOM GRID AUSTRALIA LIMITED | 2000/1600/1200/5 | PURCHASE AS REQUIRED
000019457 | TRANSFORMER,CURRENT | PROTECTION,TOROIDAL;INDOOR;660 V;100 ID HOLE FOR OX36 ALSTOM OUTDOOR CIRCUIT BREAKERS;RATIO 2000/1600/1200/5 AMP; CLASS 2.5P60 ON 1200/5 AMP;C/W ATTACHED | ALSTOM | ALSTOM GRID AUSTRALIA LIMITED | 2000/1600/1200/5 | PHASING
000019458 | CLEVIS BALL ASSEMBLY | FORGED STEEL;GALV;160 KN MIN FAILING LOAD;TWISTED;U/W BALL & SOCKET INSULATORS;PACK OF 10,PACK WEIGHT 11 KG; | DULHUNTY | DULHUNTY INDUSTRIES PTY LTD | BC-160 | CURRENT
000019459 | SOCKET TONGUE. | FORGED STEEL;GALV;160 KN MIN FAILING LOAD;TWISTED ASSEMBLY;U/W BALL & SOCKET INSULATORS;PACK OF 10,PACK WEIGHT 11 KG ; | DULHUNTY | DULHUNTY INDUSTRIES PTY LTD | STT-160 | CURRENT
000019460 | END PLATE,TERMINAL BLOCK | TO SUIT DISCONNECT TERMINAL SAKA10; PACK OF 10;REFER SC19461 FOR TERMINAL BLOCK; | HAYMANS | HAYMANS ELECTRICAL | KLI1342.2 | PURCHASE AS REQUIRED
000019460 | END PLATE,TERMINAL BLOCK | TO SUIT DISCONNECT TERMINAL SAKA10; PACK OF 10;REFER SC19461 FOR TERMINAL BLOCK; | KLIPPON |  | KLI1342.2 | PURCHASE AS REQUIRED
000019460 | END PLATE,TERMINAL BLOCK | TO SUIT DISCONNECT TERMINAL SAKA10; PACK OF 10;REFER SC19461 FOR TERMINAL BLOCK; | WEIDMULL | WEIDMULLER (AUST) PTY LTD | 013422 | PURCHASE AS REQUIRED
000019461 | TERMINAL BLOCK | DISCONNECT TERMINAL SAKA10;12 MM W, 82 MM D,55.5 MM H;C/W SLIDE CONNECTION SC19460;PACK OF 25; | HAYMANS | HAYMANS ELECTRICAL | KLI1341.2 | PURCHASE AS REQUIRED
000019461 | TERMINAL BLOCK | DISCONNECT TERMINAL SAKA10;12 MM W, 82 MM D,55.5 MM H;C/W SLIDE CONNECTION SC19460;PACK OF 25; | KLIPPON |  | KLI1341.2 | PURCHASE AS REQUIRED
000019461 | TERMINAL BLOCK | DISCONNECT TERMINAL SAKA10;12 MM W, 82 MM D,55.5 MM H;C/W SLIDE CONNECTION SC19460;PACK OF 25; | WEIDMULL | WEIDMULLER (AUST) PTY LTD | 013412 | PURCHASE AS REQUIRED
000019462 | GUARD,LAMP | Stone Shield, Sylvania Urban Series Streetlight (scm) | GERARD | GERARD PROFESSIONAL SOLUTIONS PL | JA00004 | CURRENT
000019463 | MAGNET | Rare Earth, 20mm Dia, 10mm Thk, for Line Fault Indicators | STATEWD | STATEWIDE FSTNERS & ENG SPLS PL | M20012 | CURRENT
000019464 | VARNISH | EXTERIOR CLEAR;FOR EXTERIOR TIMBER;DOORS ,WINDOWS,TIMBER PANELLING,RAILINGS, WEATHERBOARDS & EXPOSED BEAMS;4 L CAN; | BLKWOODS | J BLACKWOOD & SON LTD | 04525510/112002.004 | CURRENT
000019464 | VARNISH | EXTERIOR CLEAR;FOR EXTERIOR TIMBER;DOORS ,WINDOWS,TIMBER PANELLING,RAILINGS, WEATHERBOARDS & EXPOSED BEAMS;4 L CAN; | WATTYL |  | EXTERIOR CLEAR 4 L | CURRENT
000019465 | TRANSFORMER,VOLTAGE | ESITAS 2VTH-20;11000/240 V;SINGLE PHASE; 100 VA;CLASS 5M;15/28/95 KV;SUITABLE FOR NOJA VT-11/220-02; | NOJAPWR | NOJA POWER | VT-11/220-02 | PURCHASE AS REQUIRED
000019471 | REMOTE I/O MODULE | SIEMENS;TWO CHANNEL BINARY SIGNAL TRANSDUCER;USED FOR CO-GENERATION PLANT PROTECTIVE INTERTRIP RELAY; | SIEMENS | SIEMENS LTD | 7XV5653-0BA00 | MAINTENANCE STOCK
000019472 | BRACKET,MOUNTING | BRIDGING INSULATOR BASE;132 KV;SUITS 5 KN LINE POST INSULATOR;C/W 4 BOLT FLANGE;127 MM PCD BASE;TRANSMISSION HARDWARE;PACK OF 1 PACK WEIGHT 9.5 KG; | HAYMAN | HAYMANS INDUSTRIES PTY LTD | 19472 | CURRENT
000019472 | BRACKET,MOUNTING | BRIDGING INSULATOR BASE;132 KV;SUITS 5 KN LINE POST INSULATOR;C/W 4 BOLT FLANGE;127 MM PCD BASE;TRANSMISSION HARDWARE;PACK OF 1 PACK WEIGHT 9.5 KG; | MEFCO | MEFCO AUSTRALIA PTY LTD SUNSHINE VIC | 19472 | CURRENT
000019473 | ANCHOR,GUY | STAYROD ASSEMBLY;220 KN;C/W STAYROD, ANCHOR PLATE STAY YOKE PLATE,3 NUTS. TO SUIT (AND INCLUDE) REINFORCING CAGE: PACK OF 1,PALLET OF 1,PALLET WEIGHT | HAYMAN | HAYMANS INDUSTRIES PTY LTD | 19473 | PURCHASE AS REQUIRED
000019473 | ANCHOR,GUY | STAYROD ASSEMBLY;220 KN;C/W STAYROD, ANCHOR PLATE STAY YOKE PLATE,3 NUTS. TO SUIT (AND INCLUDE) REINFORCING CAGE: PACK OF 1,PALLET OF 1,PALLET WEIGHT | GLOBAL | GLOBAL MANUFACTURING GROUP | ENERGEX -12407-A3-01 | PURCHASE AS REQUIRED
000019474 | ANCHOR,GUY | TWIN STAY POLE ANCHOR PLATE;LSUL; 220 KN,SWL,140 KN;C/W BACKING WASHERS 100 MM X 100 MM;PALLET OF 5,PALLET WEIGHT 98 KG; | GLOBAL | GLOBAL MANUFACTURING GROUP | ENERGEX-14287-A3-01 | PURCHASE AS REQUIRED
000019474 | ANCHOR,GUY | TWIN STAY POLE ANCHOR PLATE;LSUL; 220 KN,SWL,140 KN;C/W BACKING WASHERS 100 MM X 100 MM;PALLET OF 5,PALLET WEIGHT 98 KG; | ENERGEX | ENERGEX | POLE ANCHOR PLATE | PURCHASE AS REQUIRED
000019475 | GREASE,GENERAL PURPOSE | Castrol Spheerol EPL2, Multipurpose EP Grease, Lithium Base, 450g Tube | AMPOL | AMPOL AUSTRALIA | SPHEEROL EPL2 | CURRENT
000019475 | GREASE,GENERAL PURPOSE | Castrol Spheerol EPL2, Multipurpose EP Grease, Lithium Base, 450g Tube | CALTEX | CALTEX | 1090 LIPLEX EP2 450G | CURRENT
000019475 | GREASE,GENERAL PURPOSE | Castrol Spheerol EPL2, Multipurpose EP Grease, Lithium Base, 450g Tube | AMPOL | AMPOL AUSTRALIA | 5123-448 GREASE XHP 222 450G | CURRENT
000019476 | GREASE,GENERAL PURPOSE | HIGH PERFORMANCE MULTIPURPOSE APX-T; MP BEARING GREASE;BLUE GREASE;LITHIUM BASE;20 KG DRUM; | CALTEX | CALTEX | LIPLEX EP2 20KG | PURCHASE AS REQUIRED
000019476 | GREASE,GENERAL PURPOSE | HIGH PERFORMANCE MULTIPURPOSE APX-T; MP BEARING GREASE;BLUE GREASE;LITHIUM BASE;20 KG DRUM; | CALTEX | CALTEX | 3405-520 | PURCHASE AS REQUIRED
000019477 | BUSBAR | BUSBAR JOGGLE CHAMBER;FOR JOINING ECLLIPSE 11 KV SWITCHGEAR TO ALSTOM SBV 11 KV SWITCHGEAR; | HAWKSIDD | HAWKER SIDDELEY SWITCHGEAR LTD | ELLIPSE SW BUS TOGGLE CHAMBER | PURCHASE AS REQUIRED
000019478 | RELAY,ELECTROMAGNETIC | ABB TYPE;RXMS1 RK216263-AH;48 V DC COIL; 6 NO CONT;NON-LATCHING;HIGH SPEED 3-5 MS PLUG-IN SINGLE SEAT BASE; | ABB | ABB FAN PTY LTD | RXMS1 RK216263-AH | CURRENT
000019479 | RELAY,ELECTROMAGNETIC | ABB TYPE;RXMVB2 RK251205-AH;48 V DC COIL ;8 SETS OF CONTACTS;BI STABLE LATCHING, PLUG-IN DUAL SEAT BASE;WITH RESET BUTTON ON LEFT HAND SIDE; | CNWPL | CNW PL - SLACKS CREEK | CABGU50 | CURRENT
000019479 | RELAY,ELECTROMAGNETIC | ABB TYPE;RXMVB2 RK251205-AH;48 V DC COIL ;8 SETS OF CONTACTS;BI STABLE LATCHING, PLUG-IN DUAL SEAT BASE;WITH RESET BUTTON ON LEFT HAND SIDE; | ABB | ABB FAN PTY LTD | RK251900-XC (205-AH) | CURRENT
000019480 | RELAY,ELECTROMAGNETIC | ABB TYPE;RXSF1 RK271018-AH;48 V DC COIL; 3 NO CONT;HR FLAGS;DUAL RELAY;PLUG-IN ONE SEAT BASE; | ABB | ABB FAN PTY LTD | RXSF1 RK271018-AH | CURRENT
000019481 | RELAY,ELECTROMAGNETIC | ABB TYPE;RXSF1 RK271019-AH;48 V DC COIL; 1 NO,2 NC CONT;SELF R FLAGS;DUAL RELAY; NO VOLT RELAY,PLUG-IN ONE SEAT BASE; | ABB | ABB FAN PTY LTD | RXSF1 RK271019-AH | CURRENT
000019483 | TRANSFORMER,CURRENT | PROTECTION & MEASUREMENT,POST TYPE; OUTDOOR;145 KV;5 CORE,CORES 1,2,3,4 & 5- 1600/1200/1000/400/1 AMP;CORES 1,2,3,4- 0.1PX2400R8.0 ON 1600/1;CORE 5-10 VA | POWERLNK | POWERLINK | ARTECHE TYPE CA-145 | PHASING
000019484 | INSULATOR,STANDOFF | STATION POST,CYLINDRICAL;PORCELAIN,FOR MEDIUM POLLUTION;1500 MM H;VERTICAL;TOP/ BOTTOM FIXING ARRANGEMENT 127T/127T; 132 KV NOM;MIN 6 KN CANTILEVER;P/LINK | PENTA | PENTA AUST (TMAC THEW & MCCANN/HYLEC) | PA00721 | PURCHASE AS REQUIRED
000019484 | INSULATOR,STANDOFF | STATION POST,CYLINDRICAL;PORCELAIN,FOR MEDIUM POLLUTION;1500 MM H;VERTICAL;TOP/ BOTTOM FIXING ARRANGEMENT 127T/127T; 132 KV NOM;MIN 6 KN CANTILEVER;P/LINK | THEWMCAN | TMAC THEW & MCCANN GROUP | TM00721 | PURCHASE AS REQUIRED
000019484 | INSULATOR,STANDOFF | STATION POST,CYLINDRICAL;PORCELAIN,FOR MEDIUM POLLUTION;1500 MM H;VERTICAL;TOP/ BOTTOM FIXING ARRANGEMENT 127T/127T; 132 KV NOM;MIN 6 KN CANTILEVER;P/LINK | NGK | NGK STANGER PTY LTD | DA-106061M | PURCHASE AS REQUIRED
000019485 | INSULATOR,STANDOFF | STATION POST,CYLINDRICAL;PORCELAIN;FOR VERY HEAVY POLLUTION;1500 MM H;VERTICAL; TOP/BOTTOM FIXING ARRANGEMENT 127T/127T; 132 KV NOM;MIN 6 KN CANTILEVER;P/LINK | PENTA | PENTA AUST (TMAC THEW & MCCANN/HYLEC) | PA00722 | PURCHASE AS REQUIRED
000019485 | INSULATOR,STANDOFF | STATION POST,CYLINDRICAL;PORCELAIN;FOR VERY HEAVY POLLUTION;1500 MM H;VERTICAL; TOP/BOTTOM FIXING ARRANGEMENT 127T/127T; 132 KV NOM;MIN 6 KN CANTILEVER;P/LINK | PENTA | PENTA AUST (TMAC THEW & MCCANN/HYLEC) | PA30073 | PURCHASE AS REQUIRED
000019485 | INSULATOR,STANDOFF | STATION POST,CYLINDRICAL;PORCELAIN;FOR VERY HEAVY POLLUTION;1500 MM H;VERTICAL; TOP/BOTTOM FIXING ARRANGEMENT 127T/127T; 132 KV NOM;MIN 6 KN CANTILEVER;P/LINK | THEWMCAN | TMAC THEW & MCCANN GROUP | TM00722 | PURCHASE AS REQUIRED
000019485 | INSULATOR,STANDOFF | STATION POST,CYLINDRICAL;PORCELAIN;FOR VERY HEAVY POLLUTION;1500 MM H;VERTICAL; TOP/BOTTOM FIXING ARRANGEMENT 127T/127T; 132 KV NOM;MIN 6 KN CANTILEVER;P/LINK | SUZHOU | SUZHOU PORCELAIN INSULATOR WORKS | C6-650 | PURCHASE AS REQUIRED
000019486 | CLEVIS SOCKET ASSEMBLY | FORGED STEEL;GALV;160 KN MIN FAILING LOAD;250 MM EXT;U/W 125 KN & 160 KN B & S INSULATORS; | PLP AUST | PREFORMED LINE PRODUCTS (AUST) | ELSC-160-4 | PURCHASE AS REQUIRED
000019486 | CLEVIS SOCKET ASSEMBLY | FORGED STEEL;GALV;160 KN MIN FAILING LOAD;250 MM EXT;U/W 125 KN & 160 KN B & S INSULATORS; | DULMISON | DULMISON (AUST) PTY LTD | 160 KN | PURCHASE AS REQUIRED
000019488 | LINK,TENSION | SAG LINK TENSION;160 KN MIN FAILING LOAD;702 MM-1075 ADJ RANGE;CF BOLTS,NUTS & SPLIT PINS,TONGUE-CLEVIS ARRANGEMENT; | PLP AUST | PREFORMED LINE PRODUCTS (AUST) | CTSL-160-4 | CURRENT
000019490 | SPACER,STRAIGHT | SPACER:ELECTRICAL CABLE;LOW V SPREADER SPACER,STRAIGHT PVC,LV SPREADER RODS;UV RESISTANT; 2700 MM LG;U/W SC19491 CLIP,S PRING TENSION;PACK OF 25,PACK WEIGHT 30 | TYCO | TYCO | ROD-RW-12/2.7M | CURRENT
000019490 | SPACER,STRAIGHT | SPACER:ELECTRICAL CABLE;LOW V SPREADER SPACER,STRAIGHT PVC,LV SPREADER RODS;UV RESISTANT; 2700 MM LG;U/W SC19491 CLIP,S PRING TENSION;PACK OF 25,PACK WEIGHT 30 | PLP AUST | PREFORMED LINE PRODUCTS (AUST) | FGSR-125-2.7 | CURRENT
000019490 | SPACER,STRAIGHT | SPACER:ELECTRICAL CABLE;LOW V SPREADER SPACER,STRAIGHT PVC,LV SPREADER RODS;UV RESISTANT; 2700 MM LG;U/W SC19491 CLIP,S PRING TENSION;PACK OF 25,PACK WEIGHT 30 | PLP AUST | PREFORMED LINE PRODUCTS (AUST) | D-LVS12270 | CURRENT
000019491 | CLIP, SPRING TENSION | S/S SPRING CLIP;U/W SC19490 SPACER, SPRING TENSION;BAGS OF 100, PACK WEIGHT 2 KG PER BAG; | TYCO | TYCO | ROD-CLIP | CURRENT
000019491 | CLIP, SPRING TENSION | S/S SPRING CLIP;U/W SC19490 SPACER, SPRING TENSION;BAGS OF 100, PACK WEIGHT 2 KG PER BAG; | PLP AUST | PREFORMED LINE PRODUCTS (AUST) | FGSS-125-B | CURRENT
000019495 | ROD,CONTINUOUS THREAD. | STEEL;HOT GALV DIPPED;M20;500 MM LG THREADED ROD;O/H TRANSMISSION HARDWARE; PACK OF 1; | GREATWST |  | 19495 | CURRENT
000019496 | ROD,CONTINUOUS THREAD. | STEEL;HOT GALV DIPPED;M20;550 MM LG THREADED ROD;O/H TRANSMISSION HARDWARE; PACK OF 1; | GREATWST |  | 19496 | CURRENT
000019497 | ROD,CONTINUOUS THREAD. | STEEL;HOT GALV DIPPED;M20;600 MM LG THREADED ROD;O/H TRANSMISSION HARDWARE; PACK OF 1; | GREATWST |  | 19497 | STRATEGIC SPARE
000019498 | ROD,CONTINUOUS THREAD. | STEEL;HOT GALV DIPPED;M20;650 MM LG THREADED ROD;O/H TRANSMISSION HARDWARE; PACK OF 1; | GREATWST |  | 19498 | STRATEGIC SPARE
000019499 | ROD,CONTINUOUS THREAD. | STEEL;HOT GALV DIPPED;M20;700 MM LG THREADED ROD;O/H TRANSMISSION HARDWARE; PACK OF 1; | GREATWST |  | 19499 | CURRENT
000019500 | ROD,CONTINUOUS THREAD. | STEEL;HOT GALV DIPPED;M20;750 MM LG THREADED ROD;O/H TRANSMISSION HARDWARE; PACK OF 1; | GREATWST |  | 19500 | CURRENT
000019501 | ROD,CONTINUOUS THREAD. | STEEL;HOT GALV DIPPED;M20;800 MM LG THREADED ROD;O/H TRANSMISSION HARDWARE; PACK OF 1; | GREATWST |  | 19501 | PURCHASE AS REQUIRED
000019502 | ROD,CONTINUOUS THREAD. | STEEL;HOT GALV DIPPED;M20;850 MM LG THREADED ROD;O/H TRANSMISSION HARDWARE; PACK OF 1; | GREATWST |  | 19502 | CURRENT
000019503 | ROD,CONTINUOUS THREAD. | STEEL;HOT GALV DIPPED;M20;900 MM LG THREADED ROD;O/H TRANSMISSION HARDWARE; PACK OF 1; | GREATWST |  | 19503 | PURCHASE AS REQUIRED
000019504 | ROD,CONTINUOUS THREAD. | STEEL;HOT GALV DIPPED;M20;950 MM LG THREADED ROD;O/H TRANSMISSION HARDWARE; PACK OF 1; | GREATWST |  | 19504 | CURRENT
000019505 | ROD,CONTINUOUS THREAD. | STEEL;HOT GALV DIPPED;M20;1000 MM LG THREADED ROD;O/H TRANSMISSION HARDWARE; PACK OF 1; | GREATWST |  | 19505 | CURRENT
000019507 | ROD,CONTINUOUS THREAD. | STEEL;HOT GALV DIPPED;M24;500 MM LG THREADED ROD;O/H TRANSMISSION HARDWARE; PACK OF 1; | GREATWST |  | 19507 | STRATEGIC SPARE
000019508 | ROD,CONTINUOUS THREAD. | STEEL;HOT GALV DIPPED;M24;550 MM LG THREADED ROD;O/H TRANSMISSION HARDWARE; PACK OF 1; | GREATWST |  | 19508 | CURRENT
000019509 | ROD,CONTINUOUS THREAD. | STEEL;HOT GALV DIPPED;M24;600 MM LG THREADED ROD;O/H TRANSMISSION HARDWARE; PACK OF 1; | GREATWST |  | 19509 | CURRENT
000019510 | ROD,CONTINUOUS THREAD. | STEEL;HOT GALV DIPPED;M24;650 MM LG THREADED ROD;O/H TRANSMISSION HARDWARE; PACK OF 1; | GREATWST |  | 19510 | STRATEGIC SPARE
000019511 | ROD,CONTINUOUS THREAD. | STEEL;HOT GALV DIPPED;M24;700 MM LG THREADED ROD;O/H TRANSMISSION HARDWARE; PACK OF 1; | GREATWST |  | 19511 | PURCHASE AS REQUIRED
000019512 | ROD,CONTINUOUS THREAD. | STEEL;HOT GALV DIPPED;M24;750 MM LG THREADED ROD;O/H TRANSMISSION HARDWARE; PACK OF 1; | GREATWST |  | 19512 | PURCHASE AS REQUIRED
000019513 | ROD,CONTINUOUS THREAD. | STEEL;HOT GALV DIPPED;M24;800 MM LG THREADED ROD;O/H TRANSMISSION HARDWARE; PACK OF 1; | GREATWST |  | 19513 | PURCHASE AS REQUIRED
000019514 | ROD,CONTINUOUS THREAD. | STEEL;HOT GALV DIPPED;M24;850 MM LG THREADED ROD;O/H TRANSMISSION HARDWARE; PACK OF 1; | GREATWST |  | 19514 | PURCHASE AS REQUIRED
000019515 | ROD,CONTINUOUS THREAD. | STEEL;HOT GALV DIPPED;M24;900 MM LG THREADED ROD;O/H TRANSMISSION HARDWARE; PACK OF 1; | GREATWST |  | 19515 | PURCHASE AS REQUIRED
000019516 | ROD,CONTINUOUS THREAD. | STEEL;HOT GALV DIPPED;M24;950 MM LG THREADED ROD;O/H TRANSMISSION HARDWARE; PACK OF 1; | GREATWST |  | 19516 | PURCHASE AS REQUIRED
000019517 | ROD,CONTINUOUS THREAD. | STEEL;HOT GALV DIPPED;M24;1000 MM LG THREADED ROD;O/H TRANSMISSION HARDWARE; PACK OF 1; | GREATWST |  | 19517 | PURCHASE AS REQUIRED
000019518 | ROD,CONTINUOUS THREAD. | STEEL;HOT GALV DIPPED;M24;3000 MM LG THREADED ROD;O/H TRANSMISSION HARDWARE; PACK OF 1; | BOLTS | BOLTS & INDUSTRAIL SUPPLIERS P/L | HTTRM243G | PURCHASE AS REQUIRED
000019518 | ROD,CONTINUOUS THREAD. | STEEL;HOT GALV DIPPED;M24;3000 MM LG THREADED ROD;O/H TRANSMISSION HARDWARE; PACK OF 1; | GREATWST |  | 19518 | PURCHASE AS REQUIRED
000019519 | TERMINAL,LUG | Compression Deadend, Al, 4 x 14mm Hole, 50mm Centre, 30Deg Palm Bend on Edge, suit Venus, Sulphur 61/3.75 AAC, AAAC & Pawpaw 54/3.75+ 19/2.25 ACSR/GZ | PLP AUST | PREFORMED LINE PRODUCTS (AUST) | CDET-338-2 | CURRENT
000019520 | TERMINAL,LUG | COMPRESSION PALM LUG TO SUIT TAURUS (19/4.75 AAC), OXYGEN (19/4.75 AAAC) & RUTILE (19/4.75 AAAC); 30 DEG BENT ON EDGE LUG TO SUIT INLINE/EYE TAIL; | PLP AUST | PREFORMED LINE PRODUCTS (AUST) | EPJT-TAURUS-TN4-30 | CURRENT
000019521 | TERMINAL,LUG | COMPRESSION PALM LUG TO SUIT SATURN (37/3.00 AAC), NITROGEN (37/3.00 AAAC) & LEMON (30/7/3.00 ACSR) 30 DEG BENT ON EDGE LUG TO SUIT INLINE/EYE TAIL, | PLP AUST | PREFORMED LINE PRODUCTS (AUST) | CDET-210-1 | CURRENT
000019523 | CLAMP,STRAIN | COMPRESSION DEAD-END;TO SUIT TAURUS 19/4.75 AAC;NO LUG SUPPLIED;HAS EYE TAIL ARRANGEMENT;CENTRE PALM CONFIGURATION, 2 HOLES 14 MM DIA;50 MM APART;BOX OF 1; | PLP AUST | PREFORMED LINE PRODUCTS (AUST) | CDEA-238-1-EN | CURRENT
000019524 | CLAMP,STRAIN | COMPRESSION DEAD-END;TO SUIT SULPHUR 61/3.75 AAAC;NO LUG SUPPLIED;HAS EYE TAIL ARRANGEMENT;CENTRE PALM CONFIGURATION 4 HOLES 14 MM DIA,50 MM | PLP AUST | PREFORMED LINE PRODUCTS (AUST) | CDEAAAC-338-1 | CURRENT
000019525 | CLAMP,STRAIN | COMPRESSION DEAD-END;TO SUIT NITROGEN 37/3.00 AAAC;NO LUG SUPPLIED;HAS EYE TAIL ARRANGEMENT;CENTRE PALM CONFIGURATION 2 HOLES 14 MM DIA,50 MM | PLP AUST | PREFORMED LINE PRODUCTS (AUST) | CDEAAAC-210-1 | STRATEGIC SPARE
000019526 | CLAMP,STRAIN | COMPRESSION DEAD-END;TO SUIT OXYGEN 19/4.75 AAAC;NO LUG SUPPLIED;HAS EYE TAIL ARRANGEMENT;CENTRE PALM CONFIGURATION 2 HOLES,14 MM DIA,50 MM | PLP AUST | PREFORMED LINE PRODUCTS (AUST) | CDEAAAC-238-1 | CURRENT
000019526 | CLAMP,STRAIN | COMPRESSION DEAD-END;TO SUIT OXYGEN 19/4.75 AAAC;NO LUG SUPPLIED;HAS EYE TAIL ARRANGEMENT;CENTRE PALM CONFIGURATION 2 HOLES,14 MM DIA,50 MM | DULMISON | DULMISON (AUST) PTY LTD | HD710E2 | CURRENT
000019527 | CLAMP,STRAIN | COMPRESSION DEAD-END;TO SUIT SATURN 37/3.00 AAC;NO LUG SUPPLIES;HAS EYE TAIL ARRANGEMENT;CENTRE PALM CONFIGURATION 2 HOLES,14 MM DIA,50 MM APART; | PLP AUST | PREFORMED LINE PRODUCTS (AUST) | CDEA-210-1 | CURRENT
000019528 | CLAMP,SUSPENSION,ELEC CONDUCTOR | STRAIGHT-LINE OR ANGLE;AMOUR GRIP SUSPENSION UNIT (AGSU);AL ALLOY WITH NEOPRENE INSERT;AL CONDUCTORS;33.4-34-39 MM DIA;SUITS VENUS,TOPAZ,SULPHUR & | TECONN | TE CONNECTIVITY LTD | HSC-3070 | CURRENT
000019528 | CLAMP,SUSPENSION,ELEC CONDUCTOR | STRAIGHT-LINE OR ANGLE;AMOUR GRIP SUSPENSION UNIT (AGSU);AL ALLOY WITH NEOPRENE INSERT;AL CONDUCTORS;33.4-34-39 MM DIA;SUITS VENUS,TOPAZ,SULPHUR & | MACLEAN | MACLEAN POWER PL - E15128 | HSC-3375 | CURRENT
000019528 | CLAMP,SUSPENSION,ELEC CONDUCTOR | STRAIGHT-LINE OR ANGLE;AMOUR GRIP SUSPENSION UNIT (AGSU);AL ALLOY WITH NEOPRENE INSERT;AL CONDUCTORS;33.4-34-39 MM DIA;SUITS VENUS,TOPAZ,SULPHUR & | PLP AUST | PREFORMED LINE PRODUCTS (AUST) | AGS-5139-16 | CURRENT
000019533 | OUTREACH ARM | Estate Minor Road, 0.5m Single, 0 Deg Upcast, Galv Steel, Navy, EQTS 05-02-01 (scm) | IPOLES | INTERNATIONAL POLES | EQ-052 | CURRENT
000019533 | OUTREACH ARM | Estate Minor Road, 0.5m Single, 0 Deg Upcast, Galv Steel, Navy, EQTS 05-02-01 (scm) | GM POLES | GM POLES PTY LTD | SL-AVE-S-NV | CURRENT
000019533 | OUTREACH ARM | Estate Minor Road, 0.5m Single, 0 Deg Upcast, Galv Steel, Navy, EQTS 05-02-01 (scm) | IUPOLE | INTERNATIONAL UTILITY POLES PTY LTD | EX-19533 | CURRENT
000019533 | OUTREACH ARM | Estate Minor Road, 0.5m Single, 0 Deg Upcast, Galv Steel, Navy, EQTS 05-02-01 (scm) | INGALEPS | INGAL EPS (CONTRACTOR) | GEX19533 | CURRENT
000019534 | OUTREACH ARM | Estate Minor Road, 0.5m Double, 0 Deg Upcast, Galv Steel, Navy, EQTS 05-02-01 (scm) | IPOLES | INTERNATIONAL POLES | EQ-053 | CURRENT
000019534 | OUTREACH ARM | Estate Minor Road, 0.5m Double, 0 Deg Upcast, Galv Steel, Navy, EQTS 05-02-01 (scm) | GM POLES | GM POLES PTY LTD | SL-AVE-D-NV | CURRENT
000019534 | OUTREACH ARM | Estate Minor Road, 0.5m Double, 0 Deg Upcast, Galv Steel, Navy, EQTS 05-02-01 (scm) | IUPOLE | INTERNATIONAL UTILITY POLES PTY LTD | EX-19534 | CURRENT
000019534 | OUTREACH ARM | Estate Minor Road, 0.5m Double, 0 Deg Upcast, Galv Steel, Navy, EQTS 05-02-01 (scm) | INGALEPS | INGAL EPS (CONTRACTOR) | GEX19534 | CURRENT
000019535 | CLAMP,ELECTRICAL | Insulating Blanket Peg, 50mm Spring Clamp, Quick Grip, Blue, HD Nylon | IRWIN |  | PEG58200 | CURRENT
000019535 | CLAMP,ELECTRICAL | Insulating Blanket Peg, 50mm Spring Clamp, Quick Grip, Blue, HD Nylon | STATEWD | STATEWIDE FSTNERS & ENG SPLS PL | QG58200 | CURRENT
000019535 | CLAMP,ELECTRICAL | Insulating Blanket Peg, 50mm Spring Clamp, Quick Grip, Blue, HD Nylon | TEN | THE ENERGY NETWORK | PEG58200 | CURRENT
000019535 | CLAMP,ELECTRICAL | Insulating Blanket Peg, 50mm Spring Clamp, Quick Grip, Blue, HD Nylon | IRWIN |  | QG58200 | CURRENT
000019536 | ENCLOSURE,ELECTRICAL BOX | RECLOSER PROTECTION;C/W FUSE HOLDER W/- 2 AMP HRC FUSE & TERMINAL BLOCK; 2 GROMMETTED BOTTOM & 1 UNGROMMETTED REAR ENTRY;SPARE FUSE SC19537;PACK OF 1, | SICAME | SICAME AUSTRALIA PTY LTD | 52462-61 | STRATEGIC SPARE
000019536 | ENCLOSURE,ELECTRICAL BOX | RECLOSER PROTECTION;C/W FUSE HOLDER W/- 2 AMP HRC FUSE & TERMINAL BLOCK; 2 GROMMETTED BOTTOM & 1 UNGROMMETTED REAR ENTRY;SPARE FUSE SC19537;PACK OF 1, | FLOWLINE | FLOWLINE INDUSTRIES PTY LTD | ESQ19536 | STRATEGIC SPARE
000019537 | FUSE ELEMENT,ELEC | 2 AMP;240 V;HRC;20KA;8X32;gG; SPARE FUSE FOR SC19536; | FUSECO | FUSECO PTY LTD | 420502 | MAINTENANCE STOCK
000019537 | FUSE ELEMENT,ELEC | 2 AMP;240 V;HRC;20KA;8X32;gG; SPARE FUSE FOR SC19536; | KULAK |  | 2 AMP FUSE | MAINTENANCE STOCK
000019538 | TRANSFORMER,CURRENT | PROTECTION,TOROIDAL;INDOOR;660 V;205 OD & 85 ID HOLE;FOR EMAIL 345GC OUTDOOR CIRCUIT BREAKERS;RATIO 2000/1600/5 AMP; 0.1PX200 R1.0 ON 1600/5 AMP;C/W ATTACHED | AREVA | AREVA T&D AUSTRALIA LIMITED | PROTECTION 660 V | PURCHASE AS REQUIRED
000019539 | TRANSFORMER,CURRENT | PROTECTION,TOROIDAL;INDOOR;660 V;205 OD & 85 ID HOLE;FOR EMAIL 345GC OUTDOOR CIRCUIT BREAKERS;RATIO 1200/800/600/ 5 AMP;30 VA;CLASS 5P20 ON 600/5 AMP; | AREVA | AREVA T&D AUSTRALIA LIMITED | PROTECTION 660 V | PURCHASE AS REQUIRED
000019540 | JOINT,ELECTRICAL POWER CABLE | NON-SCREEN BREAK STRAIGHT JOINT WITH F/GLASS OUTER BOX;SINGLE PHASE;FOR ELECTRICAL POWER CABLE;63.5/110 KV; 800 SQ MM COPPER COND;XLPE INSULATED, | ELASMOLD | ELASTIMOLD (MANUFACTURER) | QEC J1 ELASMOLD TCJ-3 | STRATEGIC SPARE
000019542 | TERMINATION,ELECTRICAL POWER CABLE | 63.5/110 KV;OUTDOOR;SINGLE PHASE;FOR ELECTRICAL POWER CABLE;800 SQ MM COPPER CONDUCTOR;XLPE INSULATED;LEAD SHEATHED CABLE;POWERLINK ASSET,HELD FOR U/G | OLEX | OLEX AUSTRALIA PTY LTD | PAT 140-SP | CURRENT
000019546 | SHEATH,VOLTAGE LIMITER | TZS3.0;INDOOR;SHEATH VOLTAGE LIMITER; FOR ELECTRICAL POWER CABLE;SF6 IMMERSED SEALING ENDS;SUITABLE FOR INSTALLATION IN F781/782 LINK BOXES AT MLT SUBSTN;*** | AKPOWER | AK POWER SOLUTIONS PTY LTD | 30399 | STRATEGIC SPARE
000019547 | ARRESTER,ELECTRICAL SURGE | Outdoor, Porcelain, Sheath Voltage Limiter, Type TZS 6.0, 6kV | AKPOWER | AK POWER SOLUTIONS PTY LTD | 30608/TZS6 | STRATEGIC SPARE
000019548 | SUPPORT,ELEC EQUIP | UNIVERSAL BEAM;150 UB 14.0;GALV;150 MM X 75 MM X 720 MM LG;AS3679-300;USED AS A DRY TYPE TRANSFORMER SUPPORT STEEL; PACK OF 1; | GREATWST |  | 19548 | PURCHASE AS REQUIRED
000019550 | STRAP,EARTH | CRANKED EARTH STRAP;100 MM CONNECTION STRAP;TO SUIT 33 KV DCI & SHACKLE CONSTRUCTION & 35MM OFFSET TO SUIT CURRENT 110KV RIGID GAINBASE; PACK OF 1; | ENI | ENI INDUSTRIES PL | 84160 | CURRENT
000019550 | STRAP,EARTH | CRANKED EARTH STRAP;100 MM CONNECTION STRAP;TO SUIT 33 KV DCI & SHACKLE CONSTRUCTION & 35MM OFFSET TO SUIT CURRENT 110KV RIGID GAINBASE; PACK OF 1; | GLOBAL | GLOBAL MANUFACTURING GROUP | ENERGEX-5691-A4-01 | CURRENT
000019551 | BASE,EXTENSION | SQUARE HOLLOW SECTION;500 MM LG;RIGID BASE EXTENSION;127 MM P.C.D.FLANGE FIXING;O/H TRANSMISSION HARDWARE; PACK OF 1; | MEFCO | MEFCO AUSTRALIA PTY LTD SUNSHINE VIC | 19551 | PURCHASE AS REQUIRED
000019552 | AMMETER | SCALED 0-375 AMP;U/W 300/5 AMP CT;TYPE 244-01AG ES1MA;AMMETER RESISTANCE 42 OHM ;96 SQ MM;QUADRANT SCALE;U/W INSTRUMENTATION MODULE WITH F/S OUTPUT | CROMPTON | CROMPTON INSTRUMENTS (AUST) PTY LTD | 244-01AG ES1MA RESIST 42 OHM | CURRENT
000019553 | TRANSFORMER,CURRENT | PROTECTION,POST TYPE;OUTDOOR;FOR USE 33 KV SUBSTATIONS;RATED 36 KV 31.5 KA; RATIO CORE 1-1200/800/600/5 AMP 30 VA CLASS 5P20 ON 600/5 AMP;CORE 2-1200/800/ | POWERENG |  | GIF36-68 | PURCHASE AS REQUIRED
000019554 | TRANSFORMER,CURRENT | PROTECTION,POST TYPE;OUTDOOR;FOR USE 33 KV SUBSTATIONS;RATED 36 KV 31.5 KA; RATIO CORE 1- 1200/800/600/5 AMP 30 VA CLASS 5P20 ON 600/5 AMP;CORE 2- 1200/800 | POWERENG |  | GIF36-68 | CURRENT
000019557 | TRANSFORMER,CURRENT | PROTECTION,TOROIDAL;INDOOR;660 V;50 ID & 158 OD HOLE FOR OLX2/3 GEC/AREVA INDOOR SWITCHGEAR;RATIO 600/400/300/5 AMP;10 VA CLASS1;20 KA MIN FOR 3 SEC;C/W TERMINALS | AREVA | AREVA T&D AUSTRALIA LIMITED | 10 VA | MAINTENANCE STOCK
000019558 | TRANSFORMER,CURRENT | PROTECTION,TOROIDAL;INDOOR;660 V;50 ID & 158 OD HOLE FOR OLX2/3 GEC/AREVA INDOOR SWITCHGEAR;RATIO 600/400/300/5 AMP;15 VA 5P20 ON 400/5 AMP;20 KA MIN FOR 3 SEC; | AREVA | AREVA T&D AUSTRALIA LIMITED | 15 VA | MAINTENANCE STOCK
000019559 | SHIRT, WOMAN'S | COTTON JERSEY 100%;185 GSM APPROX;LG SLEEVES;RIBBED CUFF;VARIOUS SIZES; BLUE CHAMBRAY POLO STYLE SHIRT;C/W EMBROIDERED ENERGEX LOGO; | TOPLEVEL |  | POLO SHIRT CHAMBRAY BLUE | VENDOR HELD
000019560 | SHIRT, WOMAN'S | COTTON JERSEY 100%;185 GSM APPROX;LG SLEEVES;OPEN CUFF;VARIOUS SIZES;NAVY & YELLOW REFLECTIVE STRIPS;POLO STYLE SHIRT;C/W EMBROIDERED ENERGEX LOGO; | TOPLEVEL |  | POLO SHIRT NAVY & YELLOW | VENDOR HELD
000019561 | SWITCH FUSE GEAR | 12 KV;SCHNEIDER RM6;SF6 INSULATED;I/D RMU;2 X 630 AMP CABLE SWITCH DISCONNECTORS;2 X 630 AMP TRANSFORMER CIRCUIT BREAKERS;(TYPE NE-BIBI);C/W | SCHNEDER | SCHNEIDER PTY LTD | RM6 NE-BIBI | PHASING
000019562 | INVERTER,POWER,STATIC | ProSine Wave 1800i W, 12V DC/240V AC, HD Marine Rating, 7.8A Continuous AC Output Current, 20A Peak AC Output Current, 2900W Max Surge Rating | ADVTRID | ADVANCE TRIDENT LIMITED | EN806-187-CMS | CURRENT
000019563 | INVERTER,POWER,STATIC | ProSine Wave 1800i W, 24V DC/240V AC, HD Marine Rating, 7.8A Continuous AC Output Current, 20A Peak AC Output Current, 2900W Max Surge Rating | ADVTRID | ADVANCE TRIDENT LIMITED | EN806-188-CMS | CURRENT
000019565 | CONVERTER | 19-32 V INPUT;24 V,2.1 AMP;25 W OUTPUT; 118 MM LG X 80 MM W X 25 MM H; USED IN SUBSTNS; | POWERHSE | POWER HOUSE (QLD) PTY LTD | PBIH-2412G | CURRENT
000019565 | CONVERTER | 19-32 V INPUT;24 V,2.1 AMP;25 W OUTPUT; 118 MM LG X 80 MM W X 25 MM H; USED IN SUBSTNS; | AMTEX | AMTEX ELECTRONICS | VTA12SC24 | CURRENT
000019566 | CULVERT BOX UNIT | CONCRETE;INVERT;900 X 900 X 1200 LG;C/W LIFTING LUGS IN BOTTOM OF INVERT;MRS 11. 24 (12/99);130 KN TEST LOAD 900 X 900; WITH P1000 UNISTRUT SET IN TOP OF INVERT | AQUARIUS | AQUARIUS PRECAST PL | 545Q090912EX | CURRENT
000019566 | CULVERT BOX UNIT | CONCRETE;INVERT;900 X 900 X 1200 LG;C/W LIFTING LUGS IN BOTTOM OF INVERT;MRS 11. 24 (12/99);130 KN TEST LOAD 900 X 900; WITH P1000 UNISTRUT SET IN TOP OF INVERT | TRI UGRD | TRI UNDERGROUND AUSTRALIA PTY LTD | TRICUL900 | CURRENT
000019566 | CULVERT BOX UNIT | CONCRETE;INVERT;900 X 900 X 1200 LG;C/W LIFTING LUGS IN BOTTOM OF INVERT;MRS 11. 24 (12/99);130 KN TEST LOAD 900 X 900; WITH P1000 UNISTRUT SET IN TOP OF INVERT | HUMES | HUMES | 5075879 | CURRENT
000019567 | CULVERT BOX UNIT | CONCRETE;INVERT;900 X 900 X 1200 LG;C/W LIFTING LUGS IN BOTTOM OF INVERT;MRS 11. 24 (12/99);130 KN TEST LOAD 900 X 900; PACK OF 1;PALLET WEIGHT 1000 KG; | HUMES | HUMES | 5062205 | PURCHASE AS REQUIRED
000019568 | CULVERT BOX UNIT | CONCRETE;INVERT;1200 X 900 X 1200 LG;C/W LIFTING LUGS IN BOTTOM OF INVERT;MRS 11. 24 (12/99);130 KN TEST LOAD 900 X 900; PACK OF 1;PALLET WEIGHT 1330KG; | AQUARIUS | AQUARIUS PRECAST PL | 545Q120912EX | PURCHASE AS REQUIRED
000019568 | CULVERT BOX UNIT | CONCRETE;INVERT;1200 X 900 X 1200 LG;C/W LIFTING LUGS IN BOTTOM OF INVERT;MRS 11. 24 (12/99);130 KN TEST LOAD 900 X 900; PACK OF 1;PALLET WEIGHT 1330KG; | TRI UGRD | TRI UNDERGROUND AUSTRALIA PTY LTD | TRICUL1200 | PURCHASE AS REQUIRED
000019568 | CULVERT BOX UNIT | CONCRETE;INVERT;1200 X 900 X 1200 LG;C/W LIFTING LUGS IN BOTTOM OF INVERT;MRS 11. 24 (12/99);130 KN TEST LOAD 900 X 900; PACK OF 1;PALLET WEIGHT 1330KG; | HUMES | HUMES | 5069010 | PURCHASE AS REQUIRED
000019569 | CROWBAR | 40 MM W CHISEL END BLADE;1700 MM LG; INSULATED BAR SECTION OF HANDLE & TAMPER;FOR USE AROUND ENERGISED LV UG CABLES | CNWPL | CNW PL - SLACKS CREEK | 7IB1650 | CURRENT
000019569 | CROWBAR | 40 MM W CHISEL END BLADE;1700 MM LG; INSULATED BAR SECTION OF HANDLE & TAMPER;FOR USE AROUND ENERGISED LV UG CABLES | TEN | THE ENERGY NETWORK | 7IB1650 | CURRENT
000019569 | CROWBAR | 40 MM W CHISEL END BLADE;1700 MM LG; INSULATED BAR SECTION OF HANDLE & TAMPER;FOR USE AROUND ENERGISED LV UG CABLES | MUMME | MUMME | CB11650 | CURRENT
000019570 | WIRE,ELECTRICAL | AERIAL;BARE COPPER,HARD DRAWN;120 SQ MM 37/2.03 MM;500 M DRUM SIZE,DRUM WEIGHT 600 KG; | MIDLANDS | MIDLAND METALS | 37/2.03 | CURRENT
000019570 | WIRE,ELECTRICAL | AERIAL;BARE COPPER,HARD DRAWN;120 SQ MM 37/2.03 MM;500 M DRUM SIZE,DRUM WEIGHT 600 KG; | OLEX | OLEX AUSTRALIA PTY LTD | ACU T23 RP001 AAAA | CURRENT
000019571 | CHANNEL,STRUCTURAL | STEEL;GALV,HOT DIPPED;SLOTTED 41.3 MM W; 41.3 MM H;2.5 MM THK;2.7 KG/M 6 M LG; PACK OF 1,PACK WEIGHT 15.3 KG; | EZYSTRUT | EZYSTRUT CABLE & PIPE SUPPORTS | E1000SH | CURRENT
000019572 | BRACKET,ANGLE | CHANNEL CLIP;HVY DUTY;STEEL;GALV; 54 MM X 62 MM X 27 MM;Z SHAPED FITTING; PACK OF 20,PACK WEIGHT 3.80 KG; | EZYSTRUT | EZYSTRUT CABLE & PIPE SUPPORTS | E4045H | CURRENT
000019573 | SETSCREW | STEEL;ZINC PLATED;M8 X 30 MM LG;HEX HD; PACK OF 100/200; | EZYSTRUT | EZYSTRUT CABLE & PIPE SUPPORTS | HS830Z | CURRENT
000019576 | KIT,SHUNT TRIP | 240 V AC;SHUNT TRIP KIT;SUITABLE FOR ABB SAFELINK CFC SC20887 BOTTOM ENTRY OR SC19360 TOP ENTRY RMU'S; | ABB | ABB FAN PTY LTD | CO226 | CURRENT
000019577 | SPRING,CHARGE | LINKAGE;(JB424);C799; | ENERGEX | ENERGEX | C799 | MAINTENANCE STOCK
000019578 | CONTACT,ELECTRICAL | RH;FIXED CONTACT FINGERS;(JB424);C128; | ENERGEX | ENERGEX | C128 | CURRENT
000019579 | CONTACT,ELECTRICAL | LH;FIXED CONTACT FINGERS;(JB424);C122; | ENERGEX | ENERGEX | C122 | CURRENT
000019580 | CONTACT,ELECTRICAL | MAIN MOVING CONTACTS;(JB424);C298; | ENERGEX | ENERGEX | C298 | CURRENT
000019581 | CONTACT,ELECTRICAL | NON-STANDARD ADJUSTMENT;YELLOW SIGN; (JB424);C505; | ENERGEX | ENERGEX | C505 | CURRENT
000019582 | SPRING,CHARGE | MOTOR DOG;TO LINKAGE PIN;(JB424);C817: | ENERGEX | ENERGEX | C817 | MAINTENANCE STOCK
000019583 | PIN,FIXED CONTACT | FOR AEI LG1C44 CIRCUIT BREAKER;C1023; | ENERGEX | ENERGEX | C1023 | MAINTENANCE STOCK
000019584 | GAUGE,GLASS | FOR AEI LG1C44 CIRCUIT BREAKER;C881; | ENERGEX | ENERGEX | C881 | CURRENT
000019585 | CONTACT,ELECTRICAL | MOVING CONTACT;1200 AMP;AEI LG1C44; C153A; | ENERGEX | ENERGEX | C153A | CURRENT
000019586 | CONTACT,ELECTRICAL | FIXED CONTACTS (SLOTTED);FOR AEI LG1C44 CIRCUIT BREAKER;C813; | ENERGEX | ENERGEX | C813 | CURRENT
000019587 | CONTACT,ELECTRICAL | FIXED CONTACT(SOLID);FOR AEI LG1C44 CIRCUIT BREAKER;C731 | ENERGEX | ENERGEX | C731 | CURRENT
000019590 | MICROCONTROLLER | PROGRAMMABLE;LOGIC CONTROLLER;24 V DC; 16 INPUTS;11 OUTPUTS;HITACHI EH-D28DRP; REFER SC19591 (DISPLAY CONTROLLER) & SC19592 (CORD ELECTRICAL); | NHP | NHP ELECTRICAL ENGINEERING | EH-D28DRP | PURCHASE AS REQUIRED
000019592 | CORD,ELECTRICAL | 1.5 M LG;FOR CONNECTING 25 PIN MSB PORT ON EAS SCREEN TO 15 PIN PORT ON HATACHI EH-MICRO 28 PLC;MILSPEC REF CA-843;FOR MICROCONTROLLER REFERSC19590 & SC19591 | MILSPEC | MIL-SPEC AUSTRALIA (MSA) | MILSPEC/CA-843 | PURCHASE AS REQUIRED
000019593 | PLATE,MOUNTING | Flat Plate Fitting, 3 x 14mm Dia Holes, 136 x 40 x 6mm, Galv Steel, Pack of 20 | EZYSTRUT | EZYSTRUT CABLE & PIPE SUPPORTS | E1066H | CURRENT
000019595 | RELAY,ELECTROMAGNETIC | GENERAL PURPOSE;24 V DC COIL;9 AMP CONTINUOUS;4 NO CONTACTS;REFER SC18104 FOR INTERLOCK,MECHANICAL;PACK OF 1; | NHP | NHP ELECTRICAL ENGINEERING | CA79EM4024VDC | CURRENT
000019596 | PLUG,PROTECTIVE,DUST & MOISTURE | PLASITC REUSABLE COVER;TO SUIT 100 MM CONDUIT;PACK OF 1,PACK WEIGHT 0.15 KG; | IPLEX | IPLEX PIPELINES AUSTRALIA PTY LTD | H175 | CURRENT
000019596 | PLUG,PROTECTIVE,DUST & MOISTURE | PLASITC REUSABLE COVER;TO SUIT 100 MM CONDUIT;PACK OF 1,PACK WEIGHT 0.15 KG; | TRI UGRD | TRI UNDERGROUND AUSTRALIA PTY LTD | TRIDC100 | CURRENT
000019596 | PLUG,PROTECTIVE,DUST & MOISTURE | PLASITC REUSABLE COVER;TO SUIT 100 MM CONDUIT;PACK OF 1,PACK WEIGHT 0.15 KG; | HAYMANS | HAYMANS ELECTRICAL | CNXCAP100BLK | CURRENT
000019596 | PLUG,PROTECTIVE,DUST & MOISTURE | PLASITC REUSABLE COVER;TO SUIT 100 MM CONDUIT;PACK OF 1,PACK WEIGHT 0.15 KG; | VINIDEX |  | 39630 | CURRENT
000019599 | CABLE BOX. | 12 KV;2000 AMP; AIR INSULATED; TOP ENTRY;BUSBAR CABLE BOX; TO SUIT HAWKER SIDDLEY ECLIPSE SWITCHGEAR; | HAWKSIDD | HAWKER SIDDELEY SWITCHGEAR LTD | ECLIPSE | PHASING
000019602 | TRANSFORMER,ISOLATION | 15 KV-2 KV;150 OHM;150 OHM; | DYNE-IND | DYNE INDUSTRIES PTY LTD | 8806 | CURRENT
000019605 | INSULATOR,STANDOFF | LINE POST;PORCELAIN,SOLID CORE;352 MM H; HORIZONTAL;20 MM MTG BOLT;C/W TRUNNION TYPE HOT DIPPED GALV MALLEABLE IRON CLAMP FOR 8.9 - 21.3 MM DIA COPPER COND; | FLOWLINE | FLOWLINE INDUSTRIES PTY LTD | R8EH95N-352 | PHASING
000019606 | STEP,PIT | PLASTIC ENCAPSULATED STEEL PIT STEP; SPECIALLY DESIGNED;CORROSION RESISTANT; AS1657;BOXES OF 10,PACK WEIGHT 15 KG; | NEXSTEP | NEX-STEP | MWT253 | CURRENT
000019607 | TRANSFORMER,VOLTAGE | VOLTAGE TX 1.65VA;433-415/63.5V; AS/NZSM6044.2 BURDEN 1.65VA ACCURACY; CLASS 1; PRIMARY 433-415VAC,5MA; SECONDARY 63.5VAC,26MA; | PJMARTIN | PETER J MARTIN SALES PTY LTD | PM VT22979 | CURRENT
000019607 | TRANSFORMER,VOLTAGE | VOLTAGE TX 1.65VA;433-415/63.5V; AS/NZSM6044.2 BURDEN 1.65VA ACCURACY; CLASS 1; PRIMARY 433-415VAC,5MA; SECONDARY 63.5VAC,26MA; | PJMARTIN | PETER J MARTIN SALES PTY LTD | 22979 | CURRENT
000019608 | COVER,TERMINAL | FOR ISKRA E895/G2;SINGLE PHASE METER; | ISKRA |  | 28421444 | CURRENT
000019609 | CRIMPING TOOL,HYDRAULIC | HYDRAULIC CRIMPING TOOL;12 TON HAND CRIMPER;31 MM RAM STROKE;610 MM LG X 150 MM W;TWO STAGE PUMP ACTION; 180 DEG SWIVEL HEAD;FIBREGLASS HANDLES; | REXEL | REXEL PTY LTD | SFCIZUEP-431 | PURCHASE AS REQUIRED
000019609 | CRIMPING TOOL,HYDRAULIC | HYDRAULIC CRIMPING TOOL;12 TON HAND CRIMPER;31 MM RAM STROKE;610 MM LG X 150 MM W;TWO STAGE PUMP ACTION; 180 DEG SWIVEL HEAD;FIBREGLASS HANDLES; | SPECFORC | SPECIALISED FORCE | EP-431 | PURCHASE AS REQUIRED
000019612 | MANHOLE TOP ASSEMBLY | Footpath Access, Lite Lift Single Cover, Class B, 750mm2 Clear Opening, Unfilled Black Ductile Iron, Rigid Frame, 80kN Load Capacity, 50mm Timber | AJAUST | A J AUSTRALIA PTY LTD | LA77BENERGEX | CURRENT
000019612 | MANHOLE TOP ASSEMBLY | Footpath Access, Lite Lift Single Cover, Class B, 750mm2 Clear Opening, Unfilled Black Ductile Iron, Rigid Frame, 80kN Load Capacity, 50mm Timber | ICONSEPT | ICON-SEPTECH | 301S77B | CURRENT
000019612 | MANHOLE TOP ASSEMBLY | Footpath Access, Lite Lift Single Cover, Class B, 750mm2 Clear Opening, Unfilled Black Ductile Iron, Rigid Frame, 80kN Load Capacity, 50mm Timber | AJAUST | A J AUSTRALIA PTY LTD | LA77B | CURRENT
000019613 | MANHOLE TOP ASSEMBLY | Footpath Access, Lite Lift 2 Part Cover, Class B, 750 x 1245mm Clear Opening, Unfilled Black Ductile Iron, Modified Frame, 80kN Load Capacity, 50mm Timber | AJAUST | A J AUSTRALIA PTY LTD | LB210E | CURRENT
000019613 | MANHOLE TOP ASSEMBLY | Footpath Access, Lite Lift 2 Part Cover, Class B, 750 x 1245mm Clear Opening, Unfilled Black Ductile Iron, Modified Frame, 80kN Load Capacity, 50mm Timber | ICONSEPT | ICON-SEPTECH | 302S7612B | CURRENT
000019614 | MANHOLE TOP ASSEMBLY | Roadway Access, Lite Lift Single Cover, Class D, 750mm2 Clear Opening, Unfilled Black Ductile Iron, Rigid Frame, 210kN Load Capacity, 50mm Timber | ICONSEPT | ICON-SEPTECH | 301S77D | CURRENT
000019614 | MANHOLE TOP ASSEMBLY | Roadway Access, Lite Lift Single Cover, Class D, 750mm2 Clear Opening, Unfilled Black Ductile Iron, Rigid Frame, 210kN Load Capacity, 50mm Timber | AJAUST | A J AUSTRALIA PTY LTD | LA77D | CURRENT
000019615 | MANHOLE TOP ASSEMBLY | Roadway Access, Lite Lift 2 Part Cover, Class D, 750 x 1270mm Clear Opening, Unfilled Black Ductile Iron, Modified Frame, 210kN Load Capacity, 50mm Timber | ICONSEPT | ICON-SEPTECH | 302S7612D | CURRENT
000019615 | MANHOLE TOP ASSEMBLY | Roadway Access, Lite Lift 2 Part Cover, Class D, 750 x 1270mm Clear Opening, Unfilled Black Ductile Iron, Modified Frame, 210kN Load Capacity, 50mm Timber | EJAUST | EJ AUSTRALIA PTY LTD | LD210 | CURRENT
000019616 | CABLE,CONTROL,ELECTRICAL | Control, 450/750V, 2C, 6mm2, PVC/PVC, Black Sheath, (7/1.04) Metre Marked, Numbered Active Cores, 250m Wood Drum, Drum Weight 98kg, AS5000.3 | BAMBACH | BAMBACH WIRES & CABLES PTY LTD | T-ENQ 232 | CURRENT
000019616 | CABLE,CONTROL,ELECTRICAL | Control, 450/750V, 2C, 6mm2, PVC/PVC, Black Sheath, (7/1.04) Metre Marked, Numbered Active Cores, 250m Wood Drum, Drum Weight 98kg, AS5000.3 | MIDLANDS | MIDLAND METALS | MMO-2 X 6 CU PVC PVC UG | CURRENT
000019616 | CABLE,CONTROL,ELECTRICAL | Control, 450/750V, 2C, 6mm2, PVC/PVC, Black Sheath, (7/1.04) Metre Marked, Numbered Active Cores, 250m Wood Drum, Drum Weight 98kg, AS5000.3 | OLEX | OLEX AUSTRALIA PTY LTD | DAHP11RP002CXWW | CURRENT
000019617 | CABLE,INSTRUMENTATION ELECTRICAL | 4 CORE;2 PR;TWISTED 7/0.5,1.5 MM;PLAIN COPPER;OVERALL SCREEN PE/PVC;AS/NZS 2373.2;250 M DRUM SIZE,DRUM WEIGHT 86 KG ; | MIDLANDS | MIDLAND METALS | MMO-4X1.5 CU PE CTS PVC | PURCHASE AS REQUIRED
000019617 | CABLE,INSTRUMENTATION ELECTRICAL | 4 CORE;2 PR;TWISTED 7/0.5,1.5 MM;PLAIN COPPER;OVERALL SCREEN PE/PVC;AS/NZS 2373.2;250 M DRUM SIZE,DRUM WEIGHT 86 KG ; | OLEX | OLEX AUSTRALIA PTY LTD | IBK184AA002CXAA | PURCHASE AS REQUIRED
000019618 | ROD,CONTINUOUS THREAD. | STEEL;HOT GALV DIPPED;M20;500 MM LG; CLASS 8.8;THREADED ROD;O/H TRANSMISSION HARDWARE;TO BE TIED IN BUNDLES OF 10, PACK WEIGHT 12.5 KG; | GREATWST |  | 19618 | CURRENT
000019619 | ROD,CONTINUOUS THREAD. | STEEL;HOT GALV DIPPED;M20;550 MM LG; CLASS 8.8;THREADED ROD;O/H TRANSMISSION HARDWARE;PACK OF 1,PACK WEIGHT 2 KG; PACK OF 1; | GREATWST |  | 19619 | CURRENT
000019620 | ROD,CONTINUOUS THREAD. | STEEL;HOT GALV DIPPED;M20;600 MM LG; CLASS 8.8;THREADED ROD;O/H TRANSMISSION HARDWARE;TO BE TIED IN BUNDLES OF 10, PACK WEIGHT 15 KG; | GREATWST |  | 19620 | CURRENT
000019621 | ROD,CONTINUOUS THREAD. | STEEL;HOT GALV DIPPED;M20;650 MM LG; CLASS 8.8;THREADED ROD;O/H TRANSMISSION HARDWARE;PACK OF 1; | GREATWST |  | 19621 | CURRENT
000019622 | ROD,CONTINUOUS THREAD. | STEEL;HOT GALV DIPPED;M20;700 MM LG; CLASS 8.8;THREADED ROD;O/H TRANSMISSION HARDWARE;PACK OF 1; | GREATWST |  | 19622 | CURRENT
000019623 | ROD,CONTINUOUS THREAD. | STEEL;HOT GALV DIPPED;M20;750 MM LG; CLASS 8.8;THREADED ROD;O/H TRANSMISSION HARDWARE;PACK OF 1; | GREATWST |  | 19623 | CURRENT
000019624 | ROD,CONTINUOUS THREAD. | STEEL;HOT GALV DIPPED;M20;800 MM LG; CLASS 8.8;THREADED ROD;O/H TRANSMISSION HARDWARE;PACK OF 1; | GREATWST |  | 19624 | PURCHASE AS REQUIRED
000019625 | ROD,CONTINUOUS THREAD. | STEEL;HOT GALV DIPPED;M20;850 MM LG; CLASS 8.8;THREADED ROD;O/H TRANSMISSION HARDWARE;PACK OF 1; | GREATWST |  | 19625 | CURRENT
000019626 | ROD,CONTINUOUS THREAD. | STEEL;HOT GALV DIPPED;M20;900 MM LG; CLASS 8.8;THREADED ROD;O/H TRANSMISSION HARDWARE;PACK OF 1; | GREATWST |  | 19626 | PURCHASE AS REQUIRED
000019627 | ROD,CONTINUOUS THREAD. | STEEL;HOT GALV DIPPED;M20;950 MM LG; CLASS 8.8;THREADED ROD;O/H TRANSMISSION HARDWARE;PACK OF 1; | GREATWST |  | 19627 | PURCHASE AS REQUIRED
000019628 | ROD,CONTINUOUS THREAD. | STEEL;HOT GALV DIPPED;M20;1000 MM LG; CLASS 8.8;THREADED ROD;O/H TRANSMISSION HARDWARE;BUNDLES OF 5,PACK WEIGHT 12.5 KG; | GREATWST |  | 19628 | CURRENT
000019629 | ROD,CONTINUOUS THREAD. | STEEL;HOT GALV DIPPED;M20;2000 MM LG; CLASS 8.8;THREADED ROD;O/H TRANSMISSION HARDWARE;PACK OF 1; | GREATWST |  | 19629 | CURRENT
000019630 | ROD,CONTINUOUS THREAD. | STEEL;HOT GALV DIPPED;M24;500 MM LG; CLASS 8.8;THREADED ROD;O/H TRANSMISSION HARDWARE;PACK OF 1; | GREATWST |  | 19630 | PURCHASE AS REQUIRED
000019631 | ROD,CONTINUOUS THREAD. | STEEL;HOT GALV DIPPED;M24;550 MM LG; CLASS 8.8;THREADED ROD;O/H TRANSMISSION HARDWARE;PACK OF 1,PACK WEIGHT 3 KG; | GREATWST |  | 19631 | CURRENT
000019632 | ROD,CONTINUOUS THREAD. | STEEL;HOT GALV DIPPED;M24;600 MM LG; CLASS 8.8;THREADED ROD;O/H TRANSMISSION HARDWARE;PACK OF 1,PACK WEIGHT 3 KG; | BARFAB |  | 19632 | PURCHASE AS REQUIRED
000019633 | ROD,CONTINUOUS THREAD. | STEEL;HOT GALV DIPPED;M24;650 MM LG; CLASS 8.8;THREADED ROD;O/H TRANSMISSION HARDWARE;PACK OF 1,PACK WEIGHT 3 KG; | GREATWST |  | 19633 | CURRENT
000019634 | ROD,CONTINUOUS THREAD. | STEEL;HOT GALV DIPPED;M24;700 MM LG; CLASS 8.8;THREADED ROD;O/H TRANSMISSION HARDWARE;PACK OF 1; | GREATWST |  | 19634 | CURRENT
000019635 | ROD,CONTINUOUS THREAD. | STEEL;HOT GALV DIPPED;M24;750 MM LG; CLASS 8.8;THREADED ROD;O/H TRANSMISSION HARDWARE;PACK OF 1; | GREATWST |  | 19635 | PURCHASE AS REQUIRED
000019636 | ROD,CONTINUOUS THREAD. | STEEL;HOT GALV DIPPED;M24;800 MM LG; CLASS 8.8;THREADED ROD;O/H TRANSMISSION HARDWARE;PACK OF 1; | GREATWST |  | 19636 | PURCHASE AS REQUIRED
000019637 | ROD,CONTINUOUS THREAD. | STEEL;HOT GALV DIPPED;M24;850 MM LG; CLASS 8.8;THREADED ROD;O/H TRANSMISSION HARDWARE;TO BE TIED IN BUNDLES OF 5, PACK WEIGHT 15.5 KG; | GREATWST |  | 19637 | PURCHASE AS REQUIRED
000019638 | ROD,CONTINUOUS THREAD. | STEEL;HOT GALV DIPPED;M24;900 MM LG; CLASS 8.8;THREADED ROD;O/H TRANSMISSION HARDWARE;PACK OF 1; | GREATWST |  | 19638 | PURCHASE AS REQUIRED
000019639 | ROD,CONTINUOUS THREAD. | STEEL;HOT GALV DIPPED;M24;950 MM LG; CLASS 8.8;THREADED ROD;O/H TRANSMISSION HARDWARE;PACK OF 1; | GREATWST |  | 19639 | CURRENT
000019640 | ROD,CONTINUOUS THREAD. | STEEL;HOT GALV DIPPED;M24;1000 MM LG; CLASS 8.8;THREADED ROD;O/H TRANSMISSION HARDWARE;PACK OF 1; | GREATWST |  | 19640 | CURRENT
000019641 | ROD,CONTINUOUS THREAD. | STEEL;HOT GALV DIPPED;M24;2000 MM LG; CLASS 8.8;THREADED ROD;O/H TRANSMISSION HARDWARE;PACK OF 1; | GREATWST |  | 19641 | PURCHASE AS REQUIRED
000019643 | GOGGLES,INDUSTRIAL | GOGGLES;FOR DUSTY OR HIGH RISK AREAS; CLEAR STYLE:PACK OF 12; | BLKWOODS | J BLACKWOOD & SON LTD | 04103603/228028CL | PHASING
000019643 | GOGGLES,INDUSTRIAL | GOGGLES;FOR DUSTY OR HIGH RISK AREAS; CLEAR STYLE:PACK OF 12; | MSA |  | 228028CL (CLEAR) | PHASING
000019646 | SEMICONDUCTOR DEVICE,DIODE | FAST RECOVERY;600 V PIV;8 AMP;MULTICOMP TYPE MUR860;FORWARD VOLTAGE VF MAX 1.7 V;REVERSE RECOVERY TIME TRR MAX 50 NS; U/W BATTERY SUPERVISION DEVICE; | ELEMENT | ELEMENT14 PTY LTD | MUR860G | CURRENT
000019647 | RESISTOR,FIXED | 470 OHM;25 W;U/W BATTERY SUPERVISION DEVICE; | RSCOMP | RADIOSPARES COMPONENT PTY LTD | HS25 470R J | CURRENT
000019647 | RESISTOR,FIXED | 470 OHM;25 W;U/W BATTERY SUPERVISION DEVICE; | RSCOMP | RADIOSPARES COMPONENT PTY LTD | 157-601 | CURRENT
000019648 | CLAMP,ELEC PWR CABLE,SUPPORT | EZYSTRUT;STEEL ZINC PLATED;76MM; BOTTOM SADDLE ONLY;U/W SC19650;SADDLING OF 240 SQ MM CU OR AL 11 KV XLPE;PACK OF 1; | EZYSTRUT | EZYSTRUT CABLE & PIPE SUPPORTS | EK2044-1 BOTTOM | CURRENT
000019649 | CLAMP,ELEC PWR CABLE,SUPPORT | EZYSTRUT;STEEL ZINC PLATED;57-63MM; BOTTOM SADDLE ONLY;U/W SC06095;SADDLING OF 300 SQ MM 11 KV PLYHDPE;PACK OF 1; | EZYSTRUT | EZYSTRUT CABLE & PIPE SUPPORTS | EK2040-1 BOTTOM | CURRENT
000019650 | CLAMP,ELEC PWR CABLE,SUPPORT | EZYSTRUT;STEEL ZINC PLATED;70 MM TO 76 MM;1 PIECE CABLE & CONDUIT CLAMP;U/W SC19648;SADDLING OF 240 SQ MM CU OR AL 11 KV XLPE;PACK OF 1; | EZYSTRUT | EZYSTRUT CABLE & PIPE SUPPORTS | EK2044-1 | CURRENT
000019651 | LOCK BODY. | GENERAL PURPOSE STREAMLOCK DEADBOLT; LOCKWOOD TYPE 213 (NO CYLINDER);SATIN CROME;ZINC ALLOY;92 MM W;64 MM H;43 MM PROJECTION;PACK OF 20,PACK WEIGHT 9.1 KG | JLARSEN | J LARSEN PTY LTD (LOCKSMITH) | LW213SCNOCYL | CURRENT
000019653 | INSULATION SLEEVING,ELEC,SPEC | 3M QTII INDOOR TERMINATION KIT;TO SUIT 11 KV,240 SQ MM CU TRIPLEX CABLE;C/W INSECT PROTECTION;REFER SC19652 FOR CABLE; | 3M | 3M AUSTRALIA PTY LTD | EGX-E104318 | PHASING
000019654 | SWITCH FUSE GEAR | 12 KV;3 PHASE;630 AMP;20 KA 50 HZ;FAULT MAKING,LOAD BREAKING;TRIPE POLE OPERATED ;I/D;SF6;METAL CLAD;NON-EXT;BOTTOM CABLE ENTRY;*ITEM SUPPLIED W/OUT HANDLES*;ABB | ABB | ABB FAN PTY LTD | SAFELINK CFCC | PHASING
000019658 | CHARGER,BATTERY | SINGLE PHASE;240 V AC INPUT;110 V DC, 50 AMP OUTPUT;U/W SC19659 BATTERY STORAGE;1200 MM X 900 MM;PACK WEIGHT 250 KG; | BRODRIBB | M BRODRIBB PTY LTD (MANUFACTURER) | D5703.N/A | MAINTENANCE STOCK
000019658 | CHARGER,BATTERY | SINGLE PHASE;240 V AC INPUT;110 V DC, 50 AMP OUTPUT;U/W SC19659 BATTERY STORAGE;1200 MM X 900 MM;PACK WEIGHT 250 KG; | EXIDE | EXIDE TECHNOLOGIES - SALISBURY | 110 V DC | MAINTENANCE STOCK
000019659 | BATTERY,STORAGE | VRLA Battery Bank, 110V, 300Ah, 54 X 2V Cells = (1 Bank), Weight 1175Kg if Stand Required ref SC25447, c/w Intercell Connectors & Fasteners | LEGEND | LEGEND POWER SYSTEMS | BAT-HZB2/300F-AGM | PURCHASE AS REQUIRED
000019659 | BATTERY,STORAGE | VRLA Battery Bank, 110V, 300Ah, 54 X 2V Cells = (1 Bank), Weight 1175Kg if Stand Required ref SC25447, c/w Intercell Connectors & Fasteners | EXIDE | EXIDE TECHNOLOGIES - SALISBURY | EXIDE MARATHON/L2V270 | PURCHASE AS REQUIRED
000019660 | SLEEVE,COMPRESSION | COMPRESSION SPLICE TO SUIT WOLF (30/7/.102 ACSR/GZ) MID SPAN FULL TENSION JOINT;BOX OF 1; | LEGEND | LEGEND POWER SYSTEMS | AFT80R | STRATEGIC SPARE
000019661 | TERMINAL,LUG | COMPRESSION PALM LUG TO SUIT WOLF (30/7/.102 ACSR/GZ) 30 DEG BENT ON EDGE LUG TO SUIT INLINE/EYE TAIL; 12 MM THICK WITH 2 x 14 MM HOLES 50 MM APART; | PLP AUST | PREFORMED LINE PRODUCTS (AUST) | CDET-181-4 | CURRENT
000019662 | CLAMP,STRAIN | COMPRESSION DEAD-END TO SUIT WOLF (30/7/.2.59 ACSR/GZ);HAS INLINE/EYE TAIL PALM; 12 MM THICK WITH 2-14 MM HOLES 50 MM APART;BOX OF 1; | PLP AUST | PREFORMED LINE PRODUCTS (AUST) | CDE-181-1 | CURRENT
000019665 | TESTER,TESTLAMP | LINESMAN TESTLAMP TESTER;FOR 15 W TESTLAMP;C/W RED/BLACK COLOUR CODED 4 MM BANANA PLUG SOCKETS & SAFETY LABEL; 15 W LAMP ONLY;TESTER FOR SC02647; | PENTA | PENTA AUST (TMAC THEW & MCCANN/HYLEC) | PA12785 | CURRENT
000019665 | TESTER,TESTLAMP | LINESMAN TESTLAMP TESTER;FOR 15 W TESTLAMP;C/W RED/BLACK COLOUR CODED 4 MM BANANA PLUG SOCKETS & SAFETY LABEL; 15 W LAMP ONLY;TESTER FOR SC02647; | THEWMCAN | TMAC THEW & MCCANN GROUP | TM12785 | CURRENT
000019665 | TESTER,TESTLAMP | LINESMAN TESTLAMP TESTER;FOR 15 W TESTLAMP;C/W RED/BLACK COLOUR CODED 4 MM BANANA PLUG SOCKETS & SAFETY LABEL; 15 W LAMP ONLY;TESTER FOR SC02647; | THEWMCAN | TMAC THEW & MCCANN GROUP | 19665 | CURRENT
000019668 | RELAY SET,BUSBAR DIFFERENTIAL PROTECTION | SEL 487B;5 AMP;48/125 V DC AUX;110 V DC LOGIC INPUTS;HORIZONTAL RACK MTG; | SEL | SCHWEITZER ENGINEERING LABORATORIES INC. | 0487B045X2XDDDXXH | PHASING
000019669 | INSULATION SLEEVING,ELECTRICAL | RAYSULATE ETHYLENE-PROPYLENE POLMER; HEATSHRINKABLE;36 KV;65 MM MAX ID,25 MM MIN ID RECOVERED;3.6 MM THK RECOVERED; DULL RED COLOUR;15 M ROLL; | LEGEND | LEGEND POWER SYSTEMS | BBTH65/25 | CURRENT
000019669 | INSULATION SLEEVING,ELECTRICAL | RAYSULATE ETHYLENE-PROPYLENE POLMER; HEATSHRINKABLE;36 KV;65 MM MAX ID,25 MM MIN ID RECOVERED;3.6 MM THK RECOVERED; DULL RED COLOUR;15 M ROLL; | TECONN | TE CONNECTIVITY LTD | BBIT-65/25-A/U-4(S15) | CURRENT
000019670 | INSULATION SLEEVING,ELECTRICAL | Heat Shrink, EP Polymer, Dull Red, 660mm W, 2.4mm Thk, 36kV, 10m Roll | TECONN | TE CONNECTIVITY LTD | HVIS-10-(B1)-(NS) | CURRENT
000019673 | LAMP,FLUORESCENT. | 42 W, Compact, CX24-q-4 Base, EQTS 05-03-01 (scm) | GERARD | GERARD PROFESSIONAL SOLUTIONS PL | 99033384 | CURRENT
000019673 | LAMP,FLUORESCENT. | 42 W, Compact, CX24-q-4 Base, EQTS 05-03-01 (scm) | LSSOLUTI | LIGHT SOURCE SOLUTIONS PL | S93106000 | CURRENT
000019674 | CABLE GLAND | GUNMETAL;WIPING GLAND;25 MM TO 83 MM RANGE;C/W S/S M12 EARTH STUD NUT & WASHER; | PENTA | PENTA AUST (TMAC THEW & MCCANN/HYLEC) | PA23579 | CURRENT
000019674 | CABLE GLAND | GUNMETAL;WIPING GLAND;25 MM TO 83 MM RANGE;C/W S/S M12 EARTH STUD NUT & WASHER; | HYLEC | HYLEC PTY LTD | LWG80E | CURRENT
000019674 | CABLE GLAND | GUNMETAL;WIPING GLAND;25 MM TO 83 MM RANGE;C/W S/S M12 EARTH STUD NUT & WASHER; | HYLEC | HYLEC PTY LTD | LGW80E | CURRENT
000019675 | ADAPTOR | 16 MM TO 10 MM;TRANSMISSION ASSEMBLY FOR 400 SERIES (DIN 630 AMP) BUSHINGS; C/W BOLT; | AUSTMOLD | AUSTRALMOLD PTY LTD | 400LTS | CURRENT
000019676 | TRANSFORMER,POWER | 132 KV/110 KV/11 KV;60 MVA;3 PHASE; GROUND MTG;HV BSH LV BSH;LV AIR ALT; MINERAL OIL INSULATED;ODAF;YND 11;C/W VACUUM OLTC 21 TAP POSN;FREE STANDING | WILSON | WILSON TRANSFORMER CO. PTY LTD | 132/110/11 KV | STRATEGIC SPARE
000019678 | TERMINATION,ELECTRICAL POWER CABLE | 170 KV;SF6 IMMERSED SEALING END;1 PHASE; FOR OLEX 1600 SQ MM CU XLPE/CCU/PVC/ HDPE CABLE;MILLIKEN STRANDING;TO IEC TS 60859;PACK OF 1;SUITS SC18985;PACK | PRYSMIAN | PRYSMIAN POWER CABLES & SYSTEMS AUST | EVG 1170/048 | STRATEGIC SPARE
000019678 | TERMINATION,ELECTRICAL POWER CABLE | 170 KV;SF6 IMMERSED SEALING END;1 PHASE; FOR OLEX 1600 SQ MM CU XLPE/CCU/PVC/ HDPE CABLE;MILLIKEN STRANDING;TO IEC TS 60859;PACK OF 1;SUITS SC18985;PACK | OLEX | OLEX AUSTRALIA PTY LTD | EGS 1170/072 | STRATEGIC SPARE
000019679 | JOINT,ELECTRICAL POWER CABLE | 170 KV;SECTIONALISED PREMOULDED;1 PHASE; FOR OLEX 1600 SQ MM CU XLPE/CCU/PVC /HDPE CABLE;MILLIKEN STRANDING;TO IEC 60840;PACK OF 1,SUITS SC18985;PACK SIZE | PRYSMIAN | PRYSMIAN POWER CABLES & SYSTEMS AUST | GMS 1170 CA | STRATEGIC SPARE
000019680 | TERMINATION,ELECTRICAL POWER CABLE | 110 KV;OUTDOOR SEALING END;1 PHASE;FOR 1600 SQ MM CU XLPE/CCU/PVC/HDPE CABLE; MILLIKEN STRANDING;POLYMERIC INSULATOR; BIL 650 KV;OLEX CABLE SC18985;PACK OF 1, | PRYSMIAN | PRYSMIAN POWER CABLES & SYSTEMS AUST | TES 1170/201 | STRATEGIC SPARE
000019683 | TRANSFORMER,VOLTAGE | 11000/27.8 V;SINGLE PHASE;50 VA;CLASS 3M ;12/28/125 KV;SUITABLE FOR USE WITH NU-LEC N-SERIES PMR; | MERLGERN |  | OVC2/S1 | PHASING
000019684 | FUSE,CARTRIDGE | FERRULE;25 MM LG,5 MM DIA CAP;10 AMP; 240 V AC;W/INDICATOR;TYPE 241;SPEC DIN 41576/CEE;PACK OF 1;SUIT FUSE HOLDER TERMINAL BLOCK SC04629; | FUSECO | FUSECO PTY LTD | 171526-10A | PURCHASE AS REQUIRED
000019684 | FUSE,CARTRIDGE | FERRULE;25 MM LG,5 MM DIA CAP;10 AMP; 240 V AC;W/INDICATOR;TYPE 241;SPEC DIN 41576/CEE;PACK OF 1;SUIT FUSE HOLDER TERMINAL BLOCK SC04629; | REXEL | REXEL PTY LTD | SIB171526-10A | PURCHASE AS REQUIRED
000019685 | FUSE,CARTRIDGE | FERRULE;25 MM LG,5 MM DIA CAP;6.3 AMP; 240 V AC;W/INDICATOR;TYPE 241;SPEC DIN 41576/CEE;PACK OF 1;SUIT FUSE HOLDER TERMINAL BLOCK SC04629;PACK OF 10; | HAYMANS | HAYMANS ELECTRICAL | KLI172526-6.3A | PURCHASE AS REQUIRED
000019685 | FUSE,CARTRIDGE | FERRULE;25 MM LG,5 MM DIA CAP;6.3 AMP; 240 V AC;W/INDICATOR;TYPE 241;SPEC DIN 41576/CEE;PACK OF 1;SUIT FUSE HOLDER TERMINAL BLOCK SC04629;PACK OF 10; | HAYMANS | HAYMANS ELECTRICAL | KLI6805.0 | PURCHASE AS REQUIRED
000019685 | FUSE,CARTRIDGE | FERRULE;25 MM LG,5 MM DIA CAP;6.3 AMP; 240 V AC;W/INDICATOR;TYPE 241;SPEC DIN 41576/CEE;PACK OF 1;SUIT FUSE HOLDER TERMINAL BLOCK SC04629;PACK OF 10; | WEIDMULL | WEIDMULLER (AUST) PTY LTD | WEI0680500000 | PURCHASE AS REQUIRED
000019685 | FUSE,CARTRIDGE | FERRULE;25 MM LG,5 MM DIA CAP;6.3 AMP; 240 V AC;W/INDICATOR;TYPE 241;SPEC DIN 41576/CEE;PACK OF 1;SUIT FUSE HOLDER TERMINAL BLOCK SC04629;PACK OF 10; | WEIDMULL | WEIDMULLER (AUST) PTY LTD | 0680500000 | PURCHASE AS REQUIRED
000019687 | MARKER,TRAFFIC | ABS PLASTIC;ORANGE;CONE SHAPED;900 MM H; C/W 250 MM REFLECTIVE COLLAR | RMS | RELAY MONITORING SYSTEMS PL | 19687 | CURRENT
000019687 | MARKER,TRAFFIC | ABS PLASTIC;ORANGE;CONE SHAPED;900 MM H; C/W 250 MM REFLECTIVE COLLAR | ARTCRAFT | ARTCRAFT PTY LTD | PH-020-99 | CURRENT
000019688 | RAIL,BARRICADE | RETRACTABLE;ABS PLASTIC;1 M LG BAR EXTENDS TO 2 M LG;BLACK & YELLOW REFLECTIVE STRIPES;POLYETHYLENE RINGS ON EACH END TO FIT OVER TOP OF TRAFFIC | CNWPL | CNW PL - SLACKS CREEK | PAR17H001 | CURRENT
000019688 | RAIL,BARRICADE | RETRACTABLE;ABS PLASTIC;1 M LG BAR EXTENDS TO 2 M LG;BLACK & YELLOW REFLECTIVE STRIPES;POLYETHYLENE RINGS ON EACH END TO FIT OVER TOP OF TRAFFIC | ARTCRAFT | ARTCRAFT PTY LTD | OB-150 | CURRENT
000019689 | JOINT BOX,ELECTRIC CABLE | BX:ELEC;E LINK,XLPE INSUL CONC BD LEAD JOINT BOX,ELECTRIC CABLE Earth Link Box, 110kV Cable System, Sheath Earth Cross Bonding c/w 240mm2 Cu XLPE Insulated Con | INSULECT | INSULECT AUSTRALIA PL | 21192 | CURRENT
000019690 | JOINT BOX,ELECTRIC CABLE | BX:ELEC;E LINK,XLPE INSUL CONC BD LEAD JOINT BOX,ELECTRIC CABLE Earth Link Box, 110kV Cable System, Sheath Earth Direct Bonding c/w 240mm2 CU XLPE Insulated Co | INSULECT | INSULECT AUSTRALIA PL | 21214 | CURRENT
000019693 | CONTAINER,PADMOUNT | ENCLOSURE MODIFICATION KIT;FOR C20/89 PADMOUNTED TRANSFORMERS;SUITS CCFC SAFELINK RMU'S;C/W CONCRETE MTG PLINTH, BRACKETS & EARTH STRAPS; | ABB | ABB FAN PTY LTD | ENCLOSURE MOD KIT C20/89 | MAINTENANCE STOCK
000019694 | CONTAINER,PADMOUNT | ENCLOSURE MODIFICATION KIT;FOR C26/87 PADMOUNTED TRANSFORMERS;SUITS CCFC SAFELINK RMU'S;C/W CONCRETE MTG PLINTH, BRACKETS & EARTH STRAPS; | ABB | ABB FAN PTY LTD | ENCLOSURE MOD KIT C26/87 | MAINTENANCE STOCK
000019695 | CONTAINER,PADMOUNT | ENCLOSURE MODIFICATION KIT;FOR C93/85 PADMOUNTED TRANSFORMERS;SUITS CCFC SAFELINK RMU'S;C/W CONCRETE MTG PLINTH, BRACKETS & EARTH STRAPS; | ABB | ABB FAN PTY LTD | ENCLOSURE MOD KIT C93/85 | MAINTENANCE STOCK
000019698 | BRACKET,ANGLE | GALV;138 MM X 20 MM;40 MM W;6 MM THK; HOLE DIA 14 MM;PACK OF 10,PACK WEIGHT 3.00 KG; | EZYSTRUT | EZYSTRUT CABLE & PIPE SUPPORTS | E4047H | PURCHASE AS REQUIRED
000019699 | BRACKET,ANGLE | GALV; 90 MM X 50 MM X 40 MM;6 MM THK; HOLE DIA 14 MM;PACK OF 10,PACK WEIGHT 2.40 KG; | EZYSTRUT | EZYSTRUT CABLE & PIPE SUPPORTS | E1458H | CURRENT
000019700 | BRACKET,ANGLE | GALV;105 MM X 41 MM;40 MM W;6 MM THK; HOLE DIA 14 MM;PACK OF 10,PACK WEIGHT 2.40 KG; | EZYSTRUT | EZYSTRUT CABLE & PIPE SUPPORTS | E1326H | CURRENT
000019701 | BRACKET,ANGLE | GALV;135 MM X 51 MM;40 MM W;6 MM THK; HOLE DIA 14 MM;PACK OF 10,PACK WEIGHT 3.20 KG; | EZYSTRUT | EZYSTRUT CABLE & PIPE SUPPORTS | E1033H | CURRENT
000019702 | BRACKET,ANGLE | GALV;150 MM X 150 MM;40 MM W;6 MM THK; HOLE DIA 14 MM;FOR USE WITH DOUBLE STRUT;PACK OF 4, PACK WEIGHT 6.0 KG; | EZYSTRUT | EZYSTRUT CABLE & PIPE SUPPORTS | E2073H | CURRENT
000019703 | TRANSFORMER,POWER | 33 KV/11 KV;8 MVA;3 PHASE;GROUND MTG; HV 180 LV;MINERAL OIL INSULATED;ONAF; DYN 11;ATTACHED RADIATORS;PLUG-IN HV & LV CONNECTIONS;AS2374; | WILSON | WILSON TRANSFORMER CO. PTY LTD | 33 KV/11 KV 8 MVA | STRATEGIC SPARE
000019706 | PROCESSOR,INTEGRATED CIRCUIT | MEMORY;FOR PC-SACS S1.0;512MB PC133 SDRAM 168 PIN;SUPPLIED IN INDIVIDUAL ANTI-STATIC BAGS;ITEM NOT TO BE EXPOSED TO ATMOSPHERE;RESTRICTED ISSUE; | ICP AUST | ICP ELECTRONICS AUSTRALIA P/L | 512MB PC133SDRAM 168 PIN | PURCHASE AS REQUIRED
000019708 | PRINTED CIRCUIT BOARD | FULLY ASSEMBLED;CONSISTING OF 2 X FO PATCH PANELS (PCB 2109A) & 1 X INTERFACE CABLE,(8911 CABLE IF1);RESTRICTED ISSUE; STOCK CODE TO BE VISIBLE ON PACKAGE; | DIGILIN |  | PCB 2109A,8911 CABLE IF1 | CURRENT
000019709 | PRINTED CIRCUIT BOARD | FULLY ASSEMBLED; PERSONALITY CARD RJ-45; PATCH PANEL; INCLUDES INTERFACE CABLE SUPPLIED IN ANTI-STATI BAGS;MUST NOT BE EXPOSED TO ATMOSPHERE;RESTRICTED ISSUE; | DIGILIN |  | PCB6005 EMC-PCB5018 6005IF1 | CURRENT
000019712 | FAN & ACCESSORIES | HEATSINK & FAN;FOR PC-SACS;C/W COPPER HEATSINK;BALL BEARING FAN;RESTRICTED ISSUE;****PURCHASE ORDER NO. TO BE PLACED ON EACH BOX*** | ICP AUST | ICP ELECTRONICS AUSTRALIA P/L | CF-370A-RS | PURCHASE AS REQUIRED
000019714 | KIT,CPU | PICMG 1.0 FULL SIZE SBC;FOR PC-SACS NUPRO-730DV;DUAL ETHERNET PORT;FITTED WITH MOBILE INTEL CELERON M 550 CPU, 2GHZ,1U CPU COOLER & 1GB DDR2-667 SO- | TI2 | TI2 PTY LTD | NUPRO-730DV | CURRENT
000019721 | DIE,CRIMPING TOOL | STEEL;HEX;17.3 M AF;TO SUIT 35 - 70 SQ MM COPPER COMPRESSION LUGS;U/W UTILUX COMPRESSION TOOL NO.38A OR EQUIV; PACK OF 1,PACK WEIGHT 0.26 KG; | SPECFORC | SPECIALISED FORCE | 12T-17.3AFALABC | CURRENT
000019721 | DIE,CRIMPING TOOL | STEEL;HEX;17.3 M AF;TO SUIT 35 - 70 SQ MM COPPER COMPRESSION LUGS;U/W UTILUX COMPRESSION TOOL NO.38A OR EQUIV; PACK OF 1,PACK WEIGHT 0.26 KG; | TEN | THE ENERGY NETWORK | K12-17.3-ABC | CURRENT
000019721 | DIE,CRIMPING TOOL | STEEL;HEX;17.3 M AF;TO SUIT 35 - 70 SQ MM COPPER COMPRESSION LUGS;U/W UTILUX COMPRESSION TOOL NO.38A OR EQUIV; PACK OF 1,PACK WEIGHT 0.26 KG; | CABLACES | CABLACES | HT-95/120AL | CURRENT
000019722 | SWITCHBOARD,POWER | SWITCHYARD;AC DISTRIBUTION BOARD;C/W 160 AMP MAIN SWITCH;24 POLE CHASSIS;C/W CB'S,30 AMP OUTLET,10 AMP OUTLET,LT SWITCH & AC SUPPLY FAIL RELAY;800 MM H X | NHP | NHP ELECTRICAL ENGINEERING | QUOTATION BRU104310 | PHASING
000019723 | SWITCHBOARD,POWER | BUILDING;AC DISTRIBUTION BOARD;C/W 250 AMP MAIN SWITCH,36 POLE CHASSIS;C/W CB'S,2 ADDITIONAL 125 AMP CB'S;AC SUPPLY FAIL RELAY & MAIN SAMPLING TFMR;1000 MM | NHP | NHP ELECTRICAL ENGINEERING | QUOTATION BRH104311 | PHASING
000019723 | SWITCHBOARD,POWER | BUILDING;AC DISTRIBUTION BOARD;C/W 250 AMP MAIN SWITCH,36 POLE CHASSIS;C/W CB'S,2 ADDITIONAL 125 AMP CB'S;AC SUPPLY FAIL RELAY & MAIN SAMPLING TFMR;1000 MM | DRAWING | DRAWING NO | CCMAST-SC191-01-02 | PHASING
000019723 | SWITCHBOARD,POWER | BUILDING;AC DISTRIBUTION BOARD;C/W 250 AMP MAIN SWITCH,36 POLE CHASSIS;C/W CB'S,2 ADDITIONAL 125 AMP CB'S;AC SUPPLY FAIL RELAY & MAIN SAMPLING TFMR;1000 MM | NHP | NHP ELECTRICAL ENGINEERING | BUILDING | PHASING
000019724 | TERMINATION,ELECTRICAL POWER CABLE | 63.5/110 KV;OIL IMMERSED;SINGLE PHASE; 0.25 SQ IN;COPPER CONDUCTOR;FLUID FILLED ;PAPER INSULATED CABLE;POWERLINK ASSET, HELD AT SWANBANK STATION TRANS; | BICC |  | 0.25 SQ IN | CURRENT
000019725 | INSULATOR,STANDOFF | POST PORCELAIN;VERTICAL;280 MM H;TOP/ BOTTOM FIXING ARRANGEMENT;11 KV NOM V;8 KN;CANTILEVER; AS1137 PART 3; PACK OF 2, PACK WEIGHT19 KG,PALLET OF | PENTA | PENTA AUST (TMAC THEW & MCCANN/HYLEC) | PA00719 | CURRENT
000019725 | INSULATOR,STANDOFF | POST PORCELAIN;VERTICAL;280 MM H;TOP/ BOTTOM FIXING ARRANGEMENT;11 KV NOM V;8 KN;CANTILEVER; AS1137 PART 3; PACK OF 2, PACK WEIGHT19 KG,PALLET OF | THEWMCAN | TMAC THEW & MCCANN GROUP | TM00719 | CURRENT
000019725 | INSULATOR,STANDOFF | POST PORCELAIN;VERTICAL;280 MM H;TOP/ BOTTOM FIXING ARRANGEMENT;11 KV NOM V;8 KN;CANTILEVER; AS1137 PART 3; PACK OF 2, PACK WEIGHT19 KG,PALLET OF | GRAPHSOL | GRAPH SOLUTIONS PTY LTD | 34601 | CURRENT
000019728 | TERMINATION,ELECTRICAL POWER CABLE | 110 KV;SF6 IMMERSED;SINGLE PHASE;FOR 400 SQ MM;COPPER CONDUCTOR;XLPE INSULATED CABLE;DRY TYPE;TO IEC 60859; FOR MLS TRANSFORMER;PACK OF 1,PACK | PRYSMIAN | PRYSMIAN POWER CABLES & SYSTEMS AUST | EGS 1170/072 | STRATEGIC SPARE
000019729 | EARTH LINK BOX | DIRECT;110 KV CABLE SYSTEM;SHEATH EARTH DIRECT BONDING WITH 240 SQ MM CU XLPE INSULATED SINGLE CORE BONDING LEAD CONNECTIONS;STRUCTURE MTG;GALV BOX; | MIDLANDS | MIDLAND METALS | T34568 | STRATEGIC SPARE
000019729 | EARTH LINK BOX | DIRECT;110 KV CABLE SYSTEM;SHEATH EARTH DIRECT BONDING WITH 240 SQ MM CU XLPE INSULATED SINGLE CORE BONDING LEAD CONNECTIONS;STRUCTURE MTG;GALV BOX; | OLEX | OLEX AUSTRALIA PTY LTD | LB3.W.NS.01 | STRATEGIC SPARE
000019730 | CONCRETE,PRECAST FOUNDATION | 975MM LG;4 BOLT 350 PCD;SUPPORTS MINOR ROAD DECORATIVE POLES WITH NOSTALGIA TYPE1 & 2 LUMINAIRES;40 MM DIA SOCKET ENTRY;M20 THREADED UPVC CONDUIT | HUMES | HUMES | CONCRETE,PRECAST FOUNDATION | CURRENT
000019732 | TRANSFORMER,CURRENT | METERING,TOROIDAL;INDOOR;2 KV;1000/ 5 AMP;15 VA;CLASS 0.5 EXT 200%; | HAWKSIDD | HAWKER SIDDELEY SWITCHGEAR LTD | 1000/5 AMP | PURCHASE AS REQUIRED
000019733 | TRANSFORMER,CURRENT | Protection, Toroidal, Indoor, 2kV, 2000/1600/1200/5, Class 5P20, 15VA @1200/5, Thermal Current Limit 2000A all Ratios | HAWKSIDD | HAWKER SIDDELEY SWITCHGEAR LTD | PROTECTION;TOROIDAL | CURRENT
000019733 | TRANSFORMER,CURRENT | Protection, Toroidal, Indoor, 2kV, 2000/1600/1200/5, Class 5P20, 15VA @1200/5, Thermal Current Limit 2000A all Ratios | STEMAR |  | TOROIDAL | CURRENT
000019734 | TRANSFORMER,CURRENT | Protection, Toroidal, Indoor, 2kV, 2000/1600/1000/800/5, Class 0.1PX200 R0.4 @800/5, Thermal Current Limit 2000A all Ratios | HAWKSIDD | HAWKER SIDDELEY SWITCHGEAR LTD | PROTECTION;TOROIDAL | CURRENT
000019734 | TRANSFORMER,CURRENT | Protection, Toroidal, Indoor, 2kV, 2000/1600/1000/800/5, Class 0.1PX200 R0.4 @800/5, Thermal Current Limit 2000A all Ratios | STEMAR |  | TOROIDAL | CURRENT
000019735 | TRANSFORMER,CURRENT | Protection, Toroidal, Indoor, 2kV, 1200/600/400/5, Class 5P20, 15VA @400/5, Thermal Limit 200% all Ratios with 1300A Max | HAWKSIDD | HAWKER SIDDELEY SWITCHGEAR LTD | PROTECTION;TOROIDAL | CURRENT
000019735 | TRANSFORMER,CURRENT | Protection, Toroidal, Indoor, 2kV, 1200/600/400/5, Class 5P20, 15VA @400/5, Thermal Limit 200% all Ratios with 1300A Max | STEMAR |  | TOROIDAL | CURRENT
000019736 | TRANSFORMER,CURRENT | METERING;TOROIDAL;INDOOR;2 KV;1500/ 5 AMP;CLASS 0.5 EXT 150%;15 VA; | HAWKSIDD | HAWKER SIDDELEY SWITCHGEAR LTD | METERING TOROIDAL | PURCHASE AS REQUIRED
000019736 | TRANSFORMER,CURRENT | METERING;TOROIDAL;INDOOR;2 KV;1500/ 5 AMP;CLASS 0.5 EXT 150%;15 VA; | STEMAR |  | METERING | PURCHASE AS REQUIRED
000019737 | TRANSFORMER,VOLTAGE | METERING;PROTECTION;O/D;STN TYPE; 33 KV/110 V/110 V;STAR/STAR/BROKEN DELTA ;3 PHASE;50 HZ;OIL INSUL; | HAWKSIDD | HAWKER SIDDELEY SWITCHGEAR LTD | METERING | CURRENT
000019738 | TRANSFORMER,VOLTAGE | METERING PROTECTION;O/D;STN TYPE; 33/SRT 3 KV/110/SRT 3 V;3 PHASE;50 HZ; OIL INSUL;INTERNALLY EARTHED STAR POINT; | HAWKSIDD | HAWKER SIDDELEY SWITCHGEAR LTD | METERING | PURCHASE AS REQUIRED
000019740 | MODEM,FIBRE OPTIC | RS232 TO MULTIMODE FIBRE;12 V DC SUPPLY; ST CONNECTORS; | OPTICAL | OPTICAL SYSTEMS DESIGN | OSD136 | CURRENT
000019741 | BUSBAR | SWITCHGEAR PRIMARY BAR;11 KV 800 AMP; SET = 3 PRIMARY CT BARS;C/W STUDS & EARTH LEAD TO SUIT EE,ALSTOM & AREVA OLX 2/3 SUBSTATION SWITCHGEAR; | AREVA | AREVA T&D AUSTRALIA LIMITED | OLX2/3 SWGEAR PRIMARY CT BAR | STRATEGIC SPARE
000019742 | KIT,CPU | WINSYSTEMS CPU CARD;FOR PC-MINISACS STD BUS;800 MHZ AMD GEODE;512 MB RAM PC/104 BUS;INCLUDES I/O INTERFACE CABLE; VGA CABLE;USB CABLE;ENET CABLE;ANTI- | B&J ELEC | B & J ELECTRONICS PTY LTD | 19742 | CURRENT
000019744 | PRINTED CIRCUIT BOARD | WINSYSTEMS SERIAL CARD;FOR PC-MINSACS; PC/104 BUS;8 PORT SERIAL CARD;RS-232; PCM-COM8 (NO CABLE);SUPPLIED IN ANTI- STATIC BAGS; SENSITIVE ELECTRONIC | B&J ELEC | B & J ELECTRONICS PTY LTD | PCM-COM8 | CURRENT
000019746 | SHELF,ELECTRICAL EQUIPMENT | PC-MINSACS SERIAL PATCH PANEL;POWDER COATED WHITE;19 IN RACK MTG;1RU;RECESSED SERIAL PANEL; | ENERGEX | ENERGEX | PATCH PANEL RECESSED | PURCHASE AS REQUIRED
000019747 | TERMINATION,ELECTRICAL POWER CABLE | 11 KV;INDOOR KIT;3 PHASE;FOR 300 SQ MM CU PILC CABLE;CONNECT TO HAZEMEYER MD4 SWITCHGEAR; | EATON | EATON ELECTRIC SYSTEMS PTY LTD | 502.0014 MAGNEFIX CABLE KIT | CURRENT
000019749 | CABLE GLAND | METAL,NICKEL PLATED BRASS;WEATHERPROOF TO IP 68;M50 OD;FULLY INSULATED PLASTIC INSERT & NEOPRENE SEAL;FOR MIN CABLE OD 24 MM;MAX CABLE 35 MM;PACK OF 1;FOR | LEGEND | LEGEND POWER SYSTEMS | GU50 | CURRENT
000019749 | CABLE GLAND | METAL,NICKEL PLATED BRASS;WEATHERPROOF TO IP 68;M50 OD;FULLY INSULATED PLASTIC INSERT & NEOPRENE SEAL;FOR MIN CABLE OD 24 MM;MAX CABLE 35 MM;PACK OF 1;FOR | CNWPL | CNW PL - SLACKS CREEK | CABGU50 | CURRENT
000019749 | CABLE GLAND | METAL,NICKEL PLATED BRASS;WEATHERPROOF TO IP 68;M50 OD;FULLY INSULATED PLASTIC INSERT & NEOPRENE SEAL;FOR MIN CABLE OD 24 MM;MAX CABLE 35 MM;PACK OF 1;FOR | GENERAL | GENERAL TRADE SUPPLIES | MG50 | CURRENT
000019750 | NUT,PLAIN,HEXAGON | M50 NICKEL PLATED BRASS HEX NUT;FOR USE ON M50 METAL CABLE GLAND GU50;REFER SC19749 FOR CABLE GLAND;PACK OF 500, PACK WEIGHT 40 KG;TWO MAN LIFT; | STATEWD | STATEWIDE FSTNERS & ENG SPLS PL | CLNN50 | CURRENT
000019751 | CONDUIT,NONMETALLIC,RIGID | 200 MM NOM DIA;UPVC;WHITE;SOCKET MOULDED ONE END;6 M LG;PN6 PRESSURE PIPE;TO AS1477;PACK OF 10,PACK WEIGHT 360 KG; | TRI UGRD | TRI UNDERGROUND AUSTRALIA PTY LTD | CONPS200PN6 | VENDOR HELD
000019751 | CONDUIT,NONMETALLIC,RIGID | 200 MM NOM DIA;UPVC;WHITE;SOCKET MOULDED ONE END;6 M LG;PN6 PRESSURE PIPE;TO AS1477;PACK OF 10,PACK WEIGHT 360 KG; | VINIDEX |  | 14830 | VENDOR HELD
000019752 | CLAMP,SUSPENSION,ELEC CONDUCTOR | STRAIGHT-LINE;ARMOUR GRIP SUSPENSION UNIT (AGSU);TO SUIT 30/7.102 WOLF; BOX OF 1,PACK WEIGHT 2.8 KG; | MACLEAN | MACLEAN POWER PL - E15128 | HSC-1755 | CURRENT
000019752 | CLAMP,SUSPENSION,ELEC CONDUCTOR | STRAIGHT-LINE;ARMOUR GRIP SUSPENSION UNIT (AGSU);TO SUIT 30/7.102 WOLF; BOX OF 1,PACK WEIGHT 2.8 KG; | PLP AUST | PREFORMED LINE PRODUCTS (AUST) | AGS-5112 | CURRENT
000019753 | SWITCH FUSE GEAR | 24 KV;SF6 RMU;630 AMP SWITCH;100 AMP TEE OFF;ABB TYPE CTC-V; | ABB | ABB FAN PTY LTD | RM1S5-CTC-V | PURCHASE AS REQUIRED
000019754 | SWITCH FUSE GEAR | SDAF 143 SERIES II;ITEM INSTALLED AT GARDEN POINT QUT; | ABB | ABB FAN PTY LTD | RM1S10 | PURCHASE AS REQUIRED
000019755 | SWITCH FUSE GEAR | RMU WITH TR1S9 (BLOCK Z);RM6;ITEM INSTALLED AT GARDEN POINT QUT; | MERLGERN |  | TR1S9 | PURCHASE AS REQUIRED
000019758 | GUARD | 3M Electrostatic Animal Guard, Insulator Neck Dia Range 38-65mm, Rated to 35kV, PE/Steel Spokes, Spring Loop for Hot-Stick Application, Pack of 25 | 3M | 3M AUSTRALIA PTY LTD | GG1525 | CURRENT
000019759 | GUARD | 3M Electrostatic Animal Guard, Insulator Neck Dia Range 65-115mm, Rated to 35kV, PE/Steel Spokes, Spring Loop for Hot-Stick Application, Pack of 25 | 3M | 3M AUSTRALIA PTY LTD | GG2545 | CURRENT
000019760 | GUARD | 3M Electrostatic Animal Guard, Insulator Neck Dia Range 115-165mm, Rated to 35kV, PE/Steel Spokes, Spring Loop for Hot-Stick Application, Pack of 25 | 3M | 3M AUSTRALIA PTY LTD | GG4565 | CURRENT
000019762 | CLIP,ELECTRICAL | Insulated Alligator Clip, Elephant Type, 1000V, 1 x Black & 1 x Red Clip c/w Safety Shroud | PENTA | PENTA AUST (TMAC THEW & MCCANN/HYLEC) | PA21692 | CURRENT
000019762 | CLIP,ELECTRICAL | Insulated Alligator Clip, Elephant Type, 1000V, 1 x Black & 1 x Red Clip c/w Safety Shroud | PACTEST | PACIFIC TEST EQUIPMENT P/L | 5066-PROB-R/N | CURRENT
000019763 | RACEWAY,NONMETALLIC | CABLE DUCT,PVC SLOTTED;80 MM W;60 MM H; 2000 MM LG;PACK OF 1; | REXEL | REXEL PTY LTD | IBOT180.60 | CURRENT
000019763 | RACEWAY,NONMETALLIC | CABLE DUCT,PVC SLOTTED;80 MM W;60 MM H; 2000 MM LG;PACK OF 1; | IBOCO | IBOCO | BOCT1-80-60 | CURRENT
000019763 | RACEWAY,NONMETALLIC | CABLE DUCT,PVC SLOTTED;80 MM W;60 MM H; 2000 MM LG;PACK OF 1; | CNWPL | CNW PL - SLACKS CREEK | T18060 | CURRENT
000019764 | CABLE,POWER,ELECTRICAL | 1 KV;70 SQ MM;SINGLE CORE;XLPE INSUL; MDPE SHEATH;WHITE/BLACK INSULATION; DRUM SIZE 1000 M; | MIDLANDS | MIDLAND METALS | MMO-LV 1X70CXM | CURRENT
000019764 | CABLE,POWER,ELECTRICAL | 1 KV;70 SQ MM;SINGLE CORE;XLPE INSUL; MDPE SHEATH;WHITE/BLACK INSULATION; DRUM SIZE 1000 M; | NANELECT | NAN ELECTRICAL CABLE AUSTRALIA PL | XSD070CLVNBEX | CURRENT
000019764 | CABLE,POWER,ELECTRICAL | 1 KV;70 SQ MM;SINGLE CORE;XLPE INSUL; MDPE SHEATH;WHITE/BLACK INSULATION; DRUM SIZE 1000 M; | OLEX | OLEX AUSTRALIA PTY LTD | 5012781 | CURRENT
000019765 | SWITCH,EARTHING | BUSBAR EARTH SWITCH;12 KV;3 PHASE;25 KA; SUITABLE FOR HAWKER SIDDELEY ECLIPSE SWITCHBOARDS;C/W VOLTAGE DETECTORS; MANUAL OPERATION ONLY; | HAWKSIDD | HAWKER SIDDELEY SWITCHGEAR LTD | ECLIPSE | MAINTENANCE STOCK
000019766 | FILTER | AUDIO FREQUENCY 1050 HZ;SINKING FILTER; SUITABLE FOR OVERHEAD APPLICATION; | ENERGEX | ENERGEX | SINKING FILTER | CURRENT
000019767 | FILTER | AUDIO FREQUENCY 1050 HZ;SINKING FILTER; SUITABLE FOR UNDERGROUND APPLICATION; | ENERGEX | ENERGEX | SINKING FILTER | CURRENT
000019768 | BRACKET,MOUNTING | DIN RAIL MTG CLIP;FOR MTG OF POWER SUPPLIES & CONVERTERS; | HELIOS | HELIOS POWER SOLUTIONS PL | C-CL01-002 | CURRENT
000019768 | BRACKET,MOUNTING | DIN RAIL MTG CLIP;FOR MTG OF POWER SUPPLIES & CONVERTERS; | AMTEX | AMTEX ELECTRONICS | C-CL01-02 | CURRENT
000019769 | STRAND,WIRE | 40M COIL; STEEL;GALV;7/2.75 MM;1310 MPA BREAKING FORCE; COIL WEIGHT 14.0 KG; SUPPLIED 900 MM I/D DIA COIL;TAG MARKED 40 M;BANDIT STRAPPING NOT TO BE USED; | BAMBACH | BAMBACH WIRES & CABLES PTY LTD | SCGZ-7/2.75-40 | CURRENT
000019769 | STRAND,WIRE | 40M COIL; STEEL;GALV;7/2.75 MM;1310 MPA BREAKING FORCE; COIL WEIGHT 14.0 KG; SUPPLIED 900 MM I/D DIA COIL;TAG MARKED 40 M;BANDIT STRAPPING NOT TO BE USED; | PLP AUST | PREFORMED LINE PRODUCTS (AUST) | SCGZ-7/2.75-40 | CURRENT
000019769 | STRAND,WIRE | 40M COIL; STEEL;GALV;7/2.75 MM;1310 MPA BREAKING FORCE; COIL WEIGHT 14.0 KG; SUPPLIED 900 MM I/D DIA COIL;TAG MARKED 40 M;BANDIT STRAPPING NOT TO BE USED; | BULIVANT | BULLIVANTS LIFTING & SAFETY SPECIALISTS | WZ07275Q-40M | CURRENT
000019769 | STRAND,WIRE | 40M COIL; STEEL;GALV;7/2.75 MM;1310 MPA BREAKING FORCE; COIL WEIGHT 14.0 KG; SUPPLIED 900 MM I/D DIA COIL;TAG MARKED 40 M;BANDIT STRAPPING NOT TO BE USED; | JUBATUS | JUBATUS CONSULTING PL | 7/2.75 (40M COIL) | CURRENT
000019769 | STRAND,WIRE | 40M COIL; STEEL;GALV;7/2.75 MM;1310 MPA BREAKING FORCE; COIL WEIGHT 14.0 KG; SUPPLIED 900 MM I/D DIA COIL;TAG MARKED 40 M;BANDIT STRAPPING NOT TO BE USED; | MIDLANDS | MIDLAND METALS | MMO-SC/GZ 7/2.75 (40M) | CURRENT
000019770 | STRAND,WIRE | 50M COIL; STEEL;GALV;7/2.75 MM;1310 MPA BREAKING FORCE; COIL WEIGHT 17.0 KG; SUPPLIED 900 MM I/D DIA COIL; TAG MARKED 50 M;BANDIT STRAPPING NOT TO USED | BAMBACH | BAMBACH WIRES & CABLES PTY LTD | SCGZ-7/2.75-50 | CURRENT
000019770 | STRAND,WIRE | 50M COIL; STEEL;GALV;7/2.75 MM;1310 MPA BREAKING FORCE; COIL WEIGHT 17.0 KG; SUPPLIED 900 MM I/D DIA COIL; TAG MARKED 50 M;BANDIT STRAPPING NOT TO USED | PLP AUST | PREFORMED LINE PRODUCTS (AUST) | SCGZ-7/2.75-50 | CURRENT
000019770 | STRAND,WIRE | 50M COIL; STEEL;GALV;7/2.75 MM;1310 MPA BREAKING FORCE; COIL WEIGHT 17.0 KG; SUPPLIED 900 MM I/D DIA COIL; TAG MARKED 50 M;BANDIT STRAPPING NOT TO USED | BULIVANT | BULLIVANTS LIFTING & SAFETY SPECIALISTS | WZ07275Q-50M | CURRENT
000019770 | STRAND,WIRE | 50M COIL; STEEL;GALV;7/2.75 MM;1310 MPA BREAKING FORCE; COIL WEIGHT 17.0 KG; SUPPLIED 900 MM I/D DIA COIL; TAG MARKED 50 M;BANDIT STRAPPING NOT TO USED | JUBATUS | JUBATUS CONSULTING PL | 7/2.75 (50M COIL) | CURRENT
000019770 | STRAND,WIRE | 50M COIL; STEEL;GALV;7/2.75 MM;1310 MPA BREAKING FORCE; COIL WEIGHT 17.0 KG; SUPPLIED 900 MM I/D DIA COIL; TAG MARKED 50 M;BANDIT STRAPPING NOT TO USED | MIDLANDS | MIDLAND METALS | MMO-SC/GZ 7/2.75 (50M) | CURRENT
000019771 | STRAND,WIRE | 60M COIL; STEEL;GALV;7/2.75 MM;1310 MPA BREAKING FORCE; COIL WEIGHT 20 KG; SUPPLIED 900 MM I/D DIA COIL;TAG MARKED 60 M;BANDIT STRAPPING NOT TO USED | BAMBACH | BAMBACH WIRES & CABLES PTY LTD | SCGZ-7/2.75-60 | CURRENT
000019771 | STRAND,WIRE | 60M COIL; STEEL;GALV;7/2.75 MM;1310 MPA BREAKING FORCE; COIL WEIGHT 20 KG; SUPPLIED 900 MM I/D DIA COIL;TAG MARKED 60 M;BANDIT STRAPPING NOT TO USED | PLP AUST | PREFORMED LINE PRODUCTS (AUST) | SCGZ-7/2.75-60 | CURRENT
000019771 | STRAND,WIRE | 60M COIL; STEEL;GALV;7/2.75 MM;1310 MPA BREAKING FORCE; COIL WEIGHT 20 KG; SUPPLIED 900 MM I/D DIA COIL;TAG MARKED 60 M;BANDIT STRAPPING NOT TO USED | BULIVANT | BULLIVANTS LIFTING & SAFETY SPECIALISTS | WZ07275Q-60M | CURRENT
000019771 | STRAND,WIRE | 60M COIL; STEEL;GALV;7/2.75 MM;1310 MPA BREAKING FORCE; COIL WEIGHT 20 KG; SUPPLIED 900 MM I/D DIA COIL;TAG MARKED 60 M;BANDIT STRAPPING NOT TO USED | JUBATUS | JUBATUS CONSULTING PL | 7/2.75 (60M COIL) | CURRENT
000019771 | STRAND,WIRE | 60M COIL; STEEL;GALV;7/2.75 MM;1310 MPA BREAKING FORCE; COIL WEIGHT 20 KG; SUPPLIED 900 MM I/D DIA COIL;TAG MARKED 60 M;BANDIT STRAPPING NOT TO USED | MIDLANDS | MIDLAND METALS | MMO-SC/GZ 7/2.75 (60M) | CURRENT
000019773 | CABLE,POWER,ELECTRICAL | 1 KV;240 SQ MM;SINGLE CORE;XLPE INSUL; AT-MDPE SHEATH;WHITE\BLACK INSULATED; 110 KV CROSS BONDING CABLE; | MIDLANDS | MIDLAND METALS | MMO-LV 1X240CXM | VENDOR HELD
000019773 | CABLE,POWER,ELECTRICAL | 1 KV;240 SQ MM;SINGLE CORE;XLPE INSUL; AT-MDPE SHEATH;WHITE\BLACK INSULATED; 110 KV CROSS BONDING CABLE; | NANELECT | NAN ELECTRICAL CABLE AUSTRALIA PL | XSD240CLVNBEX | VENDOR HELD
000019773 | CABLE,POWER,ELECTRICAL | 1 KV;240 SQ MM;SINGLE CORE;XLPE INSUL; AT-MDPE SHEATH;WHITE\BLACK INSULATED; 110 KV CROSS BONDING CABLE; | OLEX | OLEX AUSTRALIA PTY LTD | BDBP26AA001CXNA | VENDOR HELD
000019774 | NUT,PLAIN,HEXAGON | GALV;STEEL NUT;M20;GDE 8.8;O/H TRANSMISSION HARDWARE;PACK OF 100; | STATEWD | STATEWIDE FSTNERS & ENG SPLS PL | NSG20 | CURRENT
000019775 | NUT,PLAIN,HEXAGON | GALV;STEEL NUT;M24;GDE 8.8;O/H TRANSMISSION;BAG OF 100; | STATEWD | STATEWIDE FSTNERS & ENG SPLS PL | NSGM24 | CURRENT
000019775 | NUT,PLAIN,HEXAGON | GALV;STEEL NUT;M24;GDE 8.8;O/H TRANSMISSION;BAG OF 100; | SEWELFRG | GREG SEWELL FORGINGS PTY LTD | 3325 | CURRENT
000019777 | TRANSFORMER,POWER | Groundmount, 33/11kV, 8mVA, 3Ph, HV Bush 180 LV Bush, Mineral Oil Insulated, ONAF Dyn11 c/w Vacuum OLTC 17 Tap, attached Radiators | WILSON | WILSON TRANSFORMER CO. PTY LTD | 33/11 KV 8 MVA | STRATEGIC SPARE
000019778 | RELAY,OVERCURRENT AND EARTH FAULT | SEL 351-6;5 AMP/1 AMP NEUTRAL;110 V DC AUX;110 V DC LOGIC INPUTS;HORIZONTAL RACK MTG; | SEL | SCHWEITZER ENGINEERING LABORATORIES INC. | 035160H4563XX1 | PHASING
000019779 | RELAY,OVERCURRENT AND EARTH FAULT | SEL 351-6;5 AMP/1 AMP NEUTRAL; 32 V DC AUX; 24 V DC LOGIC INPUTS; HORIZONTAL RACK MTG; | SEL | SCHWEITZER ENGINEERING LABORATORIES INC. | 035160H2561XX1 | PHASING
000019782 | CONCRETE,PRECAST FOUNDATION | 975MM LG;SUPPORTS MINOR ROAD POLE; 40 MM DIA UPVC CONDUIT SOCKET ENTRY;3 X M20 THREADED BAR BOLTS ON 187 MM PCD;C/W 2 NUTS & 2 WASHERS PER THD SECT OF LEG; | HUMES | HUMES | CONCRETE,PRECAST FOUNDATION | PURCHASE AS REQUIRED
000019783 | CONCRETE,PRECAST FOUNDATION | 2300 MM LG;SUPPORTS MAJOR ROAD POLE; 40 MM DIA UPVC CONDUIT SOCKET ENTRY;4 X M24 THREADED BAR BOLTS ON 350 MM PCD;C/W 2 NUTS & 2 WASHERS PER THD SECT OF LEG; | AQUARIUS | AQUARIUS PRECAST PL | 540Q230BAF | CURRENT
000019783 | CONCRETE,PRECAST FOUNDATION | 2300 MM LG;SUPPORTS MAJOR ROAD POLE; 40 MM DIA UPVC CONDUIT SOCKET ENTRY;4 X M24 THREADED BAR BOLTS ON 350 MM PCD;C/W 2 NUTS & 2 WASHERS PER THD SECT OF LEG; | TRI UGRD | TRI UNDERGROUND AUSTRALIA PTY LTD | TRICRB2.0 | CURRENT
000019783 | CONCRETE,PRECAST FOUNDATION | 2300 MM LG;SUPPORTS MAJOR ROAD POLE; 40 MM DIA UPVC CONDUIT SOCKET ENTRY;4 X M24 THREADED BAR BOLTS ON 350 MM PCD;C/W 2 NUTS & 2 WASHERS PER THD SECT OF LEG; | HUMES | HUMES | CONCRETE,PRECAST FOUNDATION | CURRENT
000019784 | CANTEEN,WATER | 1L Drink Bottle, Plastic, Pop-Top c/w Insulated Zip-off Cooler Jacket & Carry Strap | ATOMSUPP | ATOM SUPPLY | 430590 | CURRENT
000019784 | CANTEEN,WATER | 1L Drink Bottle, Plastic, Pop-Top c/w Insulated Zip-off Cooler Jacket & Carry Strap | ATOMSUPP | ATOM SUPPLY | 118647 | CURRENT
000019784 | CANTEEN,WATER | 1L Drink Bottle, Plastic, Pop-Top c/w Insulated Zip-off Cooler Jacket & Carry Strap | BLKWOOD | J BLACKWOOD & SON LTD | 02229996 | CURRENT
000019784 | CANTEEN,WATER | 1L Drink Bottle, Plastic, Pop-Top c/w Insulated Zip-off Cooler Jacket & Carry Strap | STATEWD | STATEWIDE FSTNERS & ENG SPLS PL | CIHC1 | CURRENT
000019784 | CANTEEN,WATER | 1L Drink Bottle, Plastic, Pop-Top c/w Insulated Zip-off Cooler Jacket & Carry Strap | WHITAKER | WHITTAKER L.E. & SONS SUMNER PK QLD | CI-HC1 | CURRENT
000019785 | CLOTH,CLEANING | HOT STICK WIPES;FOR CLEANING CONTAMINATED EXPOXIGLAS & FRP PRODUCTS; BOX OF 50; | ENERGYNW | THE ENERGY NETWORK | 10-188 | CURRENT
000019786 | BATTERY,STORAGE | 12V, 7Ah, Sealed Lead Acid, 151 x 65 x 98mm, for PTCC Control Boxes, suit Nu-Lec PMR | NQBATT | NORTH QLD BATTERIES | ES7.5-12T2 | CURRENT
000019786 | BATTERY,STORAGE | 12V, 7Ah, Sealed Lead Acid, 151 x 65 x 98mm, for PTCC Control Boxes, suit Nu-Lec PMR | MASTINS | MASTER INSTRUMENTS PL | 12SB7.2P-F2 | CURRENT
000019786 | BATTERY,STORAGE | 12V, 7Ah, Sealed Lead Acid, 151 x 65 x 98mm, for PTCC Control Boxes, suit Nu-Lec PMR | YUASA |  | NP7.2-12LFR | CURRENT
000019787 | COVER,TERMINAL | FOR AMPY-EMAIL A11-L;WITH KNOCKOUTS; | EMAIL |  | 846852/2 | PHASING
000019788 | CIRCUIT BREAKER | INDOOR/VENT RACKING;VACUUM;NOJA POWER RETROFIT FOR REYROLLE LMT;12 KV; 3 PHASE;630 AMP;20 KA;MAGNETIC ACTUATOR TYPE; | NOJAPWR | NOJA POWER | ISM 12-20/630-026 | PURCHASE AS REQUIRED
000019790 | STRAP,WEBBING | GREEN STRAP;32 MM X 3 M LG;FOR HOIST; REPLACEMENT STRAP FOR LIITLE MULE HOIST; | TEN | THE ENERGY NETWORK | PLM-371-10 | PURCHASE AS REQUIRED
000019790 | STRAP,WEBBING | GREEN STRAP;32 MM X 3 M LG;FOR HOIST; REPLACEMENT STRAP FOR LIITLE MULE HOIST; | ENERGYNW | THE ENERGY NETWORK | 371/10 | PURCHASE AS REQUIRED
000019791 | CIRCUIT BREAKER | RESIDUAL CURRENT;240 V DC;10 AMP;SINGLE POLE;10 KA BKG CAP;30 MA SENSITIVITY;DIN RAIL MTG;PACK OF 1; | CNWPL | CNW PL - SLACKS CREEK | DSRCBH1030A | CURRENT
000019791 | CIRCUIT BREAKER | RESIDUAL CURRENT;240 V DC;10 AMP;SINGLE POLE;10 KA BKG CAP;30 MA SENSITIVITY;DIN RAIL MTG;PACK OF 1; | REXEL | REXEL PTY LTD | TERDSRCBH1030A | CURRENT
000019791 | CIRCUIT BREAKER | RESIDUAL CURRENT;240 V DC;10 AMP;SINGLE POLE;10 KA BKG CAP;30 MA SENSITIVITY;DIN RAIL MTG;PACK OF 1; | NHP | NHP ELECTRICAL ENGINEERING | DSRCBH1030A | CURRENT
000019792 | CIRCUIT BREAKER | GENERAL PURPOSE;240 V AC;10 AMP;SINGLE POLE;6 KA BKG CAP;DIN RAIL MTG;PACK OF 1 ; | REXEL | REXEL PTY LTD | TERDTCB6110C | PURCHASE AS REQUIRED
000019792 | CIRCUIT BREAKER | GENERAL PURPOSE;240 V AC;10 AMP;SINGLE POLE;6 KA BKG CAP;DIN RAIL MTG;PACK OF 1 ; | NHP | NHP ELECTRICAL ENGINEERING | TERDTCB6110C | PURCHASE AS REQUIRED
000019792 | CIRCUIT BREAKER | GENERAL PURPOSE;240 V AC;10 AMP;SINGLE POLE;6 KA BKG CAP;DIN RAIL MTG;PACK OF 1 ; | NHP | NHP ELECTRICAL ENGINEERING | DTCB6110C | PURCHASE AS REQUIRED
000019793 | CIRCUIT BREAKER | RESIDUAL CURRENT;240 V AC;20 AMP;SINGLE POLE;10 KA BKG CAP;30 MA SENSITIVITY;DIN RAIL MTG;PACK OF 1; | REXEL | REXEL PTY LTD | TERDSRCBH2030A | CURRENT
000019793 | CIRCUIT BREAKER | RESIDUAL CURRENT;240 V AC;20 AMP;SINGLE POLE;10 KA BKG CAP;30 MA SENSITIVITY;DIN RAIL MTG;PACK OF 1; | NHP | NHP ELECTRICAL ENGINEERING | TERDSRCBH2020A | CURRENT
000019794 | CIRCUIT BREAKER | GENERAL PURPOSE;240 V AC;20 AMP;SINGLE POLE;6 KA BKG CAP;DIN RAIL MTG;PACK OF 1 ; | REXEL | REXEL PTY LTD | TERDTCB6120C | CURRENT
000019794 | CIRCUIT BREAKER | GENERAL PURPOSE;240 V AC;20 AMP;SINGLE POLE;6 KA BKG CAP;DIN RAIL MTG;PACK OF 1 ; | NHP | NHP ELECTRICAL ENGINEERING | TERDTCB6120C | CURRENT
000019794 | CIRCUIT BREAKER | GENERAL PURPOSE;240 V AC;20 AMP;SINGLE POLE;6 KA BKG CAP;DIN RAIL MTG;PACK OF 1 ; | CNWPL | CNW PL - SLACKS CREEK | DTCB6120C | CURRENT
000019795 | CIRCUIT BREAKER | GENERAL PURPOSE;110 V DC;20 AMP;DOUBLE POLE;DIN RAIL MTG;PACK OF 1; | REXEL | REXEL PTY LTD | TERDTCBDC220C | PURCHASE AS REQUIRED
000019795 | CIRCUIT BREAKER | GENERAL PURPOSE;110 V DC;20 AMP;DOUBLE POLE;DIN RAIL MTG;PACK OF 1; | NHP | NHP ELECTRICAL ENGINEERING | TERDTCBDC220C | PURCHASE AS REQUIRED
000019795 | CIRCUIT BREAKER | GENERAL PURPOSE;110 V DC;20 AMP;DOUBLE POLE;DIN RAIL MTG;PACK OF 1; | NHP | NHP ELECTRICAL ENGINEERING | DTCBDC220C | PURCHASE AS REQUIRED
000019796 | CIRCUIT BREAKER | GENERAL PURPOSE;415 V AC;32 AMP;TRIPLE POLE;6 KA BKG CAP;DIN RAIL MTG;PACK OF 1 ; | CNWPL | CNW PL - SLACKS CREEK | DTCB6332C | CURRENT
000019796 | CIRCUIT BREAKER | GENERAL PURPOSE;415 V AC;32 AMP;TRIPLE POLE;6 KA BKG CAP;DIN RAIL MTG;PACK OF 1 ; | REXEL | REXEL PTY LTD | TERDTCB6332C | CURRENT
000019796 | CIRCUIT BREAKER | GENERAL PURPOSE;415 V AC;32 AMP;TRIPLE POLE;6 KA BKG CAP;DIN RAIL MTG;PACK OF 1 ; | NHP | NHP ELECTRICAL ENGINEERING | TERDTCB6332C | CURRENT
000019797 | CIRCUIT BREAKER | GENERAL PURPOSE;110 V DC;32 AMP;DOUBLE POLE;DIN RAIL MTG;PACK OF 1; | HAYMANS | HAYMANS ELECTRICAL | TERDTCBDC232C | PURCHASE AS REQUIRED
000019797 | CIRCUIT BREAKER | GENERAL PURPOSE;110 V DC;32 AMP;DOUBLE POLE;DIN RAIL MTG;PACK OF 1; | REXEL | REXEL PTY LTD | TERDTCBDC232C | PURCHASE AS REQUIRED
000019797 | CIRCUIT BREAKER | GENERAL PURPOSE;110 V DC;32 AMP;DOUBLE POLE;DIN RAIL MTG;PACK OF 1; | NHP | NHP ELECTRICAL ENGINEERING | DTCBDC232C | PURCHASE AS REQUIRED
000019798 | CIRCUIT BREAKER | GENERAL PURPOSE;415 V AC;63 AMP;TRIPLE POLE;6 KA BKG CAP;DIN RAIL MTG;PACK OF 1 ; | REXEL | REXEL PTY LTD | TERDTCB6363C | CURRENT
000019798 | CIRCUIT BREAKER | GENERAL PURPOSE;415 V AC;63 AMP;TRIPLE POLE;6 KA BKG CAP;DIN RAIL MTG;PACK OF 1 ; | NHP | NHP ELECTRICAL ENGINEERING | TERDTCB6363C | CURRENT
000019798 | CIRCUIT BREAKER | GENERAL PURPOSE;415 V AC;63 AMP;TRIPLE POLE;6 KA BKG CAP;DIN RAIL MTG;PACK OF 1 ; | CNWPL | CNW PL - SLACKS CREEK | DTCB6363C | CURRENT
000019799 | CROSSARM,COMPOSITE | Fibre, 2580mm Lg Nom, 100 x 100mm, for LVP, LVA, LVU, LVT, LVS Construction Drilled, EQLS-10036-01, Pack of 50 (scm) | WAGNERS | WAGNERS PTY LTD TOOWOOMBA QLD | EC093-00002 | CURRENT
000019799 | CROSSARM,COMPOSITE | Fibre, 2580mm Lg Nom, 100 x 100mm, for LVP, LVA, LVU, LVT, LVS Construction Drilled, EQLS-10036-01, Pack of 50 (scm) | PLP AUST | PREFORMED LINE PRODUCTS (AUST) | XRM_19799_2580_EN | CURRENT
000019799 | CROSSARM,COMPOSITE | Fibre, 2580mm Lg Nom, 100 x 100mm, for LVP, LVA, LVU, LVT, LVS Construction Drilled, EQLS-10036-01, Pack of 50 (scm) | WAGNERS | WAGNERS PTY LTD TOOWOOMBA QLD | EC003-00002 | CURRENT
000019800 | CAPACITOR UNIT. | 8.93 KV;200 KVAR;SINGLE PHASE; 8 MICROFARAD;23 AMP CONT @ 50 HZ; 2 BUSHINGS PER UNIT;TO SUIT ENERMET 125 KVA COUPLING UNIT; | ENERMET | ENERMET | 8.93/8UF | CURRENT
000019802 | CONVERTER | 48 V DC INPUT TO 12 V DC;2.1 AMP; ISOLATED OUTPUT CONVERTER;25 W; U/W COMMUNICATIONS INSTALLATIONS; PACK SIZE 1; | AMTEX | AMTEX ELECTRONICS | APK25-4812 | CURRENT
000019803 | JOINT,ELECTRICAL POWER CABLE | 11 KV;HEATSHRINK JOINT;3 PHASE;240 SQ MM 3C CU-CU OR CU-AL XLPE CABLES WITH 3 SHEAR BOLT CONNECTORS; | RAYCHEM | RAYCHEM (AUSTRALIA) PTY LTD | MXSU-3341 | PHASING
000019806 | STRAP,WEBBING | RED STRAP;32 MM X 3 M LG;FOR HOIST; REPLACEMENT STRAP FOR LUG-ALL 2 A 1300; | ENERGYNW | THE ENERGY NETWORK | 949 | PHASING
000019809 | SWITCHBOARD,POWER | AC DISTRIBUTION BOARD;STEEL ENCLOSURE; C/W 160 AMP MAIN SWITCH;24 POLE CHASSIS C/W CB'S;800 H X 640 W X 245 D;REFER QUOTE BRQ104315; | NHP | NHP ELECTRICAL ENGINEERING | QUOTATION BRQ104315 | PHASING
000019809 | SWITCHBOARD,POWER | AC DISTRIBUTION BOARD;STEEL ENCLOSURE; C/W 160 AMP MAIN SWITCH;24 POLE CHASSIS C/W CB'S;800 H X 640 W X 245 D;REFER QUOTE BRQ104315; | NHP | NHP ELECTRICAL ENGINEERING | QUOTE BRP91513.1 | PHASING
000019809 | SWITCHBOARD,POWER | AC DISTRIBUTION BOARD;STEEL ENCLOSURE; C/W 160 AMP MAIN SWITCH;24 POLE CHASSIS C/W CB'S;800 H X 640 W X 245 D;REFER QUOTE BRQ104315; | NHP | NHP ELECTRICAL ENGINEERING | QUOTE BRB43333.3 | PHASING
000019809 | SWITCHBOARD,POWER | AC DISTRIBUTION BOARD;STEEL ENCLOSURE; C/W 160 AMP MAIN SWITCH;24 POLE CHASSIS C/W CB'S;800 H X 640 W X 245 D;REFER QUOTE BRQ104315; | NHP | NHP ELECTRICAL ENGINEERING | AC DISTRIBUTION BOARD | PHASING
000019810 | SWITCHBOARD,POWER | 110 V SUB BOARD;STEEL ENCLOSURE;C/W 100 AMP DP MAIN SWITCH;4 X 32 AMP DC,DP, CB & 4 X 20 AMP DC,DP,CB;245 H X 493 W X 68 D;REFER QUOTE BRD43334;WHEN STOCKS | NHP | NHP ELECTRICAL ENGINEERING | 110 V SUB BOARD | PHASING
000019812 | CIRCUIT BREAKER | AREVA WS;36 KV;2000 AMP;31.5 KA,BUSBAR CABLE BOX WITH 3 POSN DISCONNECTORS; 3 X SIZE 3 CABLE SOCKETS/PHASE;C/W CABLE PLUGS; | AREVA | AREVA T&D AUSTRALIA LIMITED | WS | STRATEGIC SPARE
000019813 | CROSSARM,COMPOSITE | Fibre, 2574mm Lg Nom, 100 x 100mm, for 11P & 11ED03 Construction, Drilled, EQLS-10034-01, Pack of 40 (MOQ 80) (scm) | RMSRVR | RMS (RIVERSLEIGH MANAGEMENT SERVICES) | TT5001000432 | CURRENT
000019813 | CROSSARM,COMPOSITE | Fibre, 2574mm Lg Nom, 100 x 100mm, for 11P & 11ED03 Construction, Drilled, EQLS-10034-01, Pack of 40 (MOQ 80) (scm) | WAGNERS | WAGNERS PTY LTD TOOWOOMBA QLD | EC003-00003 | CURRENT
000019815 | GRIP,DEADEND | OPGW, 10.80 to 11.29mm Dia Cable Range, Colour Code Green, Left Hand Lay, OF Outer Most Layer of OPGW c/w P/9/05, S-070-1, OFW-1086-1125, OFDERR | PLP AUST | PREFORMED LINE PRODUCTS (AUST) | OPGWTS-1080L-EN | CURRENT
000019816 | GRIP,DEADEND | OPTICAL FIBE GROUND WIRE (OPGW);FOR CONDUCTOR DIA RANGE 10.80 MM - 11.29 MM; RIGHT HAND LAY OF OUTER,MOST LAYER OF OPGW; | PLP AUST | PREFORMED LINE PRODUCTS (AUST) | OPGWTS-1080R | CURRENT
000019817 | CLAMP,SUSPENSION | Downlead Cushion, OPGW 9.5 to 11.8mm Dia Cable Range, for Wood Poles c/w Coach Screw & Sq Washer | TEN | THE ENERGY NETWORK | OPGW-DL-10-WS | CURRENT
000019817 | CLAMP,SUSPENSION | Downlead Cushion, OPGW 9.5 to 11.8mm Dia Cable Range, for Wood Poles c/w Coach Screw & Sq Washer | PLP AUST | PREFORMED LINE PRODUCTS (AUST) | OFDLC-8003041 | CURRENT
000019818 | CLAMP,SUSPENSION | Downlead Cushion, OPGW 9.5 to 11.8mm Dia Cable Range, for Concrete Poles | TEN | THE ENERGY NETWORK | OPGW-DL-18-CW | CURRENT
000019818 | CLAMP,SUSPENSION | Downlead Cushion, OPGW 9.5 to 11.8mm Dia Cable Range, for Concrete Poles | PLP AUST | PREFORMED LINE PRODUCTS (AUST) | OFDLC-8003041A | CURRENT
000019819 | CUSHION KIT,DOWNLEAD | FOR TOWER MOUNT;OPGW DIA 9.5 MM - 11.8 MM; | PLP AUST | PREFORMED LINE PRODUCTS (AUST) | OFDLM-01-A | MAINTENANCE STOCK
000019820 | CLAMP,SUSPENSION,ELEC CONDUCTOR | OPGW Suspension Single, 10.63 to 11.15mm Dia Cable Range, Colour Code Black, Left Hand Lay, for OPGW Installation c/w S-070-1, TET-070, OFCTT-64971, | PLP AUST | PREFORMED LINE PRODUCTS (AUST) | OPGWSS-1063LC-EN | CURRENT
000019822 | SWITCH FUSE GEAR | 12 KV;3 PHASE;630 AMP;I/D OIL-LESS;SF6; SCHNEIDER RMU;C/W 3 X 630 AMP SW;C/W 1 X 630 AMP CB TEE-OFF & N ASSOC EQUIP; SH TIME CURR;(VIP 300 RELAY); | SCHNEDER | SCHNEIDER PTY LTD | RM6/2 NEIIIBI | PHASING
000019823 | SHACKLE | OPTICAL GROUND WIRE (OPGW) SHACKLE; 70 KN;C/W M16 CLEVIS BOLT & NUT;U/W OPGW SUSPENSION SET & 70 KN SHACKLE; | PLP AUST | PREFORMED LINE PRODUCTS (AUST) | S-70-1 | CURRENT
000019824 | DAMPER,VIBRATION,TRANSMISSION LINE | SPIRAL;OPGW DIA 8.30 MM - 11.74 MM; 1300 MM LG;BLACK;FOR OPGW FIBRE INSTALLATION; | ACCULEC | ACCULEC PTY LTD - E18524 | SVD0830A | CURRENT
000019824 | DAMPER,VIBRATION,TRANSMISSION LINE | SPIRAL;OPGW DIA 8.30 MM - 11.74 MM; 1300 MM LG;BLACK;FOR OPGW FIBRE INSTALLATION; | PLP AUST | PREFORMED LINE PRODUCTS (AUST) | OFSVD-0104 | CURRENT
000019825 | EYE,TONGUE | TWISTED;OPGW EYE TONGUE;70 KN;U/W OPGW SUSPENSION SET & 70 KN SHACKLE; | DULHUNTY | DULHUNTY INDUSTRIES PTY LTD | TET-70 | CURRENT
000019826 | GUARD | Critter Line Guard, HDPE, 5 x Cylindrical Rollers, 2 x Wheels & 2 x Clamps, Wildlife Prooffing to be Installed on Conductors, Pack of 4 | ADAPT | ADAPT AUSTRALIA PTY LTD | CLG-GREY | CURRENT
000019826 | GUARD | Critter Line Guard, HDPE, 5 x Cylindrical Rollers, 2 x Wheels & 2 x Clamps, Wildlife Prooffing to be Installed on Conductors, Pack of 4 | TECONN | TE CONNECTIVITY LTD | WLG-60(B1) | CURRENT
000019827 | GUARD | Critter Pole Guard, HDPE, Round Plate & 4 x Nails, 7 x Cylindrical Rollers, Wildlife Prooffing to be Installed Around Pole | ADAPT | ADAPT AUSTRALIA PTY LTD | PG 301W | CURRENT
000019827 | GUARD | Critter Pole Guard, HDPE, Round Plate & 4 x Nails, 7 x Cylindrical Rollers, Wildlife Prooffing to be Installed Around Pole | ADAPT | ADAPT AUSTRALIA PTY LTD | CPG-GREY | CURRENT
000019829 | CLAMP,ELEC PWR CABLE,SUPPORT | CABLE CLEATS FOR WEBBER LV SWITCHBOARDS; HARDWOOD;TO SUIT CABLE 28 MM DIA;4 PARTS ;REFER DWG 8441-A4; | DRAWING | DRAWING NO | 8441-A4-REV A | CURRENT
000019829 | CLAMP,ELEC PWR CABLE,SUPPORT | CABLE CLEATS FOR WEBBER LV SWITCHBOARDS; HARDWOOD;TO SUIT CABLE 28 MM DIA;4 PARTS ;REFER DWG 8441-A4; | DRAWING | DRAWING NO | 8441-A4 | CURRENT
000019836 | WASTE DISPOSAL,HAZMAT | ASBESTOS WASTE BAG;POLYETHYLENE PLASTIC BAG; 0.2 MM THICK;1100 MM LG,700 MM W; PACK OF 1,PACK WEIGHT 0.4 KG; | ALLENS | ALLENS INDUSTRIAL PRODUCTS PTY LTD | PPASBMED-BOX | CURRENT
000019837 | REINFORCING PIECE,CROSSARM | STEEL;GALV;1790 MM LG;100 PFC;FOR REINFORCING CROSSARM 19846 TO 13 KN MWT; C/W M20 BOLTS,WASHERS,NUTS TO ATTACH TO SC19846;PACK OF 1,PACK WEIGHT 16.8 KG; | HAYMAN | HAYMANS INDUSTRIES PTY LTD | 19837 | CURRENT
000019837 | REINFORCING PIECE,CROSSARM | STEEL;GALV;1790 MM LG;100 PFC;FOR REINFORCING CROSSARM 19846 TO 13 KN MWT; C/W M20 BOLTS,WASHERS,NUTS TO ATTACH TO SC19846;PACK OF 1,PACK WEIGHT 16.8 KG; | MEFCO | MEFCO AUSTRALIA PTY LTD SUNSHINE VIC | 19837 | CURRENT
000019838 | CIRCUIT BREAKER | GENERAL PURPOSE;415 V AC;6 AMP;TRIPLE POLE;6 KA BKG CAP;DIN RAIL MTG;PACK OF 1 ; | REXEL | REXEL PTY LTD | TERDTCB6306C | CURRENT
000019838 | CIRCUIT BREAKER | GENERAL PURPOSE;415 V AC;6 AMP;TRIPLE POLE;6 KA BKG CAP;DIN RAIL MTG;PACK OF 1 ; | CNWPL | CNW PL - SLACKS CREEK | DTCB6306C | CURRENT
000019838 | CIRCUIT BREAKER | GENERAL PURPOSE;415 V AC;6 AMP;TRIPLE POLE;6 KA BKG CAP;DIN RAIL MTG;PACK OF 1 ; | NHP | NHP ELECTRICAL ENGINEERING | DTCB6306C | CURRENT
000019839 | RECLOSER | 36 KV;3 PHASE;800 AMP;POLE MTG - LEFT/ RIGHT;16 KA BKG CAP;240 SQ MM ALUMINIUM WATER BLACKED CABLE;3 M LG;NU-LEC CONTROLLER;C/W DNP3 PROTOCOL-CAPM5; | NU-LEC | NU-LEC | 36 KV RECLOSER | PURCHASE AS REQUIRED
000019845 | METER,ENERGY | 3 PHASE;10-100 AMP,240 V,4 WIRE,CLASS 1.0;DIRECT CONNECTED;RS485 (4 WIRE) WITH SCREW TERMINALS;2 X 12 V INPUTS, 4 X 240 V BOSFET OUTPUTS; | EDMI | EDMI PTY LTD | 2000-1010-1C2-23-AC220-4DB | PURCHASE AS REQUIRED
000019846 | CROSSARM,METAL | XARM;2470X100X100X5MM,GALV STL,REINF CROSSARM,METAL STEEL;GALV;2470 MM LG;100 MM X 100 MM X 5 MM THK SHS GALV;8 KN MW T HORIZONTAL; 3.7 KN VERTICAL PER PHASE | HAYMAN | HAYMANS INDUSTRIES PTY LTD | 19846 | CURRENT
000019846 | CROSSARM,METAL | XARM;2470X100X100X5MM,GALV STL,REINF CROSSARM,METAL STEEL;GALV;2470 MM LG;100 MM X 100 MM X 5 MM THK SHS GALV;8 KN MW T HORIZONTAL; 3.7 KN VERTICAL PER PHASE | MEFCO | MEFCO AUSTRALIA PTY LTD SUNSHINE VIC | 19846 | CURRENT
000019848 | TURNBUCKLE | STEEL;CLEVIS EYE;160 KN;M20;REQUIRED FOR 220 KN TRANSMISSION STAY X 2; | PLP AUST | PREFORMED LINE PRODUCTS (AUST) | TBEC-160-1 | CURRENT
000019849 | STRAND,WIRE | STEEL;GALV;19/3.25 MM;SC/GZ; | BULIVANT | BULLIVANTS LIFTING & SAFETY SPECIALISTS | WZ19325Q | PURCHASE AS REQUIRED
000019850 | THIMBLE,ROPE | FOR WIRE ROPE;STEEL;GALV;20 MM NOM DIA; OPEN POINTS TO ENERGEX'S SPECIFICATION; | BULIVANT | BULLIVANTS LIFTING & SAFETY SPECIALISTS | WTH-T-200-G | PURCHASE AS REQUIRED
000019851 | WASHER,BEVEL | Angular, Eyebolt Reinforcing Piece, Galv 75 x 75 x 8mm, FMS w/-Angular Steel Tube 25 x 25mm Bore Cut & Welded at 65 Deg u/w Eyebolt Ground Stays 56kN MWT (P30) | HAYMAN | HAYMANS INDUSTRIES PTY LTD | 19851 | CURRENT
000019851 | WASHER,BEVEL | Angular, Eyebolt Reinforcing Piece, Galv 75 x 75 x 8mm, FMS w/-Angular Steel Tube 25 x 25mm Bore Cut & Welded at 65 Deg u/w Eyebolt Ground Stays 56kN MWT (P30) | GREATWST |  | 19851 | CURRENT
000019852 | CLAMP,STRAIN | HELICAL DEAD END;TO SUIT 19/3.25 SC/GZ; BOX OF 5;WEIGHT OF BOX 15.5 KG; | PLP AUST | PREFORMED LINE PRODUCTS (AUST) | GSC-163-CL | CURRENT
000019852 | CLAMP,STRAIN | HELICAL DEAD END;TO SUIT 19/3.25 SC/GZ; BOX OF 5;WEIGHT OF BOX 15.5 KG; | MACLEAN | MACLEAN POWER PL - E15128 | GL-S1625 | CURRENT
000019853 | ROD,ANCHOR | 110 KV;ULTIMATE CAPACITY STAYROD ASSEMBLY; | PLP AUST | PREFORMED LINE PRODUCTS (AUST) | GADJ-175-300D | CURRENT
000019854 | CAGE REINFORCING | MASS CONCRETE REINFORCING CAGE; 2250 MM LG,1000 MM W;110 KN;LIMIT STATE ULTIMATE GROUND STAY;CAGE DETAILS SHOWN ON DWG 10781-A3 SHT 2; | ERGON | ERGON ENERGY | REINFORCING CAGE | PURCHASE AS REQUIRED
000019855 | SCREW,TAPPING,THREAD CUTTING | TYPE HEX CL3 DRILL SCREW; W/OUT SEAL; 10-16 X 16 MM;U/W SUPPORTING SERVICE BRIDGING BKTS(SC12466);FOR LV SUPPORT ON X-ARMS; | SUMMIT | SUMMIT GROUP | 3DHC9C410016 | CURRENT
000019855 | SCREW,TAPPING,THREAD CUTTING | TYPE HEX CL3 DRILL SCREW; W/OUT SEAL; 10-16 X 16 MM;U/W SUPPORTING SERVICE BRIDGING BKTS(SC12466);FOR LV SUPPORT ON X-ARMS; | STATEWD | STATEWIDE FSTNERS & ENG SPLS PL | SDG 101616 | CURRENT
000019858 | TRANSFORMER,CURRENT | PROTECTION,TOROIDAL;OUTDOOR;2.5 KV;800/ 600/200/5 AMP;CLASS 5P20;15 VA ON 200/5 AMP;THEMAL 200%;SINGLE PHASE;50 HZ; OD=300 W,385 H;ID 110;AXIAL=140 + FEET; | STEMAR |  | BCT300/110ID 800-600-200/5 | CURRENT
000019859 | CABLE,POWER,ELECTRICAL | 33 KV;300 SQ MM;CIRCULAR COPPER CONDUCTOR;3 CORE;OIL FILLED,PAPER INSULATED ALUMINIUM SHEATH,PVC OUTER SHEATH;SECURITY STOCK;DRUM SIZE 500 M; | TAIHAN | TAIHAN ELECTRIC WIRE CO LTD | 300 SQ MM 33 KV | PURCHASE AS REQUIRED
000019860 | LATCH,SAFETY,HOOK | SAFETY LATCH,SPRING & PIN CLIP;FOR SERIAL HOIST HOOK;TO SUIT NO.24; | SPECFORC | SPECIALISED FORCE | LATCH SPRING & PIN CLIP | PHASING
000019861 | TURNBUCKLE | FORGED STEEL,GALV;EYE-EYE;160 KN MIN FAILING LOAD; | PLP AUST | PREFORMED LINE PRODUCTS (AUST) | TBEE-160-1 | PURCHASE AS REQUIRED
000019867 | RACK,ELEC EQUIP | AFLC/SACS;INTERFACE RACK;C/W SICM; | DRAWING | DRAWING NO | CCMAST-SC076-04 AMT F | CURRENT
000019867 | RACK,ELEC EQUIP | AFLC/SACS;INTERFACE RACK;C/W SICM; | DRAWING | DRAWING NO | CCMAST-AR027-01 AMT I | CURRENT
000019867 | RACK,ELEC EQUIP | AFLC/SACS;INTERFACE RACK;C/W SICM; | ERGON | ERGON ENERGY | AFLC/SACS WITH SICM | CURRENT
000019868 | PANEL,ASSEMBLY | AFLC/SACS;INTERFACE RACK;C/W DIGITAL CONTROL; | ERGON | ERGON ENERGY | AFLC/SACS WITH DIGITAL CONTROL | CURRENT
000019872 | PIT,UTILITY | Type P8, Cable Pit Body, Polymer Concrete, 1395 x 580 x 900mm c/w T-Bar, u/w Type 8 Galv Steel Pit Lid | PLP AUST | PREFORMED LINE PRODUCTS (AUST) | D-PIT8CRETECWTBAR | CURRENT
000019872 | PIT,UTILITY | Type P8, Cable Pit Body, Polymer Concrete, 1395 x 580 x 900mm c/w T-Bar, u/w Type 8 Galv Steel Pit Lid | TRI UGRD | TRI UNDERGROUND AUSTRALIA PTY LTD | CJP8 | CURRENT
000019872 | PIT,UTILITY | Type P8, Cable Pit Body, Polymer Concrete, 1395 x 580 x 900mm c/w T-Bar, u/w Type 8 Galv Steel Pit Lid | PLP AUST | PREFORMED LINE PRODUCTS (AUST) | D-PIT8CWTBAR | CURRENT
000019873 | LID,PIT | SERIES 600;S/WATER PIT;L/D GALV CHEQUER COVER;600 MM X 600 MM X 6 MM THK;TO SUIT BODY PIT REFER SC19875;PACK OF 1,PALLET WEIGHT 30 KG; | PLP AUST | PREFORMED LINE PRODUCTS (AUST) | D-PIT600LSTE | CURRENT
000019873 | LID,PIT | SERIES 600;S/WATER PIT;L/D GALV CHEQUER COVER;600 MM X 600 MM X 6 MM THK;TO SUIT BODY PIT REFER SC19875;PACK OF 1,PALLET WEIGHT 30 KG; | TRI UGRD | TRI UNDERGROUND AUSTRALIA PTY LTD | TRIP600CPL | CURRENT
000019875 | PIT,UTILITY | SERIES 600;S/WATER PIT;HEAVY DUTY POLYPROPYLENE;715 MM X 715 MM X 600 DEEP ;PACK OF ,PALLET WEIGHT 25 KG;L/D GALV CHEQUER PLATE COVER;REFER TO SC19873; | PLP AUST | PREFORMED LINE PRODUCTS (AUST) | D-PIT600 | PURCHASE AS REQUIRED
000019879 | CABLE,FIBRE OPTIC | 12 SINGLE MODE 10/125U;RISER CABLE; HIGH STRENGTH;PVC,JACKETED FIBRE;DRUM SIZE 2000 M;SHELF LIFE 35 YEARS; | CORNING | DOW CORNING AUST. P/LTD | AWAP1FAR012BK | PURCHASE AS REQUIRED
000019880 | SAW,PRUNING | SAW;16IN,UNIV FTG FOR HOTLINE STICKS SAW,PRUNING Universal, 16" Curved Blade, Teflon Coated c/w Saw Scabbard, Univers al Fitting for Hotline Sticks | ATOMSUPP | ATOM SUPPLY | 237943 | CURRENT
000019880 | SAW,PRUNING | SAW;16IN,UNIV FTG FOR HOTLINE STICKS SAW,PRUNING Universal, 16" Curved Blade, Teflon Coated c/w Saw Scabbard, Univers al Fitting for Hotline Sticks | CNWPL | CNW PL - SLACKS CREEK | ENNA11000 & A30007 | CURRENT
000019880 | SAW,PRUNING | SAW;16IN,UNIV FTG FOR HOTLINE STICKS SAW,PRUNING Universal, 16" Curved Blade, Teflon Coated c/w Saw Scabbard, Univers al Fitting for Hotline Sticks | ENERGYNW | THE ENERGY NETWORK | K-11000 | CURRENT
000019882 | PLUG,COAXIAL | TO SUIT 2 RU PANEL WITH 40 HOLES LOADED WITH B90-080 THRU CONNECTORS;U/W COMMUNICATIONS INSTALLATIONS; | HAYMANS | HAYMANS ELECTRICAL | LNKB90-004 | CURRENT
000019883 | PATCH,PANEL,COAXIAL | 2 RU PANEL WITH 40 HOLES LOADED WITH B90-080 THRU CONNECTORS;U/W COMMUNICATIONS INSTALLATIONS; | HAYMANS | HAYMANS ELECTRICAL | LNKB90-012 | CURRENT
000019884 | CABLE ASSY,PWR,ELEC | 11 KV/33 KV;400 AMP;185 SQ MM ALUMINIUM WATER BLOCKER CCT CABLE TAILS; TIED SET OF 6 X 6 M LG;C/W CABLE LUG (P/N 990000108) 400 AMP CABLE PALMS; | NU-LEC | NU-LEC | 990000690 | PURCHASE AS REQUIRED
000019885 | PANEL,BLANK | BLANKING PANEL;FOR VETICAL SEL 351 RELAY ; | ERGON | ERGON ENERGY | VERTICAL | CURRENT
000019886 | TERMINAL ASSEMBLY. | BLANKING PANEL;FOR VERTICAL SEL 351 RELAY;C/W TERMINAL ASSEMBLY; | ERGON | ERGON ENERGY | TERMINAL ASSEMBLY | CURRENT
000019887 | BEND,NONMETALLIC RIGID CONDUIT | UPVC;ORANGE;125 MM NOM DIA;LIGHT DUTY; 90 DEG;600 RAD;SOCKET MOULDED BOTH ENDS; MARKED ELECTRICITY SUPPLY CABLE;AS2053; | TRI UGRD | TRI UNDERGROUND AUSTRALIA PTY LTD | LDE12590600FFS | CURRENT
000019887 | BEND,NONMETALLIC RIGID CONDUIT | UPVC;ORANGE;125 MM NOM DIA;LIGHT DUTY; 90 DEG;600 RAD;SOCKET MOULDED BOTH ENDS; MARKED ELECTRICITY SUPPLY CABLE;AS2053; | HAYMANS | HAYMANS ELECTRICAL | CONX125LD600R90 | CURRENT
000019887 | BEND,NONMETALLIC RIGID CONDUIT | UPVC;ORANGE;125 MM NOM DIA;LIGHT DUTY; 90 DEG;600 RAD;SOCKET MOULDED BOTH ENDS; MARKED ELECTRICITY SUPPLY CABLE;AS2053; | VINIDEX |  | Q4571 | CURRENT
000019888 | BEND,NONMETALLIC RIGID CONDUIT | UPVC;ORANGE;125 MM NOM DIA;LIGHT DUTY; 90 DEG;900 RAD;SOCKET MOULDED BOTH ENDS; MARKED ELECTRICITY SUPPLY CABLE;AS2053; | TRI UGRD | TRI UNDERGROUND AUSTRALIA PTY LTD | LDE12590900FFS | CURRENT
000019888 | BEND,NONMETALLIC RIGID CONDUIT | UPVC;ORANGE;125 MM NOM DIA;LIGHT DUTY; 90 DEG;900 RAD;SOCKET MOULDED BOTH ENDS; MARKED ELECTRICITY SUPPLY CABLE;AS2053; | HAYMANS | HAYMANS ELECTRICAL | CONX125LD900R90 | CURRENT
000019888 | BEND,NONMETALLIC RIGID CONDUIT | UPVC;ORANGE;125 MM NOM DIA;LIGHT DUTY; 90 DEG;900 RAD;SOCKET MOULDED BOTH ENDS; MARKED ELECTRICITY SUPPLY CABLE;AS2053; | VINIDEX |  | 31872 | CURRENT
000019889 | BEND,NONMETALLIC RIGID CONDUIT | UPVC;ORANGE;125 MM NOM DIA;LIGHT DUTY; 90 DEG;1200 RAD;SOCKET MOULDED BOTH ENDS;MARKED ELECTRICITY SUPPLY CABLE; AS2053; | TRI UGRD | TRI UNDERGROUND AUSTRALIA PTY LTD | LDE125901200FFS | CURRENT
000019889 | BEND,NONMETALLIC RIGID CONDUIT | UPVC;ORANGE;125 MM NOM DIA;LIGHT DUTY; 90 DEG;1200 RAD;SOCKET MOULDED BOTH ENDS;MARKED ELECTRICITY SUPPLY CABLE; AS2053; | HAYMANS | HAYMANS ELECTRICAL | FABL1290125 | CURRENT
000019889 | BEND,NONMETALLIC RIGID CONDUIT | UPVC;ORANGE;125 MM NOM DIA;LIGHT DUTY; 90 DEG;1200 RAD;SOCKET MOULDED BOTH ENDS;MARKED ELECTRICITY SUPPLY CABLE; AS2053; | VINIDEX |  | 31068 | CURRENT
000019890 | PILOT,FREQUENCY,OSCILLATOR. | SYNCHRONISATION UNIT;FOR AF SIGNAL GENERATION EQUIPMENT;SUITABLE FOR RACK MTG IN 19 IN CABINET;PART NO. 316.029.10000;PACK OF 1,PACK WEIGHT 7 KG | LANDGYR |  | OSCILLATOR. | PURCHASE AS REQUIRED
000019891 | RELAY,OVERCURRENT AND EARTH FAULT | SEL 351-6;1 AMP;1 AMP NEUTRAL; 110 V DC AUX;110 V DC LOGIC INPUTS;VERTICAL PANEL MTG; | SEL | SCHWEITZER ENGINEERING LABORATORIES INC. | 03516144513XX1 | PHASING
000019893 | CONNECTOR,BUSBAR | 50 MM TUBE TO RIGHT ANGLE PALM;COPPER; 50 MM X 50 MM HOLE CENTRES; | DULMISON | DULMISON (AUST) PTY LTD | LS50 | CURRENT
000019894 | RELAY,ELECTROMAGNETIC | MULTITRIP;RMS 2HSM514;FLAG;9 N/O 1 N/C LATCHED;32 V DC AUX;MTG FLUSH & RACK; | RMS | RELAY MONITORING SYSTEMS PL | 2HSM514B2-B-9M1B-2M28-S1 | CURRENT
000019895 | KIT,TEST LAMP | KIT COMPRISES THE FOLLOWING COMPONENTS; 1 XTEST LAMP 240/415 TL100-15W (SC02647) ;2 X 15 W LAMPS (SC5264) WITH FLAT FIXED PROBE ON ASSEMBLY & 125 MM LG ROUND | PENTA | PENTA AUST (TMAC THEW & MCCANN/HYLEC) | PA12682 | CURRENT
000019895 | KIT,TEST LAMP | KIT COMPRISES THE FOLLOWING COMPONENTS; 1 XTEST LAMP 240/415 TL100-15W (SC02647) ;2 X 15 W LAMPS (SC5264) WITH FLAT FIXED PROBE ON ASSEMBLY & 125 MM LG ROUND | THEWMCAN | TMAC THEW & MCCANN GROUP | TM12682 | CURRENT
000019895 | KIT,TEST LAMP | KIT COMPRISES THE FOLLOWING COMPONENTS; 1 XTEST LAMP 240/415 TL100-15W (SC02647) ;2 X 15 W LAMPS (SC5264) WITH FLAT FIXED PROBE ON ASSEMBLY & 125 MM LG ROUND | THEWMCAN | TMAC THEW & MCCANN GROUP | 19895 | CURRENT
000019896 | RELAY SET,BUSBAR DIFFERENTIAL PROTECTION | SEL 487B;1 AMP;48/125 V DC AUX;110 V DC; LOGIC INPUTS;HORIZONTAL RACK MTG; | SEL | SCHWEITZER ENGINEERING LABORATORIES INC. | 0487B041X2XDDDXXH | PHASING
000019897 | CROSSARM,COMPOSITE | FIBREGLASS;2100 MM LG;100 MM X 100 MM; DRILLED;FOR LVPM,LVUM, LVSM LVTM, POWER DISTRIBUTION; PALLET OF 50,PACK WEIGHT 450 KG; | PLP AUST | PREFORMED LINE PRODUCTS (AUST) | XRM_19897_2100_EN | CURRENT
000019897 | CROSSARM,COMPOSITE | FIBREGLASS;2100 MM LG;100 MM X 100 MM; DRILLED;FOR LVPM,LVUM, LVSM LVTM, POWER DISTRIBUTION; PALLET OF 50,PACK WEIGHT 450 KG; | WAGNERS | WAGNERS PTY LTD TOOWOOMBA QLD | EC003-00008 | CURRENT
000019906 | PLASTIC SHEET | POLYTHENE;BLACK;200 U THK;2000 MM W; DROP SHEET USE WITH ASBESTOS SITUATIONS; 50 M ROLL,PACK WEIGHT 36 KG; | CNWPL | CNW PL - SLACKS CREEK | ALNPP85220 | CURRENT
000019906 | PLASTIC SHEET | POLYTHENE;BLACK;200 U THK;2000 MM W; DROP SHEET USE WITH ASBESTOS SITUATIONS; 50 M ROLL,PACK WEIGHT 36 KG; | ALLENS | ALLENS INDUSTRIAL PRODUCTS PTY LTD | PP85220 | CURRENT
000019906 | PLASTIC SHEET | POLYTHENE;BLACK;200 U THK;2000 MM W; DROP SHEET USE WITH ASBESTOS SITUATIONS; 50 M ROLL,PACK WEIGHT 36 KG; | BLKWOOD | J BLACKWOOD & SON LTD | 04471703 | CURRENT
000019909 | BOX,ELECTRICAL,MULTIAPPLICATION. | POLYCARBONATE;560 MM W;380 MM H;180 MM D ;WEATHERPROOF TO IP67;SCREW ON TRANSPARENT COVER;ENCLOSURE PC563818T WITH MTG PLATE EKUVT; | REXEL | REXEL PTY LTD | FIBPC563818T+EKUVT | CURRENT
000019909 | BOX,ELECTRICAL,MULTIAPPLICATION. | POLYCARBONATE;560 MM W;380 MM H;180 MM D ;WEATHERPROOF TO IP67;SCREW ON TRANSPARENT COVER;ENCLOSURE PC563818T WITH MTG PLATE EKUVT; | NHP | NHP ELECTRICAL ENGINEERING | FIBPC563818T+EKUVT | CURRENT
000019909 | BOX,ELECTRICAL,MULTIAPPLICATION. | POLYCARBONATE;560 MM W;380 MM H;180 MM D ;WEATHERPROOF TO IP67;SCREW ON TRANSPARENT COVER;ENCLOSURE PC563818T WITH MTG PLATE EKUVT; | CNWPL | CNW PL - SLACKS CREEK | PC563818T+EKUVT | CURRENT
000019910 | FUSEHOLDER,BASE & CARRIER | 100 AMP;500 V;OUTDOOR SERVICE TYPE; SINGLE POLE;6-95 SQ MM INSULATED AL/CU; (P20), PACK WEIGHT 11 KG; C/W Orange Number Plate; | SICAME | SICAME AUSTRALIA PTY LTD | PFV100695EIDPO | CURRENT
000019911 | SWITCHBOARD,POWER | 12 KV;3 PHASE;630 AMP;21 KA;5 X 630 AMP FEEDER CIRCUIT BREAKERS;TOP & BOTTOM CABLE ENTRY;WIRED FOR FEEDER DIFF & BUSBAR O/C PROTECTION;FOR INTERMEDIATE | ABB | ABB FAN PTY LTD | SAFEPLUS | PURCHASE AS REQUIRED
000019912 | SWITCHBOARD,POWER | 12 KV;3 PHASE;630 AMP;21 KA;4 X 630 AMP FEEDER CIRCUIT BREAKERS;TOP & BOTTOM CABLE ENTRY;WIRED FOR FEEDER DIFF & BUSBAR O/C PROTECTION;FOR INTERMEDIATE | ABB | ABB FAN PTY LTD | SAFEPLUS | PURCHASE AS REQUIRED
000019913 | SWITCH FUSE GEAR | 12 KV;3 PHASE;630 AMP;I/D OIL-LESS;SF6; SCHNEIDER RMU;C/W 3 X 630 AMP SW;C/W 1 X 630 AMP CB TEE-OFF & N ASSOC EQUIP; SH TIME CURR;(VIP 300 RELAY);WITH OD | SCHNEDER | SCHNEIDER PTY LTD | RM6/2 NE-IBI | PHASING
000019916 | RESISTOR,FIXED | 10 OHMS;25 W + OR - 5%;SERIES WH25;U/W BATTERY SUPERVISION DEVICE; | ELEMENT | ELEMENT14 PTY LTD | 9507272 | CURRENT
000019917 | PLATE,MOUNTING | Type 3U-2, 19" Rack Mounting Plate 3U, 16 x Fuse/Link | GLOBAL | GLOBAL MANUFACTURING GROUP | EESS-10255-01 | CURRENT
000019917 | PLATE,MOUNTING | Type 3U-2, 19" Rack Mounting Plate 3U, 16 x Fuse/Link | ENI | ENI INDUSTRIES PL | 84091 | CURRENT
000019917 | PLATE,MOUNTING | Type 3U-2, 19" Rack Mounting Plate 3U, 16 x Fuse/Link | GREATWST |  | 19917 | CURRENT
000019918 | PLATE,BLANKING | Type 4U, 19" Rack Blanking Plate 4U, Fuse/Link Size 1a | GLOBAL | GLOBAL MANUFACTURING GROUP | CCSTD-EP001-12 | CURRENT
000019918 | PLATE,BLANKING | Type 4U, 19" Rack Blanking Plate 4U, Fuse/Link Size 1a | ENI | ENI INDUSTRIES PL | 84094 | CURRENT
000019919 | PLATE,BLANKING | Type 6U, 19" Rack Blanking Plate 6U, Fuse/Link Size 1a | GLOBAL | GLOBAL MANUFACTURING GROUP | CCSTD-EP001-13 | CURRENT
000019919 | PLATE,BLANKING | Type 6U, 19" Rack Blanking Plate 6U, Fuse/Link Size 1a | ENI | ENI INDUSTRIES PL | 84093 | CURRENT
000019919 | PLATE,BLANKING | Type 6U, 19" Rack Blanking Plate 6U, Fuse/Link Size 1a | GREATWST |  | 19919 | CURRENT
000019922 | TRANSFORMER,DISTRIBUTION | 415 V/33000 V;3 PHASE;50 HZ;ONAN;YND11; 2000 KVA STEP UP TRANSFORMER;FOR 1.7 MW 415 V EMBEDDED GENERATORS; | WILSON | WILSON TRANSFORMER CO. PTY LTD | STEP UP TYPE | CURRENT
000019923 | CORROSION PREVENTIVE COMPOUND | MULTI-PURPOSE LUBRICANT;LIGHT BROWN LIQUID;WATERPROOFING PRESERVATIVE; USES,LUBRICANT & ANTI-CORROSION AGENT ON LOCKS,HINGES & ELECT CONNECTORS;750 ML | ATOMSUPP | ATOM SUPPLY | 99830003 | CURRENT
000019923 | CORROSION PREVENTIVE COMPOUND | MULTI-PURPOSE LUBRICANT;LIGHT BROWN LIQUID;WATERPROOFING PRESERVATIVE; USES,LUBRICANT & ANTI-CORROSION AGENT ON LOCKS,HINGES & ELECT CONNECTORS;750 ML | STATEWD | STATEWIDE FSTNERS & ENG SPLS PL | LHD750 | CURRENT
000019923 | CORROSION PREVENTIVE COMPOUND | MULTI-PURPOSE LUBRICANT;LIGHT BROWN LIQUID;WATERPROOFING PRESERVATIVE; USES,LUBRICANT & ANTI-CORROSION AGENT ON LOCKS,HINGES & ELECT CONNECTORS;750 ML | REXEL | REXEL PTY LTD | LNTGPSP-0750 | CURRENT
000019923 | CORROSION PREVENTIVE COMPOUND | MULTI-PURPOSE LUBRICANT;LIGHT BROWN LIQUID;WATERPROOFING PRESERVATIVE; USES,LUBRICANT & ANTI-CORROSION AGENT ON LOCKS,HINGES & ELECT CONNECTORS;750 ML | LANOTEC | LANOTEC AUSTRALIA PTY LTD | GPSP-0750 | CURRENT
000019924 | BALL,EYE ASSEMBLY | FORGED STEEL;GALV;160 KN MIN FAILING LOAD;FOR USE WITH BALL & SOCKET INSULATORS;PACK SIZE AS REQUIRED,WEIGHT BELOW 16 KG; | DULHUNTY | DULHUNTY INDUSTRIES PTY LTD | BE-160 | CURRENT
000019924 | BALL,EYE ASSEMBLY | FORGED STEEL;GALV;160 KN MIN FAILING LOAD;FOR USE WITH BALL & SOCKET INSULATORS;PACK SIZE AS REQUIRED,WEIGHT BELOW 16 KG; | DULMISON | DULMISON (AUST) PTY LTD | BE160 | CURRENT
000019924 | BALL,EYE ASSEMBLY | FORGED STEEL;GALV;160 KN MIN FAILING LOAD;FOR USE WITH BALL & SOCKET INSULATORS;PACK SIZE AS REQUIRED,WEIGHT BELOW 16 KG; | PLP AUST | PREFORMED LINE PRODUCTS (AUST) | BE-160 | CURRENT
000019925 | CROSSARM,METAL | STEEL;GALV;3600 MM LG;150 MM X 100 MM X 6 MM RHS;13 KN NWT;FABRICATED WITH 305 MM GAINBASE FITTING;PACK OF 1; | MEFCO | MEFCO AUSTRALIA PTY LTD SUNSHINE VIC | 19925 | PURCHASE AS REQUIRED
000019925 | CROSSARM,METAL | STEEL;GALV;3600 MM LG;150 MM X 100 MM X 6 MM RHS;13 KN NWT;FABRICATED WITH 305 MM GAINBASE FITTING;PACK OF 1; | GREATWST |  | 3.6 M | PURCHASE AS REQUIRED
000019926 | CLAMP,TERMINAL,ELECTRICAL CONNECTOR | INSULATION PIERCING;MAIN 16-95 SQ MM INSULATED AL/CU TAP 1.5-6 SQ MM BARE; MAIN 1 BOLT;TAP 1 BOLT; | PLP AUST | PREFORMED LINE PRODUCTS (AUST) | K440 | CURRENT
000019926 | CLAMP,TERMINAL,ELECTRICAL CONNECTOR | INSULATION PIERCING;MAIN 16-95 SQ MM INSULATED AL/CU TAP 1.5-6 SQ MM BARE; MAIN 1 BOLT;TAP 1 BOLT; | PLP AUST | PREFORMED LINE PRODUCTS (AUST) | D-K440 | CURRENT
000019926 | CLAMP,TERMINAL,ELECTRICAL CONNECTOR | INSULATION PIERCING;MAIN 16-95 SQ MM INSULATED AL/CU TAP 1.5-6 SQ MM BARE; MAIN 1 BOLT;TAP 1 BOLT; | MACLEAN | MACLEAN POWER PL - E15128 | SLIW52 | CURRENT
000019926 | CLAMP,TERMINAL,ELECTRICAL CONNECTOR | INSULATION PIERCING;MAIN 16-95 SQ MM INSULATED AL/CU TAP 1.5-6 SQ MM BARE; MAIN 1 BOLT;TAP 1 BOLT; | SICAME | SICAME AUSTRALIA PTY LTD | TTD051XFAE | CURRENT
000019927 | RELAY,ELECTROMAGNETIC | 110 V DC COIL;240 V AC CONTACT RATING; 7.5 AMP NOMINAL RESISTIVE LOAD;RR2KP-U; 11 PIN;2 C/O CONT;BI STABLE LATCHING OPERATION;PLUG-IN TO RAIL MTG SOCKET | CNWPL | CNW PL - SLACKS CREEK | IDERR2KP-UDC110 | CURRENT
000019927 | RELAY,ELECTROMAGNETIC | 110 V DC COIL;240 V AC CONTACT RATING; 7.5 AMP NOMINAL RESISTIVE LOAD;RR2KP-U; 11 PIN;2 C/O CONT;BI STABLE LATCHING OPERATION;PLUG-IN TO RAIL MTG SOCKET | IZUMIDEN |  | IDCRR2KP-UDC110 | CURRENT
000019927 | RELAY,ELECTROMAGNETIC | 110 V DC COIL;240 V AC CONTACT RATING; 7.5 AMP NOMINAL RESISTIVE LOAD;RR2KP-U; 11 PIN;2 C/O CONT;BI STABLE LATCHING OPERATION;PLUG-IN TO RAIL MTG SOCKET | CNWPL | CNW PL - SLACKS CREEK | RR2KP-UDC110 | CURRENT
000019928 | STICK,UNIVERSAL,LOW VOLTAGE | FIBREGLASS;32 MM DIA;300 MM LG;C/W SUNRISE FITTING;FIXED BASE CAP;USED ON LV LINKS/FUSES;PACK OF 1;U/W SC18297 EXTRACTOR FUSECARRIER; | PENTA | PENTA AUST (TMAC THEW & MCCANN/HYLEC) | PA12846 | CURRENT
000019928 | STICK,UNIVERSAL,LOW VOLTAGE | FIBREGLASS;32 MM DIA;300 MM LG;C/W SUNRISE FITTING;FIXED BASE CAP;USED ON LV LINKS/FUSES;PACK OF 1;U/W SC18297 EXTRACTOR FUSECARRIER; | THEWMCAN | TMAC THEW & MCCANN GROUP | TM12846 | CURRENT
000019928 | STICK,UNIVERSAL,LOW VOLTAGE | FIBREGLASS;32 MM DIA;300 MM LG;C/W SUNRISE FITTING;FIXED BASE CAP;USED ON LV LINKS/FUSES;PACK OF 1;U/W SC18297 EXTRACTOR FUSECARRIER; | THEWMCAN | TMAC THEW & MCCANN GROUP | 19928 | CURRENT
000019930 | CONTROL MODULE. | 8 WAY OUTPUT EXTENSION MODULE;C/W RAIL MTG ENCLOSURE;U/W SICM2B (SC18273); | CIRCSOL | CIRCUIT SOLUTIONS PL | 100-0002 | CURRENT
000019930 | CONTROL MODULE. | 8 WAY OUTPUT EXTENSION MODULE;C/W RAIL MTG ENCLOSURE;U/W SICM2B (SC18273); | EAQ | ELECTRONICS ASSEMBLY QUEENSLAND PTY LTD | ENE31 | CURRENT
000019930 | CONTROL MODULE. | 8 WAY OUTPUT EXTENSION MODULE;C/W RAIL MTG ENCLOSURE;U/W SICM2B (SC18273); | SURTEK | SURTEK PTY LTD | 0019 | CURRENT
000019931 | CONDUIT,NONMETALLIC,RIGID | 125 MM NOM SIZE;UPVC;ORANGE;LT DUTY; SOCKET MOULDED ONE END;6 M LG;MARKED ELECTRICITY SUPPLY CABLES;AS2053; PACK OF 38,PACK WEIGHT 494 KG; | TRI UGRD | TRI UNDERGROUND AUSTRALIA PTY LTD | CONLD125 | CURRENT
000019931 | CONDUIT,NONMETALLIC,RIGID | 125 MM NOM SIZE;UPVC;ORANGE;LT DUTY; SOCKET MOULDED ONE END;6 M LG;MARKED ELECTRICITY SUPPLY CABLES;AS2053; PACK OF 38,PACK WEIGHT 494 KG; | IPLEX | IPLEX PIPELINES AUSTRALIA PTY LTD | A15 | CURRENT
000019931 | CONDUIT,NONMETALLIC,RIGID | 125 MM NOM SIZE;UPVC;ORANGE;LT DUTY; SOCKET MOULDED ONE END;6 M LG;MARKED ELECTRICITY SUPPLY CABLES;AS2053; PACK OF 38,PACK WEIGHT 494 KG; | HAYMANS | HAYMANS ELECTRICAL | PIP125LD | CURRENT
000019931 | CONDUIT,NONMETALLIC,RIGID | 125 MM NOM SIZE;UPVC;ORANGE;LT DUTY; SOCKET MOULDED ONE END;6 M LG;MARKED ELECTRICITY SUPPLY CABLES;AS2053; PACK OF 38,PACK WEIGHT 494 KG; | VINIDEX |  | 11200 | CURRENT
000019932 | TRANSFORMER,CURRENT | PROTECTION,TOROIDAL;INDOOR;2 KV;1600/ 1200/500/5 AMP;CLASS 0.1 PX200 R0.3 ON 500/5 AMP;THERMAL LIMIT 200% ON ALL RATIO'S WITH 2000 AMP MAXIMUM; | HAWKSIDD | HAWKER SIDDELEY SWITCHGEAR LTD | PROTECTION 2 KV; | PURCHASE AS REQUIRED
000019936 | TRANSFORMER,VOLTAGE | METERING PROTECTION;O/D;STN TYPE; 19 KV/63.5 V/63.5 V;200 VA OUTPUT;48 MS PER PH BURDEN;SINGLE PHASE;RESIN INSUL; CLASS 0.5 M1P 3R;VOLT FACTOR 1.5 X FOR | HAWKSIDD | HAWKER SIDDELEY SWITCHGEAR LTD | 48 MS PER PH | STRATEGIC SPARE
000019937 | TRANSFORMER,VOLTAGE | METERING PROTECTION;O/D;STN TYPE; 19 KV/63.5 V;200 VA OUTPUT;48 MS PER PH BURDEN;SINGLE PHASE;50 HZ;RESIN INSUL; CLASS 0.5M 1P;VOLT FACTOR 1.5 X FOR | HAWKSIDD | HAWKER SIDDELEY SWITCHGEAR LTD | 48 MS PER PH | PURCHASE AS REQUIRED
000019943 | SWITCHBOARD,POWER | AC DISTRIBUTION BOARD;12 WAY LOADCENTRE; C/W 2 X 100 AMP CB'S,EARTH BAR,NEUTRAL LINK & LOCKABLE DOOR;FOR USE IN MODULAR SUB;245 MM H X 343 MM W X 98 MM D; | NHP | NHP ELECTRICAL ENGINEERING | EGXSC19943 | CURRENT
000019944 | DUMMY FUSE LINK | Non-Conductive, 55mm Lg, 20mm OD, LD PVC Conduit | TRI UGRD | TRI UNDERGROUND AUSTRALIA PTY LTD | C2DUMMYFUSE | CURRENT
000019944 | DUMMY FUSE LINK | Non-Conductive, 55mm Lg, 20mm OD, LD PVC Conduit | HAYMANS | HAYMANS ELECTRICAL | VIN31114 | CURRENT
000019944 | DUMMY FUSE LINK | Non-Conductive, 55mm Lg, 20mm OD, LD PVC Conduit | VINIDEX |  | 31114 | CURRENT
000019945 | STEEL,CABLE LADDER | SCL 12B;COVER CLIP;HOT DIPPED GALV; PACK OF 1; | EZYSTRUT | EZYSTRUT CABLE & PIPE SUPPORTS | N1CCH | CURRENT
000019946 | STEEL,CABLE LADDER COVERS | SCL 12B;STANDARD COVER; HOT DIPPED GALV; 300 MM W;2.4 M TO 3 M LG; PACK OF 1; PACK WEIGHT 7.40 KG; | EZYSTRUT | EZYSTRUT CABLE & PIPE SUPPORTS | CFN13003H | CURRENT
000019947 | STEEL,CABLE LADDER | SCL 12B;EXTERNAL RISER COVER;300 MM W; HOT DIPPED GALV;PACK OF 1,PACK WEIGHT 1.02 KG; | EZYSTRUT | EZYSTRUT CABLE & PIPE SUPPORTS | CER3003H | CURRENT
000019948 | BRACKET | MTG BRACKET FOR ALFC TUNING COIL;GALV; 600 MM LG;TO DWG LOSTD-ST043-02;PACK OF 1,PALLET OF 6,PALLET WEIGHT 36 KG; | HAYMAN | HAYMANS INDUSTRIES PTY LTD | 19948 | CURRENT
000019948 | BRACKET | MTG BRACKET FOR ALFC TUNING COIL;GALV; 600 MM LG;TO DWG LOSTD-ST043-02;PACK OF 1,PALLET OF 6,PALLET WEIGHT 36 KG; | GLOBAL | GLOBAL MANUFACTURING GROUP | ENERGEX-LOSTD-ST043-02 | CURRENT
000019949 | BRACKET,MOUNTING | AFLC COUPLING CAPACITOR SUPPORT FRAME; 700 MM W,600MMH;GALV;TO DWG LOSTD-ST043- 01;PACK OF 1; | HAYMAN | HAYMANS INDUSTRIES PTY LTD | 19949 | CURRENT
000019949 | BRACKET,MOUNTING | AFLC COUPLING CAPACITOR SUPPORT FRAME; 700 MM W,600MMH;GALV;TO DWG LOSTD-ST043- 01;PACK OF 1; | GREATWST |  | 19949 | CURRENT
000019950 | CROSSARM,METAL | STEEL;5.5 M LG;150 MM X 100 MM X 5 MM RHS GALV H FRAME SUSPENSION;4 KN MAX CONDUCTOR WEIGHT PER PHASE ATTACHMENT; PACK OF 1,PACK WEIGHT 330 KG; | HAYMAN | HAYMANS INDUSTRIES PTY LTD | 19950 | CURRENT
000019950 | CROSSARM,METAL | STEEL;5.5 M LG;150 MM X 100 MM X 5 MM RHS GALV H FRAME SUSPENSION;4 KN MAX CONDUCTOR WEIGHT PER PHASE ATTACHMENT; PACK OF 1,PACK WEIGHT 330 KG; | MEFCO | MEFCO AUSTRALIA PTY LTD SUNSHINE VIC | 19950 | CURRENT
000019951 | CROSSARM,METAL | STEEL;5.5 M LG;150 MM X 100 MM X 5 MM RHS GALV H FRAME STRAIN;6.4 KN MWT HORIZONTAL;2.2 KN VERTICAL PER PHASE ATTACHMENT;TO BE SUPPLIED AFTER | HAYMAN | HAYMANS INDUSTRIES PTY LTD | 19951 | CURRENT
000019951 | CROSSARM,METAL | STEEL;5.5 M LG;150 MM X 100 MM X 5 MM RHS GALV H FRAME STRAIN;6.4 KN MWT HORIZONTAL;2.2 KN VERTICAL PER PHASE ATTACHMENT;TO BE SUPPLIED AFTER | GREATWST |  | 19951 | CURRENT
000019952 | CROSSARM,METAL | STEEL;5.5 M LG;150 MM X 150 MM X 5 MM SHS GALV H FRAME STRAIN;8.9 KN MWT HORIZONTAL;2.4 KN VERTICAL PER PHASE ATTACHMENT;TO BE SUPPLIED AFTER | GREATWST |  | 19952 | PURCHASE AS REQUIRED
000019953 | CROSSARM,METAL | STEEL;5.5 M LG;200 MM X 200 MM X 5 MM SHS GALV H FRAME STRAIN;13.5 KN MWT HORIZONTAL;2.4 KN VERTICAL PER PHASE ATTACHMENT;TO BE SUPPLIED AFTER | GLOBAL | GLOBAL MANUFACTURING GROUP | ENERGEX-7218-A2 | PURCHASE AS REQUIRED
000019954 | CROSSARM,METAL | STEEL;5.5 M LG;150 MM X 150 MM X 6 MM SHS GALV H FRAME STRAIN;12.2 KN MWT HORIZONTAL;3.4 KN VERTICAL PER PHASE ATTACHMENT;PACK OF 1; | HAYMAN | HAYMANS INDUSTRIES PTY LTD | 19954 | PURCHASE AS REQUIRED
000019954 | CROSSARM,METAL | STEEL;5.5 M LG;150 MM X 150 MM X 6 MM SHS GALV H FRAME STRAIN;12.2 KN MWT HORIZONTAL;3.4 KN VERTICAL PER PHASE ATTACHMENT;PACK OF 1; | GREATWST |  | 19954 | PURCHASE AS REQUIRED
000019955 | BRACKET,EXTENSION | EARTHWIRE RISER;CHS;101.6 MM OD X 6.35 MM WALL GDE 6061 T6 ALUMINIUM; 1995 MM LG;MWL=1.0 KN HORIZONTAL,0.5 KN VERTICAL;C/W SPACER FOR LV PIN INSULATOR | GLOBAL | GLOBAL MANUFACTURING GROUP | ENERGEX-9311-A3 | PURCHASE AS REQUIRED
000019956 | BRACKET,EXTENSION | EARTHWIRE RISER;CHS;88.9 MM OD X 4 MM WALL GDE 250;GALV;2495 MM LG;MWL=1.0 KN HORIZONTAL,0.5 KN VERTICAL;C/W SPACER FOR LV PIN INSULATOR;TO SUIT 33 KV | HAYMAN | HAYMANS INDUSTRIES PTY LTD | 19956 | CURRENT
000019956 | BRACKET,EXTENSION | EARTHWIRE RISER;CHS;88.9 MM OD X 4 MM WALL GDE 250;GALV;2495 MM LG;MWL=1.0 KN HORIZONTAL,0.5 KN VERTICAL;C/W SPACER FOR LV PIN INSULATOR;TO SUIT 33 KV | LIVINGST | LIVINGSTONE ENGINEERING | 19956 | CURRENT
000019957 | BRACKET,EXTENSION | EARTHWIRE RISER;SHS;100 MM X 100 MM X 4 MM GDE 350;GALV;1895 MM LG;MWL=2.8 KN HORIZONTAL,0.5 KN VERTICAL;TO SUIT 33 KV SHACKLE/TERMINATION CONSTRUCTION; | HAYMAN | HAYMANS INDUSTRIES PTY LTD | 19957 | CURRENT
000019957 | BRACKET,EXTENSION | EARTHWIRE RISER;SHS;100 MM X 100 MM X 4 MM GDE 350;GALV;1895 MM LG;MWL=2.8 KN HORIZONTAL,0.5 KN VERTICAL;TO SUIT 33 KV SHACKLE/TERMINATION CONSTRUCTION; | LIVINGST | LIVINGSTONE ENGINEERING | 19957 | CURRENT
000019958 | COVER,ELECTRICAL EQUIPMENT | NEX COVER;ALUMINIUM;1200 MM H X 1460 MM W X 1330 MM D;TO DWG LOSTD-ST024-01; PACK OF 1,PACK WEIGHT 24 KG; | ENI | ENI INDUSTRIES PL | 84873 | CURRENT
000019958 | COVER,ELECTRICAL EQUIPMENT | NEX COVER;ALUMINIUM;1200 MM H X 1460 MM W X 1330 MM D;TO DWG LOSTD-ST024-01; PACK OF 1,PACK WEIGHT 24 KG; | GLOBAL | GLOBAL MANUFACTURING GROUP | ENERGEX-LOSTD-ST024-01 | CURRENT
000019959 | CULVERT BOX | UNIVERSAL;CONCRETE;1380 MM W X 1080 MM D X 1232 MM LG;C/W 2 X END COVERS;U/W PADMOUNT TRANSFORMERS;REFER SC19960 FOR FOUNDATION; | AQUARIUS | AQUARIUS PRECAST PL | 446QUNICUL | CURRENT
000019959 | CULVERT BOX | UNIVERSAL;CONCRETE;1380 MM W X 1080 MM D X 1232 MM LG;C/W 2 X END COVERS;U/W PADMOUNT TRANSFORMERS;REFER SC19960 FOR FOUNDATION; | TRI UGRD | TRI UNDERGROUND AUSTRALIA PTY LTD | TRICUL1380 | CURRENT
000019959 | CULVERT BOX | UNIVERSAL;CONCRETE;1380 MM W X 1080 MM D X 1232 MM LG;C/W 2 X END COVERS;U/W PADMOUNT TRANSFORMERS;REFER SC19960 FOR FOUNDATION; | HUMES | HUMES | 5029130 | CURRENT
000019960 | CONCRETE,PRECAST FOUNDATION | GDE 32 CONCRETE SLAB;1700 MM W X 2000 MM LG X 100 MM THK;U/W UNIVERSAL CULVERT SC19959;USED IN POOR SOIL CONDITIONS; PACK OF 1,PALLET WEIGHT 850 KG; | AQUARIUS | AQUARIUS PRECAST PL | 446QUNICULB | CURRENT
000019960 | CONCRETE,PRECAST FOUNDATION | GDE 32 CONCRETE SLAB;1700 MM W X 2000 MM LG X 100 MM THK;U/W UNIVERSAL CULVERT SC19959;USED IN POOR SOIL CONDITIONS; PACK OF 1,PALLET WEIGHT 850 KG; | TRI UGRD | TRI UNDERGROUND AUSTRALIA PTY LTD | TRICUL1700 | CURRENT
000019960 | CONCRETE,PRECAST FOUNDATION | GDE 32 CONCRETE SLAB;1700 MM W X 2000 MM LG X 100 MM THK;U/W UNIVERSAL CULVERT SC19959;USED IN POOR SOIL CONDITIONS; PACK OF 1,PALLET WEIGHT 850 KG; | HUMES | HUMES | 5028308 | CURRENT
000019967 | TRANSFORMER,CURRENT | PROTECTION,TOROIDAL;INDOOR 660 V;INDOOR, 50 ID & 160 OD HOLE AL83 FOR STH WALES D4X4 & D6X4 INDOOR SWITCHGEAR;RATIO 600/ 400/300/5 AMP;5P20;15 VA ON 400/5 AMP, | HAWKSIDD | HAWKER SIDDELEY SWITCHGEAR LTD | GS2412 ITEM 1 | PURCHASE AS REQUIRED
000019968 | TRANSFORMER,CURRENT | REVENUE METERING;TOROIDAL;INDOOR 660 V; 55 ID & 160 OD HOLE AL73 FOR STH WALES D4X4 & D6X4 INDOOR SWITCHGEAR;RATIO 200/ 5.05 ME2 15 VA;AS1675;C/W TERMINALS & | HAWKSIDD | HAWKER SIDDELEY SWITCHGEAR LTD | GS2412 ITEM 2 | PHASING
000019969 | TRANSFORMER,CURRENT | PROTECTION,TOROIDAL;INDOOR 660 V;50 ID & 160 OD HOLE AL83 FOR STH WALES D4X4 & D6X4 INDOOR SWITCHGEAR;RATIO 600/400/300 /5 AMP;CLASS 1;10 VA;20 KA MIN FOR 3 SEC | HAWKSIDD | HAWKER SIDDELEY SWITCHGEAR LTD | GS2412 ITEM 3 | STRATEGIC SPARE
000019970 | BUSBAR | SWITCHGEAR PRIMARY CT BAR;11 KV;630 AMP; PRIMARY CT BAR;C/W STUDS & EARTH LEAD;TO SUIT STH WALES D4X4 & D6X4 SUBSTATION SWITCHGEAR; | HAWKSIDD | HAWKER SIDDELEY SWITCHGEAR LTD | GS2411 | MAINTENANCE STOCK
000020001 | DISCONNECTOR,HIGH VOLTAGE | 145kV, 1600A, 40kA/1Sec, 3Ph, Manual Operation, Outdoor Rotary Double Break Type DB145, Busbar Mtg Height 6500mm (No Insulators) | PLP AUST | PREFORMED LINE PRODUCTS (AUST) | A-A8032-07 | PHASING
000020002 | DISCONNECTOR,HIGH VOLTAGE | 145kV, 1600A, 40kA/1Sec, 3Ph, 1 x Earth Switch Type SE145, Manual Operation, Outdoor Rotary Double Break Type DB145, Busbar Mtg Height 6000mm (No Insulators) | PLP AUST | PREFORMED LINE PRODUCTS (AUST) | A-A9304 | PHASING
000020014 | DISCONNECTOR,HIGH VOLTAGE | 36kV, 800A, 25kA/3Sec, 3Ph, Motorised 110VDC, Outdoor Rotary Double Break Type DB36, Pipework Structure c/w Insulators | PLP AUST | PREFORMED LINE PRODUCTS (AUST) | A-A8029-09 | PHASING
000020018 | CUTTER,CABLE,HAND OPERATED | SHEAR CUT BLADE TYPE;160 MM LG;VINYL GRIP HANDLE;FOR CABLE RANGE DIAMETER 9 MM TO 22 MM AL/CU;PACK OF 1; | LEGEND | LEGEND POWER SYSTEMS | K-22 | CURRENT
000020018 | CUTTER,CABLE,HAND OPERATED | SHEAR CUT BLADE TYPE;160 MM LG;VINYL GRIP HANDLE;FOR CABLE RANGE DIAMETER 9 MM TO 22 MM AL/CU;PACK OF 1; | SPECFORC | SPECIALISED FORCE | LK-22A | CURRENT
000020018 | CUTTER,CABLE,HAND OPERATED | SHEAR CUT BLADE TYPE;160 MM LG;VINYL GRIP HANDLE;FOR CABLE RANGE DIAMETER 9 MM TO 22 MM AL/CU;PACK OF 1; | THEWMCAN | TMAC THEW & MCCANN GROUP | HIT SC10 | CURRENT
000020019 | CUTTER,CABLE,HAND OPERATED | PARROT BEAK TYPE;210 MM LG;FOR CABLE RANGE DIAMETER 16 MM TO 35 MM AL/CU; PACK OF 1; | SPECFORC | SPECIALISED FORCE | LK-38A | CURRENT
000020020 | FUSE ELEMENT,ELEC | PARALLEL KIT CONVERTION;2 X 400 AMP FUSE SWITCHES TO 800 AMP;DIN SIZE 3 BASES; SUITABLE FOR WEBER LV SWITCHBOARD V-BK 800;PACK OF 1,PACK WEIGHT 3 KG; | WEBER | WEBER SOUTH PACIFIC PTY LTD | V-BK800 | CURRENT
000020021 | KIT,EXTENSION | KIT EXTENSION FROM ABB TO WEBER FOR RETROFIT;SUITABLE FOR WEBER LV SWITCHBOARD WEBER V-EEK;PACK OF 1, PACK WEIGHT 3.0 KG; | WEBER | WEBER SOUTH PACIFIC PTY LTD | V-EEK | CURRENT
000020022 | FUSE-SWITCH COMBINATION. | 400 AMP FUSE SWITCH;630 AMP BASE;DIN SIZE 2 FUSES;SUITABLE FOR WEBER LV SWITCHBOARD VER2-LP07;PACK OF 1 ,PACK WEIGHT 7.0 KG; | WEBER | WEBER SOUTH PACIFIC PTY LTD | VER2-L-P07 | CURRENT
000020023 | FUSE-SWITCH COMBINATION. | 630 AMP FUSE SWITCH;1000 AMP BASE;DIN SIZE 3 FUSES;SUITABLE FOR WEBER LV SWITCHBOARD;VER3-L-P07;PACK OF 1 ,PACK WEIGHT 7.0 KG; | WEBER | WEBER SOUTH PACIFIC PTY LTD | VER3-LP07 | CURRENT
000020024 | FUSE-SWITCH COMBINATION. | PARALLEL FUSE SWITCH;1260 AMP (2 X 630 AMP);DIN SIZE 3 FUSES;SUITABLE FOR WEBER LV SWITCHBOARD VERD3-AU-P01; PACK OF 1,PACK WEIGHT 15 KG; | WEBER | WEBER SOUTH PACIFIC PTY LTD | VERD3-AU-P01 | CURRENT
000020029 | STAND,EXTENSION | ABB SAFELINK;300 MM EXTENDED HEIGHT METAL PLINTH/STAND;3 WAY;TO SUIT CCC & CFC; | ABB | ABB FAN PTY LTD | 3 WAY METAL PLINTH STAND | PURCHASE AS REQUIRED
000020030 | STAND,EXTENSION | ABB SAFELINK;300 MM EXTENDED HEIGHT METAL PLINTH/STAND;4 WAY;TO SUIT CFCF; | ABB | ABB FAN PTY LTD | 4 WAY METAL PLINTH STAND | CURRENT
000020031 | CABLE GLAND | GLAND PLATE SET;FOR CFC ABB SAFELINK; | ABB | ABB FAN PTY LTD | CFC GLAND PLATE | PURCHASE AS REQUIRED
000020033 | CABLE GLAND | GLAND PLATE SET;FOR CFCF ABB SAFELINK; | ABB | ABB FAN PTY LTD | C0292 | CURRENT
000020034 | MICROCONTROLLER | PROGRAMMABLE LOGIC CONTROLLER EXPANSION UNIT;100-240 V DC/AC;4 AC/DC INPUT; 4 RELAY OUTPUT;PROCON INST TECH COMBINATION IO MODULE; U/W SC20035 | IDEC | IDEC (MANUFACTURER) | FL1F-M08C2R2 | CURRENT
000020035 | MICROCONTROLLER | PROGRAMMABLE LOGIC CONTROLLER; 100-240 V DC/AC;8 AC/DC INPUT;4 RELAY OUTPUT;IDEC SMART RELAY;U/W SC20034; | IDEC | IDEC (MANUFACTURER) | FL1F-H12RCC | CURRENT
000020036 | MICROCONTROLLER | PROGRAMMABLE LOGIC CONTROLLER;12 V - 24 V DC;4 DC INPUT;4 RELAY OUTPUT;PROCON INST TECH COMBINATION IO MODULE; U/W SC20037; | IDEC | IDEC (MANUFACTURER) | FL1F-M08B2R2 | PURCHASE AS REQUIRED
000020037 | MICROCONTROLLER | PROGRAMMABLE LOGIC CONTROLLER;12 V - 24 V DC;8 DC INPUT;4 RELAY OUTPUT;PROCON INST TECH BASE UNIT; U/W SC20036; | IDEC | IDEC (MANUFACTURER) | FL1F-H12RCE | CURRENT
000020050 | RELAY SET,DIFFERENTIAL BUSBAR | AREVA MCAG34 7 MVTP31;1 AMP;10% - 40%; 3 X 220 OHM RESISTORS & METROSILS; 110 V DC AUX;FLUSH & RACK MTG; P/N MCAG34VCBC0220A MVTP31V1CB0751E; | AREVA | AREVA T&D AUSTRALIA LIMITED | MCAG34VCBC0220AMVTP31V1CB0751E | PURCHASE AS REQUIRED
000020051 | TRANSFORMER,CURRENT | PROTECTION,TOROIDAL;INDOOR;660 V;FOR I POWER NU-VAC 11000 SERIES D;55 ID HOLE & 165 W,195 H;INDOOR SWITCHGEAR;RATIO 600/400/300/5 AMP;15 VA;5P20 ON 400/ | IPSOL | I POWER SOLUTIONS HEMMANT QLD 4174 | 600/400/300/5 15VA 5P20 | PURCHASE AS REQUIRED
000020052 | TRANSFORMER,CURRENT | PROTECTION,TOROIDAL;INDOOR;660 V;FOR OLX2/3 GEC/AREVA INDOOR SWITCHGEAR; 50 ID HOLE & 158 OD;130 MM LG;RATIO 800/ 600/400/5 AMP;15 VA;5P20 ON 400/5 AMP; | AREVA | AREVA T&D AUSTRALIA LIMITED | 800/600/400/5 15VA 5P20 | PURCHASE AS REQUIRED
000020053 | CROSSARM,COMPOSITE | FIBREGLASS;2100 MM LG;100 MM X 100 MM; DRILLED FOR 11TM,11SM POWER DISTRIBUTION;PALLETOF 50,PACK WEIGHT 450 KG; | WAGNERS | WAGNERS PTY LTD TOOWOOMBA QLD | EC003-00017 | CURRENT
000020053 | CROSSARM,COMPOSITE | FIBREGLASS;2100 MM LG;100 MM X 100 MM; DRILLED FOR 11TM,11SM POWER DISTRIBUTION;PALLETOF 50,PACK WEIGHT 450 KG; | WAGNERS | WAGNERS PTY LTD TOOWOOMBA QLD | 11TM,11SM | CURRENT
000020054 | LIFTING EYES,UNIVERSAL | 1.3 TONNE (SWL);STANDARD LIFTING EYES; FOR LIFTING PRECAST FOUNDATIONS,SC19782, SC19730 & SC19783;PACK OF 1; | AQUARIUS | AQUARIUS PRECAST PL | 1LE | CURRENT
000020054 | LIFTING EYES,UNIVERSAL | 1.3 TONNE (SWL);STANDARD LIFTING EYES; FOR LIFTING PRECAST FOUNDATIONS,SC19782, SC19730 & SC19783;PACK OF 1; | TRI UGRD | TRI UNDERGROUND AUSTRALIA PTY LTD | TRISWIFTL | CURRENT
000020054 | LIFTING EYES,UNIVERSAL | 1.3 TONNE (SWL);STANDARD LIFTING EYES; FOR LIFTING PRECAST FOUNDATIONS,SC19782, SC19730 & SC19783;PACK OF 1; | HUMES | HUMES | 1LE | CURRENT
000020060 | FRAME,MANHOLE. | ALUMINIUM;PIT FRAME;1400 MM;YELLOW COLOUR; | CLPDIST | CLP DISTRIBUTORS | MGA-140Y | CURRENT
000020061 | TRANSFORMER,VOLTAGE | 19 KV/63.5 V;SINGLE PHASE UNIT;50 VA OUTPUT;CLASS 1;50 HZ;4MS/50 V PER PHASE; U/W AREVA WSA SWITCHGEAR; | AREVA | AREVA T&D AUSTRALIA LIMITED | 19 KV/63.5 V | PURCHASE AS REQUIRED
000020062 | CLEVIS BALL ASSEMBLY | FORGED STEEL;GALV;BALL END TO Y CLEVIS; 120 KN;M20 BOLT;U/W 132 KV LINE POST INSULATORS TO SOCKET CLEVIS TO AGSU OR SUSPENSION CLAMP; | DULHUNTY | DULHUNTY INDUSTRIES PTY LTD | BYC-120 | CURRENT
000020063 | DRY CHEMICAL,FIRE EXTINGUISHER | 4.5 KG;RATING 40 AB (E);TYPE DCP: C/W WALL MTG BKT & SIGNAGE; | CHUBB | CHUBB | 2046/01+80342+80794 | PURCHASE AS REQUIRED
000020064 | BOLT,MACHINE | STEEL;GALV;HEX HD;M16;ISO M;60 MM LG;C/W HEX NUT ATTACHED;HIGH TENSILE GDE 8.8; 20 MM SHANK;PACK OF 75; | HOBSON | HOBSON ENGINEERING CO PTY LTD 393904 | KBH46GCM160060 | CURRENT
000020064 | BOLT,MACHINE | STEEL;GALV;HEX HD;M16;ISO M;60 MM LG;C/W HEX NUT ATTACHED;HIGH TENSILE GDE 8.8; 20 MM SHANK;PACK OF 75; | STATEWD | STATEWIDE FSTNERS & ENG SPLS PL | HSBAGM1660 | CURRENT
000020068 | COVER,TERMINAL | FOR ME160 KWH METER;REFER SC05079; | ISKRA |  | ME160 ETX EX | PURCHASE AS REQUIRED
000111617 | PAINT,MARKING | LINE SPRAY, YELLOW 500G (LEAD FREE) PACK OF 12, PACK WEIGHT 6KG | SIGNET | SIGNET PTY LTD | 11529 | PURCHASE AS REQUIRED
000119784 | CAP, END | PVC;SUIT P1000 CHANNEL; PACK OF 100; | EZYSTRUT | EZYSTRUT CABLE & PIPE SUPPORTS | E1180P | CURRENT
000125393 | CAULKING TOOL, HAND | CAULKING GUN;PACK OF 1; | CNWPL | CNW PL - SLACKS CREEK | F-CGLR | CURRENT
000125393 | CAULKING TOOL, HAND | CAULKING GUN;PACK OF 1; | SELLEYS |  | CAULKING GUN | CURRENT
000126334 | RAKE,GARDEN | Nail Type, 14 Tooth, Steel Head, c/w Wooden Handle | MMELEC | MM ELECTRICAL MERCHANDISING | IND0426234 | CURRENT
000126334 | RAKE,GARDEN | Nail Type, 14 Tooth, Steel Head, c/w Wooden Handle | SPEARJAC |  | SJ-CGR2 | CURRENT
000126334 | RAKE,GARDEN | Nail Type, 14 Tooth, Steel Head, c/w Wooden Handle | SPEARJAC |  | SJ-CGR1 | CURRENT
000130567 | ADHESIVE | SUPAGLUE; 3 ML TUBE;PACK OF 1; | BLKWOOD | J BLACKWOOD & SON LTD | 07271515 | CURRENT
000130567 | ADHESIVE | SUPAGLUE; 3 ML TUBE;PACK OF 1; | SELLEYS |  | SG3 | CURRENT
000139279 | NUT,SELF-LOCKING,GANG CHANNEL | OBLONG;STEEL; ZINC PLATED;M8;WITH SPRING ;PACK OF 100,PACK WEIGHT 4.10 KG; | EZYSTRUT | EZYSTRUT CABLE & PIPE SUPPORTS | E1007Z | CURRENT
000221986 | CRAYON, MARKING | LUMBER;YELLOW;BOX OF 12; | BLKWOOD | J BLACKWOOD & SON LTD | 04035709 | CURRENT
000221986 | CRAYON, MARKING | LUMBER;YELLOW;BOX OF 12; | STATEWD | STATEWIDE FSTNERS & ENG SPLS PL | CLY3 | CURRENT
000221986 | CRAYON, MARKING | LUMBER;YELLOW;BOX OF 12; | KEYLINE | KEY-LINE DISTRIBUTORS PTY LTD | LEV 3YE | CURRENT
000234674 | BRAZING ALLOY, SILVER | BROWN TIP;15%; | CONALLOY |  | 1306536 | CURRENT
000239194 | BRACKET, CANTILEVER | STEEL; GALV; 400 MM LG; PACK OF 1,PACK WEIGHT 1.2 KG; | EZYSTRUT | EZYSTRUT CABLE & PIPE SUPPORTS | CB2-400H | CURRENT
000242362 | BRACKET, CANTILEVER | STEEL;GALV;750 MM LG; PACK OF 1,PACK WEIGHT 4 KG; | EZYSTRUT | EZYSTRUT CABLE & PIPE SUPPORTS | CB2-750H | CURRENT
000242693 | BRACKET, CANTILEVER | STEEL;GALV; 550 MM LG; PACK OF 1,PACK WEIGHT 3 KG; | CNWPL | CNW PL - SLACKS CREEK | UNSP2663-550 | CURRENT
000242693 | BRACKET, CANTILEVER | STEEL;GALV; 550 MM LG; PACK OF 1,PACK WEIGHT 3 KG; | CNWPL | CNW PL - SLACKS CREEK | 4001134 | CURRENT
000242693 | BRACKET, CANTILEVER | STEEL;GALV; 550 MM LG; PACK OF 1,PACK WEIGHT 3 KG; | UNISTRUT | UNISTRUT AUSTRALIA (MANUFACTURER) | UNSP2663-550 | CURRENT
000242693 | BRACKET, CANTILEVER | STEEL;GALV; 550 MM LG; PACK OF 1,PACK WEIGHT 3 KG; | NORTHGAR | NORTHGARD SERVICES PTY LTD | P2663-550 | CURRENT
000243683 | BRACKET, CANTILEVER | STEEL;GALV;250 MM LG;PACK OF 1, PACK WEIGHT 1.08 KG; | EZYSTRUT | EZYSTRUT CABLE & PIPE SUPPORTS | CB2-250H | CURRENT
000252262 | SETSCREW | STEEL; ZINC PLATED;M10 X 30 MM LG; HEX HD;PACK OF 100,PACK WEIGHT 2.0 KG; | EZYSTRUT | EZYSTRUT CABLE & PIPE SUPPORTS | HS1030Z | CURRENT
000290130 | SETSCREW | STEEL; ZINC PLATED;M8 X 20 MM LG;HEX HD; PACK OF 100;PACK WEIGHT 1.2 KG; | EZYSTRUT | EZYSTRUT CABLE & PIPE SUPPORTS | HS820Z | CURRENT
000323865 | PLATE,IDENTIFICATION | BRASS;STAMPED `G';PACK OF 1; | RMSTOLFB | RMS TOLLFAB | PLATE | PURCHASE AS REQUIRED
000327213 | VEST,HIGH VISIBILITY. | C/W REFLECTIVE STRIPES,;XXOS;100% COTTON | KEYLINE | KEY-LINE DISTRIBUTORS PTY LTD | 172R | CURRENT
000381467 | SETSCREW | STEEL; ZINC PLATED; M12 X 25 MM LG; HEX HD;PACK OF 100,PACK WEIGHT 3.0 KG; | EZYSTRUT | EZYSTRUT CABLE & PIPE SUPPORTS | HS1225Z | CURRENT
000382473 | RAKE,GARDEN | Grass, Plastic c/w Handle | SPEARJAC |  | SJR-480 | CURRENT
000382473 | RAKE,GARDEN | Grass, Plastic c/w Handle | QES |  | RLEA450P1 | CURRENT
000451534 | CONNECTOR,ELECTRICAL | CORD EXTENSION SOCKET;10 AMP GREY; 3 PIN;PACK OF 10; | CLIPSAL | GERARD INDUSTRIES QLD DIVSN P/L | CLI438GY (BOX OF 10) | PURCHASE AS REQUIRED
000020074 | RAYFLATE,DUCT SEALING SYSTEM | MASTIC SEALING CLIP;CLP-100; PACK OF 5; | TECONN | TE CONNECTIVITY LTD | RDSS-CLIP-100(S5) | CURRENT
000020075 | RAYFLATE,DUCT SEALING SYSTEM | MASTIC SEALING CLIP;CLP-125; PACK OF 5; | TECONN | TE CONNECTIVITY LTD | RDSS-CLIP-125(S5) | CURRENT
000020076 | RAYFLATE,DUCT SEALING SYSTEM | INFLATABLE CONDUIT SEAL; RAYRDSS-125;PACK OF 10; | TECONN | TE CONNECTIVITY LTD | RDSS-125(S10) | CURRENT
000020072 | BOX,ELECTRICAL,MULTIAPPLICATION. | POLYCARBONATE;600 MM H,400 MM W, 220 MM D;C/W HINGED DOOR;ENCLOSURE FIBOX CAB PC604022G 3B; C/W MOUNTING PLATE PART#FIBEKIV54; PACK OF 1; | REXEL | REXEL PTY LTD | FIBCABPC504020G3B+ FIBEKIV54 | CURRENT
000020072 | BOX,ELECTRICAL,MULTIAPPLICATION. | POLYCARBONATE;600 MM H,400 MM W, 220 MM D;C/W HINGED DOOR;ENCLOSURE FIBOX CAB PC604022G 3B; C/W MOUNTING PLATE PART#FIBEKIV54; PACK OF 1; | NHP | NHP ELECTRICAL ENGINEERING | FIBCABPC504020G3B | CURRENT
000020072 | BOX,ELECTRICAL,MULTIAPPLICATION. | POLYCARBONATE;600 MM H,400 MM W, 220 MM D;C/W HINGED DOOR;ENCLOSURE FIBOX CAB PC604022G 3B; C/W MOUNTING PLATE PART#FIBEKIV54; PACK OF 1; | CNWPL | CNW PL - SLACKS CREEK | CABPC504020G3B+EKIV54 | CURRENT
000020072 | BOX,ELECTRICAL,MULTIAPPLICATION. | POLYCARBONATE;600 MM H,400 MM W, 220 MM D;C/W HINGED DOOR;ENCLOSURE FIBOX CAB PC604022G 3B; C/W MOUNTING PLATE PART#FIBEKIV54; PACK OF 1; | NHP | NHP ELECTRICAL ENGINEERING | CAB PC 504020 G3B | CURRENT
000020073 | PANEL,ASSEMBLY | POWER QUALITY ENCLOSURE;500 MM H; 400 MM W;200 MM D;FITTED WITH TEST BLOCK;PROVISION TO MTG METER & MODEM;U/W SC20072 & SC05051; | ERGONWS | PROVISION OF WORKSHOP SERVICES | ENCLOSURE PANEL | CURRENT
000020077 | HAT,SUN | Sun Protection, Wide Brim, 56cm, Size S, Soft Fabric, Cool Grey 5, Unbranded | BUNZL | BUNZL LIMITED BRISBANE | CH66-S | CURRENT
000020077 | HAT,SUN | Sun Protection, Wide Brim, 56cm, Size S, Soft Fabric, Cool Grey 5, Unbranded | ATOMSUPP | ATOM SUPPLY | 31120007 | CURRENT
000020077 | HAT,SUN | Sun Protection, Wide Brim, 56cm, Size S, Soft Fabric, Cool Grey 5, Unbranded | ATOMSUPP | ATOM SUPPLY | 453577 | CURRENT
000020077 | HAT,SUN | Sun Protection, Wide Brim, 56cm, Size S, Soft Fabric, Cool Grey 5, Unbranded | MOUNTCAS | MOUNT CAS | 55 CM SML | CURRENT
000020081 | CANTEEN,WATER | 1.2L Aventurer Insulated Bottle, Double Wall S/Steel, Rubber Carry Handle, Keeps Drinks Hot for 12hrs & Cold for 24hrs | KEYLINE | KEY-LINE DISTRIBUTORS PTY LTD | 255100-006 | CURRENT
000020083 | INSULATOR,STANDOFF | LINE POST;PORCELAIN,TIE TOP;33 KV NOM V; 475 MM H;8 KN MIN FAILING CANTILEVER; SOLID CORE;880 MM MIN CREEPAGE;VERTICAL/ HORIZONTAL;C/W M20 X 85 MM STUD,SPRING | PENTA | PENTA AUST (TMAC THEW & MCCANN/HYLEC) | PA30080 | CURRENT
000020083 | INSULATOR,STANDOFF | LINE POST;PORCELAIN,TIE TOP;33 KV NOM V; 475 MM H;8 KN MIN FAILING CANTILEVER; SOLID CORE;880 MM MIN CREEPAGE;VERTICAL/ HORIZONTAL;C/W M20 X 85 MM STUD,SPRING | TYCO | TYCO | 33KV VERTICAL TIE TOP LINE | CURRENT
000020083 | INSULATOR,STANDOFF | LINE POST;PORCELAIN,TIE TOP;33 KV NOM V; 475 MM H;8 KN MIN FAILING CANTILEVER; SOLID CORE;880 MM MIN CREEPAGE;VERTICAL/ HORIZONTAL;C/W M20 X 85 MM STUD,SPRING | BRITECH | BRI-TECH PTY LTD | PPI33-880 -EX | CURRENT
000020083 | INSULATOR,STANDOFF | LINE POST;PORCELAIN,TIE TOP;33 KV NOM V; 475 MM H;8 KN MIN FAILING CANTILEVER; SOLID CORE;880 MM MIN CREEPAGE;VERTICAL/ HORIZONTAL;C/W M20 X 85 MM STUD,SPRING | DULHUNTY | DULHUNTY INDUSTRIES PTY LTD | R8ET200L-475 | CURRENT
000020083 | INSULATOR,STANDOFF | LINE POST;PORCELAIN,TIE TOP;33 KV NOM V; 475 MM H;8 KN MIN FAILING CANTILEVER; SOLID CORE;880 MM MIN CREEPAGE;VERTICAL/ HORIZONTAL;C/W M20 X 85 MM STUD,SPRING | GRAPHSOL | GRAPH SOLUTIONS PTY LTD | 28602S | CURRENT
000020089 | RELAY,VOLTAGE | TAP CHANGE CONTROL;63.5-110 V AC INPUT; 1 AMP,5 AMP LDC;110 V DC DIGITAL INPUT; MIDOS SIZE 4 CASE; | RMS | RELAY MONITORING SYSTEMS PL | 2V164 BBBAB | CURRENT
000020090 | RELAY,VOLTAGE | TAP CHANGE CONTROL;63.5-110 V AC INPUT; 1 AMP,5 AMP LDC;48 V DC DIGITAL INPUT; MIDOS SIZE 4 CASE; | RMS | RELAY MONITORING SYSTEMS PL | 2V164BAAAB | STRATEGIC SPARE
000020091 | ARRESTER,ELECTRICAL SURGE | GAPLESS TYPE;96 KV;10 KA;CLASS 3,LINE DISCHARGE;PEDESTAL MTG;FOR 110 KV NOM VOLTAGE SYSTEM;POLYMERIC HOUSING; | ABB | ABB FAN PTY LTD | PEXLIM Q096-XH123 | MAINTENANCE STOCK
000020092 | RELAY,FEEDER DIFFERENTIAL. | REYROLLE SOLKOR N;RS485;5/1 AMP;24/30/48 V DC AUX;30/34 V DC DI;MTG FLUSH RACK; | REYROLLE |  | SO1-131AA | PURCHASE AS REQUIRED
000020093 | RELAY SET,BUSBAR DIFFERENTIAL PROTECTION | SEL 487B;5 AMP;24/48 V DC AUX;24 V DC LOGIC INPUTS;HORIZONTAL RACK MTG; | SEL | SCHWEITZER ENGINEERING LABORATORIES INC. | 0487B025X2XBBBXXH | PHASING
000020107 | INVERTER,POWER | ePOWER Inverter; 12V 400W 230VAC; to suit RCD/GPO; C/W Mounting plate | ADVTRID | ADVANCE TRIDENT LIMITED | RCD-GPO-EP400W | PURCHASE AS REQUIRED
000020108 | CABLE,CONTROL,ELECTRICAL | TELEPHONE CABLE;10 PAIR;0.64 MM;EXT JELLY FILLED;PE/NY; | REXEL | REXEL PTY LTD | CLI2T10POJPN6 | PURCHASE AS REQUIRED
000020108 | CABLE,CONTROL,ELECTRICAL | TELEPHONE CABLE;10 PAIR;0.64 MM;EXT JELLY FILLED;PE/NY; | HAYMANS | HAYMANS ELECTRICAL | CLI2T10POJPN6 | PURCHASE AS REQUIRED
000020109 | INDICATOR,FAULTED CIRCUIT. | MONITOR EARTH;CT CABLE MTG;FOR 11 KV REMOTE INDICATOR;ELECTRONIC,SELF POWERED;RESET AFTER 4 HRS OR MANUAL RESET BY LOCAL;REFER SC20110 FOR TESTER | HYLEC | HYLEC PTY LTD | CFIOPTOE3.0EGXPMTKI | CURRENT
000020109 | INDICATOR,FAULTED CIRCUIT. | MONITOR EARTH;CT CABLE MTG;FOR 11 KV REMOTE INDICATOR;ELECTRONIC,SELF POWERED;RESET AFTER 4 HRS OR MANUAL RESET BY LOCAL;REFER SC20110 FOR TESTER | HYLEC | HYLEC PTY LTD | MVCFIENERGEXPMTKI | CURRENT
000020110 | TESTER,INDICATOR | NEON TRIP TESTER;FOR NEON FAULT INDICATOR LIGHTS;U/W SC20109 INDICATOR FAULTED CIRCUIT; | HYLEC | HYLEC PTY LTD | 49-0109-002 | CURRENT
000020082 | CROSSARM,METAL | Galv Steel, for 11kV & 33kV Expanded Trident Constructions, Dwg 15627-A3, Pallet of 16 (scm) | HAYMAN | HAYMANS INDUSTRIES PTY LTD | 20082 | CURRENT
000020082 | CROSSARM,METAL | Galv Steel, for 11kV & 33kV Expanded Trident Constructions, Dwg 15627-A3, Pallet of 16 (scm) | GREATWST |  | 20082 | CURRENT
000020112 | TRANSFORMER,VOLTAGE | METERING AUXILIARY;240 V/110 V/90 V AC; 60 V OUTPUT;SINGLE PHASE;PAPER INSUL, AIR COOLED;TERMINATION VIA 200 MM FLYING LEADS;STEPDOWN TRANSFORMER; | GAYRAD | JJ ELECTRICAL MANUFACTURING T/A GAYRAD | MODEL 06 | PURCHASE AS REQUIRED
000020113 | FILTER, OIL | OIL;FLEXIBLE BUND FILTER;300 MM DIA; SUIT 225 MM DIA FRC PIPE OUTLET USING CABLE TIES; | ABSORBEN | ABSORB ENVIROMENTAL SOLUTIONS | AES BF 300 | PURCHASE AS REQUIRED
000020114 | RELAY,FEEDER DIFFERENTIAL. | GE L90;1 AMP OR 5 AMP;50 V TO 240 V AC; AUX 125 V 250 V DC;100 V TO 240 V AC;L90 -D00-HCH-F8A-H6G-L6U-5XX-U6T-W7S;FOR USE ON 3 TERMINAL FEEDERS; | POWERLNK | POWERLINK | SXX-U6T-W7S | STRATEGIC SPARE
000020114 | RELAY,FEEDER DIFFERENTIAL. | GE L90;1 AMP OR 5 AMP;50 V TO 240 V AC; AUX 125 V 250 V DC;100 V TO 240 V AC;L90 -D00-HCH-F8A-H6G-L6U-5XX-U6T-W7S;FOR USE ON 3 TERMINAL FEEDERS; | POWERLNK | POWERLINK | L90-D00-HCH-F8A-H6G-L6U-N6U- | STRATEGIC SPARE
000020094 | TRANSFORMER,VOLTAGE | 33000/110 V;3 PHASE;VA/PHASE 200-100; CLASS 0.5M5P3R;S/N 17753,PLANT VT6; ITEM 1;REFER TO SC19737; | HANSOM |  | 33000/110 V | CURRENT
000020095 | TRANSFORMER,VOLTAGE | 33000/110 V;3 PHASE;VA/PHASE 200-100; CLASS 0.5M5P3R;S/N 17752,PLANT VT5; ITEM 2;REFER SC19737 FOR REPLACEMENT; | HANSOM |  | 33000/110 V VT5 | PURCHASE AS REQUIRED
000020096 | CIRCUIT BREAKER | OX36;IR-1250 AMP;FR 50 HZ;UP 200 KV; IK-25 KA;TK-3S;CONTRACT CE30Z-G;240 V AC SPRING CHARGE MOTOR;32 V DC CLOSING & TRIPPING; | AREVA | AREVA T&D AUSTRALIA LIMITED | OX36 1250 AMP | STRATEGIC SPARE
000020097 | TRANSFORMER,CURRENT | POST TYPE;OUTDOOR;GIF 36-68;IL 36/70,200 KV;3 CORES,1200/800/600/5 AMP,1200/800/ 600/5 AMP,1600/1200/500/5 AMP; S/N 04/10402110,S/N04/10402111,S/N | POWERENG |  | 36 KV OUTDOOR POST TYPE | STRATEGIC SPARE
000020098 | TRANSFORMER,CURRENT | POST TYPE;OUTDOOR;GIF 36-38;IL 36/70 200 KV;4 CORES,1200/800/600/5 AMP, 1200/800/600/5 AMP,1000/1 AMP,1000/1 AMP ;S/N 04/10402107,S/N 04/10402108,S/N | POWERENG |  | 36 KV GIF 36/38 | STRATEGIC SPARE
000020099 | TRANSFORMER,CURRENT | POST TYPE;OUTDOOR;GIF 36-68;IL 36/70 200 KV;4 CORES,1200/800/600/5 AMP,1200/ 800/600/5 AMP,1000/1 AMP,1000/1 AMP; S/N 04/10402104,S/N 04/10402105,S/N | POWERENG |  | 36 KV GIF 36/38 | STRATEGIC SPARE
000020100 | TRANSFORMER,CURRENT | POST TYPE;OUTDOOR;GIF 36-38;IL 36/70 200 KV;3 CORES,1200/800/600/5 AMP,1200/ 800/600/5 AMP,1600/1200/500/5 AMP;S/N 04/10402113,S/N 04/10402114,S/N | POWERENG |  | 36 KV GIF 36-38 | STRATEGIC SPARE
000020102 | TRANSFORMER,CURRENT | POST TYPE;OUTDOOR;TYPE 06/36/203; 800 AMP;3 CORES,400/600/800/1 AMP,400/ 600/800/1 AMP,1200/1600/1 AMP;S/N 25443/ 1;SEQEB 50356;ITEM 9; | ABB | ABB FAN PTY LTD | GIF 36-58 | CURRENT
000020103 | TRANSFORMER,CURRENT | POST TYPE;OUTDOOR;06/36/203;800 AMP; 3 CORES,400/600/800/1 AMP,400/600/800/ 1 AMP,1200/1600/1 AMP;S/N 25446/1;SEQEB 50135;ITEM 10; | ABB | ABB FAN PTY LTD | 06/36/203 | STRATEGIC SPARE
000020117 | TAPE,INSULATION,ELECTRICAL | RAYSULATE ETHYLENE-PROPYLENE POLYMER; HEAT SHRINKABLE;36 KV HV BUSBAR TAPE; 50 MM W;10 M LG; | RAYCHEM | RAYCHEM (AUSTRALIA) PTY LTD | HVBT-14-A | CURRENT
000020116 | ARRESTER,ELECTRICAL SURGE | GAPLESS,METAL OXIDE;12 KV;10 KA;INSUL M12 MTG & EARTH DISCONNECTOR; U/W CCT;POLYMER HOUSED; Class A; C/W 500 MM X 16 SQ MM LINE LEAD & LUG; | SIEMENS | SIEMENS LTD | 3EK41201CK4ZQ97R51P12P31 | CURRENT
000020116 | ARRESTER,ELECTRICAL SURGE | GAPLESS,METAL OXIDE;12 KV;10 KA;INSUL M12 MTG & EARTH DISCONNECTOR; U/W CCT;POLYMER HOUSED; Class A; C/W 500 MM X 16 SQ MM LINE LEAD & LUG; | BRITECH | BRI-TECH PTY LTD | OB12-100EN | CURRENT
000020116 | ARRESTER,ELECTRICAL SURGE | GAPLESS,METAL OXIDE;12 KV;10 KA;INSUL M12 MTG & EARTH DISCONNECTOR; U/W CCT;POLYMER HOUSED; Class A; C/W 500 MM X 16 SQ MM LINE LEAD & LUG; | MVTECH | MV TECHNOLOGY SOLUTIONS P/L | S3EK4120-1CK4-ZQ97R51R59P12P31 | CURRENT
000020116 | ARRESTER,ELECTRICAL SURGE | GAPLESS,METAL OXIDE;12 KV;10 KA;INSUL M12 MTG & EARTH DISCONNECTOR; U/W CCT;POLYMER HOUSED; Class A; C/W 500 MM X 16 SQ MM LINE LEAD & LUG; | ACCULEC | ACCULEC PTY LTD - E18524 | OB12A-100EQ | CURRENT
000020121 | CAPACITOR UNIT. | 7.45 KV;800 KVAR;SINGLE PHASE;45.8MF; 107.4 AMP CONT @ 50 HZ;NON PCB IMPREGNANT;POLYPROPYLENE FILM DIELECTRIC;INTERNALLY FUSED;2 BUSHINGS | ABB | ABB FAN PTY LTD | CHDB 162 | MAINTENANCE STOCK
000020084 | CROSSARM,METAL | STEEL;GALV;89 X 89 X 5 SHS;940 MM LG HORIZONTAL,1995 MM LG VERT;1 KN WORKING LOAD;U/W LOAD BREAK SWITCH SC19920 WHEN POLE TOP MTD;PACK OF 1, | MEFCO | MEFCO AUSTRALIA PTY LTD SUNSHINE VIC | 20084 | PHASING
000020133 | RELAY,OVERCURRENT AND EARTH FAULT | SEL 351-6;1 AMP PHASE;1 AMP NEUTRAL; 110 V DC AUX;110 V DC LOGIC INPUTS; FIRMWARE V6; HORIZONTAL RACK MTG; | SEL | SCHWEITZER ENGINEERING LABORATORIES INC. | 035160H4513XX1 | PHASING
000020134 | SWITCH,ROTARY | 2 POSN;12 POLE;STANDARD-NON STANDARD; | KRAUSNMR | KRAUS & NAIMER (MANUFACTURER) | CAD12 AU323R-600E | PURCHASE AS REQUIRED
000020115 | BRACKET,MOUNTING | FOR FRONT MTD;11 KV SURGE ARRESTER ON GAINBASE,SC16630;PACK OF 1,PACK WEIGHT 1.5 KG; | HAYMAN | HAYMANS INDUSTRIES PTY LTD | 20115 | CURRENT
000020115 | BRACKET,MOUNTING | FOR FRONT MTD;11 KV SURGE ARRESTER ON GAINBASE,SC16630;PACK OF 1,PACK WEIGHT 1.5 KG; | MEFCO | MEFCO AUSTRALIA PTY LTD SUNSHINE VIC | 20115 | CURRENT
000020088 | BRACKET,MOUNTING | FOR OUTER PHASE;11 KV SURGE ARRESTER ON TRIDENT CROSSARM,SC20082;PACK OF 1, PACK WEIGHT 1.6 KG | HAYMAN | HAYMANS INDUSTRIES PTY LTD | 20088 | CURRENT
000020088 | BRACKET,MOUNTING | FOR OUTER PHASE;11 KV SURGE ARRESTER ON TRIDENT CROSSARM,SC20082;PACK OF 1, PACK WEIGHT 1.6 KG | MEFCO | MEFCO AUSTRALIA PTY LTD SUNSHINE VIC | 20088 | CURRENT
000020087 | BRACKET,MOUNTING | FOR MID PHASE;11 KV SURGE ARRESTER ON TRIDENT CROSSARM,SC20082;PACK OF 1, PACK WEIGHT 1.2 KG; | HAYMAN | HAYMANS INDUSTRIES PTY LTD | 20087 | CURRENT
000020087 | BRACKET,MOUNTING | FOR MID PHASE;11 KV SURGE ARRESTER ON TRIDENT CROSSARM,SC20082;PACK OF 1, PACK WEIGHT 1.2 KG; | MEFCO | MEFCO AUSTRALIA PTY LTD SUNSHINE VIC | 20087 | CURRENT
000020086 | BRACKET,MOUNTING | FOR REAR MOUNTED;11 KV SURGE ARRESTER ON GAINBASE,SC16630;PACK OF 1,PACK WEIGHT 1.5 KG; | HAYMAN | HAYMANS INDUSTRIES PTY LTD | 20086 | CURRENT
000020086 | BRACKET,MOUNTING | FOR REAR MOUNTED;11 KV SURGE ARRESTER ON GAINBASE,SC16630;PACK OF 1,PACK WEIGHT 1.5 KG; | MEFCO | MEFCO AUSTRALIA PTY LTD SUNSHINE VIC | 20086 | CURRENT
000020085 | BRACKET,MOUNTING | STEEL;GALV;89 MM X 89 MM X 6 MM SHS; 850 MM LG;1 KN MAX WORKING LOAD;U/W LOAD BREAK SWITCH SC23483 WHEN MID POLE MTD;PACK OF 1,PACK WEIGHT 16 KG; | HAYMAN | HAYMANS INDUSTRIES PTY LTD | 20085 | CURRENT
000020085 | BRACKET,MOUNTING | STEEL;GALV;89 MM X 89 MM X 6 MM SHS; 850 MM LG;1 KN MAX WORKING LOAD;U/W LOAD BREAK SWITCH SC23483 WHEN MID POLE MTD;PACK OF 1,PACK WEIGHT 16 KG; | MEFCO | MEFCO AUSTRALIA PTY LTD SUNSHINE VIC | 20085 | CURRENT
000019870 | TRANSFORMER,CURRENT | PROTECTION,TOROIDAL;INDOOR;2 KV; 1000/1 AMP;CLASS 0.05PX 350 R4.5;THERMAL LIMIT 2000 AMP; | HAWKSIDD | HAWKER SIDDELEY SWITCHGEAR LTD | 1000/1 AMP | PURCHASE AS REQUIRED
000020136 | RACK,CABLE | CABLE LADDER;450 MM W,4 M LG;SUIT NEMA 12B;PACK OF 1,PACK WEIGHT 17.0 KG; | EZYSTRUT | EZYSTRUT CABLE & PIPE SUPPORTS | N1L4504H | CURRENT
000020137 | BRACKET | SUPPORT BRACKET;BEAM CLAMP;SUIT UNISTRUT P1000,P2000,P3000 & P4000; 76 MM W,86 MM H;HOT DIPPED GALV; PACK OF 10,PACK WEIGHT 4.30 KG; | EZYSTRUT | EZYSTRUT CABLE & PIPE SUPPORTS | E2785H | PURCHASE AS REQUIRED
000019549 | MONITOR,OIL | ON-LINE;CONTINUOUS MONITORING OF POWER TRANSFORMERS;SINGLE VALVE; SENSOR & SYSTEM SELF TEST DIAGONSTICS; MONITORING OF MOISTURE IN OIL; | PMS | PROTECTION & MONITORING SYSTEMS PTY LTD | HYDRAN M2 | PURCHASE AS REQUIRED
000020125 | TRANSFORMER,CURRENT | PROTECTION,TOROIDAL;OUTDOOR;UV PROTECTED CYCLOALIPHATIC RESIN CASTING; 0.72/3 KV;2000/1 AMP;CLASS 0.15PX 1500 R10;SINGLE PHASE;50 HZ;FOR NEF | TWS | TWS ENERGY CONTROLS | PROTECTION UV | PURCHASE AS REQUIRED
000020139 | CONNECTOR,BUSBAR | COPPER;38 MM TUBE TO RIGHT ANGLE PALM; 50 MM X 50 MM HOLE CENTRES; | DULMISON | DULMISON (AUST) PTY LTD | LS40 | PURCHASE AS REQUIRED
000019942 | CAPACITOR SHUNT INSTALLATION. | COMPRISES THE FOLLOWING STOCK CODES, 3 X 20188 (RX) PLANT NO.REQ.3 X 20190 (VT) PLANT NO.REQ.1 X 20189 (CT) PLANT NO.REQ.;36 KV;3 PHASE;50 HZ;20 MVAR @ | ABB | ABB FAN PTY LTD | 20 MVAR | PURCHASE AS REQUIRED
000019856 | CAPACITOR SHUNT INSTALLATION. | COMPRISES THE FOLLOWING STOCK CODES, 4 X 20192 (SW) 4 X 20191 (RX);12 KV; 3 PHASE;50 HZ;4 X 3.75 MVAR STAGES @ 11 KV;I/D CUBICLE;C/W BANK DISCONNECTOR/ | ABB | ABB FAN PTY LTD | ABACUS | CURRENT
000020078 | HAT,SUN | CAP:SAFETY;SUN PROTN,M,SOFT FABRIC,COOL HAT,SUN Sun Protection, Wide Brim, 58cm, Size M, Soft Fabric, Cool Grey 5, Unbra nded | BUNZL | BUNZL LIMITED BRISBANE | CH66-M | CURRENT
000020078 | HAT,SUN | CAP:SAFETY;SUN PROTN,M,SOFT FABRIC,COOL HAT,SUN Sun Protection, Wide Brim, 58cm, Size M, Soft Fabric, Cool Grey 5, Unbra nded | ATOMSUPP | ATOM SUPPLY | 31120008 | CURRENT
000020078 | HAT,SUN | CAP:SAFETY;SUN PROTN,M,SOFT FABRIC,COOL HAT,SUN Sun Protection, Wide Brim, 58cm, Size M, Soft Fabric, Cool Grey 5, Unbra nded | MOUNTCAS | MOUNT CAS | 57 CM MED | CURRENT
000020079 | HAT,SUN | CAP:SAFETY;SUN PROTN,L,SOFT FABRIC,COOL HAT,SUN Sun Protection, Wide Brim, 60cm, Size L, Soft Fabric, Cool Grey 5, Unbra nded | BUNZL | BUNZL LIMITED BRISBANE | CH66-L | CURRENT
000020079 | HAT,SUN | CAP:SAFETY;SUN PROTN,L,SOFT FABRIC,COOL HAT,SUN Sun Protection, Wide Brim, 60cm, Size L, Soft Fabric, Cool Grey 5, Unbra nded | ATOMSUPP | ATOM SUPPLY | 31120009 | CURRENT
000020079 | HAT,SUN | CAP:SAFETY;SUN PROTN,L,SOFT FABRIC,COOL HAT,SUN Sun Protection, Wide Brim, 60cm, Size L, Soft Fabric, Cool Grey 5, Unbra nded | MOUNTCAS | MOUNT CAS | 59 CM LGE | CURRENT
000020080 | HAT,SUN | CAP:SAFETY;SUN PROTN,XL,SOFT FABRIC,COOL HAT,SUN Sun Protection, Wide Brim, 62cm, Size XL Soft Fabric, Cool Grey 5, Unbra nded | BUNZL | BUNZL LIMITED BRISBANE | CH66-XL | CURRENT
000020080 | HAT,SUN | CAP:SAFETY;SUN PROTN,XL,SOFT FABRIC,COOL HAT,SUN Sun Protection, Wide Brim, 62cm, Size XL Soft Fabric, Cool Grey 5, Unbra nded | ATOMSUPP | ATOM SUPPLY | 31120010 | CURRENT
000020080 | HAT,SUN | CAP:SAFETY;SUN PROTN,XL,SOFT FABRIC,COOL HAT,SUN Sun Protection, Wide Brim, 62cm, Size XL Soft Fabric, Cool Grey 5, Unbra nded | MOUNTCAS | MOUNT CAS | 61 CM X-LGE | CURRENT
000020140 | SUPPORT | STEEL;HOT DIPPED GALV;3 X 1 PHASE FOR 33 KV CAPACITOR; C/W 2 X STEEL POLES, 1 X STEEL CROSSARM, 3 X STEEL BRACES; HEIGHT-DIMENSION X = 3830 MM,2400 MM W; | ERGON | ERGON ENERGY | STEEL SUPPORT | PURCHASE AS REQUIRED
000020141 | SUPPORT | STEEL;HOT DIPPED GALV;33 KV INSULATOR SUPPORT ADAPTOR;2400 MM LG,120 MM CENTRES;C/W 2 X ELBOWS, 1 X BOX OF NUTS/BOLTS; | DRAWING | DRAWING NO | LOSTD-ST026-12 TYPE A | CURRENT
000020141 | SUPPORT | STEEL;HOT DIPPED GALV;33 KV INSULATOR SUPPORT ADAPTOR;2400 MM LG,120 MM CENTRES;C/W 2 X ELBOWS, 1 X BOX OF NUTS/BOLTS; | ERGON | ERGON ENERGY | STEEL SUPPORT | CURRENT
000020142 | SIGN | DANGER-ENTRY INTO CAP BANK ENCLOSURE WITH CLAUSES 1-6 AS PER DWG;ALUMINIUM, SHEETED & SCREEN PRINTED;170 MM W, 320 MM H X 1.6 MM THK;LETTERING & | ARTCRAFT | ARTCRAFT PTY LTD | DANGER-ENTRY INTO CAPACITOR | CURRENT
000020143 | INDICATOR,FAULTED CIRCUIT. | ELECTRONIC,BATTERY POWERED; PROGRAMMABLE USING DIP SWITCHES; CONDUCTOR MOUNTED USING HOTSTICK ADAPTOR FOR 11 KV; | MACLEAN | MACLEAN POWER PL - E15128 | FLITE 110-SA | CURRENT
000020143 | INDICATOR,FAULTED CIRCUIT. | ELECTRONIC,BATTERY POWERED; PROGRAMMABLE USING DIP SWITCHES; CONDUCTOR MOUNTED USING HOTSTICK ADAPTOR FOR 11 KV; | SCHNEDER | SCHNEIDER PTY LTD | 59938 | CURRENT
000020143 | INDICATOR,FAULTED CIRCUIT. | ELECTRONIC,BATTERY POWERED; PROGRAMMABLE USING DIP SWITCHES; CONDUCTOR MOUNTED USING HOTSTICK ADAPTOR FOR 11 KV; | DULHUNTY | DULHUNTY INDUSTRIES PTY LTD | FLITE 110-SA | CURRENT
000020151 | LABEL | VINYL;SELF ADHESIVE;INFORMATION LABEL;FOR APPLICATION TO SMARTNET MODULES; | UES | UTILITY ENGRAVING & SIGNS | SMARTNET STICKER | PURCHASE AS REQUIRED
000020152 | PRINTED CIRCUIT BOARD | SPMM;PRINTED CIRCUIT BOARD POWER MONITOR; | SURTEK | SURTEK PTY LTD | SPMM | PURCHASE AS REQUIRED
000020160 | SEAL,ANTIPILFERAGE | Bi-Lok Seal, Plastic, for Sealing of Demand Reset Mechanisms, Pack of 1000 | HARCOR | HARCOR SECURITY SEALS | BR66114 | CURRENT
000020168 | FUSE,CARTRIDGE | FERRULE;25 MM LG,5 MM DIA CAP;315 MA QUICK BLOW;250 V AC;SUIT FUSEHOLDER TERMINAL BLOCK SC04629;PACK OF 10; | FUSECO | FUSECO PTY LTD | 51NM-0315H | CURRENT
000020170 | FACESHIELD,INDUSTRIAL | COLOURLESS POLYCARBONATE VISOR; UNCOATED;ABS FRAME;HIGH IMPACT & SPLASH PROTECTION NON METALLIC; 245 MM LG X 225 H X 290 H; | ENERGYNW | THE ENERGY NETWORK | 1011623 | CURRENT
000020169 | PANEL,POWER DISTRIBUTION | DC DISTRIBUTION BOARD;1000 MM H X 640 MM W X 245 MM D;INCLUDING 160 AMP MAIN SWITCH;36 POLE CHASSIS;C/W CB'S; QUOTATION BRV54809;WHEN STOCKS ARE | NHP | NHP ELECTRICAL ENGINEERING | BRV54809 | STRATEGIC SPARE
000020171 | RELAY,ELECTROMAGNETIC | 48 V DC COIL;30 V DC/110 V AC CONT; 10 AMP NOM;2 C/O CONTACTS;PLUG-IN TO RAIL MTD BASE SC07338;PACK OF 1; | CNWPL | CNW PL - SLACKS CREEK | RH2B-UDC48 | CURRENT
000020171 | RELAY,ELECTROMAGNETIC | 48 V DC COIL;30 V DC/110 V AC CONT; 10 AMP NOM;2 C/O CONTACTS;PLUG-IN TO RAIL MTD BASE SC07338;PACK OF 1; | IZUMIDEN |  | IDCRH2B-UDC48 | CURRENT
000020172 | RELAY,ELECTROMAGNETIC | 48 V DC COIL;240 V AC CONT;7.5 AMP NOM; 2 C/O CONT;BI-STABLE LATCHING OPERATION; PLUG-IN TO RAIL MTD SOCKET SC16593; | IZUMIDEN |  | RR2KP-U48V DC | PURCHASE AS REQUIRED
000020174 | LEAD,ELECTRICAL | LOW VOLTAGE TEMPORARY BRIDGE LEAD;3 M LG ;250 AMP CONTINUOUS CURRENT RATING;50 SQ MM FLEXIBLE SINGLE CORE FINE WIRE MULTI STRANDED PLAIN ANNEALED COPPER CONDUCTOR | BRITECH | BRI-TECH PTY LTD | LEAD ELECTRICAL | CURRENT
000020174 | LEAD,ELECTRICAL | LOW VOLTAGE TEMPORARY BRIDGE LEAD;3 M LG ;250 AMP CONTINUOUS CURRENT RATING;50 SQ MM FLEXIBLE SINGLE CORE FINE WIRE MULTI STRANDED PLAIN ANNEALED COPPER CONDUCTOR | ENERGYNW | THE ENERGY NETWORK | LEAD ELECTRICAL | CURRENT
000020174 | LEAD,ELECTRICAL | LOW VOLTAGE TEMPORARY BRIDGE LEAD;3 M LG ;250 AMP CONTINUOUS CURRENT RATING;50 SQ MM FLEXIBLE SINGLE CORE FINE WIRE MULTI STRANDED PLAIN ANNEALED COPPER CONDUCTOR | THEWMCAN | TMAC THEW & MCCANN GROUP | LEAD ELECTRICAL | CURRENT
000020174 | LEAD,ELECTRICAL | LOW VOLTAGE TEMPORARY BRIDGE LEAD;3 M LG ;250 AMP CONTINUOUS CURRENT RATING;50 SQ MM FLEXIBLE SINGLE CORE FINE WIRE MULTI STRANDED PLAIN ANNEALED COPPER CONDUCTOR | HYLEC | HYLEC PTY LTD | LEAD ELECTRICAL | CURRENT
000020175 | CIRCUIT BREAKER | GENERAL PURPOSE;415 V AC;20 AMP;TRIPLE POLE;6 KA BKG CAP;DIN RAIL MTG;PACK OF 1 ; | REXEL | REXEL PTY LTD | TERDTCB6320C | PURCHASE AS REQUIRED
000020175 | CIRCUIT BREAKER | GENERAL PURPOSE;415 V AC;20 AMP;TRIPLE POLE;6 KA BKG CAP;DIN RAIL MTG;PACK OF 1 ; | NHP | NHP ELECTRICAL ENGINEERING | TERDTCB6320C | PURCHASE AS REQUIRED
000020175 | CIRCUIT BREAKER | GENERAL PURPOSE;415 V AC;20 AMP;TRIPLE POLE;6 KA BKG CAP;DIN RAIL MTG;PACK OF 1 ; | CNWPL | CNW PL - SLACKS CREEK | DTCB6320C | PURCHASE AS REQUIRED
000020175 | CIRCUIT BREAKER | GENERAL PURPOSE;415 V AC;20 AMP;TRIPLE POLE;6 KA BKG CAP;DIN RAIL MTG;PACK OF 1 ; | NHP | NHP ELECTRICAL ENGINEERING | DTCB6320C | PURCHASE AS REQUIRED
000020176 | SIGN | CAUTION-WATCH YOUR STEP;PLASTIC; RETROREFLECTIVE;200 MM LG,150 MM W, 3 MM THK;PACK OF 200,PACK WEIGHT 4.0 KG; | CUTLER | CUTLER BRANDS PTY LTD | ENERGE-20176 | CURRENT
000020177 | SIGN | CAUTION;TRIP HAZARDS EXIST WITHIN THIS LOCATION;PLASTIC;RETROREFLECTIVE; 200 MM LG,150 MM W, 3 MM THK;PACK OF 200,PACK WEIGHT 4.0 KG; | CUTLER | CUTLER BRANDS PTY LTD | ENERGE-20177 | CURRENT
000020178 | TAPE,PRESSURE SENSITIVE ADHESIVE | RETRORFLECTIVE SAFETY MARKING TAPE; DIAGONAL BLACK/YELLOW STRIPES APPROX 73 MM W,4.5 M LG;FOR USE ON SUBSTN BUNDING;PACK OF 1; | ARTCRAFT | ARTCRAFT PTY LTD | 20178 | CURRENT
000020178 | TAPE,PRESSURE SENSITIVE ADHESIVE | RETRORFLECTIVE SAFETY MARKING TAPE; DIAGONAL BLACK/YELLOW STRIPES APPROX 73 MM W,4.5 M LG;FOR USE ON SUBSTN BUNDING;PACK OF 1; | CUTLER | CUTLER BRANDS PTY LTD | ENERGE-20178 | CURRENT
000020180 | PLATE,BLANKING | Type 3U Special, 19" Rack Blanking Plate 3U | GLOBAL | GLOBAL MANUFACTURING GROUP | CCSTD-EP001-04 | CURRENT
000020180 | PLATE,BLANKING | Type 3U Special, 19" Rack Blanking Plate 3U | ENI | ENI INDUSTRIES PL | 84101 | CURRENT
000020180 | PLATE,BLANKING | Type 3U Special, 19" Rack Blanking Plate 3U | GREATWST |  | 20180 | CURRENT
000020182 | GLOVES | Leather Outer Glove, Size 13, Goat Skin, Velcro Strap, for Class 00 & 0 Gloves, AS/NZS2161.3:2005, EN388 & EN420 | LEGEND | LEGEND POWER SYSTEMS | 0019-13 | CURRENT
000020183 | RELAY,ELECTROMAGNETIC | MULTITRIP;RMS 2HSM514D2E 20M ;HR FLAG; 20 HR CONT;125 V DC;SIZE 4 MODULAR CASE; | RMS | RELAY MONITORING SYSTEMS PL | 2HSM514D2-E-20M0B-2M56-S1 | CURRENT
000020185 | CIRCUIT BREAKER | AREVA WSA;36 KV;800 AMP;31.5 KA GAS INSULATED METALCLAD,TRANSFORMER UNIT; INCLUDES BUS VT 19 KV/63.5 V,100 VA SINGLE PHASE CLASS 1;3 CABLE PLUGS; | AREVA | AREVA T&D AUSTRALIA LIMITED | WSA 6/36-2/623 | PURCHASE AS REQUIRED
000020186 | RELAY,ELECTROMAGNETIC | MULTITRIP;RMS;2HS514K25;HR FLAG; 10 N/O HR CONT;125 V DC COIL;SIZE 2 MODULAR CASE; | RMS | RELAY MONITORING SYSTEMS PL | 2HSM514B2-E-10M0B-2M28-S1 | CURRENT
000020187 | DUMMY CONNECTOR,PLUG | Type 3/3-S, suit Pfisterer Size 3 Cable Sockets, Pack of 10 | PFISTER | PFISTERER HOLDINGS | K827150004 | CURRENT
000020187 | DUMMY CONNECTOR,PLUG | Type 3/3-S, suit Pfisterer Size 3 Cable Sockets, Pack of 10 | PFISTER | PFISTERER HOLDINGS | 827 150 004 | CURRENT
000020188 | REACTOR | INRUSH LIMITING;50 MICRO H;546 AMP;50 HZ 19 KV;1 PHASE;30.7 KA FOR 3 SEC;PEDISTAL POST INSULATOR MTG;AIR INSUL;IN-RUSH REACTORS FOR SC19942; | ABB | ABB FAN PTY LTD | HVB10023.21 (50 MICRO) | PURCHASE AS REQUIRED
000020189 | TRANSFORMER,CURRENT | POST TYPE;O/D;CAST RESIN;36 KV;1 CORE; 10/5 AMP;20 VA CLASS 1.0M;CURRENT TRANSFORMER FOR SC19942; | ABB | ABB FAN PTY LTD | 6002265 | CURRENT
000020190 | TRANSFORMER,VOLTAGE | 19 KV/63.5 V;SINGLE PHASE UNIT;100 VA OUTPUT;CLASS 1;50 HZ;8MS/100 VA PER PHASE;VOLTAGE TRANSFORMER FOR SC19942; | ABB | ABB FAN PTY LTD | HVB10023.22 (YE7) | PURCHASE AS REQUIRED
000020191 | REACTOR | DETUNING;7.7 MILLI H;226.8 AMP;50 HZ; 6.35 KV;3 PHASE;10 KA FOR 3 SEC;AIR INSULATED;DETUNING REACTOR FOR SC19856,SC19857 & SC19941; | ABB | ABB FAN PTY LTD | DETUNING | PURCHASE AS REQUIRED
000020192 | INDOOR SWITCHGEAR. | CONTACTOR;12 KV;3 PHASE;400 AMP;6 KA FOR 1 SEC;110 V DC;ELECT L;ATCHED CAPACITOR BANK SWITCHING;CONTACTOR FOR SC19856,SC19857 & SC19941; | ABB | ABB FAN PTY LTD | SACE V12 | PURCHASE AS REQUIRED
000020194 | DIE,CRIMPING TOOL | STEEL;HEX;26.0 MM AF;SUITABLE FOR 12 TONNE HYDRAULIC CRIMP TOOL; SUIT 300 SQ MM COPPER CONDUCTOR;UTILUX 38-260CU; | UTILUX |  | 38-260CU | CURRENT
000020181 | BRACKET,EXTENSION | BRACKET RISER;STEEL;GALV;SHS;100 MM X 100 MM X 6 MM;2990 MM LG;5 KN MWT; PROVIDES 1.9 M EXT FOR TRIDENT & TERMINATION/SHACKLE CONSTR; | HAYMAN | HAYMANS INDUSTRIES PTY LTD | 20181 | CURRENT
000020181 | BRACKET,EXTENSION | BRACKET RISER;STEEL;GALV;SHS;100 MM X 100 MM X 6 MM;2990 MM LG;5 KN MWT; PROVIDES 1.9 M EXT FOR TRIDENT & TERMINATION/SHACKLE CONSTR; | MEFCO | MEFCO AUSTRALIA PTY LTD SUNSHINE VIC | 20181 | CURRENT
000020196 | CONDUIT,NONMETALLIC,RIGID | 200 MM NOM SIZE;UPVC;ORANGE;CLASS 6; LIGHT DUTY;SOCKET MOULDED ONE END; 4 M LG;MARKED ELECTRICITY SUPPLY CABLES; SOLID WALL; CLASS 6 PIPE AS1477; PACK 10 | TRI UGRD | TRI UNDERGROUND AUSTRALIA PTY LTD | CONLD200P | VENDOR HELD
000020196 | CONDUIT,NONMETALLIC,RIGID | 200 MM NOM SIZE;UPVC;ORANGE;CLASS 6; LIGHT DUTY;SOCKET MOULDED ONE END; 4 M LG;MARKED ELECTRICITY SUPPLY CABLES; SOLID WALL; CLASS 6 PIPE AS1477; PACK 10 | HAYMANS | HAYMANS ELECTRICAL | PIP200LD | VENDOR HELD
000020196 | CONDUIT,NONMETALLIC,RIGID | 200 MM NOM SIZE;UPVC;ORANGE;CLASS 6; LIGHT DUTY;SOCKET MOULDED ONE END; 4 M LG;MARKED ELECTRICITY SUPPLY CABLES; SOLID WALL; CLASS 6 PIPE AS1477; PACK 10 | VINIDEX |  | 11330 | VENDOR HELD
000020197 | PLATE,YOKE,ELECTRICAL CONDUCTOR SUPPORT. | STEEL;GALV;NOM 457 MM X 100 MM CENTRES; 16 MM THK;70 KN MIN FAILING LOAD; | TYCO | TYCO | YPT70 | PURCHASE AS REQUIRED
000020197 | PLATE,YOKE,ELECTRICAL CONDUCTOR SUPPORT. | STEEL;GALV;NOM 457 MM X 100 MM CENTRES; 16 MM THK;70 KN MIN FAILING LOAD; | DULHUNTY | DULHUNTY INDUSTRIES PTY LTD | YPT-70-457 | PURCHASE AS REQUIRED
000020198 | LINE,TENSIONER | MAXI TENSIONER;C/W 2 STAINLESS STEEL ASYMMETRIC SNAP HOOKS;12 M HIGH STRENGTH MARINE ROPE;12 MM DIA ROPE;SWL - 100 KG; 2 FALLS OF ROPE; | ALLTRADE | ALLTRADE MANUFACTURING PTY LTD | ATMILSTP.40MEG | CURRENT
000020199 | BRACKET,RAISER | Extension, Galv Steel, SHS, 800mm Ext, 100 x 100 x 5mm, 1490mm Lg, 9kN MWT, for u/w Metal Xarm, EQTS 01-03-01 | HAYMAN | HAYMANS INDUSTRIES PTY LTD | 20199 | CURRENT
000020199 | BRACKET,RAISER | Extension, Galv Steel, SHS, 800mm Ext, 100 x 100 x 5mm, 1490mm Lg, 9kN MWT, for u/w Metal Xarm, EQTS 01-03-01 | MEFCO | MEFCO AUSTRALIA PTY LTD SUNSHINE VIC | 20199 | CURRENT
000020204 | NUMERAL,SIGN. | NUMBER 3;VINYL;25 MM H NUMBERING;40 MM SQ BACKGROUND;ADHESIVE BACKED;WHITE REFLECTIVE PRINT;ON GREEN BACKGROUND; U/W STEEL COLUMNS;PACK OF 100; | ARTCRAFT | ARTCRAFT PTY LTD | 20204 | CURRENT
000020204 | NUMERAL,SIGN. | NUMBER 3;VINYL;25 MM H NUMBERING;40 MM SQ BACKGROUND;ADHESIVE BACKED;WHITE REFLECTIVE PRINT;ON GREEN BACKGROUND; U/W STEEL COLUMNS;PACK OF 100; | CUTLER | CUTLER BRANDS PTY LTD | ENERGE-20204 | CURRENT
000020206 | JOINT,ELECTRICAL POWER CABLE | 33 KV;SINGLE PHASE;STRAIGHT JOINT;FOR ;630 SQ MM COPPER CONDUCTOR;SINGLE CORE;XLPE;INCLUDING CRIMP LINK;PACK OF 1,PACK WEIGHT 6 KG; | TECONN | TE CONNECTIVITY LTD | EPKJ-EX36 | CURRENT
000020209 | SHOVEL,HAND | Industrial Impact Shovel, Broad Deep Scoop, Spark Resistant, All Plastic, D Type Handle, for Dispersing & Removing Absorbent & Liquid Spills | ABSORBEN | ABSORB ENVIROMENTAL SOLUTIONS | SHOVEL | CURRENT
000020214 | ACTUATOR,SPRING RETURN | RETROFIT;70.5-FM TA;ROLOFF SPRING RETURN ACTUATOR;BUND WALL OIL VALVE; 240 V AC; | ARMSTEAM | ARMSTRONG STEAM ENGINEERING | ROLOFF 70.5 FM | PURCHASE AS REQUIRED
000020215 | RESCUE KIT | POLE TOP KIT;YELLOW VENTED BOX 310MM X 310MM X 275MM BOX LABELLED "POLE TOP RESCUE" ON THE LID AND "45M ROPE" ALL SIDE WALLS; VENTED VIA SECTIONS; CUT OUT | REXEL | REXEL PTY LTD | HDYPOLETOPKIT45QC# | PURCHASE AS REQUIRED
000020215 | RESCUE KIT | POLE TOP KIT;YELLOW VENTED BOX 310MM X 310MM X 275MM BOX LABELLED "POLE TOP RESCUE" ON THE LID AND "45M ROPE" ALL SIDE WALLS; VENTED VIA SECTIONS; CUT OUT | HEIGHDYN | HEIGHT DYNAMICS | POLE TOP RESCUE KIT | PURCHASE AS REQUIRED
000020221 | RECLOSER | 12 KV;3 PHASE;50 HZ;560 AMP;13.1 KA BKG CAP;4 SHOTS TO L/O;O/C,E/F & SEF PROTECTION,BRUSH REM CONT PMR12; CONCRETE OR WOOD POLE MTG;TO | BRUSH | BRUSH SWITCHGEAR AUSTRALIA | PMR12 560 AMP | PURCHASE AS REQUIRED
000020222 | RECLOSER | 12 KV;3 PHASE;50 HZ;560 AMP;13.1 KA BKG CAP;4 SHOTS TO L/O;O/C,E/F & SEF PROTECTION,BRUSH REM CONT PMR12; CONCRETE OR WOOD POLE MTG;CT RATIO | BRUSH | BRUSH SWITCHGEAR AUSTRALIA | PMR12 13.1 KA | PURCHASE AS REQUIRED
000020219 | GRIP,CABLE,JAW | FOR AERIAL BUNDLED SERVICE CABLE;O/D RANGE 8 MM - 25 MM;SUITABLE FOR 2 CORE 16 MM - 50 MM & 4 CORE 16 MM - 35 MM; PACK OF 1,PACK WEIGHT 0.9 KG; WLL 500KG; | THEWMCAN | TMAC THEW & MCCANN GROUP | TM10078 | CURRENT
000020219 | GRIP,CABLE,JAW | FOR AERIAL BUNDLED SERVICE CABLE;O/D RANGE 8 MM - 25 MM;SUITABLE FOR 2 CORE 16 MM - 50 MM & 4 CORE 16 MM - 35 MM; PACK OF 1,PACK WEIGHT 0.9 KG; WLL 500KG; | SPECFORC | SPECIALISED FORCE | ABC-S-GRIP | CURRENT
000020220 | CONTACTOR | 4 POLE;CA7-9C-10/110 V DC + CS7-PV-40; PACK OF 1; | REXEL | REXEL PTY LTD | CA7-9E-10-110E | PURCHASE AS REQUIRED
000020220 | CONTACTOR | 4 POLE;CA7-9C-10/110 V DC + CS7-PV-40; PACK OF 1; | REXEL | REXEL PTY LTD | SPRCA7-9C-10-110VDC | PURCHASE AS REQUIRED
000020220 | CONTACTOR | 4 POLE;CA7-9C-10/110 V DC + CS7-PV-40; PACK OF 1; | HAYMANS | HAYMANS ELECTRICAL | S&SCA7-9C-10/110VDC+S&SSCS7-PV | PURCHASE AS REQUIRED
000020220 | CONTACTOR | 4 POLE;CA7-9C-10/110 V DC + CS7-PV-40; PACK OF 1; | CNWPL | CNW PL - SLACKS CREEK | CA79E10110E | PURCHASE AS REQUIRED
000020220 | CONTACTOR | 4 POLE;CA7-9C-10/110 V DC + CS7-PV-40; PACK OF 1; | HAYMANS | HAYMANS ELECTRICAL | CA7-9C-10/110 V DC + | PURCHASE AS REQUIRED
000020223 | JACK,ISOLATING. | 1 CIRCUIT BRIDGING;2 POLE;15 KV;RMS RATING; | EUGAQUIP |  | 2 POLE ISOLATING JACK | PURCHASE AS REQUIRED
000020227 | HANDLE,SWITCH | OPERATING HANDLE;FOR APPLYING 3 POLE HOLEC EARTH & LINKS; | HOLEC | HOLEC | 685.312 | CURRENT
000020228 | BOX,INTERMEDIATE PACKAGING | CARDBOARD CARTON PLAIN;450-C (1); 500 MM X 200 MM X 200 MM;RSC; GLUED INSIDE;MIN BUY 960,PACK WEIGHT APPROX 250 KG; | SIGNET | SIGNET PTY LTD | 9324 | CURRENT
000020230 | VEST,HIGH VISIBILITY. | POLYESTER FABRIC;FASTEN-UP SIDES; W/VELCRO FASTENERS;FLURO YELLOW WITH RED REFLECTIVE STRIPS;LEGEND-TRAFFIC CONTROL ON FRONT & BACK;DAY/NIGHT | ARTCRAFT | ARTCRAFT PTY LTD | OV 002 | CURRENT
000020231 | LINK,NON CONDUCTIVE | PVC;16.7 MM OD;LT DUTY CONDUIT;35 MM LG; BLANK USED WITH 45 AMP FUSE BASES;U/W SC04439; | TRI UGRD | TRI UNDERGROUND AUSTRALIA PTY LTD | C16LINK35 | CURRENT
000020231 | LINK,NON CONDUCTIVE | PVC;16.7 MM OD;LT DUTY CONDUIT;35 MM LG; BLANK USED WITH 45 AMP FUSE BASES;U/W SC04439; | HAYMANS | HAYMANS ELECTRICAL | VIN30811 | CURRENT
000020231 | LINK,NON CONDUCTIVE | PVC;16.7 MM OD;LT DUTY CONDUIT;35 MM LG; BLANK USED WITH 45 AMP FUSE BASES;U/W SC04439; | VINIDEX |  | 30811 | CURRENT
000020233 | PANEL,POWER DISTRIBUTION | DC MAIN BOARD;1400 MM H X 580 MM W X 250 MM D;INCLUDING 250 AMP BUSBAR CHASSIS;C/W CB'S,BATTERY SUPERVISION; | NHP | NHP ELECTRICAL ENGINEERING | EGXSC20233 | CURRENT
000020235 | PANEL,POWER DISTRIBUTION | DC DISTRIBUTION BOARD;1400 MM H X 580 MM W X 250 MM D;INCLUDING 2 X 160 AMP MAIN SWITCHES;60 POLE CHASSIS;C/W CB'S; | NHP | NHP ELECTRICAL ENGINEERING | EGXSC20235 | CURRENT
000020236 | PANEL,POWER DISTRIBUTION | DC DISTRIBUTION BOARD;1400 MM H X 580 MM W X 250 MM D;INCLUDING 160 AMP MAIN SWITCH;60 POLE CHASSIS;C/W CB'S,BATTERY SUPERVISION; | NHP | NHP ELECTRICAL ENGINEERING | EGXSC20236 | CURRENT
000020237 | PANEL,POWER DISTRIBUTION | DC DISTRIBUTION BOARD;1000 MM H X 640 MM W X 245 MM D;INCLUDING 160 AMP MAIN SWITCH;36 POLE CHASSIS;C/W CB'S; | NHP | NHP ELECTRICAL ENGINEERING | EGXSC20237 | CURRENT
000020238 | SWITCHBOARD,POWER | 110 V SUB BOARD;245 MM H X 493 MM W X 68 MM D;INCLUDING 100 AMP DP MAIN SWITCH ;4 X 32 AMP DC,DP,CB & 4 X 20 AMP DC,DP, CB; | NHP | NHP ELECTRICAL ENGINEERING | EGXSC20238 | CURRENT
000020240 | CONNECTOR ASSEMBLY,ELECTRICAL. | PARALLEL KIT,V-TS;SUITABLE FOR WEBER VERTIGROUP;250 AMP- 630 AMP;FOR CONNECTION OF CABLES UP TO 2 X 300 MM WEBER V-TS KIT;C/W CABLE COVER; | WEBER | WEBER SOUTH PACIFIC PTY LTD | V-TSKIT | CURRENT
000020239 | CLEANING COMPOUND | CT-18;VEHICLE CLEANING AGENT;VISCOUS OPAQUE GREEN LIQUID;SLIGHT ODOUR; SOLUBLE;20 L DRUM; | BLKWOOD | J BLACKWOOD & SON LTD | 04075502 | CURRENT
000020239 | CLEANING COMPOUND | CT-18;VEHICLE CLEANING AGENT;VISCOUS OPAQUE GREEN LIQUID;SLIGHT ODOUR; SOLUBLE;20 L DRUM; | BLKWOODS | J BLACKWOOD & SON LTD | 04075502/CT18-20L | CURRENT
000020239 | CLEANING COMPOUND | CT-18;VEHICLE CLEANING AGENT;VISCOUS OPAQUE GREEN LIQUID;SLIGHT ODOUR; SOLUBLE;20 L DRUM; | KEYLINE | KEY-LINE DISTRIBUTORS PTY LTD | CT-18 20 L DRUM | CURRENT
000020241 | CIRCUIT BREAKER | GENERAL PURPOSE;400 V AC;63 AMP;DP;DIN RAIL MTG;U/W 110 V DC BOARDS;REFER CCMAST-SC201-SC206;PACK OF 1; | HAYMANS | HAYMANS ELECTRICAL | TERDTCB6263C | PURCHASE AS REQUIRED
000020241 | CIRCUIT BREAKER | GENERAL PURPOSE;400 V AC;63 AMP;DP;DIN RAIL MTG;U/W 110 V DC BOARDS;REFER CCMAST-SC201-SC206;PACK OF 1; | NHP | NHP ELECTRICAL ENGINEERING | TERDTCB6263C | PURCHASE AS REQUIRED
000020241 | CIRCUIT BREAKER | GENERAL PURPOSE;400 V AC;63 AMP;DP;DIN RAIL MTG;U/W 110 V DC BOARDS;REFER CCMAST-SC201-SC206;PACK OF 1; | CNWPL | CNW PL - SLACKS CREEK | TERDTCB6263C | PURCHASE AS REQUIRED
000020241 | CIRCUIT BREAKER | GENERAL PURPOSE;400 V AC;63 AMP;DP;DIN RAIL MTG;U/W 110 V DC BOARDS;REFER CCMAST-SC201-SC206;PACK OF 1; | NHP | NHP ELECTRICAL ENGINEERING | DTCB6263C | PURCHASE AS REQUIRED
000020242 | CIRCUIT BREAKER | GENERAL PURPOSE;400 V AC;10 AMP;DP;DIN RAIL MTG;U/W 110 V DC BOARDS;REFER CCMAST-SC201-SC206;PACK OF 1; | HAYMANS | HAYMANS ELECTRICAL | TERDTCB6210C | CURRENT
000020242 | CIRCUIT BREAKER | GENERAL PURPOSE;400 V AC;10 AMP;DP;DIN RAIL MTG;U/W 110 V DC BOARDS;REFER CCMAST-SC201-SC206;PACK OF 1; | NHP | NHP ELECTRICAL ENGINEERING | TERDTCB6210C | CURRENT
000020242 | CIRCUIT BREAKER | GENERAL PURPOSE;400 V AC;10 AMP;DP;DIN RAIL MTG;U/W 110 V DC BOARDS;REFER CCMAST-SC201-SC206;PACK OF 1; | CNWPL | CNW PL - SLACKS CREEK | TERDTCB6210C | CURRENT
000020242 | CIRCUIT BREAKER | GENERAL PURPOSE;400 V AC;10 AMP;DP;DIN RAIL MTG;U/W 110 V DC BOARDS;REFER CCMAST-SC201-SC206;PACK OF 1; | NHP | NHP ELECTRICAL ENGINEERING | DTCB6210C | CURRENT
000020243 | CIRCUIT BREAKER | GENERAL PURPOSE;400 V AC;16 AMP;DP;DIN RAIL MTG;U/W 110 V DC BOARDS;REFER CCMAST-SC201-SC206;PACK OF 1; | HAYMANS | HAYMANS ELECTRICAL | TERDTCB6216C | CURRENT
000020243 | CIRCUIT BREAKER | GENERAL PURPOSE;400 V AC;16 AMP;DP;DIN RAIL MTG;U/W 110 V DC BOARDS;REFER CCMAST-SC201-SC206;PACK OF 1; | NHP | NHP ELECTRICAL ENGINEERING | TERDTCB6216C | CURRENT
000020243 | CIRCUIT BREAKER | GENERAL PURPOSE;400 V AC;16 AMP;DP;DIN RAIL MTG;U/W 110 V DC BOARDS;REFER CCMAST-SC201-SC206;PACK OF 1; | CNWPL | CNW PL - SLACKS CREEK | TERDTCB6216C | CURRENT
000020244 | CIRCUIT BREAKER | GENERAL PURPOSE;400 V AC;20 AMP;DP;DIN RAIL MTG;U/W 110 V DC BOARDS;REFER CCMAST-SC201-SC206;PACK OF 1; | HAYMANS | HAYMANS ELECTRICAL | TERDTCB6220C | CURRENT
000020244 | CIRCUIT BREAKER | GENERAL PURPOSE;400 V AC;20 AMP;DP;DIN RAIL MTG;U/W 110 V DC BOARDS;REFER CCMAST-SC201-SC206;PACK OF 1; | NHP | NHP ELECTRICAL ENGINEERING | TERDTCB6220C | CURRENT
000020245 | CIRCUIT BREAKER | GENERAL PURPOSE;400 V AC;32 AMP;DP;DIN RAIL MTG;U/W 110 V DC BOARDS;REFER CCMAST-SC201-SC206;PACK OF 1; | HAYMANS | HAYMANS ELECTRICAL | TERDTCB6232C | CURRENT
000020245 | CIRCUIT BREAKER | GENERAL PURPOSE;400 V AC;32 AMP;DP;DIN RAIL MTG;U/W 110 V DC BOARDS;REFER CCMAST-SC201-SC206;PACK OF 1; | NHP | NHP ELECTRICAL ENGINEERING | TERDTCB6232C | CURRENT
000020245 | CIRCUIT BREAKER | GENERAL PURPOSE;400 V AC;32 AMP;DP;DIN RAIL MTG;U/W 110 V DC BOARDS;REFER CCMAST-SC201-SC206;PACK OF 1; | CNWPL | CNW PL - SLACKS CREEK | TERDTCB6232C | CURRENT
000020246 | PADLOCK | LOCKABLE L TYPE HANDLE;U/W SC20247 & SC20248;USED FOR REVENUE METERING; | CNWPL | CNW PL - SLACKS CREEK | B&RIP052 | CURRENT
000020246 | PADLOCK | LOCKABLE L TYPE HANDLE;U/W SC20247 & SC20248;USED FOR REVENUE METERING; | HAYMANS | HAYMANS ELECTRICAL | IP052 | CURRENT
000020247 | HINGED,PANEL | PNL;DBL HINGED,525X720X6MM,REVENUE MTRG HINGED,PANEL DOUBLE HINGED PANEL;720 MM H X 525 MM W X 6 MM D;TO SUIT 600 MM X 8 00 MM MONARCH ENCLOSURE;USED FOR REVENUE | CNWPL | CNW PL - SLACKS CREEK | B&RIPHP2921 | CURRENT
000020247 | HINGED,PANEL | PNL;DBL HINGED,525X720X6MM,REVENUE MTRG HINGED,PANEL DOUBLE HINGED PANEL;720 MM H X 525 MM W X 6 MM D;TO SUIT 600 MM X 8 00 MM MONARCH ENCLOSURE;USED FOR REVENUE | HAYMANS | HAYMANS ELECTRICAL | IPHP2921 | CURRENT
000020248 | ENCLOSURE,ELECTRICAL BOX | MONARCH ENCLOSURE;800 MM X 600 MM X 400 MM D;PROTECTION RATING IP66;USED FOR REVENUE METERING;U/W SC20246 & SC20247;PACK OF 1; | CNWPL | CNW PL - SLACKS CREEK | B&RIP29214 | CURRENT
000020248 | ENCLOSURE,ELECTRICAL BOX | MONARCH ENCLOSURE;800 MM X 600 MM X 400 MM D;PROTECTION RATING IP66;USED FOR REVENUE METERING;U/W SC20246 & SC20247;PACK OF 1; | B&R | B&R ENCLOSURES | IP29214 | CURRENT
000020249 | SHACKLE | BOW;120 KN;STEEL;GALV;C/W CL8.8 (GDE 8.8) BOLT,NUT & HUMPBACK PIN; | DULHUNTY | DULHUNTY INDUSTRIES PTY LTD | AS-120 | CURRENT
000020250 | SIGN,TRAFFIC | TELESCOPIC STOP/SLOW SIGN;450 MM DIA BAT ;ALL ALUMINIUM HANDLE,EXTENDS FROM 1200 MM TO 2600 MM;(STOP) RED REFLECTIVE CLASS 1W BACKGRD WHITE LETTERING;(SLOW) | ARTCRAFT | ARTCRAFT PTY LTD | T7-1A-EH-1W | CURRENT
000020251 | SIGN | Kerb Marker, 155 x 65 x 2mm, ELECTRIC CABLE IN ROAD, S/STEEL Plate, c/w QTY 2 x 6mm Holes & QTY 2 x 50 x 5mm S/STEEL Mush HD Spikes | HTDKERB | HTD KERBMARKERS AUSTRALIA | E3-20251 | PURCHASE AS REQUIRED
000020252 | STRAP,RETAINING | STRAIGHT LINE POLE STRAP;4 M LG;COLOUR ORANGE;C/W ADJ BUCKLE;SHELF LIFE = 10 YEARS;NZ ANSI 16KN, VAIPOLEEN24NZORNA | HEIGHDYN | HEIGHT DYNAMICS | VAIPOLEEN24NZORNA | PURCHASE AS REQUIRED
000020252 | STRAP,RETAINING | STRAIGHT LINE POLE STRAP;4 M LG;COLOUR ORANGE;C/W ADJ BUCKLE;SHELF LIFE = 10 YEARS;NZ ANSI 16KN, VAIPOLEEN24NZORNA | HEIGHDYN | HEIGHT DYNAMICS | MOW PS 4MORA | PURCHASE AS REQUIRED
000020253 | STRAP,RETAINING | STRAIGHT LINE POLE STRAP;2.7 M LG;COLOUR ORANGE;C/W ADJ BUCKLE;SHELF LIFE = 10 YEARS;RESTRICTED ISSUE;REFER REDEQP DEVLMT MGR;PACK OF 1,PACK WEIGHT 2.5 KG; | HEIGHDYN | HEIGHT DYNAMICS | HD POLEEN2.7ORA | PURCHASE AS REQUIRED
000020253 | STRAP,RETAINING | STRAIGHT LINE POLE STRAP;2.7 M LG;COLOUR ORANGE;C/W ADJ BUCKLE;SHELF LIFE = 10 YEARS;RESTRICTED ISSUE;REFER REDEQP DEVLMT MGR;PACK OF 1,PACK WEIGHT 2.5 KG; | HEIGHDYN | HEIGHT DYNAMICS | VAIPOLEEN27NZOANSI | PURCHASE AS REQUIRED
000020254 | STRAP,RETAINING | STRAIGHT LINE POST STRAP;2.7 M LG;COLOUR GREEN;C/W ADJ BUCKLE;SHELF LIFE = 10 YEARS;RESTRICTED ISSUE;REFER REDEQP DEVLMT MGR;PACK OF 1,PACK WEIGHT .75 KG; | HEIGHDYN | HEIGHT DYNAMICS | HD POLEEN2.7GRN | PURCHASE AS REQUIRED
000020254 | STRAP,RETAINING | STRAIGHT LINE POST STRAP;2.7 M LG;COLOUR GREEN;C/W ADJ BUCKLE;SHELF LIFE = 10 YEARS;RESTRICTED ISSUE;REFER REDEQP DEVLMT MGR;PACK OF 1,PACK WEIGHT .75 KG; | HEIGHDYN | HEIGHT DYNAMICS | VAIPOLEEN27NZGANSI | PURCHASE AS REQUIRED
000020258 | BUSHING | DRY MAINTENANCE;FREE OIL O/D BUSHING; RATE VOLTAGE 36 KV;BIL;200 KV RATED CURR ;1250 AMP;COPPER COND;FLAT SEAT;RESIN IMPREGNATED PAPER WITHJ SILICON SHEDS; | POWERENG |  | 2006.68.10 | MAINTENANCE STOCK
000020259 | BUSHING | DRY MAINTENANCE;FREE OIL O/D BUSHING; RATE VOLTAGE 36 KV;BIL;200 KV RATED CURR ;1250 AMP;COPPER COND;CONICAL SEAT;RESIN IMPRGNATED PAPER WITH SILICON SHEDS; | POWERENG |  | 2006.68.20 | PURCHASE AS REQUIRED
000020260 | ANCHOR,GUY | TWIN STAY POLE ANCHOR PLATE;LSUL; 110 KN;COMES WITH BACKING WASHERS; 100 MM X 100 MM; | ERGON | ERGON ENERGY | STAY POLE ANCHOR PLATE | CURRENT
000020261 | SWITCH,ROTARY | 660 V AC;20 AMP;2 POLE;2 POSN;CONTROL SELECTOR,MAN-AUTO 60 DEG SWITCHING; | KRAUSNMR | KRAUS & NAIMER (MANUFACTURER) | CA20B AU2 R26,CAB026-A721-604E | PURCHASE AS REQUIRED
000020262 | POLE,PUBLIC LIGHTING | Minor Road Mid Hinged (Left), 5.0m, Base Plate Mounted, 350 PCD Bolt Spacing, Galv, Integral 0.5m Outreach, EQTS 05-02-01, Dwg 5HG-A3 (scm) | IPOLES | INTERNATIONAL POLES | EQ-040 | CURRENT
000020262 | POLE,PUBLIC LIGHTING | Minor Road Mid Hinged (Left), 5.0m, Base Plate Mounted, 350 PCD Bolt Spacing, Galv, Integral 0.5m Outreach, EQTS 05-02-01, Dwg 5HG-A3 (scm) | GM POLES | GM POLES PTY LTD | MH 5E-LEFT | CURRENT
000020263 | CONNECTOR,BUSBAR | 25 MM TUBE TO 70-150 SQ MM CABLE;COPPER BUSBAR TO CABLE;STRAIGHT CONNECTOR; PACK OF 1; | PLP AUST | PREFORMED LINE PRODUCTS (AUST) | D-E30 | CURRENT
000020264 | CONNECTOR,BUSBAR | 25 MM TUBE TO 70-150 SQ MM CABLE;COPPER BUSBAR TO CABLE;TEE CONNECTOR; PACK OF 1; | PLP AUST | PREFORMED LINE PRODUCTS (AUST) | D-T30 | PURCHASE AS REQUIRED
000020266 | ROPE,FIBROUS | POLYPROPYLENE FILM ROPE;8 MM DIA; ROPE MUST HAVE BROWN FILAMENT IN ONE STRAND;GREEN COLOUR;AS4142.2/1993; FOR LIVE LINE USE;250 M COIL,PACK WEIGHT | NATROPES | NATIONAL ROPES. ALTONA GATE VIC 3025. | 005817 | CURRENT
000020265 | CABLE GLAND | METAL,NICKEL PLATED BRASS; WEATHERPROOF TO IP66;M60 OD;NEOPRENE SEAL;FOR MIN CABLE 40.1 MM;MAX CABLE 49.9 MM;C/W GU63 LOCKNUT;PACK OF 1; | STATEWD | STATEWIDE FSTNERS & ENG SPLS PL | A263S+LNM63 | CURRENT
000020265 | CABLE GLAND | METAL,NICKEL PLATED BRASS; WEATHERPROOF TO IP66;M60 OD;NEOPRENE SEAL;FOR MIN CABLE 40.1 MM;MAX CABLE 49.9 MM;C/W GU63 LOCKNUT;PACK OF 1; | CABLACES | CABLACES | A2-63S M/GLAND + GU63 L/NUT | CURRENT
000020265 | CABLE GLAND | METAL,NICKEL PLATED BRASS; WEATHERPROOF TO IP66;M60 OD;NEOPRENE SEAL;FOR MIN CABLE 40.1 MM;MAX CABLE 49.9 MM;C/W GU63 LOCKNUT;PACK OF 1; | LEGEND | LEGEND POWER SYSTEMS | GU63+LNM63 | CURRENT
000020267 | SUNSCREEN PREPARATION | Hamilton, SPF 50+, 200ml Pump Action Spray Bottle, Non-Greasy, Approx 4hr Water Resistant | ALPHA | ALPHA FIRST AID SUPPLIES QLD | 510019 | CURRENT
000020267 | SUNSCREEN PREPARATION | Hamilton, SPF 50+, 200ml Pump Action Spray Bottle, Non-Greasy, Approx 4hr Water Resistant | ATOMSUPP | ATOM SUPPLY | 236517 | CURRENT
000020267 | SUNSCREEN PREPARATION | Hamilton, SPF 50+, 200ml Pump Action Spray Bottle, Non-Greasy, Approx 4hr Water Resistant | BLKWOODS | J BLACKWOOD & SON LTD | 01903617/10786 | CURRENT
000020267 | SUNSCREEN PREPARATION | Hamilton, SPF 50+, 200ml Pump Action Spray Bottle, Non-Greasy, Approx 4hr Water Resistant | EGO | EGO PHARMACEUTICALS PTY LTD BRAESIDE VIC | SUNSENSE | CURRENT
000020267 | SUNSCREEN PREPARATION | Hamilton, SPF 50+, 200ml Pump Action Spray Bottle, Non-Greasy, Approx 4hr Water Resistant | ATOMSUPP | ATOM SUPPLY | 210666 | CURRENT
000020268 | DISPENSER,DRINKING WATER | 2L Bladder, Hydration Backpack, Portable Personal Fluid System | WHITAKER | WHITTAKER L.E. & SONS SUMNER PK QLD | BPH-GOA-F | CURRENT
000020268 | DISPENSER,DRINKING WATER | 2L Bladder, Hydration Backpack, Portable Personal Fluid System | BLKWOOD | J BLACKWOOD & SON LTD | 02795080 STINGER | CURRENT
000020268 | DISPENSER,DRINKING WATER | 2L Bladder, Hydration Backpack, Portable Personal Fluid System | HAYMANS | HAYMANS ELECTRICAL | MMBPACK2LBLADDER | CURRENT
000020269 | TUBE,METALLIC | ALUMINIUM;GDE 6060;RD;6.5 M LG;40 MM OD; 3 MM WALL THK;T5 TEMPER; | CAPRAL | CAPRAL ALUMINIUM CENTRE | GDE 6060 | PURCHASE AS REQUIRED
000020275 | ROPE,FIBROUS | Kernmantle Rope, Light Blue, 11mm Dia, Sewn Eye with Nylon Thimble, EWP Rescue Rope, 20m Long | CNWPL | CNW PL - SLACKS CREEK | ENE ROP LAN 20 1EYE EWP | PURCHASE AS REQUIRED
000020275 | ROPE,FIBROUS | Kernmantle Rope, Light Blue, 11mm Dia, Sewn Eye with Nylon Thimble, EWP Rescue Rope, 20m Long | HEIGHDYN | HEIGHT DYNAMICS | ROPLAN201EYEEWP | PURCHASE AS REQUIRED
000020278 | CUTTER,CABLE,HAND OPERATED | Pencil Sharpener Type, 95mm2 ABC | TEN | THE ENERGY NETWORK | HABCP-95 | CURRENT
000020278 | CUTTER,CABLE,HAND OPERATED | Pencil Sharpener Type, 95mm2 ABC | SPECFORC | SPECIALISED FORCE | HABC-95 | CURRENT
000020279 | CABLE,POWER,ELECTRICAL | AERIAL;COVERED CONDUCTOR THICK; 120mm2; CCT;X90;AAC GDE 1350; 600 M DRUM,DRUM WEIGHT 500 KG; SOFT XLPE COVERING; | MIDLANDS | MIDLAND METALS | MMO-11KV CCT 1X120 AL/1350 2 | CURRENT
000020279 | CABLE,POWER,ELECTRICAL | AERIAL;COVERED CONDUCTOR THICK; 120mm2; CCT;X90;AAC GDE 1350; 600 M DRUM,DRUM WEIGHT 500 KG; SOFT XLPE COVERING; | OLEX | OLEX AUSTRALIA PTY LTD | UJAB90A1X01AAGX | CURRENT
000020280 | LABEL | VINYL;RED & BLACK BACKGROUND;WHITE PRINT;-CAUTION-CONTAINS ASBESTOS- INHALATION HEALTH HAZARD-DO NOT CREATE DUST; | UES | UTILITY ENGRAVING & SIGNS | LABEL | CURRENT
000020282 | INSULATION HOOD | RE-USEABLE CLIP-ON WILDLIFE PROOFING COVER;FOR WEDGE-CLEVIS STRAIN CLAMP SC20281;PACK OF 12; | MACLEAN | MACLEAN POWER PL - E15128 | CCT-COVER | CURRENT
000020282 | INSULATION HOOD | RE-USEABLE CLIP-ON WILDLIFE PROOFING COVER;FOR WEDGE-CLEVIS STRAIN CLAMP SC20281;PACK OF 12; | PLP AUST | PREFORMED LINE PRODUCTS (AUST) | D-CCC80120 | CURRENT
000020281 | CLAMP,STRAIN | WEDGE-CLEVIS TYPE;FOR 120 SQ MM COVERED CONDUCTOR (CCT),14.3 MM OD;CLEVIS END TO SUIT 16 MM INSULATOR TONGUE;FOR COVER REFER SC20714 & SC21288;U/W CCT CABLE; | PLP AUST | PREFORMED LINE PRODUCTS (AUST) | D-CCS120 | CURRENT
000020283 | BRACKET,MOUNTING | FOR MTG 11 KV SURGE ARRESTER ON 11 FP/ NCCTLOK CONSTR;PACK OF 1,PACK WEIGHT 1.0 KG; | HAYMAN | HAYMANS INDUSTRIES PTY LTD | 20283 | CURRENT
000020283 | BRACKET,MOUNTING | FOR MTG 11 KV SURGE ARRESTER ON 11 FP/ NCCTLOK CONSTR;PACK OF 1,PACK WEIGHT 1.0 KG; | DULMISON | DULMISON (AUST) PTY LTD | CCC80120 | CURRENT
000020283 | BRACKET,MOUNTING | FOR MTG 11 KV SURGE ARRESTER ON 11 FP/ NCCTLOK CONSTR;PACK OF 1,PACK WEIGHT 1.0 KG; | MEFCO | MEFCO AUSTRALIA PTY LTD SUNSHINE VIC | 20283 | CURRENT
000020284 | FUSE,CARTRIDGE | TYPE T;32 X 6.35 MM;3.15 AMP;VT SECONDARY FUSE;SUIT FUSEHOLDER IN-LINE 10 AMP,250 V (SC20285);PART OF NULEC EXTERNAL VT POWER CABLE & FUSE | RSCOMP | RADIOSPARES COMPONENT PTY LTD | 414-049 | CURRENT
000020285 | FUSEHOLDER | FUSEHOLDER IN-LINE;10 AMP,250 V;PART OF NULEC EXTERNAL POWER CABLE & FUSE ASSEMBLY;CONNECTING EXTERNAL VT SECONDARY TO SECM IN 11 KV RECLOSER; | RSCOMP | RADIOSPARES COMPONENT PTY LTD | 414-594 | CURRENT
000020286 | REDUCER,CONDUIT | PLAIN INTERNAL REDUCER;SIZE 50 MM TO 40 MM;OUTSIDE DIA 50 MM;INSIDE DIA 40 MM ;LENGTH 35 MM LG;ORANGE PVC CONDUIT;DWG 4927-A4/A SECT 2,P 58/59 PUBLIC LIGHTING | TRI UGRD | TRI UNDERGROUND AUSTRALIA PTY LTD | HDE5040COUPFF | CURRENT
000020286 | REDUCER,CONDUIT | PLAIN INTERNAL REDUCER;SIZE 50 MM TO 40 MM;OUTSIDE DIA 50 MM;INSIDE DIA 40 MM ;LENGTH 35 MM LG;ORANGE PVC CONDUIT;DWG 4927-A4/A SECT 2,P 58/59 PUBLIC LIGHTING | REXEL | REXEL PTY LTD | CLI264/5MEO | CURRENT
000020286 | REDUCER,CONDUIT | PLAIN INTERNAL REDUCER;SIZE 50 MM TO 40 MM;OUTSIDE DIA 50 MM;INSIDE DIA 40 MM ;LENGTH 35 MM LG;ORANGE PVC CONDUIT;DWG 4927-A4/A SECT 2,P 58/59 PUBLIC LIGHTING | HAYMANS | HAYMANS ELECTRICAL | FABH242450 | CURRENT
000020286 | REDUCER,CONDUIT | PLAIN INTERNAL REDUCER;SIZE 50 MM TO 40 MM;OUTSIDE DIA 50 MM;INSIDE DIA 40 MM ;LENGTH 35 MM LG;ORANGE PVC CONDUIT;DWG 4927-A4/A SECT 2,P 58/59 PUBLIC LIGHTING | CLIPSAL | GERARD INDUSTRIES QLD DIVSN P/L | 264/5MORG | CURRENT
000020272 | SAFE LOGGER | SAFELOGGER;RS232 DATA,CAT IV 300 V,CASE SAFE LOGGER SINGLE PHASE;RECORDER FOR ME N VOLTAGE ;LOWIMPEDENCE INPUT;14 DAY MEM ORY CAPACITY;VOLTAGE MEASUREMENT RANGE, | THEWMCAN | TMAC THEW & MCCANN GROUP | SAFELOG-EN | PHASING
000020288 | SUBSTATION | SKID MTD;8 MVA;FOR ESTIMATING PURPOSES ONLY;REFER TO DAVE CHILL; | DRAWING | DRAWING NO | ERGON LOSTD-GA035-01E | CURRENT
000020289 | BUILDING | PRE-FABRICATED;11 KV;SWITCHROOM; FOR ESTIMATING PURPOSES ONLY;REFER DAVE CHILL; | DRAWING | DRAWING NO | ERGON SST160-GA003-02-01 | CURRENT
000020290 | BUILDING | PRE-FABRICATED;33 KV;SWITCHROOM; FOR ESTIMATING PURPOSES ONLY;REFER DAVE CHILL; | DRAWING | DRAWING NO | ERGON SSH38-GA003-02-2 | CURRENT
000020291 | BUILDING | PRE-FABRICATED;MODULAR;33 KV/11 KV; SWITCHROOM:FOR ESTIMATING PURPOSES ONLY;REFER DAVE CHILL; | DRAWING | DRAWING NO | ERGON SSDRD-GA003-01-1 | CURRENT
000020292 | BUILDING | PRE-FABRICATED;CONTROL ROOM; FOR ESTIMATING PURPOSES ONLY;REFER DAVE CHILL; | DRAWING | DRAWING NO | ERGON SSGBS-GA003-01-1 | CURRENT
000020293 | STRAP,RETAINING | Ratchet Tie Down, 1.6m Tail, 36mm W, 600Kg Lashing Capacity, S Hook on Each End, Bog of 10 | BULIVANT | BULLIVANTS LIFTING & SAFETY SPECIALISTS | WRA-036-600-1.6 M TAIL | CURRENT
000020293 | STRAP,RETAINING | Ratchet Tie Down, 1.6m Tail, 36mm W, 600Kg Lashing Capacity, S Hook on Each End, Bog of 10 | BULIVANT | BULLIVANTS LIFTING & SAFETY SPECIALISTS | WRA-036-0600-016-SH | CURRENT
000020294 | FUSE LINK,ENCLOSED ELEMENT | 100 AMP;HRC FUSE LINK;30 MM X 57 MM LG; PACK OF 20; | ALSTOM | ALSTOM GRID AUSTRALIA LIMITED | RHLF100 | CURRENT
000020295 | CONVERTER | FO SIGNAL CONVERTER;RS485/RS232/FO;FOR MULTIMODE;ST CONNECTOR;10-30 V;U/W SACS EQUIPMENT; | ADVANTEC | ADVANTECH AUSTRALIA PTY LTD | ADAM-4541 | CURRENT
000020296 | CONVERTER | FO SIGNAL CONVERTER;RS485/RS232/FO; SINGLE MODE;SC CONNECTOR;10-30 V;U/W SACS EQUIPMENT; | ADVANTEC | ADVANTECH AUSTRALIA PTY LTD | ADAM-4542+ | CURRENT
000020297 | PROCESSOR,INTEGRATED CIRCUIT | MEMORY;FOR PC-SACS S1.0;KINGSTON 512 MB DDR400 RAM;PURCHASE ORDER NO. TO BE PLACED ON EACH BOX*** | ICP AUST | ICP ELECTRONICS AUSTRALIA P/L | DDR 512MB PC3200 | PURCHASE AS REQUIRED
000020298 | BOLT,MACHINE | STEEL;GALV;HEX HD;M20;ISO M;600 MM LG; C/W 2 HEX NUTS ATTACHED;HIGH TENSILE GDE 8.8;FULL SHANK,MIN THD 100 MM;MATERIAL GDE 1340;AS1110,AS1111;BAG OF 10;HEAD | STATEWD | STATEWIDE FSTNERS & ENG SPLS PL | HBNPEM20600 | CURRENT
000020618 | COVER,ELECTRICAL EQUIPMENT | BROADBAND COVER;C/W SINGLE SLOT; 600 MM X 300 MM DOUBLE DROP X 3 MM THK; SUPPLIED ASSET & BARCODED; | REXEL | REXEL PTY LTD | BLE8018 | PURCHASE AS REQUIRED
000020618 | COVER,ELECTRICAL EQUIPMENT | BROADBAND COVER;C/W SINGLE SLOT; 600 MM X 300 MM DOUBLE DROP X 3 MM THK; SUPPLIED ASSET & BARCODED; | BALMORAL | BALMORAL ENGINEERING | 8018 ENGX | PURCHASE AS REQUIRED
000020618 | COVER,ELECTRICAL EQUIPMENT | BROADBAND COVER;C/W SINGLE SLOT; 600 MM X 300 MM DOUBLE DROP X 3 MM THK; SUPPLIED ASSET & BARCODED; | TRELEBOR | TRELLEBORG QUEENSLAND RUBBER P/L | F111973-D14647 | PURCHASE AS REQUIRED
000020299 | INSULATOR | INSULATION BARRIER PIECES;DELRIN;NYLON; SET TO SUIT ONE WILSON TFMR;CONSISTS OF 2 X WASHERS & 2 BOARDS;ITEMS 1 & 2 FOR TFRM RAD,3 & 4 TFRM MAIN OIL PIPE; | PLASTIC | PLASTIC ENGINEERING | DELRIN | PHASING
000019833 | INSULATOR,STRAIN | LONG ROD;SYNTHETIC COMPOSITE;132 KV NOM V;120 KN SML;AS4435.2 D24 EYE-D20 BALL ENDS;1550 MM NOM COUPLING;3650 MM MIN CREEPAGE;USED FOR PROJECTS; | PENTA | PENTA AUST (TMAC THEW & MCCANN/HYLEC) | PA00726 | CURRENT
000019833 | INSULATOR,STRAIN | LONG ROD;SYNTHETIC COMPOSITE;132 KV NOM V;120 KN SML;AS4435.2 D24 EYE-D20 BALL ENDS;1550 MM NOM COUPLING;3650 MM MIN CREEPAGE;USED FOR PROJECTS; | PENTA | PENTA AUST (TMAC THEW & MCCANN/HYLEC) | PA30085 | CURRENT
000019833 | INSULATOR,STRAIN | LONG ROD;SYNTHETIC COMPOSITE;132 KV NOM V;120 KN SML;AS4435.2 D24 EYE-D20 BALL ENDS;1550 MM NOM COUPLING;3650 MM MIN CREEPAGE;USED FOR PROJECTS; | THEWMCAN | TMAC THEW & MCCANN GROUP | TM00726 | CURRENT
000019833 | INSULATOR,STRAIN | LONG ROD;SYNTHETIC COMPOSITE;132 KV NOM V;120 KN SML;AS4435.2 D24 EYE-D20 BALL ENDS;1550 MM NOM COUPLING;3650 MM MIN CREEPAGE;USED FOR PROJECTS; | FLOWLINE | FLOWLINE INDUSTRIES PTY LTD | EH4032005 | CURRENT
000019834 | INSULATOR,STRAIN | LONG ROD;SYNTHETIC COMPOSITE;132 KV NOM V;160 KN SML;AS4435.2 D24 EYE-D20;BALL ENDS;USED FOR PROJECTS;BOX OF 50;PACK WEIGHT 20 KG,PALLET WEIGHT 200 KG; | PENTA | PENTA AUST (TMAC THEW & MCCANN/HYLEC) | PA00727 | STRATEGIC SPARE
000019834 | INSULATOR,STRAIN | LONG ROD;SYNTHETIC COMPOSITE;132 KV NOM V;160 KN SML;AS4435.2 D24 EYE-D20;BALL ENDS;USED FOR PROJECTS;BOX OF 50;PACK WEIGHT 20 KG,PALLET WEIGHT 200 KG; | PENTA | PENTA AUST (TMAC THEW & MCCANN/HYLEC) | PA30086 | STRATEGIC SPARE
000019834 | INSULATOR,STRAIN | LONG ROD;SYNTHETIC COMPOSITE;132 KV NOM V;160 KN SML;AS4435.2 D24 EYE-D20;BALL ENDS;USED FOR PROJECTS;BOX OF 50;PACK WEIGHT 20 KG,PALLET WEIGHT 200 KG; | THEWMCAN | TMAC THEW & MCCANN GROUP | TM00727 | STRATEGIC SPARE
000019834 | INSULATOR,STRAIN | LONG ROD;SYNTHETIC COMPOSITE;132 KV NOM V;160 KN SML;AS4435.2 D24 EYE-D20;BALL ENDS;USED FOR PROJECTS;BOX OF 50;PACK WEIGHT 20 KG,PALLET WEIGHT 200 KG; | DULHUNTY | DULHUNTY INDUSTRIES PTY LTD | S698063VX06 | STRATEGIC SPARE
000020620 | CONTACT,ELECTRICAL | CONTACT ASSEMBLY MAIN MOVING TYPE AT OLTC;300 AMP;MAIN MOVINF ATL TYPE AT TAPCHANGER; | REINHAUS | REINHAUSEN (AUST) PL | 561281-A | CURRENT
000020620 | CONTACT,ELECTRICAL | CONTACT ASSEMBLY MAIN MOVING TYPE AT OLTC;300 AMP;MAIN MOVINF ATL TYPE AT TAPCHANGER; | ENGCOM | ENG-COM PTY LTD | 300-091-A (DWG 561281-A) | CURRENT
000020621 | COIL,ELECTRICAL | TRIP & CLOSE COIL;110 V DC;FOR U/W 11 KV SBV1 & SVB2 CB'S; | AREVA | AREVA T&D AUSTRALIA LIMITED | 422-387 (FLOIO NO.40/572) | CURRENT
000020622 | MOTOR AND GEARBOX | 110 V DC;MOTOR AND GEARBOX; C/W MOTOR ADAPTOR PLATE;FOR USE ON SBV & VLX VACCUM CIRCUIT BREAKERS; | AREVA | AREVA T&D AUSTRALIA LIMITED | 102-620 | CURRENT
000020624 | CONTACT,ELECTRICAL | Fixed Contact Assembly, Ratchet, for ATL Type AT Tap Charger | REINHAUS | REINHAUSEN (AUST) PL | 563146-A | CURRENT
000020624 | CONTACT,ELECTRICAL | Fixed Contact Assembly, Ratchet, for ATL Type AT Tap Charger | ENGCOM | ENG-COM PTY LTD | 300-905-A | CURRENT
000020627 | PIN,COTTER,SPLIT | Split Pin, M4 x 36mm Lg, Zinc Plated, Pack of 200, Pack Weight 4kg | DULHUNTY | DULHUNTY INDUSTRIES PTY LTD | SPLITPIN-4X36 | CURRENT
000020628 | CONTACT,ELECTRICAL | MOVING SCISSOR ARM ASSEMBLY- RATCHET; FOR ATL AT TAPCHANGER; | REINHAUS | REINHAUSEN (AUST) PL | 591801-A | CURRENT
000020628 | CONTACT,ELECTRICAL | MOVING SCISSOR ARM ASSEMBLY- RATCHET; FOR ATL AT TAPCHANGER; | ENGCOM | ENG-COM PTY LTD | 300-228-A | CURRENT
000020632 | KIT,CONVERSION | FOR 12/36 KV RECLOSER;VT CONVERSION KIT; POLE MTG;C/W POLE BKT'S,EXT VT AUX SUPPLY POWER CABLE ASSEMBLY & IN-LINE FUSE; | NU-LEC | NU-LEC | VT CONVERSION KIT | MAINTENANCE STOCK
000020629 | WASHER,FLAT | RECESSED BRASS WASHER;U/W CHANGEOVER OPERATING ARM ATL; | ERGON | ERGON ENERGY | RECESSED BRASS WASHER | CURRENT
000020630 | CIRCLIP | CIRCLIP;FOR CHANGEOVER OPERATING ARM; ELC 18 MM X 1.2 MM THK; | BSC | BSC MOTION TECHNOLOGY | 1400-18 EX DIN471 18 X 1.2 MM | CURRENT
000020631 | SWITCH,ELECTRICAL | CHANGEOVER SWITCH;TYPE AT OLTC; | REINHAUS | REINHAUSEN (AUST) PL | 561282-A | PURCHASE AS REQUIRED
000020631 | SWITCH,ELECTRICAL | CHANGEOVER SWITCH;TYPE AT OLTC; | ENGCOM | ENG-COM PTY LTD | 300-795-A | PURCHASE AS REQUIRED
000020634 | KIT,SHUNT TRIP | 240 V AC;SHUNT TRIP KIT;SUITABLE FOR ABB SAFELINK CFCC;U/W SC19654 RMU; | ABB | ABB FAN PTY LTD | 5810419 | CURRENT
000020635 | CIRCUIT BREAKER | TURBULATOR;SOUTHWALES;11 KV; CB TURBULATOR; | ERGON | ERGON ENERGY | STHWALES 11 KV CB TURBULATOR | CURRENT
000020636 | CONTACT,ELECTRICAL | CONTACT;(CLUSTER);FIXED;TYPE D4XD;11 KV; OCB;400 AMP SOUTHWALES;CONTRACT 76/35A; | SBA | SBA AMALGAMATED PTY LTD | C79 | CURRENT
000020636 | CONTACT,ELECTRICAL | CONTACT;(CLUSTER);FIXED;TYPE D4XD;11 KV; OCB;400 AMP SOUTHWALES;CONTRACT 76/35A; | ERGON | ERGON ENERGY | CLUSTER TYPE D4XD 400A 76/35A | CURRENT
000020637 | CONTACT,ELECTRICAL | CONTACT;MOVING;TYPE D8XD;11 KV; OCB;800 AMP;SOUTHWALES;C/W THREADED 5MM HOLE IN BASE;165MM x 22.2MM | ERGON | ERGON ENERGY | MOVING CONTACTS (SILVERED)D8XD | CURRENT
000020637 | CONTACT,ELECTRICAL | CONTACT;MOVING;TYPE D8XD;11 KV; OCB;800 AMP;SOUTHWALES;C/W THREADED 5MM HOLE IN BASE;165MM x 22.2MM | SBA | SBA AMALGAMATED PTY LTD | C0084 | CURRENT
000020638 | CONTACT,ELECTRICAL | CONTACT;MOVING;TYPE D4XD;11 KV;OCB; 400 AMP;SOUTHWALES;COPPER TO BE SILVER PLATED;CONTRACT 76/35A; | ERGON | ERGON ENERGY | C85 400A STH WALES MOVING CONT | CURRENT
000020638 | CONTACT,ELECTRICAL | CONTACT;MOVING;TYPE D4XD;11 KV;OCB; 400 AMP;SOUTHWALES;COPPER TO BE SILVER PLATED;CONTRACT 76/35A; | ERGON | ERGON ENERGY | MOVING (SML CU)D4XD 400A | CURRENT
000020639 | CONTACT,ELECTRICAL | CONTACT MOVING;SOUTHWALES;CB;11 KV; 350 MVA & 250 MVA;SILVERED;22 MM HOLE CENTRES;150MM x 25.4MM | ERGON | ERGON ENERGY | C00721 | CURRENT
000020639 | CONTACT,ELECTRICAL | CONTACT MOVING;SOUTHWALES;CB;11 KV; 350 MVA & 250 MVA;SILVERED;22 MM HOLE CENTRES;150MM x 25.4MM | ERGON | ERGON ENERGY | MOVING 11 KV,350MVA & 250MVA | CURRENT
000020640 | CONTACT,ELECTRICAL | CONTACT FIXED;SOUTHWALES;CLUSTER;11 KV; 350 MVA;SILVERED COPPER BASE; | ERGON | ERGON ENERGY | CLUSTER 11 KV 350MVA | CURRENT
000020641 | CONDUIT,NONMETALLIC,RIGID | UPVC, 100mm Nom, 6m Lg, MD, White, Socket Moulded One End, Marked Comms Conduit | TRI UGRD | TRI UNDERGROUND AUSTRALIA PTY LTD | CONCOM100P | CURRENT
000020641 | CONDUIT,NONMETALLIC,RIGID | UPVC, 100mm Nom, 6m Lg, MD, White, Socket Moulded One End, Marked Comms Conduit | HAYMANS | HAYMANS ELECTRICAL | PIP100NBN | CURRENT
000020641 | CONDUIT,NONMETALLIC,RIGID | UPVC, 100mm Nom, 6m Lg, MD, White, Socket Moulded One End, Marked Comms Conduit | IPLEX | IPLEX PIPELINES AUSTRALIA PTY LTD | B35 | CURRENT
000020641 | CONDUIT,NONMETALLIC,RIGID | UPVC, 100mm Nom, 6m Lg, MD, White, Socket Moulded One End, Marked Comms Conduit | VINIDEX |  | 11750 | CURRENT
000020642 | CONTACT,ELECTRICAL | CONTACT,SML FIXED (38 MM);FOR ASEA UZERT 33 KV OLTC;TO SUIT KIT 50; | ABB | ABB FAN PTY LTD | 2657-957 AF FIXED CONTACT SGL | CURRENT
000020643 | CONTACT,ELECTRICAL | CONTACT,BLADE;FIXED (DOUBLE TAP); TRANSITION,ELCONITE TIPS;FOR ASEA UZERN OLTC;TO SUIT KIT 50; | ABB | ABB FAN PTY LTD | 2657-957-AL FIXED CONTACT DBL | CURRENT
000020644 | CONTACT,ELECTRICAL | CONTACT,SML FIXED (28 MM);FOR ASEA UZERN 33 KV OLTC;TO SUIT KIT 50; | ABB | ABB FAN PTY LTD | 2657-957-AK FIXED CONTACT SGL | CURRENT
000020645 | CONTACT,ELECTRICAL | CONTACT,MAIN MOVING;ELCONITE ROLLERS; FOR ASEA UZERN 33 KV OLTC;TO SUIT KIT 50 ; | ABB | ABB FAN PTY LTD | 5474-025 N/MOVING MAIN CONTACT | CURRENT
000020646 | CONTACT,ELECTRICAL | CONTACT,MOVING;TRANSITION,ELCONITE ROLLERS;FOR ASEA UZERN 33 KV OLTC;TO SUIT KIT 50; | ABB | ABB FAN PTY LTD | 5474-013-AD TRANSITION CONTACT | CURRENT
000020647 | CONTACT,ELECTRICAL | CONTACT,LGE FIXED (DOUBLE);FOR ASEA UZERN OLTC;TO SUIT KIT 50; | ABB | ABB FAN PTY LTD | 2657-957-AH FIXED CONTACT DBL | CURRENT
000020648 | COIL,ELECTRICAL | CLOSING COIL;CB;MERLIN GERIN F400;33 KV; | SCHNEDER | SCHNEIDER PTY LTD | 887191 AF (110VDC CLOSING) | CURRENT
000020649 | TAG,INSTRUCTION | Test Tag, Vinyl, Self Adhesive, Black Text, TESTED BY EQL, 8 x spaces for Next Test Due, Wrap Around Type, 32 x 109.9mm c/w Permanent Marking Pen, Pack of 100 | PROMARK | PROMARK PACKAGING PTY LTD GEEBUNG | 7291 | CURRENT
000020146 | SWITCH,FUSED | 400A Fuse Disconnect Device, 415VAC, 3Ph Ganged, ABC, suits DIN Type Fuse Links Size 1 & 2, M12 Bolted Lug Terminals on Line & Load Sides, Dwg 71969-5EX2 | NGK | NGK STANGER PTY LTD | 71969-5EX2 | CURRENT
000020147 | FUSECARRIER | TO SUIT DISCONNECT DEVICE;6-95 SQ MM AL XLPE SERVICE CABLE;LOCATED AT POLE END; PACK OF 50,PACK WEIGHT 2.8 KG; now replaced by stock code 22879 | SICAME | SICAME AUSTRALIA PTY LTD | PF100/BASE+PIN | PHASING
000020148 | CLAMP,TERMINAL,ELECTRICAL CONNECTOR | IN-LINE BI-METAL SERVICE CONNECTOR;TO SUIT 35-95 SQ MM LV HARD DRAWN CU,35-95 SQ MM SOFT DRAWN CU,35-95 SQ MM AL INSULATED CABLE PACK OF 6,PK WEIGHT 2 KG | SICAME | SICAME AUSTRALIA PTY LTD | ILC3595E | CURRENT
000020149 | TERMINAL BOX. | 3 PHASE MAINS CONNECTION BOX;200 AMP; WITH 4 BI-METAL CONNECTORS;IPC 35-95 SQ MM SERVICE SIDE;IPC 35-95 SQ MM HOUSE SIDE;PACK OF 1,PACK WEIGHT 1.5 KG; | SICAME | SICAME AUSTRALIA PTY LTD | MCB3/4ILCE3595 | CURRENT
000020650 | CABLE,FIBRE OPTIC | 48 FIBRE;SINGLE MODE;UNDERGROUND;C/W TERMITE PROTECTION;DRUM SIZE 2000 M, DRUM DIA 1200/600/740;DRUM WEIGHT 300 KG ; | OPTIMAL | OPTIMAL CABLE SERVICES PTY LTD | EMD61DPA048BE | STRATEGIC SPARE
000020651 | CABLE,FIBRE OPTIC | 48 FIBRE;SINGLE MODE;12.8 MM OD; OVERHEAD ALL DIELECTRIC SELF SUPPORTING (ADSS);DRUM SIZE 6000 M, DRUM DIA 1600/800/1065,DRUM WEIGHT | OPTIMAL | OPTIMAL CABLE SERVICES PTY LTD | EMMU1CGA048BK | STRATEGIC SPARE
000020652 | SCREW,TAPPING,THREAD CUTTING | BUILDEX TYPE 17;SELF DRILLING POINT;HEX HD;WITHOUT WASHER;10 MM-12 MM X 25 MM; CLASS 3,GALVANISED;U/W 5/16 IN HEX SOCKET SC22279; | STATEWD | STATEWIDE FSTNERS & ENG SPLS PL | S17G 101225 | CURRENT
000020659 | KEY,SOCKET HEAD SCREW | D-Head Tube Spanner, Drill Operated, Exisiting D-Head Spanner to be cut to 400mm in Length, c/w 8mm Hex Drive for Battery Drill | BRITECH | BRI-TECH PTY LTD | TSL_S TUBE SPANNER | PHASING
000020653 | VALVE. | INTAKE/EXHAUST VALVE;TO SUIT CAT G3500 CYLINDER HEAD; | HASTINGS | HASTING DEERING PTY LTD | 104-7184 | PURCHASE AS REQUIRED
000020654 | CYLINDER HEAD | RE-MAN CYLINDER HEADS;TO SUIT CAT G3500 ENGINES;SPECIFICALLY MODIFIED FOR NRX; REFER R.BUTCHER,GERNERATION TECH/ SUPPORT MANAGER; | HASTINGS | HASTING DEERING PTY LTD | 247-4573 (OR3680 - NRX SPECIAL | PURCHASE AS REQUIRED
000020655 | VALVE. | INSERT EXHAUST VALVE;TO SUIT CAT G3500 CYLINDER HEAD; | HASTINGS | HASTING DEERING PTY LTD | 6I-1713 | PURCHASE AS REQUIRED
000020656 | VALVE. | INSERT INTAKE VALVE;TO SUIT CAT G3500 CYLINDER HEAD; | HASTINGS | HASTING DEERING PTY LTD | 122-5963 | PURCHASE AS REQUIRED
000020657 | VALVE. | EXHAUST VALVE GUIDE;TO SUIT G3500 CYLINDER HEAD; | HASTINGS | HASTING DEERING PTY LTD | 184-5494 | PURCHASE AS REQUIRED
000020658 | VALVE. | INTAKE VALVE GUIDE;TO SUIT G3500 CYLINDER HEAD; | HASTINGS | HASTING DEERING PTY LTD | 184-5495 | PURCHASE AS REQUIRED
000020660 | LINE,TENSIONER | MAXI TENSIONER;C/W 2 STAINLESS STEEL ASYMMETRIC SNAP HOOKS; FITTED WITH NON-REMOVEABLE BECKET PIN;12 M HIGH STRENGTH MARINE ROPE;12 MM DIA ROPE; | ALLTRADE | ALLTRADE MANUFACTURING PTY LTD | 1LST4 | CURRENT
000020661 | TERMINAL,LUG | LONG BARREL,DRILLED PALM;2 X 14 MM HOLES @ 50 MM CENTRES;SUITABLE FOR 2 BOLTS; TINNED COPPER;CRIMP TYPE;FOR 300 SQ MM, 61/2.52 MM COPPER COND;PACK OF 1; | CABLACES | CABLACES | CAL300PLB1450EX | CURRENT
000020661 | TERMINAL,LUG | LONG BARREL,DRILLED PALM;2 X 14 MM HOLES @ 50 MM CENTRES;SUITABLE FOR 2 BOLTS; TINNED COPPER;CRIMP TYPE;FOR 300 SQ MM, 61/2.52 MM COPPER COND;PACK OF 1; | UTILUX |  | H16038X08/1 | CURRENT
000020662 | VALVE. | INLET/OUTLET VALVE STEM SEAL;TO SUIT CAT G3500 CYLINDER HEAD; | HASTINGS | HASTING DEERING PTY LTD | 228-9673 | PURCHASE AS REQUIRED
000020663 | CYLINDER HEAD | NEW CYLINDER HEADS;TO SUIT CAT G3500 ENGINES;TO BE SPECIFICALLY MODIFIED FOR NRX (CONTACT R.BUTCHER);TWO MAN LIFT ITEMS OVER 20 KG; | HASTINGS | HASTING DEERING PTY LTD | 247-4573 | PURCHASE AS REQUIRED
000020664 | CYLINDER HEAD | USED CYLINDER HEAD;TO SUIT CAT G3500 ENGINES;REQUIRING MODIFICATIONS FOR NRX (CONTACT R.BUTCHER);TWO MAN LIFT OVER 20 KG;HOLD STOCK TO SUFFICIENT STOCK | HASTINGS | HASTING DEERING PTY LTD | OR3680 | PURCHASE AS REQUIRED
000020665 | BUSBAR | COPPER BAR;TO BE TINNED;95 MM X 40 MM X 6 MM THK;USED WHEN CONNECTING CONSUMER MAINS DIRECT TO ENERGEX CABLES IN PILLARS ETC;PACK OF 25; | GLOBAL | GLOBAL MANUFACTURING GROUP | ENRGEX-9759-A4B | CURRENT
000020666 | BOX,ELECTRICAL,MULTIAPPLICATION. | ALUMINIUM;400 MM H,600 MM W,300 MM D; 33 KV CAPACITOR CT/VT MARSHALLING BOX; PACK OF 1,PACK WEIGHT 16 KG;SUPPLIED COMPLETE WITH SC15869 WEATHERPROOF BOX; | HAYMAN | HAYMANS INDUSTRIES PTY LTD | 20666 | PHASING
000020666 | BOX,ELECTRICAL,MULTIAPPLICATION. | ALUMINIUM;400 MM H,600 MM W,300 MM D; 33 KV CAPACITOR CT/VT MARSHALLING BOX; PACK OF 1,PACK WEIGHT 16 KG;SUPPLIED COMPLETE WITH SC15869 WEATHERPROOF BOX; | GLOBAL | GLOBAL MANUFACTURING GROUP | ENERGEX-CCSTD-AR064-10 | PHASING
000020667 | SHADE BRIM,SAFETY HELMET | Hard Hat Brim with Shade & Neck Protection, Elastic Inner Rim for perfect fit, Elastic Straps | ATOMSUPP | ATOM SUPPLY | 236717 | CURRENT
000020667 | SHADE BRIM,SAFETY HELMET | Hard Hat Brim with Shade & Neck Protection, Elastic Inner Rim for perfect fit, Elastic Straps | BOC | BOC GASES | 3001-BLUE | CURRENT
000020667 | SHADE BRIM,SAFETY HELMET | Hard Hat Brim with Shade & Neck Protection, Elastic Inner Rim for perfect fit, Elastic Straps | AUSTSAF | AUSTRALIAN SAFETY SUPPLIES | SB03 (BLUE) | CURRENT
000020668 | JOINT,ELECTRICAL POWER CABLE | 11 KV;RESIN FILLED STOP END JOINT; 3 PHASE;UP TO 300 SQ MM CU OR AL XLPE CABLES;C/W PLASTIC SHELL BOX,SEALING ACCESSORIES,MECHANICAL CONNECTORS, | SICAME | SICAME AUSTRALIA PTY LTD | WTH52462-29 | CURRENT
000020668 | JOINT,ELECTRICAL POWER CABLE | 11 KV;RESIN FILLED STOP END JOINT; 3 PHASE;UP TO 300 SQ MM CU OR AL XLPE CABLES;C/W PLASTIC SHELL BOX,SEALING ACCESSORIES,MECHANICAL CONNECTORS, | SICAME | SICAME AUSTRALIA PTY LTD | MIRP-20668 | CURRENT
000020668 | JOINT,ELECTRICAL POWER CABLE | 11 KV;RESIN FILLED STOP END JOINT; 3 PHASE;UP TO 300 SQ MM CU OR AL XLPE CABLES;C/W PLASTIC SHELL BOX,SEALING ACCESSORIES,MECHANICAL CONNECTORS, | ALSTOM | ALSTOM GRID AUSTRALIA LIMITED | 8AE70000-010 | CURRENT
000020669 | BLADE,CUTTER,CABLE | REPLACEMENT BLADE TO SUIT LSC & CS CABLE STRIPPER;U/W CCT STRIPPER SC19217; | HYLEC | HYLEC PTY LTD | LSCBLADE | CURRENT
000020670 | CLAMP,STRAIN | FIBERLIGN DIELECTRIC HELICAL DEAD END; 12.6 MM CABLE; | PLP AUST | PREFORMED LINE PRODUCTS (AUST) | OFTFG-120-LITE | CURRENT
000020671 | CLAMP,STRAIN | FIBERLIGN DIELECTRIC HELICAL DEAD END; 13.5 MM CABLE; | PLP AUST | PREFORMED LINE PRODUCTS (AUST) | OFTG-130-SG | CURRENT
000020672 | CLAMP | Dielectric Suspension/Support Clamp, Short Span, 12mm to 12.6mm Dia Cable Range | PLP AUST | PREFORMED LINE PRODUCTS (AUST) | OFFDS2-120129 | CURRENT
000020673 | SUPPORT | FIBERLIGN DIELECTRIC SUPPORT;13.5 MM CABLE; | PLP AUST | PREFORMED LINE PRODUCTS (AUST) | OFFDS2-130139 | CURRENT
000020674 | DAMPER,VIBRATION,TRANSMISSION LINE | FIBERLIGN DIELECTRIC DAMPER VIBRATION; SPIRAL;ADSS DIA 11.75 MM -14.30 MM;FOR ADSS FIBRE INSTALLATION;COLOUR YELLOW; | ACCULEC | ACCULEC PTY LTD - E18524 | SVD1173A | CURRENT
000020674 | DAMPER,VIBRATION,TRANSMISSION LINE | FIBERLIGN DIELECTRIC DAMPER VIBRATION; SPIRAL;ADSS DIA 11.75 MM -14.30 MM;FOR ADSS FIBRE INSTALLATION;COLOUR YELLOW; | PLP AUST | PREFORMED LINE PRODUCTS (AUST) | OFSVD-0105-B | CURRENT
000020479 | JOINT,ELECTRICAL POWER CABLE | 11 KV;RESIN FILLED JOINT;3 PHASE; 240 SQ MM CU XLPE MAIN TO 95-185 CU OR AL PLY BRANCH & PARALLEL CABLE;C/W SHEAR BOLT CONNECTORS;C/W PVC OUTER BOX;FOR | SICAME | SICAME AUSTRALIA PTY LTD | WTH52462-74 | CURRENT
000020479 | JOINT,ELECTRICAL POWER CABLE | 11 KV;RESIN FILLED JOINT;3 PHASE; 240 SQ MM CU XLPE MAIN TO 95-185 CU OR AL PLY BRANCH & PARALLEL CABLE;C/W SHEAR BOLT CONNECTORS;C/W PVC OUTER BOX;FOR | SICAME | SICAME AUSTRALIA PTY LTD | MIRP-20479 | CURRENT
000020479 | JOINT,ELECTRICAL POWER CABLE | 11 KV;RESIN FILLED JOINT;3 PHASE; 240 SQ MM CU XLPE MAIN TO 95-185 CU OR AL PLY BRANCH & PARALLEL CABLE;C/W SHEAR BOLT CONNECTORS;C/W PVC OUTER BOX;FOR | ALSTOM | ALSTOM GRID AUSTRALIA LIMITED | 8AE5500-090 | CURRENT
000020473 | JOINT,ELECTRICAL POWER CABLE | 11 KV;RESIN FILLED JOINT;3 PHASE;185-240 SQ MM CU XLPE MAIN TO 240-300 CU PLY BRANCH & PARALLEL CABLE;C/W SHEAR BOLT CONNECTORS;C/W PVC OUTER BOX;FOR | SICAME | SICAME AUSTRALIA PTY LTD | WTH52462-71 | CURRENT
000020473 | JOINT,ELECTRICAL POWER CABLE | 11 KV;RESIN FILLED JOINT;3 PHASE;185-240 SQ MM CU XLPE MAIN TO 240-300 CU PLY BRANCH & PARALLEL CABLE;C/W SHEAR BOLT CONNECTORS;C/W PVC OUTER BOX;FOR | SICAME | SICAME AUSTRALIA PTY LTD | MIRP-20473 | CURRENT
000020473 | JOINT,ELECTRICAL POWER CABLE | 11 KV;RESIN FILLED JOINT;3 PHASE;185-240 SQ MM CU XLPE MAIN TO 240-300 CU PLY BRANCH & PARALLEL CABLE;C/W SHEAR BOLT CONNECTORS;C/W PVC OUTER BOX;FOR | ALSTOM | ALSTOM GRID AUSTRALIA LIMITED | 8AE5500-100 | CURRENT
000020475 | JOINT,ELECTRICAL POWER CABLE | 11 KV;RESIN FILLED JOINT;3 PHASE;258-300 SQ MM CU OR AL PLY MAIN TO 95-185 CU OR AL PLY BRANCH & PARALLEL CABLE;C/W SHEAR BOLT CONNECTORS;C/W PVC OUTER | SICAME | SICAME AUSTRALIA PTY LTD | WTH52462-69 | CURRENT
000020475 | JOINT,ELECTRICAL POWER CABLE | 11 KV;RESIN FILLED JOINT;3 PHASE;258-300 SQ MM CU OR AL PLY MAIN TO 95-185 CU OR AL PLY BRANCH & PARALLEL CABLE;C/W SHEAR BOLT CONNECTORS;C/W PVC OUTER | SICAME | SICAME AUSTRALIA PTY LTD | MIRP-20475 | CURRENT
000020475 | JOINT,ELECTRICAL POWER CABLE | 11 KV;RESIN FILLED JOINT;3 PHASE;258-300 SQ MM CU OR AL PLY MAIN TO 95-185 CU OR AL PLY BRANCH & PARALLEL CABLE;C/W SHEAR BOLT CONNECTORS;C/W PVC OUTER | ALSTOM | ALSTOM GRID AUSTRALIA LIMITED | 8AE5500-110 | CURRENT
000020469 | JOINT,ELECTRICAL POWER CABLE | SLEEVE:HEAT SHRINK;RESIN FILLED JOINT,W/ JOINT,ELECTRICAL POWER CABLE 11 KV;RESIN FILLED JOINT;3 PHASE;25-185 SQ MM CU PL Y MAIN TO 25-185 CU PLY BRANCH & PARALLE | SICAME | SICAME AUSTRALIA PTY LTD | WTH52462-65 | CURRENT
000020469 | JOINT,ELECTRICAL POWER CABLE | SLEEVE:HEAT SHRINK;RESIN FILLED JOINT,W/ JOINT,ELECTRICAL POWER CABLE 11 KV;RESIN FILLED JOINT;3 PHASE;25-185 SQ MM CU PL Y MAIN TO 25-185 CU PLY BRANCH & PARALLE | SICAME | SICAME AUSTRALIA PTY LTD | WTH52462-6 | CURRENT
000020469 | JOINT,ELECTRICAL POWER CABLE | SLEEVE:HEAT SHRINK;RESIN FILLED JOINT,W/ JOINT,ELECTRICAL POWER CABLE 11 KV;RESIN FILLED JOINT;3 PHASE;25-185 SQ MM CU PL Y MAIN TO 25-185 CU PLY BRANCH & PARALLE | SICAME | SICAME AUSTRALIA PTY LTD | 52462-65 | CURRENT
000020469 | JOINT,ELECTRICAL POWER CABLE | SLEEVE:HEAT SHRINK;RESIN FILLED JOINT,W/ JOINT,ELECTRICAL POWER CABLE 11 KV;RESIN FILLED JOINT;3 PHASE;25-185 SQ MM CU PL Y MAIN TO 25-185 CU PLY BRANCH & PARALLE | ALSTOM | ALSTOM GRID AUSTRALIA LIMITED | 8AE5500-080 | CURRENT
000020675 | CABLE,FIBRE OPTIC | Aerial, 48 Fibres SMOF, OPGW, 14.5mm Dia Rating 14.85kA/0.5Sec & 10.7kA/1Sec, Breaking Load 65kN, Central Core S/Steel Tube, Left Hand Lay | SFPOC | SUZHOU FURUKAWA POWER OPTIC CABLE CO LTD | SFSJ-J-1522 | CURRENT
000020677 | STRAP,RETAINING | Ratchet Tie Down, 6m Strap, Endless Loop 4000Kg Lashing Capacity (P1) | MINEMECH | MINEMECH SERVICES (QLD) PL | 47S01857C00-0X06 | CURRENT
000020677 | STRAP,RETAINING | Ratchet Tie Down, 6m Strap, Endless Loop 4000Kg Lashing Capacity (P1) | BULIVANT | BULLIVANTS LIFTING & SAFETY SPECIALISTS | WRA-050-4000-060-EL | CURRENT
000020678 | ROPE,FIBROUS | SUPERBRAID WHITE KERMANTLE ROPE; DL-12 MM DIA;RATED @ 32 KN;6370 KG BREAKING FORCE;WITH EYES SPLICED ONTO UNDERGROUND CABLE HAULING ROPE;ONLY | DONAGHYS | DONAGHYS PTY LTD | RBY12LDH | CURRENT
000020678 | ROPE,FIBROUS | SUPERBRAID WHITE KERMANTLE ROPE; DL-12 MM DIA;RATED @ 32 KN;6370 KG BREAKING FORCE;WITH EYES SPLICED ONTO UNDERGROUND CABLE HAULING ROPE;ONLY | DONAGHYS | DONAGHYS PTY LTD | BRY10KPMS | CURRENT
000020680 | ROPE,FIBROUS | SUPERBRAID WHITE KERMANTLE ROPE; DL-14 MM DIA;RATED @ 73 KN;8800 KG BREAKING FORCE;WITH EYES SPLICED ONTO UNDEGROUND CABLE HAULING ROPE;ONLY | DONAGHYS | DONAGHYS PTY LTD | BRY14JZM | CURRENT
000020682 | BATTERY,STORAGE | VRLA/AGM;2 V;SINGLE CELL BATTERY;151 MM W X 330 MM H X 171 MM L;WEIGHT 19.85 KG; SPARE CELL SUITABLE FOR 300 AH BATTERY BANK SC19659; | M&H PWR | M + H POWER SYSTEMS P/L | BAT-HZB2/300F-AGM | PURCHASE AS REQUIRED
000020690 | WASHER,FLAT | STEEL;GALV;M20 BOLT SIZE;FLAT ROUND WASHER;CLASS 8.8;AS1252-1983;Pack of 500 | HOBSON | HOBSON ENGINEERING CO PTY LTD 393904 | WRK0GM20 | CURRENT
000020690 | WASHER,FLAT | STEEL;GALV;M20 BOLT SIZE;FLAT ROUND WASHER;CLASS 8.8;AS1252-1983;Pack of 500 | STATEWD | STATEWIDE FSTNERS & ENG SPLS PL | WFSGM20 | CURRENT
000020691 | WASHER,FLAT | STEEL;GALV;M24 BOLT SIZE;FLAT ROUND WASHER;CLASS 8.8;AS1252-1983;Pack of 350 | HOBSON | HOBSON ENGINEERING CO PTY LTD 393904 | WRK0GM24 | CURRENT
000020691 | WASHER,FLAT | STEEL;GALV;M24 BOLT SIZE;FLAT ROUND WASHER;CLASS 8.8;AS1252-1983;Pack of 350 | STATEWD | STATEWIDE FSTNERS & ENG SPLS PL | WFSGM24 | CURRENT
000020693 | PROCESSOR,INTEGRATED CIRCUIT | MINISACS V3 IDE FLASH MODULE; DOM DISK ON MODULE;4 GB;40 PIN IDE VERTICAL;STANDARD II SERIES; TEMP RANGE 0 TO 70;PACK OF 1; | ALFA-TEK | ALFA-TEK AUSTRALIA | DJ0040G46RP0 | PURCHASE AS REQUIRED
000020694 | SWITCHBOARD,LV | WEBER TYPE;3150 AMP ISOLATOR;TOP ENTRY; FOR USE IN INDOOR SUBSTATIONS;INCLUDES WALL MTG;KIT FOR FLOOR MTG;REFER DWG 9001-A4 SH 1 OF 2;PACK OF 1,PACK WEIGHT | WEBER | WEBER SOUTH PACIFIC PTY LTD | VF130300-EGX30 | PHASING
000020695 | SWITCHBOARD,LV | WEBER TYPE;3150 AMP ISOLATOR;BOTTOM ENTRY;FOR USE IN INDOOR SUBSTATIONS; INCLUDES WALL MTG;KIT FOR FLOOR MTG; REFER TO DWG 9001-A4-SH 2 OF 2;PACK OF 1 | WEBER | WEBER SOUTH PACIFIC PTY LTD | VF130300-EGX32 | PHASING
000020696 | SWITCHBOARD,LV | WEBER TYPE;3150 AMP TRANSFORMER ISOLATOR;3150 AMP CUST ISOLATOR;4 FUSE BASES;BOTTOM ENTRY;FOR USE IN INDOOR SUBSTATIONS;INCLUDES WALL MTG;KIT FOR | WEBER | WEBER SOUTH PACIFIC PTY LTD | VF234250-EGX6 | PHASING
000020697 | SWITCHBOARD,LV | WEBER TYPE;3150 AMP TRANSFORMER ISOLATOR;3150 AMP CUST ISOLATOR;4 FUSE BASES;TOP ENTRY;FOR USE IN INDOOR SUBSTATIONS;INCLUDES WALL MTG;KIT FOR | WEBER | WEBER SOUTH PACIFIC PTY LTD | VF234250-EGX7 | PHASING
000020698 | SWITCHBOARD,LV | WEBER TYPE;1600-3150 AMP TRANSFORMER ISOLATOR;4 FUSE BASES;TOP/BOTTOM ENTRY; FOR USE IN INDOOR SUBSTATIONS;INCLUDES WALL MTG;KIT FOR FLOOR MTG;REFER TO DWG | WEBER | WEBER SOUTH PACIFIC PTY LTD | VF125160-EGX02 | PHASING
000020700 | WIRE,ELECTRICAL | AERIAL;COPPER HARD DRAWN;7/1.70 MM; DRUM SIZE 500 M; | OLEX | OLEX AUSTRALIA PTY LTD | 7/1.70 MM | CURRENT
000020701 | SIGN | LEDGEND-MDI BOX;WHITE EZYGRAVE; ENGRAVED;100 MM LG,40 MM W,20 MM BLACK LETTERING;PACK OF 10,PACK WEIGHT 1.0 KG ; | ARTCRAFT | ARTCRAFT PTY LTD | 20701 | CURRENT
000020701 | SIGN | LEDGEND-MDI BOX;WHITE EZYGRAVE; ENGRAVED;100 MM LG,40 MM W,20 MM BLACK LETTERING;PACK OF 10,PACK WEIGHT 1.0 KG ; | CUTLER | CUTLER BRANDS PTY LTD | ENERGE-20701 | CURRENT
000020701 | SIGN | LEDGEND-MDI BOX;WHITE EZYGRAVE; ENGRAVED;100 MM LG,40 MM W,20 MM BLACK LETTERING;PACK OF 10,PACK WEIGHT 1.0 KG ; | ES | QUALITY ENGRAVING SERVICES PTY LTD | 20701 | CURRENT
000020702 | SIGN | WARNING-DRY TYPE TRANSFORMER WILL TRIP IF DOOR IS OPENED;YELLOW EZYGRAVE PLASTIC;ENGRAVED;LEGEND TO BE UNDERLINED;100 MM LG,80 MM W,10 MM H | CUTLER | CUTLER BRANDS PTY LTD | ENERGE-20702 | CURRENT
000020702 | SIGN | WARNING-DRY TYPE TRANSFORMER WILL TRIP IF DOOR IS OPENED;YELLOW EZYGRAVE PLASTIC;ENGRAVED;LEGEND TO BE UNDERLINED;100 MM LG,80 MM W,10 MM H | ES | QUALITY ENGRAVING SERVICES PTY LTD | 20702 | CURRENT
000020703 | SIGN | DANGER -415 V SUPPLY BEHIND COVER;RED EZYGRAVE PLASTIC;ENGRAVED;LEGEND TO BE UNDERLINED;70 MM LG,30 MM W, 415 V SUPPLY (7 MM H WHITE LETTERING), | CUTLER | CUTLER BRANDS PTY LTD | ENERGE-20703 | CURRENT
000020703 | SIGN | DANGER -415 V SUPPLY BEHIND COVER;RED EZYGRAVE PLASTIC;ENGRAVED;LEGEND TO BE UNDERLINED;70 MM LG,30 MM W, 415 V SUPPLY (7 MM H WHITE LETTERING), | ES | QUALITY ENGRAVING SERVICES PTY LTD | 20703 | CURRENT
000020704 | THERMOSTAT | 10 TO 60 C;1 NO CONTACT;6 AMP;250 V AC; 67 MM H X 50 MM W X 38 MM D; | NHP | NHP ELECTRICAL ENGINEERING | FZK01100 | CURRENT
000020357 | JOINT,ELECTRICAL POWER CABLE | 11 KV;HEATSHRINK,STRAIGHT TRANSITION JOINT;1 PHASE;SUIT 630 SQ MM CU XLPE/CWS /HDPE 11 KV CABLE TO 630 SQ MM XLPE/LY/ HDPE 33 KV CABLE; | RAYCHEM | RAYCHEM (AUSTRALIA) PTY LTD | EPKJ 17D/1XU-1XU | STRATEGIC SPARE
000020699 | RACK,BATTERY | 110V, 160Ah Battery Stand, 1350 x 1200 x 380mm, S/Steel | ERGON | ERGON ENERGY | BATTERY STAND | PURCHASE AS REQUIRED
000020707 | SETSCREW | STEEL;ZINC PLATED;M6 X 20 MM LG;HEX HD; PACK OF 100; | EZYSTRUT | EZYSTRUT CABLE & PIPE SUPPORTS | HS620Z | CURRENT
000020708 | BASE,DISTRIBUTION PILLAR | ELECTRICITY DISTRIBUTION PILLAR;LGE SIZE ;LOW VOLTAGE;C/W BASE,TURRET,PANEL,GALV STEEL FRAME,4 X S/S HOLDING DOWN BOLTS, 2 X SET SCREWS;FOR FIXING 2 X CFS UNITS; | DULMISON | DULMISON (AUST) PTY LTD | UET80,VEC8E,UEPF8,DHB32S770224 | CURRENT
000020709 | SWITCH FUSE GEAR | Magnefix, Replacement Single Phase Switch Cap for Hazemeyer Type RMUs, Shelf life 20 years. | EATON | EATON ELECTRIC SYSTEMS PTY LTD | 2683.497 | CURRENT
000020710 | SWITCH FUSE GEAR | Magnefix 11kV, Hazemeyer, Single to 3 Ph Conversion Kit, c/w Bridging Handle & Instalationl Hardware, for Replacing Damaged/Degraded 3 Ph Ganging | EATON | EATON ELECTRIC SYSTEMS PTY LTD | 913.1010 | CURRENT
000020711 | CABLE TIE | 520 MM LG;7.9 MM W;STAINLESS STEEL; GDE 340 HVY DUTY;PACK OF 100;U/W COMPOSITE CROSSARM IN LIEU OF SC12466; | REXEL | REXEL PTY LTD | TABLSY-7.9-520B | CURRENT
000020711 | CABLE TIE | 520 MM LG;7.9 MM W;STAINLESS STEEL; GDE 340 HVY DUTY;PACK OF 100;U/W COMPOSITE CROSSARM IN LIEU OF SC12466; | GENERAL | GENERAL TRADE SUPPLIES | LSY-7.9-520B | CURRENT
000020711 | CABLE TIE | 520 MM LG;7.9 MM W;STAINLESS STEEL; GDE 340 HVY DUTY;PACK OF 100;U/W COMPOSITE CROSSARM IN LIEU OF SC12466; | CNWPL | CNW PL - SLACKS CREEK | SST520X7.9 | CURRENT
000020748 | CABLE,POWER,ELECTRICAL | 0.6/1kV, 2 Core, 2.5mm2, HFI-90-TP Insulated Red & Black, HFS-90-TP, Red Sheath, Fire Retardant, WS52W, IEC 60331-21, 100m Drum, JTS03-01-08 | MIDLANDS | MIDLAND METALS | MMO-2X2.5 CU HFI HFS | CURRENT
000020748 | CABLE,POWER,ELECTRICAL | 0.6/1kV, 2 Core, 2.5mm2, HFI-90-TP Insulated Red & Black, HFS-90-TP, Red Sheath, Fire Retardant, WS52W, IEC 60331-21, 100m Drum, JTS03-01-08 | OLEX | OLEX AUSTRALIA PTY LTD | PEKP07AA002JBAA | CURRENT
000020771 | PANEL,SWITCH | 3U UF;LOAD SHED GROUP SELECTORS;16 K & N CG4 SWITCHES;FOR 19 IN MTG RACK; | ERGON | ERGON ENERGY | K&N CG4 SWITCHES | CURRENT
000020772 | PANEL,BLANK | ASEA EQUIPMENT FRAME BLANK PANEL; 12 C; 162MM X 83MM; PACK OF 1; | ENI | ENI INDUSTRIES PL | 84167 | CURRENT
000020772 | PANEL,BLANK | ASEA EQUIPMENT FRAME BLANK PANEL; 12 C; 162MM X 83MM; PACK OF 1; | GREATWST |  | 20772 | CURRENT
000020773 | PANEL,BLANK | ASEA EQUIPMENT FRAME BLANK PANEL;24 C; PACK OF 10,PACK WEIGHT 1.5 KG; | ENI | ENI INDUSTRIES PL | 84166 | CURRENT
000020773 | PANEL,BLANK | ASEA EQUIPMENT FRAME BLANK PANEL;24 C; PACK OF 10,PACK WEIGHT 1.5 KG; | GLOBAL | GLOBAL MANUFACTURING GROUP | ENERGEX-CCSTD-EP006-02 | CURRENT
000020774 | CIRCUIT BREAKER | GENERAL PURPOSE;240 V AC;25 AMP;D CURVE; SINGLE POLE;6 KA BKG CAP;DIN RAIL MTG; PACK OF 1; | REXEL | REXEL PTY LTD | TERDTCB6125D | CURRENT
000020774 | CIRCUIT BREAKER | GENERAL PURPOSE;240 V AC;25 AMP;D CURVE; SINGLE POLE;6 KA BKG CAP;DIN RAIL MTG; PACK OF 1; | NHP | NHP ELECTRICAL ENGINEERING | TERDTCB6125D | CURRENT
000020774 | CIRCUIT BREAKER | GENERAL PURPOSE;240 V AC;25 AMP;D CURVE; SINGLE POLE;6 KA BKG CAP;DIN RAIL MTG; PACK OF 1; | CNWPL | CNW PL - SLACKS CREEK | DTCB6125D | CURRENT
000020775 | BOLT,U. | STAINLESS STEEL;MARINE GDE 316;3/4 IN NB ,1/4 IN THREAD;C/W 2 S/S HEX NUTS FOR FOR USE WITH REINHAUSEN OIL SAMPLE PIPE INSTALLATION KIT;PACK OF 1; | STATEWD | STATEWIDE FSTNERS & ENG SPLS PL | UBSSNB34 | CURRENT
000020775 | BOLT,U. | STAINLESS STEEL;MARINE GDE 316;3/4 IN NB ,1/4 IN THREAD;C/W 2 S/S HEX NUTS FOR FOR USE WITH REINHAUSEN OIL SAMPLE PIPE INSTALLATION KIT;PACK OF 1; | COVENTRY | COVENTRY FASTENERS QLD | 14X34G316UBNW | CURRENT
000020782 | SIGN | WARNING-REMOTE HV EARTH DUE TO PROXIMITY OF TELSTRA PLANT;1.6 MM ALUMINIUM;YELLOW REFLECTIVE BACKING; BLACK VINYL LETTERS;180 MM H X 150 MM W; | ARTCRAFT | ARTCRAFT PTY LTD | 20782 | CURRENT
000020782 | SIGN | WARNING-REMOTE HV EARTH DUE TO PROXIMITY OF TELSTRA PLANT;1.6 MM ALUMINIUM;YELLOW REFLECTIVE BACKING; BLACK VINYL LETTERS;180 MM H X 150 MM W; | UES | UTILITY ENGRAVING & SIGNS | 180 MM H X 150 MM W | CURRENT
000020783 | SIGN | WARNING-REMOTE HIGH VOLTAGE EARTH; BLACK LETTERING ON YELLOW ENGRAVING ABS PLASTIC; 80 MM W X 45 MM LG;REFER DWG 9154-A4;PACK OF 10,PACK WEIGHT 1.0 KG; | CUTLER | CUTLER BRANDS PTY LTD | ENERGE-20783 | CURRENT
000020783 | SIGN | WARNING-REMOTE HIGH VOLTAGE EARTH; BLACK LETTERING ON YELLOW ENGRAVING ABS PLASTIC; 80 MM W X 45 MM LG;REFER DWG 9154-A4;PACK OF 10,PACK WEIGHT 1.0 KG; | ES | QUALITY ENGRAVING SERVICES PTY LTD | 20783 | CURRENT
000020789 | CORD,ELECTRICAL | FLEXIBLE LEAD;50 SQ MM;750 MM LG;200 AMP ;SUIT BATTERY STAND SC20788;FOR 110 V, 160 A/HR BATTERY;2 REQUIRED PER STAND; | LEGEND | LEGEND POWER SYSTEMS | LEAD 750 MM LG 50 SQ MM | CURRENT
000020787 | FUSEHOLDER | LV TFR ISOLATION;160 AMP;REQUIRES DIN TYPE 00 FUSE;MTG TO BRACKET SC16576; SUITS 6-95 SQ MM CABLE;FOR FUSE LINK REFER TO SC19939 (125 AMP); | MICHAUD | MICHAUD Z.I.LE-BLANDCHON | K292 | PURCHASE AS REQUIRED
000020793 | COVER,ELECTRICAL EQUIPMENT | HD Downlead Cover, 30mm ID, 2.7m Lg, 2.5mm Wall, Black, UV Stablilsed PVC, Fire Retardant, for use on Timber Poles | TECONN | TE CONNECTIVITY LTD | EG-PVCBUV-270030 | CURRENT
000020793 | COVER,ELECTRICAL EQUIPMENT | HD Downlead Cover, 30mm ID, 2.7m Lg, 2.5mm Wall, Black, UV Stablilsed PVC, Fire Retardant, for use on Timber Poles | RMS | RELAY MONITORING SYSTEMS PL | EWG30-FRM | CURRENT
000020794 | CONDUIT,NONMETALLIC,FLEXIBLE | 40 MM NB;PVC CORRUGATED;MEDIUM DUTY; GREY;SUPPLIED IN 25 M ROLL; | REXEL | REXEL PTY LTD | CLI9040TCMGY | CURRENT
000020794 | CONDUIT,NONMETALLIC,FLEXIBLE | 40 MM NB;PVC CORRUGATED;MEDIUM DUTY; GREY;SUPPLIED IN 25 M ROLL; | HAYMANS | HAYMANS ELECTRICAL | REEPOWCON 4025MD | CURRENT
000020794 | CONDUIT,NONMETALLIC,FLEXIBLE | 40 MM NB;PVC CORRUGATED;MEDIUM DUTY; GREY;SUPPLIED IN 25 M ROLL; | CLIPSAL | GERARD INDUSTRIES QLD DIVSN P/L | 9040CM | CURRENT
000020785 | LAMP,FLUORESCENT. | LINEAR BI-PIN;COMPACT LAMP;26 W; LYNX-840;GX24Q-3 CAP;131 MM LG; AMALGAM 840;COOLWHITE DELUXE;U/W SC20784 FIXTURE LIGHTING;CARTON OF 10; | GERARD | GERARD PROFESSIONAL SOLUTIONS PL | 278210 | PHASING
000020785 | LAMP,FLUORESCENT. | LINEAR BI-PIN;COMPACT LAMP;26 W; LYNX-840;GX24Q-3 CAP;131 MM LG; AMALGAM 840;COOLWHITE DELUXE;U/W SC20784 FIXTURE LIGHTING;CARTON OF 10; | LSSOLUTI | LIGHT SOURCE SOLUTIONS PL | S93105903 | PHASING
000020752 | TRANSFORMER,METERING | INDOOR/OUTDOOR TYPE;FREE STANDING; 12 KV;3 PHASE;1600 AMP;OIL FILLED DOUBLE CABLE BOX;CT'S,CLASS 0.5,ME2,15 VA;RATIO 800/5 AMP;3 PH VT;CLASS 0.5M;VOLTAGE | TWS | TWS ENERGY CONTROLS | SBT02B | CURRENT
000020796 | LOCKOUT DEVICE | Universal Circuit Breaker Lockout Device u/w LV CB Lock off, Pack of 1 | REXEL | REXEL PTY LTD | PANPSL-CB | CURRENT
000020796 | LOCKOUT DEVICE | Universal Circuit Breaker Lockout Device u/w LV CB Lock off, Pack of 1 | HAYMANS | HAYMANS ELECTRICAL | PANPSL-CB | CURRENT
000020795 | BRACKET | DOUBLE SERVICE HOOK TYPE;CROSSARM MTG; DADIC BRACKET;OVERHEAD LINE HARDWARE; PACK OF 20; | HAYMAN | HAYMANS INDUSTRIES PTY LTD | 20795 | CURRENT
000020795 | BRACKET | DOUBLE SERVICE HOOK TYPE;CROSSARM MTG; DADIC BRACKET;OVERHEAD LINE HARDWARE; PACK OF 20; | LIVINGST | LIVINGSTONE ENGINEERING | 20795 | CURRENT
000020798 | LEAD,TEST | 1 PAIR FUSED TEST LEADS,1.2 M LG, (RED & BLACK);CAT III 600 V;FOR 10 AMP 50 KA RATING;PART NO.PJP 4940IEC-10A 600V-R (RED)& PJP 4940IEC-10A 600V-N(BLK | PENTA | PENTA AUST (TMAC THEW & MCCANN/HYLEC) | PA22758 | CURRENT
000020798 | LEAD,TEST | 1 PAIR FUSED TEST LEADS,1.2 M LG, (RED & BLACK);CAT III 600 V;FOR 10 AMP 50 KA RATING;PART NO.PJP 4940IEC-10A 600V-R (RED)& PJP 4940IEC-10A 600V-N(BLK | PACTEST | PACIFIC TEST EQUIPMENT P/L | PTE-066 | CURRENT
000020750 | ARRESTER,ELECTRICAL SURGE | GAPLESS;METAL OXIDE;12 KV;10 KA;CLASS A; DIRECT M12 S/S MTG;POLYMER HOUSING; C/W 25 SQ MM LINE END LEAD UNLUGGED & INSULATING CAP;PACK OF 1,PACK PALLET OF | SIEMENS | SIEMENS LTD | 3EK4 120-1CK4-Z Q97 R59 | CURRENT
000020750 | ARRESTER,ELECTRICAL SURGE | GAPLESS;METAL OXIDE;12 KV;10 KA;CLASS A; DIRECT M12 S/S MTG;POLYMER HOUSING; C/W 25 SQ MM LINE END LEAD UNLUGGED & INSULATING CAP;PACK OF 1,PACK PALLET OF | BRITECH | BRI-TECH PTY LTD | OB12-100STEN | CURRENT
000020750 | ARRESTER,ELECTRICAL SURGE | GAPLESS;METAL OXIDE;12 KV;10 KA;CLASS A; DIRECT M12 S/S MTG;POLYMER HOUSING; C/W 25 SQ MM LINE END LEAD UNLUGGED & INSULATING CAP;PACK OF 1,PACK PALLET OF | MVTECH | MV TECHNOLOGY SOLUTIONS P/L | S3EK4 120-1CK4-Z Q97 R59 | CURRENT
000020750 | ARRESTER,ELECTRICAL SURGE | GAPLESS;METAL OXIDE;12 KV;10 KA;CLASS A; DIRECT M12 S/S MTG;POLYMER HOUSING; C/W 25 SQ MM LINE END LEAD UNLUGGED & INSULATING CAP;PACK OF 1,PACK PALLET OF | ACCULEC | ACCULEC PTY LTD - E18524 | OB12A-100STEQ | CURRENT
000020799 | RELAY,OVERCURRENT AND EARTH FAULT | SEL 351;1 AMP NEUTRAL;110 V DC;FIRMWARE V6,HORIZONTAL PANEL MOUNT; | SEL | SCHWEITZER ENGINEERING LABORATORIES INC. | 035110H4213XX1 | CURRENT
000020801 | LEAD, ANALYSER | SINGLE PHASE;CURRENT TRANSFORMER; 500 AMP;RESTRICTED ISSUE TO ASSET SERVICES MGR POSN 9583; | CHKPOWER | CHK POWER QUALITY PL | CR500 | PURCHASE AS REQUIRED
000020802 | LEAD SET,TEST | Replacement Test Leads c/w Non-Fused Black & Red Test Leads, Black & Red Probes & Crocodile Clip, for Kyoristsu Insulation Tester 3132A | CNWPL | CNW PL - SLACKS CREEK | 7122B | CURRENT
000020802 | LEAD SET,TEST | Replacement Test Leads c/w Non-Fused Black & Red Test Leads, Black & Red Probes & Crocodile Clip, for Kyoristsu Insulation Tester 3132A | EATON | EATON ELECTRIC SYSTEMS PTY LTD | 7122 | CURRENT
000020802 | LEAD SET,TEST | Replacement Test Leads c/w Non-Fused Black & Red Test Leads, Black & Red Probes & Crocodile Clip, for Kyoristsu Insulation Tester 3132A | KYORITSU | KYORITSU | 7122B | CURRENT
000020804 | TERMINAL,LUG | STRAIGHT PALM TYPE;UNDRILLED;ALUMINIUM COMPRESSION TYPE;1000 AMP PALM;TO SUIT 37/3.75 AAC CABLE;REFER ENERGEX DWG LOSTD-EC009-01;PACK OF 1; | DULMISON | DULMISON (AUST) PTY LTD | UNDRILLED STRAIGHT TYPE | CURRENT
000020805 | TERMINAL,LUG | ANGLE = 30 DEG;PALM TYPE;UNDRILLED; ALUMINIUM COMPRESSION TYPE;1000 AMP PALM;TO SUIT 37/3.75 AAC CABLE;REFER ENERGEX DWG LOSTD-EC010-01;PACK OF 1; | DULMISON | DULMISON (AUST) PTY LTD | UNDRILLED 30 DEG | PURCHASE AS REQUIRED
000020806 | TERMINAL,LUG | ANGLE = 45 DEG;PALM TYPE;UNDRILLED; ALUMINIUM COMPRESSION TYPE;1000 AMP PALM;TO SUIT 37/3.75 AAC CABLE;REFER DWG LOSTD-EC010-01;PACK OF 1; | DULMISON | DULMISON (AUST) PTY LTD | UNDRILLED 45 DEG | PURCHASE AS REQUIRED
000020807 | TERMINAL,LUG | ANGLE = 60 DEG;PALM TYPE;UNDRILLED; ALUMINIUM COMPRESSION TYPE;1000 AMP PALM;TO SUIT 37/3.75 AAC CABLE;REFER ENERGEX DWG LOSTD-EC010-01;PACK OF 1; | DULMISON | DULMISON (AUST) PTY LTD | UNDRILLED 60 DEG | PURCHASE AS REQUIRED
000020808 | TERMINAL,LUG | ANGLE = 90 DEG;PALM TYPE;UNDRILLED; ALUMINIUM COMPRESSION TYPE;1000 AMP PALM;TO SUIT 37/3.75 AAC CABLE;REFER ENERGEX DWG LOSTD-EC010-01;PACK OF 1; | DULMISON | DULMISON (AUST) PTY LTD | CTA-236-72310 | PURCHASE AS REQUIRED
000020811 | LETTER,SIGN | LETTER X;VINYL,BLACK;25 MM H;STICK ON; APPLICATION PAPER;AS1744 SERIES C LETTERS;STRIP OF 10,5 PER PACK = 50; | IDENMARK | IDENTIMARK SOLUTIONS - 310679 | 20811 | CURRENT
000020811 | LETTER,SIGN | LETTER X;VINYL,BLACK;25 MM H;STICK ON; APPLICATION PAPER;AS1744 SERIES C LETTERS;STRIP OF 10,5 PER PACK = 50; | CUTLER | CUTLER BRANDS PTY LTD | ENERGE-20811 | CURRENT
000020813 | TEE,CABLE RACK | Nema 1, 450mm W, 300mm Inner Radius, Hot Dip Galv, suit NEMA 12B Class | EZYSTRUT | EZYSTRUT CABLE & PIPE SUPPORTS | N1T4503H | CURRENT
000020814 | REMOTE I/O MODULE | SEL 2505,48/125 V DC AUX;110 V DC LOGIC INPUTS;SEL 2800 COMPATIBLE; | SEL | SCHWEITZER ENGINEERING LABORATORIES INC. | 2505313XX | CURRENT
000020809 | TRANSFORMER,DISTRIBUTION | 33 KV;63 KVA;3 PHASE;PLATFORM & POLE MTG ;LID BSH HV 90 LV BSH SIDE;MINERAL OIL INSULATED;ONAN;DZNO;7 TAP POSN;33 KV/ 433-250 V;RECT GALV TANK;3.5% IMPEDANCE; | ABB | ABB FAN PTY LTD | QUOTE 50160Q-44_45 | STRATEGIC SPARE
000020810 | TRANSFORMER,DISTRIBUTION | 33 KV;200 KVA;3 PHASE;PLATFORM & POLE MTG;LID BSH HV 90 LV BSH SIDE;MINERAL OIL INSULATED;ONAN;DZNO;7 TAP POSN;33 KV /433-250 V;RECT GALV TANK;4.1% INPEDANCE | WILSON | WILSON TRANSFORMER CO. PTY LTD | 874-0834-11 | CURRENT
000020810 | TRANSFORMER,DISTRIBUTION | 33 KV;200 KVA;3 PHASE;PLATFORM & POLE MTG;LID BSH HV 90 LV BSH SIDE;MINERAL OIL INSULATED;ONAN;DZNO;7 TAP POSN;33 KV /433-250 V;RECT GALV TANK;4.1% INPEDANCE | ABB | ABB FAN PTY LTD | 15Q2671744 | CURRENT
000020810 | TRANSFORMER,DISTRIBUTION | 33 KV;200 KVA;3 PHASE;PLATFORM & POLE MTG;LID BSH HV 90 LV BSH SIDE;MINERAL OIL INSULATED;ONAN;DZNO;7 TAP POSN;33 KV /433-250 V;RECT GALV TANK;4.1% INPEDANCE | ABB | ABB FAN PTY LTD | QUOTE 5016Q-44-55 | CURRENT
000020815 | FUSE ELEMENT,ELEC | 20 AMP;36 KV;SIBA TYPE 30 008 13.20;TO FIT SIBA BASE 310030220;SIBA STD SIZE BODY LENGTH,537 MM (NOT INCL ENDS); 53 MM OVERALL BODY DIA; | FUSECO | FUSECO PTY LTD | SIBA TYPE 30 008 13.20 | CURRENT
000020817 | HAND CLEANER | Aqium Anti Bacterial Hand Sanitiser Gel; 1 L Pump/alternative 900 ML Pump Bris Dist; For use when water isn't availlable. | ATOMSUPP | ATOM SUPPLY | 90120187 | CURRENT
000020817 | HAND CLEANER | Aqium Anti Bacterial Hand Sanitiser Gel; 1 L Pump/alternative 900 ML Pump Bris Dist; For use when water isn't availlable. | ALPHA | ALPHA FIRST AID SUPPLIES QLD | 99644 | CURRENT
000020817 | HAND CLEANER | Aqium Anti Bacterial Hand Sanitiser Gel; 1 L Pump/alternative 900 ML Pump Bris Dist; For use when water isn't availlable. | TOOWFAID | TOOWOOMBA FIRST AID SUPPLIES | AQI-00080 | CURRENT
000020817 | HAND CLEANER | Aqium Anti Bacterial Hand Sanitiser Gel; 1 L Pump/alternative 900 ML Pump Bris Dist; For use when water isn't availlable. | ATOMSUPP | ATOM SUPPLY | 11577 | CURRENT
000020818 | LABEL | SELF ADHESIVE SUPER VINYL V-90;WHITE MATT PERMANENT 160 GSM;SOLID BACK WITH SLIT BACK;LEGEND REMOVE/FAULTY AS PER DWG LBS 048-A4;C/W METERING DYNAMICS | ARTCRAFT | ARTCRAFT PTY LTD | 20818 | CURRENT
000020818 | LABEL | SELF ADHESIVE SUPER VINYL V-90;WHITE MATT PERMANENT 160 GSM;SOLID BACK WITH SLIT BACK;LEGEND REMOVE/FAULTY AS PER DWG LBS 048-A4;C/W METERING DYNAMICS | CUTLER | CUTLER BRANDS PTY LTD | ENERGE-20818 | CURRENT
000020822 | ROLLER,CABLE | FOR U/W LV ABC SUSPENSION CLAMP;SC20821; PACK OF 1,PACK WEIGHT 2 KG; | DULMISON | DULMISON (AUST) PTY LTD | IBSRA | PURCHASE AS REQUIRED
000020822 | ROLLER,CABLE | FOR U/W LV ABC SUSPENSION CLAMP;SC20821; PACK OF 1,PACK WEIGHT 2 KG; | UTILUX |  | IBSRA | PURCHASE AS REQUIRED
000020823 | REFLECTOR,INDICATING,CLEARANCE. | YELLOW,CLASS 1;100 MM X 50 MM;DELINATOR, ALUMINIUM BACKED;BENT TO DESIGN OF ENERGEX DELINATOR DIE;PACK OF 500; | ARTCRAFT | ARTCRAFT PTY LTD | SE03901-Q | CURRENT
000020824 | FUSE LINK,RING MAIN UNIT. | 12 KV;40 AMP;HRC FUSE;FOR SF6/AIR EPOXY INSULATED SWITCHGEAR;500 KVA T/FORMER; PACK OF 1,PACK WEIGHT 2.0 KG;TEMP LIMITED TO 105 DEG C;FULL RANGE FUSE; | FUSECO | FUSECO PTY LTD | 30 012 93/40 | CURRENT
000020831 | SIGN | LEGEND-MOBILE GENERATOR EARTHING POINT;1.6 MM THK ALUMINIUM PLATE;GREEN REFLECTIVE BACKGROUND;WHITE VINYL 10 MM H LETTERING;AS PER DWG 9202-A4; | UES | UTILITY ENGRAVING & SIGNS | SIGN MOBILE GENERATOR | PURCHASE AS REQUIRED
000020843 | LAMP,FLUORESCENT. | T5 TUBULAR;FHE;14 W;840-4000K;G5 MINI BI-PIN;CARTON OF 25; | GERARD | GERARD PROFESSIONAL SOLUTIONS PL | 200761 | CURRENT
000020844 | TAG,INSTRUCTION | DANGER DO NOT OPERATE;LOW VOLTAGE DANGER TAG;CARDBOARD TYPE;C/W STRING; PACK OF 100; | CNWPL | CNW PL - SLACKS CREEK | SAFXD790 | PURCHASE AS REQUIRED
000020844 | TAG,INSTRUCTION | DANGER DO NOT OPERATE;LOW VOLTAGE DANGER TAG;CARDBOARD TYPE;C/W STRING; PACK OF 100; | HAYMANS | HAYMANS ELECTRICAL | SAFXD790 | PURCHASE AS REQUIRED
000020846 | TRANSFORMER,DISTRIBUTION | Groundmount, 33kV, 750kVA, 3Ph, Cable Box, HV 180 LV Cable Box, Mineral Oil Insulated, ONAN, DZN0, Low Imp Type, 5% Imp, 5 Tap SW Posn, Tap Range | TYREE | TYREE INDUSTRIES PL MITTAGONG NSW | 750 KVA | CURRENT
000020847 | METERING COMMUNICATIONS UNIT | FOR REMOTE READING OF ELECTRICITY METERS;IN PVC ENCLOSURE;SMA ANTENNA CONNECTION; SWITCH MODE POWER SUPPLY; 3G MODEM; MODEM RESET;METER LABORATORY | INTERCEL | INTERCEL PTY LTD | ASS CTS 5S EGX 3T | PURCHASE AS REQUIRED
000020833 | BOOTS,SAFETY | Oliver, Ankle Jogger, Black, Lace Up, Nubuck Leather, Steel Toe, Water/EH Resistant, Anti-Static, Sizes 4 to 13, Half Sizes 6.5 to 10.5 | BLKWOOD | J BLACKWOOD & SON LTD | 34-623 | CURRENT
000020833 | BOOTS,SAFETY | Oliver, Ankle Jogger, Black, Lace Up, Nubuck Leather, Steel Toe, Water/EH Resistant, Anti-Static, Sizes 4 to 13, Half Sizes 6.5 to 10.5 | OLIVER | OLIVER FOOTWEAR | WB 34-623 | CURRENT
000020834 | SHOES,SAFETY | Oliver, Derby, Black, Lace Up, Full Grain Leather, Steel Toe, PU Sole, EH Resistant, Sizes 4 to 13, Half Sizes 6.5 to 10.5 | BLKWOOD | J BLACKWOOD & SON LTD | 34-652 | CURRENT
000020834 | SHOES,SAFETY | Oliver, Derby, Black, Lace Up, Full Grain Leather, Steel Toe, PU Sole, EH Resistant, Sizes 4 to 13, Half Sizes 6.5 to 10.5 | OLIVER | OLIVER FOOTWEAR | WB 34-652 | CURRENT
000020849 | CONNECTOR,TEST POINT | INSULATION PIERCING CONNECTOR;FOR 16-95 SQ MM ALUMINIUM OR COPPER CABLES; INCORPORATING A SEALABLE TEST POINT; FOR USE ON LV DISTRIBUTION SYSTEMS; | SICAME | SICAME AUSTRALIA PTY LTD | TTD151-TPE | CURRENT
000020850 | TIMER,INTERVAL | 0.3 SECS TO 30 SECS;PNEUMATIC;ATTACHES TO RELAY, SC15703;PACK SIZE 1; | REXEL | REXEL PTY LTD | SPRCZE730 | PURCHASE AS REQUIRED
000020850 | TIMER,INTERVAL | 0.3 SECS TO 30 SECS;PNEUMATIC;ATTACHES TO RELAY, SC15703;PACK SIZE 1; | SPRECHER | SPRECHER + SCHUH | S&SCZE-7-30 | PURCHASE AS REQUIRED
000020884 | LEAD,TEST | GREEN;FEMALE TO MALE;RIGHT ANGLE FIXED TO STRAIGHT FIXED;12 AMP PATCHCORD; U/W SC18679 EARTH SPIKE IF REQUIRED; | PENTA | PENTA AUST (TMAC THEW & MCCANN/HYLEC) | PA30445 | CURRENT
000020884 | LEAD,TEST | GREEN;FEMALE TO MALE;RIGHT ANGLE FIXED TO STRAIGHT FIXED;12 AMP PATCHCORD; U/W SC18679 EARTH SPIKE IF REQUIRED; | PENTA | PENTA AUST (TMAC THEW & MCCANN/HYLEC) | PA22646 | CURRENT
000020884 | LEAD,TEST | GREEN;FEMALE TO MALE;RIGHT ANGLE FIXED TO STRAIGHT FIXED;12 AMP PATCHCORD; U/W SC18679 EARTH SPIKE IF REQUIRED; | HYLEC | HYLEC PTY LTD | PJP 2410/2060-IEC-50-V | CURRENT
000020884 | LEAD,TEST | GREEN;FEMALE TO MALE;RIGHT ANGLE FIXED TO STRAIGHT FIXED;12 AMP PATCHCORD; U/W SC18679 EARTH SPIKE IF REQUIRED; | PACTEST | PACIFIC TEST EQUIPMENT P/L | PJP 2410/2060-IEC-50-V | CURRENT
000020883 | TRANSFORMER,VOLTAGE | 33 KV;27.8 V;100 VA;POLE MTG;C/W POLE MTG BRACKET;PRIMARY CONNECTION TAILS & FUSED SECONDARY CONNECTION LOOM; | NU-LEC | NU-LEC | 990000083/94 | PURCHASE AS REQUIRED
000020853 | TERMINAL,LUG | DRILLED PALM;ALUMINIUM COMPRESSION LUG;ROUND BARREL;240 SQ MM;SUITABLE FOR USE ON EITHER CIRCULAR OR SECTOR SHAPED ALUMINIUM CONDUCTORS; | CABLACES | CABLACES | AL240-12EX | CURRENT
000020851 | BARRIER,INSULATION | HDPE;150 SQ MM;20 MM THK;4 X 14 MM DIA HOLES;U/W UNISTRUT OR EZISTRUT BASE PLATE; | PLASTIC | PLASTIC ENGINEERING | 4 X 14 DIA HOLES | CURRENT
000020852 | BARRIER,INSULATION | HDPE;150 MM LG;100 MM W;20 MM THK; 2 X 14 MM DIA HOLES;U/W UNISTRUT OR EZISTRUT SINGLE BASE PLATE; | PLASTIC | PLASTIC ENGINEERING | 150 MM LG X 100 MM W | CURRENT
000020886 | LOCKOUT DEVICE | Merlin Gerin, LV Locking Device, Pack of 1 | CNWPL | CNW PL - SLACKS CREEK | SCH27145 | CURRENT
000020886 | LOCKOUT DEVICE | Merlin Gerin, LV Locking Device, Pack of 1 | MERLGERN |  | MEG27145 | CURRENT
000020890 | SIGN | Kerb Marker, 38mm Dia, 1.6mm H, "E", S/STEEL, c/w S/STEEL MUSH HD Spikes, (P50) | HTDKERB | HTD KERBMARKERS AUSTRALIA | IDT-031-20890 | CURRENT
000020890 | SIGN | Kerb Marker, 38mm Dia, 1.6mm H, "E", S/STEEL, c/w S/STEEL MUSH HD Spikes, (P50) | CUTLER | CUTLER BRANDS PTY LTD | ENERGE-20890 | CURRENT
000020891 | CONVERTER | 110 V/24 V DC;DCW300-110-24 FT;5 AMP; DC/DC CONVERTER; | AMTEX | AMTEX ELECTRONICS | DCW300-110-24FT | PURCHASE AS REQUIRED
000020828 | SLEEVE,COMPRESSION | FULL TENSION COMPRESSION;ALUMINIUM ALLOY,GDE 1120;AAAC;37/3.00 MM NITROGEN CONDUCTOR; | PLP AUST | PREFORMED LINE PRODUCTS (AUST) | CMSAAAC-210-1 | CURRENT
000020828 | SLEEVE,COMPRESSION | FULL TENSION COMPRESSION;ALUMINIUM ALLOY,GDE 1120;AAAC;37/3.00 MM NITROGEN CONDUCTOR; | MACLEAN | MACLEAN POWER PL - E15128 | CMJ-NITROGEN | CURRENT
000020828 | SLEEVE,COMPRESSION | FULL TENSION COMPRESSION;ALUMINIUM ALLOY,GDE 1120;AAAC;37/3.00 MM NITROGEN CONDUCTOR; | UTILUX |  | FT94R/1 | CURRENT
000020829 | SLEEVE,COMPRESSION | FULL TENSION COMPRESSION;ALUMINIUM ALLOY,GDE 1120;AAAC FOR 7/4.75 MM IODINE ;PACK OF 1; | TYCO | TYCO | FT61R/1 | CURRENT
000020829 | SLEEVE,COMPRESSION | FULL TENSION COMPRESSION;ALUMINIUM ALLOY,GDE 1120;AAAC FOR 7/4.75 MM IODINE ;PACK OF 1; | PLP AUST | PREFORMED LINE PRODUCTS (AUST) | CMFT61A | CURRENT
000020829 | SLEEVE,COMPRESSION | FULL TENSION COMPRESSION;ALUMINIUM ALLOY,GDE 1120;AAAC FOR 7/4.75 MM IODINE ;PACK OF 1; | UTILUX |  | FT61R/1 | CURRENT
000020830 | SPACER,CONDUCTOR. | HELICAL;PLASTIC;14.3 MM TO 18.8 MM DIA CONDUCTOR RANGE;450 MM SPACING; | DULMISON | DULMISON (AUST) PTY LTD | LVS12065A | CURRENT
000020826 | DAMPER,VIBRATION,TRANSMISSION LINE | Dogbone/Stockbridge Type, for Neptune, Krypton, Opal & Grape Cable, 19/3.25, AAC AAAC ACSR SC/GZ, 15.1 to 18.0mm Clamp Dia Range | PLP AUST | PREFORMED LINE PRODUCTS (AUST) | D-DB05B15SS | CURRENT
000020826 | DAMPER,VIBRATION,TRANSMISSION LINE | Dogbone/Stockbridge Type, for Neptune, Krypton, Opal & Grape Cable, 19/3.25, AAC AAAC ACSR SC/GZ, 15.1 to 18.0mm Clamp Dia Range | MACLEAN | MACLEAN POWER PL - E15128 | 4D20-18.0 | CURRENT
000020826 | DAMPER,VIBRATION,TRANSMISSION LINE | Dogbone/Stockbridge Type, for Neptune, Krypton, Opal & Grape Cable, 19/3.25, AAC AAAC ACSR SC/GZ, 15.1 to 18.0mm Clamp Dia Range | TEN | THE ENERGY NETWORK | 4D20-18.0 | CURRENT
000020826 | DAMPER,VIBRATION,TRANSMISSION LINE | Dogbone/Stockbridge Type, for Neptune, Krypton, Opal & Grape Cable, 19/3.25, AAC AAAC ACSR SC/GZ, 15.1 to 18.0mm Clamp Dia Range | DULMISON | DULMISON (AUST) PTY LTD | DB1B15SS | CURRENT
000020825 | DAMPER,VIBRATION,TRANSMISSION LINE | DOG BONE DAMPER;FOR 7 MM TO 14 MM DIA CONDUCTOR; | PLP AUST | PREFORMED LINE PRODUCTS (AUST) | D-DB05B12SS | CURRENT
000020825 | DAMPER,VIBRATION,TRANSMISSION LINE | DOG BONE DAMPER;FOR 7 MM TO 14 MM DIA CONDUCTOR; | MACLEAN | MACLEAN POWER PL - E15128 | 4D20-14.0 | CURRENT
000020825 | DAMPER,VIBRATION,TRANSMISSION LINE | DOG BONE DAMPER;FOR 7 MM TO 14 MM DIA CONDUCTOR; | DULMISON | DULMISON (AUST) PTY LTD | DB05B12SS | CURRENT
000020827 | CLAMP,SUSPENSION,ELEC CONDUCTOR | ARMOUR GRIP SUSPENSION UNIT (AGSU);AL ALLOY WITH NEOPRENE INSERT;TO SUIT 11.1 MM DIA OPGW; | PLP AUST | PREFORMED LINE PRODUCTS (AUST) | OFAGS-4300103L | STRATEGIC SPARE
000020827 | CLAMP,SUSPENSION,ELEC CONDUCTOR | ARMOUR GRIP SUSPENSION UNIT (AGSU);AL ALLOY WITH NEOPRENE INSERT;TO SUIT 11.1 MM DIA OPGW; | MACLEAN | MACLEAN POWER PL - E15128 | HSC-OPGW1140 | STRATEGIC SPARE
000020827 | CLAMP,SUSPENSION,ELEC CONDUCTOR | ARMOUR GRIP SUSPENSION UNIT (AGSU);AL ALLOY WITH NEOPRENE INSERT;TO SUIT 11.1 MM DIA OPGW; | UTILUX |  | HSU1125 | STRATEGIC SPARE
000020894 | PLATE,MOUNTING | Flat Plate Fitting, 5 x 14mm Dia Holes, 234 x 40 x 6mm, Galv Steel, Pack of 10 | EZYSTRUT | EZYSTRUT CABLE & PIPE SUPPORTS | E1941H | CURRENT
000020892 | CONVERTER | 110 V/48 V DC;DCW300-110-48 FT;6.2 AMP; DC/DC CONVERTER; | AMTEX | AMTEX ELECTRONICS | DCW300-110-48FT | PURCHASE AS REQUIRED
000020893 | TERMINAL SET,DISCONNECTION MODULE. | FOR KRONE DISCONNECTION MODULE DC; 3 POSN;22-16AWG; | KRONE | ADC COMMUNICATIONS (AUSTRALIA) LTD | 6461 2 215-00 | PURCHASE AS REQUIRED
000020715 | SWITCH FUSE GEAR | 12 KV;3 PHASE;630 AMP;21 KA;2 X 630 AMP FEEDER CIRCUIT BREAKERS;2 X 200 AMP TRANSF SWITCH-FUSES;TOP & BOTTOM ENTRY; WIRED FOR FEEDER DIFF & BUSBAR O/C & | ABB | ABB FAN PTY LTD | SAFEPLUS VFFV | PHASING
000020716 | SWITCH FUSE GEAR | 12 KV;3 PHASE;630 AMP;21 KA;2 X 630 AMP FEEDER CIRCUIT BREAKERS;3 X 200 AMP TRANSF SWITCH-FUSES;TOP & BOTTOM CABLE ENTRY;WIRED FOR FEEDER DIFF & | ABB | ABB FAN PTY LTD | SAFEPLUS VFFFV | PHASING
000020717 | SWITCH FUSE GEAR | 12 KV;3 PHASE;630 AMP;21 KA;3 X 630 AMP FEEDER CIRCUIT BREAKERS;3 X 200 AMP TRANSF SWITCH-FUSES;TOP & BOTTOM CABLE ENTRY;WIRED FOR FEEDER DIFF & | ABB | ABB FAN PTY LTD | SAFEPLUS VFFVFV | PHASING
000020895 | POLE,LINE CONSTRUCTION,WOOD | POLE;H/WOOD,14M,20KN,CU CR ARSENIC POLE,LINE CONSTRUCTION,WOOD Hardwood, 14 m, 20kN, CCA Treated, P14/20 | KOPPERS | KOPPERS TIMBER PRESERVATION PTY LTD | 14 M/20 KN | CURRENT
000020896 | RELAY,OVERCURRENT AND EARTH FAULT | OL & OOB-CAPACITOR BANK;1 AMP OR 5 AMP; 50 HZ;18 V TO 80 V DC;OL CURRENT RANGE 0 TO 8.5 X IN;OOB CURRENT RANGE 0.2.12 X IN;PART # RS 611 051-CA; | ABB | ABB FAN PTY LTD | SPAJ 160C-CA | CURRENT
000020897 | REMOTE I/O MODULE | SEL 2505,48/125 V DC AUX;48 V DC LOGIC INPUTS;SEL 2815 COMPATIBLE; | SEL | SCHWEITZER ENGINEERING LABORATORIES INC. | 2505322XX | CURRENT
000019939 | FUSE LINK,ENCLOSED ELEMENT | 125 AMP;500 V;BLADE TYPE CONTACTS; DIN SIZE 00;AS60269.1;SUIT SC20787; | FUSECO | FUSECO PTY LTD | NH00F-125 | CURRENT
000020898 | TRANSFORMER,CURRENT | PROTECTION & MEASUREMENT,POST TYPE; OUTDOOR;145 KV;2500 AMP;6 CORES;CORE 1 TO 4-2400/2000/1400/800/1 AMP CL 0.1 PX3600R12 ON 2400/1;COR 5-2400/2000/ | POWERLNK | POWERLINK | AGU-145 | PURCHASE AS REQUIRED
000021027 | CIRCUIT BREAKER | INDOOR METAL CLAD SWITCHGEAR & CONTROL GEAR ASSEMBLY;25 KA SINGLE FEEDER UNIT;12 KV;1250 AMP;WIRING PROVISION FOR OC,EF,SEF & FEEDER | HAWKSIDD | HAWKER SIDDELEY SWITCHGEAR LTD | ECLIPSE | PURCHASE AS REQUIRED
000021028 | CIRCUIT BREAKER | INDOOR METAL CLAD SWITCHGEAR & CONTROL GEAR ASSEMBLY;25 KA DOUBLE FEEDER UNIT;12 KV;1250 AMP;WIRING PROVISION FOR OC,EF,SEF & FEEDER | HAWKSIDD | HAWKER SIDDELEY SWITCHGEAR LTD | ECLIPSE | PURCHASE AS REQUIRED
000021029 | CIRCUIT BREAKER | INDOOR METAL CLAD SWITCHGEAR & CONTROL GEAR ASSEMBLY;25 KA BUS SECTION UNIT;12 KV;2000 AMP;WIRING PROVISION FOR TWO ZONES OF FEF BUS PROTECTION FEF, | HAWKSIDD | HAWKER SIDDELEY SWITCHGEAR LTD | ECLIPSE | PURCHASE AS REQUIRED
000021030 | CIRCUIT BREAKER | INDOOR METAL CLAD SWITCHGEAR & CONTROL GEAR ASSEMBLY;25 KA; TRANSFORMER UNIT (MODULAR SUBSTN); 12 KV;2000 AMP;WIRING PROVISION FOR | HAWKSIDD | HAWKER SIDDELEY SWITCHGEAR LTD | ECLIPSE | PURCHASE AS REQUIRED
000021031 | CIRCUIT BREAKER | INDOOR METAL CLAD SWITCHGEAR & CONTROL GEAR ASSEMBLY;25 KA; TRANSFORMER UNIT WITH 3 PHASE CABLE VOLTAGE TRANSFORMER;12 KV;2000 AMP; | HAWKSIDD | HAWKER SIDDELEY SWITCHGEAR LTD | ECLIPSE | PURCHASE AS REQUIRED
000021032 | CIRCUIT BREAKER | INDOOR METAL CLAD SWITCHGEAR & CONTROL GEAR ASSEMBLY;25 KA; TRANSFORMER UNIT WITH 3 PHASE CABLE VOLTAGE TRANSFORMER;12 KV;2000 AMP; | HAWKSIDD | HAWKER SIDDELEY SWITCHGEAR LTD | ECLIPSE | PURCHASE AS REQUIRED
000021033 | CIRCUIT BREAKER | INDOOR METAL CLAD SWITCHGEAR & CONTROL GEAR ASSEMBLY;25 KA;BUS TIE UNIT;12 KV;2000 AMP;WIRING PROVISION FOR A SINGLE ZONE OF FEF BUS PROTECTION; | HAWKSIDD | HAWKER SIDDELEY SWITCHGEAR LTD | ECLIPSE | PURCHASE AS REQUIRED
000021034 | DISCONNECTOR,HIGH VOLTAGE | INDOOR METAL CLAD SWITCHGEAR & CONTROL GEAR ASSEMBLY;25 KA;3 POSN BUSBAR TEE-OFF UNIT;12 KV;2000 AMP; MOUNTS AT RIGHT OR LEFT HAND OF | HAWKSIDD | HAWKER SIDDELEY SWITCHGEAR LTD | ECLIPSE | PURCHASE AS REQUIRED
000021035 | SWITCH,EARTHING | 3 PHASE FAULT MAKE BUSBAR EARTH SWITCH;12 KV;25 KA;SUITABLE FOR HAWKERSIDDLEY ECLIPSE SWITCHBOARD; C/W VOLTAGE DETECTORS;MANUAL | HAWKSIDD | HAWKER SIDDELEY SWITCHGEAR LTD | ECLIPSE | PURCHASE AS REQUIRED
000021084 | FUSE-SWITCH COMBINATION. | 12/24 KV;100 AMP CONT;8/6 KA,150/70 MVA; EDO;POLYMERIC INSULATION;C/W MTG BRACKET & EARTHING BAR;42 PER PALLET, PALLET WEIGHT 13 KG; | NGK | NGK STANGER PTY LTD | 72298/17EX3 | CURRENT
000021086 | FUSEHOLDER,BASE & CARRIER | 100 AMP;250 V;OUTDOOR SERVICE TYPE; SINGLE POLE;6-35 SQ MM INSULATED AL/CU; C/W YELLOW NO PLATE,SPRING FUSE CONTACTS ,& 25 MM YELLOW SHEAR-OFF INDICATORS; | SICAME | SICAME AUSTRALIA PTY LTD | PFV100 695E IDP | CURRENT
000021086 | FUSEHOLDER,BASE & CARRIER | 100 AMP;250 V;OUTDOOR SERVICE TYPE; SINGLE POLE;6-35 SQ MM INSULATED AL/CU; C/W YELLOW NO PLATE,SPRING FUSE CONTACTS ,& 25 MM YELLOW SHEAR-OFF INDICATORS; | DULMISON | DULMISON (AUST) PTY LTD | K490 | CURRENT
000020730 | KIT,OUTDOOR,ENCLOSURE | NON-EXT;O/D ENCLOSURE KIT;ABB/SAFELINK CFC,CCC; | ABB | ABB FAN PTY LTD | CFC,CCC | PHASING
000020731 | KIT,OUTDOOR,ENCLOSURE | NON-EXT;O/D ENCLOSURE KIT;ABB/SAFELINK CFCF; | ABB | ABB FAN PTY LTD | CFCF | PHASING
000020732 | KIT,OUTDOOR,ENCLOSURE | NON-EXT;O/D ENCLOSURE KIT;ABB/SAFELINK CCCC & CFCC; | ABB | ABB FAN PTY LTD | SAFELINK CCCC | PHASING
000020733 | PLINTH | Mounting Plinth, Concrete, Dimension A, Type 1, 940mm Lg, for ABB SAFELINK CFC & CCC | ABB | ABB FAN PTY LTD | PLYNTH FOR CFC,CCC | PHASING
000020734 | PLINTH | Mounting Plinth, Concrete, Dimension A, Type 2, 1375mm Lg, for ABB SAFELINK CFCF | ABB | ABB FAN PTY LTD | PLYNTH FOR CFCF | PHASING
000020735 | PLINTH | Mounting Plinth, Concrete, Dimension A, 1155mm Lg, for ABB SAFELINK CCCC & CFCC | ABB | ABB FAN PTY LTD | PLYNYH FOR CCCC | PHASING
000020751 | KIT,AUTO,CHANGEOVER | SUITABLE FOR ABB SAFELINK RMU;AUTO- CHANGEOVER KIT; | ABB | ABB FAN PTY LTD | KIT CHANGEOVER | PURCHASE AS REQUIRED
000020887 | SWITCH FUSE GEAR | 12 KV;3 PHASE;630 AMP;20 KA;50 HZ;FAULT MAKING LOAD BREAKING;TRIPLE POLE OPERATED;I/D;SF6;METAL CLAD NON-EXT; *ITEM SUPPLIED W/OUT HANDLES*;C/W CABLE | ABB | ABB FAN PTY LTD | CFC RMU | CURRENT
000020888 | SWITCH FUSE GEAR | 12 KV;3 PHASE;630 AMP;20 KA;50 HZ;FAULT MAKING LOAD BREAKING;TRIPLE POLE OPERATED;I/D;SF6;METAL CLAD NON-EXT; *ITEM SUPPLIED W/OUT HANDLES*;C/W CABLE | ABB | ABB FAN PTY LTD | CFCF | PHASING
000020889 | SWITCH FUSE GEAR | 12 KV;3 PHASE;630 AMP;20 KA;50 HZ;FAULT MAKING LOAD BREAKING;TRIPLE POLE OPERATED;I/D;SF6;METAL CLAD;NON-EXT; *ITEM SUPPLIED W/OUT HANDLES*;C/W CABLE | ABB | ABB FAN PTY LTD | SAFELINK CCC | PHASING
000020745 | TRANSFORMER,CURRENT | PROTECTION,TOROIDAL;INDOOR;2 KV;2000/ 1600/1200/1 AMP;15 VA,CLASS 5P20 ON 1200 /1 AMP;THERMAL LIMIT 2000 AMP ALL RATIO'S; | HAWKSIDD | HAWKER SIDDELEY SWITCHGEAR LTD | 2 KV 2000 AMP | PURCHASE AS REQUIRED
000020746 | TRANSFORMER,CURRENT | PROTECTION,TOROIDAL;INDOOR;2 KV; 1000/1 AMP;15 VA,CLASS 5P20;THERMAL LIMIT 1300 AMP; | HAWKSIDD | HAWKER SIDDELEY SWITCHGEAR LTD | 2 KV THERMAL 1300 AMP | PURCHASE AS REQUIRED
000020747 | TRANSFORMER,VOLTAGE | METERING PROTECTION;O/D;STN TYPE;19/KV/ 63.5 V;100 VA OUTPUT;24 MS PER PH BURDEN ;SINGLE PHASE;50 HZ;RESIN INSUL;CLASS 0.5 3P;VOLT FACTOR 1.9 X FOR 30 SEC; | HAWKSIDD | HAWKER SIDDELEY SWITCHGEAR LTD | 19/63.5 100 VA | PURCHASE AS REQUIRED
000021092 | SCABBARD. | GUARD;FOR FAIMONT POLE SAW; | ARBORLNK | ARBORLINK PTY LTD | 0000 792 9129 | CURRENT
000021093 | SCABBARD. | GUARD;FOR STANLEY POLE SAW | ARBORLNK | ARBORLINK PTY LTD | 0000 792 9152 | CURRENT
000020736 | SWITCHGEAR,FEEDER | INDOOR GIS;1600 AMP;145 KV;40 KA;110 V DC;INCLUDES BUS DISCONNECTOR & EARTH SWITCH;CB;4 PROTECTION CLASS CT'S;LINE DISCONNECTOR & EARTH SWITCH;LINE | SIEMENS | SIEMENS LTD | 8DN8 | PHASING
000020737 | SWITCHGEAR,TRANSFORMER | INDOOR GIS;1600 AMP;145 KV;40 KA;110 V DC;INCLUDES FAULT MAKE BUS EARTH SWITCH;BUS DISCONNECTOR & EARTH SWITCH;CB;4 PROTECTION CLASS CT'S;LINE | SIEMENS | SIEMENS LTD | 8DN8 | PURCHASE AS REQUIRED
000020738 | SWITCHGEAR,BUS SECTION | INDOOR GIS;1600 AMP;145 KV;40 KA;110 V DC;INCLUDES LH BUS;110 KV VT & VT DISCONNECTOR;LH BUS DISCONNECTOR & EARTH SWITCH;CB;4 PROTECTION CLASS | SIEMENS | SIEMENS LTD | 8DN8 | PURCHASE AS REQUIRED
000020739 | SWITCHGEAR,BUS SECTION | INDOOR GIS;1600 AMP;145 KV;40 KA;110 V DC;INCLUDES LH BUS 132 KV VT & VT DISCONNECTOR;LH BUS DISCONNECTOR & EARTH SWITCH;CB;4 PROTECTION CLASS | SIEMENS | SIEMENS LTD | 8DN8 | PURCHASE AS REQUIRED
000020740 | SWITCHGEAR,FEEDER | OUTDOOR GIS;1600 AMP;145 KV;40 KA;110 V DC;INCLUDES BUS DISCONNECTOR & EARTH SWITCH;CB;4 PROTECTION CLASS CT'S;LINE DISCONNECTOR & EARTH SWITCH;LINE | SIEMENS | SIEMENS LTD | 8DN8 | PHASING
000020741 | SWITCHGEAR,TRANSFORMER | OUTDOOR GIS;1600 AMP;145 KV;40 KA;110 V DC;INCLUDES FAULT MAKE BUS EARTH SWITCH;BUS DISCONNECTOR & EARTH SWITCH ;CB;4 PROTECTION CLASS CT'S;LINE | SIEMENS | SIEMENS LTD | 8DN8 | PURCHASE AS REQUIRED
000020742 | SWITCHGEAR,BUS SECTION | OUTDOOR GIS;1600 AMP;145 KV;40 KA;110 V DC;INCLUDES LH BUS 110 KV VT & VT DISCONNECTOR;LH BUS DISCONNECTOR & EARTH SWITCH;CB;4 PROTECTION CLASS | SIEMENS | SIEMENS LTD | 8DN8 | PURCHASE AS REQUIRED
000020743 | SWITCHGEAR,BUS SECTION | OUTDOOR GIS;1600 AMP;145 KV;40 KA;110 V DC;INCLUDES LH BUS 132 KV VT & VT DISCONNECTOR;LH BUS DISCONNECTOR & EARTH SWITCH;CB;4 PROTECTION CLASS | SIEMENS | SIEMENS LTD | 8DN8 | PURCHASE AS REQUIRED
000020744 | BUSBAR | OUTDOOR GIS;1600 AMP;145 KV;40 KA;5.2 M EXTENSION TO PROVIDE SWITCHGEAR BAY SEPARATION; INTERNAL ITEM # 81 REFERS TO CONTRACT ITEM # 9; | SIEMENS | SIEMENS LTD | 8DN8 | PHASING
000021091 | STRAP,EARTH | Earthing Braid Type 6, Flexible Cu Braid c/w Cu Terminals at each end, 400mm Lg, for Earthing Substation Gate, Dwg LOSTD-EG002-06 | PENTA | PENTA AUST (TMAC THEW & MCCANN/HYLEC) | PA22360 | CURRENT
000021091 | STRAP,EARTH | Earthing Braid Type 6, Flexible Cu Braid c/w Cu Terminals at each end, 400mm Lg, for Earthing Substation Gate, Dwg LOSTD-EG002-06 | HYLEC | HYLEC PTY LTD | TME35370-12 | CURRENT
000020718 | SWITCH FUSE GEAR | 12 KV;LUCY;OIL INSULATED;O/D RMU;2 X 630 AMP CABLE SWITCH DISCONNECTORS;1 X 200 AMP TRANSFORMER SWITCH FUSE;(TYPE TRIDENT FRMU-STANDARD);BOTTOM ENTRY | ADAPT | ADAPT AUSTRALIA PTY LTD | TRIDENT FRMU 2 X ISO REM CONTR | CURRENT
000020719 | SWITCH FUSE GEAR | 12 KV;LUCY;OIL INSULATED;O/D RMU;2 X 630 AMP CABLE SWITCH DISCONNECTORS;1 X 200 AMP TRANSFORMER SWITCH FUSE;TOP ENTRY CABLE BOXES;(TYPE TRIDENT FRMU- | ADAPT | ADAPT AUSTRALIA PTY LTD | TRIDENT/FRMU-FE | CURRENT
000020720 | SWITCH FUSE GEAR | 12 KV;LUCY;OIL INSULATED;O/D RMU;2 X 630 AMP CABLE SWITCH DISCONNECTORS;1 X 200 AMP TRANSFORMER SWITCH FUSE; (TRIDENT TYPE FRMU-STANDARD);BOTTOM | ADAPT | ADAPT AUSTRALIA PTY LTD | TRIDENT/FRMU | CURRENT
000020721 | SWITCH FUSE GEAR | 12 KV;LUCY;OIL INSULATED;O/D RMU;2 X 630 AMP CABLE SWITCH DISCONNECTORS;1 X 200 AMP TRANSFORMER SWITCH FUSE;TOP ENTRY CABLE BOXES;(TRIDENT TYPE FRMU- | ADAPT | ADAPT AUSTRALIA PTY LTD | TRIDENT/FRMU-TE | CURRENT
000020722 | SWITCH FUSE GEAR | 12 KV;LUCY;SABRE VRN 2 AMP;O/D RMU;SF6 INSULATED;METAL CLAD;FULLY-EXT;2 X 630 AMP CABLE SWITCH DISCONNECTORS;1 X 250 AMP TRANSFORMER VACCUM CIRCUIT | ADAPT | ADAPT AUSTRALIA PTY LTD | SABRE/VRN 2A | CURRENT
000020724 | FUSE,CARTRIDGE | BOLTED;57.2 MM LG;OFFSET TAGS;O/A,14.3 MM CAP;5 AMP;TIME LIMIT FUSE;SUIT PROTECTION CIRCUIT FOR LUCY SABRE VRN 2 AMP RMU'S;UK ELECTRICITY INDUSTRIES | ADAPT | ADAPT AUSTRALIA PTY LTD | SABRE/VRN2A TIME LIMIT F/LNK | CURRENT
000020725 | FUSE,CARTRIDGE | BOLTED;57.2 MM LG;OFFSET TAGS;O/A,14.3 MM DIA CAP;7.5 AMP;TIME LIMIT FUSE;SUIT PROTECTION CIRCUIT FOR LUCY SABRE VRN 2 AMP RMU'S;UK ELECTRICITY INDUSTRIES | ADAPT | ADAPT AUSTRALIA PTY LTD | SABRE/VRN 2AMP (7.5 AMP FUSE) | CURRENT
000020726 | FUSE,CARTRIDGE | BOLTED;57.2 MM LG;OFFSET TAGS;O/A,14.3 MM DIA CAP;10 AMP;TIME LIMIT FUSE;SUIT PROTECTION CIRCUIT FOR LUCY SABRE NRN 2 AMP RMU'S;UK ELECTRICITY INDUSTRIES | ADAPT | ADAPT AUSTRALIA PTY LTD | SABRE/VRN2 AMP (10 AMP FUSE) | CURRENT
000020727 | FUSE,CARTRIDGE | BOLTED;57.2 MM LG;OFFSET TAGS;O/A,14.3 MM DIA CAP;12.5 AMP;TIME LIMIT FUSE;SUIT PROTECTION CIRCUIT FOR LUCY SABRE VRN 2 AMP RMU'S;UK ELECTRICITY INDUSTRIES | ADAPT | ADAPT AUSTRALIA PTY LTD | SABRE VRN2A (12.5 AMP FUSE) | CURRENT
000020728 | FUSE,CARTRIDGE | BOLTED;57.2 MM LG;OFFSET TAGS;O/A,14.3 MM DIA CAP;15 AMP;TIME LIMIT FUSE;SUIT PROTECTION CIRCUIT FOR LUCY SABRE VRN 2 AMP RMU'S;UK ELECTRICITY INDUSTRIES | ADAPT | ADAPT AUSTRALIA PTY LTD | SABRE VRN2A (15 AMP FUSE) | CURRENT
000020803 | TEST PROBE,EXTENSION | CABLE TEST PROBE;TO SUIT LUCY SWITCHGEAR; TRIDENT FRMU (INCLUDING FRMU-TE) RMU'S; | ADAPT | ADAPT AUSTRALIA PTY LTD | CABLE TEST PROBE FRMU-TE | PURCHASE AS REQUIRED
000020723 | KIT,SWITCH FUSEGEAR | TOP CABLE ENTRY KIT;TO SUIT LUCY SWITCHGEAR,SABRE VRN 2 AMP; | ADAPT | ADAPT AUSTRALIA PTY LTD | SABRE VRN2A TOP CABLE ENTRY | PURCHASE AS REQUIRED
000021096 | END PLATE,TERMINAL BLOCK | TO SUIT WEIDMULLER CLIP-ON TERMINAL BLOCK;TYPE SAK6N;REFER TO SC13961 FOR TERMINAL BLOCK;BOX OF 100; | HAYMANS | HAYMANS ELECTRICAL | KLI3191.6 | CURRENT
000021096 | END PLATE,TERMINAL BLOCK | TO SUIT WEIDMULLER CLIP-ON TERMINAL BLOCK;TYPE SAK6N;REFER TO SC13961 FOR TERMINAL BLOCK;BOX OF 100; | KLIPPON |  | KLI3191.6 | CURRENT
000021097 | REMOTE I/O MODULE | SEL 2505,24 V DC AUX;24 V DC LOGIC INPUT;SEL 2815 COMPATIBLE; | SEL | SCHWEITZER ENGINEERING LABORATORIES INC. | 2505121XX | CURRENT
000021098 | HOSE,HYDRAULIC | Hyd Tool Hose Assy, 6m, Non-Conductive, c/w 3/8" NPTM, 116 Female One End, 218 Female One End, Carry Bag 690bar, Cejn, Supplied in Carry Bag | TEN | THE ENERGY NETWORK | 2022N-04V15-10K-6C | CURRENT
000021098 | HOSE,HYDRAULIC | Hyd Tool Hose Assy, 6m, Non-Conductive, c/w 3/8" NPTM, 116 Female One End, 218 Female One End, Carry Bag 690bar, Cejn, Supplied in Carry Bag | REXEL | REXEL PTY LTD | SFCHP8-6M-ENERGEX HOSE | CURRENT
000021098 | HOSE,HYDRAULIC | Hyd Tool Hose Assy, 6m, Non-Conductive, c/w 3/8" NPTM, 116 Female One End, 218 Female One End, Carry Bag 690bar, Cejn, Supplied in Carry Bag | SPECFORC | SPECIALISED FORCE | 6 M HYDRAULIC HOSE SET | CURRENT
000021099 | HOSE,HYDRAULIC | HYDRAULIC TOOL HOSE SET 3 M;HIGH PRESSURE HOSE,NON-CONDUCTIVE;FITTED WITH 116 FEMALE COUPLINGS AT EACH END; SUPPLIED IN CARRY BAG; | REXEL | REXEL PTY LTD | SFCHP8-3M-ENERGEX HOSE | CURRENT
000021099 | HOSE,HYDRAULIC | HYDRAULIC TOOL HOSE SET 3 M;HIGH PRESSURE HOSE,NON-CONDUCTIVE;FITTED WITH 116 FEMALE COUPLINGS AT EACH END; SUPPLIED IN CARRY BAG; | SPECFORC | SPECIALISED FORCE | 3 M HYDRAULIC HOSE SET | CURRENT
000021105 | JOINT,ELECTRICAL POWER CABLE | PREMOULDED STRAIGHT JOINT;WITH HEATSHRINK OUTER BOX;SINGLE PHASE;FOR ELECTRICAL POWER CABLE;63.5/110 KV; 400 SQ MM COPPER COND;XLPE INSULATED | OLEX | OLEX AUSTRALIA PTY LTD | GMC1170 | STRATEGIC SPARE
000021106 | SWITCH FUSE GEAR | 12 KV;3 PHASE;630 AMP;20 KA;50 HZ;FAULT MAKING,LOAD BREAKING;TRIPLE POLE OPERATED;I/D;SF6;METALCLAD;NON-EXT; *ITEM SUPPLIED W/OUT HANDLES;C/W CABLE | ABB | ABB FAN PTY LTD | CFCC | PHASING
000021107 | TEST KIT | RMU TESTER;PROVE NOT LIVE & PHASING UNIT; | PENTA | PENTA AUST (TMAC THEW & MCCANN/HYLEC) | PA12615 | CURRENT
000021107 | TEST KIT | RMU TESTER;PROVE NOT LIVE & PHASING UNIT; | THEWMCAN | TMAC THEW & MCCANN GROUP | TM12615 | CURRENT
000021107 | TEST KIT | RMU TESTER;PROVE NOT LIVE & PHASING UNIT; | THEWMCAN | TMAC THEW & MCCANN GROUP | F/O 514421 | CURRENT
000021107 | TEST KIT | RMU TESTER;PROVE NOT LIVE & PHASING UNIT; | THEWMCAN | TMAC THEW & MCCANN GROUP | 21107 | CURRENT
000021100 | CIRCUIT BREAKER | 36 KV;800 AMP;31.5 KA,FEEDER UNIT (TYPE B);GAS INSULATED;INDOOR METALCLAD SWITCHGEAR & CONTROL GEAR ASSEMBLY; WIRING PROVISION FOR 3OC,EF,3DOC,DEF, | SIEMENS | SIEMENS LTD | 8DA10 | PHASING
000021101 | CIRCUIT BREAKER | 36 KV;800 AMP;31.5 KA,FEEDER UNIT (TYPE C);GAS INSULATED;INDOOR METALCLAD SWITCHGEAR & CONTROL GEAR ASSEMBLY; WIRING PROVISION FOR DIGITAL FEEDER | SIEMENS | SIEMENS LTD | 8DA10 | PHASING
000020754 | CIRCUIT BREAKER | 36 KV;800 AMP;31.5 KA,FEEDER UNIT (MODULAR SUBSTN);GAS INSULATED,INDOOR METALCLAD SWITCHGEAR & CONTROL GEAR ASSEMBLY;WIRING PROVISIONS FOR DOC,DEF | SIEMENS | SIEMENS LTD | 8DA10 | PHASING
000020755 | CIRCUIT BREAKER | 36 KV;800 AMP;31.5 KA,TRANSFORMER UNIT (MODULAR SUBSTN);GAS INSULATED,INDOOR METALCLAD SWITCHGEAR & CONTROL GEAR ASSEMBLY & BUS EARTH SWITCH;WIRING | SIEMENS | SIEMENS LTD | 8DA10 | PHASING
000020756 | CIRCUIT BREAKER | 36 KV;800 AMP;31.5 KA,BUS TIE UNIT (MODULAR SUBSTN);GAS INSULATED;INDOOR METALCLAD SWITCHGEAR & CONTROL GEAR ASSEMBLY;WITH 3 PHASE BUS VOLTAGE | SIEMENS | SIEMENS LTD | 8DA10 | PHASING
000020757 | DISCONNECTOR,HIGH VOLTAGE | 36 KV;800 AMP;31.5 KA,BUS TEE-OFF UNIT (MODULAR SUBSTN);GAS INSULATED;INDOOR METALCLAD SWITCHGEAR & CONTROL GEAR ASSEMBLY;WITH 3 PHASE BUS VOLTAGE | SIEMENS | SIEMENS LTD | 8DA10 | PHASING
000020758 | CIRCUIT BREAKER | 36 KV;2000 AMP;31.5 KA,TRANSFORMER UNIT (BULK SUPPLY SUBSTN-ENERGEX TFMR);GAS INSULATED;INDOOR METALCLAD SWITCHGEAR & CONTROL GEAR ASSEMBLY;WITH 3 PHASE | SIEMENS | SIEMENS LTD | 8DA10 | PHASING
000020759 | CIRCUIT BREAKER | 36 KV;2000 AMP;31.5 KA,TRANSFORMER UNIT (BULK SUPPLY SUBSTN POWERLINK TFMR); GAS INSULATED,INDOOR METALCLAD SWITCHGEAR & CONTROL GEAR ASSEMBLY; | SIEMENS | SIEMENS LTD | 8DA10 | PURCHASE AS REQUIRED
000020760 | CIRCUIT BREAKER | 36 KV;2000 AMP;31.5 KA,BUS SECTION UNIT; GAS INSULATED,INDOOR METALCLAD SWITCHGEAR & CONROL GEAR ASSEMBLY; WIRING PROVISION FOR CIRCUIT BREAKER | SIEMENS | SIEMENS LTD | 8DA10 | PHASING
000020761 | CIRCUIT BREAKER | 36 KV;2000 AMP;31.5 KA,BUS TIE UNIT;GAS INSULATED,INDOOR METALCLAD SWITCHGEAR & CONTROL GEAR ASSEMBLY;WIRING PROVISION FOR CIRCUIT BREAKER FAIL & | SIEMENS | SIEMENS LTD | 8DA10 | PHASING
000020762 | DISCONNECTOR,HIGH VOLTAGE | 36 KV;2000 AMP;31.5 KA,BUS TEE-OFF UNIT; GAS INSULATED,INDOOR METALCLAD SWITCHGEAR & CONTROL GEAR ASSEMBLY; INCLUDES 2 X TYPE 3 CABLE TERMINATION | SIEMENS | SIEMENS LTD | 8DA10 | PHASING
000020763 | CIRCUIT BREAKER | 36 KV;800 AMP;31.5 KA,FEEDER UNIT (TYPE A);GAS INSULATED,INDOOR METALCLAD SWITCHGEAR & CONTROL GEAR ASSEMBLY; WIRING PROVISION FOR FEEDER DIFFERENTIAL | SIEMENS | SIEMENS LTD | 8DA10 | PHASING
000020764 | CIRCUIT BREAKER | 36 KV;800 AMP;31.5 KA,TRANSFORMER UNIT; GAS INSULATED,INDOOR METALCLAD SWITCHGEAR & CONTROL GEAR ASSEMBLY; WIRING PROVISION FOR TRANSFORMER | SIEMENS | SIEMENS LTD | 8DA10 | PHASING
000020765 | CIRCUIT BREAKER | 36 KV;800 AMP;31.5 KA,TRANSFORMER UNIT; GAS INSULATED,INDOOR METALCLAD SWITCHGEAR & CONTROL GEAR ASSEMBLY; WITH 3 PHASE BUS VOLTAGE TRANSFORMER; | SIEMENS | SIEMENS LTD | 8DA10 | PHASING
000020766 | CIRCUIT BREAKER | 36 KV;800 AMP;31.5 KA,CAPACITOR UNIT;GAS INSULATED,INDOOR METALCLAD SWITCHGEAR & CONTROL GEAR ASSEMBLY;WIRING PROVISION FOR OC,EF CAPACITOR OVERLOAD | SIEMENS | SIEMENS LTD | 8DA10 | PURCHASE AS REQUIRED
000020767 | KIT,CONNECTION | 36 KV;TERMINATION KIT ELECTRICAL POWER CABLE;INDOOR;3 PHASE;SUITABLE FOR 630 SQ MM CABLE; INTERNAL ITEM #71 REFERS TO CONTRACT ITEM #14 | SIEMENS | SIEMENS LTD | 8DA10 | PURCHASE AS REQUIRED
000020768 | DUMMY CONNECTOR,PLUG | Type 2, suit Pfisterer Size 2 Cable Sockets, Set of 3 | INTERTEC | INTERTECH ENGINEERING PTY LTD | 827150003 | CURRENT
000020768 | DUMMY CONNECTOR,PLUG | Type 2, suit Pfisterer Size 2 Cable Sockets, Set of 3 | PFISTER | PFISTERER HOLDINGS | 827 150 003 | CURRENT
000020768 | DUMMY CONNECTOR,PLUG | Type 2, suit Pfisterer Size 2 Cable Sockets, Set of 3 | SIEMENS | SIEMENS LTD | 8DA10 | CURRENT
000021103 | SWITCHBOARD,LV | LV SWITCHBOARD; RECTANGULAR PMT'S; ASSEMBLIES ARE CONFIGURED (L TO R) AS REQUESTED;SUIT 750 KVA UNITS;1 X TRANSFMR SWITCH-DISCONNECTOR; 4 X 630 | WEBER | WEBER SOUTH PACIFIC PTY LTD | 750 KVA LV BOARD-VF124123-EE8 | STRATEGIC SPARE
000021103 | SWITCHBOARD,LV | LV SWITCHBOARD; RECTANGULAR PMT'S; ASSEMBLIES ARE CONFIGURED (L TO R) AS REQUESTED;SUIT 750 KVA UNITS;1 X TRANSFMR SWITCH-DISCONNECTOR; 4 X 630 | WEBER | WEBER SOUTH PACIFIC PTY LTD | 750 KVA LV BOARD | STRATEGIC SPARE
000021104 | SWITCHBOARD,LV | LV SWITCHBOARD;RECTANGULAR PMT'S; ASSEMBLIES ARE CONFIGURED (L TO R) AS AS REQUESTED;SUIT 1000 KVA UNITS;1 X TRANSFMR SWITCH DISCONNECTOR;4 X SPACE | WEBER | WEBER SOUTH PACIFIC PTY LTD | 1000 KVA LVBOARD-VF124163-EE11 | STRATEGIC SPARE
000021104 | SWITCHBOARD,LV | LV SWITCHBOARD;RECTANGULAR PMT'S; ASSEMBLIES ARE CONFIGURED (L TO R) AS AS REQUESTED;SUIT 1000 KVA UNITS;1 X TRANSFMR SWITCH DISCONNECTOR;4 X SPACE | WEBER | WEBER SOUTH PACIFIC PTY LTD | 1000 KVA LV BOARD | STRATEGIC SPARE
000021109 | SWITCHGEAR,FEEDER | INDOOR GIS;1600 AMP;123 KV;40 KA;110 V DC;INCLUDES BUS DISCONNECTOR & EARTH SWITCH;CB;4 PROTECTION CLASS CT'S;LINE DISCONNECTOR & EARTH SWITCH;LINE | MITSUBIS | MITSUBISHI | IGP-18089-B | PURCHASE AS REQUIRED
000021111 | SWITCHGEAR,TRANSFORMER | INDOOR GIS;1600 AMP;123 KV;40 KA;110 V: DC;INCLUDES FAULT MAKE BUS EARTH SWITCH;BUS DISCONNECTOR & EARTH SWITCH;CB;4 PROTECTION CLASS CT'S; | MITSUBIS | MITSUBISHI | IGP-18089-B | PURCHASE AS REQUIRED
000021123 | SWITCHBOARD,LV | LV SWITCHBOARD; RECTANGULAR PMT'S ASSEMBLIES ARE CONFIGURED (L TO R); SUIT 315 KVA UNITS;1 X TRANSFORMER SWITCH- DISCONNECTOR;1 X 630 AMP | WEBER | WEBER SOUTH PACIFIC PTY LTD | 315 KVA LV BOARD-VF114036-EE4 | STRATEGIC SPARE
000021123 | SWITCHBOARD,LV | LV SWITCHBOARD; RECTANGULAR PMT'S ASSEMBLIES ARE CONFIGURED (L TO R); SUIT 315 KVA UNITS;1 X TRANSFORMER SWITCH- DISCONNECTOR;1 X 630 AMP | WEBER | WEBER SOUTH PACIFIC PTY LTD | 315 KVA LV BOARD | STRATEGIC SPARE
000020591 | JOINT,ELECTRICAL POWER CABLE | 170 KV;SECTIONALISED PREMOULDED;1 PHASE; FOR 1600 SQ MM CU XLPE/PE/CCU/PVC/HDPE TO 1000 SQ MM CU XLPE/PE/LY/CU SCR/PVC/ HDPE CABLE;MILLIKEN STRANDING;TO IEC | PRYSMIAN | PRYSMIAN POWER CABLES & SYSTEMS AUST | GMS 1170 CA | PHASING
000020607 | TERMINATION,ELECTRICAL POWER CABLE | 145 KV;OUTDOOR;SEALING END WITH GREY POLYMERIC INSULATOR;1 PHASE;FOR 400 SQ MM CU XLPE/LY/CU SCR/PVC/HDPE CABLE; CIRCULAR STRANDING;TO IEC 60840;MINIMUM | PRYSMIAN | PRYSMIAN POWER CABLES & SYSTEMS AUST | TES 1170/201 | STRATEGIC SPARE
000020604 | TERMINATION,ELECTRICAL POWER CABLE | 110 KV; OUTDOOR SEALING END; 1 PHASE; FOR ILJIN 800 SQ MM CU XLPE/CCU/MDPE CABLE MILLIKEN STRANDING; POLYMERIC INSULATOR; BIL 650 KV; PACK OF 1; SUITS | PRYSMIAN | PRYSMIAN POWER CABLES & SYSTEMS AUST | TES 1170/201 | PURCHASE AS REQUIRED
000020601 | TERMINATION,ELECTRICAL POWER CABLE | 145 KV;OUTDOOR;SEALING END WITH GREY POLYMERIC INSULATOR;1 PHASE;FOR 1000 SQ MM CU XLPE/LY/CU SCR/PVC/HDPE CABLE; MILLIKEN STRANDING;TO IEC 60840;MINIMUM | PRYSMIAN | PRYSMIAN POWER CABLES & SYSTEMS AUST | TES 1170/201 | PURCHASE AS REQUIRED
000020595 | TERMINATION,ELECTRICAL POWER CABLE | 145 KV;OUTDOOR;SEALING END WITH GREY POLYMERIC INSULATOR;1 PHASE;FOR 2000 SQ MM CU XLPE/CCU/PVC/HDPE CABLE; MILLIKEN STRANDING;TO IEC 60840;MINIMUM | PRYSMIAN | PRYSMIAN POWER CABLES & SYSTEMS AUST | TES 1170/201 | PURCHASE AS REQUIRED
000020594 | TERMINATION,ELECTRICAL POWER CABLE | 145 KV;OUTDOOR;SEALING END;1 PHASE;FOR 2000 SQ MM CU XLPE/CCU/PVC/HDPE CABLE; MILLIKEN STRANDING;TO IEC 60840; PORCELAIN INSULATOR GREY;MINIMUM | PRYSMIAN | PRYSMIAN POWER CABLES & SYSTEMS AUST | TPE 1170/203 | PHASING
000020597 | TERMINATION,ELECTRICAL POWER CABLE | 145 KV;OUTDOOR;SEALING END;1 PHASE;FOR 1600 SQ MM CU XLPE/CCU/PVC/HDPE CABLE; MILLIKEN STRANDING;TO IEC 60840; PORCELAIN INSULATOR GREY;MINIMUM | PRYSMIAN | PRYSMIAN POWER CABLES & SYSTEMS AUST | TPE 1170/203 | PHASING
000020593 | JOINT,ELECTRICAL POWER CABLE | 170 KV;SECTIONALISED PREMOULDED;1 PHASE ;FOR 2000 SQ MM CU XLPE/CCU/PVC/HDPE CABLE;MILLIKEN STRANDING;TO IEC 60840; C/W PRESSING/PUNCHING FERRULE; | PRYSMIAN | PRYSMIAN POWER CABLES & SYSTEMS AUST | GMS 1170 CA | PHASING
000020596 | TERMINATION,ELECTRICAL POWER CABLE | 145 KV;INDOOR;SF6 IMMERSED SEALING UNIT ;1 PHASE;FOR 2000 SQ MM CU XLPE/CCU/PVC/ HDPE CABLE;MILLIKEN STRANDING;TO IEC 60859 WITH DIMENSIONS AS SPECIFIED IN | PRYSMIAN | PRYSMIAN POWER CABLES & SYSTEMS AUST | EVG 1170/048 | PURCHASE AS REQUIRED
000020596 | TERMINATION,ELECTRICAL POWER CABLE | 145 KV;INDOOR;SF6 IMMERSED SEALING UNIT ;1 PHASE;FOR 2000 SQ MM CU XLPE/CCU/PVC/ HDPE CABLE;MILLIKEN STRANDING;TO IEC 60859 WITH DIMENSIONS AS SPECIFIED IN | OLEX | OLEX AUSTRALIA PTY LTD | EGS 1170/072 | PURCHASE AS REQUIRED
000021144 | INDICATOR,FAULTED CIRCUIT. | MONITOR EARTH;CT CABLE MTG;FOR 11 KV REMOTE INDICATOR;ELECTRONIC,SELF POWERED;RESET AFTER 4 HRS OR MANUAL RESET BY LOCAL;REFER SC20110 FOR TEST | MVTECH | MV TECHNOLOGY SOLUTIONS P/L | H-V32-1503-001-001 | PURCHASE AS REQUIRED
000021144 | INDICATOR,FAULTED CIRCUIT. | MONITOR EARTH;CT CABLE MTG;FOR 11 KV REMOTE INDICATOR;ELECTRONIC,SELF POWERED;RESET AFTER 4 HRS OR MANUAL RESET BY LOCAL;REFER SC20110 FOR TEST | HYLEC | HYLEC PTY LTD | HORSTMANN-OPTO-E3.0 | PURCHASE AS REQUIRED
000021132 | BOLT,EYE | M20 x 450mm, 40mm ID Eye, Galv Steel, ISO-M, 120kN Rating c/w M20 Class 8.8, 2 x Nuts & Washer, Pack of 10 | DULHUNTY | DULHUNTY INDUSTRIES PTY LTD | EB20-450 | CURRENT
000021139 | BOLT,EYE | M20 x 800mm, 40mm ID Eye, Galv Steel, ISO-M, 120kN Rating c/w M20 Class 8.8, 2 x Nuts & Washer, Pack of 5 | T&R FAST | T&R FASTENERS 22 CHAPPLE ST GYMPIE 4570 | M20 X 800 MM LG | CURRENT
000021146 | CIRCUIT BREAKER | MINIATURE;2 AMP;CIRCUIT BREAKER;1 POLE; MCBDC 6 KA C CURVE;DIN;PACK OF 1; | REXEL | REXEL PTY LTD | TERDTCBDC102C | CURRENT
000021146 | CIRCUIT BREAKER | MINIATURE;2 AMP;CIRCUIT BREAKER;1 POLE; MCBDC 6 KA C CURVE;DIN;PACK OF 1; | NHP | NHP ELECTRICAL ENGINEERING | TERDTCBDC102C | CURRENT
000021146 | CIRCUIT BREAKER | MINIATURE;2 AMP;CIRCUIT BREAKER;1 POLE; MCBDC 6 KA C CURVE;DIN;PACK OF 1; | HAYMANS | HAYMANS ELECTRICAL | TERDTCBDC102C | CURRENT
000021147 | CIRCUIT BREAKER | MINIATURE;6 AMP;CIRCUIT BREAKER;1 POLE; MCBDC 6 KA C CURVE;DIN;PARK OF 1; | HAYMANS | HAYMANS ELECTRICAL | NHPDTMDC106C | CURRENT
000021147 | CIRCUIT BREAKER | MINIATURE;6 AMP;CIRCUIT BREAKER;1 POLE; MCBDC 6 KA C CURVE;DIN;PARK OF 1; | REXEL | REXEL PTY LTD | TERDTCBDC106C | CURRENT
000021147 | CIRCUIT BREAKER | MINIATURE;6 AMP;CIRCUIT BREAKER;1 POLE; MCBDC 6 KA C CURVE;DIN;PARK OF 1; | NHP | NHP ELECTRICAL ENGINEERING | TERDTCBDC106C | CURRENT
000021147 | CIRCUIT BREAKER | MINIATURE;6 AMP;CIRCUIT BREAKER;1 POLE; MCBDC 6 KA C CURVE;DIN;PARK OF 1; | HAYMANS | HAYMANS ELECTRICAL | TERDTCBDC106C | CURRENT
000021148 | CIRCUIT BREAKER | MINIATURE;10 AMP;CIRCUIT BREAKER;1 POLE; MCBDC 6 KA C CURVE;DIN;PACK OF 1; | REXEL | REXEL PTY LTD | TERDTCBDC110C | PURCHASE AS REQUIRED
000021148 | CIRCUIT BREAKER | MINIATURE;10 AMP;CIRCUIT BREAKER;1 POLE; MCBDC 6 KA C CURVE;DIN;PACK OF 1; | NHP | NHP ELECTRICAL ENGINEERING | TERDTCBDC110C | PURCHASE AS REQUIRED
000021149 | CIRCUIT BREAKER | MINIATURE;16 AMP;CIRCUIT BREAKER;1 POLE; MCBDC 6 KA C CURVE;DIN;PACK OF 1; | REXEL | REXEL PTY LTD | TERDTCBDC116C | PURCHASE AS REQUIRED
000021149 | CIRCUIT BREAKER | MINIATURE;16 AMP;CIRCUIT BREAKER;1 POLE; MCBDC 6 KA C CURVE;DIN;PACK OF 1; | NHP | NHP ELECTRICAL ENGINEERING | TERDTCBDC116C | PURCHASE AS REQUIRED
000021150 | CIRCUIT BREAKER | MINIATURE;20 AMP;CIRCUIT BREAKER;1 POLE; MCBDC 6 KA C CURVE;DIN;PACK OF 1; | REXEL | REXEL PTY LTD | TERDTCBDC120C | PURCHASE AS REQUIRED
000021150 | CIRCUIT BREAKER | MINIATURE;20 AMP;CIRCUIT BREAKER;1 POLE; MCBDC 6 KA C CURVE;DIN;PACK OF 1; | NHP | NHP ELECTRICAL ENGINEERING | TERDTCBDC120C | PURCHASE AS REQUIRED
000021151 | CONNECTOR,BUSBAR | BUSBAR;1 POLE;12 WAY PIN BUS BAR; PACK OF 1; | REXEL | REXEL PTY LTD | TERIBC112P | CURRENT
000021151 | CONNECTOR,BUSBAR | BUSBAR;1 POLE;12 WAY PIN BUS BAR; PACK OF 1; | CNWPL | CNW PL - SLACKS CREEK | IBC112P | CURRENT
000021151 | CONNECTOR,BUSBAR | BUSBAR;1 POLE;12 WAY PIN BUS BAR; PACK OF 1; | NHP | NHP ELECTRICAL ENGINEERING | IBC112P | CURRENT
000021152 | SWITCH,ISOLATING | 63A, Single Pole, Pack of 1 | REXEL | REXEL PTY LTD | TERDINTMS631 | CURRENT
000021152 | SWITCH,ISOLATING | 63A, Single Pole, Pack of 1 | NHP | NHP ELECTRICAL ENGINEERING | DINTMS631 | CURRENT
000020576 | TERMINATION,ELECTRICAL POWER CABLE | 33 KV;FOR 800 SQ MM S/C CU XLPE/LY/HDPE CABLE;HEAT SHRINK;3 PHASE;OUTDOOR TERMINATION;TO AS/NZS 8405 PART 2;C/W FULLY SEALED LONG BARREL TINNED CU | TECONN | TE CONNECTIVITY LTD | EPKT-EX38 | CURRENT
000020577 | TERMINATION,ELECTRICAL POWER CABLE | 33 KV;FOR 800 SQ MM S/C CU XLPE/LY/HDPE CABLE;HEAT SHRINK;3 PHASE;INDOOR TERMINATION;TO AS/NZS 4805 PART 1;C/W FULLY SEALED LONG BARREL TINNED CU | TECONN | TE CONNECTIVITY LTD | EPKT-EX39-M | PURCHASE AS REQUIRED
000020578 | TERMINATION,ELECTRICAL POWER CABLE | 33 KV;FOR 630 SQ MM S/C CU XLPE/LY/HDPE CABLE;HEAT SHRINK;3 PHASE;OUTDOOR TERMINATION;TO AS/NZS 4805 PART 2;C/W FULLY SEALED LONG BARREL TINNED CU | ABB | ABB FAN PTY LTD | APSTA 3611-630 | CURRENT
000020578 | TERMINATION,ELECTRICAL POWER CABLE | 33 KV;FOR 630 SQ MM S/C CU XLPE/LY/HDPE CABLE;HEAT SHRINK;3 PHASE;OUTDOOR TERMINATION;TO AS/NZS 4805 PART 2;C/W FULLY SEALED LONG BARREL TINNED CU | TECONN | TE CONNECTIVITY LTD | EPKT-EX40-M | CURRENT
000020579 | TERMINATION,ELECTRICAL POWER CABLE | 33 KV;FOR 630 SQ MM S/C CU XLPE/LY/HDPE CABLE;HEAT SHRINK;3 PHASE INDOOR TERMINATION;TO AS/NZS 4805 PART 1;C/W FULLY SEALED LONG BARREL TINNED CU | ABB | ABB FAN PTY LTD | APIT 11-630 | CURRENT
000020579 | TERMINATION,ELECTRICAL POWER CABLE | 33 KV;FOR 630 SQ MM S/C CU XLPE/LY/HDPE CABLE;HEAT SHRINK;3 PHASE INDOOR TERMINATION;TO AS/NZS 4805 PART 1;C/W FULLY SEALED LONG BARREL TINNED CU | TECONN | TE CONNECTIVITY LTD | EPKT-EX41 | CURRENT
000020580 | TERMINATION,ELECTRICAL POWER CABLE | 33 KV;FOR 400 SQ MM S/C CU XLPE/LY/HDPE CABLE;HEATSHRINK;3 PHASE;OUTDOOR TERMINATION;TO AS/NZS 4805 PART 2;C/W FULLY SEALED LONG BARREL TINNED CU | TECONN | TE CONNECTIVITY LTD | EPKT-EX42-M | CURRENT
000020580 | TERMINATION,ELECTRICAL POWER CABLE | 33 KV;FOR 400 SQ MM S/C CU XLPE/LY/HDPE CABLE;HEATSHRINK;3 PHASE;OUTDOOR TERMINATION;TO AS/NZS 4805 PART 2;C/W FULLY SEALED LONG BARREL TINNED CU | ABB | ABB FAN PTY LTD | APSTA 369-400 | CURRENT
000020581 | TERMINATION,ELECTRICAL POWER CABLE | 33 KV;FOR 400 SQ MM S/C CU XLPE/LY/HDPE CABLE;HEAT SHRINK;3 PHASE;INDOOR TERMINATION;TO AS/NZS 4805 PART 1;C/W FULLY SEALED LONG BARREL TINNED CU | RAYCHEM | RAYCHEM (AUSTRALIA) PTY LTD | EPKT-EX43 | CURRENT
000020581 | TERMINATION,ELECTRICAL POWER CABLE | 33 KV;FOR 400 SQ MM S/C CU XLPE/LY/HDPE CABLE;HEAT SHRINK;3 PHASE;INDOOR TERMINATION;TO AS/NZS 4805 PART 1;C/W FULLY SEALED LONG BARREL TINNED CU | ABB | ABB FAN PTY LTD | APIT 9-400 | CURRENT
000020582 | TERMINATION,ELECTRICAL POWER CABLE | 33 KV;FOR 185 SQ MM S/C CU XLPE/LY/HDPE CABLE;HEATSHRINK;3 PHASE;OUTDOOR TERMINATION;TO AS/NZS 4805 PART 2;C/W FULLY SEALED LONG BARREL TINNED CU | ABB | ABB FAN PTY LTD | APSTA 367-185 | CURRENT
000020582 | TERMINATION,ELECTRICAL POWER CABLE | 33 KV;FOR 185 SQ MM S/C CU XLPE/LY/HDPE CABLE;HEATSHRINK;3 PHASE;OUTDOOR TERMINATION;TO AS/NZS 4805 PART 2;C/W FULLY SEALED LONG BARREL TINNED CU | TECONN | TE CONNECTIVITY LTD | EPKT-EX44-M | CURRENT
000020583 | TERMINATION,ELECTRICAL POWER CABLE | 33 KV;FOR185 SQ MM S/C CU XLPE/HDPE CABLE;HEATSHRINK;3 PHASE;INDOOR TERMINATION;TO AS/NZS 4805 PART 1;C/W FULLY SEALED LONG BARREL TINNED CU | TECONN | TE CONNECTIVITY LTD | EPKT-36D1XI-M | STRATEGIC SPARE
000020583 | TERMINATION,ELECTRICAL POWER CABLE | 33 KV;FOR185 SQ MM S/C CU XLPE/HDPE CABLE;HEATSHRINK;3 PHASE;INDOOR TERMINATION;TO AS/NZS 4805 PART 1;C/W FULLY SEALED LONG BARREL TINNED CU | ABB | ABB FAN PTY LTD | APIT 7-185 | STRATEGIC SPARE
000020585 | TERMINATION,ELECTRICAL POWER CABLE | 33 KV;FOR 400 SQ MM S/C CU PLY/HDPE CABLE;HEAT SHRINK;3 PHASE;INDOOR TERMINATION;TO AS/NZS 4805 PART 2;C/W FULLY SEALED LONG BARREL TINNED CU | TECONN | TE CONNECTIVITY LTD | EPKT-EX47-M | PURCHASE AS REQUIRED
000020587 | TERMINATION,ELECTRICAL POWER CABLE | 33 KV;FOR 185 SQ MM S/C CU PLY/HDPE CABLE;HEAT SHRINK;3 PHASE;INDOOR TERMINATION;TO AS/NZS 4805 PART 2;C/W FULLY SEALED LONG BARREL TINNED CU | TECONN | TE CONNECTIVITY LTD | EPKT-EX49-M | PURCHASE AS REQUIRED
000021156 | HOLE SAW | CARBIDE;16 MM X 4.5 MM DEPTH CUT; C/W ARBOR;FOR USE ON STAINLESS STEEL;PACK OF 1; | STATEWD | STATEWIDE FSTNERS & ENG SPLS PL | B708016 | CURRENT
000021157 | HOLE SAW | CARBIDE;20 MM X 4.5 MM DEPTH CUT; C/W ARBOR;FOR USE ON STAINLESS STEEL;PACK OF 1; | STATEWD | STATEWIDE FSTNERS & ENG SPLS PL | B708020 | CURRENT
000021158 | HOLE SAW | CARBIDE;25 MM X 4.5 MM DEPTH CUT; C/W ARBOR;FOR USE ON STAINLESS STEEL;PACK OF 1; | STATEWD | STATEWIDE FSTNERS & ENG SPLS PL | B708025 | CURRENT
000021159 | HOLE SAW | CARBIDE;32 MM X 4.5 MM DEPTH CUT; C/W ARBOR;FOR USE ON STAINLESS STEEL;PACK OF 1; | STATEWD | STATEWIDE FSTNERS & ENG SPLS PL | B708032 | CURRENT
000021160 | HOLE SAW | CARBIDE;40 MM X 4.5 MM DEPTH CUT; C/W ARBOR;FOR USE ON STAINLESS STEEL;PACK OF 1; | STATEWD | STATEWIDE FSTNERS & ENG SPLS PL | B708040 | CURRENT
000021161 | HOLE SAW | CARBIDE;50 MM X 4.5 MM DEPTH CUT; C/W ARBOR;FOR USE ON STAINLESS STEEL;PACK OF 1; | STATEWD | STATEWIDE FSTNERS & ENG SPLS PL | B708050 | CURRENT
000021169 | TOWELETTE,CLEANING | PPE & Lens Cleaning Wipes, Pre-Moistened Alcohol Free, Anti-Static, Ultra Soft Non-abrasive, for Glass or PC Lens, Eyewear, Earmuffs, Respirators, Visors, | ATOMSUPP | ATOM SUPPLY | SCT30 | CURRENT
000021169 | TOWELETTE,CLEANING | PPE & Lens Cleaning Wipes, Pre-Moistened Alcohol Free, Anti-Static, Ultra Soft Non-abrasive, for Glass or PC Lens, Eyewear, Earmuffs, Respirators, Visors, | ATOMSUPP | ATOM SUPPLY | 31020094 | CURRENT
000021169 | TOWELETTE,CLEANING | PPE & Lens Cleaning Wipes, Pre-Moistened Alcohol Free, Anti-Static, Ultra Soft Non-abrasive, for Glass or PC Lens, Eyewear, Earmuffs, Respirators, Visors, | ATOMSUPP | ATOM SUPPLY | 60010899 | CURRENT
000021169 | TOWELETTE,CLEANING | PPE & Lens Cleaning Wipes, Pre-Moistened Alcohol Free, Anti-Static, Ultra Soft Non-abrasive, for Glass or PC Lens, Eyewear, Earmuffs, Respirators, Visors, | ATOMSUPP | ATOM SUPPLY | 60013845 | CURRENT
000021169 | TOWELETTE,CLEANING | PPE & Lens Cleaning Wipes, Pre-Moistened Alcohol Free, Anti-Static, Ultra Soft Non-abrasive, for Glass or PC Lens, Eyewear, Earmuffs, Respirators, Visors, | AUSTSAF | AUSTRALIAN SAFETY SUPPLIES | VUKDISP | CURRENT
000021039 | RELAY,OVERCURRENT AND EARTH FAULT | SEL 351A;5 AMP/5 AMP NEUTRAL;48/110 V DC AUX;110 V DC LOGIC INPUTS;HORIZONTAL RACK MTG; | SEL | SCHWEITZER ENGINEERING LABORATORIES INC. | 0351A00H23553X1 | PHASING
000021041 | RELAY,SENSITIVE EARTH FAULT | RMS 2C138;SEF;5 AMP;10S RESET;48/110 V DC AUX;18-300 V DC LOGIC INPUTS;FLUSH & RACK MTG; | RMS | RELAY MONITORING SYSTEMS PL | 2C138-BBA CONFIG 10101 | CURRENT
000021042 | RELAY,SENSITIVE EARTH FAULT | RMS 2C138;SEF;5 AMP;10S RESET;30 V DC AUX;18-300 V DC LOGIC INPUTS;FLUSH & RACK MTG; | RMS | RELAY MONITORING SYSTEMS PL | 2C138-ABA CONFIG-10101 | CURRENT
000021043 | RELAY SET,DIFFERENTIAL BUSBAR | TO BE SUPPLIED IN KIT FORM; RMS (3X HIGH INP RELAYS) & (1X BUS 5A CT SUP RELAY) & (1X 3 PHASE MET) & (3 X 250 OHM RESISTORS) & (3X RESISTOR MOUNT KITS) | RMS | RELAY MONITORING SYSTEMS PL | PART NUMBER IN EXTENDED TEXT | CURRENT
000021044 | RELAY SET,DIFFERENTIAL BUSBAR | TO BE SUPPLIED IN KIT FORM; RMS (3X HIGH INP RELAYS) & (1X BUS 1A CT SUP RELAY) & (1X 3 PHASE MET) & (3 X 250 OHM RESISTORS) & (3X RESISTOR MOUNT KITS) | RMS | RELAY MONITORING SYSTEMS PL | PART NUMBER IN EXTENDED TEXT | PHASING
000021045 | RELAY,ELECTROMAGNETIC | MULTITRIP;RMS 2HSM514;HR FLAG;10 N/O HR CONT;48 V DC AUX;SIZE 2M CASE; | RMS | RELAY MONITORING SYSTEMS PL | 2HSM514B2C 10M | PURCHASE AS REQUIRED
000021046 | RELAY,TRANSFORMER DIFFERENTIAL | REYROLLE DU3-201;1/5 AMP;48/110 V DC AUX ;110 V DC LOGIC INPUTS;FLUSH & RACK MTG; | RMS | RELAY MONITORING SYSTEMS PL | DU3-2-01EA-50 | PHASING
000021047 | RELAY,TRANSFORMER DIFFERENTIAL | REYROLLE DU3-201;1/5 AMP;30 V DC AUX; 30 V DC LOGIC INPUTS;FLUSH & RACK MTG; | RMS | RELAY MONITORING SYSTEMS PL | DU3-2-01AA-50 | PHASING
000021048 | RELAY,TRANSFORMER DIFFERENTIAL | REYROLLE DU3-401;1/5 AMP;48/110 V DC AUX ;110 V DC LOGIC INPUTS;FLUSH & RACK MTG; | RMS | RELAY MONITORING SYSTEMS PL | DU3-4-01EA-50 | PHASING
000021049 | TRANSFORMER,ISOLATION | REYROLLE 4T82;PILOT WIRE;15 KV ISOL TFMR;FLUSH MTG; | RMS | RELAY MONITORING SYSTEMS PL | 5R4T82 | CURRENT
000021050 | TIMER,INTERVAL | RMS 2T105;0 SEC TO 990 SEC DELAYED PICKUP;110 V DC AUX;HR LED;FLUSH & RACK MTG; | RMS | RELAY MONITORING SYSTEMS PL | 2T105K1BAA1111 | CURRENT
000021051 | TIMER,INTERVAL | RMS 2T105;0 SEC TO 990 SEC DELAYED PICKUP;30/48 V DC AUX;HR LED;FLUSH & RACK MTG; | RMS | RELAY MONITORING SYSTEMS PL | 2T105K3AAA1111 | CURRENT
000021052 | RELAY,OVERCURRENT AND EARTH FAULT | AREVA P123;3 OC,EF,SEF;5/1 AMP;24/250 V DC 48/240 VAC AUX SUPPLY 24/250 V DC 24/ 240 VAC LOGIC INPUTS; FLUSH & RACK MOUNTING; | AREVA | AREVA T&D AUSTRALIA LIMITED | P123B00Z412BF0 | PHASING
000021053 | RELAY,OVERCURRENT AND EARTH FAULT | AREVA P123;3 OC,EF,SEF;5/1 AMP;30 V DC AUX;30 V DC LOGIC INPUTS;FLUSH & RACK MTG; OBSOLESCENT, REPLACED WITH 21052 | SCHNEDER | SCHNEIDER PTY LTD | P123B00Z412BF0 | PHASING
000021054 | RELAY,FEEDER DIFFERENTIAL. | AREVA P541;5/1 AMP;48/110 V DC AUX; 24 TO 250 V DC LOGIC INPUTS;FLUSH & RACK MTG; | SCHNEDER | SCHNEIDER PTY LTD | P541 211A4M0308J | CURRENT
000021055 | RELAY,FEEDER DIFFERENTIAL. | AREVA P541;5/1 AMP;30 V DC AUX; 24 TO 250 V DC LOGIC INPUTS;FLUSH & RACK MTG; | SCHNEDER | SCHNEIDER PTY LTD | P541911A4M0308J | CURRENT
000020401 | TERMINATION,ELECTRICAL POWER CABLE | 11 KV;INDOOR TERMINATION;3 PHASE;FOR 185-240 SQ MM AL & CU XLPE/CWS/PVC/HDPE CABLE;HEAT SHRINK;1200 MM MIN TAIL LGTHS WITH CT'S;TO AS/NZS 4805 PART 1;C/W | SICAME | SICAME AUSTRALIA PTY LTD | HST-11-IX3-185240-EQ1 | CURRENT
000020401 | TERMINATION,ELECTRICAL POWER CABLE | 11 KV;INDOOR TERMINATION;3 PHASE;FOR 185-240 SQ MM AL & CU XLPE/CWS/PVC/HDPE CABLE;HEAT SHRINK;1200 MM MIN TAIL LGTHS WITH CT'S;TO AS/NZS 4805 PART 1;C/W | INTERTEC | INTERTECH ENGINEERING PTY LTD | EGX20401 | CURRENT
000020401 | TERMINATION,ELECTRICAL POWER CABLE | 11 KV;INDOOR TERMINATION;3 PHASE;FOR 185-240 SQ MM AL & CU XLPE/CWS/PVC/HDPE CABLE;HEAT SHRINK;1200 MM MIN TAIL LGTHS WITH CT'S;TO AS/NZS 4805 PART 1;C/W | JBJOINT | JB JOINTING SUPPLIES PTY LTD | 11-95/240-IN-3C | CURRENT
000020401 | TERMINATION,ELECTRICAL POWER CABLE | 11 KV;INDOOR TERMINATION;3 PHASE;FOR 185-240 SQ MM AL & CU XLPE/CWS/PVC/HDPE CABLE;HEAT SHRINK;1200 MM MIN TAIL LGTHS WITH CT'S;TO AS/NZS 4805 PART 1;C/W | TECONN | TE CONNECTIVITY LTD | IXSU-FEX195A | CURRENT
000020402 | TERMINATION,ELECTRICAL POWER CABLE | 11 KV;INDOOR TERMINATION;3 PHASE;FOR 185-240 SQ MM AL & CU XLPE/CWS/PVC/HDPE CABLE;HEAT SHRINK;450 MM MAX TAIL LGTHS WITHOUT CT'S;TO AS/NZS 4805 PART 1;C/W | SICAME | SICAME AUSTRALIA PTY LTD | HST-11-IX3-185240-EQ2 | CURRENT
000020402 | TERMINATION,ELECTRICAL POWER CABLE | 11 KV;INDOOR TERMINATION;3 PHASE;FOR 185-240 SQ MM AL & CU XLPE/CWS/PVC/HDPE CABLE;HEAT SHRINK;450 MM MAX TAIL LGTHS WITHOUT CT'S;TO AS/NZS 4805 PART 1;C/W | INTERTEC | INTERTECH ENGINEERING PTY LTD | EGX20402 | CURRENT
000020402 | TERMINATION,ELECTRICAL POWER CABLE | 11 KV;INDOOR TERMINATION;3 PHASE;FOR 185-240 SQ MM AL & CU XLPE/CWS/PVC/HDPE CABLE;HEAT SHRINK;450 MM MAX TAIL LGTHS WITHOUT CT'S;TO AS/NZS 4805 PART 1;C/W | JBJOINT | JB JOINTING SUPPLIES PTY LTD | 11-95/240-IN-3C | CURRENT
000020402 | TERMINATION,ELECTRICAL POWER CABLE | 11 KV;INDOOR TERMINATION;3 PHASE;FOR 185-240 SQ MM AL & CU XLPE/CWS/PVC/HDPE CABLE;HEAT SHRINK;450 MM MAX TAIL LGTHS WITHOUT CT'S;TO AS/NZS 4805 PART 1;C/W | TECONN | TE CONNECTIVITY LTD | IXSU-FEX196A | CURRENT
000020403 | TERMINATION,ELECTRICAL POWER CABLE | 11 KV;OUTDOOR TERMINATION;3 PHASE;FOR 185-240 SQ MM AL & CU XLPE/CWS/PVC/HDPE CABLE;HEAT HRINK;800 MM MIN TAIL LGTHS TO AS/NZS 4805 PART 1;C/W BI-METAL | SICAME | SICAME AUSTRALIA PTY LTD | HST-11-OX3-185240-EQ1 | CURRENT
000020403 | TERMINATION,ELECTRICAL POWER CABLE | 11 KV;OUTDOOR TERMINATION;3 PHASE;FOR 185-240 SQ MM AL & CU XLPE/CWS/PVC/HDPE CABLE;HEAT HRINK;800 MM MIN TAIL LGTHS TO AS/NZS 4805 PART 1;C/W BI-METAL | INTERTEC | INTERTECH ENGINEERING PTY LTD | EGX20403 | CURRENT
000020403 | TERMINATION,ELECTRICAL POWER CABLE | 11 KV;OUTDOOR TERMINATION;3 PHASE;FOR 185-240 SQ MM AL & CU XLPE/CWS/PVC/HDPE CABLE;HEAT HRINK;800 MM MIN TAIL LGTHS TO AS/NZS 4805 PART 1;C/W BI-METAL | TECONN | TE CONNECTIVITY LTD | OXSU-FEX197A | CURRENT
000020403 | TERMINATION,ELECTRICAL POWER CABLE | 11 KV;OUTDOOR TERMINATION;3 PHASE;FOR 185-240 SQ MM AL & CU XLPE/CWS/PVC/HDPE CABLE;HEAT HRINK;800 MM MIN TAIL LGTHS TO AS/NZS 4805 PART 1;C/W BI-METAL | JBJOINT | JB JOINTING SUPPLIES PTY LTD | 11-95/240-OD-3C | CURRENT
000021174 | SIGN,TRAFFIC | FABRIC,PEDESTRIANS ARROW RIGHT;BLACK LEGEND& BORDER ON YELLOW RETRO- REFLECTIVE BACKGROUND;CLASS1W;1200 MM LG 300 MM H;VELCRO BACKED;PACK OF 1;U/W | SAFESIGN | SAFE SIGN AUATRALIA PTY LTD | 21174 | PURCHASE AS REQUIRED
000021174 | SIGN,TRAFFIC | FABRIC,PEDESTRIANS ARROW RIGHT;BLACK LEGEND& BORDER ON YELLOW RETRO- REFLECTIVE BACKGROUND;CLASS1W;1200 MM LG 300 MM H;VELCRO BACKED;PACK OF 1;U/W | ARTCRAFT | ARTCRAFT PTY LTD | TCMM-123YEL-1-Q | PURCHASE AS REQUIRED
000021175 | SIGN,TRAFFIC | FABRIC,PEDESTRIANS ARROW LEFT;BLACK LEGEND& BORDER ON YELLOW RETRO- REFLECTIVE BACKGROUND;CLASS 1W;1200 MM ,LG 300 MM H;VELCRO BACKED;PACK OF 1; | ARTCRAFT | ARTCRAFT PTY LTD | SF-306-(LEFT) | PURCHASE AS REQUIRED
000020712 | SIGN | MDCF MAXIMUM DEPTH CONCRETE FOUNDATION; WOOD POLE FOUNDATION LABEL;LETTERS MDCF TO BE PLACED VERTICAL;1.2 MM ANODISED ALUMINIUM WITH SPECIAL BRONZE SURFACE | ARTCRAFT | ARTCRAFT PTY LTD | SE019-Q | PURCHASE AS REQUIRED
000020712 | SIGN | MDCF MAXIMUM DEPTH CONCRETE FOUNDATION; WOOD POLE FOUNDATION LABEL;LETTERS MDCF TO BE PLACED VERTICAL;1.2 MM ANODISED ALUMINIUM WITH SPECIAL BRONZE SURFACE | ES | QUALITY ENGRAVING SERVICES PTY LTD | 20712 | PURCHASE AS REQUIRED
000021176 | COVER,TERMINAL | TO SUIT AMPY EM1000 KWH METERS;REFER TO SC19692 FOR METER WATTHOUR; | EMAIL |  | 848842 | CURRENT
000021177 | CAPACITOR UNIT. | 8.93 KV;100 KVAR;SINGLE PHASE; 4 MICROFARAD;8.8 AMP CONT @ 50 HZ; 2 BUSHINGS PER UNIT;TO SUIT ENERMET 40 & 80 KVA COUPLING UNITS; | ENERMET | ENERMET | PHAO 8.93/4UF | STRATEGIC SPARE
000021178 | GAUGE,PRESSURE | ABB SafeLink & SafeLink 2 Gas Density | ABB | ABB FAN PTY LTD | C2592 | MAINTENANCE STOCK
000021179 | CARTRIDGE,FUSE CAP | SAFELINK;FUSE CAP;(SINGLE PHASE); | ABB | ABB FAN PTY LTD | CA2012 | STRATEGIC SPARE
000020404 | TERMINATION,ELECTRICAL POWER CABLE | 11 KV;INDOOR TERMINATION;3 PHASE;FOR 95 SQ MM AL XLPE/PVC/HDPE CABLE; HEATSHRINK;1200 MM MIN TAIL LENGTHS WITH CT'S;TO AS/NZS 4805 PART 1;C/W BI-METAL | SICAME | SICAME AUSTRALIA PTY LTD | HST-11-IX3-95-EQ1 | CURRENT
000020404 | TERMINATION,ELECTRICAL POWER CABLE | 11 KV;INDOOR TERMINATION;3 PHASE;FOR 95 SQ MM AL XLPE/PVC/HDPE CABLE; HEATSHRINK;1200 MM MIN TAIL LENGTHS WITH CT'S;TO AS/NZS 4805 PART 1;C/W BI-METAL | JBJOINT | JB JOINTING SUPPLIES PTY LTD | 11-95/240-IN-3C | CURRENT
000020404 | TERMINATION,ELECTRICAL POWER CABLE | 11 KV;INDOOR TERMINATION;3 PHASE;FOR 95 SQ MM AL XLPE/PVC/HDPE CABLE; HEATSHRINK;1200 MM MIN TAIL LENGTHS WITH CT'S;TO AS/NZS 4805 PART 1;C/W BI-METAL | INTERTEC | INTERTECH ENGINEERING PTY LTD | EGX20404 | CURRENT
000020404 | TERMINATION,ELECTRICAL POWER CABLE | 11 KV;INDOOR TERMINATION;3 PHASE;FOR 95 SQ MM AL XLPE/PVC/HDPE CABLE; HEATSHRINK;1200 MM MIN TAIL LENGTHS WITH CT'S;TO AS/NZS 4805 PART 1;C/W BI-METAL | TECONN | TE CONNECTIVITY LTD | IXSU-FEX198A | CURRENT
000020405 | TERMINATION,ELECTRICAL POWER CABLE | 11 KV;INDOOR TERMINATION;3 PHASE;FOR 95 SQ MM AL XLPE/PVC/HDPE CABLE;HEATSHRINK ;450 MM MAX TAIL LENGTHS WITHOUT CT'S;TO AS/NZS 4805 PART 1;C/W BI-METAL SHEAR | SICAME | SICAME AUSTRALIA PTY LTD | HST-11-IX3-95-EQ2 | CURRENT
000020405 | TERMINATION,ELECTRICAL POWER CABLE | 11 KV;INDOOR TERMINATION;3 PHASE;FOR 95 SQ MM AL XLPE/PVC/HDPE CABLE;HEATSHRINK ;450 MM MAX TAIL LENGTHS WITHOUT CT'S;TO AS/NZS 4805 PART 1;C/W BI-METAL SHEAR | JBJOINT | JB JOINTING SUPPLIES PTY LTD | 11-25/95-IN-3C | CURRENT
000020405 | TERMINATION,ELECTRICAL POWER CABLE | 11 KV;INDOOR TERMINATION;3 PHASE;FOR 95 SQ MM AL XLPE/PVC/HDPE CABLE;HEATSHRINK ;450 MM MAX TAIL LENGTHS WITHOUT CT'S;TO AS/NZS 4805 PART 1;C/W BI-METAL SHEAR | TECONN | TE CONNECTIVITY LTD | IXSU-FEX199A | CURRENT
000020405 | TERMINATION,ELECTRICAL POWER CABLE | 11 KV;INDOOR TERMINATION;3 PHASE;FOR 95 SQ MM AL XLPE/PVC/HDPE CABLE;HEATSHRINK ;450 MM MAX TAIL LENGTHS WITHOUT CT'S;TO AS/NZS 4805 PART 1;C/W BI-METAL SHEAR | INTERTEC | INTERTECH ENGINEERING PTY LTD | EGX20405 | CURRENT
000020406 | TERMINATION,ELECTRICAL POWER CABLE | 11 KV;OUTDOOR TERMINATION;3 PHASE;FOR 95 SQ MM AL XLPE/PVC/HDPE CABLE; HEATSHRINK;800 MM MIN TAIL LENGHTS;TO AS /NZS 4805 PART 1;C/W BI-METAL SHEAR | SICAME | SICAME AUSTRALIA PTY LTD | HST-11-OX3-95-EQ1 | CURRENT
000020406 | TERMINATION,ELECTRICAL POWER CABLE | 11 KV;OUTDOOR TERMINATION;3 PHASE;FOR 95 SQ MM AL XLPE/PVC/HDPE CABLE; HEATSHRINK;800 MM MIN TAIL LENGHTS;TO AS /NZS 4805 PART 1;C/W BI-METAL SHEAR | TECONN | TE CONNECTIVITY LTD | OXSU-FEX200A | CURRENT
000020406 | TERMINATION,ELECTRICAL POWER CABLE | 11 KV;OUTDOOR TERMINATION;3 PHASE;FOR 95 SQ MM AL XLPE/PVC/HDPE CABLE; HEATSHRINK;800 MM MIN TAIL LENGHTS;TO AS /NZS 4805 PART 1;C/W BI-METAL SHEAR | INTERTEC | INTERTECH ENGINEERING PTY LTD | EGX20406 | CURRENT
000020406 | TERMINATION,ELECTRICAL POWER CABLE | 11 KV;OUTDOOR TERMINATION;3 PHASE;FOR 95 SQ MM AL XLPE/PVC/HDPE CABLE; HEATSHRINK;800 MM MIN TAIL LENGHTS;TO AS /NZS 4805 PART 1;C/W BI-METAL SHEAR | JBJOINT | JB JOINTING SUPPLIES PTY LTD | 11-95/240-OD-3C | CURRENT
000020407 | TERMINATION,ELECTRICAL POWER CABLE | 11 KV;INDOOR TERMINATION;3 PHASE;FOR 35 SQ MM AL XLPE/PVC/HDPE CABLE;HEATSHRINK ;1200 MM MIN TAIL LENGTHS WITH CT'S;TO AS/NZS 4805 PART 1;C/W BI-METAL SHEAR | JBJOINT | JB JOINTING SUPPLIES PTY LTD | 11-25/95-IN-3C | CURRENT
000020407 | TERMINATION,ELECTRICAL POWER CABLE | 11 KV;INDOOR TERMINATION;3 PHASE;FOR 35 SQ MM AL XLPE/PVC/HDPE CABLE;HEATSHRINK ;1200 MM MIN TAIL LENGTHS WITH CT'S;TO AS/NZS 4805 PART 1;C/W BI-METAL SHEAR | INTERTEC | INTERTECH ENGINEERING PTY LTD | EGX20407 | CURRENT
000020407 | TERMINATION,ELECTRICAL POWER CABLE | 11 KV;INDOOR TERMINATION;3 PHASE;FOR 35 SQ MM AL XLPE/PVC/HDPE CABLE;HEATSHRINK ;1200 MM MIN TAIL LENGTHS WITH CT'S;TO AS/NZS 4805 PART 1;C/W BI-METAL SHEAR | TECONN | TE CONNECTIVITY LTD | IXSU-FEX201A | CURRENT
000020408 | TERMINATION,ELECTRICAL POWER CABLE | 11 KV;INDOOR TERMINATION;3 PHASE;FOR 35 SQ MM AL XLPE/PVC/HDPE CABLE;HEATSHRINK ;450 MM MAX TAIL LENGTHS WITHOUT CT'S; AS/NZS 4805 PART 1;C/W BI-METAL SHEAR | JBJOINT | JB JOINTING SUPPLIES PTY LTD | 11-25/95-IN-3C | CURRENT
000020408 | TERMINATION,ELECTRICAL POWER CABLE | 11 KV;INDOOR TERMINATION;3 PHASE;FOR 35 SQ MM AL XLPE/PVC/HDPE CABLE;HEATSHRINK ;450 MM MAX TAIL LENGTHS WITHOUT CT'S; AS/NZS 4805 PART 1;C/W BI-METAL SHEAR | TECONN | TE CONNECTIVITY LTD | IXSU-FEX202A | CURRENT
000020408 | TERMINATION,ELECTRICAL POWER CABLE | 11 KV;INDOOR TERMINATION;3 PHASE;FOR 35 SQ MM AL XLPE/PVC/HDPE CABLE;HEATSHRINK ;450 MM MAX TAIL LENGTHS WITHOUT CT'S; AS/NZS 4805 PART 1;C/W BI-METAL SHEAR | INTERTEC | INTERTECH ENGINEERING PTY LTD | EGX20408 | CURRENT
000020409 | TERMINATION,ELECTRICAL POWER CABLE | 11 KV;OUTDOOR TERMINATION;3 PHASE;FOR 35 SQ MM AL XLPE/PVC/HDPE CABLE; HEATSHRINK;800 MM MIN TAIL LENGTHS;TO AS/NZS 4805 PART 1;C/W BI-METAL SHEAR | INTERTEC | INTERTECH ENGINEERING PTY LTD | EGX20409 | CURRENT
000020409 | TERMINATION,ELECTRICAL POWER CABLE | 11 KV;OUTDOOR TERMINATION;3 PHASE;FOR 35 SQ MM AL XLPE/PVC/HDPE CABLE; HEATSHRINK;800 MM MIN TAIL LENGTHS;TO AS/NZS 4805 PART 1;C/W BI-METAL SHEAR | TECONN | TE CONNECTIVITY LTD | OXSU-FEX203A | CURRENT
000020409 | TERMINATION,ELECTRICAL POWER CABLE | 11 KV;OUTDOOR TERMINATION;3 PHASE;FOR 35 SQ MM AL XLPE/PVC/HDPE CABLE; HEATSHRINK;800 MM MIN TAIL LENGTHS;TO AS/NZS 4805 PART 1;C/W BI-METAL SHEAR | JBJOINT | JB JOINTING SUPPLIES PTY LTD | 11-25/95-OD-3C | CURRENT
000020498 | TERMINATION,ELECTRICAL POWER CABLE | 11 KV;INDOOR TERMINATION;3 PHASE;FOR 400 SQ MM CU PLY/HDPE CABLE;HEATSHRINK; 800 MM MIN TAIL LENGTHS WITH CT'S;TO AS/ NZS 4805 PART 2;C/W COMPRESSION LUGS; | TECONN | TE CONNECTIVITY LTD | EPKT-EX204 | PURCHASE AS REQUIRED
000020410 | TERMINATION,ELECTRICAL POWER CABLE | 11 KV;INDOOR TERMINATION;3 PHASE;FOR 300 SQ MM CU PLY/HDPE CABLE;HEATSHRINK; 800 MM MIN TAIL LENGTHS WITH CT'S;TO AS/ NZS 4805 PART 2;C/W COMPRESSION LUGS; | TECONN | TE CONNECTIVITY LTD | EPKT-EX208-M | CURRENT
000020411 | TERMINATION,ELECTRICAL POWER CABLE | 11 KV;INDOOR TERMINATION;3 PHASE;FOR 300 SQ MM CU PLY/HDPE CABLE;HEATSHRINK; 650 MM MIN TAIL LENGTHS;TO AS/NZS 4805 PART 2;C/W COMPRESSION LUGS;PACK OF | TECONN | TE CONNECTIVITY LTD | EPKT-EX206-M | CURRENT
000020412 | TERMINATION,ELECTRICAL POWER CABLE | 11 KV;OUTDOOR TERMINATION;3 PHASE;FOR 300 SQ MM CU PLY/HDPE CABLE;HEATSHRINK; 800 MM MIN TAIL LENGTHS;TO AS/NZS 4805 PART 2;C/W COMPRESSION LUGS;PACK OF | TECONN | TE CONNECTIVITY LTD | EPKT-EX207 | CURRENT
000020413 | TERMINATION,ELECTRICAL POWER CABLE | 11 KV;INDOOR TERMINATION;3 PHASE;FOR 300 SQ MM AL PLY/HDPE CABLE;HEATSHRINK; 800 MM MIN TAIL LENGTHS WITH CT'S;TO AS/ NZS 4805 PART 2;C/W COMPRESSION LUGS; | TECONN | TE CONNECTIVITY LTD | EPKT-EX208-M | CURRENT
000020414 | TERMINATION,ELECTRICAL POWER CABLE | 11 KV;INDOOR TERMINATION;3 PHASE;FOR 240 SQ MM CU PLY/HDPE CABLE;HEATSHRINK; 800 MM MIN TAIL LENGTHS WITH CT'S;TO AS/ NZS 4805 PART 2;C/W COMPRESSION LUGS; | TECONN | TE CONNECTIVITY LTD | EPKT-EX209 | CURRENT
000020415 | TERMINATION,ELECTRICAL POWER CABLE | 11 KV;INDOOR TERMINATION;3 PHASE;FOR 240 SQ MM CU PLY/HDPE CABLE;HEATSHRINK; 650 MM MIN TAIL LENGTHS;TO AS/NZS 4805 PART 2;C/W COMPRESSION LUGS;PACK OF | TECONN | TE CONNECTIVITY LTD | EPKT-EX210 | CURRENT
000020416 | TERMINATION,ELECTRICAL POWER CABLE | 11 KV;OUTDOOR TERMINATION;3 PHASE;FOR 240 SQ MM CU PLY/HDPE CABLE;HEATSHRINK; 800 MM MIN TAIL LENGTHS;TO AS/NZS 4805 PART 2;C/W COMPRESSION LUGS;PACK OF | TECONN | TE CONNECTIVITY LTD | EPKT-EX211 | CURRENT
000020417 | TERMINATION,ELECTRICAL POWER CABLE | 11 KV;INDOOR TERMINATION;3 PHASE;FOR 185 SQ MM CU PLY/HDPE CABLE;HEATSHRINK; 800 MM MIN TAIL LENGTHS WITH CT'S;TO AS/ NZS 4805 PART 2;C/W COMPRESSION LUGS; | TECONN | TE CONNECTIVITY LTD | EPKT-EX212 | CURRENT
000020418 | TERMINATION,ELECTRICAL POWER CABLE | 11 KV;INDOOR TERMINATION;3 PHASE;FOR 185 SQ MM CU PLY/HDPE CABLE;HEATSHRINK; 650 MM MIN TAIL LENGTHS;TO AS/NZS 4805 PART 2;C/W COMPRESSION LUGS;PACK OF | TECONN | TE CONNECTIVITY LTD | EPKT-EX213 | CURRENT
000020419 | TERMINATION,ELECTRICAL POWER CABLE | 11 KV;OUTDOOR TERMINATION;3 PHASE;FOR 185 SQ MM CU PLY/HDPE CABLE;HEATSHRINK; 800 MM MIN TAIL LENGTHS;TO AS/NZS 4805 PART 2;C/W COMPRESSION LUGS;PACK OF | TECONN | TE CONNECTIVITY LTD | EPKT-EX214 | CURRENT
000020499 | TERMINATION,ELECTRICAL POWER CABLE | 11 KV;INDOOR TERMINATION;3 PHASE;FOR 161 SQ MM CU PLYSWS CABLE;HEATSHRINK; 800 MM MIN TAIL LENGTHS WITH CT'S;TO AS/ NZS 4805 PART 2;C/W COMPRESSION LUGS; | TECONN | TE CONNECTIVITY LTD | EPKT-EX212 | PURCHASE AS REQUIRED
000020426 | TERMINATION,ELECTRICAL POWER CABLE | 11 KV;INDOOR TERMINATION;3 PHASE;FOR 120 SQ MM AL PLYSWS CABLE;HEATSHRINK; 800 MM MIN TAIL LENGTHS WITH CT'S;TO AS/ NZS 4805 PART 2;C/W COMPRESSION LUGS; | TECONN | TE CONNECTIVITY LTD | EPKT-EX222 | CURRENT
000020500 | TERMINATION,ELECTRICAL POWER CABLE | 11 KV;OUTDOOR TERMINATION;3 PHASE;FOR 120 SQ MM AL PLYSWPVC CABLE;HEATSHRINK; 800 MM MIN TAIL LENGTHS;TO AS/NZS 4805 PART 2;C/W COMPRESSION LUGS;PACK OF | TECONN | TE CONNECTIVITY LTD | EPKT-EX223 | PURCHASE AS REQUIRED
000020427 | TERMINATION KIT,ELECTRICAL CABLE | Indoor, 11kV, 3Ph, 95mm2 Cu PLY/HDPE & PLYSWS Cable, Heatshrink, 800mm Min Tail Lenghths, c/w CT's & Compression Lugs, AS/NZS 4805 Part 2 | TECONN | TE CONNECTIVITY LTD | EPKT-EX224 | CURRENT
000020428 | TERMINATION KIT,ELECTRICAL CABLE | Indoor, 11kV, 3Ph, 95mm2 Cu PLY/HDPE & PLYSWS Cable, Heatshrink, 650mm Min Tail Lengths, c/w Compression Lugs, AS/NZS 4805 Part 2 | TECONN | TE CONNECTIVITY LTD | EPKT-EX225 | CURRENT
000020501 | TERMINATION KIT,ELECTRICAL CABLE | TERMINATION KIT:CBL;HEAT SHRINK,OTDR TERMINATION KIT,ELECTRICAL CABLE Outdoor , 11kV, 3Ph, 95mm2 Cu PLYSWS Cable, Heat shrink, 800mm Min Tail Lengths, c/w Comp | TECONN | TE CONNECTIVITY LTD | EPKT-EX226 | CURRENT
000020429 | TERMINATION,ELECTRICAL POWER CABLE | 11 KV;INDOOR TERMINATION;3 PHASE;FOR 70 SQ MM CU PLYSWS CABLE;HEATSHRINK; 800 MM MIN TAIL LENGTHS WITH CT'S;TO AS/ NZS 4805 PART 2;C/W COMPRESSION LUGS; | RAYCHEM | RAYCHEM (AUSTRALIA) PTY LTD | EPKT-EX227 | PHASING
000020430 | TERMINATION KIT,ELECTRICAL CABLE | Indoor, 11kV, 3Ph, 25mm2 Cu PLYSWS Cable, Heatshrink, 800mm Min Tail Lengths, c/w CT's & Compression Lugs, AS/NZS 4805 Part 2 | TECONN | TE CONNECTIVITY LTD | EPKT-EX228 | CURRENT
000020431 | TERMINATION KIT,ELECTRICAL CABLE | Indoor, 11kV, 3Ph, 25mm2 Cu PLY/HDPE & PLYSWS Cable, Heatshrinks, 650mm Min Tail Lengths, c/w Compression Lugs, AS/NZS 4805 Part 2 | TECONN | TE CONNECTIVITY LTD | EPKT-EX229 | CURRENT
000020432 | TERMINATION KIT,ELECTRICAL CABLE | Outdoor, 11kV, 3Ph, 25mm2 Cu PLY/HDPE & PLYSWS Cable, Heatshrink, 800mm Min Tail Lengths, c/w Compression Lugs, AS/NZS 4805 Part 2 | TECONN | TE CONNECTIVITY LTD | EPKT-EX230 | CURRENT
000020502 | TERMINATION,ELECTRICAL POWER CABLE | 11 KV;OUTDOOR TERMINATION;3 PHASE;FOR 1000 SQ MM CU PLYPVC CABLE;HEATSHRINK; 800 MM MIN TAIL LENGTHS;TO AS/NZS 4805 PART 2;C/W COMPRESSION LUGS;PACK OF | TECONN | TE CONNECTIVITY LTD | EPKT-EX231 | PURCHASE AS REQUIRED
000020503 | TERMINATION,ELECTRICAL POWER CABLE | 11 KV;INDOOR TERMINATION;3 PHASE;FOR 800 SQ MM S/C CU XLPE/CWS/PVC/HDPE CABLE;HEATSHRINK;1200 MM MIN TAIL LENGTHS WITH CT'S;TO AS/NZS 4805 PART 1; | INTERTEC | INTERTECH ENGINEERING PTY LTD | EGX20503 | CURRENT
000020503 | TERMINATION,ELECTRICAL POWER CABLE | 11 KV;INDOOR TERMINATION;3 PHASE;FOR 800 SQ MM S/C CU XLPE/CWS/PVC/HDPE CABLE;HEATSHRINK;1200 MM MIN TAIL LENGTHS WITH CT'S;TO AS/NZS 4805 PART 1; | TECONN | TE CONNECTIVITY LTD | IXSU-FEX232-ML-8-17 | CURRENT
000020504 | TERMINATION,ELECTRICAL POWER CABLE | 11 KV;INDOOR TERMINATION;3 PHASE;FOR 800 SQ MM S/C CU XLPE/CWS/HDPE CABLE; HEATSHRINK;450 MM MAX TAIL LENGTHS WITHOUT CT'S;TO AS/NZS 4805 PART 1;C/W | INTERTEC | INTERTECH ENGINEERING PTY LTD | EGX20504 | CURRENT
000020504 | TERMINATION,ELECTRICAL POWER CABLE | 11 KV;INDOOR TERMINATION;3 PHASE;FOR 800 SQ MM S/C CU XLPE/CWS/HDPE CABLE; HEATSHRINK;450 MM MAX TAIL LENGTHS WITHOUT CT'S;TO AS/NZS 4805 PART 1;C/W | RAYCHEM | RAYCHEM (AUSTRALIA) PTY LTD | IXSU-FEX233 | CURRENT
000020505 | TERMINATION,ELECTRICAL POWER CABLE | 11 KV;OUTDOOR TERMINATION;3 PHASE;FOR 800 SQ MM S/C CU XLPE/CWS/PVC/HDPE CABLE;HEATSHRINK;800 MM MIN TAIL LENGTHS ;TO AS/NZS 4805 PART 1;C/W BI-METAL | INTERTEC | INTERTECH ENGINEERING PTY LTD | EGX20505 | CURRENT
000020505 | TERMINATION,ELECTRICAL POWER CABLE | 11 KV;OUTDOOR TERMINATION;3 PHASE;FOR 800 SQ MM S/C CU XLPE/CWS/PVC/HDPE CABLE;HEATSHRINK;800 MM MIN TAIL LENGTHS ;TO AS/NZS 4805 PART 1;C/W BI-METAL | TECONN | TE CONNECTIVITY LTD | OXSU-FEX234 | CURRENT
000020506 | TERMINATION,ELECTRICAL POWER CABLE | 11 KV;INDOOR TERMINATION;3 PHASE;FOR 630 SQ MM S/C CU PLYPVC CABLE;HEATSHRINK ;800 MM MIN TAIL LENGTHS WITH CT'S;TO AS/NZS 4805 PART 2;C/W COMPRESSION LUGS; | RAYCHEM | RAYCHEM (AUSTRALIA) PTY LTD | EPKT-EX235 | PHASING
000020433 | TERMINATION,ELECTRICAL POWER CABLE | 11 KV;INDOOR TERMINATION;3 PHASE;FOR 630 SQ MM S/C CU PLYPVC CABLE;HEATSHRINK ;650 MM MIN TAIL LENGTHS;TO AS/NZS 4805 PART 2;C/W COMPRESSION LUGS;PACK OF | TECONN | TE CONNECTIVITY LTD | EPKT-EX236-M | PURCHASE AS REQUIRED
000020434 | TERMINATION,ELECTRICAL POWER CABLE | 11 KV;OUTDOOR TERMINATION;3 PHASE;FOR 630 SQ MM CU PLYPVC CABLE;HEATSHRINK; 800 MM MIN TAIL LENGTHS;TO AS/NZS 4805 PART 2;C/W COMPRESSION LUGS;PACK OF | TECONN | TE CONNECTIVITY LTD | EPKT-EX237 | PURCHASE AS REQUIRED
000020435 | TERMINATION,ELECTRICAL POWER CABLE | 11 KV;INDOOR TERMINATION;3 PHASE;FOR 630 SQ MM S/C CU XLPE/CWS/PVC/HDPE CABLE;HEATSHRINK;1200 MM MIN TAIL LENGTHS WITH CT'S;TO AS/NZS 4805 PART 1; | TECONN | TE CONNECTIVITY LTD | IXSU-F3151-ML-7-13-AU01 | CURRENT
000020437 | TERMINATION,ELECTRICAL POWER CABLE | 11 KV;OUTDOOR TERMINATION;3 PHASE;FOR 630 SQ MM S/C CU XLPE/CWS/PVC/HDPE CABLE;HEATSHRINK;800 MM MIN TAIL LENGTHS;TO AS/NZS 4805 PART1;C/W | TECONN | TE CONNECTIVITY LTD | OXSU-FEX240 | CURRENT
000020507 | TERMINATION,ELECTRICAL POWER CABLE | 11 KV;INDOOR TERMINATION;3 PHASE;FOR 400 SQ MM S/C CU PLYPVC CABLE;HEATSHRINK ;800 MM MIN TAIL LENGTHS WITH CT'S;TO AS /NZS 4805 PART 2;C/W COMPRESSION LUGS; | RAYCHEM | RAYCHEM (AUSTRALIA) PTY LTD | EPKT-EX241 | PHASING
000020438 | TERMINATION,ELECTRICAL POWER CABLE | 11 KV;INDOOR TERMINATION;3 PHASE;FOR 400 SQ MM S/C CU PLYPVC CABLE;HEATSHRINK ;650 MM MIN TAIL LENGTHS;TO AS/NZS 4805 PART 2;C/W COMPRESSION LUGS;PACK OF | TECONN | TE CONNECTIVITY LTD | EPKT-EX242 | PURCHASE AS REQUIRED
000020439 | TERMINATION,ELECTRICAL POWER CABLE | 11 KV;OUTDOOR TERMINATION;3 PHASE;FOR 400 SQ MM CU PLYPVC CABLE;HEATSHRINK; 800 MM MIN TAIL LENGTHS;TO AS/NZS 4805 PART 2;C/W COMPRESSION LUGS;PACK OF | TECONN | TE CONNECTIVITY LTD | EPKT-EX243 | PURCHASE AS REQUIRED
000020345 | INSULATING COMPOUND,ELECTRICAL | GUROFLEX MV INSULATING COMPOUND;TWO PART COLD POUR;FOR 33 KV STRAIGHT JOINTS ,USING COPPER SLEEVES ON 185-800 SQ MM XLPE/LY/HDPE;5.5 L KIT;SHELF LIFE 2 YRS | TECONN | TE CONNECTIVITY LTD | GUROFLEX-MV-C530 | CURRENT
000020609 | SLEEVE,ELECTRICAL POWER CABLE,JOINT | FOR 33 KV STRAIGHT JOINTS;COPPER SLEEVE; 1 PHASE;SUITS 185 - 800 SQ MM 33 KV CU XLPE/LY/HDPE;125 MM OD COPPER TUBE WITH END CONE/REDUCERS & 2 X 25 MM | INTERTEC | INTERTECH ENGINEERING PTY LTD | VA-CJB | CURRENT
000020609 | SLEEVE,ELECTRICAL POWER CABLE,JOINT | FOR 33 KV STRAIGHT JOINTS;COPPER SLEEVE; 1 PHASE;SUITS 185 - 800 SQ MM 33 KV CU XLPE/LY/HDPE;125 MM OD COPPER TUBE WITH END CONE/REDUCERS & 2 X 25 MM | RAYCHEM | RAYCHEM (AUSTRALIA) PTY LTD | COPCAN800 | CURRENT
000021183 | END,PLATE | TO SUIT TERMINAL BLOCK TYPE CTS6U; | IPD | IPD GROUP LIMITED | EP6/10U | PURCHASE AS REQUIRED
000021184 | TERMINAL BLOCK | POLYAMIDE;2 TERMINAL FEED THROUGH TYPE; 600 V;50 AMP;RAIL MTG (TH35);1.5-6 SQ MM CONDUCTOR SIZE;8 MM THK,47 MM H,43 MM W ; | HAYMANS | HAYMANS ELECTRICAL | IPDCTS6U | PURCHASE AS REQUIRED
000021184 | TERMINAL BLOCK | POLYAMIDE;2 TERMINAL FEED THROUGH TYPE; 600 V;50 AMP;RAIL MTG (TH35);1.5-6 SQ MM CONDUCTOR SIZE;8 MM THK,47 MM H,43 MM W ; | IPD | IPD GROUP LIMITED | CTS6U | PURCHASE AS REQUIRED
000021187 | RELAY,PROTECTION,IMPEDENCE | SEL 311 A;5 AMP;125 V DC AUX;110 V DC LOGIC INPUTS;VERTICAL PANEL MTG; | SEL | SCHWEITZER ENGINEERING LABORATORIES INC. | 0311A01424253X1 | CURRENT
000021189 | BREATHER | SILICA GEL;REPLACEMENT OF OLTC BREATHER ;FOR YEAR 2000 ONWARDS & FOR EARTHING TRANSFORMER BREATHERS; | ABB | ABB FAN PTY LTD | 1EM01DBOOO TYPE EM1DB | CURRENT
000021190 | BOX,ELECTRICAL,MULTIAPPLICATION. | POLYCARBONATE;280 MM H,190 MM W,130 MM D;WEATHERPROOF TO IP67;SCREW ON COVER; ENCLOSURE;BASE LID & PLATE TO BE ASSEMBLED AS EJKB130G + M PLATE EKJVT; | REXEL | REXEL PTY LTD | FIBEKJB130G+EKJVT | CURRENT
000021190 | BOX,ELECTRICAL,MULTIAPPLICATION. | POLYCARBONATE;280 MM H,190 MM W,130 MM D;WEATHERPROOF TO IP67;SCREW ON COVER; ENCLOSURE;BASE LID & PLATE TO BE ASSEMBLED AS EJKB130G + M PLATE EKJVT; | NHP | NHP ELECTRICAL ENGINEERING | FIBEKJB130G+EKJVT | CURRENT
000021190 | BOX,ELECTRICAL,MULTIAPPLICATION. | POLYCARBONATE;280 MM H,190 MM W,130 MM D;WEATHERPROOF TO IP67;SCREW ON COVER; ENCLOSURE;BASE LID & PLATE TO BE ASSEMBLED AS EJKB130G + M PLATE EKJVT; | CNWPL | CNW PL - SLACKS CREEK | EKJB130G+EKJVT | CURRENT
000021190 | BOX,ELECTRICAL,MULTIAPPLICATION. | POLYCARBONATE;280 MM H,190 MM W,130 MM D;WEATHERPROOF TO IP67;SCREW ON COVER; ENCLOSURE;BASE LID & PLATE TO BE ASSEMBLED AS EJKB130G + M PLATE EKJVT; | NHP | NHP ELECTRICAL ENGINEERING | EKJB+ EKJ30 + PLATE EKJVT | CURRENT
000021191 | LOCKOUT DEVICE | NHP DIN-T Lockdog, LV Lockout Device, 2 per Pack | REXEL | REXEL PTY LTD | TERDTLD | CURRENT
000021191 | LOCKOUT DEVICE | NHP DIN-T Lockdog, LV Lockout Device, 2 per Pack | NHP | NHP ELECTRICAL ENGINEERING | TERDTLD | CURRENT
000021191 | LOCKOUT DEVICE | NHP DIN-T Lockdog, LV Lockout Device, 2 per Pack | AUSLEC | AUSLEC | DTLD | CURRENT
000021192 | LUBRICANT | ADHESIVE GREASE;CRC TAC 2;LUBRICANT; 300 G AEROSOL CAN; | ATOMSUPP | ATOM SUPPLY | 80500931 | CURRENT
000021192 | LUBRICANT | ADHESIVE GREASE;CRC TAC 2;LUBRICANT; 300 G AEROSOL CAN; | HAYMANS | HAYMANS ELECTRICAL | CRC5035 | CURRENT
000021192 | LUBRICANT | ADHESIVE GREASE;CRC TAC 2;LUBRICANT; 300 G AEROSOL CAN; | STATEWD | STATEWIDE FSTNERS & ENG SPLS PL | CRC 5035 | CURRENT
000021194 | SECTIONALISER | 12.7 KV; ELECTRONIC SECTIONALISER, SECT 01;8/16/20/24 AMP;FOR USE WITH 12.7 SWER LINES;3 PHASE SYSTEM VOLTAGE; 22 KV (12/24 KV UNIT);BIL;150 KVP; | AKPOWER | AK POWER SOLUTIONS PTY LTD | 70285 | PURCHASE AS REQUIRED
000021195 | DISCONNECTOR,HIGH VOLTAGE | 12.7 KV;SINGLE PHASE DISCONNECTOR;FOR USE ON 12.7 KV SWER LINES;3 PHASE SYSTEM VOLTAGE;22 KV(12/24 KV UNIT);LOAD RATING 630 AMP;BIL;150 KVP;FAULT RATING 20 KA | AKPOWER | AK POWER SOLUTIONS PTY LTD | 00201 | PURCHASE AS REQUIRED
000021197 | TRANSFORMER,CURRENT | PROTECTION,TOROIDAL;OUTDOOR;2.5 KV; 400/200/5 AMP;CLASS 5P20;15 VA ON 200/5 AMP,100 INTERNAL DIA;FOR NEF PROTECTION; | STEMAR |  | UVBCT240/100ID 400-200/5 | PURCHASE AS REQUIRED
000021198 | BEND,NONMETALLIC RIGID CONDUIT | UPVC;ORANGE;50 MM NOM DIA;HEAVY DUTY; 90 DEG;304 RADIUS;SOCKET MOULDED BOTH ENDS;MARKED ELECTRICAL SUPPLY CABLE; AS2053; | TRI UGRD | TRI UNDERGROUND AUSTRALIA PTY LTD | HDE5090300FFS | CURRENT
000021198 | BEND,NONMETALLIC RIGID CONDUIT | UPVC;ORANGE;50 MM NOM DIA;HEAVY DUTY; 90 DEG;304 RADIUS;SOCKET MOULDED BOTH ENDS;MARKED ELECTRICAL SUPPLY CABLE; AS2053; | HAYMANS | HAYMANS ELECTRICAL | CONX50HD300R90 | CURRENT
000021198 | BEND,NONMETALLIC RIGID CONDUIT | UPVC;ORANGE;50 MM NOM DIA;HEAVY DUTY; 90 DEG;304 RADIUS;SOCKET MOULDED BOTH ENDS;MARKED ELECTRICAL SUPPLY CABLE; AS2053; | VINIDEX |  | 30860 | CURRENT
000021199 | CONDUIT,NONMETALLIC,RIGID | 50 MM NOM SIZE;UPVC;ORANGE;HEAVY DUTY; SOCKET MOULDED ONE END;4 M LG;MARKED ELECTRICAL SUPPLY CABLE;AS2053; | TRI UGRD | TRI UNDERGROUND AUSTRALIA PTY LTD | CONHD50P | VENDOR HELD
000021199 | CONDUIT,NONMETALLIC,RIGID | 50 MM NOM SIZE;UPVC;ORANGE;HEAVY DUTY; SOCKET MOULDED ONE END;4 M LG;MARKED ELECTRICAL SUPPLY CABLE;AS2053; | HAYMANS | HAYMANS ELECTRICAL | PIP50HD | VENDOR HELD
000021199 | CONDUIT,NONMETALLIC,RIGID | 50 MM NOM SIZE;UPVC;ORANGE;HEAVY DUTY; SOCKET MOULDED ONE END;4 M LG;MARKED ELECTRICAL SUPPLY CABLE;AS2053; | VINIDEX |  | 10780 | VENDOR HELD
000021199 | CONDUIT,NONMETALLIC,RIGID | 50 MM NOM SIZE;UPVC;ORANGE;HEAVY DUTY; SOCKET MOULDED ONE END;4 M LG;MARKED ELECTRICAL SUPPLY CABLE;AS2053; | IPLEX | IPLEX PIPELINES AUSTRALIA PTY LTD | A23 | VENDOR HELD
000021201 | CORD,ELECTRICAL | 4 SQ MM;56/0.30 MM;0.6/1 KV;PVC;1 CORE; RED;FLEXIBLE COPPER;HEAT RESISTANT; V90;100 M DRUM SIZE; | BAMBACH | BAMBACH WIRES & CABLES PTY LTD | 26702RD | CURRENT
000021202 | CORD,ELECTRICAL | 4 SQ MM;56/0.30 MM;0.6/1 KV;PVC;1 CORE; BLACK;FLEXIBLE COPPER;HEAT RESISTANT V90;100 M DRUM SIZE; | BAMBACH | BAMBACH WIRES & CABLES PTY LTD | 26702 BK | CURRENT
000021203 | FUSE ELEMENT,ELEC | 2 AMP;500 V;MINATURE CERAMIC TUBE; 50 KA RATING;FOR TEST LAMP;6.35 MM X 32 MM LG FUSE; | PENTA | PENTA AUST (TMAC THEW & MCCANN/HYLEC) | PA12746 | PHASING
000021203 | FUSE ELEMENT,ELEC | 2 AMP;500 V;MINATURE CERAMIC TUBE; 50 KA RATING;FOR TEST LAMP;6.35 MM X 32 MM LG FUSE; | THEWMCAN | TMAC THEW & MCCANN GROUP | TM12746 | PHASING
000021203 | FUSE ELEMENT,ELEC | 2 AMP;500 V;MINATURE CERAMIC TUBE; 50 KA RATING;FOR TEST LAMP;6.35 MM X 32 MM LG FUSE; | THEWMCAN | TMAC THEW & MCCANN GROUP | 21203 | PHASING
000021204 | CABLE ASSY,PWR,ELEC | TO SUIT NULEC 33/11 KV RECLOSERS; TIED SET OF 3 X 6 M LG 800 AMP,400 MM XLPE COPPER CABLE TAILS;C/W CABLE LUG,CABLE PALM,S/S BOLTS & WASHERS; | NU-LEC | NU-LEC | 990003120 | PURCHASE AS REQUIRED
000021205 | ASSEMBLY,POWER ELECTRICAL | SUIT 11 KV RECLOSER;SET OF 3, 27 KV SILICONE BUSHING BOOTS;770 MM CREEPAGE; C/W LOCKING RINGS,SPANNER & 3 TUBES OF SILICONE GREASE; | NU-LEC | NU-LEC | 990000337 | PURCHASE AS REQUIRED
000021206 | ASSEMBLY,POWER ELECTRICAL | SUIT 33 KV NU-LEC RECLOSER;SET OF 3, 38 KV SILICONE BUSHING BOOTS;1100 MM CREEPAGE;C/W LOCKING RINGS,SPANNER & 4 TUBES OF SILICONE GREASE; | NU-LEC | NU-LEC | 990000306 | PURCHASE AS REQUIRED
000021209 | TERMINATION CONNECTOR. | 145 KV;OUTDOOR SEALING END CONNECTOR; FOR 800 SQ MM COMPACTED MILLIKEN 34.6 MM DIA COPPER CONDUCTOR;FOR F907,F811, F781,F782 & P'LINK SWANBANK;U/W SC19214 | PRYSMIAN | PRYSMIAN POWER CABLES & SYSTEMS AUST | DWG 99.828.8.467 | STRATEGIC SPARE
000021210 | CABLE GLAND | HEATSHRINK TYPE;TO SUIT 37 MM - 61 MM DIA HEATSHRINK CABLE ENTRY SEALING GLAND;SUITABLE FOR CABLE DIAMETERS 37 MM - 61 MM & CABINET ENTRY HOLE SIZE | RAYCHEM | RAYCHEM (AUSTRALIA) PTY LTD | CFTS-5W-(B5) | CURRENT
000021210 | CABLE GLAND | HEATSHRINK TYPE;TO SUIT 37 MM - 61 MM DIA HEATSHRINK CABLE ENTRY SEALING GLAND;SUITABLE FOR CABLE DIAMETERS 37 MM - 61 MM & CABINET ENTRY HOLE SIZE | PLP AUST | PREFORMED LINE PRODUCTS (AUST) | CPA-PLP-HSG-4 | CURRENT
000021210 | CABLE GLAND | HEATSHRINK TYPE;TO SUIT 37 MM - 61 MM DIA HEATSHRINK CABLE ENTRY SEALING GLAND;SUITABLE FOR CABLE DIAMETERS 37 MM - 61 MM & CABINET ENTRY HOLE SIZE | RAYCHEM | RAYCHEM (AUSTRALIA) PTY LTD | CFTS-5-(B5) | CURRENT
000021211 | BOLT,MACHINE | STEEL;GALV;HEX HD;M10;ISO M;110 MM LG; W/HEX NUT TO BE FITTED TO BOLT;FULL- SIZE SHANK;PACK OF 50; | HOBSON | HOBSON ENGINEERING CO PTY LTD 393904 | KBX46GCM100110 | CURRENT
000021211 | BOLT,MACHINE | STEEL;GALV;HEX HD;M10;ISO M;110 MM LG; W/HEX NUT TO BE FITTED TO BOLT;FULL- SIZE SHANK;PACK OF 50; | STATEWD | STATEWIDE FSTNERS & ENG SPLS PL | HBNEGM10110 | CURRENT
000021212 | CABLE ASSY,PWR,ELEC | TO SUIT NULEC 33/11 KV RECLOSERS; TIED SET OF 3 X 6 M LG 630 AMP,240 MM XLPE ALUMINIUM CABLE TAILS;C/W CABLE LUGS ,CABLE PALM,S/S BOLTS & WASHERS; | NU-LEC | NU-LEC | 990003170 | CURRENT
000021215 | RECEIVER,RIPPLE CONTROL | TYPE 4B;PLASTIC;RIPPLE CONTROL;W/O THEMISTOR;SIGNAL ADAPTOR;IP40;80 MM H, 80 MM W,30 MM D; | ENERMET | ENERMET | TYPE 4B | PURCHASE AS REQUIRED
000021214 | RECEIVER,RIPPLE CONTROL | TYPE 4A;PLASTIC;COMBINED RIPPLE CONTROL; C/W THERMISTOR;SIGNAL ADAPTOR INDOOR UNIT INSTALLATION;IP40;80 MM H,80 MM W, 30 MM D; | ENERMET | ENERMET | TYPE 4A | PURCHASE AS REQUIRED
000021213 | RECEIVER,RIPPLE CONTROL | TYPE 1;PLASTIC;RIPPLE CONTROL;PRE-FITTED IN IP54 RATED ENCLOSURE; EXTERNAL INSTALLATION;215 MM H,120 MM W,90 MM D; | ENERMET | ENERMET | TYPE 1 | STRATEGIC SPARE
000021216 | PLATE,EARTHING | DISCONNECTOR OPERATING MECHANISM EARTHING PLATE;ALUMINIUM TREAD PLATE; 1200 MM LG X 1200 MM W X 5 MM THK;REFER ENERGEX DWG LOSTD-EG004-03; | ALLMET | ALLMET ENGINEERING | ALUMINIUM EARTHING PLATE | CURRENT
000021216 | PLATE,EARTHING | DISCONNECTOR OPERATING MECHANISM EARTHING PLATE;ALUMINIUM TREAD PLATE; 1200 MM LG X 1200 MM W X 5 MM THK;REFER ENERGEX DWG LOSTD-EG004-03; | ERGON | ERGON ENERGY | PLATE EARTHING | CURRENT
000021219 | PANEL,INTERFACE | SERIAL COMMUNICATIONS INTERFACE PANEL (32);ROCKETPORT;RACKMOUNT,RJ-45;32 PORT; RS-232;SENSITIVE ELECTRONIC EQUIPMENT; ***NOTE*** ANTI-STATIC PACKAGING NOT TO | RTS | REALTIME TECHNOLOGY SYSTEMS P/L | RM32-RJ45 I/F 99380-3 R/PORT | PHASING
000021220 | REGULATOR,STEP VOLTAGE | 33 KV;3 PHASE;50 HZ;20 MVA;ONAN; + 5% TO 15%;16 STEPS OF 1.25%;GROUND MTG ;HV BUSHINGS;YNA0D11;RG512;HELD AT LARAPINTA; | WILSONTR | WILSON POWER TRANSFORMER | 33 KV STEP VOLTAGE | STRATEGIC SPARE
000021185 | TRANSFORMER,METERING | INDOOR/OUTDOOR TYPE;FREE STANDING; 36 KV;800 AMP;OIL INSULATED;31.5 KA FOR 3 SECS;PACK OF 1,PACK WEIGHT ESTIMATE 1000 KG; | TWS | TWS ENERGY CONTROLS | SBT04B | PURCHASE AS REQUIRED
000021221 | TRANSFORMER,METERING | OUTDOOR TYPE;FREE STANDING;12 KV; 400 AMP;25 KA FOR 3 SECS;OIL INSULATED; PACK OF 1,PACK WEIGHT 750 KG; | TWS | TWS ENERGY CONTROLS | SBM73A | CURRENT
000021223 | LAMP,FLUORESCENT. | 32W, Compact, CX24q-3 Base, EQTS 05-03-01 (scm) | CLS | CONNECTED LIGHT SOLUTIONS | S70403 | CURRENT
000021223 | LAMP,FLUORESCENT. | 32W, Compact, CX24q-3 Base, EQTS 05-03-01 (scm) | PHILIPS | PHILIPS AUSTRALIA PTY LTD | 927912584014 | CURRENT
000021223 | LAMP,FLUORESCENT. | 32W, Compact, CX24q-3 Base, EQTS 05-03-01 (scm) | GERARD | GERARD PROFESSIONAL SOLUTIONS PL | 99033540 | CURRENT
000021223 | LAMP,FLUORESCENT. | 32W, Compact, CX24q-3 Base, EQTS 05-03-01 (scm) | LSSOLUTI | LIGHT SOURCE SOLUTIONS PL | S93112574 | CURRENT
000021224 | FIXTURE,LIGHTING | COMPACT FLUORESCENT;32 W;STREET LIGHT MINOR ROAD;END ENTRY;34 MM SPIGOT.C/W INTEGRAL VARIABLE WATTAGE ELECTRONIC BALLAST;D2 ELECTRONIC PHOTO ELECTRIC | GERARD | GERARD PROFESSIONAL SOLUTIONS PL | JS98BD09L | PHASING
000021228 | LAMP,FLUORESCENT. | T5;TUBULAR;550 MM LG X 16 MM DIA;FHO; 24 W;840,4000K;G5 MINI BI-PIN;CARTON OF 25; | GERARD | GERARD PROFESSIONAL SOLUTIONS PL | 200773 | PURCHASE AS REQUIRED
000021226 | BLOCK,CONTACT. | AUX CONTACT BLOCK;2 POLE TOP MTG;1NO, 1NC CONTACT;TO SUIT NHP CA7 CONTACTOR; PACK OF 1; | REXEL | REXEL PTY LTD | SPRCS7-PV-11 | CURRENT
000021226 | BLOCK,CONTACT. | AUX CONTACT BLOCK;2 POLE TOP MTG;1NO, 1NC CONTACT;TO SUIT NHP CA7 CONTACTOR; PACK OF 1; | NHP | NHP ELECTRICAL ENGINEERING | S&SCS7-PV-11 | CURRENT
000021226 | BLOCK,CONTACT. | AUX CONTACT BLOCK;2 POLE TOP MTG;1NO, 1NC CONTACT;TO SUIT NHP CA7 CONTACTOR; PACK OF 1; | CNWPL | CNW PL - SLACKS CREEK | CS7-PV-11 | CURRENT
000021181 | RELAY,FEEDER DIFFERENTIAL. | AREVA;P546;5/1 AMP;110 V TO 250 V DC AUX ;24 V TO 250 V DC LOGIC INPUTS;100 V TO 120 V AC;INCLUDES IMPEDANCE PROTECTION; FLUSH & RACK MTG;FIRMWARE VERSION H; | SCHNEDER | SCHNEIDER PTY LTD | P546318A4N0519K | CURRENT
000021182 | RELAY,FEEDER DIFFERENTIAL. | SEL 311L;1 AMP;125 V TO 250 V DC AUX; 125 V DC LOGIC INPUTS;UP TO 150 V AC; INCLUDES IMPEDANCE PROTECTION; HORIZONTAL RACK MTG; | SEL | SCHWEITZER ENGINEERING LABORATORIES INC. | 0311L7JBB421421XX | CURRENT
000020157 | CIRCUIT BREAKER | INDOOR METAL CLAD SWITCHGEAR & CONTROL GEAR ASSEMBLY;25 KA;BUS SECTION UNIT; 12 KV;2000 AMP;PROVISION FOR TWO ZONES OF FEF & FEF CK BUS PROTECTION;TWO BUS | HAWKSIDD | HAWKER SIDDELEY SWITCHGEAR LTD | ECLIPSE | PHASING
000020156 | CIRCUIT BREAKER | INDOOR METAL CLAD SWITCHGEAR & CONTROL GEAR ASSEMBLY;25 KA;SINGLE FEEDER UNIT; 12 KV;1250 AMP;PROVISION FOR OC,EF,SEF, FD & INTERTRIP PROTECTION;METERING CT; | HAWKSIDD | HAWKER SIDDELEY SWITCHGEAR LTD | ECLIPSE | PHASING
000020155 | CIRCUIT BREAKER | INDOOR METAL CLAD SWITCHGEAR & CONTROL GEAR ASSEMBLY;25 KA;SINGLE FEEDER UNIT; 12 KV;1250 AMP;PROVISION FOR OC,EF,SEF & FD PROTECTION;SINGLE CABLE BOX; | HAWKSIDD | HAWKER SIDDELEY SWITCHGEAR LTD | ECLIPSE | PHASING
000021233 | CANVAS,BLANK | PVC;WHITE RE-INFORCED BACKING;C/W VELCRO STRIPS & FIXING CLIPS FOR APPLYING VARIOUS TRAFFIC SIGNS;1200 MM LG X 900 MM W;SUPPLIED WITH 2 X 20 MM | ARTCRAFT | ARTCRAFT PTY LTD | 21233 | CURRENT
000021234 | TUBE,METALLIC | ALUMINIUM;TUBULAR;20 MM DIA;1 X 1300 MM LG,8 MM HOLE EACH END,10 MM IN FROM END OF TUBE;1 X 1220 MM LG TUBE,8 MM HOLE EACH END,10 MM IN FROM EACH END;TUBES TO | ARTCRAFT | ARTCRAFT PTY LTD | SE002-Q | CURRENT
000021231 | CROSSARM,COMPOSITE | FIBREGLASS;2600 MM LG;100 MM X 100 MM; HOLES DRILLED 6;FOR CONSTR,LVP,LVA,LVT, & LVS;FOR TRIAL PURPOSES ONLY; | AUS | ARMOR UTILITY STRUCTURES | CA260EN1 | PURCHASE AS REQUIRED
000021232 | CROSSARM,COMPOSITE | FIBREGLASS;2600 MM LG;100 MM X 100 MM; HOLES DRILLED 5;FOR CONSTR,11P & 11ED03; FOR TRIAL PURPOSES ONLY; | AUS | ARMOR UTILITY STRUCTURES | CA260EN2 | PURCHASE AS REQUIRED
000021241 | GASKET | SWITCH FUSE INDICATOR WINDOW GASKET; FOR LUCY FRMU RMU; | ADAPT | ADAPT AUSTRALIA PTY LTD | 3717006001 | CURRENT
000021242 | CONTACT,SWITCH | SWITCH CONTACT;FOR ABB SDAF RMU'S; | ABB | ABB FAN PTY LTD | RM0024 | CURRENT
000021243 | FUSECARRIER | FUSECARRIER COMPLETE FOR ABB SDAF RMU; 14 IN FUSECARRIER;COMPLETE FOR ABB SDAF RMU; | ABB | ABB FAN PTY LTD | NA0011F | CURRENT
000021244 | BUSHING,EARTH SWITCH & WASHER. | FOR ABB SDAF RMU; | ABB | ABB FAN PTY LTD | N5003-1 | CURRENT
000021245 | GASKET | GASKET MATERIAL;FOR LID & COVERS FOR ABB SDAF RMU;50 M ROLL TO BE CUT INTO 6 M LENGTHS; | ABB | ABB FAN PTY LTD | 6 M LENGTHS | CURRENT
000021246 | GASKET | TOP & TEST COVER;COVER GASKET KIT;FOR LUCY FRMU RMU; | ADAPT | ADAPT AUSTRALIA PTY LTD | 3700013006 | CURRENT
000021247 | GASKET | SWITCH FUSE GASKET;FOR LUCY FRMU RMU; | ADAPT | ADAPT AUSTRALIA PTY LTD | 3727901001 | CURRENT
000021248 | INDICATOR,WINDOW | SWITCH FUSE INDICATOR WINDOW;FOR LUCY FRMU RMU; | ADAPT | ADAPT AUSTRALIA PTY LTD | 3727001001 | CURRENT
000021222 | PANEL,POWER DISTRIBUTION | DC MAIN BOARD;1400 MM H X 580 MM W X 250 MM D;INCLUDING 250 AMP BUSBAR CHASSIS;U/W M + H POWER SYSTEM BATTERY SUPERVISION; | NHP | NHP ELECTRICAL ENGINEERING | EGXSC21222 | PURCHASE AS REQUIRED
000021240 | SIGN | WARNING-FALLING AND TRIPPING HAZARDS, ACCESS PROHIBITED;360 MM W,200 MM H, 3 MM THK ABS PLASTIC; | ARTCRAFT | ARTCRAFT PTY LTD | WARNING | CURRENT
000021254 | CONCRETE,PRECAST FOUNDATION | 950 MM LG X 500 MM W X 100 MM H;4 X RECESSED N12 BARS FOR LIFTING & HOLD DOWN;F62 REINFORCING MESH + 2 X N12 BARS;PACK OF 6,PALLET WEIGHT 780 KG; | TRI UGRD | TRI UNDERGROUND AUSTRALIA PTY LTD | TRIPLINTH950 | CURRENT
000021254 | CONCRETE,PRECAST FOUNDATION | 950 MM LG X 500 MM W X 100 MM H;4 X RECESSED N12 BARS FOR LIFTING & HOLD DOWN;F62 REINFORCING MESH + 2 X N12 BARS;PACK OF 6,PALLET WEIGHT 780 KG; | HUMES | HUMES | 950 MM LG X 500 MM W X 100 MM | CURRENT
000021255 | CONCRETE,PRECAST FOUNDATION | 400 MM LG X 500 M M W X 100 MM H;4 X RECESSED N12 BARS FOR LIFING & HOLD DOWN;F62 REINFORCING MESH + 2 X N12 BARS;PACK OF 12;PALLET WEIGHT 600 KG; | AQUARIUS | AQUARIUS PRECAST PL | 552Q050401EX | CURRENT
000021255 | CONCRETE,PRECAST FOUNDATION | 400 MM LG X 500 M M W X 100 MM H;4 X RECESSED N12 BARS FOR LIFING & HOLD DOWN;F62 REINFORCING MESH + 2 X N12 BARS;PACK OF 12;PALLET WEIGHT 600 KG; | TRI UGRD | TRI UNDERGROUND AUSTRALIA PTY LTD | TRIPLINTH400 | CURRENT
000021255 | CONCRETE,PRECAST FOUNDATION | 400 MM LG X 500 M M W X 100 MM H;4 X RECESSED N12 BARS FOR LIFING & HOLD DOWN;F62 REINFORCING MESH + 2 X N12 BARS;PACK OF 12;PALLET WEIGHT 600 KG; | HUMES | HUMES | 400 MM LG X 500 M M W X 100 M | CURRENT
000021256 | CONCRETE,PRECAST FOUNDATION | 1200 MM LG X 500 MM W X 150 MM H;4 X RECESSED N12 BARS FOR LIFTING & HOLD DOWN;F62 REINFORCING MESH + 2 X N12 BARS;PACK OF 4;PALLET WEIGHT 960 KG; | TRI UGRD | TRI UNDERGROUND AUSTRALIA PTY LTD | TRIPLINTH1200 | CURRENT
000021256 | CONCRETE,PRECAST FOUNDATION | 1200 MM LG X 500 MM W X 150 MM H;4 X RECESSED N12 BARS FOR LIFTING & HOLD DOWN;F62 REINFORCING MESH + 2 X N12 BARS;PACK OF 4;PALLET WEIGHT 960 KG; | HUMES | HUMES | 1200 MM LG X 500 MM W X 150 MM | CURRENT
000021253 | BUSBAR | CABLE SPACER;ALUMINIUM;TO SUIT 37/3.75 AAC CABLE;REFER ENERGEX DWG LOSTD- EC007-03; | POWERLEC | POWERLEC ENTERPRISES ZILLMERE QLD | CABLE SPACER | PURCHASE AS REQUIRED
000021257 | SEAL,OIL & SIGHT GLASS | POLYCARB;INDICATOR WINDOW & CORK SEAL GASKET;FOR LUCY FRMU FUSE SWITCH; | ADAPT | ADAPT AUSTRALIA PTY LTD | 3727006001 | CURRENT
000021238 | CROSSARM,METAL | STEEL;GALV;2490 MM LG;100 MM X 100 MM X 4 MM THK SHS GALV;6 KN MWT HORIZONTAL; C/W BRACKET;1.2 KN VERTICAL PER PHASE; | HAYMAN | HAYMANS INDUSTRIES PTY LTD | 21238 | CURRENT
000021238 | CROSSARM,METAL | STEEL;GALV;2490 MM LG;100 MM X 100 MM X 4 MM THK SHS GALV;6 KN MWT HORIZONTAL; C/W BRACKET;1.2 KN VERTICAL PER PHASE; | MEFCO | MEFCO AUSTRALIA PTY LTD SUNSHINE VIC | 21238 | CURRENT
000021249 | BUSBAR | TINNED COPPER;100 MM X 100 HORSESHOE SHAPE NEUTRAL;C/W 8 CAPTIVE NUTS FOR NEUTRAL CONNECTIONS AT PT STATIONS; PACK OF 50; | FULTON | FULTON INDUSTRIES PL | TCBU-10108-6/8I | PHASING
000021249 | BUSBAR | TINNED COPPER;100 MM X 100 HORSESHOE SHAPE NEUTRAL;C/W 8 CAPTIVE NUTS FOR NEUTRAL CONNECTIONS AT PT STATIONS; PACK OF 50; | GLOBAL | GLOBAL MANUFACTURING GROUP | ENERGEX-9353-A4 | PHASING
000021258 | BAG,PLASTIC | for Disposal fo Dead Animals, 200um, 910 x 610mm, Black LDPE | CHURCHIL | CHURCHILL AND COOMBES -307689 | J-EGX-WHITE | CURRENT
000021259 | CIRCUIT BREAKER | OUTDOOR TYPE;EMAIL S15/OS15;11 KV; NOMINAL CURENT 400 AMP;CLOSING COIL 220 V DC,TRIPPING COIL;30 V DC/S/N 9057; SEQEB NO.60761;ITEM ENTERED AT ZERO | EMAIL |  | S15/OS15 | STRATEGIC SPARE
000021260 | CIRCUIT BREAKER | OUTDOOR TYPE;EMAIL S15/OS15;11 KV; NOMINAL CURENT 400 AMP;CLOSING COIL 220 V DC,TRIPPING COIL;30 V DC/S/N 9029; SEQEB NO.60733; | EMAIL |  | S15/OS15 | STRATEGIC SPARE
000021267 | BAG,TOOL | CANVAS;C/W METAL FINGER SPRING LOADED DOG CLIP & WELDED STEEL D RING;300 MM LG X 160 MM D (STEEL RING) X 3 MM THK CANVAS BODY & PIGSKIN BASE;C/W WOVEN | THOMBROS | THOMSON BROS IND SUPPLIERS | 21267 | CURRENT
000021268 | BOLT,MACHINE | BOLT;HEX HD,M10,110MM,304 STAINLESS STL BOLT,MACHINE STAINLESS STEEL,GDE 304;HEX HD;M10;ISO M ;110 MM LG;NUT TO BE ORDER ED SEPARATELY ON SC13225;BOX OF 25; | STATEWD | STATEWIDE FSTNERS & ENG SPLS PL | HBS4M10110 | CURRENT
000021270 | FUSE ELEMENT,ELEC | 500mA, Kyoritsu Insulation Tester Fuse, Fast Acting, 50KA, 600V, 6.3 x 32mm | FUSECO | FUSECO PTY LTD | 70 094 63.0.500 | PURCHASE AS REQUIRED
000021270 | FUSE ELEMENT,ELEC | 500mA, Kyoritsu Insulation Tester Fuse, Fast Acting, 50KA, 600V, 6.3 x 32mm | EATON | EATON ELECTRIC SYSTEMS PTY LTD | 70 094 63.0.500 | PURCHASE AS REQUIRED
000021271 | STRIP,METAL | COPPER;38.1 MM W;3.18 MM THK;ANNEALED; BRIGHT TIN PLATED 30 MICRONS;18 KG COILS ,APPROX 1M = 1.08 KG;WEIGHT OF COILS TO BE MARKED ACCORDINGLY;TEST CERTIFICATE | GEOWEST | GEORGE WESTON & SONS | CCOIL 38.1X3.18T | CURRENT
000021271 | STRIP,METAL | COPPER;38.1 MM W;3.18 MM THK;ANNEALED; BRIGHT TIN PLATED 30 MICRONS;18 KG COILS ,APPROX 1M = 1.08 KG;WEIGHT OF COILS TO BE MARKED ACCORDINGLY;TEST CERTIFICATE | PRIMETA | PRIMARY METALS & ALLOYS | 1-4257 | CURRENT
000021271 | STRIP,METAL | COPPER;38.1 MM W;3.18 MM THK;ANNEALED; BRIGHT TIN PLATED 30 MICRONS;18 KG COILS ,APPROX 1M = 1.08 KG;WEIGHT OF COILS TO BE MARKED ACCORDINGLY;TEST CERTIFICATE | PRIMETA | PRIMARY METALS & ALLOYS | 1-4257-030EGEX | CURRENT
000021271 | STRIP,METAL | COPPER;38.1 MM W;3.18 MM THK;ANNEALED; BRIGHT TIN PLATED 30 MICRONS;18 KG COILS ,APPROX 1M = 1.08 KG;WEIGHT OF COILS TO BE MARKED ACCORDINGLY;TEST CERTIFICATE | QLDELECT | QUEENSLAND ELECTROPLATING PTY LTD | STRIP METAL 38.1 MM W | CURRENT
000021273 | TAPE,INSULATION,ELECTRICAL | HIGHLY ADHESIVE SYNTHETIC RUBBER & RESIN BASED TAPE;BLACK;SELF AMALGAMATING;20 MM W X 5 M ROLL;USED FOR SEALING,WATERPROOFING & INSULATING; | CABLACES | CABLACES | SAT1 | STRATEGIC SPARE
000021276 | WASHER,FLAT | STEEL;GALV;M16 BOLT SIZE;FLAT ROUND WASHER;STRUCTRUAL;CLASS 8.8;THICKNESS (3.1 MIN,4.6 MAX);Pack of 800 | HOBSON | HOBSON ENGINEERING CO PTY LTD 393904 | WRK0GM16 | CURRENT
000021276 | WASHER,FLAT | STEEL;GALV;M16 BOLT SIZE;FLAT ROUND WASHER;STRUCTRUAL;CLASS 8.8;THICKNESS (3.1 MIN,4.6 MAX);Pack of 800 | STATEWD | STATEWIDE FSTNERS & ENG SPLS PL | WFSGM16 | CURRENT
000021277 | BOLT,MACHINE | STEEL;GALV;BOLT & NUT HEX STRUCTURAL ASSEMBLY;M16;70 MM LG;GDE 8.8;C/W 1 X CL8 GALV WASHER;PACK OF 75; | STATEWD | STATEWIDE FSTNERS & ENG SPLS PL | HSBAGM1670 | CURRENT
000021275 | LABEL | WARNING:-1. FUSE CARRIER MUST NOT BE REMOVED FROM THE OIL TANK TO REPLACE HV FUSES;2. OIL TANK MAY CONTAIN LIVE CONDUCTORS WITH SWITCHES OFF;3. | UES | UTILITY ENGRAVING & SIGNS | WARNING LABEL | PURCHASE AS REQUIRED
000021279 | BLOCK,HAND LINE. | BLOCK;560 KG SWL;ALUMINIUM STD;STEEL ROTATING NON-SWIVEL HOOK;C/W SAFETY LATCH; SIDE OPENING WITH BALL LOCK PIN SECURED TO BODY WITH CHAIN; | TEN | THE ENERGY NETWORK | SPP-HLB | CURRENT
000021279 | BLOCK,HAND LINE. | BLOCK;560 KG SWL;ALUMINIUM STD;STEEL ROTATING NON-SWIVEL HOOK;C/W SAFETY LATCH; SIDE OPENING WITH BALL LOCK PIN SECURED TO BODY WITH CHAIN; | SPECFORC | SPECIALISED FORCE | HLB-560 | CURRENT
000021279 | BLOCK,HAND LINE. | BLOCK;560 KG SWL;ALUMINIUM STD;STEEL ROTATING NON-SWIVEL HOOK;C/W SAFETY LATCH; SIDE OPENING WITH BALL LOCK PIN SECURED TO BODY WITH CHAIN; | ENERGYNW | THE ENERGY NETWORK | HLB1250-S | CURRENT
000021281 | FUSE,CARTRIDGE | BOLT IN;111 MM NOM CENTRES,REF B1, CENTRE TAGS;80 AMP;415 V AC;AS2005 PART 2;PACK OF 10;FUSEHOLDERS REF B1,B2,B3 & B4; | FUSECO | FUSECO PTY LTD | OTC80 | CURRENT
000021281 | FUSE,CARTRIDGE | BOLT IN;111 MM NOM CENTRES,REF B1, CENTRE TAGS;80 AMP;415 V AC;AS2005 PART 2;PACK OF 10;FUSEHOLDERS REF B1,B2,B3 & B4; | COOPELEC | COOPER ELECTRICAL AUSTRALIA PTY LTD | CD80WO | CURRENT
000021282 | LUBRICATING OIL,HYDRAULIC | Gde 46 (Bulk), Mineral Base Hydraulic Fluid, Oil to be pumped into Bulk Tank at Geebung Plant Workshop | CASTROL | CASTROL | HYSPIN AWH 46 BULK L - 3336166 | PURCHASE AS REQUIRED
000021282 | LUBRICATING OIL,HYDRAULIC | Gde 46 (Bulk), Mineral Base Hydraulic Fluid, Oil to be pumped into Bulk Tank at Geebung Plant Workshop | CALTEX | CALTEX | RANDO HDZ 46 | PURCHASE AS REQUIRED
000021284 | SUPPORT | VARIOUS COLOURS;RUBBER HOLDER;32 MM; USED FOR SECURING HOT LINE STICKS; | W.L.W. | WEIGHT LIFTER WHEELS PTY LTD | CC32 | CURRENT
000021285 | SUPPORT | RED;RUBBER HOLDER;62 MM;USED FOR SECURING HOT LINE STICKS; | W.L.W. | WEIGHT LIFTER WHEELS PTY LTD | CC62 | CURRENT
000021286 | COUPLING,NONMETALLIC RIGID CONDUIT | BELL MOUTH UPVC;ORANGE;125 MM NOM DIA; HVY DUTY;AS2053; | TRI UGRD | TRI UNDERGROUND AUSTRALIA PTY LTD | HDE125BELLSOC | CURRENT
000021286 | COUPLING,NONMETALLIC RIGID CONDUIT | BELL MOUTH UPVC;ORANGE;125 MM NOM DIA; HVY DUTY;AS2053; | HAYMANS | HAYMANS ELECTRICAL | CONXBM125HD | CURRENT
000021286 | COUPLING,NONMETALLIC RIGID CONDUIT | BELL MOUTH UPVC;ORANGE;125 MM NOM DIA; HVY DUTY;AS2053; | VINIDEX |  | 31310 | CURRENT
000021287 | COUPLING,ELECTRICAL CONDUIT | Bell Mouth, 100mm Nom Dia, HD, PVC, Orange, AS2053 | HAYMANS | HAYMANS ELECTRICAL | CONXBM100HD | CURRENT
000021287 | COUPLING,ELECTRICAL CONDUIT | Bell Mouth, 100mm Nom Dia, HD, PVC, Orange, AS2053 | CLIPSAL | GERARD INDUSTRIES QLD DIVSN P/L | CLI 288/100C | CURRENT
000021287 | COUPLING,ELECTRICAL CONDUIT | Bell Mouth, 100mm Nom Dia, HD, PVC, Orange, AS2053 | TRI UGRD | TRI UNDERGROUND AUSTRALIA PTY LTD | HDE100BMSOC230L | CURRENT
000021287 | COUPLING,ELECTRICAL CONDUIT | Bell Mouth, 100mm Nom Dia, HD, PVC, Orange, AS2053 | VINIDEX |  | 31300 | CURRENT
000021288 | CABLE,POWER,ELECTRICAL | AERIAL;COVERED CONDUCTOR THICK;120 SQ MM;CCT;X90;AAAC GDE 1120;600 M DRUM; SOFT XLPE COVERING;TO AS/NZS3675; | MIDLANDS | MIDLAND METALS | CCT 120 SQ MM SOFT COVERINGS | PURCHASE AS REQUIRED
000021289 | ENCLOSURE,DATA LOGGER | TYPE A ENCLOSURE;C/W TRANSDUCER COMMUNICATION MODULE & DATA LOGGER; 240 V SUPPLY; | OMNI | OMNI INSTRUMENTS PTY LTD PARKES NSW. | TYPE A | PURCHASE AS REQUIRED
000021290 | ENCLOSURE,DATA LOGGER | TYPE B ENCLOSURE;C/W TRANSDUCER COMMUNICATION MODULE REACTIVE POWER SENSOR & DATA LOGGER;240 V SUPPLY; | OMNI | OMNI INSTRUMENTS PTY LTD PARKES NSW. | TYPE B | PURCHASE AS REQUIRED
000021291 | LUBRICATING OIL,HYDRAULIC | ISO VG 22, Mineral Base Hydraulic Fluid, General Purpose, 205L Drum | CASTROL | CASTROL | HYSPIN AWS 22 | CURRENT
000021292 | BOX,ELECTRICAL,MULTIAPPLICATION. | STAINLESS STEEL;600 MM H,400 MM W,200 MM D;VENTILATION FAN CONTROL; | NHP | NHP ELECTRICAL ENGINEERING | EGXSC21292 | PURCHASE AS REQUIRED
000021293 | CIRCUIT BREAKER | INDOOR METAL CLAD SWITCHGEAR & CONTROL GEAR ASSEMBLY;25 KA;DOUBLE FEEDER UNIT;12 KV;800 AMP; | IPSOL | I POWER SOLUTIONS HEMMANT QLD 4174 | BV SERIES | PURCHASE AS REQUIRED
000021294 | FRAME | GALVANISED INSPECTION COVER FRAME;FOR DOUBLE FOOTPATH INFILL INSPECTION COVER;TYPE B;1305 MM X 800 MM; (SIMPLIFIED DESIGN); | CAPAENG | CAPALABA ENGINEERING TINGALPA QLD | FRAME INSPECTION COVER | CURRENT
000021295 | TERMINAL,LUG | ROUND PALM;BI-METALLIC AL/CU PRE-INSULATED COMPRESSION LUG;35 SQ MM ;MIN 92 MM LG BARREL;U/W ABC CUSTOMER SERVICES FROM BUNDLE BOXES;M12 HOLE | TYCO | TYCO | CPTAU-35 | CURRENT
000021295 | TERMINAL,LUG | ROUND PALM;BI-METALLIC AL/CU PRE-INSULATED COMPRESSION LUG;35 SQ MM ;MIN 92 MM LG BARREL;U/W ABC CUSTOMER SERVICES FROM BUNDLE BOXES;M12 HOLE | LEGEND | LEGEND POWER SYSTEMS | BMABC35 | CURRENT
000021295 | TERMINAL,LUG | ROUND PALM;BI-METALLIC AL/CU PRE-INSULATED COMPRESSION LUG;35 SQ MM ;MIN 92 MM LG BARREL;U/W ABC CUSTOMER SERVICES FROM BUNDLE BOXES;M12 HOLE | PLP AUST | PREFORMED LINE PRODUCTS (AUST) | D-K163 | CURRENT
000021297 | TRANSFORMER,POWER | 33 KV/11 KV;25 MVA;3 PHASE;GROUND MTG; BSH HV 90 LV AIR;MINERAL OIL INSULATED; ODAF;DYN 11;C/W VACUUM OLTC 23 TAP POS; ATTACHED RADIATOR REDUCED SOUND LEVEL | WILSON | WILSON TRANSFORMER CO. PTY LTD | 33 KV/11 KV 25 MVA | STRATEGIC SPARE
000021300 | INSULATION SLEEVING,ELECTRICAL | HEATSHRINK;11 KV;FOR CABLE TRIFURCATION MWTM SLEEVING FOR 11 KV TERMINATION; SUITS TYCO KIT 202A-IXSU-FEX202A;PACK CONTAINING 40 M ROLL OF HS SLEEVING; | RAYCHEM | RAYCHEM (AUSTRALIA) PTY LTD | MWTM-25/8-A/U (S40) | CURRENT
000021301 | LUBRICATING OIL,GEAR | GEAR OIL;20 L DRUM; | MOBIL |  | GEAR 600XP 220 (5053-220) | CURRENT
000021301 | LUBRICATING OIL,GEAR | GEAR OIL;20 L DRUM; | CALTEX | CALTEX | MEROPA 220 | CURRENT
000021301 | LUBRICATING OIL,GEAR | GEAR OIL;20 L DRUM; | CASTROL | CASTROL | ALPHA SP 220 | CURRENT
000021302 | LUBRICATING OIL,GEAR | ISO 150 Grade Gear Oil, 20L Drum | AMPOL | AMPOL AUSTRALIA | MOBILGEAR 600 XP 150 | CURRENT
000021302 | LUBRICATING OIL,GEAR | ISO 150 Grade Gear Oil, 20L Drum | CALTEX | CALTEX | MEROPA 150 | CURRENT
000021302 | LUBRICATING OIL,GEAR | ISO 150 Grade Gear Oil, 20L Drum | SHELL |  | OMALA 150 | CURRENT
000021302 | LUBRICATING OIL,GEAR | ISO 150 Grade Gear Oil, 20L Drum | CASTROL | CASTROL | ALPHA SP 150 | CURRENT
000021304 | CIRCUIT BREAKER | INDOOR METAL CLAD SWITCHGEAR & CONTROL GEAR ASSEMBLY;25 KA;DOUBLE FEEDER UNIT; 12 KV;800 AMP;2000 AMP BUSBAR;110 V DC COILS;AREVA TYPE HWX; | SCHNEDER | SCHNEIDER PTY LTD | HWX 95KV | PURCHASE AS REQUIRED
000021305 | TRANSFORMER,VOLTAGE | METERING PROTECTION;O/D;STN TYPE; 110 KV/SQRT3,110 V/SQRT3,110 V SQRT3; 100 VA,CLASS 0.2M1P;24 MS;SINGLE PHASE; 50 HZ;CAPACITOR VT;AS1243; | TRENCH |  | TEMP 115 | PURCHASE AS REQUIRED
000021306 | CROSSARM,COMPOSITE | FIBREGLASS;1700 MM LG;100 MM X 100 MM; BUCK ARM;FOR USE AT PT STATIONS FOR TRANSFORMER ISOLATION;C/W FERRULES FOR DISCONNECTORS & FUSES;PALLET OF 50, | RMSRVR | RMS (RIVERSLEIGH MANAGEMENT SERVICES) | BXT5000673152 | CURRENT
000021306 | CROSSARM,COMPOSITE | FIBREGLASS;1700 MM LG;100 MM X 100 MM; BUCK ARM;FOR USE AT PT STATIONS FOR TRANSFORMER ISOLATION;C/W FERRULES FOR DISCONNECTORS & FUSES;PALLET OF 50, | WAGNERS | WAGNERS PTY LTD TOOWOOMBA QLD | EC003-00020 | CURRENT
000021307 | OUTREACH ARM,PUBLIC LIGHTING | COMBINED;DUAL 3 M OUTREACH ARM;300 MM LG,76 MM DIA SPIGOT;W/EXTRA OUTREACH BRACKET FOR SINGLE PEDESTRAIN CROSSING FLOODLIGHT;COMBINATION;FOR APPROVED | GM POLES | GM POLES PTY LTD | 3 M OUTREACH | PURCHASE AS REQUIRED
000020519 | JOINT,ELECTRICAL POWER CABLE | LV;TO SUIT 3.5 CORE CABLE;185 SQ MM XLPE SWA HDPE;HEATSHRINK;STRAIGHT JOINT; PACK OF 1,PACK WEIGHT 5 KG; | TECONN | TE CONNECTIVITY LTD | EPKJ-EX263 | CURRENT
000020517 | JOINT,ELECTRICAL POWER CABLE | LV;TO SUIT 3.5 CORE CABLE;185 SQ MM CU XLPE SWA HDPE TO 70 SQ MM CU PLY HDPE; HEATSHRINK;TRANSITION JOINT;PACK OF 1, PACK WEIGHT 4 KG; | TECONN | TE CONNECTIVITY LTD | EPKJ-EX261 | STRATEGIC SPARE
000020518 | JOINT,ELECTRICAL POWER CABLE | LV;TO SUIT 3.5 CORE CABLE;185 SQ MM CU XLPE SWA HDPE TO 3.5 CORE 185 SQ MM CU PLY HDPE;HEATSHRINK;TRANSITION JOINT; PACK OF 1,PACK WEIGHT 4.5 KG; | TECONN | TE CONNECTIVITY LTD | EPKJ-EX262 | CURRENT
000020520 | JOINT,ELECTRICAL POWER CABLE | LV;TO SUIT 3.5 CORE CABLE;185 SQ MM CU XLPE SWA HDPE TO 4 CORE 120 SQ MM AL XLPE HDPE;HEATSHRINK;TRANSITION JOINT; PACK OF 1,PACK WEIGHT 5 KG; | TECONN | TE CONNECTIVITY LTD | EPKJ-EX264 | CURRENT
000020521 | JOINT,ELECTRICAL POWER CABLE | LV;TO SUIT 3.5 CORE CABLE;185 SQ MM CU XLPE SWA HDPE TO 4 CORE 240 SQ MM AL XLPE HDPE;HEATSHRINK;TRANSITION JOINT; PACK OF 1,PACK WEIGHT 3.5 KG; | TECONN | TE CONNECTIVITY LTD | EPKJ-EX265 | CURRENT
000020540 | TERMINATION,ELECTRICAL POWER CABLE | CABLE TERMINATION;LV;INDOOR & OUTDOOR; HEATSHRINK;SUIT 4 C 240 SQ MM AL XLPE/ PVC STRANDED OR SOLID;C/W 4 X SHEAR BOLT LUGS;PACK OF 1,PACK WEIGHT 2 KG; | TECONN | TE CONNECTIVITY LTD | EPKT-EX299 | CURRENT
000021308 | NUT,SELF-LOCKING,GANG CHANNEL | STEEL;GALV;HOT DIPPED;M6;ISO M;W/LONG SPRING & SERRATED GROVED HD;BOX OF 100,PACK WEIGHT 4.10 KG; | EZYSTRUT | EZYSTRUT CABLE & PIPE SUPPORTS | E1006H | CURRENT
000021310 | CLAMP,CABLE | IPC Connector, Insulated, Multi-Service LV ABC Main, FRP Black Body, Red Id Plate, 35 to 95mm2 Mains, 4 x 6-35mm2 Taps, Pack of 10 | SICAME | SICAME AUSTRALIA PTY LTD | MSCI/3595XE RED | CURRENT
000021311 | CLAMP,CABLE | IPC Connector, Insulated, Multi-Service LV ABC Main, FRP Black Body, White Id Plate, 35 to 95mm2 Mains, 4 x 6-35mm2 Taps, Pack of 10 | SICAME | SICAME AUSTRALIA PTY LTD | MSCI/3595XE WHITE | CURRENT
000021312 | CLAMP,CABLE | IPC Connector, Insulated, Multi-Service LV ABC Main, FRP Black Body, Blue Id Plate, 35 to 95mm2 Mains, 4 x 6-35mm2 Taps, Pack of 10 | SICAME | SICAME AUSTRALIA PTY LTD | MSCI/3595XE BLUE | CURRENT
000021313 | LABEL | WARNING:-4. WHEN FITTING FUSES ENSURE ALL 6 STIRRUPS ARE UPRIGHT AND ENGAGED IN THE FUSE CLIP;NEVER LEAVE STIRRUPS IN THE OPEN POSITION;BLACK LETTERING ON | UES | UTILITY ENGRAVING & SIGNS | WARNING LABEL | PURCHASE AS REQUIRED
000021315 | BATTERY,STORAGE | 14.4V, 3.0Ah, Li-Ion Battery, for Izumi Tools, u/w Battery Operated Crimper & Cutter | SPECFORC | SPECIALISED FORCE | BP-84LI | CURRENT
000021316 | INDUSTRIAL,WORKWEAR | FOR VARIOUS GARMENTS;MADE TO MEASURE FOR REQUIREMENTS OUTSIDE STANDARD FITTINGS; | PACBRAND | PACIFIC BRANDS WORKWEAR GROUP PL | MADE TO MEASURE | PURCHASE AS REQUIRED
000021316 | INDUSTRIAL,WORKWEAR | FOR VARIOUS GARMENTS;MADE TO MEASURE FOR REQUIREMENTS OUTSIDE STANDARD FITTINGS; | AUSDEF | AUSTRALIAN DEFENCE APPAREL | MADE TO MEASURE | PURCHASE AS REQUIRED
000021318 | TRANSFORMER,DISTRIBUTION | 11 KV;1000 KVA;PADMOUNT (SQUARE STYLE); HV HAZ L BSH;MINERAL OIL INSULATED;ONAN; DYN 11;CUBICLE;7 TAP POSITIONS;NO HV LV SW GEAR; | WILSON | WILSON TRANSFORMER CO. PTY LTD | 1000 KVA SQ STYLE | STRATEGIC SPARE
000021319 | TERMINATION,ELECTRICAL POWER CABLE | 11 KV;CORRIGATED;HV/NON HEATSHRINK; WITH COLLAR FOR 31 MM TO 45 MM BUSHING/ BUSBAR;FOR 35 TO 400 SQ MM CABLE TERMINATIONS TO ABB SAFELINK RMU'S; | PLP AUST | PREFORMED LINE PRODUCTS (AUST) | CPA-PLP-CUB-2 | CURRENT
000021319 | TERMINATION,ELECTRICAL POWER CABLE | 11 KV;CORRIGATED;HV/NON HEATSHRINK; WITH COLLAR FOR 31 MM TO 45 MM BUSHING/ BUSBAR;FOR 35 TO 400 SQ MM CABLE TERMINATIONS TO ABB SAFELINK RMU'S; | RAYCHEM | RAYCHEM (AUSTRALIA) PTY LTD | RCAB 4110 | CURRENT
000021320 | IGNITER,FRICTION | PIEZO GAS IGNITER;USED TO IGNITE GAS BOTTLE FLAME; | BLKWOODS | J BLACKWOOD & SON LTD | 00491096/EVEREST | CURRENT
000021320 | IGNITER,FRICTION | PIEZO GAS IGNITER;USED TO IGNITE GAS BOTTLE FLAME; | ATOMSUPP | ATOM SUPPLY | EVEREST | CURRENT
000021321 | SIGN | SIDE 1;HAZARDOUS CONDITION TAG;LEGEND; ONLY REMOVE ON DIRECTION FROM SWITCHING CO-ORDINATOR;SIDE 2;WARNING; LEGEND;HAZARDOUS CONDITION;ALUMINIUM, | ARTCRAFT | ARTCRAFT PTY LTD | SE021-Q | CURRENT
000021322 | TERMINAL,LUG | BELL MOUTH;TO SUIT FLEXIBLE CABLE; 7/3/50/0.25;10 MM HOLE; | CABLACES | CABLACES | CAL50-10BM | PURCHASE AS REQUIRED
000021323 | TERMINAL,LUG | BELL MOUTH;TO SUIT FLEXIBLE CABLE; 7/3/50/0.25;12 MM HOLE; | CABLACES | CABLACES | CAL50-12BM | CURRENT
000020302 | JOINT,ELECTRICAL POWER CABLE | 11 KV;HEATSHRINK;TRANSITION JOINT; 3 PHASE;FOR 95 SQ MM CU PLY/HDPE TO 50 SQ MM AL PLY/SWS;C/W RFSM OUTER SEALING SLEEVE & BARRIED COMPRESSION | RAYCHEM | RAYCHEM (AUSTRALIA) PTY LTD | EFSJ-EX52A | PHASING
000020303 | JOINT,ELECTRICAL POWER CABLE | 11 KV;HEATSHRINK;TRANSITION JOINT; 3 PHASE;FOR 95 SQ MM CU PLY/HDPE TO 65 SQ MM CU PLY/SWS;C/W RFSM OUTER SEALING SLEEVE & BARRIED COMPRESSION | RAYCHEM | RAYCHEM (AUSTRALIA) PTY LTD | EFSJ-EX53A | PHASING
000020304 | JOINT,ELECTRICAL POWER CABLE | 11 KV;HEATSHRINK;TRANSITION JOINT; 3 PHASE;FOR 95 SQ MM CU PLY/HDPE TO 70 SQ MM CU PLY/SWS;C/W RFSM OUTER SEALING SLEEVE & BARRIED COMPRESSION | RAYCHEM | RAYCHEM (AUSTRALIA) PTY LTD | EFSJ-EX54A | CURRENT
000020305 | JOINT,ELECTRICAL POWER CABLE | 11 KV;HEATSHRINK;STRAIGHT JOINT;3 PHASE; FOR 95 SQ MM CU PLY/HDPE;C/W RFSM OUTER SEALING SLEEVE & BARRIED COMPRESSION CONNECTORS; | RAYCHEM | RAYCHEM (AUSTRALIA) PTY LTD | EFSJ-EX55A | PURCHASE AS REQUIRED
000020306 | JOINT,ELECTRICAL POWER CABLE | 11 KV;HEATSHRINK;TRANSITION JOINT; 3 PHASE;FOR 95 SQ MM CU PLY/HDPE TO 120 SQ MM AL PLY/SW/PVC;C/W RFSM OUTER SEALING SLEEVE & BARRIED | RAYCHEM | RAYCHEM (AUSTRALIA) PTY LTD | EFSJ-EX56A | CURRENT
000020307 | JOINT,ELECTRICAL POWER CABLE | 11 KV;HEATSHRINK;TRANSITION JOINT; 3 PHASE;FOR 95 SQ MM CU PLY/HDPE TO 161 SQ MM CU PLY/SWS;C/W RFSM OUTER SEALING SLEEVE & BARRIED COMPRESSION | TECONN | TE CONNECTIVITY LTD | MXSU-12C/3XU-3SB-AU02 | CURRENT
000020308 | JOINT,ELECTRICAL POWER CABLE | 11 KV;HEATSHRINK;TRANSITION JOINT; 3 PHASE;FOR 95 SQ MM CU PLY/HDPE TO 185 SQ MM CU PLY/HDPE;C/W RFSM OUTER SEALING SLEEVE& BARRIED COMPRESSION | TECONN | TE CONNECTIVITY LTD | EPKJ-17B/3SB-3SB-AU02 | CURRENT
000020309 | JOINT,ELECTRICAL POWER CABLE | 11 KV;HEATSHRINK;STRAIGHT JOINT;3 PHASE; FOR 161 SQ MM CU PLY/SWS;C/W RFSM OUTER SEALING SLEEVE & BARRIED COMPRESSION CONNECTORS;PACK OF 1, | TECONN | TE CONNECTIVITY LTD | EPKJ-17B/3SB-3SB-AU02 | CURRENT
000020310 | JOINT,ELECTRICAL POWER CABLE | 11 KV;HEATSHRINK;TRANSITION JOINT; 3 PHASE;FOR 161 SQ MM CU PLY/SWS TO 185 SQ MM CU PLY/HDPE;C/W RFSM OUTER SEALING SLEEVE & BARRIED COMPRESSION | TECONN | TE CONNECTIVITY LTD | EPKJ-17B/3SB-3SB-AU02 | CURRENT
000020311 | JOINT,ELECTRICAL POWER CABLE | 11 KV;HEATSHRINK;TRANSITION JOINT; 3 PHASE;FOR 185 SQ MM CU PLY/HDPE TO 70 SQ MM CU PLY/SWS;C/W RFSM OUTER SEALING SLEEVE & BARRIED COMPRESSION | RAYCHEM | RAYCHEM (AUSTRALIA) PTY LTD | EFSJ-EX61A | PURCHASE AS REQUIRED
000020312 | JOINT,ELECTRICAL POWER CABLE | 11 KV;HEATSHRINK;TRANSITION JOINT; 3 PHASE;FOR 185 SQ MM CU PLY/HDPE TO 120 SQ MM AL PLY/SW/PVC;C/W RFSM OUTER SEALING SLEEVE & BARRIED COMPRESSION | RAYCHEM | RAYCHEM (AUSTRALIA) PTY LTD | EFSJ-EX62A | STRATEGIC SPARE
000020313 | JOINT,ELECTRICAL POWER CABLE | 11 KV;HEATSHRINK;TRANSITION JOINT; 3 PHASE;FOR 185 SQ MM CU PLY/HDPE TO 150 SQ MM AL PLY/SW/PVC;C/W RPSM OUTER SEALING SLEEVE & BARRIED COMPRESSION | RAYCHEM | RAYCHEM (AUSTRALIA) PTY LTD | EFSJ-EX63A | CURRENT
000020314 | JOINT,ELECTRICAL POWER CABLE | 11 KV;HEATSHRINK;STRAIGHT JOINT;3 PHASE; FOR 185 SQ MM CU PLY/HDPE;C/W RFSM OUTER SEALING SLEEVE & BARRIED COMPRESSION CONNECTORS;PACK OF 1, | TECONN | TE CONNECTIVITY LTD | EPKJ-17B/3SB-3SB-AU02 | CURRENT
000020315 | JOINT,ELECTRICAL POWER CABLE | 11 KV;HEATSHRINK;TRANSITION JOINT; 3 PHASE;FOR 240 SQ MM CU PLY/HDPE TO 120 SQ MM AL PLY/SW/PVC;C/W RFSM OUTER SEALING SLEEVE & BARRIED COMPRESSION | RAYCHEM | RAYCHEM (AUSTRALIA) PTY LTD | EFSJ-EX65A | PHASING
000020316 | JOINT,ELECTRICAL POWER CABLE | 11 KV;HEATSHRINK;TRANSITION JOINT; 3 PHASE;FOR 300 SQ MM CU PLY/HDPE TO 185 SQ MM CU PLY/HDPE;C/W RFSM OUTER SEALING SLEEVE & BARRIED COMPRESSION | TECONN | TE CONNECTIVITY LTD | EPKJ-17C/3SB-3SB-AU02 | CURRENT
000020317 | JOINT,ELECTRICAL POWER CABLE | 11 KV;HEATSHRINK;TRANSITION JOINT; 3 PHASE;FOR 35 SQ MM AL XLPE/PVC/HDPE TO 16 SQ MM CU PLY/HDPE;C/W RFSM OUTER SEALING SLEEVE & BARRIED COMPRESSION | TECONN | TE CONNECTIVITY LTD | EFSJ-EX67A | STRATEGIC SPARE
000020318 | JOINT,ELECTRICAL POWER CABLE | 11kV, Transition Joint, Heatshrink, 3Ph, 35mm2 Al XPLE/PVC/HDPE to 25mm2 Cu PLY/HDPE c/w RFSM Outer Sealing Sleeve & Barried Compression Connectors | TECONN | TE CONNECTIVITY LTD | EFSJ-EX68A | CURRENT
000020319 | JOINT,ELECTRICAL POWER CABLE | 11 KV;HEATSHRINK;TRANSITION JOINT; 3 PHASE;FOR 35 SQ MM AL XLPE/PVC/HDPE TO 50 SQ MM AL PLY/SWS;C/W RFSM OUTER SEALING SLEEVE & BARRIED COMPRESSION | RAYCHEM | RAYCHEM (AUSTRALIA) PTY LTD | AUST-SQB-148 | PURCHASE AS REQUIRED
000020320 | JOINT,ELECTRICAL POWER CABLE | 11 KV;HEATSHRINK;TRANSITION JOINT; 3 PHASE;FOR 35 SQ MM AL XLPE/PVC/HDPE TO 95 SQ MM CU PLY/HDPE;C/W RFSM OUTER SEALING SLEEVE & BARRIED COMPRESSION | RAYCHEM | RAYCHEM (AUSTRALIA) PTY LTD | EFSJ-EX70A | PHASING
000020321 | JOINT,ELECTRICAL POWER CABLE | 11 KV;HEATSHRINK;TRANSITION JOINT; 3 PHASE;FOR 95 SQ MM AL XLPE/PVC/HDPE TO 25 SQ MM CU PLY/HDPE;C/W RFSM OUTER SEALING SLEEVE & BARRIED COMPRESSION | TECONN | TE CONNECTIVITY LTD | MXSU-12A/3XU-3SB-AU02 | CURRENT
000020322 | JOINT,ELECTRICAL POWER CABLE | 11 KV;HEATSHRINK;TRANSITION JOINT; 3 PHASE;FOR 95 SQ MM AL XLPE/PVC/HDPE TO 70 SQ MM CU PLY/SWS;C/W RFSM OUTER SEALING SLEEVE & BARRIED COMPRESSION | TECONN | TE CONNECTIVITY LTD | MXSU-12A/3XU-3SB-AU02 | CURRENT
000020323 | JOINT,ELECTRICAL POWER CABLE | 11 KV;HEATSHRINK;TRANSITION JOINT; 3 PHASE;FOR 95 SQ MM AL XLPE/PVC/HDPE TO 95 SQ MM CU PLY/HDPE;C/W RFSM OUTER SEALING SLEEVE & BARRIED COMPRESSION | TECONN | TE CONNECTIVITY LTD | MXSU-12B/3XU-3SB-AU02 | CURRENT
000020325 | JOINT,ELECTRICAL POWER CABLE | 11 KV;HEATSHRINK;TRANSITION JOINT; 3 PHASE;FOR 95 SQ MM AL XLPE/PVC/HDPE TO 185 SQ MM CU PLY/HDPE;C/W RFSM OUTER SEALING SLEEVE & BARRIED COMPRESSION | TECONN | TE CONNECTIVITY LTD | MXSU-12C/3XU-3SB-AU02 | CURRENT
000020326 | JOINT,ELECTRICAL POWER CABLE | 11 KV;HEATSHRINK;TRANSITION JOINT; 3 PHASE;FOR 240 SQ MM AL XLPE/PVC/HDPE TO 95 SQ MM CU PLY/HDPE;C/W RFSM OUTER SEALING SLEEVE & BARRIED COMPRESSION | TECONN | TE CONNECTIVITY LTD | MXSU-12C/3XU-3SB-AU02 | CURRENT
000020327 | JOINT,ELECTRICAL POWER CABLE | 11 KV;HEATSHRINK;TRANSITION JOINT; 3 PHASE;FOR 240 SQ MM AL XLPE/PVC/HDPE TO 120 SQ MM AL PLY/SW/PVC;C/W RFSM OUTER SEALING SLEEVE & BARRIED | TECONN | TE CONNECTIVITY LTD | MXSU-12C/3XU-3SB-AU02 | STRATEGIC SPARE
000020328 | JOINT,ELECTRICAL POWER CABLE | 11 KV;HEATSHRINK;TRANSITION JOINT; 3 PHASE;FOR 240 SQ MM AL XLPE/PVC/HDPE TO 150 SQ MM AL PLY/SW/PVC;C/W RFSM OUTER SEALING SLEEVE & BARRIED | TECONN | TE CONNECTIVITY LTD | MXSU-12C/3XU-3SB-AU02 | CURRENT
000020329 | JOINT,ELECTRICAL POWER CABLE | 11 KV;HEATSHRINK;TRANSITION JOINT; 3 PHASE;FOR 240 SQ MM AL XLPE/PVC/HDPE TO 161 SQ MM AL PLY/SWS;C/W RFSM OUTER SEALING SLEEVE & BARRIED COMPRESSION | TECONN | TE CONNECTIVITY LTD | MXSU-12C/3XU-3SB-AU02 | CURRENT
000020330 | JOINT,ELECTRICAL POWER CABLE | 11 KV;HEATSHRINK;TRANSITION JOINT; 3 PHASE;FOR 240 SQ MM AL XLPE/PVC/HDPE TO 185 SQ MM CU PLY/HDPE;C/W RFSM OUTER SEALING SLEEVE & BARRIED COMPRESSION | TECONN | TE CONNECTIVITY LTD | MXSU-12C/3XU-3SB-AU02 | CURRENT
000020331 | JOINT,ELECTRICAL POWER CABLE | 11 KV;HEATSHRINK;TRANSITION JOINT; 3 PHASE;FOR 185 SQ MM CU XLPE/PVC/HDPE TO 161 SQ MM CU PLY/SWS;C/W RFSM OUTER SEALING SLEEVE & BARRIED COMPRESSION | TECONN | TE CONNECTIVITY LTD | MXSU-12C/3XU-3SB-AU02 | CURRENT
000020332 | JOINT,ELECTRICAL POWER CABLE | 11 KV;HEATSHRINK;TRANSITION JOINT; 3 PHASE;FOR 185 SQ MM CU XLPE/PVC/HDPE TO 185 SQ MM CU PLY/HDPE;C/W RFSM OUTER SEALING SLEEVE & BARRIED COMPRESSION | TECONN | TE CONNECTIVITY LTD | MXSU-12C/3XU-3SB-AU02 | CURRENT
000020333 | JOINT,ELECTRICAL POWER CABLE | 11 KV;HEATSHRINK;TRANSITION JOINT; 3 PHASE;FOR 240 SQ MM CU XLPE/PVC/HDPE TO 185 SQ MM CU PLY/HDPE;C/W RFSM OUTER SEALING SLEEVE & BARRIED COMPRESSION | TECONN | TE CONNECTIVITY LTD | MXSU-12C/3XU-3SB-AU02 | CURRENT
000020334 | JOINT,ELECTRICAL POWER CABLE | 11 KV;HEATSHRINK;TRANSITION JOINT; 3 PHASE;FOR 25 SQ MM CU PLY/HDPE TO 95 SQ MM AL XLPE/HDPE;C/W RFSM OUTER SEALING SLEEVE & BARRIED COMPRESSION | RAYCHEM | RAYCHEM (AUSTRALIA) PTY LTD | EFSJ-EX86A | STRATEGIC SPARE
000020335 | JOINT,ELECTRICAL POWER CABLE | 11 KV;HEATSHRINK;TRANSITION JOINT; 3 PHASE;FOR 95 SQ MM CU PLY/HDPE TO 35 SQ MM AL XLPE/HDPE;C/W RFSM OUTER SEALING SLEEVE & BARRIED COMPRESSION | RAYCHEM | RAYCHEM (AUSTRALIA) PTY LTD | EFSJ-EX87A | STRATEGIC SPARE
000020336 | JOINT,ELECTRICAL POWER CABLE | 11 KV;HEATSHRINK;TRANSITION JOINT; 3 PHASE;FOR 185 SQ MM CU PLY/HDPE TO 240 SQ MM CU PLY/HDPE;C/W RFSM OUTER SEALING SLEEVE & BARRIED COMPRESSION | TECONN | TE CONNECTIVITY LTD | MXSU-12C/3XU-3SB-AU02 | STRATEGIC SPARE
000020337 | JOINT,ELECTRICAL POWER CABLE | 11 KV;HEATSHRINK;TRANSITION JOINT; 3 PHASE;FOR 185 SQ MM CU PLY/HDPE TO 300 SQ MM CU PLY/HDPE;C/W RFSM OUTER SEALING SLEEVE & BARRIED COMPRESSION | RAYCHEM | RAYCHEM (AUSTRALIA) PTY LTD | EFSJ-EX89A | PHASING
000020338 | JOINT,ELECTRICAL POWER CABLE | 11 KV;HEATSHRINK;STRAIGHT JOINT;3 PHASE; FOR 240 SQ MM CU PLY/HDPE;C/W RFSM OUTER SEALING SLEEVE & BARRIED COMPRESSION CONNECTORS;PACK OF 1, | TECONN | TE CONNECTIVITY LTD | EPKJ-17C/3SB-3SB-AU02 | CURRENT
000020339 | JOINT,ELECTRICAL POWER CABLE | 11 KV;HEATSHRINK;TRANSITION JOINT; 3 PHASE;FOR 240 SQ MM CU PLY/HDPE TO 95 SQ MM AL XLPE/HDPE;C/W RFSM OUTER SEALING SLEEVE & BARRIED COMPRESSION | TECONN | TE CONNECTIVITY LTD | MXSU-12C/3XU-3SB-AU02 | CURRENT
000020340 | JOINT,ELECTRICAL POWER CABLE | 11 KV;HEATSHRINK;TRANSITION JOINT; 3 PHASE;FOR 300 SQ MM CU PLY/HDPE TO 240 SQ MM CU PLY/HDPE;C/W RFSM OUTER SEALING SLEEVE & BARRIED COMPRESSION | TECONN | TE CONNECTIVITY LTD | EPKJ-17C/3SB-3SB-AU02 | CURRENT
000020341 | JOINT,ELECTRICAL POWER CABLE | 11 KV;HEATSHRINK;STRAIGHT JOINT;3 PHASE; FOR 300 SQ MM CU PLY/HDPE;C/W RFSM OUTER SEALING SLEEVE & BARRIED COMPRESSION CONNECTORS;PACK OF 1, | TECONN | TE CONNECTIVITY LTD | EFSJ-EX94A | CURRENT
000020342 | JOINT,ELECTRICAL POWER CABLE | 11 KV;HEATSHRINK;TRANSITION JOINT; 3 PHASE;FOR 300 SQ MM CU PLY/HDPE TO 300 SQ MM AL PLY/PVC;C/W RFSM OUTER SEALING SLEEVE & BARRIED COMPRESSION | TECONN | TE CONNECTIVITY LTD | EPKJ-17C/3SB-3SB-AU02 | PURCHASE AS REQUIRED
000020343 | JOINT,ELECTRICAL POWER CABLE | 11 KV;HEATSHRINK;STRAIGHT JOINT;3 PHASE; FOR 400 SQ MM CU PLY/SWS;C/W RFSM OUTER SEALING SLEEVE & BARRIED COMPRESSION CONNECTORS;PACK OF 1,PACK WEIGHT 10.5 KG | TECONN | TE CONNECTIVITY LTD | EPKJ-17C/3SB-3SB-AU02 | CURRENT
000020344 | JOINT,ELECTRICAL POWER CABLE | 11 KV;HEATSHRINK;STRAIGHT JOINT;3 PHASE; RANGE 25 SQMM TO 95 SQMM AL-AL XLPE/HDPE CABLE;INCLUDING HVABC;C/W WCSM TUBULAR SEALING SLEEVE & SHEAR BOLT CONNECTORS; | JBJOINT | JB JOINTING SUPPLIES PTY LTD | 11-25/95-XL/XL-3C/3C-J | CURRENT
000020344 | JOINT,ELECTRICAL POWER CABLE | 11 KV;HEATSHRINK;STRAIGHT JOINT;3 PHASE; RANGE 25 SQMM TO 95 SQMM AL-AL XLPE/HDPE CABLE;INCLUDING HVABC;C/W WCSM TUBULAR SEALING SLEEVE & SHEAR BOLT CONNECTORS; | SICAME | SICAME AUSTRALIA PTY LTD | HSJ-11-X1-2595-EQ1 | CURRENT
000020344 | JOINT,ELECTRICAL POWER CABLE | 11 KV;HEATSHRINK;STRAIGHT JOINT;3 PHASE; RANGE 25 SQMM TO 95 SQMM AL-AL XLPE/HDPE CABLE;INCLUDING HVABC;C/W WCSM TUBULAR SEALING SLEEVE & SHEAR BOLT CONNECTORS; | STREAM | STREAMLINED ENERGY PTY LTD | SEE.11HJ33.1202C.EN | CURRENT
000020344 | JOINT,ELECTRICAL POWER CABLE | 11 KV;HEATSHRINK;STRAIGHT JOINT;3 PHASE; RANGE 25 SQMM TO 95 SQMM AL-AL XLPE/HDPE CABLE;INCLUDING HVABC;C/W WCSM TUBULAR SEALING SLEEVE & SHEAR BOLT CONNECTORS; | ABB | ABB FAN PTY LTD | SOJ 121-R3-35 | CURRENT
000020347 | JOINT,ELECTRICAL POWER CABLE | 11 KV;HEATSHRINK;TRANSITION JOINT; 3 PHASE;FOR 240 SQ MM AL XLPE/HDPE TO 240 SQ MM CU PLY/HDPE;C/W RFSM OUTER SEALING SLEEVE & BARRIED COMPRESSION | TECONN | TE CONNECTIVITY LTD | MXSU-12D/3XU-3SB-AU02 | CURRENT
000020348 | JOINT,ELECTRICAL POWER CABLE | 11 KV;HEATSHRINK;TRANSITION JOINT; 3 PHASE;FOR 240 SQ MM AL XLPE/HDPE TO 300 SQ MM CU PLY/HDPE;C/W RFSM OUTER SEALING SLEEVE & BARRIED COMPRESSION | TECONN | TE CONNECTIVITY LTD | MXSU-12E/3XU-3SB-AU02 | CURRENT
000020349 | JOINT,ELECTRICAL POWER CABLE | 11 KV;HEATSHRINK;TRANSITION JOINT; 3 PHASE;FOR 240 SQ MM AL XLPE/HDPE TO 300 SQ MM AL PLY/PVC;C/W RFSM OUTER SEALING SLEEVE & BARRIED COMPRESSION | TECONN | TE CONNECTIVITY LTD | MXSU-12E/3XU-3SB-AU02 | CURRENT
000020350 | JOINT,ELECTRICAL POWER CABLE | 11 KV;HEATSHRINK;TRANSITION JOINT; 3 PHASE;FOR 185 SQ MM CU XLPE/HDPE TO 240 SQ MM CU PLY/HDPE;C/W RFSM OUTER SEALING SLEEVE & BARRIED COMPRESSION | TECONN | TE CONNECTIVITY LTD | MXSU-12D/3XU-3SB-AU02 | STRATEGIC SPARE
000020351 | JOINT,ELECTRICAL POWER CABLE | 11 KV;HEATSHRINK;TRANSITION JOINT; 3 PHASE;FOR 185 SQ MM CU XLPE/HDPE TO 300 SQ MM CU PLY/HDPE;C/W RFSM OUTER SEALING SLEEVE & BARRIED COMPRESSION | TECONN | TE CONNECTIVITY LTD | MXSU-12E/3XU-3SB-AU02 | CURRENT
000020353 | JOINT,ELECTRICAL POWER CABLE | 11 KV;HEATSHRINK;TRANSITION JOINT; 3 PHASE;FOR 240 SQ MM CU XLPE/HDPE TO 240 SQ MM CU PLY/HDPE;C/W RFSM OUTER SEALING SLEEVE & BARRIED COMPRESSION | TECONN | TE CONNECTIVITY LTD | MXSU-12D/3XU-3SB-AU02 | CURRENT
000020354 | JOINT,ELECTRICAL POWER CABLE | 11 KV;HEATSHRINK;TRANSITION JOINT; 3 PHASE;FOR 240 SQ MM CU XLPE/HDPE TO 258 SQ MM AL PLY/PVC;C/W RFSM OUTER SEALING SLEEVE & BARRIED COMPRESSION | TECONN | TE CONNECTIVITY LTD | MXSU-12E/3XU-3SB-AU02 | CURRENT
000020355 | JOINT,ELECTRICAL POWER CABLE | 11 KV;HEATSHRINK;TRANSITION JOINT; 3 PHASE;FOR 240 SQ MM CU XLPE/HDPE TO 300 SQ MM CU PLY/HDPE;C/W RSFM OUTER SEALING SLEEVE & BARRIED COMPRESSION | TECONN | TE CONNECTIVITY LTD | MXSU-12E/3XU-3SB-AU02 | STRATEGIC SPARE
000020356 | JOINT,ELECTRICAL POWER CABLE | 11 KV;HEATSHRINK;TRANSITION JOINT; 3 PHASE;FOR 240 SQ MM CU XLPE/HDPE TO 300 SQ MM AL PLY/PVC;C/W RSFM OUTER SEALING SLEEVE & BARRIED COMPRESSION | TECONN | TE CONNECTIVITY LTD | MXSU-12E/3XU-3SB-AU02 | CURRENT
000020463 | JOINT,ELECTRICAL POWER CABLE | 11 KV;HEATSHRINK;TRANSITION JOINT; 3 PHASE;FOR 240 SQ MM CU XLPE/PVC/HDPE TO 161 SQ MM CU PLY/SWS;C/W RFSM OUTER SEALING SLEEVE & BARRIED COMPRESSION | TECONN | TE CONNECTIVITY LTD | MXSU-12C/3XU-3SB-AU02 | CURRENT
000020467 | JOINT,ELECTRICAL POWER CABLE | 11 KV;HEATSHRINK;TRANSITION JOINT; 3 PHASE;FOR 185 SQ MM CU XPLE/HDPE TO 258 SQ MM AL PLY/PVC;C/W RFSM OUTER SEALING SLEEVE & BARRIED COMPRESSION | TECONN | TE CONNECTIVITY LTD | MXSU-12E/3XU-3SB-AU02 | PURCHASE AS REQUIRED
000020464 | JOINT,ELECTRICAL POWER CABLE | 11 KV;HEATSHRINK;TRANSITION JOINT; 3 PHASE;FOR 25 SQ MM CU PLY/HDPE TO 35 SQ MM AL XLPE/HDPE;C/W RFSM OUTER SEALING SLEEVE & BARRIED COMPRESSION | RAYCHEM | RAYCHEM (AUSTRALIA) PTY LTD | EFSJ-EX85A | CURRENT
000020465 | JOINT,ELECTRICAL POWER CABLE | 11 KV;HEATSHRINK;TRANSITION JOINT; 3 PHASE;FOR 185 SQ MM CU PLY/HDPE TO 300 SQ MM AL PLY/PVC;C/W RFSM OUTER SEALING SLEEVE & BARRIED COMPRESSION | TECONN | TE CONNECTIVITY LTD | EPKJ-17C/3SB-3SB-AU02 | CURRENT
000021324 | BRAID,WIRE | FLEXIBLE;TINNED COPPER PIGTAIL;SIZE 7/3/50/0.25;EQUIV TO 51.6 SQ MM;100 M SPOOL; | CMI ELEC | CMI ELECTRICAL PRODUCTS GEEBUNG | CMI -HPT018 | PURCHASE AS REQUIRED
000021325 | NUT,PLAIN,HEXAGON | NYLON;M10 HEX NUT;FOR USE AS FIXING MEDIUM FOR PANELS IN OLD STYLE LINK PILLARS;REFER SC21328 FOR NYLON BOLT; BOX OF 100; | STATEWD | STATEWIDE FSTNERS & ENG SPLS PL | M10 NYLON HEX NUT | CURRENT
000021327 | NUT,PLAIN,HEXAGON | NYLON;M6 HEX NUT;FOR USE AS FIXING MEDIUM FOR PANELS IN OLD STYLE LINK PILLARS;REFER SC21328 FOR NYLON BOLT; BOX OF 100; | HOBSON | HOBSON ENGINEERING CO PTY LTD 393904 | NH66PCM06 | CURRENT
000021328 | SETSCREW | NYLON SETSCREW;HEX HD;M6;40 MM LG;FOR USE AS FIXING MEDIUM FOR PANELS IN OLD STYLE LINK PILLARS;REFER SC21325, SC21326 & SC21327 FOR NUT SPACERS;BOX | HOBSON | HOBSON ENGINEERING CO PTY LTD 393904 | BS66PCM060040 | CURRENT
000021329 | SIDE PANEL | STEEL;SIDE PANEL WITH MTG SCREWS;TO SUIT CUBICLE RACK FRAME;700 MM D X 2200 MM H;U/W SC21330;QUOTATION BRT104426.1 | RITTAL | RITTAL AUSTRALIA PTY LTD | XAU8107100 | CURRENT
000021329 | SIDE PANEL | STEEL;SIDE PANEL WITH MTG SCREWS;TO SUIT CUBICLE RACK FRAME;700 MM D X 2200 MM H;U/W SC21330;QUOTATION BRT104426.1 | NHP | NHP ELECTRICAL ENGINEERING | SPM2207RS | CURRENT
000021330 | CUBICLE,RACK FRAME. | STEEL;47ru 600MM x 700MM 19 INCH RACK FRAME AT FRONT;REAR DOOR;600 MM W,700 MM D,2200 MM H;C/W 100 MM PLINTH FITTED - SOLID FRONT AND BACK AND PLINTH | ERNTEC | ERNTEC PL | 3520948 | CURRENT
000021330 | CUBICLE,RACK FRAME. | STEEL;47ru 600MM x 700MM 19 INCH RACK FRAME AT FRONT;REAR DOOR;600 MM W,700 MM D,2200 MM H;C/W 100 MM PLINTH FITTED - SOLID FRONT AND BACK AND PLINTH | RITTAL | RITTAL AUSTRALIA PTY LTD | 7187709, 8106009 | CURRENT
000021330 | CUBICLE,RACK FRAME. | STEEL;47ru 600MM x 700MM 19 INCH RACK FRAME AT FRONT;REAR DOOR;600 MM W,700 MM D,2200 MM H;C/W 100 MM PLINTH FITTED - SOLID FRONT AND BACK AND PLINTH | NHP | NHP ELECTRICAL ENGINEERING | BRZ104434.1 | CURRENT
000020453 | JOINT,ELECTRICAL POWER CABLE | HEATSHRINK;LV TRANSITION JOINT;120 SQ MM 4 CORE AL XLPE/HDPE TO 70 SQ MM 3.5 CORE CU PLY/HDPE;C/W BARRIED COMPRESSION CONNECTORS;PACK OF 1,PACK WEIGHT 4 KG; | TECONN | TE CONNECTIVITY LTD | EPKJ-EX277 | CURRENT
000020575 | JOINT,ELECTRICAL POWER CABLE | 33 KV;STRAIGHT JOINT;HEATSHRINK;TO SUIT 800 SQ MM;1 CORE CU XLPE/LY/HDPE;C/W BARRIED COMPRESSION CONNECTORS; PACK OF 1,PACK WEIGHT 6 KG; | TECONN | TE CONNECTIVITY LTD | MXSU-6171-AU01 | CURRENT
000020346 | JOINT,ELECTRICAL POWER CABLE | 33 KV;TRANSITION JOINT;HEATSHRINK;800 SQ MM 1 CORE CU XLPE/LY/HDPE TO 630 SQ MM 1 CORE CU XLPE/LY/HDPE;C/W BARRIED COMPRESSION CONNECTORS;PACK OF 1, | TECONN | TE CONNECTIVITY LTD | EPKJ-EX326 | CURRENT
000020440 | JOINT,ELECTRICAL POWER CABLE | HEATSHRINK;LV TRANSITION JOINT;300 SQ MM AL PLY TO 240 SQ MM 4 CORE AL XLPE/HDPE; C/W BI-METAL BARRIED COMPRESSION CONNECTOR;PACK OF 1,PACK WEIGHT 5.5 KG; | TECONN | TE CONNECTIVITY LTD | EPKJ-EX245 | CURRENT
000020448 | JOINT,ELECTRICAL POWER CABLE | HEATSHRINK;LV TRANSITION JOINT;129 SQ MM AL CONSAC TO 120 SQ MM 4 CORE AL XLPE/ HDPE;C/W BARRIED COMPRESSION CONNECTOR;PACK OF 1,PACK WEIGHT 3.5 KG; | TECONN | TE CONNECTIVITY LTD | EPKJ-EX272 | CURRENT
000020450 | JOINT,ELECTRICAL POWER CABLE | HEATSHRINK;LV TRANSITION JOINT;129 SQ MM 4 CORE AL PLY/HDPE TO 120 SQ MM 4 CORE AL XLPE/HDPE;C/W BARRIED COMPRESSION CONNECTOR;PACK OF 1,PACK WEIGHT 4.5 KG; | TECONN | TE CONNECTIVITY LTD | EPKJ-EX274 | CURRENT
000020451 | JOINT,ELECTRICAL POWER CABLE | HEATSHRINK;LV TRANSITION JOINT;120 SQ MM 3 CORE AL XLPE/HDPE NEUTRAL SCR TO 70 SQ MM 3.5 CORE CU PLY/HDPE;C/W BARRIED COMPRESSION CONNECTOR;PACK OF 1,PACK | TECONN | TE CONNECTIVITY LTD | EPKJ-EX275 | CURRENT
000020452 | JOINT,ELECTRICAL POWER CABLE | HEATSHRINK;LV TRANSITION JOINT;120 SQ MM 3 CORE AL XLPE/HDPE NEUTRAL SCR TO 120 SQ MM 4 CORE AL XLPE/HDPE;C/W SHEAR BOLT CONNECTOR;PACK OF 1,PACK WEIGHT | TECONN | TE CONNECTIVITY LTD | EPKJ-EX416 | CURRENT
000020457 | JOINT,ELECTRICAL POWER CABLE | HEATSHRINK;STRAIGHT JOUNT;TO SUIT 25 SQ MM 4 CORE CU PLY/HDPE;C/W BARRIED COMPRESSION CONNECTORS;PACK OF 1, PACK WEIGHT 2.8 KG; | TECONN | TE CONNECTIVITY LTD | EPKJ-EX284 | STRATEGIC SPARE
000020458 | JOINT,ELECTRICAL POWER CABLE | HEATSHRINK;LV TRANSITION JOINT;16 SQ MM 4 CORE CU PLY/HDPE TO 16 SQ MM 4 CORE CU XLPE/PVC;C/W BARRIED COMPRESSION CONNECTORS;PACK OF 1,PACK WEIGHT 2.5 KG; | TECONN | TE CONNECTIVITY LTD | EPKJ-EX285 | CURRENT
000020508 | JOINT,ELECTRICAL POWER CABLE | HEATSHRINK;LV TRANSITION JOINT;300 SQ MM AL PLY TO 185 SQ MM 3.5 CORE CU XLPE/SWA HDPE;C/W BI-METAL BARRIED COMPRESSION CONNECTOR; | RAYCHEM | RAYCHEM (AUSTRALIA) PTY LTD | EPKJ-EX244 | PHASING
000020509 | JOINT,ELECTRICAL POWER CABLE | HEATSHRINK;LV TRANSITION JOINT;258 SQ MM AL PLY TO 185 SQ MM 3.5 CORE CU XLPE/ HDPE;C/W BI-METAL BARRIED COMPRESSION CONNECTOR; | RAYCHEM | RAYCHEM (AUSTRALIA) PTY LTD | EPKJ-EX246 | PHASING
000020510 | JOINT,ELECTRICAL POWER CABLE | HEATSHRINK;LV TRANSITION JOINT;258 SQ MM AL PLY TO 240 SQ MM 4 CORE AL XLPE/HDPE; C/W BI-METAL BARRIED COMPRESSION CONNECTOR;PACK OF 1,PACK WEIGHT 3.5 KG; | TECONN | TE CONNECTIVITY LTD | EPKJ-EX247 | CURRENT
000020511 | JOINT,ELECTRICAL POWER CABLE | HEATSHRINK;LV TRANSITION JOINT;240 SQ MM AL XLPE 3 CORE NEUTRAL SCR TO 185 SQ MM 3.5 CORE CU PLY/HDPE;C/W BI-METAL BARRIED COMPRESSION CONNECTOR;PACK OF 1, | TECONN | TE CONNECTIVITY LTD | EPKJ-EX248 | CURRENT
000020512 | JOINT,ELECTRICAL POWER CABLE | HEATSHRINK;LV TRANSITION JOINT;240 SQ MM AL XLPE 3 CORE NEUTRAL SCR TO 185 SQ MM 3.5 CORE CU XLPE/SWA/HDPE;C/W BI-METAL SHEAR BOLT CONNECTOR;PACK OF 1,PACK | TECONN | TE CONNECTIVITY LTD | EPKJ-EX249 | CURRENT
000020513 | JOINT,ELECTRICAL POWER CABLE | HEATSHRINK;LV TRANSITION JOINT;240 SQ MM AL XLPE 3 CORE NEUTRAL SCR TO 120 SQ MM 4 CORE XLPE/HDPE;C/W BI-METAL SHEAR BOLT CONNECTOR;PACK OF 1,PACK WEIGHT | TECONN | TE CONNECTIVITY LTD | EPKJ-EX250 | CURRENT
000020514 | JOINT,ELECTRICAL POWER CABLE | HEATSHRINK;LV TRANSITION JOINT;240 SQ MM 4 CORE AL XLPE/HDPE TO 185 SQ MM 3.5 CORE CU XLPE/SWA/HDPE;C/W BI-METAL SHEAR BOLT CONNECTOR; | RAYCHEM | RAYCHEM (AUSTRALIA) PTY LTD | EPKJ-EX253 | PHASING
000020515 | JOINT,ELECTRICAL POWER CABLE | HEATSHRINK;LV TRANSITION JOINT;240 SQ MM 4 CORE AL XLPE/HDPE TO 120 SQ MM 4 CORE AL XLPE/HDPE;C/W BI-METAL SHEAR BOLT CONNECTOR;PACK OF 1;PACK WEIGHT 3 KG; | TECONN | TE CONNECTIVITY LTD | EPKJ-EX254 | CURRENT
000020516 | JOINT,ELECTRICAL POWER CABLE | HEATSHRINK;LV TRANSITION JOINT;185 SQ MM 3.5 CORE CU PLY/HDPE TO 185 SQ MM 3.5 CORE CU XLPE/SWA/HDPE;C/W BARRIED COMPRESSION CONNECTOR; | RAYCHEM | RAYCHEM (AUSTRALIA) PTY LTD | EPKJ-EX258 | PHASING
000020523 | JOINT,ELECTRICAL POWER CABLE | HEATSHRINK;LV TRANSITION JOINT;161 SQ MM 3.5 CORE CU PLY/HDPE TO 185 SQ MM 3.5 CORE CU XLPE/SWA/HDPE;C/W BARRIED COMPRESSION CONNECTOR;PACK OF 1, | TECONN | TE CONNECTIVITY LTD | EPKJ-EX267 | CURRENT
000020526 | JOINT,ELECTRICAL POWER CABLE | HEATSHRINK;LV TRANSITION JOINT;150 SQ MM 3.5 CORE AL PLY/HDPE TO 120 SQ MM 4 CORE AL XLPE/HDPE;C/W BARRIED COMPRESSION CONNECTOR;PACK OF 1,PACK WEIGHT 3.5 KG; | TECONN | TE CONNECTIVITY LTD | EPKJ-EX270 | PURCHASE AS REQUIRED
000020527 | JOINT,ELECTRICAL POWER CABLE | HEATSHRINK;LV TRANSITION JOINT;129 SQ MM AL CONSAC TO 70 SQ MM 3.5 CORE CU PLY/ HDPE;C/WBARRIED COMPRESSION CONNECTOR;PACK OF 1,PACK WEIGHT 3.5 KG; | TECONN | TE CONNECTIVITY LTD | EPKJ-EX271 | CURRENT
000020528 | JOINT,ELECTRICAL POWER CABLE | HEATSHRINK;LV TRANSITION JOINT;120 SQ MM 4 CORE AL XLPE/HDPE TO 185 SQ MM 3.5 CORE CU XLPE/SWA/HDPE;C/W BI-METAL SHEAR BOLT CONNECTORS; | RAYCHEM | RAYCHEM (AUSTRALIA) PTY LTD | EPKJ-EX279 | CURRENT
000020529 | JOINT,ELECTRICAL POWER CABLE | HEATSHRINK;LV TRANSITION JOINT;70 SQ MM 3.5 CORE PLY/HDPE TO 120 SQ MM 4 CORE AL XLPE/HDPE;C/W BARRIED COMPRESSION CONNECTOR; | RAYCHEM | RAYCHEM (AUSTRALIA) PTY LTD | EPKJ-EX282 | PHASING
000020530 | JOINT,ELECTRICAL POWER CABLE | HEATSHRINK;LV TRANSITION JOINT;35 SQ MM AL CONSAC TO 25 SQ MM 4 CORE CU PLY/HDPE ;C/W BARRIED COMPRESSION CONNECTORS; PACK OF 1,PACK WEIGHT 3.5 KG; | TECONN | TE CONNECTIVITY LTD | EPKJ-EX283 | CURRENT
000020531 | JOINT,ELECTRICAL POWER CABLE | HEATSHRINK;LV STRAIGHT JOINT;TO SUIT 16 SQ MM 4 CORE CU XLPE/PVC;C/W BI-METAL SHEAR BOLT CONNECTORS;PACK OF 1,PACK WEIGHT 1.5 KG; | TECONN | TE CONNECTIVITY LTD | EPKJ-EX432 | CURRENT
000020544 | TERMINATION,ELECTRICAL POWER CABLE | TO SUIT 185 SQ MM 3.5 CORE CU PLY/HDPE & PLY/SWS;LV OUTDOOR TERMINATION; HEATSHRINK;C/W BI-METAL NARROW PALM SHEAR BOLT LUGS;PACK OF 1,PACK WEIGHT | RAYCHEM | RAYCHEM (AUSTRALIA) PTY LTD | EPKT-EX303 | CURRENT
000020545 | TERMINATION,ELECTRICAL POWER CABLE | TO SUIT 185 SQ MM 3.5 CORE CU PLY/HDPE & PLY/SWS;LV INDOOR TERMINATION; HEATSHRINK;C/W BI-METAL NARROW PALM SHEAR BOLT LUGS; | RAYCHEM | RAYCHEM (AUSTRALIA) PTY LTD | EPKT-EX304 | PHASING
000020548 | TERMINATION,ELECTRICAL POWER CABLE | TO SUIT 25-70 SQ MM 4 CORE CU PLY/HDPE & PLY/SWS;LV INDOOR & OUTDOOR TERMINATION;HEATSHRINKLC/W BI-METAL NARROW PALM SHEAR BOLT LUGS;PACK OF | TECONN | TE CONNECTIVITY LTD | EPKT-EX307 | CURRENT
000020553 | TERMINATION,ELECTRICAL POWER CABLE | TO SUIT 16 SQ MM 4 CORE CU PLY/SWS/LV INDOOR TERMINATION;HEATSHRINK;C/W BI-METAL NARROW PALM SHEAR BOLT LUGS; PACK OF 1,PACK WEIGHT 0.6 KG; | TECONN | TE CONNECTIVITY LTD | EPKT-EX312 | CURRENT
000020554 | TERMINATION,ELECTRICAL POWER CABLE | TO SUIT 16 SQ MM 4 CORE CU XLPE/PVC;LV OUTDOOR TERMINATION;HEATSHRINK;C/W BI-METAL NARROW PALM SHEAR BOLT LUGS; PACK OF 1,PACK WEIGHT 0.8 KG; | TECONN | TE CONNECTIVITY LTD | EPKT-EX313 | CURRENT
000020555 | TERMINATION,ELECTRICAL POWER CABLE | TO SUIT 16 SQ MM 4 CORE CU XLPE/PVC;LV INDOOR TERMINATION;HEATSHRINK;C/W BI-METAL NARROW PALM SHEAR BOLT LUGS; | RAYCHEM | RAYCHEM (AUSTRALIA) PTY LTD | EPKT-EX314 | PHASING
000020560 | JOINT,ELECTRICAL POWER CABLE | 33 KV;TRANSITION JOINT;HEATSHRINK;161 SQ MM 3 CORE CU PLY (0.25 SQ IN HSL) TO 185 SQ MM 3 X 1 CORE CU XLPE/LY/HDPE;C/W BARRIED COMPRESSION CONNECTORS; | TECONN | TE CONNECTIVITY LTD | EPKJ-EX22 | STRATEGIC SPARE
000020561 | JOINT,ELECTRICAL POWER CABLE | 33 KV;TRANSITION JOINT;HEATSHRINK;161 SQ MM 3 CORE CU PLY (0.25 SQ HSL) TO 630 SQ MM 3 X 1 CORE CU XLPE/LY/HDPE;C/W BARRIED COMPRESSION CONNECTORS; | TECONN | TE CONNECTIVITY LTD | EPKJ-EX23 | CURRENT
000020562 | JOINT,ELECTRICAL POWER CABLE | 33 KV;TRANSITION JOINT;HEATSHRINK;185 SQ MM 1 CORE CU PLY/HDPE TO 185 SQ MM 1 CORE CU XLPE/LY/HDPE;C/W BARRIED COMPRESSION CONNECTORS;PACK OF 1, | TECONN | TE CONNECTIVITY LTD | EPKJ-EX24 | CURRENT
000020563 | JOINT,ELECTRICAL POWER CABLE | 33 KV;TRANSITION JOINT;HEATSHRINK;185 SQ MM 1 CORE CU PLY/HDPE TO 400 SQ MM 1 CORE CU XLPE/LY/HDPE;C/W BARRIED COMPRESSION CONNECTORS;PACK OF 1, | TECONN | TE CONNECTIVITY LTD | EPKJ-EX25 | CURRENT
000020564 | JOINT,ELECTRICAL POWER CABLE | 33 KV;TRANSITION JOINT;HEATSHRINK185 SQ MM 1 CORE CU PLY/HDPE TO 630 SQ MM 1 CORE CU XLPE/LY/HDPE;C/W BARRIED COMPRESSION CONNECTORS;PACK OF 1, | TECONN | TE CONNECTIVITY LTD | EPKJ-EX26 | PURCHASE AS REQUIRED
000020565 | JOINT,ELECTRICAL POWER CABLE | 33 KV;TRANSITION JOINT;HEATSHRINK;400 SQ MM 1 CORE CU PLY/HDPE TO 400 SQ MM 1 CORE CU XLPE/LY/HDPE;C/W BARRIED COMPRESSION CONNECTORS;PACK OF 1, | TECONN | TE CONNECTIVITY LTD | EPKJ-EX27 | CURRENT
000020567 | JOINT,ELECTRICAL POWER CABLE | 33 KV;TRANSITION JOINT;HEATSHRINK;500 SQ MM 1 CORE AL XLPE/HDPE TO 630 SQ MM 1 CORE CU XLPE/LY/HDPE;C/W BARRIED COMPRESSION CONNECTORS;PACK OF 1, | TECONN | TE CONNECTIVITY LTD | EPKJ-EX29 | CURRENT
000020569 | JOINT,ELECTRICAL POWER CABLE | 33 KV;STRAIGHT JOINT;HEATSHRINK;TO SUIT 185 SQ MM 1 CORE CU XLPE/LY/HDPE;C/W BARRIED COMPRESSION CONNECTORS; PACK OF 1,PACK WEIGHT 6KG; | TECONN | TE CONNECTIVITY LTD | EPKJ-EX31 | CURRENT
000020570 | JOINT,ELECTRICAL POWER CABLE | 33 KV;STRAIGHT JOINT;HEATSHRINK;TO SUIT 400 SQ MM 1 CORE CU XLPE/LY/HDPE;C/W BARRIED COMPRESSION CONNECTORS; PACK OF 1,PACK WEIGHT 6KG; | TECONN | TE CONNECTIVITY LTD | EPKJ-EX32 | CURRENT
000020571 | JOINT,ELECTRICAL POWER CABLE | 33 KV;TRANSITION JOINT;HEATSHRINK;400 SQ MM 1 CORE CU XLPE/LY/HDPE TO 630 SQ MM 1 CORE CU XLPE/LY/HDPE;C/W BARRIED COMPRESSION CONNECTORS;PACK OF 1, | TECONN | TE CONNECTIVITY LTD | EPKJ-EX33 | CURRENT
000020572 | JOINT,ELECTRICAL POWER CABLE | 11 KV;TRANSITION JOINT;HEATSHRINK;33 KV 630 SQ MM 3 X 1 CORE CU PLY/LY/HDPE TO 11 KV 300 SQ MM 3 CORE CU PLY/LY/HDPE; C/W BARRIED COMPRESSION CONNECTORS; | TECONN | TE CONNECTIVITY LTD | EPKJ-EX34-M | STRATEGIC SPARE
000020573 | JOINT,ELECTRICAL POWER CABLE | 11 KV;TRANSITION JOINT;HEATSHRINK;33 KV 630 SQ MM 3 X 1 CORE CU XLPE/LY/HDPE TO 11 KV 240 SQ MM 3 CORE CU XLPE/HDPE;C/W BARRIED COMPRESSION CONNECTORS; | TECONN | TE CONNECTIVITY LTD | EPKJ-EX35-M | CURRENT
000020566 | JOINT,ELECTRICAL POWER CABLE | 11 KV;HEATSHRINK;STRAIGHT JOINT;SINGLE PHASE;FOR 630 SQ MM CU XLPE/HDPE; C/W WCSM TUBULAR SEALING SLEEVE & SHEAR BOLT CONNECTORS;PACK OF 1, | STREAM | STREAMLINED ENERGY PTY LTD | SEE.11HJ11.1205C.EN | CURRENT
000020566 | JOINT,ELECTRICAL POWER CABLE | 11 KV;HEATSHRINK;STRAIGHT JOINT;SINGLE PHASE;FOR 630 SQ MM CU XLPE/HDPE; C/W WCSM TUBULAR SEALING SLEEVE & SHEAR BOLT CONNECTORS;PACK OF 1, | TECONN | TE CONNECTIVITY LTD | MXSU-3161 | CURRENT
000020566 | JOINT,ELECTRICAL POWER CABLE | 11 KV;HEATSHRINK;STRAIGHT JOINT;SINGLE PHASE;FOR 630 SQ MM CU XLPE/HDPE; C/W WCSM TUBULAR SEALING SLEEVE & SHEAR BOLT CONNECTORS;PACK OF 1, | ABB | ABB FAN PTY LTD | SOJ 125R3-630 | CURRENT
000020568 | JOINT,ELECTRICAL POWER CABLE | 11 KV;HEATSHRINK;TRANSITION JOINT; SINGLE PHASE;FOR 800 SQ MM CU XLPE/ HDPE TO 630 SQ MM CU XLPE/HDPE;C/W WCSM TUBULAR SEALING SLEEVE & SHEAR BOLT | STREAM | STREAMLINED ENERGY PTY LTD | SEE.11HJ11.1255C.EN | STRATEGIC SPARE
000020568 | JOINT,ELECTRICAL POWER CABLE | 11 KV;HEATSHRINK;TRANSITION JOINT; SINGLE PHASE;FOR 800 SQ MM CU XLPE/ HDPE TO 630 SQ MM CU XLPE/HDPE;C/W WCSM TUBULAR SEALING SLEEVE & SHEAR BOLT | TECONN | TE CONNECTIVITY LTD | MXSU-3171-T8-AU01 | STRATEGIC SPARE
000020584 | JOINT,ELECTRICAL POWER CABLE | 11 KV;HEATSHRINK;STRAIGHT JOINT;SINGLE PHASE;FOR 800 SQ MM CU XLPE/HDPE; C/W WCSM TUBULAR SEALING SLEEVE & SHEAR BOLT CONNECTORS;PACK OF 1, | STREAM | STREAMLINED ENERGY PTY LTD | SEE.11HJ11.1255C.EN | STRATEGIC SPARE
000020584 | JOINT,ELECTRICAL POWER CABLE | 11 KV;HEATSHRINK;STRAIGHT JOINT;SINGLE PHASE;FOR 800 SQ MM CU XLPE/HDPE; C/W WCSM TUBULAR SEALING SLEEVE & SHEAR BOLT CONNECTORS;PACK OF 1, | TECONN | TE CONNECTIVITY LTD | MXSU-3171 | STRATEGIC SPARE
000020586 | JOINT,ELECTRICAL POWER CABLE | 11 KV;HEATSHRINK;TRANSITION JOINT; SINGLE PHASE;FOR 630 SQ MM CU XLPE /CWS/HDPE 11 KV CABLE TO 630 SQ MM CU XLPE/LY/HDPE 33 KV CABLE;C/W WCSM | TECONN | TE CONNECTIVITY LTD | MXSU-5161 | STRATEGIC SPARE
000021337 | CONVERTER | ETHERNET TO FIBRE OPTIC CONVERTER; 10 BASE TX & 100 BASE FX FIBRE PORT; ST TYPE CONNECTOR; | ADVANTEC | ADVANTECH AUSTRALIA PTY LTD | ADAM-6541/ST/AE | CURRENT
000021338 | SWITCH,ETHERNET | ETHERNET SWITCH;C/W 4, 10/100 BASE TX PORTS;100 BASE FX FIBRE PORT; | ADVANTEC | ADVANTECH AUSTRALIA PTY LTD | ADAM-6521-BE | CURRENT
000021341 | CLOTH,CLEANING | KIT CONTAINS 1 X NON-LINTING TOWEL FOR BUFFING LIVE LINE TOOLS (BUFFING WIPE); 1 X DISPOSABLE WAXING WIPE FOR PROTECT HOT STICK BOOMS; 72 KT PER BOX; | ADAPT | ADAPT AUSTRALIA PTY LTD | W-1 | CURRENT
000021342 | CLOTH,CLEANING | DISPOSABLE WIPE;FOR DAILY CLEANING; WIPE LEAVES A THIN WATER REPELLENT COATING;USE ON EWP'S;BOX OF 144;REFER WORK PRACTICE 9470-A4; | ADAPT | ADAPT AUSTRALIA PTY LTD | S-1 | CURRENT
000021343 | CLOTH,CLEANING | WATER SOLVENT WIPE;FOR HEAVY DUTY CLEANING;REMOVES GREASE & GRIME FROM BOOMS;CLEANER FOR EWP'S;BOX OF 24;REFER WORK PRACTICE 9470-A4; | TEN | THE ENERGY NETWORK | B-1 | CURRENT
000021345 | CLAMP,ELECTRICAL | INSULATING SPRING LOADED CLAMP;C/W RUBBER CONTACTS IN HEADPIECE;160 MM LG X 40 MM OPENING;1000 V;RATED TO IEC 60900-2004; | THEWMCAN | TMAC THEW & MCCANN GROUP | TM10361 | CURRENT
000021345 | CLAMP,ELECTRICAL | INSULATING SPRING LOADED CLAMP;C/W RUBBER CONTACTS IN HEADPIECE;160 MM LG X 40 MM OPENING;1000 V;RATED TO IEC 60900-2004; | AMPLITUD | AMPLITUDE PTY LTD - 396777 | 120050 | CURRENT
000020300 | JOINT,ELECTRICAL POWER CABLE | 11 KV;STRAIGHT JOINT;HEATSHRINK;3 PHASE; FOR 25 SQ MM CU PLY/HDPE;C/W RFSM OUTER SEALING SLEEVE & BARRIED COMPRESSION CONNECTORS;PACK OF 1, | TECONN | TE CONNECTIVITY LTD | EFSJ-EX50A | CURRENT
000020301 | JOINT,ELECTRICAL POWER CABLE | 11 KV;TRANSITION JOINT;HEATSHRINK; 3 PHASE;FOR 25 SQ MM CU PLY/HDPE TO 95 SQ MM CU PLY/HDPE;C/W RFSM OUTER SEALING SLEEVE & BARRIED COMPRESSION | RAYCHEM | RAYCHEM (AUSTRALIA) PTY LTD | EFSJ-EX51A | CURRENT
000021346 | LADEL | DOUBLE LIPPED;100 MM DIA PLATED STEEL BOWL;HEAT RESISTANT NYLON HANDLE; 340 MM LG; | HYLEC | HYLEC PTY LTD | 100 MM | PURCHASE AS REQUIRED
000021346 | LADEL | DOUBLE LIPPED;100 MM DIA PLATED STEEL BOWL;HEAT RESISTANT NYLON HANDLE; 340 MM LG; | THEWMCAN | TMAC THEW & MCCANN GROUP | 100 MM | PURCHASE AS REQUIRED
000021347 | LADEL | DOUBLE LIPPED;125 MM DIA PLATED STEEL BOWL;HEAT RESISTANT NYLON HANDLE; 360 MM LG; | THEWMCAN | TMAC THEW & MCCANN GROUP | 125 MM BOWL | PURCHASE AS REQUIRED
000020324 | JOINT,ELECTRICAL POWER CABLE | 11 KV;TRANSITION JOINT;HEATSHRINK; 3 PHASE;FOR 95 SQ MM AL XLPE/PVC/HDPE TO 120 SQ MM AL PLY/SW/PVC;C/W RFSM OUTER SEALING SLEEVE & BARRIED COMPRESSION | TECONN | TE CONNECTIVITY LTD | MXSU-12B/3XU-3SB-AU02 | CURRENT
000020466 | JOINT,ELECTRICAL POWER CABLE | 11 KV;TRANSITION JOINT;HEATSHRINK; 3 PHASE;FOR 240 SQ MM AL XLPE/HDPE TO 258 SQ MM AL PLY/PVC;C/W RFSM OUTER SEALING SLEEVE & BARRIED COMPRESSION | TECONN | TE CONNECTIVITY LTD | MXSU-12E/3XU-3SB-AU02 | CURRENT
000020468 | JOINT,ELECTRICAL POWER CABLE | 11 KV;TRANSITION JOINT;HEATSHRINK; 3 PHASE;FOR 185 SQ MM CU XLPE/HDPE TO 300 SQ MM AL PLY/PVC;C/W RFSM OUTER SEALING SLEEVE & BARRIED COMPRESSION | TECONN | TE CONNECTIVITY LTD | MXSU-12E/3XU-3SB-AU02 | CURRENT
000021349 | LUBRICATING OIL,HYDRAULIC | ISO VG 68, Mineral Base Hydraulic Fluid, General Purpose, 205L Drum | CASTROL | CASTROL | 4103467 | CURRENT
000021349 | LUBRICATING OIL,HYDRAULIC | ISO VG 68, Mineral Base Hydraulic Fluid, General Purpose, 205L Drum | CALTEX | CALTEX | RANDO HD 68 | CURRENT
000021349 | LUBRICATING OIL,HYDRAULIC | ISO VG 68, Mineral Base Hydraulic Fluid, General Purpose, 205L Drum | CASTROL | CASTROL | HYSPIN AWH 68 | CURRENT
000021350 | WASHER,FLAT | TINNED COPPER;SPACER WASHER;38 MM DIA X 30 MM THICK;12 MM CLEARANCE HOLE;A PHASE CONNECTION OF CABLE TERM; SAFELINK TOP ENTRY | ERGON | ERGON ENERGY | SPACER WASHER 30MM | CURRENT
000021351 | WASHER,FLAT | TINNED COPPER;SPACER WASHER;38 MM DIA X 6 MM THICK;12 MM CLEARANCE HOLE;B & C PHASE CONECTION OF CABLE TERM;SAFELINK TOP ENTRY | ERGON | ERGON ENERGY | SPACER WASHER 6MM | PURCHASE AS REQUIRED
000020546 | TERMINATION,ELECTRICAL POWER CABLE | INDOOR & OUTDOOR TERMINATION;SUIT 4 CORE CABLE;35-150 SQ MM XLPE/PVC STRANDED OR SOLID CONDUCTOR;HEATSHRINK; C/W TINNED SHEAR BOLT LUGS(NARROW PALM); | TECONN | TE CONNECTIVITY LTD | EPKT-EX305 | CURRENT
000021352 | CROSSARM,METAL | STEEL;RHS GALV;5100 MM LG;150 MM X 100 MM X 4 MM THK;TRANSMISSION DOUBLE CROSSARM;STRAPPED SET OF 2; | ERGON | ERGON ENERGY | 11428 A2 01 REV F | CURRENT
000021353 | CROSSARM,METAL | STEEL;RHS GALV;2600 MM LG;150 MM X 100 MM X 4 MM THK;TRANSMISSION DOUBLE CROSSARM; | ERGON | ERGON ENERGY | DRAWING 11430-A2-01 AMT B | PURCHASE AS REQUIRED
000021355 | SWITCHBOARD,LV | LV SWITCHBOARD;SQUARE PMT'S; ASSEMBLIES ARE CONFIGURED (L TO R); SUIT 315 KVA UNITS;1 X TRANSFORMER SWITCH- DISCONNECTOR;1 X 630 AMP | WEBER | WEBER SOUTH PACIFIC PTY LTD | 315 KVA LV BOARD-VF114063-EE3 | STRATEGIC SPARE
000021356 | SWITCHBOARD,LV | LV SWITCHBOARD;SQUARE PMT'S; ASSEMBLIES ARE CONFIGURED (L TO R); SUIT 500 KVA UNITS;1 X TRANSFORMER SWITCH- DISCONNECTOR;1 X 630 AMP; | WEBER | WEBER SOUTH PACIFIC PTY LTD | 500 KVA LV BOARD-VF114093-EE5 | STRATEGIC SPARE
000021357 | SWITCHBOARD,LV | LV SWITCHBOARD;SQUARE PMT'S; ASSEMBLIES ARE CONFIGURED (L TO R); SUIT 750 KVA UNITS;1 X TRANSFORMER SWITCH -DISCONNECTOR;4 X 630 AMP | WEBER | WEBER SOUTH PACIFIC PTY LTD | 750 KVA LV BOARD-VF124123-EE7 | MAINTENANCE STOCK
000021358 | SWITCHBOARD,LV | LV SWITCHBOARD;SQUARE PMT'S; ASSEMBLIES ARE CONFIGURED (L TO R); SUIT 1000 KVA UNITS;1 X TRANSFORMER SWITCH-DISCONNECTOR;4 X SPACE FOR | WEBER | WEBER SOUTH PACIFIC PTY LTD | 1000 KVA LV BOARD-VF124163EE10 | PURCHASE AS REQUIRED
000021340 | ANTENNA | 915 TO 928 MHZ; OMNI DIRECTIONAL VERTICALLY POLARISED ISM ANTENNA; 8.1 DBD GAIN;< 1.5:1 VSWR;WHITE FIBREGLASS;TAPPERED RADOME & | RFIND | RF INDUSTRIES | COL1799-VA1 | CURRENT
000021340 | ANTENNA | 915 TO 928 MHZ; OMNI DIRECTIONAL VERTICALLY POLARISED ISM ANTENNA; 8.1 DBD GAIN;< 1.5:1 VSWR;WHITE FIBREGLASS;TAPPERED RADOME & | COMWIDE | COMWIDE | 024705 | CURRENT
000021359 | SWEATBAND,HEADWEAR | SHEEP SKIN SWEATBAND;U/W SAFETY HELMET/CAPS SC01991 & SC14294;PACK OF 10; | ATOMSUPP | ATOM SUPPLY | 1436002 | CURRENT
000021359 | SWEATBAND,HEADWEAR | SHEEP SKIN SWEATBAND;U/W SAFETY HELMET/CAPS SC01991 & SC14294;PACK OF 10; | BLKWOODS | J BLACKWOOD & SON LTD | 00372096/HXSBW | CURRENT
000021359 | SWEATBAND,HEADWEAR | SHEEP SKIN SWEATBAND;U/W SAFETY HELMET/CAPS SC01991 & SC14294;PACK OF 10; | PROTECTR |  | 0037 2096 TUFF MASTER HXSBW | CURRENT
000021361 | STRAPPING | POLYPROPYLENE;19 MM W;1000 M LG HD; BLACK;U/W POLY STRAP TENSIONER;USED FOR TIEDOWN 110 KV U/G CONDUITS;REFER SC21362 TENSIONER & SC15289 METAL BUCKLE | PROMARK | PROMARK PACKAGING PTY LTD GEEBUNG | LP1910BK | CURRENT
000021362 | TENSIONER,POLY STRAP | ROUND TENSIONER FOR 19 MM STRAPPING; UP TO 19 MM TST 30 ER ROUND PACK; USED FOR TIEDOWN OF 110 KV CONDUITS; REFER SC21361 FOR STRAPPING; | PROMARK | PROMARK PACKAGING PTY LTD GEEBUNG | DAB 603 | PURCHASE AS REQUIRED
000021362 | TENSIONER,POLY STRAP | ROUND TENSIONER FOR 19 MM STRAPPING; UP TO 19 MM TST 30 ER ROUND PACK; USED FOR TIEDOWN OF 110 KV CONDUITS; REFER SC21361 FOR STRAPPING; | PROMARK | PROMARK PACKAGING PTY LTD GEEBUNG | DC6006 | PURCHASE AS REQUIRED
000021364 | FLAG,SAFETY | Bunting, Type 3, Green Flags 200 x 240mm c/w 'Construction Site' every 5th Flag, Black Text 12 x 30mm, Single Side Print, 4mm Dia PPL Rope, 30m Lg Roll | JAYBRO | JAYBRO CIVIL & SAFETY PRODUCTS | GREEN/21364 | CURRENT
000021365 | FLAG,SAFETY | Bunting, Type 4, Pink Flags 200 x 240mm c/w 'Live Exposed Parts' every 5th Flag, Black Text 12 x 30mm, Single Side Print, 4mm Dia PPL Rope, 30m Lg Roll | JAYBRO | JAYBRO CIVIL & SAFETY PRODUCTS | PINK/21365 | CURRENT
000021366 | FLAG,SAFETY | Bunting, Type 8, White Flags 170 x 250mm c/w 'Not Electrically Connected' every 5th Flag, Black Text 12 x 30mm, Single Side Print, 4mm PPL Rope, 30m Lg Roll | JAYBRO | JAYBRO CIVIL & SAFETY PRODUCTS | WHITE/21366 | CURRENT
000021317 | SIGN | THIS ABS HAS BEEN FITTED WITH BURIED EARTHING MAT AS PER ABS EARTHING IN THE OVERHEAD CONSTRUCTION MANUAL; ANODISED ALUMINIUM, BRONZED SILVER; | UES | UTILITY ENGRAVING & SIGNS | SIGN | CURRENT
000021368 | STAND. | PARKING STAND;FOR DEADBREAK STAND OFF PLUG;TYPE M400-SOP-B;REFER SC21370 FOR PLUG,INSULATOR; | ELASMOLD | ELASTIMOLD (MANUFACTURER) | 160-PS | PURCHASE AS REQUIRED
000021369 | CONNECTOR,ELECTRICAL | PFISTERER TYPE 2;SEPARABLE CONNECTORS; TO SUIT 33 KV,50 SQ MM XLPE CABLE;PACK OF 3; | INTERTEC | INTERTECH ENGINEERING PTY LTD | PFISTER 870-230-050 | STRATEGIC SPARE
000021370 | INSULATOR | PLUG TYPE;DEADBREAK BOLTED STAND OFF PLUG TYPE;M400-SOP-B;U/W M400TB DEADBREAK ELBOW & PARKING STAND 160PS; REFER SC21368 STAND & SC21371 ELBOW; | ELASMOLD | ELASTIMOLD (MANUFACTURER) | M400-SOP-B | PURCHASE AS REQUIRED
000021371 | CONNECTOR,CABLE,ELECTRICAL | 33 KV;DEADBREAK ELBOW TYPE;TO SUIT 33 KV ,50 SQ MM SINGLE CORE XLPE CABLE;C/W 1 X TEE CONNECTOR-400BT/G,1 X CABLE REDUCER-411 CA-22,1 X CLAMPING SCREW- | ELASMOLD | ELASTIMOLD (MANUFACTURER) | M400TB/G-22-50KM-12-1 | PURCHASE AS REQUIRED
000021372 | ROPE,FIBROUS | Double Braid Polyester 10mm Dia, Yellow Rope,100m Roll | DONAGHYS | DONAGHYS PTY LTD | RBRY10HAM | CURRENT
000021374 | CAP, PROTECTIVE | PUSH-ON TYPE;PVC;2-3/8 IN DIA;TO SUIT 50 MM PVC CONDUIT; | TRI UGRD | TRI UNDERGROUND AUSTRALIA PTY LTD | HDE50CAP | CURRENT
000021374 | CAP, PROTECTIVE | PUSH-ON TYPE;PVC;2-3/8 IN DIA;TO SUIT 50 MM PVC CONDUIT; | HAYMANS | HAYMANS ELECTRICAL | FAB262P50 | CURRENT
000021374 | CAP, PROTECTIVE | PUSH-ON TYPE;PVC;2-3/8 IN DIA;TO SUIT 50 MM PVC CONDUIT; | VINIDEX |  | Q6595 | CURRENT
000021375 | GLOVES,CLOTH | MEN'S;ENGINEERED MED WEIGHT CUT RESISTANT YARN;FLAME/HEAT RETARDANT TREATED;GREEN/GREY SEAMLESS KNITTED GLOVE;SIZE 8; | BLKWOOD | J BLACKWOOD & SON LTD | 07744102 | CURRENT
000021375 | GLOVES,CLOTH | MEN'S;ENGINEERED MED WEIGHT CUT RESISTANT YARN;FLAME/HEAT RETARDANT TREATED;GREEN/GREY SEAMLESS KNITTED GLOVE;SIZE 8; | ATOMSUPP | ATOM SUPPLY | 131584 | CURRENT
000021376 | GLOVES,CLOTH | MEN'S;ENGINEERED MED WEIGHT CUT RESISTANT YARN;FLAME/HEAT RETARDANT TREATED;GREEN/GREY SEAMLESS KNITTED GLOVE;SIZE 9; | ATOMSUPP | ATOM SUPPLY | 131583 | CURRENT
000021376 | GLOVES,CLOTH | MEN'S;ENGINEERED MED WEIGHT CUT RESISTANT YARN;FLAME/HEAT RETARDANT TREATED;GREEN/GREY SEAMLESS KNITTED GLOVE;SIZE 9; | BLKWOOD | J BLACKWOOD & SON LTD | 07744119 | CURRENT
000021376 | GLOVES,CLOTH | MEN'S;ENGINEERED MED WEIGHT CUT RESISTANT YARN;FLAME/HEAT RETARDANT TREATED;GREEN/GREY SEAMLESS KNITTED GLOVE;SIZE 9; | REXEL | REXEL PTY LTD | 07744119 | CURRENT
000021376 | GLOVES,CLOTH | MEN'S;ENGINEERED MED WEIGHT CUT RESISTANT YARN;FLAME/HEAT RETARDANT TREATED;GREEN/GREY SEAMLESS KNITTED GLOVE;SIZE 9; | PROTECTR |  | 70-761-9 | CURRENT
000021377 | GLOVES,CLOTH | MEN'S;ENGINEERED MED WEIGHT CUT RESISTANT YARN;FLAME/HEAT RETARDANT TREATED;GREEN/GREY SEAMLESS KNITTED GLOVE;SIZE 10; | BLKWOOD | J BLACKWOOD & SON LTD | 07744136/70-761 | CURRENT
000021377 | GLOVES,CLOTH | MEN'S;ENGINEERED MED WEIGHT CUT RESISTANT YARN;FLAME/HEAT RETARDANT TREATED;GREEN/GREY SEAMLESS KNITTED GLOVE;SIZE 10; | PROTECTR |  | 70-761-10 | CURRENT
000021377 | GLOVES,CLOTH | MEN'S;ENGINEERED MED WEIGHT CUT RESISTANT YARN;FLAME/HEAT RETARDANT TREATED;GREEN/GREY SEAMLESS KNITTED GLOVE;SIZE 10; | ATOMSUPP | ATOM SUPPLY | 131428 | CURRENT
000021378 | GLOVES,PROTECTIVE | GENERAL PURPOSE;HYFLEX; POLYURETHANE COATING; CUT RESISTANT GLOVE;SIZE 8; | BLKWOODS | J BLACKWOOD & SON LTD | 06214136/11-630-8 | PHASING
000021378 | GLOVES,PROTECTIVE | GENERAL PURPOSE;HYFLEX; POLYURETHANE COATING; CUT RESISTANT GLOVE;SIZE 8; | ANSELL | ANSELL LTD | 11-630-8 | PHASING
000021380 | GLOVES,PROTECTIVE | GENERAL PURPOSE;HYFLEX; POLYURETHANE COATING;CUT RESISTANT GLOVE;SIZE 10; | BLKWOODS | J BLACKWOOD & SON LTD | 06214170/11-630-10 | PHASING
000021380 | GLOVES,PROTECTIVE | GENERAL PURPOSE;HYFLEX; POLYURETHANE COATING;CUT RESISTANT GLOVE;SIZE 10; | ANSELL | ANSELL LTD | 11-630-10 | PHASING
000021381 | NUT,EYE | STEEL;CADMIUM PLATED;M8;SWL 0.14T; | STATEWD | STATEWIDE FSTNERS & ENG SPLS PL | M8 | CURRENT
000021383 | NUT,EYE | STEEL;CADMIUM PLATED;M12;SWL 0.34T; | STATEWD | STATEWIDE FSTNERS & ENG SPLS PL | M12 | CURRENT
000021384 | LINK,TENSION | SAG LINK;120 KN;SUIT 120 KN LONG ROD ASSEMBLY;556 MM - 974 MM EXT;CLEVIS- TONGUE ATTACHMENT;M18 ATTACHMENT HOLE,16 MM CLASS 8.8 BOLT/NUTS; | PLP AUST | PREFORMED LINE PRODUCTS (AUST) | CTSL-120 | CURRENT
000021385 | LINK,TENSION | SAG LINK;160 KN;SUIT 160 KN LONG ROD ASSEMBLY;535 MM - 735 MM EXT;CLEVIS- TONGUE ATTACHMENT;M22 ATTACHMENT HOLE,20 MM CLASS 8.8 BOLT/NUTS; | PLP AUST | PREFORMED LINE PRODUCTS (AUST) | CTSL-160 | CURRENT
000021385 | LINK,TENSION | SAG LINK;160 KN;SUIT 160 KN LONG ROD ASSEMBLY;535 MM - 735 MM EXT;CLEVIS- TONGUE ATTACHMENT;M22 ATTACHMENT HOLE,20 MM CLASS 8.8 BOLT/NUTS; | PLP AUST | PREFORMED LINE PRODUCTS (AUST) | CTSL-160-1 | CURRENT
000021386 | CLEANING COMPOUND | BOOM WASH CONCENTRATE;DILUTE 3 TO 5 PARTS WATER;FOR USE ON EWP'S;1 GALLON BOTTLE,BOX OF 4; No longer available in 1 Gal -refer SC 21741 (4 Gal) | ADAPT | ADAPT AUSTRALIA PTY LTD | BWC-128 | PHASING
000021387 | BAG,PLASTIC | POLYETHYLENE;TRANSPARENT;1000 MM LG, 200 MM W APPROX;COVER FOR LINK STICK WHEN REMOVING DEAD WILDLIFE FROM MAINS ;FOR CARRY BAG FOR DISPOSAL OF DEAD | SILGLEN | SILGLEN SERVICES PTY LTD | PLASTIC BAG 1 M X 20 CM | STRATEGIC SPARE
000021394 | WEDGE,CABLE CORE. | INSULATING NYLON CABLE CORE SEPARATING WEDGE;SMOOTH SURFACE (NON-GROOVED); 225 MM LG;25 MM W;NOMINAL LIFT 38 MM; 1000 V RATED;TO IEC 60900-2004;PACK OF | CMI ELEC | CMI ELECTRICAL PRODUCTS GEEBUNG | EP110-3NYC | CURRENT
000021394 | WEDGE,CABLE CORE. | INSULATING NYLON CABLE CORE SEPARATING WEDGE;SMOOTH SURFACE (NON-GROOVED); 225 MM LG;25 MM W;NOMINAL LIFT 38 MM; 1000 V RATED;TO IEC 60900-2004;PACK OF | IPD | IPD GROUP LIMITED | EP110-3NYC | CURRENT
000021395 | WEDGE,CABLE | INSULATING NYLON CABLE CORE SEPARATING GUARD;FOR PROTECTION WHEN CUTTING ADJACENT CABLE CORES;NOMINAL LIFT 23 MM; 1000 V RATED;TO IEC 60900-2004;PACK OF | CMI ELEC | CMI ELECTRICAL PRODUCTS GEEBUNG | 120-CG1C - EP COREGUARD | CURRENT
000021395 | WEDGE,CABLE | INSULATING NYLON CABLE CORE SEPARATING GUARD;FOR PROTECTION WHEN CUTTING ADJACENT CABLE CORES;NOMINAL LIFT 23 MM; 1000 V RATED;TO IEC 60900-2004;PACK OF | IPD | IPD GROUP LIMITED | ELLIS 120-CG1C | CURRENT
000021398 | CLAMP,STRAIN | HELICAL DEAD END;SUITS 61/3.75 AAC & AAAC LIMITED TENSION CAPABILITY FOR TEMP STRINGING PURPOSES ONLY; | PLP AUST | PREFORMED LINE PRODUCTS (AUST) | AFG-338-LT-CL | CURRENT
000021399 | SOCKET BALL ASSEMBLY. | FORGED STEEL;GALV;120 KN;M16 BALL & SOCKET;C/W, W CLIP; | PLP AUST | PREFORMED LINE PRODUCTS (AUST) | SB-120-3 | STRATEGIC SPARE
000021400 | SOCKET BALL ASSEMBLY. | FORGED STEEL;GALV;160 KN;M20 BALL & SOCKET;C/W, W CLIP; | PLP AUST | PREFORMED LINE PRODUCTS (AUST) | SB-160-4 | STRATEGIC SPARE
000021403 | GRIP,CABLE,JAW | PARALLEL JAWS;FOR BARE COPPER RANGE 4-12 MM DIA,(16-70 SQ MM);SUITS 3/2.7 (3/12) & 7/2.75 (7/12) STAY CATENERARY | PENTA | PENTA AUST (TMAC THEW & MCCANN/HYLEC) | PA10069 | CURRENT
000021403 | GRIP,CABLE,JAW | PARALLEL JAWS;FOR BARE COPPER RANGE 4-12 MM DIA,(16-70 SQ MM);SUITS 3/2.7 (3/12) & 7/2.75 (7/12) STAY CATENERARY | THEWMCAN | TMAC THEW & MCCANN GROUP | TM10069 | CURRENT
000021403 | GRIP,CABLE,JAW | PARALLEL JAWS;FOR BARE COPPER RANGE 4-12 MM DIA,(16-70 SQ MM);SUITS 3/2.7 (3/12) & 7/2.75 (7/12) STAY CATENERARY | THEWMCAN | TMAC THEW & MCCANN GROUP | 2430494 | CURRENT
000021404 | KIT,RETROFIT. | NHP RETROFIT KIT;FOR INSTALLING TERASAKI AR 3P 2500 AMP LV 3 PHASE AIR CIRCUIT BREAKER (SC21405);REPLACEMENT OF FAILED NILSEN NAB1, 2500 AMP LV AIR CIRCUIT | NHP | NHP ELECTRICAL ENGINEERING | AR325-NAB1/D25 | STRATEGIC SPARE
000021405 | CIRCUIT BREAKER | TERASAKI AR 3P 2500 AMP LV 3 PHASE AIR CIRCUIT BREAKER;SUITABLE FOR REPLACING FAILED 2500 AMP NILSEN NAB1,LV ACB'S; 24 V TRIP COIL WITH VOLTAGE DROPPING | NHP | NHP ELECTRICAL ENGINEERING | 2500A AR 3P ACB | STRATEGIC SPARE
000021367 | BOX,ELECTRICAL,MULTIAPPLICATION. | ALUMINIUM;800 MM H,600 MM W,320 MM D; ALARM INTERFACE PANEL; | ERGON | ERGON ENERGY | ALARM PANEL | CURRENT
000021406 | JOINT,ELECTRICAL POWER CABLE | UNDERGROUND SERVICE TEE JOINT;LV; RE-ENTERABLE RESIN FILLED;SUITS 240 SQ MM 4 C AL XLPE,185 SQ MM 3.5 C CU PLY & XLPE/SWS MAIN WITH TEE CABLES OF 16- | SICAME | SICAME AUSTRALIA PTY LTD | CRJ-TMB16300-01 | CURRENT
000021406 | JOINT,ELECTRICAL POWER CABLE | UNDERGROUND SERVICE TEE JOINT;LV; RE-ENTERABLE RESIN FILLED;SUITS 240 SQ MM 4 C AL XLPE,185 SQ MM 3.5 C CU PLY & XLPE/SWS MAIN WITH TEE CABLES OF 16- | SICAME | SICAME AUSTRALIA PTY LTD | LVJ-21406 | CURRENT
000021406 | JOINT,ELECTRICAL POWER CABLE | UNDERGROUND SERVICE TEE JOINT;LV; RE-ENTERABLE RESIN FILLED;SUITS 240 SQ MM 4 C AL XLPE,185 SQ MM 3.5 C CU PLY & XLPE/SWS MAIN WITH TEE CABLES OF 16- | IPD | IPD GROUP LIMITED | 3674-020 KIT ONLY | CURRENT
000021408 | KIT,SWITCH FUSEGEAR | SWITCH FUSE BARRIER KIT;FOR REPLACEMENT OF WARPED BARRIERS IN LUCY FRMU,RMU'S; | ADAPT | ADAPT AUSTRALIA PTY LTD | 3720281007 LUCY | CURRENT
000021171 | RADIO SET | UTILINET WANGATE RADIO; FULLY SELF CONTAINED 900 MHZ MESH RADIO; WITH IN-BUILT BATTERY & CHARGER; SUITABLE FOR USE AS STAND ALONE REPEATER, POWERED | LANDIS | LANDIS GYR (AUST) PTY LTD | 26-1932 | CURRENT
000021409 | MODEM,COMMUNICATIONS | MODEM;ADAM 4577;USED IN SUBSTN'S FOR RELAY MANAGEMENT CIRCUIT;WHERE CIRCUIT IS DIRECTLY CONNECTED FROM ETHERNET SWITCH TO RELAY PANEL; | ADVANTEC | ADVANTECH AUSTRALIA PTY LTD | EKI-1521-AE | CURRENT
000021481 | TRANSFORMER,CURRENT | Protection, Toroidal, Indoor, 2kV, 1000/1, 0.025PX350 R3.5, Thermal Current Limit 2000A | HAWKSIDD | HAWKER SIDDELEY SWITCHGEAR LTD | TOROIDAL | CURRENT
000021482 | TRANSFORMER,CURRENT | PROTECTION,TOROIDAL;INDOOR;2 KV; 800/1 AMP;0.025PX 350 R3.5;THERMAL CURRENT LIMIT OF 1600 AMP; | HAWKSIDD | HAWKER SIDDELEY SWITCHGEAR LTD | TOROIDAL | PURCHASE AS REQUIRED
000021483 | CIRCUIT BREAKER | 11 KV CIRCUIT BREAKER 11 KV AREVA HWX CB REF HWX-1; 1250A; 20KA/3 SEC; 95kV BILL 60MM WIDE; CB SCHEMATIC DIAGRAM A3-402-6123; REFER STOCK NARRATIVE; | AREVA | AREVA T&D AUSTRALIA LIMITED | 40R3963/A1 | STRATEGIC SPARE
000021484 | DUNNAGE,TIMBER | HARDWOOD TIMBER SLEEPERS;F14;1000 MM X 200 MM X 75 MM;ALL EDGES ARE TO BE 10 MM CHAMFERED, CCA TREATMENT NOT REQUIRED; ALL SURFACES TO BE FREE OF | DALEMYER | DALE MEYERS PTY LTD | HGSU200075DU010 | PURCHASE AS REQUIRED
000021484 | DUNNAGE,TIMBER | HARDWOOD TIMBER SLEEPERS;F14;1000 MM X 200 MM X 75 MM;ALL EDGES ARE TO BE 10 MM CHAMFERED, CCA TREATMENT NOT REQUIRED; ALL SURFACES TO BE FREE OF | COFFHARD | COFFS HARBOUR HARDWOODS PTY LTD | F14 | PURCHASE AS REQUIRED
000021484 | DUNNAGE,TIMBER | HARDWOOD TIMBER SLEEPERS;F14;1000 MM X 200 MM X 75 MM;ALL EDGES ARE TO BE 10 MM CHAMFERED, CCA TREATMENT NOT REQUIRED; ALL SURFACES TO BE FREE OF | OUTDOOR | OUTDOOR STRUCTURES AUSTRALIA | F14 | PURCHASE AS REQUIRED
000021484 | DUNNAGE,TIMBER | HARDWOOD TIMBER SLEEPERS;F14;1000 MM X 200 MM X 75 MM;ALL EDGES ARE TO BE 10 MM CHAMFERED, CCA TREATMENT NOT REQUIRED; ALL SURFACES TO BE FREE OF | DALEMYER | DALE MEYERS PTY LTD | F14 | PURCHASE AS REQUIRED
000021484 | DUNNAGE,TIMBER | HARDWOOD TIMBER SLEEPERS;F14;1000 MM X 200 MM X 75 MM;ALL EDGES ARE TO BE 10 MM CHAMFERED, CCA TREATMENT NOT REQUIRED; ALL SURFACES TO BE FREE OF | BORAL | BORAL | F14 | PURCHASE AS REQUIRED
000021485 | ARRESTER,ELECTRICAL SURGE | GAPLESS;METAL OXIDE;27 KV;20 KA PEAK; CLASS 4 LINE DISCHARGE;POLMER HOUSING; TO SUIT SC19942 (36 KV CAPACITOR BANK); | ABB | ABB FAN PTY LTD | POLIM-H27N | CURRENT
000021462 | LABEL | PHOENIX TYPE ZB6;NUMBERS 41 TO 50; VERTICAL;SUIT 6.2 MM W TERMINALS; PACK OF 10; | REXEL | REXEL PTY LTD | PHO105029:0041 | CURRENT
000021462 | LABEL | PHOENIX TYPE ZB6;NUMBERS 41 TO 50; VERTICAL;SUIT 6.2 MM W TERMINALS; PACK OF 10; | HAYMANS | HAYMANS ELECTRICAL | PHO1051029:0041 | CURRENT
000021462 | LABEL | PHOENIX TYPE ZB6;NUMBERS 41 TO 50; VERTICAL;SUIT 6.2 MM W TERMINALS; PACK OF 10; | HAYMANS | HAYMANS ELECTRICAL | PH1051029E | CURRENT
000021461 | LABEL | PHOENIX TYPE ZB6;NUMBERS 31 TO 40; VERTICAL;SUIT 6.2 MM W TERMINALS; PACK OF 10; | REXEL | REXEL PTY LTD | PHO1051029:0031 | CURRENT
000021461 | LABEL | PHOENIX TYPE ZB6;NUMBERS 31 TO 40; VERTICAL;SUIT 6.2 MM W TERMINALS; PACK OF 10; | HAYMANS | HAYMANS ELECTRICAL | PH1051029D | CURRENT
000021461 | LABEL | PHOENIX TYPE ZB6;NUMBERS 31 TO 40; VERTICAL;SUIT 6.2 MM W TERMINALS; PACK OF 10; | HAYMANS | HAYMANS ELECTRICAL | PHO1051029:0031 | CURRENT
000021451 | MARKER STRIP | Type ZB8, Number 31 to 40, Vertical, White, suit Terminal Block 8.2mm W, Pack of 10 | HAYMANS | HAYMANS ELECTRICAL | PHO1052028:0031 | CURRENT
000021451 | MARKER STRIP | Type ZB8, Number 31 to 40, Vertical, White, suit Terminal Block 8.2mm W, Pack of 10 | PHOENIX | PHOENIX CONTACT PTY LTD | 1052028:0031 | CURRENT
000021452 | MARKER STRIP | Type ZB8, Number 41 to 50, Vertical, White, suit Terminal Block 8.2mm W, Pack of 10 | REXEL | REXEL PTY LTD | PHO1052028:0041 | CURRENT
000021452 | MARKER STRIP | Type ZB8, Number 41 to 50, Vertical, White, suit Terminal Block 8.2mm W, Pack of 10 | HAYMANS | HAYMANS ELECTRICAL | PH1052028E | CURRENT
000021452 | MARKER STRIP | Type ZB8, Number 41 to 50, Vertical, White, suit Terminal Block 8.2mm W, Pack of 10 | PHOENIX | PHOENIX CONTACT PTY LTD | 1052028:0041 | CURRENT
000021452 | MARKER STRIP | Type ZB8, Number 41 to 50, Vertical, White, suit Terminal Block 8.2mm W, Pack of 10 | HAYMANS | HAYMANS ELECTRICAL | PHO1052028:0041 | CURRENT
000021453 | MARKER STRIP | Type ZB10, Number 1 to 10, Vertical, White, suit Terminal Block 10.2mm W, Pack of 10 | REXEL | REXEL PTY LTD | PHO1053027:0001 | CURRENT
000021453 | MARKER STRIP | Type ZB10, Number 1 to 10, Vertical, White, suit Terminal Block 10.2mm W, Pack of 10 | HAYMANS | HAYMANS ELECTRICAL | PH1053027A | CURRENT
000021453 | MARKER STRIP | Type ZB10, Number 1 to 10, Vertical, White, suit Terminal Block 10.2mm W, Pack of 10 | HAYMANS | HAYMANS ELECTRICAL | PHO1053027:0001 | CURRENT
000021453 | MARKER STRIP | Type ZB10, Number 1 to 10, Vertical, White, suit Terminal Block 10.2mm W, Pack of 10 | PHOENIX | PHOENIX CONTACT PTY LTD | 1053027:0001 | CURRENT
000021454 | MARKER STRIP | Type ZB10, Number 11 to 20, Vertical, White, suit Terminal Block 10.2mm W, Pack of 10 | REXEL | REXEL PTY LTD | PHO1053027:0011 | CURRENT
000021454 | MARKER STRIP | Type ZB10, Number 11 to 20, Vertical, White, suit Terminal Block 10.2mm W, Pack of 10 | HAYMANS | HAYMANS ELECTRICAL | PH1053027B | CURRENT
000021454 | MARKER STRIP | Type ZB10, Number 11 to 20, Vertical, White, suit Terminal Block 10.2mm W, Pack of 10 | HAYMANS | HAYMANS ELECTRICAL | PHO1053027:0011 | CURRENT
000021454 | MARKER STRIP | Type ZB10, Number 11 to 20, Vertical, White, suit Terminal Block 10.2mm W, Pack of 10 | PHOENIX | PHOENIX CONTACT PTY LTD | 1053027:0011 | CURRENT
000021455 | MARKER STRIP | Type ZB10, Number 21 to 30, Vertical, White, suit Terminal Block 10.2mm W, Pack of 10 | HAYMANS | HAYMANS ELECTRICAL | PH1053027C | CURRENT
000021455 | MARKER STRIP | Type ZB10, Number 21 to 30, Vertical, White, suit Terminal Block 10.2mm W, Pack of 10 | HAYMANS | HAYMANS ELECTRICAL | PHO1053027:0021 | CURRENT
000021455 | MARKER STRIP | Type ZB10, Number 21 to 30, Vertical, White, suit Terminal Block 10.2mm W, Pack of 10 | PHOENIX | PHOENIX CONTACT PTY LTD | 1053027:0021 | CURRENT
000021456 | MARKER STRIP | Type ZB10, Number 31 to 40, Vertical, White, suit Terminal Block 10.2mm W, Pack of 10 | HAYMANS | HAYMANS ELECTRICAL | PHO1053027:0031 | CURRENT
000021456 | MARKER STRIP | Type ZB10, Number 31 to 40, Vertical, White, suit Terminal Block 10.2mm W, Pack of 10 | HAYMANS | HAYMANS ELECTRICAL | PH1053027D | CURRENT
000021456 | MARKER STRIP | Type ZB10, Number 31 to 40, Vertical, White, suit Terminal Block 10.2mm W, Pack of 10 | PHOENIX | PHOENIX CONTACT PTY LTD | 1053027:0031 | CURRENT
000021457 | MARKER STRIP | Type ZB10, Number 41 to 50, Vertical, White, suit Terminal Block 10.2mm W, Pack of 10 | HAYMANS | HAYMANS ELECTRICAL | PHO1053027:0041 | CURRENT
000021457 | MARKER STRIP | Type ZB10, Number 41 to 50, Vertical, White, suit Terminal Block 10.2mm W, Pack of 10 | HAYMANS | HAYMANS ELECTRICAL | PH1053027E | CURRENT
000021457 | MARKER STRIP | Type ZB10, Number 41 to 50, Vertical, White, suit Terminal Block 10.2mm W, Pack of 10 | PHOENIX | PHOENIX CONTACT PTY LTD | 1053027:0041 | CURRENT
000021458 | LABEL | PHOENIX TYPE ZB6;NUMBERS 1 TO 10; VERTICAL;SUIT 6.2 MM W TERMINALS; PACK OF 10; | HAYMANS | HAYMANS ELECTRICAL | PHO1051029:0001 | CURRENT
000021458 | LABEL | PHOENIX TYPE ZB6;NUMBERS 1 TO 10; VERTICAL;SUIT 6.2 MM W TERMINALS; PACK OF 10; | REXEL | REXEL PTY LTD | PHO1051029:0001 | CURRENT
000021458 | LABEL | PHOENIX TYPE ZB6;NUMBERS 1 TO 10; VERTICAL;SUIT 6.2 MM W TERMINALS; PACK OF 10; | HAYMANS | HAYMANS ELECTRICAL | PH1051029A | CURRENT
000021459 | LABEL | PHOENIX TYPE ZB6;NUMBERS 11 TO 20; VERTICAL;SUIT 6.2 MM W TERMINALS; PACK OF 10; | REXEL | REXEL PTY LTD | PHO1051029:0011 | CURRENT
000021459 | LABEL | PHOENIX TYPE ZB6;NUMBERS 11 TO 20; VERTICAL;SUIT 6.2 MM W TERMINALS; PACK OF 10; | HAYMANS | HAYMANS ELECTRICAL | PH1051029B | CURRENT
000021459 | LABEL | PHOENIX TYPE ZB6;NUMBERS 11 TO 20; VERTICAL;SUIT 6.2 MM W TERMINALS; PACK OF 10; | HAYMANS | HAYMANS ELECTRICAL | PHO1051029:0011 | CURRENT
000021460 | LABEL | PHOENIX TYPE ZB6;NUMBERS 21 TO 30; VERTICAL;SUIT 6.2 MM W TERMINALS; PACK OF 10; | HAYMANS | HAYMANS ELECTRICAL | PHO1051029:0021 | CURRENT
000021460 | LABEL | PHOENIX TYPE ZB6;NUMBERS 21 TO 30; VERTICAL;SUIT 6.2 MM W TERMINALS; PACK OF 10; | REXEL | REXEL PTY LTD | PHO105029:0021 | CURRENT
000021460 | LABEL | PHOENIX TYPE ZB6;NUMBERS 21 TO 30; VERTICAL;SUIT 6.2 MM W TERMINALS; PACK OF 10; | HAYMANS | HAYMANS ELECTRICAL | PH1051029C | CURRENT
000021432 | TERMINAL BLOCK | ISOLATION;16 AMP;500 V;4 MM CONDUCTOR; UNIVERSAL MTG;PHOENIX TYPE UK4-TG; PACK OF 50; | HAYMANS | HAYMANS ELECTRICAL | PH03046142 | CURRENT
000021432 | TERMINAL BLOCK | ISOLATION;16 AMP;500 V;4 MM CONDUCTOR; UNIVERSAL MTG;PHOENIX TYPE UK4-TG; PACK OF 50; | CNWPL | CNW PL - SLACKS CREEK | 3046142 | CURRENT
000021433 | TERMINAL BLOCK | INSURTION BRIDGE;16 AMP;10 POSN;PHOENIX TYPE EB 10-6;SUIT PHOENIX TERMINAL TYPE UK4-TG;PACK OF 10; | HAYMANS | HAYMANS ELECTRICAL | PHO0201139 | CURRENT
000021434 | TERMINAL BLOCK | ISOLATING CONNECTOR;16 AMP; PHOENIX TYPE ST-K4;SUIT PHOENIX TERMINAL TYPE UK4-TG;PACK OF 50; | HAYMANS | HAYMANS ELECTRICAL | PHO5025462 | CURRENT
000021434 | TERMINAL BLOCK | ISOLATING CONNECTOR;16 AMP; PHOENIX TYPE ST-K4;SUIT PHOENIX TERMINAL TYPE UK4-TG;PACK OF 50; | HAYMANS | HAYMANS ELECTRICAL | PH5025462 | CURRENT
000021435 | TERMINAL BLOCK | Type UDK 4, Feed-through, 32A, 630V, 4mm2 Cross Section, 4 Connections, Gray, Universal Mtg, Pack of 50 | HAYMANS | HAYMANS ELECTRICAL | PHO2775016 | CURRENT
000021435 | TERMINAL BLOCK | Type UDK 4, Feed-through, 32A, 630V, 4mm2 Cross Section, 4 Connections, Gray, Universal Mtg, Pack of 50 | PHOENIX | PHOENIX CONTACT PTY LTD | 2775016 | CURRENT
000021436 | END PLATE,TERMINAL BLOCK | Type D-UDK 4, End Cover, 63.5mm Lg, 1.5mm W, 35.9mm H, Gray, Universal Mtg, suit Terminal Type UDK4, Pack of 50 | HAYMANS | HAYMANS ELECTRICAL | PHO2775113 | CURRENT
000021436 | END PLATE,TERMINAL BLOCK | Type D-UDK 4, End Cover, 63.5mm Lg, 1.5mm W, 35.9mm H, Gray, Universal Mtg, suit Terminal Type UDK4, Pack of 50 | PHOENIX | PHOENIX CONTACT PTY LTD | 2775113 | CURRENT
000021437 | BRIDGE,TERMINAL BLOCK | Type FBI 10-6, Fixed Bridge, 34A, 10 Posn, 6.2mm, Screw Mtg, Silver, suit Terminal Type UDK4, Pack of 10 | HAYMANS | HAYMANS ELECTRICAL | PHO0203250 | CURRENT
000021437 | BRIDGE,TERMINAL BLOCK | Type FBI 10-6, Fixed Bridge, 34A, 10 Posn, 6.2mm, Screw Mtg, Silver, suit Terminal Type UDK4, Pack of 10 | PHOENIX | PHOENIX CONTACT PTY LTD | 0203250 | CURRENT
000021438 | PARTITION,TERMINAL BLOCK | Type TS-KK3, Partition Plate, 14mm Lg, 0.5mm W, 16mm H, Gray, suit Terminal Type UDK4, Pack of 50 | HAYMANS | HAYMANS ELECTRICAL | PHO2770215 | PURCHASE AS REQUIRED
000021438 | PARTITION,TERMINAL BLOCK | Type TS-KK3, Partition Plate, 14mm Lg, 0.5mm W, 16mm H, Gray, suit Terminal Type UDK4, Pack of 50 | PHOENIX | PHOENIX CONTACT PTY LTD | 2770215 | PURCHASE AS REQUIRED
000021439 | END CLAMP,TERMINAL BLOCK | END BRACKET;UNIVERSAL MTG;PHOENIX TYPE E/UK;TO SUIT PHOENIX TERMINALS; PACK OF 50; | HAYMANS | HAYMANS ELECTRICAL | PHO1201442 | CURRENT
000021440 | END CLAMP,TERMINAL BLOCK | E/NS 35 N, End Bracket, 9.5mm W, Gray, DIN Rail Mount | HAYMANS | HAYMANS ELECTRICAL | PHO0800886 | CURRENT
000021440 | END CLAMP,TERMINAL BLOCK | E/NS 35 N, End Bracket, 9.5mm W, Gray, DIN Rail Mount | PHOENIX | PHOENIX CONTACT PTY LTD | 0800886 | CURRENT
000021441 | TERMINAL BLOCK | 50 AMP;500 V;6 MM CONDUCTOR;UNIVERSAL MTG;PHOENIX TYPE URTK/SP;PACK OF 50; | HAYMANS | HAYMANS ELECTRICAL | PHO0311126 | CURRENT
000021442 | TERMINAL BLOCK | BRIDGE;50 AMP;PHOENIX TYPE FB10-URTK/SP; SUIT PHOENIX TERMINAL TYPE URTKD/SP; PACK OF 10; | HAYMANS | HAYMANS ELECTRICAL | PH0311663 | CURRENT
000021443 | TERMINAL BLOCK | PARTITION PLATE;PHOENIX TYPE APT-URTK/SP ;SUIT PHOENIX TYPE URTKD/SP;PACK OF 10; | HAYMANS | HAYMANS ELECTRICAL | PHO0311139 | CURRENT
000021447 | TERMINAL BLOCK | PARTITION PLATE;PHOENIX TYPE D/TP-VBS; SUIT PHOENIX TERMINAL TYPE VBST 4-FS (6-2,8-0,8);PACK OF 50; | HAYMANS | HAYMANS ELECTRICAL | PH0851026 | PURCHASE AS REQUIRED
000021448 | MARKER STRIP | Type ZB8, Number 1 to 10, Vertical, White, suit Terminal Block 8.2mm W, Pack of 10 | REXEL | REXEL PTY LTD | PHO1052028:0001 | CURRENT
000021448 | MARKER STRIP | Type ZB8, Number 1 to 10, Vertical, White, suit Terminal Block 8.2mm W, Pack of 10 | HAYMANS | HAYMANS ELECTRICAL | PH1052028A | CURRENT
000021448 | MARKER STRIP | Type ZB8, Number 1 to 10, Vertical, White, suit Terminal Block 8.2mm W, Pack of 10 | PHOENIX | PHOENIX CONTACT PTY LTD | 1052028:0001 | CURRENT
000021448 | MARKER STRIP | Type ZB8, Number 1 to 10, Vertical, White, suit Terminal Block 8.2mm W, Pack of 10 | HAYMANS | HAYMANS ELECTRICAL | PHO1052028:0001 | CURRENT
000021449 | MARKER STRIP | Type ZB8, Number 11 to 20, Vertical, White, suit Terminal Block 8.2mm W, Pack of 10 | REXEL | REXEL PTY LTD | PHO1052028:0011 | CURRENT
000021449 | MARKER STRIP | Type ZB8, Number 11 to 20, Vertical, White, suit Terminal Block 8.2mm W, Pack of 10 | HAYMANS | HAYMANS ELECTRICAL | PH1052028B | CURRENT
000021449 | MARKER STRIP | Type ZB8, Number 11 to 20, Vertical, White, suit Terminal Block 8.2mm W, Pack of 10 | PHOENIX | PHOENIX CONTACT PTY LTD | 1052028:0011 | CURRENT
000021449 | MARKER STRIP | Type ZB8, Number 11 to 20, Vertical, White, suit Terminal Block 8.2mm W, Pack of 10 | HAYMANS | HAYMANS ELECTRICAL | PHO1052028:0011 | CURRENT
000021450 | MARKER STRIP | Type ZB8, Number 21 to 30, Vertical, White, suit Terminal Block 8.2mm W, Pack of 10 | REXEL | REXEL PTY LTD | PHO1052028:0021 | CURRENT
000021450 | MARKER STRIP | Type ZB8, Number 21 to 30, Vertical, White, suit Terminal Block 8.2mm W, Pack of 10 | HAYMANS | HAYMANS ELECTRICAL | PH1052028C | CURRENT
000021450 | MARKER STRIP | Type ZB8, Number 21 to 30, Vertical, White, suit Terminal Block 8.2mm W, Pack of 10 | PHOENIX | PHOENIX CONTACT PTY LTD | 1052028:0021 | CURRENT
000021450 | MARKER STRIP | Type ZB8, Number 21 to 30, Vertical, White, suit Terminal Block 8.2mm W, Pack of 10 | HAYMANS | HAYMANS ELECTRICAL | PHO1052028:0021 | CURRENT
000021424 | TERMINAL BLOCK | Type UK 35, Feed-through, 150A, 1000V, 35mm2 Cross Section, 2 Connections, Gray, Universal Mtg, Pack of 50 | HAYMANS | HAYMANS ELECTRICAL | PHO3008012 | CURRENT
000021424 | TERMINAL BLOCK | Type UK 35, Feed-through, 150A, 1000V, 35mm2 Cross Section, 2 Connections, Gray, Universal Mtg, Pack of 50 | PHOENIX | PHOENIX CONTACT PTY LTD | 3008012 | CURRENT
000021425 | BRIDGE,TERMINAL BLOCK | Type FBI 2-15, Fixed Bridge, 150A, 2 Posn, 15mm, Screw Mtg, Silver, suit Terminal Type UK35, Pack of 10 | PHOENIX | PHOENIX CONTACT PTY LTD | 0201333 | CURRENT
000021425 | BRIDGE,TERMINAL BLOCK | Type FBI 2-15, Fixed Bridge, 150A, 2 Posn, 15mm, Screw Mtg, Silver, suit Terminal Type UK35, Pack of 10 | HAYMANS | HAYMANS ELECTRICAL | PHO0201333 | CURRENT
000021426 | BRIDGE,TERMINAL BLOCK | Type FBI 3-15, Fixed Bridge, 150A, 3 Posn, 15mm, Screw Mtg, Silver, suit Terminal Type UK35, Pack of 10 | PHOENIX | PHOENIX CONTACT PTY LTD | 0201278 | CURRENT
000021426 | BRIDGE,TERMINAL BLOCK | Type FBI 3-15, Fixed Bridge, 150A, 3 Posn, 15mm, Screw Mtg, Silver, suit Terminal Type UK35, Pack of 10 | HAYMANS | HAYMANS ELECTRICAL | PHO0201278 | CURRENT
000021427 | BRIDGE,TERMINAL BLOCK | Type EB 10-15, Insertion Bridge, 110A, 10 Posn, 15.25mm, Gray, suit Terminal Type UK35, Pack of 10 | HAYMANS | HAYMANS ELECTRICAL | PHO0205135 | PURCHASE AS REQUIRED
000021427 | BRIDGE,TERMINAL BLOCK | Type EB 10-15, Insertion Bridge, 110A, 10 Posn, 15.25mm, Gray, suit Terminal Type UK35, Pack of 10 | PHOENIX | PHOENIX CONTACT PTY LTD | 0205135 | PURCHASE AS REQUIRED
000021428 | PARTITION,TERMINAL BLOCK | Type TP-UK35, Partition Plate, 50mm Lg, 7.5mm W, 52mm H, Gray, suit Terminal Type UK35, Pack of 10 | HAYMANS | HAYMANS ELECTRICAL | PHO3008096 | CURRENT
000021428 | PARTITION,TERMINAL BLOCK | Type TP-UK35, Partition Plate, 50mm Lg, 7.5mm W, 52mm H, Gray, suit Terminal Type UK35, Pack of 10 | PHOENIX | PHOENIX CONTACT PTY LTD | 3008096 | CURRENT
000021429 | TERMINAL BLOCK | FUSE;10 AMP;800 V;16 MM CONDUCTOR; UNIVERSAL MTG;FUSE SIZE 5 X 20 MM; PHOENIX TYPE UK10-DREHSI;PACK OF 50; | HAYMANS | HAYMANS ELECTRICAL | PH3005109 | PURCHASE AS REQUIRED
000021430 | TERMINAL BLOCK | BRIDGE;63 AMP;10 POSN;PHOENIX TYPE FBI 10-12;SUIT PHOENIX TERMINAL TYPE UK 10- DREHSI;PACK OF 10; | HAYMANS | HAYMANS ELECTRICAL | PH0203454 | PURCHASE AS REQUIRED
000021431 | TERMINAL BLOCK | INSURTION BRIDGE;63 AMP;PHOENIX TYPE EB 10-12;SUIT PHOENIX TERMINAL TYPE UK 10;PACK OF 10; | HAYMANS | HAYMANS ELECTRICAL | PH3006137 | PURCHASE AS REQUIRED
000021418 | CONNECTOR | Type PSBJ 4/15/6, Female Test Socket Connector, Insulated, Transparent, suit Terminal Types UK6N & UK10N, Pack of 10 | PHOENIX | PHOENIX CONTACT PTY LTD | 0303419 | PURCHASE AS REQUIRED
000021418 | CONNECTOR | Type PSBJ 4/15/6, Female Test Socket Connector, Insulated, Transparent, suit Terminal Types UK6N & UK10N, Pack of 10 | HAYMANS | HAYMANS ELECTRICAL | PHO0303419 | PURCHASE AS REQUIRED
000021419 | TERMINAL BLOCK | Type USLKG 6N, Ground Modular, 6mm2 Cross Section, 2 Connections, Green-Yellow, Universal Mtg, Pack of 50 | PHOENIX | PHOENIX CONTACT PTY LTD | 0442079 | CURRENT
000021419 | TERMINAL BLOCK | Type USLKG 6N, Ground Modular, 6mm2 Cross Section, 2 Connections, Green-Yellow, Universal Mtg, Pack of 50 | HAYMANS | HAYMANS ELECTRICAL | PHO0442079 | CURRENT
000021420 | TERMINAL BLOCK | Type UK 10N, Feed-through, 76A, 800V, 10mm2 Cross Section, 2 Connections, Gray, Universal Mtg, Pack of 50 | PHOENIX | PHOENIX CONTACT PTY LTD | 3005073 | CURRENT
000021420 | TERMINAL BLOCK | Type UK 10N, Feed-through, 76A, 800V, 10mm2 Cross Section, 2 Connections, Gray, Universal Mtg, Pack of 50 | HAYMANS | HAYMANS ELECTRICAL | PHO3005073 | CURRENT
000021421 | BRIDGE,TERMINAL BLOCK | Type FBI 10-10, Fixed Bridge, 76A, 10 Posn, 10mm, Screw Mtg, Silver, suit Terminal Type UK10N, Pack of 10 | PHOENIX | PHOENIX CONTACT PTY LTD | 0203276 | CURRENT
000021421 | BRIDGE,TERMINAL BLOCK | Type FBI 10-10, Fixed Bridge, 76A, 10 Posn, 10mm, Screw Mtg, Silver, suit Terminal Type UK10N, Pack of 10 | HAYMANS | HAYMANS ELECTRICAL | PHO0203276 | CURRENT
000021422 | BRIDGE,TERMINAL BLOCK | Type EB 10-10, Insertion Bridge, 70A, 10 Posn, 10mm, Gray, suit Terminal Type UK10N, Pack of 10 | HAYMANS | HAYMANS ELECTRICAL | PHO0203137 | PURCHASE AS REQUIRED
000021422 | BRIDGE,TERMINAL BLOCK | Type EB 10-10, Insertion Bridge, 70A, 10 Posn, 10mm, Gray, suit Terminal Type UK10N, Pack of 10 | PHOENIX | PHOENIX CONTACT PTY LTD | 0203137 | PURCHASE AS REQUIRED
000021423 | TERMINAL BLOCK | Type USLKG 10N, Ground Modular, 10mm2 Cross Section, 2 Connections, Green-Yellow, Universal Mtg, Pack of 50 | PHOENIX | PHOENIX CONTACT PTY LTD | 3003923 | CURRENT
000021423 | TERMINAL BLOCK | Type USLKG 10N, Ground Modular, 10mm2 Cross Section, 2 Connections, Green-Yellow, Universal Mtg, Pack of 50 | HAYMANS | HAYMANS ELECTRICAL | PHO3003923 | CURRENT
000021463 | LABEL | PHOENIX TYPE ZB7,62;NUMBERS 1 TO 10; VERTICAL;SUIT 7.62 MM W TERMINALS; PACK OF 10; | HAYMANS | HAYMANS ELECTRICAL | PHOXPC1054233:0001 | CURRENT
000021463 | LABEL | PHOENIX TYPE ZB7,62;NUMBERS 1 TO 10; VERTICAL;SUIT 7.62 MM W TERMINALS; PACK OF 10; | CNWPL | CNW PL - SLACKS CREEK | PHOXPC1054233:0001 | CURRENT
000021463 | LABEL | PHOENIX TYPE ZB7,62;NUMBERS 1 TO 10; VERTICAL;SUIT 7.62 MM W TERMINALS; PACK OF 10; | HAYMANS | HAYMANS ELECTRICAL | PH1054055A | CURRENT
000021464 | LABEL | PHOENIX TYPE ZB7,62;NUMBERS 11 TO 20; VERTICAL;SUIT 7.62 MM W TERMINALS; PACK OF 10; | HAYMANS | HAYMANS ELECTRICAL | PHO0824997-010 | CURRENT
000021464 | LABEL | PHOENIX TYPE ZB7,62;NUMBERS 11 TO 20; VERTICAL;SUIT 7.62 MM W TERMINALS; PACK OF 10; | CNWPL | CNW PL - SLACKS CREEK | 0824997-010 | CURRENT
000021465 | LABEL | PHOENIX TYPE ZB7,62;NUMBERS 21 TO 30; VERTICAL;SUIT 7.62 MM W TERMINALS; PACK OF 10; | HAYMANS | HAYMANS ELECTRICAL | PHO0824997 | CURRENT
000021466 | LABEL | PHOENIX TYPE ZB7,62;NUMBERS 31 TO 40; VERTICAL;SUIT 7.62 MM W TERMINALS; PACK OF 10; | CNWPL | CNW PL - SLACKS CREEK | PHOXPC1054233:0031 | CURRENT
000021466 | LABEL | PHOENIX TYPE ZB7,62;NUMBERS 31 TO 40; VERTICAL;SUIT 7.62 MM W TERMINALS; PACK OF 10; | HAYMANS | HAYMANS ELECTRICAL | PHOXPC1054233:0031 | CURRENT
000021467 | LABEL | PHOENIX TYPE ZB7,62;NUMBERS 41 TO 50; VERTICAL;SUIT 7.62 MM W TERMINALS; PACK OF 10; | HAYMANS | HAYMANS ELECTRICAL | PHOXPC1054233:0041 | CURRENT
000021467 | LABEL | PHOENIX TYPE ZB7,62;NUMBERS 41 TO 50; VERTICAL;SUIT 7.62 MM W TERMINALS; PACK OF 10; | CNWPL | CNW PL - SLACKS CREEK | PHOXPC1054233:0041 | CURRENT
000021467 | LABEL | PHOENIX TYPE ZB7,62;NUMBERS 41 TO 50; VERTICAL;SUIT 7.62 MM W TERMINALS; PACK OF 10; | HAYMANS | HAYMANS ELECTRICAL | XPC1054233/0041 | CURRENT
000021411 | TERMINAL BLOCK | Type UK 6N, Feed-through, 57A, 800V, 6mm2 Cross Section, 2 Connections, Gray, Universal Mtg, Pack of 50 | HAYMANS | HAYMANS ELECTRICAL | PHO3004524 | CURRENT
000021411 | TERMINAL BLOCK | Type UK 6N, Feed-through, 57A, 800V, 6mm2 Cross Section, 2 Connections, Gray, Universal Mtg, Pack of 50 | PHOENIX | PHOENIX CONTACT PTY LTD | 3004524 | CURRENT
000021413 | BRIDGE,TERMINAL BLOCK | Type FBI 10-8, Fixed Bridge, 57A, 10 Posn, 8mm, Screw Mtg, Silver, suit Terminal Type UK6N, Pack of 10 | PHOENIX | PHOENIX CONTACT PTY LTD | 0203263 | CURRENT
000021413 | BRIDGE,TERMINAL BLOCK | Type FBI 10-8, Fixed Bridge, 57A, 10 Posn, 8mm, Screw Mtg, Silver, suit Terminal Type UK6N, Pack of 10 | HAYMANS | HAYMANS ELECTRICAL | PHO0203263 | CURRENT
000021414 | BRIDGE,TERMINAL BLOCK | Type EB 10-8, Insertion Bridge, 57A, 10 Posn, 8mm, Gray, suit Terminal Type UK6N, Pack of 10 | PHOENIX | PHOENIX CONTACT PTY LTD | 0202138 | CURRENT
000021414 | BRIDGE,TERMINAL BLOCK | Type EB 10-8, Insertion Bridge, 57A, 10 Posn, 8mm, Gray, suit Terminal Type UK6N, Pack of 10 | HAYMANS | HAYMANS ELECTRICAL | PHO0202138 | CURRENT
000021415 | PARTITION,TERMINAL BLOCK | Type APT-UK, Partition Plate, 56mm Lg, 1.5mm W, 45.7mm H, Gray, suit Terminal Type UK6N & UK10N, Pack of 50 | PHOENIX | PHOENIX CONTACT PTY LTD | 3003224 | CURRENT
000021415 | PARTITION,TERMINAL BLOCK | Type APT-UK, Partition Plate, 56mm Lg, 1.5mm W, 45.7mm H, Gray, suit Terminal Type UK6N & UK10N, Pack of 50 | HAYMANS | HAYMANS ELECTRICAL | PHO3003224 | CURRENT
000021416 | PARTITION,TERMINAL BLOCK | Type TS-K, Partition Plate, 22mm Lg, 0.5mm W, 22mm H, Gray, suit Terminal Type UK6N, UK10N & UK35, Pack of 50 | PHOENIX | PHOENIX CONTACT PTY LTD | 1302215 | CURRENT
000021416 | PARTITION,TERMINAL BLOCK | Type TS-K, Partition Plate, 22mm Lg, 0.5mm W, 22mm H, Gray, suit Terminal Type UK6N, UK10N & UK35, Pack of 50 | HAYMANS | HAYMANS ELECTRICAL | PHO1302215 | CURRENT
000021417 | CONNECTOR | Type PSB 4/7/6, Female Test Socket Connector, Silver, suit Terminal Type UK6N & UK10N, Pack of 100 | PHOENIX | PHOENIX CONTACT PTY LTD | 0303299 | PURCHASE AS REQUIRED
000021417 | CONNECTOR | Type PSB 4/7/6, Female Test Socket Connector, Silver, suit Terminal Type UK6N & UK10N, Pack of 100 | HAYMANS | HAYMANS ELECTRICAL | PHO0303299 | PURCHASE AS REQUIRED
000021468 | THERMOSTAT | 10 TO 60 C;1 NO CONTACT;10 AMP;250 V AC; 60 MM X 33 MM X 43 MM; | CNWPL | CNW PL - SLACKS CREEK | KTS11101000 | CURRENT
000021468 | THERMOSTAT | 10 TO 60 C;1 NO CONTACT;10 AMP;250 V AC; 60 MM X 33 MM X 43 MM; | REXEL | REXEL PTY LTD | NHPKTS01141 | CURRENT
000021468 | THERMOSTAT | 10 TO 60 C;1 NO CONTACT;10 AMP;250 V AC; 60 MM X 33 MM X 43 MM; | NHP | NHP ELECTRICAL ENGINEERING | KTS01141 | CURRENT
000021470 | CONNECTOR-SWITCH | TWIN SWITCH SOCKET OUTLET;RESIDUAL CURRENT;10 AMP;250 V AC;2000 SERIES; FLUSH MTG;WHITE COLOUR; | CNWPL | CNW PL - SLACKS CREEK | CLI2025RCD30WE | CURRENT
000021470 | CONNECTOR-SWITCH | TWIN SWITCH SOCKET OUTLET;RESIDUAL CURRENT;10 AMP;250 V AC;2000 SERIES; FLUSH MTG;WHITE COLOUR; | REXEL | REXEL PTY LTD | CLI2025RCD30WE | CURRENT
000021470 | CONNECTOR-SWITCH | TWIN SWITCH SOCKET OUTLET;RESIDUAL CURRENT;10 AMP;250 V AC;2000 SERIES; FLUSH MTG;WHITE COLOUR; | CLIPSAL | GERARD INDUSTRIES QLD DIVSN P/L | 2025RC | CURRENT
000021469 | SWITCH,LIMIT | THERMOPLASTIC;ROUNDED PLUNGER,SNAP ACTION POSITIVE BREAK;1 NO,1 NC CONTACT; 10 AMP;500 V AC;IP67; | HAYMANS | HAYMANS ELECTRICAL | SCHZS236-11Z | CURRENT
000021469 | SWITCH,LIMIT | THERMOPLASTIC;ROUNDED PLUNGER,SNAP ACTION POSITIVE BREAK;1 NO,1 NC CONTACT; 10 AMP;500 V AC;IP67; | NHP | NHP ELECTRICAL ENGINEERING | ZS 236-11 Z | CURRENT
000021170 | RADIO SET | UTILINET IP SERIES; 900 MHZ MESH RADIO; WITH IN-BUILT IP INTERFACE; SUITABLE FOR USE AS A HEAD-END; POWERED FROM 12 V DC; | ENERMET | ENERMET | 26-1317 | CURRENT
000021170 | RADIO SET | UTILINET IP SERIES; 900 MHZ MESH RADIO; WITH IN-BUILT IP INTERFACE; SUITABLE FOR USE AS A HEAD-END; POWERED FROM 12 V DC; | LANDGYR |  | 26-1317 | CURRENT
000021503 | ENCLOSURE,ELECTRICAL BOX | WALL MTG;POWDER COATED ZINC ANNEAL; OPTICAL FIBRE CABLE WALL MTD TERMINATION ENCLOSURE;60 WAY TERMINATION;650 MM H X 500 MM W X 180 MM | OPTICAL | OPTICAL SYSTEMS DESIGN | OFS-800-IP | CURRENT
000021412 | END PLATE,TERMINAL BLOCK | Type D-UK 4/10, End Cover, 42.5mm Lg, 1.8mm W, 35.9mm H, Gray, Universal Mtg, suit Terminal UK6N & UK10N, Pack of 50 | HAYMANS | HAYMANS ELECTRICAL | PHO3003020 | CURRENT
000021412 | END PLATE,TERMINAL BLOCK | Type D-UK 4/10, End Cover, 42.5mm Lg, 1.8mm W, 35.9mm H, Gray, Universal Mtg, suit Terminal UK6N & UK10N, Pack of 50 | PHOENIX | PHOENIX CONTACT PTY LTD | 3003020 | CURRENT
000021504 | CIRCUIT BREAKER | CAPACITOR BANK SWITCHING;FIXED NON- WITHDRAWABLE;12 KV;630 AMP;25 KA; 3 POLE ;50 HZ;110 V DC SPRING MECHANISM;CB; | POWINS | POWINS PL | GCBV-40121231D11F | PURCHASE AS REQUIRED
000021504 | CIRCUIT BREAKER | CAPACITOR BANK SWITCHING;FIXED NON- WITHDRAWABLE;12 KV;630 AMP;25 KA; 3 POLE ;50 HZ;110 V DC SPRING MECHANISM;CB; | LENDLEAS | LENDLEASE SERVICES PL | VEP12T0625D11P15F | PURCHASE AS REQUIRED
000021504 | CIRCUIT BREAKER | CAPACITOR BANK SWITCHING;FIXED NON- WITHDRAWABLE;12 KV;630 AMP;25 KA; 3 POLE ;50 HZ;110 V DC SPRING MECHANISM;CB; | IPSOL | I POWER SOLUTIONS HEMMANT QLD 4174 | GELPAG TYPE VEP12T0625D11F | PURCHASE AS REQUIRED
000021505 | INSULATOR,STANDOFF | 12 KV;CREEPAGE DISTANCE 230 MM;160 MM LG ; | REYROLLE |  | CRP52N | CURRENT
000021487 | SWITCHBOARD,POWER | DISTRIBUTION TRANSFORMER;415 V BOARD; 800 MM H X 640 MM W X 243 MM D;ORANGE CONCEPT PREMIER ENCLOSURE;1 X 160 AMP CB;TOP ENTRY; | NHP | NHP ELECTRICAL ENGINEERING | EGXSC21487 | CURRENT
000021488 | SWITCHBOARD,POWER | DISTRIBUTION TRANSFORMER;415 V BOARD; 800 MM H X 640 MM W X 243 MM D;ORANGE CONCEPT PREMIER ENCLOSURE;1 X 160 AMP CB;BOTTOM ENTRY;QUOTATION BRO94866; | NHP | NHP ELECTRICAL ENGINEERING | QUOTATION BRO94866 | PURCHASE AS REQUIRED
000021506 | TEST,POINT | PLASTIC INSULATED TEST POINT WITH PENETRATING NEEDLE;FOR PIERCING LV ABC INSULATION;MAX JAW OPENING 25 MM; ROTATING TIGHTENING KNOB & END | PENTA | PENTA AUST (TMAC THEW & MCCANN/HYLEC) | PA23451 | CURRENT
000021506 | TEST,POINT | PLASTIC INSULATED TEST POINT WITH PENETRATING NEEDLE;FOR PIERCING LV ABC INSULATION;MAX JAW OPENING 25 MM; ROTATING TIGHTENING KNOB & END | HYLEC | HYLEC PTY LTD | TW2010-R | CURRENT
000021506 | TEST,POINT | PLASTIC INSULATED TEST POINT WITH PENETRATING NEEDLE;FOR PIERCING LV ABC INSULATION;MAX JAW OPENING 25 MM; ROTATING TIGHTENING KNOB & END | SICAME | SICAME AUSTRALIA PTY LTD | PP1514 | CURRENT
000021506 | TEST,POINT | PLASTIC INSULATED TEST POINT WITH PENETRATING NEEDLE;FOR PIERCING LV ABC INSULATION;MAX JAW OPENING 25 MM; ROTATING TIGHTENING KNOB & END | HYLEC | HYLEC PTY LTD | BEROPIK2646 | CURRENT
000021410 | ADAPTOR PLATE | COPPER;ADAPTOR PLATE;120 MM LG, 40 MM W, 10 MM THK;C/W 3 HOLES, 14 MM D; | ERGON | ERGON ENERGY | 120 X 40 X10 | CURRENT
000021507 | SIGN | SIDE 1;WARNING;LEGEND;RESTRICTED OPERATING CONDITIONS APPLY;SIDE 2; WARNING;LEGEND;ABB " U " SERIES SWITCH; ALUMINIUM,90 MM LG,42 MM W,2 MM THK; | UES | UTILITY ENGRAVING & SIGNS | SIGN ORANGE B/GRND | PURCHASE AS REQUIRED
000021491 | INSULATOR | SIGNAL TRANSMISSON;CABLE ALIVE INDICATOR;SUIT SIGNAL BOX LAF-1; | DULMISON | DULMISON (AUST) PTY LTD | ARC-8-95 | CURRENT
000021492 | ENCLOSURE,ELECTRICAL BOX | SIGNAL TRANSMISSION ENCLOSURE;FOR CABLE ALIVE INDICATOR;SUIT INSULATOR ARC-8-95; | DULMISON | DULMISON (AUST) PTY LTD | LAF-1 | PURCHASE AS REQUIRED
000021493 | SOLENOID, ELECTRICAL | FOR CAPACITOR SECURITY INTERLOCK SYSTEM;32 V DC CONTINOUS;U/W SC21490; | FORTRESS | FORTRESS SYSTEMS PTY LTD | H31-SOL-32 V-DC | PURCHASE AS REQUIRED
000021490 | INTERLOCK SYSTEM | CAPACITOR SECURITY;WITH 4 KEYS INDIVIDUALLY CODED;110 V DC SOLENOID; ALL UNITS ARE TO BE INDIVIDUALLY PACKED; | FORTRESS | FORTRESS SYSTEMS PTY LTD | SQ-00000400 | CURRENT
000021512 | CLOTH,CLEANING | WET;ALCOHOL BASED;PACKET OF 3 WIPES; REQUIRED FOR CLEANING ABB 11 KV INLINE BOOTS & BRUSHINGS FOR TERMINATION OF 11 KV CABLE AT ABB SAFELINK SWITCHGEAR | ABB | ABB FAN PTY LTD | IK2230 | PURCHASE AS REQUIRED
000021513 | LUBRICANT | SILICON BASED LUBRICANT;FOR APPLICATION TO ABB 11 KV INLINE BOOTS AT TERMINATION OF 11 KV CABLE AT ABB SAFELINK SWITCHGEAR;LUBRICANT IN SML PLASTIC | ABB | ABB FAN PTY LTD | IK2233 | CURRENT
000021508 | CIRCUIT BREAKER | 36 KV;2000 AMP;31.5 KA;BUS SECTION UNIT; GAS INSULATED;INDOOR METALCLAD SWITCHGEAR & CONTROL GEAR ASSEMBLY; WIRING PROVISION FOR CIRCUIT BREAKER | SIEMENS | SIEMENS LTD | 8DA10 | PURCHASE AS REQUIRED
000021509 | CIRCUIT BREAKER | 36 KV;2000 AMP;31.5 KA;BUS TIE UNIT;GAS INSULATED;INDOOR METALCLAD SWITCHGEAR & CONTROL GEAR ASSEMBLY WITH BUS EARTH SWITCH;WIRING PROVISION FOR | SIEMENS | SIEMENS LTD | 8DA10 | PURCHASE AS REQUIRED
000021510 | CIRCUIT BREAKER | 36 KV;2000 AMP;31.5 KA;FDR/BUS TIE UNIT; GAS INSULATED;INDOOR METALCLAD SWITCHGEAR & CONTROL GEAR ASSEMBLY; WIRING PROVISION FOR 3OC EF,3DOC DEF,3OC | SIEMENS | SIEMENS LTD | 8DA10 | PURCHASE AS REQUIRED
000021514 | INSULATOR,SUSPENSION | GLASS DISC,FOG PROFILE;20 MM BALL & SOCKET WITH ZINC COLLAR;280 MM DIA, DIA,146 MM PITCH;160 KN FAILING LOAD; W: CLIP PER AS2947.3;U160BSP;AS60305; | DULHUNTY | DULHUNTY INDUSTRIES PTY LTD | UG160BLP (A4-6347 REV A) | PURCHASE AS REQUIRED
000021514 | INSULATOR,SUSPENSION | GLASS DISC,FOG PROFILE;20 MM BALL & SOCKET WITH ZINC COLLAR;280 MM DIA, DIA,146 MM PITCH;160 KN FAILING LOAD; W: CLIP PER AS2947.3;U160BSP;AS60305; | PLP AUST | PREFORMED LINE PRODUCTS (AUST) | 21514 | PURCHASE AS REQUIRED
000021514 | INSULATOR,SUSPENSION | GLASS DISC,FOG PROFILE;20 MM BALL & SOCKET WITH ZINC COLLAR;280 MM DIA, DIA,146 MM PITCH;160 KN FAILING LOAD; W: CLIP PER AS2947.3;U160BSP;AS60305; | GRAPHSOL | GRAPH SOLUTIONS PTY LTD | 135611 | PURCHASE AS REQUIRED
000021515 | LEAD,ELECTRICAL | Heavy Duty Extension Lead;20 M LG;To AS/NZS 3012;2003 (CLAUSE 2.6) (1.5 SQ MM) HVY DUTY FLEX, 10A Plug/Socket, Orange w/ Neon Plug | GENTRADE |  | R20ELOR | CURRENT
000021515 | LEAD,ELECTRICAL | Heavy Duty Extension Lead;20 M LG;To AS/NZS 3012;2003 (CLAUSE 2.6) (1.5 SQ MM) HVY DUTY FLEX, 10A Plug/Socket, Orange w/ Neon Plug | CNWPL | CNW PL - SLACKS CREEK | R20ELOR | CURRENT
000021516 | STAYROD,PULLING EYE | GRIP FOR TENSIONING STAYWIRES;C/W KEEPER WEDGE;RETAINING BOLT & OFFSET EYE TO ATTACH RATCHET HOIST HOOK;SUITS 12.7 MM-25.4 MM DIA STAYRODS;WLL | ENERGYNW | THE ENERGY NETWORK | SPP-PE1 | CURRENT
000021516 | STAYROD,PULLING EYE | GRIP FOR TENSIONING STAYWIRES;C/W KEEPER WEDGE;RETAINING BOLT & OFFSET EYE TO ATTACH RATCHET HOIST HOOK;SUITS 12.7 MM-25.4 MM DIA STAYRODS;WLL | ENERGYNW | THE ENERGY NETWORK | BPE-1 | CURRENT
000021494 | RELAY,ELECTROMAGNETIC | GENERAL PURPOSE;240 V AC COIL;9 AMP CONT ;4 NO CONTACTS;PACK OF 1; | SPRECHER | SPRECHER + SCHUH | CA7-9-10 240 V AC | PURCHASE AS REQUIRED
000021445 | CONTACTOR | OVERLOAD THERMAL TYPE;0.6 AMP TO 1 AMP ;SUIT S & S CONTACTOR CA7-9;PACK OF 1; | NHP | NHP ELECTRICAL ENGINEERING | CEP71EEBB | PURCHASE AS REQUIRED
000021471 | TERMINAL,LUG | BELL MOUTH;TO SUIT FLEXIBLE CABLE; 7/3/50/0.25;12 MM HOLE;TO SUIT 70 SQ MM CABLE; | CABLACES | CABLACES | CAL70-12BM | PURCHASE AS REQUIRED
000021518 | KIT,TEST LAMP | LV KIT; COMPRISING THE FOLLOWING;1 X TEST LAMP 240 V/415 V;2 X 15 W LAMPS (SC05264);C/W 165 MM LG RD FIXED PROBE ON ASSEMBLY & 165 MM LG RD REMOVABLE | PENTA | PENTA AUST (TMAC THEW & MCCANN/HYLEC) | PA12687 | PHASING
000021518 | KIT,TEST LAMP | LV KIT; COMPRISING THE FOLLOWING;1 X TEST LAMP 240 V/415 V;2 X 15 W LAMPS (SC05264);C/W 165 MM LG RD FIXED PROBE ON ASSEMBLY & 165 MM LG RD REMOVABLE | THEWMCAN | TMAC THEW & MCCANN GROUP | TM12687 | PHASING
000021518 | KIT,TEST LAMP | LV KIT; COMPRISING THE FOLLOWING;1 X TEST LAMP 240 V/415 V;2 X 15 W LAMPS (SC05264);C/W 165 MM LG RD FIXED PROBE ON ASSEMBLY & 165 MM LG RD REMOVABLE | THEWMCAN | TMAC THEW & MCCANN GROUP | 21518 | PHASING
000021519 | TEST LAMP LEAD ASSEMBLY. | LOW VOLTAGE TEST LAMP;240 V/415 V; 2 X 15 W LAMPS (SC05264);C/W 165 MM LG RD FIXED PROBE & 165 MM LG RD REMOVABLE PROBE;PACKED IN PLASTIC BAG;RATING CAT | PENTA | PENTA AUST (TMAC THEW & MCCANN/HYLEC) | PA12686 | PHASING
000021519 | TEST LAMP LEAD ASSEMBLY. | LOW VOLTAGE TEST LAMP;240 V/415 V; 2 X 15 W LAMPS (SC05264);C/W 165 MM LG RD FIXED PROBE & 165 MM LG RD REMOVABLE PROBE;PACKED IN PLASTIC BAG;RATING CAT | THEWMCAN | TMAC THEW & MCCANN GROUP | TM12686 | PHASING
000021519 | TEST LAMP LEAD ASSEMBLY. | LOW VOLTAGE TEST LAMP;240 V/415 V; 2 X 15 W LAMPS (SC05264);C/W 165 MM LG RD FIXED PROBE & 165 MM LG RD REMOVABLE PROBE;PACKED IN PLASTIC BAG;RATING CAT | THEWMCAN | TMAC THEW & MCCANN GROUP | 21519 | PHASING
000021629 | INSULATION,ELEC COND | PVC;0.6/1 KV;UV STABILISED OUTDOOR RIGID ;2 M X 70 MM INTERNAL DIA;YELLOW WITH BLACK STRIPES;PROTECTIVE COVER FOR LV CONDUCTOR; | BALMORAL | BALMORAL ENGINEERING | LS70 | CURRENT
000021630 | COVER,BASKET,EWP | CANVAS COVER,BLACK VINYL WITH ELASTIC EDGES;FOR REDMONDGARY EWP'S; | REDMOND | REDMONDGARY EWP'S | 66BASKETCOVER | CURRENT
000021632 | SWITCH FUSE GEAR | 12 KV;3 PHASE;630 AMP BUSBAR;21 KA/ 3 SEC;2 X 630 AMP FDR CB;3 X 200 AMP TRANSFORMER SWITCH-FUSE;TOP & BOTTOM ENTRY;WIRED FOR FEEDER DIFF & BUSBAR O/C | ABB | ABB FAN PTY LTD | SAFEPLUS VFFFV | PHASING
000021633 | SWITCH FUSE GEAR | SWITCHGEAR; 12 KV;3 PHASE; 630 AMP BUSBAR;21 KA/SEC; 2 X 630 AMP FDR CB;2 X 2TRANSFORMER SWITCH-FUSE;TOP & BOTTOM ENTRY; | ABB | ABB FAN PTY LTD | SAFEPLUS VFFV | PHASING
000021634 | SEALING COMPOUND | BUTYLBOND;DOUBLE SIDED;RUBBER ADHESIVE TAPE;50 MM W;BLACK COLOUR; USED AS A WATERPOOFING SEALANT; 15 M ROLL; | HAYMANS | HAYMANS ELECTRICAL | RSC146-8999 | CURRENT
000021634 | SEALING COMPOUND | BUTYLBOND;DOUBLE SIDED;RUBBER ADHESIVE TAPE;50 MM W;BLACK COLOUR; USED AS A WATERPOOFING SEALANT; 15 M ROLL; | REXEL | REXEL PTY LTD | TSA60900 | CURRENT
000021634 | SEALING COMPOUND | BUTYLBOND;DOUBLE SIDED;RUBBER ADHESIVE TAPE;50 MM W;BLACK COLOUR; USED AS A WATERPOOFING SEALANT; 15 M ROLL; | SIGNET | SIGNET PTY LTD | TESA 60900 | CURRENT
000021615 | CABLE,POWER,ELECTRICAL | 6.35/11 KV;240 SQ MM;3 X 1 C STRANDED WB COPPER TRXLPE/CWS/WBT/MDPE; TRIPLEX; | CABLGRID | CABLE GRID AUSTRALIA PL | CGA418 | CURRENT
000021615 | CABLE,POWER,ELECTRICAL | 6.35/11 KV;240 SQ MM;3 X 1 C STRANDED WB COPPER TRXLPE/CWS/WBT/MDPE; TRIPLEX; | KEI CABL | KEI CABLES | 6.35/11KV 3X1CX240 | CURRENT
000021615 | CABLE,POWER,ELECTRICAL | 6.35/11 KV;240 SQ MM;3 X 1 C STRANDED WB COPPER TRXLPE/CWS/WBT/MDPE; TRIPLEX; | PRYSMIAN | PRYSMIAN POWER CABLES & SYSTEMS AUST | 5209631 | CURRENT
000021615 | CABLE,POWER,ELECTRICAL | 6.35/11 KV;240 SQ MM;3 X 1 C STRANDED WB COPPER TRXLPE/CWS/WBT/MDPE; TRIPLEX; | HCA | HENGTONG CABLE AUSTRALIA PTY LTD | HCA21615EQL | CURRENT
000021615 | CABLE,POWER,ELECTRICAL | 6.35/11 KV;240 SQ MM;3 X 1 C STRANDED WB COPPER TRXLPE/CWS/WBT/MDPE; TRIPLEX; | ZTTCABLE | JIANGSU ZHONGTIAN TECHNOLOGY CO PL | ZTT21615 | CURRENT
000021615 | CABLE,POWER,ELECTRICAL | 6.35/11 KV;240 SQ MM;3 X 1 C STRANDED WB COPPER TRXLPE/CWS/WBT/MDPE; TRIPLEX; | NANELECT | NAN ELECTRICAL CABLE AUSTRALIA PL | 3MV240A11TLEX | CURRENT
000021615 | CABLE,POWER,ELECTRICAL | 6.35/11 KV;240 SQ MM;3 X 1 C STRANDED WB COPPER TRXLPE/CWS/WBT/MDPE; TRIPLEX; | MIDLANDS | MIDLAND METALS | MMO11KV3X1X240CTRXWBTSCRWBTH | CURRENT
000021635 | WASHER,FLAT | Round, M20 Galv Steel, 60mm OD, 22mm ID, 4mm Thk, for Transformer Mounting | HOBSON | HOBSON ENGINEERING CO PTY LTD 393904 | WXMSGM20 | CURRENT
000021635 | WASHER,FLAT | Round, M20 Galv Steel, 60mm OD, 22mm ID, 4mm Thk, for Transformer Mounting | STATEWD | STATEWIDE FSTNERS & ENG SPLS PL | ROUND 60 MM DIA | CURRENT
000021473 | TRANSFORMER,ISOLATION | 415 V/415 V;100 KVA;CONNECTION YYNO;IP23 ;15 KV ISOLATION BETWEEN PRIMARY & SECONDARY & BETWEEN & EARTH; MANUFACTURED FROM ZINCANNEAL THEN | ABB | ABB FAN PTY LTD | REF 03-6707 | PURCHASE AS REQUIRED
000021473 | TRANSFORMER,ISOLATION | 415 V/415 V;100 KVA;CONNECTION YYNO;IP23 ;15 KV ISOLATION BETWEEN PRIMARY & SECONDARY & BETWEEN & EARTH; MANUFACTURED FROM ZINCANNEAL THEN | GAYRAD | JJ ELECTRICAL MANUFACTURING T/A GAYRAD | QUOTATION Q9825 | PURCHASE AS REQUIRED
000021636 | CIRCUIT BREAKER | INDOOR METAL CLAD,FOR LMT RETROFIT; 25 KA FOR 3 SEC;12 KV;630 AMP;LMVP/X5B/ QM;HAND OPERATING MECH;32 V DC TRIP COIL; | REYROLLE |  | LMVP/X5B/QM | PURCHASE AS REQUIRED
000021637 | CIRCUIT BREAKER | INDOOR METAL CLAD;FOR LMT RETROFIT; 25 KA FOR 3 SEC;12 KV;630 AMP;LMVP/X5B/ MO;220 V DC OPERATING MECH;32 V DC TRIP COIL; | REYROLLE |  | LMVP/X5B/MO | STRATEGIC SPARE
000021638 | CIRCUIT BREAKER | INDOOR METAL CLAD,FOR LMT RETROFIT; 25 KA FOR 3 SEC;12 KV;1250 AMP;LMVP/X4B/ MO;220 V DC OPERATING MECH;32 V DC TRIP COIL; | REYROLLE |  | LMVP/X4B/MO | PURCHASE AS REQUIRED
000021639 | TRANSFORMER,DISTRIBUTION | 11 KV;63 KVA;1 PHASE;POLE BOLT MTG;BSH HV 90 LV BSH;MINERAL OIL INSULATED;ONAN; 7 TAP POSN;11 KV/500-250 V;GALV TANK; PRE-FITTED WITH SURGE ARRESTERS; | ABB | ABB FAN PTY LTD | 63 KVA 1 PH | PURCHASE AS REQUIRED
000021639 | TRANSFORMER,DISTRIBUTION | 11 KV;63 KVA;1 PHASE;POLE BOLT MTG;BSH HV 90 LV BSH;MINERAL OIL INSULATED;ONAN; 7 TAP POSN;11 KV/500-250 V;GALV TANK; PRE-FITTED WITH SURGE ARRESTERS; | TYREE | TYREE INDUSTRIES PL MITTAGONG NSW | 63M1LQ | PURCHASE AS REQUIRED
000021613 | CABLE,POWER,ELECTRICAL | 6.35/11 KV;185 SQ MM;3 X 1 CORE STRANDED WB COPPER/TRXLPE/CWS/WBT/MDPE; TRIPLEX ;DRUM SIZE 300 M; | MIDLANDS | MIDLAND METALS | MMO11LV3X1X185CTRXWBTSCRWBTH | VENDOR HELD
000021616 | CABLE,POWER,ELECTRICAL | 6.35/11 KV;630 SQ MM;1 CORE STRANDED WB COPPER/TRXLPE/CWS/WBT/MDPE; DRUM SIZE 500 M; | CABLGRID | CABLE GRID AUSTRALIA PL | CGA420 | CURRENT
000021616 | CABLE,POWER,ELECTRICAL | 6.35/11 KV;630 SQ MM;1 CORE STRANDED WB COPPER/TRXLPE/CWS/WBT/MDPE; DRUM SIZE 500 M; | KEI CABL | KEI CABLES | 6.35/11KV 1CX630 | CURRENT
000021616 | CABLE,POWER,ELECTRICAL | 6.35/11 KV;630 SQ MM;1 CORE STRANDED WB COPPER/TRXLPE/CWS/WBT/MDPE; DRUM SIZE 500 M; | PRYSMIAN | PRYSMIAN POWER CABLES & SYSTEMS AUST | 5209648 | CURRENT
000021616 | CABLE,POWER,ELECTRICAL | 6.35/11 KV;630 SQ MM;1 CORE STRANDED WB COPPER/TRXLPE/CWS/WBT/MDPE; DRUM SIZE 500 M; | NANELECT | NAN ELECTRICAL CABLE AUSTRALIA PL | 1MV630C11LJEX | CURRENT
000021616 | CABLE,POWER,ELECTRICAL | 6.35/11 KV;630 SQ MM;1 CORE STRANDED WB COPPER/TRXLPE/CWS/WBT/MDPE; DRUM SIZE 500 M; | MIDLANDS | MIDLAND METALS | MMO11KV1X630CTRXWBTSCRWBTH | CURRENT
000021617 | CABLE,POWER,ELECTRICAL | 6.35/11 KV;800 SQ MM;1 CORE STRANDED WB COPPER/TRXLPE/CWS/WBT/MDPE; DRUM SIZE 500 M; | MIDLANDS | MIDLAND METALS | MMO-11KV 1X800CTRXWBTSCRWBTM | CURRENT
000021617 | CABLE,POWER,ELECTRICAL | 6.35/11 KV;800 SQ MM;1 CORE STRANDED WB COPPER/TRXLPE/CWS/WBT/MDPE; DRUM SIZE 500 M; | NANELECT | NAN ELECTRICAL CABLE AUSTRALIA PL | 1MV800C11LJEX | CURRENT
000021617 | CABLE,POWER,ELECTRICAL | 6.35/11 KV;800 SQ MM;1 CORE STRANDED WB COPPER/TRXLPE/CWS/WBT/MDPE; DRUM SIZE 500 M; | MIDLANDS | MIDLAND METALS | MMO11KV1X800CTRXWBTSCRWBTH | CURRENT
000021618 | CABLE,POWER,ELECTRICAL | 19/33 KV;185 SQ MM;1 CORE STRANDED WB COPPER/XLPE/WBT/A CORRUGATED COPPER SHEATH/MDPE;WITH GRAPHITE COATING; DRUM SIZE 700 M; | MIDLANDS | MIDLAND METALS | MMO-33KV1X185CXWBTCCH | PHASING
000021620 | CABLE,POWER,ELECTRICAL | 19/33 KV;630 SQ MM;1 CORE STRANDED WB COPPER/XLPE/WBT/CORRUGATED COPPER SHEATH/MDPE;WITH GRAPHITE COATING; SEALED PULLING EYE FITTED TO OUTER END | MIDLANDS | MIDLAND METALS | MMO-33KV1X630CXWBTCCH | PURCHASE AS REQUIRED
000021621 | CABLE,POWER,ELECTRICAL | 19/33 KV;800 SQ MM;1 CORE MILLIKEN STRANDED WB COPPER/XLPE/WBT/ CORRUGATED COPPER SHEATH/MDPE; WITH GRAPHITE COATING; DRUM SIZE 600 M; | MIDLANDS | MIDLAND METALS | MMO-33KV1X800CXWBTCCH | PURCHASE AS REQUIRED
000021622 | CABLE,POWER,ELECTRICAL | 76/132 KV;400 SQ MM;1 CORE STRANDED COMPACTED WB COPPER/XLPE/WBT/ CORRUGATED COPPER SHEATH/MDPE; WITH GRAPHITE COATING; 600 M TO | MIDLANDS | MIDLAND METALS | MMO-132KV1X400CXWBTCCH | VENDOR HELD
000021623 | CABLE,POWER,ELECTRICAL | 76/132 KV;800 SQ MM;1 CORE STRANDED COMPACTED WB COPPER/XLPE/WBT/ CORRUGATED COPPER SHEATH/MDPE;WITH GRAPHITE COATING; 600 M TO | TAIHAN | TAIHAN ELECTRIC WIRE CO LTD | 21623 | VENDOR HELD
000021623 | CABLE,POWER,ELECTRICAL | 76/132 KV;800 SQ MM;1 CORE STRANDED COMPACTED WB COPPER/XLPE/WBT/ CORRUGATED COPPER SHEATH/MDPE;WITH GRAPHITE COATING; 600 M TO | OLEX | OLEX AUSTRALIA PTY LTD | 21623 | VENDOR HELD
000021623 | CABLE,POWER,ELECTRICAL | 76/132 KV;800 SQ MM;1 CORE STRANDED COMPACTED WB COPPER/XLPE/WBT/ CORRUGATED COPPER SHEATH/MDPE;WITH GRAPHITE COATING; 600 M TO | MIDLANDS | MIDLAND METALS | MMO-132KV1X800CXWBTCCH | VENDOR HELD
000021624 | CABLE,POWER,ELECTRICAL | 76/132 KV;1200 SQ MM;1 CORE MILLIKEN STRANDED COMPACTED WB COPPER/XLPE/ WBT/CORRUGATED COPPER SHEATH/MDPE; WITH GRAPHITE COATING; 600 M TO | MIDLANDS | MIDLAND METALS | MMO-132KV1X1200CXWBTCCH | VENDOR HELD
000021625 | CABLE,POWER,ELECTRICAL | 76/132 KV;1600 SQ MM;1 CORE MILLIKEN STRANDED COMPACTED WB COPPER/XLPE/ WBT/CORRUGATED COPPER SHEATH/MDPE; WITH GRAPHITE COATING; 600 M TO | MIDLANDS | MIDLAND METALS | MMOP-132KV1X1600CXWBTCCH | VENDOR HELD
000021626 | CABLE,POWER,ELECTRICAL | 120 SQ MM;CONCENTRIC EARTH BONDING CABLE;INNER COND COMP ANNEAL,WB37/2.03 CU;XLPE INS.4.6 MIN AV WALL (MAV);OUTER COND.PLAIN ANNEAL WB 64/1.13 + 70/1.13 | MIDLANDS | MIDLAND METALS | MMO-CBL1X120CXCWCTCWFRM | CURRENT
000021626 | CABLE,POWER,ELECTRICAL | 120 SQ MM;CONCENTRIC EARTH BONDING CABLE;INNER COND COMP ANNEAL,WB37/2.03 CU;XLPE INS.4.6 MIN AV WALL (MAV);OUTER COND.PLAIN ANNEAL WB 64/1.13 + 70/1.13 | NANELECT | NAN ELECTRICAL CABLE AUSTRALIA PL | 1CB120CBLHJEX | CURRENT
000021626 | CABLE,POWER,ELECTRICAL | 120 SQ MM;CONCENTRIC EARTH BONDING CABLE;INNER COND COMP ANNEAL,WB37/2.03 CU;XLPE INS.4.6 MIN AV WALL (MAV);OUTER COND.PLAIN ANNEAL WB 64/1.13 + 70/1.13 | MIDLANDS | MIDLAND METALS | MMOCBL1X120CXCWCTCWFRP | CURRENT
000021626 | CABLE,POWER,ELECTRICAL | 120 SQ MM;CONCENTRIC EARTH BONDING CABLE;INNER COND COMP ANNEAL,WB37/2.03 CU;XLPE INS.4.6 MIN AV WALL (MAV);OUTER COND.PLAIN ANNEAL WB 64/1.13 + 70/1.13 | MIDLANDS | MIDLAND METALS | MMOP-17450/08 | CURRENT
000021472 | BOX,ELECTRICAL,MULTIAPPLICATION. | ALUMINIUM;800 MM H X 600 MM W X 400 MM D ;ALARM INTERFACE PANEL (AUXILARY); | ERGON | ERGON ENERGY | BOX,ELECTRICAL | CURRENT
000021609 | CABLE,POWER,ELECTRICAL | 0.6/1 KV;185 SQ MM;3.5 CORE SECTOR SHAPED STRANDED COPPER/PLY/HDPE; 400 M DRUM SIZE,DRUM WEIGHT 4343 KG; (ESI TRAIN ITEM) | MIDLANDS | MIDLAND METALS | T38876 | PURCHASE AS REQUIRED
000021611 | CABLE,POWER,ELECTRICAL | U/Ground, 0.6/1kV, 4C x 300mm2, Sector Shaped Stranded Cu/XLPE/PVC/HDPE, Metre Marked, 300m Drum, TS396 | CABLGRID | CABLE GRID AUSTRALIA PL | CGA414 | CURRENT
000021611 | CABLE,POWER,ELECTRICAL | U/Ground, 0.6/1kV, 4C x 300mm2, Sector Shaped Stranded Cu/XLPE/PVC/HDPE, Metre Marked, 300m Drum, TS396 | KEI CABL | KEI CABLES | 0.6/1KV 4CX300 | CURRENT
000021611 | CABLE,POWER,ELECTRICAL | U/Ground, 0.6/1kV, 4C x 300mm2, Sector Shaped Stranded Cu/XLPE/PVC/HDPE, Metre Marked, 300m Drum, TS396 | PRYSMIAN | PRYSMIAN POWER CABLES & SYSTEMS AUST | 5209617 | CURRENT
000021611 | CABLE,POWER,ELECTRICAL | U/Ground, 0.6/1kV, 4C x 300mm2, Sector Shaped Stranded Cu/XLPE/PVC/HDPE, Metre Marked, 300m Drum, TS396 | MIDLANDS | MIDLAND METALS | MMO-1KV 4X300CXPH | CURRENT
000021611 | CABLE,POWER,ELECTRICAL | U/Ground, 0.6/1kV, 4C x 300mm2, Sector Shaped Stranded Cu/XLPE/PVC/HDPE, Metre Marked, 300m Drum, TS396 | NANELECT | NAN ELECTRICAL CABLE AUSTRALIA PL | 4CX300MLVPMEX | CURRENT
000021612 | CABLE,POWER,ELECTRICAL | 6.35/11 KV;185 SQ MM;3 CORE COMPACTED STRANDED COPPER/PLY/HDPE; 300 M DRUM SIZE, DRUM WEIGHT 3463 KG; | CABLGRID | CABLE GRID AUSTRALIA PL | CGA415 | CURRENT
000021612 | CABLE,POWER,ELECTRICAL | 6.35/11 KV;185 SQ MM;3 CORE COMPACTED STRANDED COPPER/PLY/HDPE; 300 M DRUM SIZE, DRUM WEIGHT 3463 KG; | MIDLANDS | MIDLAND METALS | MMO-11KV 3X185CPLYLSH | CURRENT
000021612 | CABLE,POWER,ELECTRICAL | 6.35/11 KV;185 SQ MM;3 CORE COMPACTED STRANDED COPPER/PLY/HDPE; 300 M DRUM SIZE, DRUM WEIGHT 3463 KG; | CABLGRID | CABLE GRID AUSTRALIA PL | PCUM185C03KA14SD3 | CURRENT
000021614 | CABLE,POWER,ELECTRICAL | U/Ground, 6.35/11kV, 3C Compacted, 300mm2 Stranded Cu/PLY/HDPE, 300m Drum | CABLGRID | CABLE GRID AUSTRALIA PL | CGA416 | CURRENT
000021614 | CABLE,POWER,ELECTRICAL | U/Ground, 6.35/11kV, 3C Compacted, 300mm2 Stranded Cu/PLY/HDPE, 300m Drum | MIDLANDS | MIDLAND METALS | MMO-11KV 3X300CPLYLSH | CURRENT
000021614 | CABLE,POWER,ELECTRICAL | U/Ground, 6.35/11kV, 3C Compacted, 300mm2 Stranded Cu/PLY/HDPE, 300m Drum | MIDLANDS | MIDLAND METALS | T37580 | CURRENT
000021614 | CABLE,POWER,ELECTRICAL | U/Ground, 6.35/11kV, 3C Compacted, 300mm2 Stranded Cu/PLY/HDPE, 300m Drum | CABLGRID | CABLE GRID AUSTRALIA PL | PCUM300C03KA14SD3 | CURRENT
000021614 | CABLE,POWER,ELECTRICAL | U/Ground, 6.35/11kV, 3C Compacted, 300mm2 Stranded Cu/PLY/HDPE, 300m Drum | PRYSMIAN | PRYSMIAN POWER CABLES & SYSTEMS AUST | PL3/0300C12.V | CURRENT
000021641 | CARD,CIRCUIT | TELEPHONE ISOLATION CARD SET;SHORT RANGE CUSTOMER TERMINAL CARD D901-Z3X2 ;SHORT RANGE EXCHANGE CARD D902-Z3X2; OPTICAL FIBRE SET 500 MM LG D903-F2/500; | DAVAS | DAVAS LIMITED WELLINGTON NZ | D901-Z3X2,D902-Z3X2,D903FS/500 | CURRENT
000021642 | GRIP,CABLE,JAW | PARALLEL JAWS;FOR BARE COPPER & ALUMINIUM CONDUCTORS;RANGE-3.05-9.40 MM DIA;RECOMMENDED FOR COPPER METRIC (IMPERIAL) 7.064 4.87 MM,7/2.00 (7/080), | SPECFORC | SPECIALISED FORCE | KLEIN S-1613-40H | CURRENT
000021642 | GRIP,CABLE,JAW | PARALLEL JAWS;FOR BARE COPPER & ALUMINIUM CONDUCTORS;RANGE-3.05-9.40 MM DIA;RECOMMENDED FOR COPPER METRIC (IMPERIAL) 7.064 4.87 MM,7/2.00 (7/080), | ENERGYNW | THE ENERGY NETWORK | KLEIN S-1613-40H | CURRENT
000021642 | GRIP,CABLE,JAW | PARALLEL JAWS;FOR BARE COPPER & ALUMINIUM CONDUCTORS;RANGE-3.05-9.40 MM DIA;RECOMMENDED FOR COPPER METRIC (IMPERIAL) 7.064 4.87 MM,7/2.00 (7/080), | TEN | THE ENERGY NETWORK | S1613-40H | CURRENT
000021643 | GRIP,CABLE,JAW | Parallel Jaws, for Bare Cu & Al Cond, Range 8-22mm Dia, Recommended for AAC Pluto 19/3.75 18.8mm, Saturn 37/3.00 21.00mm Only c/w Spring Loaded Side Gate | TEN | THE ENERGY NETWORK | AL-3TON-GRIP | CURRENT
000021643 | GRIP,CABLE,JAW | Parallel Jaws, for Bare Cu & Al Cond, Range 8-22mm Dia, Recommended for AAC Pluto 19/3.75 18.8mm, Saturn 37/3.00 21.00mm Only c/w Spring Loaded Side Gate | ENERGYNW | THE ENERGY NETWORK | NGK AL-3TON | CURRENT
000021644 | WIRE,ELECTRICAL | AERIAL;ALUMINIUM CONDUCTOR STEEL REINFORCED/GALV (ACSR/GZ);54/7/3.25 MM; CODE ORANGE;STRATEGIC SPARE; | MIDLANDS | MIDLAND METALS | MMO-ORANGE | STRATEGIC SPARE
000021644 | WIRE,ELECTRICAL | AERIAL;ALUMINIUM CONDUCTOR STEEL REINFORCED/GALV (ACSR/GZ);54/7/3.25 MM; CODE ORANGE;STRATEGIC SPARE; | POWERLNK | POWERLINK | ORANGE | STRATEGIC SPARE
000021389 | CAPACITOR SHUNT INSTALLATION. | 145 KV;3 PHASE;50 HZ;62.5 MVAR & 145 KV; RACK O/D;COMPRISES THE FOLLOWING STOCK CODES;3 X SC21390 (RX);1 X SC21391 (CT);96 X SC21392 (CANS);3 X SC21393 | ABB | ABB FAN PTY LTD | 62.5 MVAR | PURCHASE AS REQUIRED
000021390 | REACTOR | INRUSH LIMITING;68.34 MIILLI H;356 AMP; 50 HZ;145 KV;1 PHASE;27.2 KA;FOR 1 SEC; PEDISTAL POST INSULATOR MTG;AIR INSULATED;TO SUIT SC21389 (145 KV | ABB | ABB FAN PTY LTD | REACTOR. | PURCHASE AS REQUIRED
000021390 | REACTOR | INRUSH LIMITING;68.34 MIILLI H;356 AMP; 50 HZ;145 KV;1 PHASE;27.2 KA;FOR 1 SEC; PEDISTAL POST INSULATOR MTG;AIR INSULATED;TO SUIT SC21389 (145 KV | TRENCH |  | AIR CORED DRY TYPE | PURCHASE AS REQUIRED
000021391 | TRANSFORMER,CURRENT | POST TYPE;O/D;CAST RESIN;24 KV;1 CORE; 5-5/1 AMP;10P15F20;TO SUIT SC21389 & SC21685;(145 KV CAPACITOR BANK);ABB AUSTRALIA PTY LTD LILYDALE VICTORIA; | ABB | ABB FAN PTY LTD | POST TYPE;O/D;CAST RESIN | PURCHASE AS REQUIRED
000021391 | TRANSFORMER,CURRENT | POST TYPE;O/D;CAST RESIN;24 KV;1 CORE; 5-5/1 AMP;10P15F20;TO SUIT SC21389 & SC21685;(145 KV CAPACITOR BANK);ABB AUSTRALIA PTY LTD LILYDALE VICTORIA; | SADTEM | SADTEM | CAST RESIN | PURCHASE AS REQUIRED
000021392 | CAPACITOR UNIT. | 11.13 KV;692.7 KVAR;SINGLE PHASE;17.8 MICROFARAD;2 BUSHINGS PER UNIT;TO SUIT SC21389 (145 KV CAPACITOR BANK); ABB AUSTRALIA PTY LTD LILYDALE VICTORIA; | ABB | ABB FAN PTY LTD | CHD | PURCHASE AS REQUIRED
000021393 | ARRESTER,ELECTRICAL SURGE | GAPLESS,METAL OXIDE;138 KV;MAX CONT VOLT 92 KV;20 KA PEAK;CLASS 4 LINE DISCHARGE;POLYMER HOUSING;TO SUIT SC21389 (145 KV CAPACITOR BANK)ABB | ABB | ABB FAN PTY LTD | PEXLIM P138-XV145 | PURCHASE AS REQUIRED
000021646 | CIRCUIT BREAKER | OUTDOOR;145 KV;3150 AMP;40 KA;3 POLE; 2.5 CYCLE;50 HZ;125 V DC MOTOR CHRG SPRING;FOR POINT OF WAVE SWITCHING OF CAP BANK;P/LINK TM02004/05/1 2CG; | ABB | ABB FAN PTY LTD | LTB 145D1B | PURCHASE AS REQUIRED
000021645 | RECLOSER | 24 KV;SINGLE PHASE;400 AMP;VACUUM INTERRUPTER NULEC W27;FOR USE ON 12.7 OR 19 KV SWER SYSTEM;ORDER EXTERNAL VT SEPARATELY; | NU-LEC | NU-LEC | W27ACR-SOLID-24-6-125-400-15TP | PURCHASE AS REQUIRED
000021645 | RECLOSER | 24 KV;SINGLE PHASE;400 AMP;VACUUM INTERRUPTER NULEC W27;FOR USE ON 12.7 OR 19 KV SWER SYSTEM;ORDER EXTERNAL VT SEPARATELY; | NU-LEC | NU-LEC | PTCC-TROP-INT/240-7 | PURCHASE AS REQUIRED
000021474 | FLANGE, PIPE | GALVANISED MALLEABLE ;TABLE D;SCREWED, DRILLED;50 MM NB;60 OD,WITH 4 HOLES FOR M12 BOLTS;PACK OF 1; | KEYLINE | KEY-LINE DISTRIBUTORS PTY LTD | MF50 | PURCHASE AS REQUIRED
000020854 | TRANSFORMER,POWER | 33 KV/11 KV;8 MVA;3 PHASE;GROUND MTG;HV BSH 180 LV BSH;MINERAL OIL INSULATED; ONAF;DYN 11;C/W VACUUM OLTC 23 TAP POSN; ATTACHED RADIATOR; | WILSON | WILSON TRANSFORMER CO. PTY LTD | 33 KV/11 KV 8 MVA | PURCHASE AS REQUIRED
000020855 | TRANSFORMER,POWER | 33 KV/11 KV;8 MVA;3 PHASE;GROUND MTG;HV PLUG 180 LV PLUG;MINERAL OIL INSULATED; ONAN;DYN 11;C/W VACUUM OLTC 23 TAP POSN; ATTACHED RADIATOR;50 KVA;11 KV/415 V; | WILSON | WILSON TRANSFORMER CO. PTY LTD | 33 KV/11 KV 8 MVA | PURCHASE AS REQUIRED
000020856 | TRANSFORMER,POWER | 33 KV/11 KV;15 MVA;3 PHASE;GROUND MTG;HV BSH 90 LV AIR;MINERAL OIL INSULATED;ONAF ;DYN 11;C/W VACUUM OLTC 23 TAP POSN; ATTACHED RADIATOR;REDUCED SOUND LEVEL | WILSON | WILSON TRANSFORMER CO. PTY LTD | 33 KV/11 KV 15 MVA | PURCHASE AS REQUIRED
000020857 | TRANSFORMER,POWER | 33 KV/11 KV;15 MVA;3 PHASE;GROUND MTG;HV BSH 90 LV AIR;MINERAL OIL INSULATED;ONAF ;DYN 11;C/W VACUUM OLTC 23 TAP POSN;FREE STANDING RADIATOR;REDUCED SOUND LEVEL | WILSON | WILSON TRANSFORMER CO. PTY LTD | 33 KV/11 KV 15 MVA | PURCHASE AS REQUIRED
000020858 | TRANSFORMER,POWER | 33 KV/11 KV;15 MVA;3 PHASE;GROUND MTG;HV AIR 90 LV AIR;MINERAL OIL INSULATED;ONAF ;DYN 11;C/W VACUUM OLTC 23 TAP POSN; ATTACHED RADIATOR;REDUCED SOUND LEVEL | WILSON | WILSON TRANSFORMER CO. PTY LTD | 33 KV/11 KV 15 MVA | PURCHASE AS REQUIRED
000020859 | TRANSFORMER,POWER | 33 KV/11 KV;15 MVA;3 PHASE;GROUND MTG;HV AIR 90 LV AIR;MINERAL OIL INSULATED;ONAF ;DYN 11;C/W VACUUM OLTC 23 TAP POSN; FREE STANDING RADIATOR;REDUCED SOUND | WILSON | WILSON TRANSFORMER CO. PTY LTD | 33 KV/11 KV 15 MVA | PURCHASE AS REQUIRED
000020860 | TRANSFORMER,POWER | 33 KV/11 KV;25 MVA;3 PHASE;GROUND MTG;HV BSH 90 LV AIR;MINERAL OIL INSULATED;ODAF ;DYN 11;C/W VACUUM OLTC 23 TAP POSN; ATTACHED RADIATOR;DRMCC;REDUCED | WILSON | WILSON TRANSFORMER CO. PTY LTD | 33 KV/11 KV 25 MVA | CURRENT
000020861 | TRANSFORMER,POWER | 33 KV/11 KV;25 MVA;3 PHASE;GROUND MTG;HV BSH 90 LV AIR;MINERAL OIL INSULATED;ODAF ;DYN 11;C/W VACUUM OLTC 23 TAP POSN; FREE STANDING RADIATOR;DRMCC;REDUCED | WILSON | WILSON TRANSFORMER CO. PTY LTD | 33 KV/11 KV 25 MVA | PURCHASE AS REQUIRED
000020862 | TRANSFORMER,POWER | 33 KV/11 KV;25 MVA;3 PHASE;GROUND MTG; 33KV & 11KV CABLE BOXES; MINERAL OIL INSULATED; ODAF DYN 11;C/W VACUUM OLTC 23 TAP POSN; ATT RADIATOR;DRMCC;REDUCED | WILSON | WILSON TRANSFORMER CO. PTY LTD | 33 KV/11 KV 25 MVA | PURCHASE AS REQUIRED
000020863 | TRANSFORMER,POWER | 33 KV/11 KV;25 MVA;3 PHASE;GROUND MTG;HV AIR 90 LV AIR;MINERAL OIL INSULATED;ODAF ;DYN 11;C/W VACUUM OLTC 23 TAP POSN; FREE STANDING RADIATOR;DRMCC;REDUCED | WILSON | WILSON TRANSFORMER CO. PTY LTD | 33 KV/11 KV 25 MVA | PURCHASE AS REQUIRED
000020864 | TRANSFORMER,POWER | 110 KV/11 KV;30 MVA;3 PHASE;GROUND MTG; HV BSH 180 LV AIR;MINERAL OIL INSULATED; ODAF;YND 11;C/W VACUUM OLTC 23 TAP POSN; FREE STANDING RADIATOR;DRMCC; | WILSON | WILSON TRANSFORMER CO. PTY LTD | 110 KV/11 KV 30 MVA | PURCHASE AS REQUIRED
000020865 | TRANSFORMER,POWER | 132 KV/11 KV;30 MVA;3 PHASE;GROUND MTG; HV BSH 180 LV AIR;MINERAL OIL INSULATED; ODAF;YND 11;C/W VACUUM OLTC 23 TAP POSN; FREE STANDING RADIATOR;DRMCC; | WILSON | WILSON TRANSFORMER CO. PTY LTD | 132 KV/11 KV 30 MVA | PURCHASE AS REQUIRED
000020866 | TRANSFORMER,POWER | 110 KV/11 KV;30 MVA;3 PHASE;GROUND MTG; HV BSH 180 LV AIR;MINERAL OIL INSULATED; ODAF;YND 11;C/W VACUUM OLTC 23 TAP POSN; FREE STANDING RADIATOR;DRMCC;REDUCED | WILSON | WILSON TRANSFORMER CO. PTY LTD | 110 KV/11 KV 30 MVA | PURCHASE AS REQUIRED
000020867 | TRANSFORMER,POWER | 132 KV/11 KV;30 MVA;3 PHASE;GROUND MTG; HV BSH 180 LV AIR;MINERAL OIL INSULATED; ODAF;YND 11;C/W VACUUM OLTC 23 TAP POSN; FREE STANDING RADATIOR;DRMCC;REDUCED | WILSON | WILSON TRANSFORMER CO. PTY LTD | 132 KV/11 KV 30 MVA | PURCHASE AS REQUIRED
000020868 | TRANSFORMER,POWER | 110 KV/11 KV;60 MVA;3 PHASE;GROUND MTG; HV BSH 180 LV AIR;MINERAL OIL INSULATED; ODAF;YND 11;C/W VACUUM OLTC 27 TAP POSN; FREE STANDING RADIATOR;DRMCC; | WILSON | WILSON TRANSFORMER CO. PTY LTD | 110 KV/11 KV 60 MVA | PURCHASE AS REQUIRED
000020869 | TRANSFORMER,POWER | 132 KV/11 KV;60 MVA;3 PHASE;GROUND MTG; HV BSH 180 LV AIR;MINERAL OIL INSULATED; ODAF;YND 11;C/W VACUUM OLTC 27 TAP POSN; FREE STANDING RADIATOR;DRMCC; | WILSON | WILSON TRANSFORMER CO. PTY LTD | 132 KV/11 KV 60 MVA | PURCHASE AS REQUIRED
000020870 | TRANSFORMER,POWER | 110 KV/11 KV;60 MVA;3 PHASE;GROUND MTG; HV BSH 180 LV AIR;MINERAL OIL INSULATED; ODAF;YND 11;C/W VACUUM OLTC 27 TAP POSN; FREE STANDING RADIATOR;DRMCC;REDUCED | WILSON | WILSON TRANSFORMER CO. PTY LTD | 110 KV/11 KV 60 MVA | PURCHASE AS REQUIRED
000020871 | TRANSFORMER,POWER | 132 KV/11 KV;60 MVA;3 PHASE;GROUND MTG; HV BSH 180 LV AIR;MINERAL OIL INSULATED; ODAF;YND 11;C/W VACUUM OLTC 27 TAP POSN; FREE STANDING RADIATOR;DRMCC;REDUCED | WILSON | WILSON TRANSFORMER CO. PTY LTD | 132 KV/11 KV 60 MVA | PURCHASE AS REQUIRED
000020872 | TRANSFORMER,POWER | 110 KV/11 KV/11 KV;60 MVA;3 PHASE; GROUND MTG;HV BSH 180 LV AIR;MINERAL OIL INSULATED;ODAF;YND 11/D 11;C/W VACUUM OLTC 27 TAP POSN;FREE STANDING | WILSON | WILSON TRANSFORMER CO. PTY LTD | 110 KV/11 KV 60 MVA | PURCHASE AS REQUIRED
000020873 | TRANSFORMER,POWER | 110 KV/33 KV/11 KV;60 MVA;3 PHASE;GROUND MTG;HV BSH 180 MV BSH LV BSH;MINERAL OIL INSULATED;ODAF;YNYN0/D 11;C/W VACUUM OLTC 23 TAP POSN;ATTACHED RADIATOR; | WILSON | WILSON TRANSFORMER CO. PTY LTD | 110 KV/33 KV/11 KV 60 MVA | PURCHASE AS REQUIRED
000020874 | TRANSFORMER,POWER | 110 KV/33 KV/11 KV;60 MVA;3 PHASE;GROUND MTG;HV BSH 180 MV BSH LV BSH;MINERAL OIL INSULATED;ODAF;YNYN0/D 11;C/W VACUUM OLTC 23 TAP POSN;FREE STANDING RADIATOR | WILSON | WILSON TRANSFORMER CO. PTY LTD | 110 KV/33 KV/11 KV 60 MVA | PURCHASE AS REQUIRED
000020875 | TRANSFORMER,POWER | 132 KV/33 KV/11 KV;60 MVA;3 PHASE;GROUND MTG;HV BSH 180 MV BSH LV BSH;MINERAL OIL INSULATED;ODAF;YNYN0/D 11;C/W VACUUM OLTC 23 TAP POSN;ATTACHED RADIATOR; | WILSON | WILSON TRANSFORMER CO. PTY LTD | 132 KV/33 KV/11 KV 60 MVA | PURCHASE AS REQUIRED
000020876 | TRANSFORMER,POWER | 110 KV/33 KV/11 KV;60 MVA;3 PHASE;GROUND MTG;HV BSH 180 MV AIR LV BSH;MINERAL OIL INSULATED;ODAF;YNYN0/D 11;C/W VACUUM OLTC 23 TAP POSN;FREE STANDING RADIATOR | WILSON | WILSON TRANSFORMER CO. PTY LTD | 110 KV/33 KV/11 KV 60 MVA | PURCHASE AS REQUIRED
000020877 | TRANSFORMER,POWER | 110 KV/33 KV/11 KV;80 MVA;3 PHASE;GROUND MTG;HV BSH 180 MV BSH LV BSH;MINERAL OIL INSULATED;ODAF;YNYN0/D 11;C/W VACUUM OLTC 23 TAP POSN;ATTACHED RADIATOR; | WILSON | WILSON TRANSFORMER CO. PTY LTD | 110 KV/33 KV/11 KV 80 MVA | PURCHASE AS REQUIRED
000020878 | TRANSFORMER,POWER | 110 KV/33 KV/11 KV;80 MVA;3 PHASE;GROUND MTG;HV BSH 180 MV BSH LV BSH;MINERAL OIL INSULATED;ODAF;YNYN0/D 11;C/W VACUUM OLTC 23 TAP POSN;FREE STANDING RADIATOR; | WILSON | WILSON TRANSFORMER CO. PTY LTD | 110 KV/33 KV/11 KV 80 MVA | PURCHASE AS REQUIRED
000020879 | TRANSFORMER,POWER | 132 KV/33 KV/11 KV;80 MVA;3 PHASE;GROUND MTG;HV BSH 180 MV BSH LV BSH;MINERAL OIL INSULATED;ODAF;YNYN0/D 11;C/W VACUUM OLTC 23 TAP POSN;ATTACHED RADIATOR; | WILSON | WILSON TRANSFORMER CO. PTY LTD | 132 KV/33 KV/11 KV 80 MVA | PURCHASE AS REQUIRED
000020880 | TRANSFORMER,POWER | 110 KV/33 KV/11 KV;80 MVA;3 PHASE;GROUND MTG;HV BSH 180 MV AIR LV BSH;MINERAL OIL INSULATED;ODAF;YNYN0/D 11;C/W VACUUM OLTC 23 TAP POSN;FREE STANDING;RADIATOR | WILSON | WILSON TRANSFORMER CO. PTY LTD | 110 KV/33 KV/11 KV 80 MVA | PURCHASE AS REQUIRED
000020881 | TRANSFORMER,POWER | 110 KV/33 KV/11 KV;120 MVA;3 PHASE; GROUND MTG;HV BSH 180 MV BSH LV BSH; MINERAL OIL INSULATED;ODAF;YNYN0/D 11; C/W VACUUM OLTC 23 TAP POSN;FREE | WILSON | WILSON TRANSFORMER CO. PTY LTD | 110 KV/33 KV/11 KV 120 MVA | CURRENT
000020882 | TRANSFORMER,POWER | 110 KV/33 KV/11 KV;120 MVA;3 PHASE; GROUND MTG;HV BSH 180 MV AIR LV BSH; MINERAL OIL INSULATED;ODAF;YNYN0/D 11; C/W VACUUM OLTC 23 TAP POSN;FREE | WILSON | WILSON TRANSFORMER CO. PTY LTD | 100 KV/33 KV/11 KV 120 MVA | PURCHASE AS REQUIRED
000021649 | BRACKET,MOUNTING | MOBILE ANTENNA MOUNT;MM2 TRUCK MIRROR MTG BRACKET;TO SUIT TMR ANTENNA TYPE CD94-65-73; | RFIND | RF INDUSTRIES | MM2/RFI | CURRENT
000020358 | TERMINATION,ELECTRICAL POWER CABLE | CABLE TERMINATION;LV;INDOOR & OUTDOOR; HEATSHRINK;SUIT 3.5 C,185 SQ MM CU XLPE/ SWA/HDPE;C/W SHEAR BOLT LUGS & EARTH BRAID;INSTALLATION INSTRUCTION EPP- | RAYCHEM | RAYCHEM (AUSTRALIA) PTY LTD | EPKT-EX301 | CURRENT
000021677 | TRANSFORMER,CURRENT | PROTECTION & MEASUREMENT;POST TYPE; OUTDOOR;145 KV;1600 AMP;6 CORES;CORES 1 TO 4-1600/1200//1000/400/1 AMP CL 0.1PX2 400R8 ON 1600/1 AMP;CORE 5-1600/1200/ | ABB | ABB FAN PTY LTD | IMB145C6H3 | PURCHASE AS REQUIRED
000021495 | RACEWAY,NONMETALLIC | LE GRAND PVC SLOTTED;60 MM W,80 MM H; 2000 MM LG; | REXEL | REXEL PTY LTD | LEG636113 | CURRENT
000021495 | RACEWAY,NONMETALLIC | LE GRAND PVC SLOTTED;60 MM W,80 MM H; 2000 MM LG; | HAYMANS | HAYMANS ELECTRICAL | 636113 | CURRENT
000021496 | RACEWAY,NONMETALLIC | Cable & Wiring Duct, 2m Lg, 40 x 80mm, PVC, Grey c/w Lid | PHOENIX | PHOENIX CONTACT PTY LTD | 3240198 | CURRENT
000021496 | RACEWAY,NONMETALLIC | Cable & Wiring Duct, 2m Lg, 40 x 80mm, PVC, Grey c/w Lid | REXEL | REXEL PTY LTD | LEG636108 | CURRENT
000021496 | RACEWAY,NONMETALLIC | Cable & Wiring Duct, 2m Lg, 40 x 80mm, PVC, Grey c/w Lid | HAYMANS | HAYMANS ELECTRICAL | 636108 | CURRENT
000021680 | CONTROL,TEMPERATURE | DRMCC;TRANSFORMER TEMPERATURE MONITOR;COOLER CONTROL;OVER TEMPERATURE ALARM & RELAY TRIP; TRANSFORMER OLTC & GENERAL ALARM | WILSON | WILSON TRANSFORMER CO. PTY LTD | DRMCC-T3 | PURCHASE AS REQUIRED
000021678 | SURGE ARRESTER | 22 KV;10 KA;FOR U/W 3 WIRE,22 KV & 12.7 KV SWER SYSTEM;C/W 700 MM LG 16 SQ MM LINE END LEAD & CAP; | ACCULEC | ACCULEC PTY LTD - E18524 | OB24A-100STEQ | PURCHASE AS REQUIRED
000021678 | SURGE ARRESTER | 22 KV;10 KA;FOR U/W 3 WIRE,22 KV & 12.7 KV SWER SYSTEM;C/W 700 MM LG 16 SQ MM LINE END LEAD & CAP; | AKPOWER | AK POWER SOLUTIONS PTY LTD | CA21 | PURCHASE AS REQUIRED
000021678 | SURGE ARRESTER | 22 KV;10 KA;FOR U/W 3 WIRE,22 KV & 12.7 KV SWER SYSTEM;C/W 700 MM LG 16 SQ MM LINE END LEAD & CAP; | MVTECH | MV TECHNOLOGY SOLUTIONS P/L | S3EK4 240-1CR4-Z Q97 R59 | PURCHASE AS REQUIRED
000021679 | TRANSFORMER,VOLTAGE | 11 KV TO 27.8 V;100 VA;POLE MTG;C/W POLE MTG BRACKET;2 X 4 M CC PRIMARY CONNECTION TAILS & FUSED SECONDARY CONNECTION LOOM,8 M LG FOR CONNECTION | NU-LEC | NU-LEC | 11 KV-28.7 V | PURCHASE AS REQUIRED
000021264 | SWITCH FUSE GEAR | 12 KV;LUCY;OIL INSULATED;O/D;RMU; 2 X 630 AMP CABLE SWITCH DISCONNECTORS; 1 X 200 AMP TRANSFORMER SWITCH FUSE; CABLE FAULT INDICATOR,(TYPE TRIDENT FRMU | ADAPT | ADAPT AUSTRALIA PTY LTD | TRIDENT/FRMU-TE | PHASING
000021682 | SWITCHBOARD,LV | WEBER TYPE;3150 AMP ISOLATOR;LHS BOTTOM ENTRY;RHS TOP ENTRY;FOR USE IN INDOOR SUBSTN;INCLUDES WALL MTG;KIT FOR FLOOR MTG;REFER DWG 9001-A4 SHT 2 OF 2; | WEBER | WEBER SOUTH PACIFIC PTY LTD | VF130300-EGX31 | PHASING
000021683 | SWITCHBOARD,LV | WEBER TYPE;3150 AMP ISOLATOR;LHS TOP ENTRY;RHS BOTTOM ENTRY;FOR USE IN INDOOR SUBSTN;INCLUDES WALL MTG;KIT FOR FLOOR MTG;REFER DWG 9001-A4 SHT 1 OF 2; | WEBER | WEBER SOUTH PACIFIC PTY LTD | VF130300-EGX33 | PHASING
000021684 | CUBICLE,ELECTRICAL EQUIPMENT. | OUTDOOR;FOR LV DISTRIBUTION BOARD;FOR GROUND TRANSFORMER;C & I SUBSTN; ;2085 MM W,500 MM D,1850 MM H;C/W ROOF LIFTING EYE & DOUBLE DOOR FRONT ENTRY; | WEBER | WEBER SOUTH PACIFIC PTY LTD | ES2105018501 | STRATEGIC SPARE
000021497 | BRACKET, CANTILEVER | STEEL;GALV HOT DIPPED;320 MM LG;PACK OF 1;PACK WEIGHT 1.7 KG; | EZYSTRUT | EZYSTRUT CABLE & PIPE SUPPORTS | CB4320H | CURRENT
000021498 | BRACKET,ANGLE | STEEL;GALV HOT DIPPED;90 MM X 51 MM X 40 MM W ;6 MM THK;HOLE DIA 14 MM; LH; WEIGHT 0.25 KG; | UNISTRUT | UNISTRUT AUSTRALIA (MANUFACTURER) | P1038 | PURCHASE AS REQUIRED
000021498 | BRACKET,ANGLE | STEEL;GALV HOT DIPPED;90 MM X 51 MM X 40 MM W ;6 MM THK;HOLE DIA 14 MM; LH; WEIGHT 0.25 KG; | EZYSTRUT | EZYSTRUT CABLE & PIPE SUPPORTS | E1038H | PURCHASE AS REQUIRED
000021499 | BRACKET,ANGLE | STEEL;GALV HOT DIPPED;90 MM X 51 MM X 40 MM W;6 MM THK;HOLE DIA 14 MM;RH; WEIGHT 0.25 KG; | UNISTRUT | UNISTRUT AUSTRALIA (MANUFACTURER) | P1037 | PURCHASE AS REQUIRED
000021499 | BRACKET,ANGLE | STEEL;GALV HOT DIPPED;90 MM X 51 MM X 40 MM W;6 MM THK;HOLE DIA 14 MM;RH; WEIGHT 0.25 KG; | EZYSTRUT | EZYSTRUT CABLE & PIPE SUPPORTS | E1037H | PURCHASE AS REQUIRED
000021685 | CAPACITOR SHUNT INSTALLATION. | 123 KV;3 PHASE;50 HZ;62.5 MVAR & 123 KV; RACK O/D;COMPRISES THE FOLLOWING STOCK CODES;3 X SC21686 (RX);1 X SC21391 (CT) 96 X SC21687 (CANS);3 X SC21688 (SURGE | ABB | ABB FAN PTY LTD | 62.5 MVAR | PURCHASE AS REQUIRED
000021686 | REACTOR | INRUSH LIMITING;49.17 MH;420 AMP;50 HZ; 123 KV;1 PHASE;PEDISTAL POST INSULATOR MTG;AIR INSULATED;TO SUIT SC21685 (123 KV CAPACITOR BANKS);P/LINK CONTRACT | TRENCH |  | AIR CORED DRY TYPE | PURCHASE AS REQUIRED
000021687 | CAPACITOR UNIT. | 9.45 KV;694.4 KVAR;SINGLE PHASE;24.75 MICROFARAD;2 BUSHINGS PER UNIT;TO SUIT SC21685 (123 KV CAPACITOR BANK);P/LINK CONTRACT TM02004/40/2,ITEM 3A-2; | ABB | ABB FAN PTY LTD | CHD | PURCHASE AS REQUIRED
000021688 | ARRESTER,ELECTRICAL SURGE | GAPLESS METAL OXIDE;138 KV;MAX CONT VOLT 92 KV;10 KA PEAK;CLASS 3 LINE DISCHARGE;POLYMER HOUSING;TO SUIT SC21685 (123 KV CAPACITOR BANK);P/LINK | ABB | ABB FAN PTY LTD | PEXLIM Q138-XV123 | PURCHASE AS REQUIRED
000021696 | GLOVES,PROTECTIVE | GENERAL PURPOSE;NITRILE;COTTON;WORK GLOVE;SIZE 9;YELLOW WITH KNITTED WRIST; PALM COATED;LENGTH 240 MM TO 270 MM | SILGLEN | SILGLEN SERVICES PTY LTD | SAHARA TOP 102 SIZE 9 | PHASING
000021698 | BRACKET,MOUNTING | STEEL;GALV;CROSSARM MTG BRACKET;TO MOUNT A DSS OMNI ANTENNA; | BRECKNEL | BRECKNELL ENGINEERING & WELDING | DSS OMNI MTG BKT | CURRENT
000021699 | WIRE,ELECTRICAL | FLEXIBLE EARTH CABLE;COPPER;PVC;G-Y; 50 SQ MM;637/.32;50 M ROLL;FOR RETROFITTING OF FLEXIBLE EARTHS TO PADMOUNT CUBICLE DOORS; | BAMBACH | BAMBACH WIRES & CABLES PTY LTD | 201148A GNYW | CURRENT
000021701 | WIRE,ELECTRICAL | LAN CABLE;CATEGORY 5E;4 PAIR;UTP CABLE; 305 M PUNCH BOX COLOUR (BLUE); | CNWPL | CNW PL - SLACKS CREEK | CLI2D4P5IPV3BBU | CURRENT
000021701 | WIRE,ELECTRICAL | LAN CABLE;CATEGORY 5E;4 PAIR;UTP CABLE; 305 M PUNCH BOX COLOUR (BLUE); | HAYMANS | HAYMANS ELECTRICAL | CLI2D4P5IPV5BBU | CURRENT
000021700 | CUBICLE,ELECTRICAL EQUIPMENT. | OUTDOOR;FOR LV DISTRIBUTION BOARD;FOR GROUND TRANSFORMER;C&I SUBSTN;1400 MM W,500 MM D,1850 MM H;C/W ROOF LIFTING EYE & DOUBLE DOORS,FRONT ENTRY; | WEBER | WEBER SOUTH PACIFIC PTY LTD | VC135250-S2E5 | PURCHASE AS REQUIRED
000021703 | MARKER,WARNING | Lightweight White Vinyl Marker, 30cm2, c/w Green Reflector & Universal Snap Clamp, Used to Increase visibility of HV Lines, For Aerial Bases Operations | SUMMIT | SUMMIT GROUP | SF17PE1056-EGX | PURCHASE AS REQUIRED
000021702 | MARKER,WARNING | Lightweight Orange Vinyl Marker, for use on 33kV or Lower, 30cm2,c/w Green Reflector & Universal SnapClamp, Used to Increase Visibility of HV Lines, for | SUMMIT | SUMMIT GROUP | SF17PE1057-L | CURRENT
000021706 | SOLDER,TIN-ZINC ALLOY | 85% TIN,15% ZINC;350 MM LG,15 MM W, 0.25 KG STICKS;AS1834;ALUMINIUM BASTING SOLDER; | CONALLOY |  | 85% TIN 15% ZINC | CURRENT
000021707 | TERMINATION,ELECTRICAL POWER CABLE | HEATSHRINK;LV POLE TOP TERMINATION KIT; FOR TERMINATION OF 4 X 240 SQ MM AL TO 4 X 120 SQ MM CU LV CABLES;TO REPLACE POLE TOP CAN TERMINATIONS; | RAYCHEM | RAYCHEM (AUSTRALIA) PTY LTD | EPKT-EX329 | PURCHASE AS REQUIRED
000021708 | ARRESTER,ELECTRICAL SURGE | BULKHEAD,LIGHTNING SUPPRESSOR;125 MHZ - 1GHZ;N FEMALE CONNECTOR; | RFIND | RF INDUSTRIES | IS-B50LN-C2 | CURRENT
000021475 | BOX,ELECTRICAL,MULTIAPPLICATION. | POLYCARBONATE;560 MM H,380 MM W; UNDER FREQUENCY LOAD SHED MARSHALLING BOX;REFER DWG CCSTD-AR064-13; | ERGON | ERGON ENERGY | 560 H X 380 W | PURCHASE AS REQUIRED
000020359 | CABLE,POWER,ELECTRICAL | CBL:PWR;6.35/11KV,95MM2,1C,AL,ALUM,XLPE CABLE,POWER,ELECTRICAL 6.35/11 KV;95 SQ MM;SINGLE CORE STRANDED WATER BLOCKING A LUMINIUM XLPE/CWS/ WBT/HDPE; DRUM SIZE 9 | CABLGRID | CABLE GRID AUSTRALIA PL | CGA417 | CURRENT
000020359 | CABLE,POWER,ELECTRICAL | CBL:PWR;6.35/11KV,95MM2,1C,AL,ALUM,XLPE CABLE,POWER,ELECTRICAL 6.35/11 KV;95 SQ MM;SINGLE CORE STRANDED WATER BLOCKING A LUMINIUM XLPE/CWS/ WBT/HDPE; DRUM SIZE 9 | KEI CABL | KEI CABLES | 6.35/11KV 1CX95 | CURRENT
000020359 | CABLE,POWER,ELECTRICAL | CBL:PWR;6.35/11KV,95MM2,1C,AL,ALUM,XLPE CABLE,POWER,ELECTRICAL 6.35/11 KV;95 SQ MM;SINGLE CORE STRANDED WATER BLOCKING A LUMINIUM XLPE/CWS/ WBT/HDPE; DRUM SIZE 9 | PRYSMIAN | PRYSMIAN POWER CABLES & SYSTEMS AUST | 5209617 | CURRENT
000020359 | CABLE,POWER,ELECTRICAL | CBL:PWR;6.35/11KV,95MM2,1C,AL,ALUM,XLPE CABLE,POWER,ELECTRICAL 6.35/11 KV;95 SQ MM;SINGLE CORE STRANDED WATER BLOCKING A LUMINIUM XLPE/CWS/ WBT/HDPE; DRUM SIZE 9 | MIDLANDS | MIDLAND METALS | MMO-11KV 1X95ATRXWBTSCRWBTM | CURRENT
000020359 | CABLE,POWER,ELECTRICAL | CBL:PWR;6.35/11KV,95MM2,1C,AL,ALUM,XLPE CABLE,POWER,ELECTRICAL 6.35/11 KV;95 SQ MM;SINGLE CORE STRANDED WATER BLOCKING A LUMINIUM XLPE/CWS/ WBT/HDPE; DRUM SIZE 9 | NANELECT | NAN ELECTRICAL CABLE AUSTRALIA PL | 1MV095A11LJEX | CURRENT
000020359 | CABLE,POWER,ELECTRICAL | CBL:PWR;6.35/11KV,95MM2,1C,AL,ALUM,XLPE CABLE,POWER,ELECTRICAL 6.35/11 KV;95 SQ MM;SINGLE CORE STRANDED WATER BLOCKING A LUMINIUM XLPE/CWS/ WBT/HDPE; DRUM SIZE 9 | OLEX | OLEX AUSTRALIA PTY LTD | SINGLE CORE AL TRIPLEX WB | CURRENT
000020360 | CABLE,POWER,ELECTRICAL | 6.35/11 KV;240 SQ MM;SINGLE CORE; STRANDED WATER BLOCKING COPPER XLPE/ CWS/WBT/HDPE; DRUM SIZE 900M; | MIDLANDS | MIDLAND METALS | SINGLE CORE CU TRIPLEX WB | PURCHASE AS REQUIRED
000020361 | CABLE,POWER,ELECTRICAL | 6.35/11 KV;35 SQ MM;3C STRANDED CIRCULAR COMPACTED WB AL;TRXLPE/WBT/CU SCREEN /PVC/HDPE; | OLEX | OLEX AUSTRALIA PTY LTD | XJNA18WBTR3BQAA | CURRENT
000020362 | CABLE,POWER,ELECTRICAL | CBL:PWR;6.35/11KV,95MM2,AL,ALUM,TR-XLPE CABLE,POWER,ELECTRICAL 6.35/11 KV;95 SQ MM;TRIPLEX STRANDED CIRCULAR COMPACTED W B AL;TRXLPE/CU SCREEN/WBT/HDPE; | CABLGRID | CABLE GRID AUSTRALIA PL | CGA402 | CURRENT
000020362 | CABLE,POWER,ELECTRICAL | CBL:PWR;6.35/11KV,95MM2,AL,ALUM,TR-XLPE CABLE,POWER,ELECTRICAL 6.35/11 KV;95 SQ MM;TRIPLEX STRANDED CIRCULAR COMPACTED W B AL;TRXLPE/CU SCREEN/WBT/HDPE; | KEI CABL | KEI CABLES | 1KV 3X1C 95SQMM | CURRENT
000020362 | CABLE,POWER,ELECTRICAL | CBL:PWR;6.35/11KV,95MM2,AL,ALUM,TR-XLPE CABLE,POWER,ELECTRICAL 6.35/11 KV;95 SQ MM;TRIPLEX STRANDED CIRCULAR COMPACTED W B AL;TRXLPE/CU SCREEN/WBT/HDPE; | MIDLANDS | MIDLAND METALS | MMO-11KV 3X1X95ATRXSCRWBTH | CURRENT
000020362 | CABLE,POWER,ELECTRICAL | CBL:PWR;6.35/11KV,95MM2,AL,ALUM,TR-XLPE CABLE,POWER,ELECTRICAL 6.35/11 KV;95 SQ MM;TRIPLEX STRANDED CIRCULAR COMPACTED W B AL;TRXLPE/CU SCREEN/WBT/HDPE; | MIDLANDS | MIDLAND METALS | 11KV 95SQMM AL TRIPLEX | CURRENT
000020362 | CABLE,POWER,ELECTRICAL | CBL:PWR;6.35/11KV,95MM2,AL,ALUM,TR-XLPE CABLE,POWER,ELECTRICAL 6.35/11 KV;95 SQ MM;TRIPLEX STRANDED CIRCULAR COMPACTED W B AL;TRXLPE/CU SCREEN/WBT/HDPE; | NANELECT | NAN ELECTRICAL CABLE AUSTRALIA PL | 3MV095A11TLEX | CURRENT
000020362 | CABLE,POWER,ELECTRICAL | CBL:PWR;6.35/11KV,95MM2,AL,ALUM,TR-XLPE CABLE,POWER,ELECTRICAL 6.35/11 KV;95 SQ MM;TRIPLEX STRANDED CIRCULAR COMPACTED W B AL;TRXLPE/CU SCREEN/WBT/HDPE; | OLEX | OLEX AUSTRALIA PTY LTD | XJZA22TJTR3BQAA | CURRENT
000020363 | CABLE ASSY,SPEC,ELEC | CBL:PWR;U/G,UGND,6.35/11KV,240MM2,CU CABLE,POWER,ELECTRICAL U/Ground, 6.35/11 kV, Triplex, 240mm2 Cu, TR-XLPE Insulate d/40/1.7mm Cu Wire Screen/HDPE Sheath/PV | CABLGRID | CABLE GRID AUSTRALIA PL | CGA403 | CURRENT
000020363 | CABLE ASSY,SPEC,ELEC | CBL:PWR;U/G,UGND,6.35/11KV,240MM2,CU CABLE,POWER,ELECTRICAL U/Ground, 6.35/11 kV, Triplex, 240mm2 Cu, TR-XLPE Insulate d/40/1.7mm Cu Wire Screen/HDPE Sheath/PV | MIDLANDS | MIDLAND METALS | MMO3X1X240 | CURRENT
000020363 | CABLE ASSY,SPEC,ELEC | CBL:PWR;U/G,UGND,6.35/11KV,240MM2,CU CABLE,POWER,ELECTRICAL U/Ground, 6.35/11 kV, Triplex, 240mm2 Cu, TR-XLPE Insulate d/40/1.7mm Cu Wire Screen/HDPE Sheath/PV | KEI CABL | KEI CABLES | 11KV 3X1C 240 SQMM | CURRENT
000020363 | CABLE ASSY,SPEC,ELEC | CBL:PWR;U/G,UGND,6.35/11KV,240MM2,CU CABLE,POWER,ELECTRICAL U/Ground, 6.35/11 kV, Triplex, 240mm2 Cu, TR-XLPE Insulate d/40/1.7mm Cu Wire Screen/HDPE Sheath/PV | HCA | HENGTONG CABLE AUSTRALIA PTY LTD | HCA20363EQL | CURRENT
000020363 | CABLE ASSY,SPEC,ELEC | CBL:PWR;U/G,UGND,6.35/11KV,240MM2,CU CABLE,POWER,ELECTRICAL U/Ground, 6.35/11 kV, Triplex, 240mm2 Cu, TR-XLPE Insulate d/40/1.7mm Cu Wire Screen/HDPE Sheath/PV | MIDLANDS | MIDLAND METALS | MMO-11KV 3X1X240ATRXSCRWBTH | CURRENT
000020363 | CABLE ASSY,SPEC,ELEC | CBL:PWR;U/G,UGND,6.35/11KV,240MM2,CU CABLE,POWER,ELECTRICAL U/Ground, 6.35/11 kV, Triplex, 240mm2 Cu, TR-XLPE Insulate d/40/1.7mm Cu Wire Screen/HDPE Sheath/PV | ZTTCABLE | JIANGSU ZHONGTIAN TECHNOLOGY CO PL | ZTT20363 | CURRENT
000020363 | CABLE ASSY,SPEC,ELEC | CBL:PWR;U/G,UGND,6.35/11KV,240MM2,CU CABLE,POWER,ELECTRICAL U/Ground, 6.35/11 kV, Triplex, 240mm2 Cu, TR-XLPE Insulate d/40/1.7mm Cu Wire Screen/HDPE Sheath/PV | NANELECT | NAN ELECTRICAL CABLE AUSTRALIA PL | 3MV240A11TLEX | CURRENT
000020363 | CABLE ASSY,SPEC,ELEC | CBL:PWR;U/G,UGND,6.35/11KV,240MM2,CU CABLE,POWER,ELECTRICAL U/Ground, 6.35/11 kV, Triplex, 240mm2 Cu, TR-XLPE Insulate d/40/1.7mm Cu Wire Screen/HDPE Sheath/PV | PGCABLES | POWER GRID CABLES PL | PGUG240ATRPLX | CURRENT
000020363 | CABLE ASSY,SPEC,ELEC | CBL:PWR;U/G,UGND,6.35/11KV,240MM2,CU CABLE,POWER,ELECTRICAL U/Ground, 6.35/11 kV, Triplex, 240mm2 Cu, TR-XLPE Insulate d/40/1.7mm Cu Wire Screen/HDPE Sheath/PV | OLEX | OLEX AUSTRALIA PTY LTD | XJZA26TJTR3BQAA | CURRENT
000020363 | CABLE ASSY,SPEC,ELEC | CBL:PWR;U/G,UGND,6.35/11KV,240MM2,CU CABLE,POWER,ELECTRICAL U/Ground, 6.35/11 kV, Triplex, 240mm2 Cu, TR-XLPE Insulate d/40/1.7mm Cu Wire Screen/HDPE Sheath/PV | PRYSMIAN | PRYSMIAN POWER CABLES & SYSTEMS AUST | 20199034 | CURRENT
000020364 | CABLE ASSY,SPEC,ELEC | CBL:PWR;DIST,0.6/1KV,240MM2,4C,AL,ALUM CABLE,POWER,ELECTRICAL U/Ground, 0.6/1kV , 4C x 240mm2 Al, Stranded Sector, XLPE Insulated/PVC Sheath, Metre Marked, 600m | POWERHSE | POWER HOUSE (QLD) PTY LTD | 240-SEC4C/CL2/ALU/XLPE/PVCBM | CURRENT
000020364 | CABLE ASSY,SPEC,ELEC | CBL:PWR;DIST,0.6/1KV,240MM2,4C,AL,ALUM CABLE,POWER,ELECTRICAL U/Ground, 0.6/1kV , 4C x 240mm2 Al, Stranded Sector, XLPE Insulated/PVC Sheath, Metre Marked, 600m | CABLGRID | CABLE GRID AUSTRALIA PL | CGA404 | CURRENT
000020364 | CABLE ASSY,SPEC,ELEC | CBL:PWR;DIST,0.6/1KV,240MM2,4C,AL,ALUM CABLE,POWER,ELECTRICAL U/Ground, 0.6/1kV , 4C x 240mm2 Al, Stranded Sector, XLPE Insulated/PVC Sheath, Metre Marked, 600m | MIDLANDS | MIDLAND METALS | MMO-LV 4X2 | CURRENT
000020364 | CABLE ASSY,SPEC,ELEC | CBL:PWR;DIST,0.6/1KV,240MM2,4C,AL,ALUM CABLE,POWER,ELECTRICAL U/Ground, 0.6/1kV , 4C x 240mm2 Al, Stranded Sector, XLPE Insulated/PVC Sheath, Metre Marked, 600m | KEI CABL | KEI CABLES | 0.6/1KV 4C 240 SQMM | CURRENT
000020364 | CABLE ASSY,SPEC,ELEC | CBL:PWR;DIST,0.6/1KV,240MM2,4C,AL,ALUM CABLE,POWER,ELECTRICAL U/Ground, 0.6/1kV , 4C x 240mm2 Al, Stranded Sector, XLPE Insulated/PVC Sheath, Metre Marked, 600m | HCA | HENGTONG CABLE AUSTRALIA PTY LTD | HCA20364EQL | CURRENT
000020364 | CABLE ASSY,SPEC,ELEC | CBL:PWR;DIST,0.6/1KV,240MM2,4C,AL,ALUM CABLE,POWER,ELECTRICAL U/Ground, 0.6/1kV , 4C x 240mm2 Al, Stranded Sector, XLPE Insulated/PVC Sheath, Metre Marked, 600m | MIDLANDS | MIDLAND METALS | MMO-LV 4X240AP | CURRENT
000020364 | CABLE ASSY,SPEC,ELEC | CBL:PWR;DIST,0.6/1KV,240MM2,4C,AL,ALUM CABLE,POWER,ELECTRICAL U/Ground, 0.6/1kV , 4C x 240mm2 Al, Stranded Sector, XLPE Insulated/PVC Sheath, Metre Marked, 600m | NANELECT | NAN ELECTRICAL CABLE AUSTRALIA PL | 4CX240MLVXBEX | CURRENT
000020364 | CABLE ASSY,SPEC,ELEC | CBL:PWR;DIST,0.6/1KV,240MM2,4C,AL,ALUM CABLE,POWER,ELECTRICAL U/Ground, 0.6/1kV , 4C x 240mm2 Al, Stranded Sector, XLPE Insulated/PVC Sheath, Metre Marked, 600m | PRYSMIAN | PRYSMIAN POWER CABLES & SYSTEMS AUST | 0.6/1 KV;240 SQ MM | CURRENT
000020364 | CABLE ASSY,SPEC,ELEC | CBL:PWR;DIST,0.6/1KV,240MM2,4C,AL,ALUM CABLE,POWER,ELECTRICAL U/Ground, 0.6/1kV , 4C x 240mm2 Al, Stranded Sector, XLPE Insulated/PVC Sheath, Metre Marked, 600m | MIDMETAL |  | 0.6/1 KV;240 SQ MM | CURRENT
000020364 | CABLE ASSY,SPEC,ELEC | CBL:PWR;DIST,0.6/1KV,240MM2,4C,AL,ALUM CABLE,POWER,ELECTRICAL U/Ground, 0.6/1kV , 4C x 240mm2 Al, Stranded Sector, XLPE Insulated/PVC Sheath, Metre Marked, 600m | OLEX | OLEX AUSTRALIA PTY LTD | XDDG37RP0R4BQAA | CURRENT
000020364 | CABLE ASSY,SPEC,ELEC | CBL:PWR;DIST,0.6/1KV,240MM2,4C,AL,ALUM CABLE,POWER,ELECTRICAL U/Ground, 0.6/1kV , 4C x 240mm2 Al, Stranded Sector, XLPE Insulated/PVC Sheath, Metre Marked, 600m | CHNGFNG | CHANGFENG WIRE & CABLE CO. | 240-SEC4C/CL2/ALU/XLPE/PVCBM | CURRENT
000020364 | CABLE ASSY,SPEC,ELEC | CBL:PWR;DIST,0.6/1KV,240MM2,4C,AL,ALUM CABLE,POWER,ELECTRICAL U/Ground, 0.6/1kV , 4C x 240mm2 Al, Stranded Sector, XLPE Insulated/PVC Sheath, Metre Marked, 600m | PWRGRID | POWER GRID CABLES PTY LTD WINDSOR NSW | PG240A4C-AT | CURRENT
000020365 | CABLE ASSY,SPEC,ELEC | CBL:PWR;U/G,UGND,0.6/1KV,16MM2,4C,CU CABLE,POWER,ELECTRICAL U/Ground, 0.6/1kV , 4C x 16mm2 Cu/XLPE Insulated/PVC Sheat h, Black, 250m Wood Drum, ETS 04-01-04 ( | POWERHSE | POWER HOUSE (QLD) PTY LTD | 16-3C/CL2/CU/XLPE/PVCBM | CURRENT
000020365 | CABLE ASSY,SPEC,ELEC | CBL:PWR;U/G,UGND,0.6/1KV,16MM2,4C,CU CABLE,POWER,ELECTRICAL U/Ground, 0.6/1kV , 4C x 16mm2 Cu/XLPE Insulated/PVC Sheat h, Black, 250m Wood Drum, ETS 04-01-04 ( | PRYSMIAN | PRYSMIAN POWER CABLES & SYSTEMS AUST | 0.6/1 KV;16 SQ MM | CURRENT
000020365 | CABLE ASSY,SPEC,ELEC | CBL:PWR;U/G,UGND,0.6/1KV,16MM2,4C,CU CABLE,POWER,ELECTRICAL U/Ground, 0.6/1kV , 4C x 16mm2 Cu/XLPE Insulated/PVC Sheat h, Black, 250m Wood Drum, ETS 04-01-04 ( | MIDMETAL |  | 0.6/1 KV;16 SQ MM | CURRENT
000020365 | CABLE ASSY,SPEC,ELEC | CBL:PWR;U/G,UGND,0.6/1KV,16MM2,4C,CU CABLE,POWER,ELECTRICAL U/Ground, 0.6/1kV , 4C x 16mm2 Cu/XLPE Insulated/PVC Sheat h, Black, 250m Wood Drum, ETS 04-01-04 ( | CABLGRID | CABLE GRID AUSTRALIA PL | CGA406 | CURRENT
000020365 | CABLE ASSY,SPEC,ELEC | CBL:PWR;U/G,UGND,0.6/1KV,16MM2,4C,CU CABLE,POWER,ELECTRICAL U/Ground, 0.6/1kV , 4C x 16mm2 Cu/XLPE Insulated/PVC Sheat h, Black, 250m Wood Drum, ETS 04-01-04 ( | MIDLANDS | MIDLAND METALS | MMO-LV 4X1 | CURRENT
000020365 | CABLE ASSY,SPEC,ELEC | CBL:PWR;U/G,UGND,0.6/1KV,16MM2,4C,CU CABLE,POWER,ELECTRICAL U/Ground, 0.6/1kV , 4C x 16mm2 Cu/XLPE Insulated/PVC Sheat h, Black, 250m Wood Drum, ETS 04-01-04 ( | JBJOINT | JB JOINTING SUPPLIES PTY LTD | JB-1KV-16CU-4C | CURRENT
000020365 | CABLE ASSY,SPEC,ELEC | CBL:PWR;U/G,UGND,0.6/1KV,16MM2,4C,CU CABLE,POWER,ELECTRICAL U/Ground, 0.6/1kV , 4C x 16mm2 Cu/XLPE Insulated/PVC Sheat h, Black, 250m Wood Drum, ETS 04-01-04 ( | KEI CABL | KEI CABLES | 0.6/1KV 4C 16SQMM | CURRENT
000020365 | CABLE ASSY,SPEC,ELEC | CBL:PWR;U/G,UGND,0.6/1KV,16MM2,4C,CU CABLE,POWER,ELECTRICAL U/Ground, 0.6/1kV , 4C x 16mm2 Cu/XLPE Insulated/PVC Sheat h, Black, 250m Wood Drum, ETS 04-01-04 ( | HCA | HENGTONG CABLE AUSTRALIA PTY LTD | HCA20365EQL | CURRENT
000020365 | CABLE ASSY,SPEC,ELEC | CBL:PWR;U/G,UGND,0.6/1KV,16MM2,4C,CU CABLE,POWER,ELECTRICAL U/Ground, 0.6/1kV , 4C x 16mm2 Cu/XLPE Insulated/PVC Sheat h, Black, 250m Wood Drum, ETS 04-01-04 ( | MIDLANDS | MIDLAND METALS | MMO-LV 4X16CP | CURRENT
000020365 | CABLE ASSY,SPEC,ELEC | CBL:PWR;U/G,UGND,0.6/1KV,16MM2,4C,CU CABLE,POWER,ELECTRICAL U/Ground, 0.6/1kV , 4C x 16mm2 Cu/XLPE Insulated/PVC Sheat h, Black, 250m Wood Drum, ETS 04-01-04 ( | NANELECT | NAN ELECTRICAL CABLE AUSTRALIA PL | 4CX016CLVXD | CURRENT
000020365 | CABLE ASSY,SPEC,ELEC | CBL:PWR;U/G,UGND,0.6/1KV,16MM2,4C,CU CABLE,POWER,ELECTRICAL U/Ground, 0.6/1kV , 4C x 16mm2 Cu/XLPE Insulated/PVC Sheat h, Black, 250m Wood Drum, ETS 04-01-04 ( | OLEX | OLEX AUSTRALIA PTY LTD | HEVP15RPX04BQAA | CURRENT
000020365 | CABLE ASSY,SPEC,ELEC | CBL:PWR;U/G,UGND,0.6/1KV,16MM2,4C,CU CABLE,POWER,ELECTRICAL U/Ground, 0.6/1kV , 4C x 16mm2 Cu/XLPE Insulated/PVC Sheat h, Black, 250m Wood Drum, ETS 04-01-04 ( | CHNGFNG | CHANGFENG WIRE & CABLE CO. | 16-3C/CL2/CU/XLPE/PVCBM | CURRENT
000021709 | GUARD,POLE | GUARD;CBL GUARD,33 KV,630mm2,XLPE GUARD,POLE 33 KV;630 SQ MM;33 KV XLPE CO RRUGATED COPPER SHEATHED;CABLE GUARD; | ERGON | ERGON ENERGY | POLE GUARD | CURRENT
000021597 | LAMP,SODIUM VAPOUR. | EXTERNAL IGNITOR TYPE;HP;50 W;ES (E27) CAP;DIFFUSE BULB;CARTON OF 12;PACK WEIGHT 1.56 KG; | MVT | MEDIUM VOLTAGE TECHNOLOGY | LU50/85/MO/D/E27 | CURRENT
000021601 | LAMP,SODIUM VAPOUR. | EXTERNAL IGNITOR TYPE;HP;150 W;TWIN ARC; 250 V;E40 CAP;DIFFUSE BULB;CARTON OF 12, PACK WEIGHT 1.92 KG; | MVT | MEDIUM VOLTAGE TECHNOLOGY | LU/150/100/SBY/D40 OR 35589 | CURRENT
000021602 | LAMP,SODIUM VAPOUR. | EXTERNAL IGNITOR TYPE; HP;250 W;TWIN ARC;250 V;E40 CAP;DIFFUSE BULB;CARTON OF 12,PACK WEIGHT 2.28 KG; | MVT | MEDIUM VOLTAGE TECHNOLOGY | LU250/SBY/D/40 OR 35590 | CURRENT
000021710 | REACTOR | NEUTRAL EARTHING;50.93 MH,16 OHM;50 HZ; 36 KV;1 PHASE;1 KA FOR 3 SEC;PEDESTAL POST INSULATOR MTG;AIR INSULATED; OUTDOOR,CAST RESIN;SUPPLIED W/O | TMC | TRANSFORMER MANUFACTURING COMPANY | 31169 | CURRENT
000021712 | METER | Energy Meter, 3Ph, 4 Wire / 3 Wire, 63.5/240VAC, 1-4A CT, Class 0.5, c/w Powered Comms Port | EDMI | EDMI PTY LTD | 2000-6E00-1A351-220-521-F02 | CURRENT
000021715 | ENCLOSURE,ELECTRICAL BOX | OPTICAL FIBRE CABLE WALL MTD TERMINATION ENCLOSURE;28 WAY;DIN RAIL TYPE;650 MM H X 500 MM W X 180 MM D;C/W WEIDMULLER AW 2.5 TERMINALS; | OPTICAL | OPTICAL SYSTEMS DESIGN | OFS-800-IP-DIN-28 | CURRENT
000021713 | CLAMP,ELECTRICAL | SINGLE BOLT;TINNED EARTH STRAP TO 40 MM NB PIPE;HIGH COPPER ALLOY BODY;C/W COPPER WASHER;80 MM X 35 MM X 6 MM, S/S BOLT,NUTS & WASHERS; | PENTA | PENTA AUST (TMAC THEW & MCCANN/HYLEC) | PA21702 | CURRENT
000021713 | CLAMP,ELECTRICAL | SINGLE BOLT;TINNED EARTH STRAP TO 40 MM NB PIPE;HIGH COPPER ALLOY BODY;C/W COPPER WASHER;80 MM X 35 MM X 6 MM, S/S BOLT,NUTS & WASHERS; | HYLEC | HYLEC PTY LTD | ECP48LINCUPL | CURRENT
000021714 | BUSBAR | BUSBAR SUPPORT;ALUMINIUM EXPANSION TYPE;2500 AMP;TO SUIT 110/132 KV INSULATORS & 125 MM OD ALUMINIUM BUSBAR ;REFER ENERGEX DWG LOSTD-EC047-01; | ERGON | ERGON ENERGY | BUSBAR SUPPORT | PURCHASE AS REQUIRED
000021718 | TRANSFORMER,CURRENT | POST TYPE;OUTDOOR;36 KV;2000 AMP;31.5 KA ;CORES 1 & 3,2000/1600/1200/1000/5 AMP; 0.1 PX 150 R0.6 ON 1000/5 AMP;CORE 2, 2000/1600/1000/5 AMP;15 VA 5P20 ON 1000/ | POWERENG |  | RITZ INST TYPE GIF 36-68 | PURCHASE AS REQUIRED
000021719 | TRANSFORMER,CURRENT | POST TYPE;OUTDOOR;36 KV;1600 AMP;31.5 KA ;CORES 1 & 2,800/600/400/5 AMP;15 VA 5P20 ON 400/5 AMP;CORE 3,2000/1600/1200 /1000/5 AMP;0.1 PX 150 R0.6 ON 1000/5 | POWERENG |  | RITZ INSTR TYPE GIF-36-68 | PURCHASE AS REQUIRED
000021720 | DISCONNECTOR,HIGH VOLTAGE | 33 KV;630 AMP;20 KA 1 SEC;SINGLE PHASE BREAK;LINK STICK OPERATED;SUPPLIED WITH INSULATOR & CROSSARM MTG BRACKET type Z 69196; PACK OF 1; | NGK | NGK STANGER PTY LTD | 70423/1EE | CURRENT
000021722 | PADLOCK | SOLID BRASS CASE;STAINLESS STEEL SHACKLE ;45 MM W CASE;CASE 19 MM SHACKLE CLEARANCE;NO KEYS;KEYED ALIKE TO S3 SYSTEM;FOR USE IN CUBICLE TRANS,GT'S, | LARSENS |  | OZ1/2340S1/S3 | CURRENT
000021723 | PADLOCK | SOLID BRASS CASE;STAINLESS STEEL SHACKLE ;45 MM W CASE;CASE 38 MM SHACKLE CLEARANCE;NO KEYS;KEYED ALIKE TO S3 SYSTEM;FOR USE IN CUBICLE TRANS,GT'S, | LARSENS |  | OZ1/2340S2/S3 | CURRENT
000021724 | PADLOCK | SOLID BRASS CASE;STAINLESS STEEL SHACKLE ;45 MM W CASE;38 MM SHACKLE CLEARANCE; NO KEYS;KEYED ALIKE TO S5 SYSTEM;FOR USE IN EXISTING ABS LOCKS;OZ1/2340S2/S5; | LARSENS |  | OZ1/2340S2/S5 | CURRENT
000021725 | COUPLING,PIPE | PVC;ORANGE;200 MM NOM SIZE;MED DUTY; SLIP COUPLING 350 MM LG;FOR 110 KV U/G CABLE; | TRI UGRD | TRI UNDERGROUND AUSTRALIA PTY LTD | MDE200SC | PURCHASE AS REQUIRED
000021725 | COUPLING,PIPE | PVC;ORANGE;200 MM NOM SIZE;MED DUTY; SLIP COUPLING 350 MM LG;FOR 110 KV U/G CABLE; | VINIDEX |  | 31012 | PURCHASE AS REQUIRED
000021727 | CAP,PIPE. | PVC;ORANGE;TO SUIT 200 MM HEAVY DUTY; MALE END; | TRI UGRD | TRI UNDERGROUND AUSTRALIA PTY LTD | HDE200CAP | PURCHASE AS REQUIRED
000021727 | CAP,PIPE. | PVC;ORANGE;TO SUIT 200 MM HEAVY DUTY; MALE END; | HAYMANS | HAYMANS ELECTRICAL | FAB262P200 | PURCHASE AS REQUIRED
000021727 | CAP,PIPE. | PVC;ORANGE;TO SUIT 200 MM HEAVY DUTY; MALE END; | TRI UGRD | TRI UNDERGROUND AUSTRALIA PTY LTD | TRIEC200O | PURCHASE AS REQUIRED
000021727 | CAP,PIPE. | PVC;ORANGE;TO SUIT 200 MM HEAVY DUTY; MALE END; | VINIDEX |  | 31014 | PURCHASE AS REQUIRED
000021728 | FUSE-SWITCH COMBINATION. | 660 V;800 AMP;SP;SWITCH FUSE UNIT;LV OUTDOOR (LESS FUSE LINK);2 HOLE PALMS TO SUIT M12 LUGS;C/W 2 OFF M12 X 40 MM S/S BOLT,NUT & WASHERS;PACK OF 3,PACK | NGK | NGK STANGER PTY LTD | NZ4211EXP/2 | CURRENT
000021729 | FUSE,CARTRIDGE | BOLT IN;133 MM NOM CENTRES;CENTRE TAGS (4 HOLE);800 AMP;415 V AC;PACK OF 10; | FUSECO | FUSECO PTY LTD | OTLM800 | CURRENT
000021729 | FUSE,CARTRIDGE | BOLT IN;133 MM NOM CENTRES;CENTRE TAGS (4 HOLE);800 AMP;415 V AC;PACK OF 10; | COOPELEC | COOPER ELECTRICAL AUSTRALIA PTY LTD | GF800WO | CURRENT
000021730 | FUSE ELEMENT,ELEC | 31.5 AMP;12 KV;DROPOUT FUSE LINK;CLASS K TYPE (FAST ACTING);660 MM LG; WREMOVABLE BUTTON HD;AS1033;FOR U/W EXPULSION FUSE UNIT;PACK OF 25,PACK | NGK | NGK STANGER PTY LTD | ZXC705-31BK37 | CURRENT
000021520 | FIXTURE,LIGHTING | MERCURY VAPOUR;50 W;STREET LIGHT; MINOR ROAD;END ENTRY;34 MM SPIGOT; W/INTEGRAL HPF,BI CONTROL GEAR;LAMP & PHOTO ELECTRIC CONTROL SWITCH;PALLET | GERARD | GERARD PROFESSIONAL SOLUTIONS PL | JS10BD01L | PHASING
000021522 | FIXTURE,LIGHTING | MERCURY VAPOUR;50 W;STREET LIGHT; MINOR ROAD;END ENTRY;AEROSCREEN, 34 MM SPIGOT;W/INTEGRAL HPF,BI CONTROL GEAR;LAMP & PHOTO ELECTRIC SWITCH; | GERARD | GERARD PROFESSIONAL SOLUTIONS PL | JA10BD01L | PHASING
000021523 | FIXTURE,LIGHTING | MERCURY VAPOUR;80 W;STREET LIGHT; MINOR ROAD;END ENTRY;AEROSCREEN, 34 MM SPIGOT;W/INTEGRAL HPF,BI CONTROL GEAR;LAMP & PHOTO ELECTRIC SWITCH; | GERARD | GERARD PROFESSIONAL SOLUTIONS PL | JA11BD01L | PHASING
000021526 | BKT AND LIGHTING FIXTURE,STREET,LIGHTING | CURVED BRACKET;76 MM COLUMN SPIGOT;C/W MERCURY VAPOUR S/L NOSTALGIA ;50 W; TYPE 1;250 V;METALWORK FINISHED DULUX NAVY;C/W LAMP HPF,BI CONTROL GEAR; | GERARD | GERARD PROFESSIONAL SOLUTIONS PL | LB10BD22L | PHASING
000021530 | BKT AND LIGHTING FIXTURE,STREET,LIGHTING | CURVED BRACKET;76 MM COLUMN SPIGOT;C/W MERCURY VAPOUR S/L NOSTALGIA TYPE 2, J TYPE;50 W;250 V;METALWORK FINISHED BOTTLE GREEN;C/W LAMP HPF,BI CONTROL | GERARD | GERARD PROFESSIONAL SOLUTIONS PL | LQ10BD20L | PHASING
000021531 | BKT AND LIGHTING FIXTURE,STREET,LIGHTING | CURVED BRACKET;76 MM COLUMN SPIGOT;C/W MERCURY VAPOUR S/L NOSTALGIA TYPE 2,J TYPE;50 W;250 V;METALWORK FINISHED BLACK ;C/W LAMP HPF,BI CONTROL GEAR SWITCH; | GERARD | GERARD PROFESSIONAL SOLUTIONS PL | LQ10BD21L | PHASING
000021540 | FIXTURE,LIGHTING | SODIUM VAPOUR;HP;70 W;STREET LIGHT; MINOR ROAD;END ENTRY,34 MM SPIGOT; W/INTEGRAL HPF,BI CONTROL GEAR;LAMP & PHOTO ELECTRIC CONTROL SWITCH;PALLET | GERARD | GERARD PROFESSIONAL SOLUTIONS PL | JS41BD01L | PHASING
000021544 | BKT AND LIGHTING FIXTURE,STREET,LIGHTING | CURVED BRACKET;76 MM COLUMN SPIGOT;C/W SODIUM VAPOUR S/L NOSTALGIA 35 W;TYPE 1, C TYPE;250 V;METALWORK FINISHED GREEN; C/W INTEGRAL HPF,BI CONTROL GEAR; | GERARD | GERARD PROFESSIONAL SOLUTIONS PL | LB39BD20L | PURCHASE AS REQUIRED
000021545 | BKT AND LIGHTING FIXTURE,STREET,LIGHTING | CURVED BRACKET;76 MM COLUMN SPIGOT;C/W SODIUM VAPOUR S/L NOSTALGIA;35 W; TYPE 1;250 V;METALWORK FINISHED BLACK; C/W INTEGRAL HPF,BI CONTROL GEAR; | GERARD | GERARD PROFESSIONAL SOLUTIONS PL | LB39BD21L | PURCHASE AS REQUIRED
000021546 | BKT AND LIGHTING FIXTURE,STREET,LIGHTING | CURVED BRACKET;76 MM COLUMN SPIGOT;C/W SODIUM VAPOUR S/L NOSTALGIA ;35 W; TYPE 1;250 V;METALWORK FINISHED BLUE/ GREY;C/W INTEGRAL HPF,BI CONTROL GEAR; | GERARD | GERARD PROFESSIONAL SOLUTIONS PL | LB39BD23L | CURRENT
000021551 | BKT AND LIGHTING FIXTURE,STREET,LIGHTING | CURVED BRACKET;76 MM COLUMN SPIGOT;C/W HP SODIUM VAPOUR S/L NOSTALGIA;70 W; TYPE 1;METALWORK FINISHED BLACK;S70D; C/W INTEGRAL HPF,BI CONTROL GEAR; | GERARD | GERARD PROFESSIONAL SOLUTIONS PL | LB41BD21L | PHASING
000021553 | BKT AND LIGHTING FIXTURE,STREET,LIGHTING | CURVED BRACKET;76 MM COLUMN SPIGOT;C/W HP SODIUM VAPOUR S/L NOSTALGIA TYPE 2,J TYPE;35 W;250 V;METALWORK FINISHED GREEN ;C/W INTEGRAL HPF,BI CONTROL GEAR; | GERARD | GERARD PROFESSIONAL SOLUTIONS PL | LQ39BD20L | CURRENT
000021554 | BKT AND LIGHTING FIXTURE,STREET,LIGHTING | CURVED BRACKET;76 MM COLUMN SPIGOT;C/W HP SODIUM VAPOUR S/L NOSTALGIA TYPE 2;35 W;250 V;METALWORK FINISHED BLACK; C/W INTEGRAL HPF,BI CONTROL GEAR & | GERARD | GERARD PROFESSIONAL SOLUTIONS PL | LQ39BD21L | CURRENT
000021555 | BKT AND LIGHTING FIXTURE,STREET,LIGHTING | CURVED BRACKET;76 MM COLUMN SPIGOT;C/W HP SODIUM VAPOUR S/L NOSTALGIA TYPE 2 ;35 W;250 V;METALWORK FINISHED BLUE/GREY ;C/W INTEGRAL HPF,BI CONTROL GEAR ;LAMP | GERARD | GERARD PROFESSIONAL SOLUTIONS PL | LQ39BD23L | CURRENT
000021556 | BKT AND LIGHTING FIXTURE,STREET,LIGHTING | CURVED BRACKET;76 MM COLUMN SPIGOT;C/W HP SODIUM VAPOUR S/L NOSTALGIA TYPE 2,J TYPE;50 W;250 V;METALWORK FINISHED GREEN ;C/W INTEGRAL HPF,BI CONTROL GEAR;LAMP & | GERARD | GERARD PROFESSIONAL SOLUTIONS PL | LQ40BD20L | CURRENT
000021558 | BKT AND LIGHTING FIXTURE,STREET,LIGHTING | CURVED BRACKET;76 MM COLUMN SPIGOT;C/W HP SODIUM VAPOUR S/L NOSTALGIA TYPE 2 ;50 W;250 V;METALWORK FINISHED BLUE/GREY ;C/W INTEGRAL HPF,BI CONTROL GEAR;LAMP & | GERARD | GERARD PROFESSIONAL SOLUTIONS PL | LQ40BD23L | CURRENT
000021563 | BKT AND LIGHTING FIXTURE,STREET,LIGHTING | CURVED BRACKET;76 MM COLUMN SPIGOT;C/W COMPACT FLUORESCENT S/L NOSTALGIA;TYPE 1 ,J TYPE;26 W;250 V;METALWORK FINISHED GREEN;C/W INTEGRAL CONTROL GEAR;LAMP & | GERARD | GERARD PROFESSIONAL SOLUTIONS PL | LB96BD01L | CURRENT
000021564 | BKT AND LIGHTING FIXTURE,STREET,LIGHTING | CURVED BRACKET;76 MM COLUMN SPIGOT;C/W COMPACT FLUORESCENT S/L NOSTALGIA;TYPE 1;26 W;METALWORK FINISHED BLACK;C/W LAMP & PHOTO ELECTRIC SWITCH;PALLET OF 10, | GERARD | GERARD PROFESSIONAL SOLUTIONS PL | LB96BD02L | CURRENT
000021565 | BKT AND LIGHTING FIXTURE,STREET,LIGHTING | CURVED BRACKET;76 MM COLUMN SPIGOT;C/W COMPACT FLUORESCENT S/L NOSTALGIA TYPE 1;26 W;METALWORK FINISHED BLUE/ GREY;C/W INTEGRAL HPF,BI CONTROL GEAR; | GERARD | GERARD PROFESSIONAL SOLUTIONS PL | LB96BD03L | CURRENT
000021566 | BKT AND LIGHTING FIXTURE,STREET,LIGHTING | CURVED BRACKET;76 MM COLUMN SPIGOT;C/W COMPACT FLUORESCENT NOSTALGIA TYPE 1, C TYPE;42 W;METALWORK FINISHED GREEN; C/W INTEGRAL HPF,BI CONTROL GEAR;LAMP & | GERARD | GERARD PROFESSIONAL SOLUTIONS PL | LB97BD20L | CURRENT
000021568 | BKT AND LIGHTING FIXTURE,STREET,LIGHTING | CURVED BRACKET;76 MM COLUMN SPIGOT;C/W COMPACT FLUORESCENT NOATALGIA TYPE 1; 42 W;METALWORK FINISHED BLUE/GREY;C/W INTEGRAL HPF,BI CONTROL GEAR;LAMP & | GERARD | GERARD PROFESSIONAL SOLUTIONS PL | LB97BD23L | CURRENT
000021569 | BKT AND LIGHTING FIXTURE,STREET,LIGHTING | CURVED BRACKET;76 MM COLUMN SPIGOT;C/W COMPACT FLUORESCENT S/L NOSTALGIA TYPE 2 J TYPE;26 W;METALWORK FINISHED GREEN;C/W INTEGRAL HPF,BI CONTROL GEAR;LAMP & | GERARD | GERARD PROFESSIONAL SOLUTIONS PL | LQ96BD20L | CURRENT
000021570 | BKT AND LIGHTING FIXTURE,STREET,LIGHTING | CURVED BRACKET;76 MM COLUMN SPIGOT;C/W COMPACT FLUORESCENT S/L NOSTALGIA TYPE 2; 26 W;METALWORK FINISHED BLACK; C/W INTEGRAL HPF,BI CONTROL GEAR;LAMP & | GERARD | GERARD PROFESSIONAL SOLUTIONS PL | LQ96BD21L | CURRENT
000021571 | BKT AND LIGHTING FIXTURE,STREET,LIGHTING | CURVED BRACKET;76 MM COLUMN SPIGOT; COMPACT FLUORESCENT S/L NOSTALGIA TYPE 2;26 W;METALWORK FINISHED BLUE/ GREY;C/W INTEGRAL HPF,BI CONTROL GEAR; | GERARD | GERARD PROFESSIONAL SOLUTIONS PL | LQ96BD23L | CURRENT
000021572 | BKT AND LIGHTING FIXTURE,STREET,LIGHTING | CURVED BRACKET;76 MM COLUMN SPIGOT;C/W COMPACT FLUORESCENT S/L NOSTALGIA TYPE 2 ,J TYPE;42 W;METALWORK FINISHED GREEN; C/W LAMP & PHOTO ELECTRIC SWITCH;PALLET | GERARD | GERARD PROFESSIONAL SOLUTIONS PL | LQ97BD01L | CURRENT
000021573 | BKT AND LIGHTING FIXTURE,STREET,LIGHTING | CURVED BRACKET;76 MM COLUMN SPIGOT;C/W COMPACT FLUORESCENT S/L NOSTALGIA TYPE 2;42 W;METALWORK FINISHED BLACK;C/W INTEGRAL HPF,BI CONTROL GEAR;LAMP & | GERARD | GERARD PROFESSIONAL SOLUTIONS PL | LQ97BD21L | CURRENT
000021576 | FIXTURE,LIGHTING | SODIUM VAPOUR HP;100 W;STREET LIGHT MAJOR ROAD;END ENTRY,42 MM SPIGOT ;C/W INTEGRAL HPF,BI CONTROL GEAR ;LAMP &PHOTO ELECTRIC CONTROL | GERARD | GERARD PROFESSIONAL SOLUTIONS PL | PR47BD01L | PHASING
000021578 | FIXTURE,LIGHTING | SODIUM VAPOUR HP;250 W;STREET LIGHT MAJOR ROAD;END ENTRY,42 MM SPIGOT ;C/W INTEGRAL HPF,BI CONTROL GEAR; LAMP & PHOTO ELECTRIC CONTROL | GERARD | GERARD PROFESSIONAL SOLUTIONS PL | PR43BD01L | PHASING
000021733 | COVER,ELECTRICAL EQUIPMENT | 33 KV;AREVA;OX36;CB'S,CT SHROUD COVER; COLOUR GREY;285 MM W X 130 MM H;AS PER ALSTOM DWG MD1125 | SCHNEDER | SCHNEIDER PTY LTD | SL496-904P | CURRENT
000021584 | FIXTURE,LIGHTING | METAL HALIDE;150 W;STREET LIGHT MAJOR ROAD;END ENTRY,42 MM SPIGOT; C/W INTEGRAL HPF,BI CONTROL GEAR; CERAMIC ARC;LAMP & PHOTO ELECTRIC | GERARD | GERARD PROFESSIONAL SOLUTIONS PL | PR42BD05LC | PHASING
000021587 | FIXTURE,LIGHTING | METAL HALIDE;150 W;STREET LIGHT MAJOR ROAD;END ENTRY,AEROSCREEN; 42 MM SPIGOT;C/W INTEGRAL HPF,BI CONTROL GEAR;CERAMIC ARC;LAMP & | GERARD | GERARD PROFESSIONAL SOLUTIONS PL | PR42BD06LC | PHASING
000021588 | FIXTURE,LIGHTING | METAL HALIDE;STREET LIGHT MAJOR ROAD; 250 W;END ENTRY,AEROSCREEN;42 MM SPIGOT;C/W INTEGRAL HPF,BI CONTROL GEAR; CERAMIC ARC;LAMP & PHOTO ELECTRIC | GERARD | GERARD PROFESSIONAL SOLUTIONS PL | PR43BD04LC | PHASING
000021593 | FIXTURE,LIGHTING | LED, Weatherproof, Vandal Proof, High Impact, 38W, 1306mm Lg, 4000lm, White, Opal Diffuser, IP65 | LAWRENCE | LAWRENCE & HANSON | PHIBCW098L404KF120 | CURRENT
000021593 | FIXTURE,LIGHTING | LED, Weatherproof, Vandal Proof, High Impact, 38W, 1306mm Lg, 4000lm, White, Opal Diffuser, IP65 | PHILIPS | PHILIPS AUSTRALIA PTY LTD | BCW098 LED40/NW PSU L1200 | CURRENT
000021593 | FIXTURE,LIGHTING | LED, Weatherproof, Vandal Proof, High Impact, 38W, 1306mm Lg, 4000lm, White, Opal Diffuser, IP65 | PHILIPS | PHILIPS AUSTRALIA PTY LTD | BCW098L404KF1200 | CURRENT
000021593 | FIXTURE,LIGHTING | LED, Weatherproof, Vandal Proof, High Impact, 38W, 1306mm Lg, 4000lm, White, Opal Diffuser, IP65 | HAYMANS | HAYMANS ELECTRICAL | PHFBCW098L404KF120 | CURRENT
000021593 | FIXTURE,LIGHTING | LED, Weatherproof, Vandal Proof, High Impact, 38W, 1306mm Lg, 4000lm, White, Opal Diffuser, IP65 | MMELEC | MM ELECTRICAL MERCHANDISING | SALSL9723/40TC/MP | CURRENT
000021596 | LAMP,SODIUM VAPOUR. | HP;35 W;250 V;ES (E27) CAP;DIFFUSE BULB; CARTON OF 10; | GERARD | GERARD PROFESSIONAL SOLUTIONS PL | 204480 | CURRENT
000021598 | LAMP,SODIUM VAPOUR. | HP;35 W;250 V;GES (E27) CAP;DIFFUSE BULB;TWIN ARC TUBE;CARTON OF 10; | GERARD | GERARD PROFESSIONAL SOLUTIONS PL | 207200 | CURRENT
000021599 | LAMP,SODIUM VAPOUR. | HP;50 W;250 V;ES (E27) CAP;DIFFUSE BULB; TWIN ARC TUBE;CARTON OF 10; | SYLVANIA | SYLVANIA SCHREDER | 207170 | PHASING
000021600 | LAMP,SODIUM VAPOUR. | HP;100 W;250 V;GES (E40/45) CAP;DIFFUSE BULB;TWIN ARC TUBE;CARTON OF 12; | GERARD | GERARD PROFESSIONAL SOLUTIONS PL | 673144TA | CURRENT
000021604 | LAMP,SODIUM VAPOUR. | HP;400 W;250 V;E40 CAP;TWIN ARC;CLEAR BULB;CARTON OF 12; | GERARD | GERARD PROFESSIONAL SOLUTIONS PL | 672035 | CURRENT
000021734 | TRANSFORMER,POWER | 132 KV/33 KV/11 KV;80 MVA;3 PHASE;GROUND MTG;HV BSH 180 MV AIR LV BSH;MINERAL OIL INSULATED;ODAF;YNYNO/D11;C/W VACUUM OLTC 23 TAP POSN;FREE STANDING RADIATOR; | WILSON | WILSON TRANSFORMER CO. PTY LTD | 132KV/33KV/11KV 80 MVA | PURCHASE AS REQUIRED
000021735 | CLOTH,CLEANING | DISPOSABLE WIPE;ANTI BACTERIAL HVY DUTY HAND CLEANING WIPE;FOR USE BEFORE DEGREASING EHV CABLE SYSTEMS;100 WIPES PER TUB; | PENTA | PENTA AUST (TMAC THEW & MCCANN/HYLEC) | PA22382 | CURRENT
000021735 | CLOTH,CLEANING | DISPOSABLE WIPE;ANTI BACTERIAL HVY DUTY HAND CLEANING WIPE;FOR USE BEFORE DEGREASING EHV CABLE SYSTEMS;100 WIPES PER TUB; | HYLEC | HYLEC PTY LTD | 67155 | CURRENT
000021736 | CLOTH,CLEANING | Disposable, Solvent Impregnated, Degreasing Wipe, for Cleaning EHV Cable 150 Wipes per Bucket | PENTA | PENTA AUST (TMAC THEW & MCCANN/HYLEC) | PA22383 | CURRENT
000021736 | CLOTH,CLEANING | Disposable, Solvent Impregnated, Degreasing Wipe, for Cleaning EHV Cable 150 Wipes per Bucket | HYLEC | HYLEC PTY LTD | 67159 | CURRENT
000021737 | CLEANING COMPOUND | NON RESIDUAL SOLVENT DEGREASER;CLEAR LIQUID;SOLVENT CABLE DEGREASER FOR USE ON EHV;1 L BOTTLE; | PENTA | PENTA AUST (TMAC THEW & MCCANN/HYLEC) | PA22381 | CURRENT
000021737 | CLEANING COMPOUND | NON RESIDUAL SOLVENT DEGREASER;CLEAR LIQUID;SOLVENT CABLE DEGREASER FOR USE ON EHV;1 L BOTTLE; | HYLEC | HYLEC PTY LTD | 67105S | CURRENT
000021738 | ADAPTOR | Socket & See GPO Adaptor, Plugs Into Standard GPO & Connects Instrument Leads Directly Into It, 3 Pin Plug, 4mm Safety Socket | HAYMANS | HAYMANS ELECTRICAL | NESSS100 | CURRENT
000021738 | ADAPTOR | Socket & See GPO Adaptor, Plugs Into Standard GPO & Connects Instrument Leads Directly Into It, 3 Pin Plug, 4mm Safety Socket | GILBLODG | GILBERT LODGE AUSTRALIA | SS100 | CURRENT
000021738 | ADAPTOR | Socket & See GPO Adaptor, Plugs Into Standard GPO & Connects Instrument Leads Directly Into It, 3 Pin Plug, 4mm Safety Socket | NESCO | NESCO | SS100 AU | CURRENT
000020366 | JOINT,ELECTRICAL POWER CABLE | SLEEVE:HEAT SHRINK;1/PACK,6KG,FOR 95MM2 JOINT,ELECTRICAL POWER CABLE 11 KV;HEATS HRINK JOINT;3 PHASE;FOR 95 SQ MM AL XLPE TRIPLEX TO 25 SQ MM TO 70 SQ MM PLY CU | JBJOINT | JB JOINTING SUPPLIES PTY LTD | 11-25/95-XL/PL-3C/3C-J | CURRENT
000020366 | JOINT,ELECTRICAL POWER CABLE | SLEEVE:HEAT SHRINK;1/PACK,6KG,FOR 95MM2 JOINT,ELECTRICAL POWER CABLE 11 KV;HEATS HRINK JOINT;3 PHASE;FOR 95 SQ MM AL XLPE TRIPLEX TO 25 SQ MM TO 70 SQ MM PLY CU | OLEX | OLEX AUSTRALIA PTY LTD | 17JTM3.1.95W+M16.95 CW/EQ | CURRENT
000020366 | JOINT,ELECTRICAL POWER CABLE | SLEEVE:HEAT SHRINK;1/PACK,6KG,FOR 95MM2 JOINT,ELECTRICAL POWER CABLE 11 KV;HEATS HRINK JOINT;3 PHASE;FOR 95 SQ MM AL XLPE TRIPLEX TO 25 SQ MM TO 70 SQ MM PLY CU | TECONN | TE CONNECTIVITY LTD | MXSU-EX330 | CURRENT
000020368 | JOINT,ELECTRICAL POWER CABLE | 11kV, 3Ph, for 95-240mm2 Al/Cu Triplex to 95-240mm2 Al/Cu PLY, Heatshrink Joint c/w 3 Range Taking Shear Bolt Connectors | JBJOINT | JB JOINTING SUPPLIES PTY LTD | 11-95/240-XL/PL-1C/3C-J | CURRENT
000020368 | JOINT,ELECTRICAL POWER CABLE | 11kV, 3Ph, for 95-240mm2 Al/Cu Triplex to 95-240mm2 Al/Cu PLY, Heatshrink Joint c/w 3 Range Taking Shear Bolt Connectors | OLEX | OLEX AUSTRALIA PTY LTD | 17JTM3.1.240W+M70.240 CW/EQ | CURRENT
000020368 | JOINT,ELECTRICAL POWER CABLE | 11kV, 3Ph, for 95-240mm2 Al/Cu Triplex to 95-240mm2 Al/Cu PLY, Heatshrink Joint c/w 3 Range Taking Shear Bolt Connectors | TECONN | TE CONNECTIVITY LTD | MXSU-EX331 | CURRENT
000020380 | JOINT,ELECTRICAL POWER CABLE | 11 KV;UNDERGROUND; TRIPLEX - PLY STRIGHT JOINT;3 CORE;11 KV TR XLPE 95 SQ MM AL TRIPLEX TO 3 CORE 240 SQ MM CU 11 KV PLYHDPE;PACK OF 1,PACK WEIGHT 7.5 | JBJOINT | JB JOINTING SUPPLIES PTY LTD | 11-95/240-XL/PL-1C/3C-J | PURCHASE AS REQUIRED
000020380 | JOINT,ELECTRICAL POWER CABLE | 11 KV;UNDERGROUND; TRIPLEX - PLY STRIGHT JOINT;3 CORE;11 KV TR XLPE 95 SQ MM AL TRIPLEX TO 3 CORE 240 SQ MM CU 11 KV PLYHDPE;PACK OF 1,PACK WEIGHT 7.5 | TECONN | TE CONNECTIVITY LTD | MXSU-EX337 | PURCHASE AS REQUIRED
000020381 | JOINT,ELECTRICAL POWER CABLE | 11kV, Heatshrink Joint, 3Ph for 95mm2 Al Triplex to 3 Core 35mm2 & 95mm2 Al 11kV XLPE, (P1) | SICAME | SICAME AUSTRALIA PTY LTD | HSJ-11-X13-3595-EQ1 | CURRENT
000020381 | JOINT,ELECTRICAL POWER CABLE | 11kV, Heatshrink Joint, 3Ph for 95mm2 Al Triplex to 3 Core 35mm2 & 95mm2 Al 11kV XLPE, (P1) | JBJOINT | JB JOINTING SUPPLIES PTY LTD | 11-25/95-XL/XL-1C/3C-J | CURRENT
000020381 | JOINT,ELECTRICAL POWER CABLE | 11kV, Heatshrink Joint, 3Ph for 95mm2 Al Triplex to 3 Core 35mm2 & 95mm2 Al 11kV XLPE, (P1) | STREAM | STREAMLINED ENERGY PTY LTD | SEE.11HJ11.1203C+SJE42.EN | CURRENT
000020381 | JOINT,ELECTRICAL POWER CABLE | 11kV, Heatshrink Joint, 3Ph for 95mm2 Al Triplex to 3 Core 35mm2 & 95mm2 Al 11kV XLPE, (P1) | TECONN | TE CONNECTIVITY LTD | MXSU-EX334 | CURRENT
000020383 | JOINT,ELECTRICAL POWER CABLE | 11 KV;HEATSHRINK JOINT;3 PHASE; 3 X 1 CORE 95-240 SQ MM AL OR CU TRXLPE/ CWS/HDPE TRIPLEX CABLE TO 3 X 1 CORE 95-240 SQ MM AL OR CU TRXLPE/CWS/HDPE | SICAME | SICAME AUSTRALIA PTY LTD | HSJ-11-X1-95240-EQ1 | CURRENT
000020383 | JOINT,ELECTRICAL POWER CABLE | 11 KV;HEATSHRINK JOINT;3 PHASE; 3 X 1 CORE 95-240 SQ MM AL OR CU TRXLPE/ CWS/HDPE TRIPLEX CABLE TO 3 X 1 CORE 95-240 SQ MM AL OR CU TRXLPE/CWS/HDPE | JBJOINT | JB JOINTING SUPPLIES PTY LTD | 11-95/240-XL/XL-1C/1C-J | CURRENT
000020383 | JOINT,ELECTRICAL POWER CABLE | 11 KV;HEATSHRINK JOINT;3 PHASE; 3 X 1 CORE 95-240 SQ MM AL OR CU TRXLPE/ CWS/HDPE TRIPLEX CABLE TO 3 X 1 CORE 95-240 SQ MM AL OR CU TRXLPE/CWS/HDPE | OLEX | OLEX AUSTRALIA PTY LTD | 3X(17JTS1.240W+M70.240)CW/EQ | CURRENT
000020383 | JOINT,ELECTRICAL POWER CABLE | 11 KV;HEATSHRINK JOINT;3 PHASE; 3 X 1 CORE 95-240 SQ MM AL OR CU TRXLPE/ CWS/HDPE TRIPLEX CABLE TO 3 X 1 CORE 95-240 SQ MM AL OR CU TRXLPE/CWS/HDPE | TECONN | TE CONNECTIVITY LTD | MXSU-EX336 | CURRENT
000020383 | JOINT,ELECTRICAL POWER CABLE | 11 KV;HEATSHRINK JOINT;3 PHASE; 3 X 1 CORE 95-240 SQ MM AL OR CU TRXLPE/ CWS/HDPE TRIPLEX CABLE TO 3 X 1 CORE 95-240 SQ MM AL OR CU TRXLPE/CWS/HDPE | STREAM | STREAMLINED ENERGY PTY LTD | SEE.11HJ11.1203C.EN | CURRENT
000020385 | JOINT,ELECTRICAL POWER CABLE | 11 KV;HEATSHRINK JOINT;3 PHASE FOR 185 SQ MM-240 SQ MM TRIPLEX TO 3 CORE 240 SQ MM CU/258 AL (0.4 IN) 11 KV PLYHDPE;PACK OF 1,PACK WEIGHT | JBJOINT | JB JOINTING SUPPLIES PTY LTD | 11-185/400-XL/PL-1C/3C-J | CURRENT
000020385 | JOINT,ELECTRICAL POWER CABLE | 11 KV;HEATSHRINK JOINT;3 PHASE FOR 185 SQ MM-240 SQ MM TRIPLEX TO 3 CORE 240 SQ MM CU/258 AL (0.4 IN) 11 KV PLYHDPE;PACK OF 1,PACK WEIGHT | TECONN | TE CONNECTIVITY LTD | MXSU-EX332 | CURRENT
000020387 | JOINT,ELECTRICAL POWER CABLE | 11kV, 3Ph, for 185-400mm2 Triplex to 3 Core 300mm2 Cu/Al 11kV PLYHDPE, Heatshrink Joint | JBJOINT | JB JOINTING SUPPLIES PTY LTD | 11-185/400-XL/PL-1C/3C-J | CURRENT
000020387 | JOINT,ELECTRICAL POWER CABLE | 11kV, 3Ph, for 185-400mm2 Triplex to 3 Core 300mm2 Cu/Al 11kV PLYHDPE, Heatshrink Joint | OLEX | OLEX AUSTRALIA PTY LTD | 17JTM3.1.400W+M185.400 CW/EQ | CURRENT
000020387 | JOINT,ELECTRICAL POWER CABLE | 11kV, 3Ph, for 185-400mm2 Triplex to 3 Core 300mm2 Cu/Al 11kV PLYHDPE, Heatshrink Joint | TECONN | TE CONNECTIVITY LTD | MXSU-EX333 | CURRENT
000020389 | JOINT,ELECTRICAL POWER CABLE | 11 KV;HEATSHRINK JOINT;3 PHASE; 3 X 1 CORE 95-240 SQ MM AL OR CU TRXLPE/ CWS/HDPE TRIPLEX CABLE TO 3 CORE 95- 240 SQ MM AL OR CU XLPE/CWS/HDPE CABLE; | SICAME | SICAME AUSTRALIA PTY LTD | HSJ-11-X13-95240-EQ1 | CURRENT
000020389 | JOINT,ELECTRICAL POWER CABLE | 11 KV;HEATSHRINK JOINT;3 PHASE; 3 X 1 CORE 95-240 SQ MM AL OR CU TRXLPE/ CWS/HDPE TRIPLEX CABLE TO 3 CORE 95- 240 SQ MM AL OR CU XLPE/CWS/HDPE CABLE; | JBJOINT | JB JOINTING SUPPLIES PTY LTD | 11-95-240-XL/XL-1C/3C-J | CURRENT
000020389 | JOINT,ELECTRICAL POWER CABLE | 11 KV;HEATSHRINK JOINT;3 PHASE; 3 X 1 CORE 95-240 SQ MM AL OR CU TRXLPE/ CWS/HDPE TRIPLEX CABLE TO 3 CORE 95- 240 SQ MM AL OR CU XLPE/CWS/HDPE CABLE; | INTERTEC | INTERTECH ENGINEERING PTY LTD | EGX20389 | CURRENT
000020389 | JOINT,ELECTRICAL POWER CABLE | 11 KV;HEATSHRINK JOINT;3 PHASE; 3 X 1 CORE 95-240 SQ MM AL OR CU TRXLPE/ CWS/HDPE TRIPLEX CABLE TO 3 CORE 95- 240 SQ MM AL OR CU XLPE/CWS/HDPE CABLE; | OLEX | OLEX AUSTRALIA PTY LTD | 17JTS3.1.240W+M70.240 CW/EQ | CURRENT
000020389 | JOINT,ELECTRICAL POWER CABLE | 11 KV;HEATSHRINK JOINT;3 PHASE; 3 X 1 CORE 95-240 SQ MM AL OR CU TRXLPE/ CWS/HDPE TRIPLEX CABLE TO 3 CORE 95- 240 SQ MM AL OR CU XLPE/CWS/HDPE CABLE; | TECONN | TE CONNECTIVITY LTD | MXSU-EX335 | CURRENT
000020389 | JOINT,ELECTRICAL POWER CABLE | 11 KV;HEATSHRINK JOINT;3 PHASE; 3 X 1 CORE 95-240 SQ MM AL OR CU TRXLPE/ CWS/HDPE TRIPLEX CABLE TO 3 CORE 95- 240 SQ MM AL OR CU XLPE/CWS/HDPE CABLE; | STREAM | STREAMLINED ENERGY PTY LTD | SEE.11HJ11.1203C+SJE43.EN | CURRENT
000020455 | TERMINATION,ELECTRICAL POWER CABLE | 11 KV;INDOOR WITH & WITHOUT CT'S; HEATSHRINK TERMINATION;FOR 95 SQ MM- 240 SQ MM CU OR AL TRIPLEX XLPE CABLE;PACK OF 1,PACK WEIGHT 1.8 KG; | SICAME | SICAME AUSTRALIA PTY LTD | HST-11-IX1-95240-EQ1 | CURRENT
000020455 | TERMINATION,ELECTRICAL POWER CABLE | 11 KV;INDOOR WITH & WITHOUT CT'S; HEATSHRINK TERMINATION;FOR 95 SQ MM- 240 SQ MM CU OR AL TRIPLEX XLPE CABLE;PACK OF 1,PACK WEIGHT 1.8 KG; | INTERTEC | INTERTECH ENGINEERING PTY LTD | EGX20455 | CURRENT
000020455 | TERMINATION,ELECTRICAL POWER CABLE | 11 KV;INDOOR WITH & WITHOUT CT'S; HEATSHRINK TERMINATION;FOR 95 SQ MM- 240 SQ MM CU OR AL TRIPLEX XLPE CABLE;PACK OF 1,PACK WEIGHT 1.8 KG; | JBJOINT | JB JOINTING SUPPLIES PTY LTD | 11-95/240-IN | CURRENT
000020455 | TERMINATION,ELECTRICAL POWER CABLE | 11 KV;INDOOR WITH & WITHOUT CT'S; HEATSHRINK TERMINATION;FOR 95 SQ MM- 240 SQ MM CU OR AL TRIPLEX XLPE CABLE;PACK OF 1,PACK WEIGHT 1.8 KG; | TECONN | TE CONNECTIVITY LTD | IXSU-FEX338 | CURRENT
000020456 | TERMINATION,ELECTRICAL POWER CABLE | 11 KV;OUTDOOR;HEATSHRINK TERMINATION; 95 SQ MM-240 SQ MM CU OR AL TRIPLEX XLPE CABLE & HVABC;PACK OF 1,PACK WEIGHT 3 KG; | SICAME | SICAME AUSTRALIA PTY LTD | HST-11-OX1-95240-EQ1 | CURRENT
000020456 | TERMINATION,ELECTRICAL POWER CABLE | 11 KV;OUTDOOR;HEATSHRINK TERMINATION; 95 SQ MM-240 SQ MM CU OR AL TRIPLEX XLPE CABLE & HVABC;PACK OF 1,PACK WEIGHT 3 KG; | INTERTEC | INTERTECH ENGINEERING PTY LTD | EGX20456 | CURRENT
000020456 | TERMINATION,ELECTRICAL POWER CABLE | 11 KV;OUTDOOR;HEATSHRINK TERMINATION; 95 SQ MM-240 SQ MM CU OR AL TRIPLEX XLPE CABLE & HVABC;PACK OF 1,PACK WEIGHT 3 KG; | TECONN | TE CONNECTIVITY LTD | OXSU-FEX339 | CURRENT
000020456 | TERMINATION,ELECTRICAL POWER CABLE | 11 KV;OUTDOOR;HEATSHRINK TERMINATION; 95 SQ MM-240 SQ MM CU OR AL TRIPLEX XLPE CABLE & HVABC;PACK OF 1,PACK WEIGHT 3 KG; | JBJOINT | JB JOINTING SUPPLIES PTY LTD | 11-95/240-OD | CURRENT
000021739 | SPLICE,CONDUCTOR | SPLICE;FULL TENSION;SUIT TENNIS CONDUCTOR (4/3/3.75 ACSR/AC); | PLP AUST | PREFORMED LINE PRODUCTS (AUST) | AFS-113-AW | CURRENT
000021742 | PROTECTOR,ELECTRICAL CABLE | ARMOUR ROD;SUITS 14.48 MM;OPGW L/H LAY;USED FOR VIBRATION DAMPER CLAMPING TO OPGW; | DULMISON | DULMISON (AUST) PTY LTD | ARMOUR ROD | CURRENT
000021742 | PROTECTOR,ELECTRICAL CABLE | ARMOUR ROD;SUITS 14.48 MM;OPGW L/H LAY;USED FOR VIBRATION DAMPER CLAMPING TO OPGW; | PLP AUST | PREFORMED LINE PRODUCTS (AUST) | VDSR-140 | CURRENT
000021743 | CLAMP,SUSPENSION,ELEC CONDUCTOR | OPTICAL GROUND WIRE (OPGW);SUSPENSION; SUIT 14.36 MM-14.55 MM CONDUCTOR RANGE; LEFT HAND LAY; | TECONN | TE CONNECTIVITY LTD | HSC-1379 | CURRENT
000021743 | CLAMP,SUSPENSION,ELEC CONDUCTOR | OPTICAL GROUND WIRE (OPGW);SUSPENSION; SUIT 14.36 MM-14.55 MM CONDUCTOR RANGE; LEFT HAND LAY; | PLP AUST | PREFORMED LINE PRODUCTS (AUST) | OPGWSS-1436LC-EN | CURRENT
000021743 | CLAMP,SUSPENSION,ELEC CONDUCTOR | OPTICAL GROUND WIRE (OPGW);SUSPENSION; SUIT 14.36 MM-14.55 MM CONDUCTOR RANGE; LEFT HAND LAY; | DULMISON | DULMISON (AUST) PTY LTD | OPGW | CURRENT
000021744 | GRIP,DEADEND | OPGW Conductor Range 14.30 to 14.60mm, Colour Code Black, Left Hand Lay | PLP AUST | PREFORMED LINE PRODUCTS (AUST) | OPGWTS-1430L-EN | CURRENT
000021744 | GRIP,DEADEND | OPGW Conductor Range 14.30 to 14.60mm, Colour Code Black, Left Hand Lay | DULMISON | DULMISON (AUST) PTY LTD | OPGW | CURRENT
000021745 | CUSHION KIT,DOWNLEAD | OPGW MOUNTING TO STEEL TOWER;SUITS DIA RANGE 14.4 MM-16.6 MM;OPGW & TOWER ANGLE SIZE 45 MM-100 MM; | DULMISON | DULMISON (AUST) PTY LTD | CUSHION KIT OPGW | CURRENT
000021745 | CUSHION KIT,DOWNLEAD | OPGW MOUNTING TO STEEL TOWER;SUITS DIA RANGE 14.4 MM-16.6 MM;OPGW & TOWER ANGLE SIZE 45 MM-100 MM; | PLP AUST | PREFORMED LINE PRODUCTS (AUST) | OFDLM-01C | CURRENT
000021746 | DRILL,TWIST | HSS;JOBBER DRILL-BRIGHT;STRAIGHT SHANK; 3.2 MM;PACK OF 10;REPLACES SC02157 IMPERIAL TYPE; | CNWPL | CNW PL - SLACKS CREEK | BORDHSM32 | CURRENT
000021746 | DRILL,TWIST | HSS;JOBBER DRILL-BRIGHT;STRAIGHT SHANK; 3.2 MM;PACK OF 10;REPLACES SC02157 IMPERIAL TYPE; | STATEWD | STATEWIDE FSTNERS & ENG SPLS PL | BOR-2007-3.2 | CURRENT
000021747 | DRILL,TWIST | HSS;JOBBER DRILL-BRIGHT;STRAIGHT SHANK; 13 MM;PACK OF 5;REPLACES SC02181; IMPERIAL TYPE; | CNWPL | CNW PL - SLACKS CREEK | BORDHSM13 | CURRENT
000021747 | DRILL,TWIST | HSS;JOBBER DRILL-BRIGHT;STRAIGHT SHANK; 13 MM;PACK OF 5;REPLACES SC02181; IMPERIAL TYPE; | STATEWD | STATEWIDE FSTNERS & ENG SPLS PL | 13 MM | CURRENT
000021747 | DRILL,TWIST | HSS;JOBBER DRILL-BRIGHT;STRAIGHT SHANK; 13 MM;PACK OF 5;REPLACES SC02181; IMPERIAL TYPE; | ATOMSUPP | ATOM SUPPLY | 2829001 | CURRENT
000021748 | METER,LOGGER | C/W MOTHERBOARD;PRINTED CIRCUIT BOARD; SCREW CONNECTOR;ENCLOSURE 290 MM X 190 MM X 90 MMPOWER SUPPLY BATTERY; MODEM (SC21208);ANTENNA; | EAQ | ELECTRONICS ASSEMBLY QUEENSLAND PTY LTD | SMARTNET 3 MASTER SCREW ENCLOS | CURRENT
000021748 | METER,LOGGER | C/W MOTHERBOARD;PRINTED CIRCUIT BOARD; SCREW CONNECTOR;ENCLOSURE 290 MM X 190 MM X 90 MMPOWER SUPPLY BATTERY; MODEM (SC21208);ANTENNA; | PACDATA | PACIFIC DATA SYSTEMS QLD | SMARTNET PIM3 MASTER SCREW | CURRENT
000021749 | METER,LOGGER | C/W MOTHERBOARD;PRINTED CIRCUIT BOARD; KRONE CONNECTOR;ENCLOSURE 290 MM X 190 MM X 90 MM;POWER SUPPLY BATTERY; MODEM (21208);ANTENNA; | PACDATA | PACIFIC DATA SYSTEMS QLD | SMARTNET PIM3 MASTER KRONE | CURRENT
000021749 | METER,LOGGER | C/W MOTHERBOARD;PRINTED CIRCUIT BOARD; KRONE CONNECTOR;ENCLOSURE 290 MM X 190 MM X 90 MM;POWER SUPPLY BATTERY; MODEM (21208);ANTENNA; | EAQ | ELECTRONICS ASSEMBLY QUEENSLAND PTY LTD | PIM3MK | CURRENT
000021750 | METER,LOGGER | C/W MOTHERBOARD;PRINTED CIRCUIT BOARD; KRONE CONNECTOR;ENCLOSURE 210 MM X 160 MM X 90 MM;BATTERY; | PACDATA | PACIFIC DATA SYSTEMS QLD | SMARTNET PIM3 SLAVE KRONE | CURRENT
000021750 | METER,LOGGER | C/W MOTHERBOARD;PRINTED CIRCUIT BOARD; KRONE CONNECTOR;ENCLOSURE 210 MM X 160 MM X 90 MM;BATTERY; | EAQ | ELECTRONICS ASSEMBLY QUEENSLAND PTY LTD | P8750 | CURRENT
000021751 | METER,LOGGER | C/W MOTHERBOARD;PRINTED CIRCUIT BOARD; SCREW CONNECTOR;ENCLOSURE 210 MM X 160 MM X 90 MM;BATTERY; | PACDATA | PACIFIC DATA SYSTEMS QLD | SMARTNET PIM3 SLAVE SCREW | CURRENT
000021751 | METER,LOGGER | C/W MOTHERBOARD;PRINTED CIRCUIT BOARD; SCREW CONNECTOR;ENCLOSURE 210 MM X 160 MM X 90 MM;BATTERY; | EAQ | ELECTRONICS ASSEMBLY QUEENSLAND PTY LTD | SCREW CONNECTOR | CURRENT
000021741 | DETERGENT,GENERAL PURPOSE | Simple Green, Industrial Cleaner & Degreaser, Mild Detergent, 20L Drum, for EWP Cleaning | TEN | THE ENERGY NETWORK | SG13004 | CURRENT
000021741 | DETERGENT,GENERAL PURPOSE | Simple Green, Industrial Cleaner & Degreaser, Mild Detergent, 20L Drum, for EWP Cleaning | TEN | THE ENERGY NETWORK | FGW-640 | CURRENT
000021741 | DETERGENT,GENERAL PURPOSE | Simple Green, Industrial Cleaner & Degreaser, Mild Detergent, 20L Drum, for EWP Cleaning | ENERGYNW | THE ENERGY NETWORK | FGW-640 | CURRENT
000021502 | BOOTS,SAFETY | Oliver, 150mm Hiker, Wheat, Lace Up, Leather, Steel Toe, PU Sole, Heat & Slip Resistant, Anti-Static, Sizes 4 to 14, Half Sizes 6.5 to 12.5 | BLKWOOD | J BLACKWOOD & SON LTD | 55-332 | CURRENT
000021502 | BOOTS,SAFETY | Oliver, 150mm Hiker, Wheat, Lace Up, Leather, Steel Toe, PU Sole, Heat & Slip Resistant, Anti-Static, Sizes 4 to 14, Half Sizes 6.5 to 12.5 | OLIVER | OLIVER FOOTWEAR | AT 55-332 | CURRENT
000021486 | BOOTS,SAFETY | Oliver, 200mm Rigger, Wheat, Lace Up/ Zip Sided, Leather, Steel Toe, PU Sole, Slip Resistant, Anti-Static, Sizes 4 to 14, Half Sizes 6.5 to 12.5 | BLKWOOD | J BLACKWOOD & SON LTD | 55-385 | CURRENT
000021486 | BOOTS,SAFETY | Oliver, 200mm Rigger, Wheat, Lace Up/ Zip Sided, Leather, Steel Toe, PU Sole, Slip Resistant, Anti-Static, Sizes 4 to 14, Half Sizes 6.5 to 12.5 | OLIVER | OLIVER FOOTWEAR | AT 55-385 | CURRENT
000021752 | COVER,ELECTRICITY SUPPLY PILLAR | 750 MM H,500 MM W,420 MM D;FIBREGLASS; NATURE GREEN;LOW VOLTAGE | WEBER | WEBER SOUTH PACIFIC PTY LTD | V-CPILLAR | CURRENT
000021753 | BASE,DISTRIBUTION PILLAR | ELECTRICITY SUPPLY PILLAR;320 MM H, 940 MM W,835 MM D;FIBREGLASS;NATURE GREEN;LOW VOLTAGE;1160 MM X 1160 MM X 500 MM H; | WEBER | WEBER SOUTH PACIFIC PTY LTD | V-CBASE | CURRENT
000021757 | METER,LOGGER | C/W PIM3 CPU PRINTED CIRCUIT BOARD; | HETECH | HETECH PTY LTD | SMARTNET PIM3 PULSE INPUT CARD | CURRENT
000021757 | METER,LOGGER | C/W PIM3 CPU PRINTED CIRCUIT BOARD; | PACDATA | PACIFIC DATA SYSTEMS QLD | SMARTNET PIM3 PULSE INPUT CARD | CURRENT
000021757 | METER,LOGGER | C/W PIM3 CPU PRINTED CIRCUIT BOARD; | EAQ | ELECTRONICS ASSEMBLY QUEENSLAND PTY LTD | PIM3 CPU CARD | CURRENT
000021754 | CONVERTER | SIGNAL CONVERTER;RS485/RS232 ADRESSABLE;U/W SEL 487B ZONE PROT RELAY; | SEL | SCHWEITZER ENGINEERING LABORATORIES INC. | SEL2886 | CURRENT
000021758 | REMOTE I/O MODULE | SEL 2505,24 V DC AUX;24 V DC LOGIC INPUT;SEL 2800 COMPATIBLE; | SEL | SCHWEITZER ENGINEERING LABORATORIES INC. | 2505111XX | CURRENT
000021251 | CROSSARM,COMPOSITE | FIBREGLASS;3000 MM LG;100 MM X 100 MM; DRILLED;FOR LVPTU,LVPTS,LVPTT POWER DISTRIBUTION;PALLET OF 50,PACK WEIGHT 550 KG; | WAGNERS | WAGNERS PTY LTD TOOWOOMBA QLD | EC003-00022 | CURRENT
000021058 | RECLOSER | 15.5 KV;3 PHASE;630 AMP;16 BKG CAP; VACUUM INTERRUPTER;NOJA POWER OSM15- 16-630-RC01;C/W CONTROLLER,UTILINET MESH RADIO,AUX SUPPLY VT & POLE MTG FRAME;HV | NOJAPWR | NOJA POWER | OSM15-16-630-RC10 | PHASING
000021080 | CONTROLLER | TEST BENCH CONTROLLER;DEM-01 DEMONSTRATION UNIT CONTROL PANEL;MPM MTD IN ALUMINIUM FLIGHT CASE;FOR NOJA OSM15-16-630 RECLOSER;C/W POWER CABLE & | NOJAPWR | NOJA POWER | DEM-01 | PURCHASE AS REQUIRED
000021081 | TEST SET | Interface Test Set Module c/w 3m Control Cable, for Simulation of NOJA OSM Recloser, Current & Voltage Output Signals | NOJAPWR | NOJA POWER | ITS-02 | PURCHASE AS REQUIRED
000021759 | PADLOCK | SOLID BRASS CASE;STAINLESS STEEL SHACKLE ;50 MM SHACKLE CLEARANCE;NO KEYS;KEYED ALIKE TO M0444/S1,S2,S3,S4,S5,S8;FOR HV PLANT;PACK OF 10,PACK WEIGHT 3.5 KG; | LARSENS |  | OZ1/234/OS3/S8 | CURRENT
000021764 | GRIP,DEADEND | Dielectric, Short Span, ADSS 12.4 to 12.90mm Dia Range | PLP AUST | PREFORMED LINE PRODUCTS (AUST) | ADSSTS-124-SG-EN | CURRENT
000021765 | CUSHION KIT,DOWNLEAD | FOR WOODEN POLES;ADSS DIA 11.9 MM - 14.3 MM;SUITABLE FOR ADSS DIA 12.6 MM ADSS CABLE,SC17826; | TEN | THE ENERGY NETWORK | OPGW-DL-18-CW | CURRENT
000021765 | CUSHION KIT,DOWNLEAD | FOR WOODEN POLES;ADSS DIA 11.9 MM - 14.3 MM;SUITABLE FOR ADSS DIA 12.6 MM ADSS CABLE,SC17826; | PLP AUST | PREFORMED LINE PRODUCTS (AUST) | OFDLC-8003042 | CURRENT
000021766 | CLAMP,SUSPENSION | Dielectric Suspension, Short Span, ADSS 12 to 12.99mm Dia Range c/w Cushioning Insert | PLP AUST | PREFORMED LINE PRODUCTS (AUST) | OFDSC-120125-3 | CURRENT
000021773 | DIGITAL I/O PCI CARD. | OPTO 22 DIGITAL I/O CARD; | SYSTEM22 | SYSTEM 22 PTY LTD | PCI-AC5 | PURCHASE AS REQUIRED
000021774 | ANALOG INPUT PCI CARD | ANALOG INPUT CARD;PCL-10168-2E,SCSI-68 SHIELDED CABLE, 2 M LG;1 CARD + 1 X 2 M CABLE = KIT; | ADVANTEC | ADVANTECH AUSTRALIA PTY LTD | PCI-1747U CARD PCL-10168-2E | CURRENT
000021775 | SUPPORT | STEEL;HOT DIPPED GALV;FOR 33 KV MODULAR SUB CABLES;WITH SIEMENS SWITCHGEAR; | ERGON | ERGON ENERGY | 33 KV MODULAR | CURRENT
000021776 | SUPPORT | STEEL;HOT DIPPED GALV;FOR 33 KV TRANSF CABLES;TYPE 1 STAND;1700 LONG; | ERGON | ERGON ENERGY | TYPE 1 | CURRENT
000021777 | SUPPORT | STEEL;HOT DIPPED GALV;FOR 11 KV TRANSF CABLES;TYPE 2 STAND;1200 LONG; | ERGON | ERGON ENERGY | TYPE 2 | CURRENT
000021778 | DRILL,TWIST | HSS;JOBBER DRILL-BRIGHT;STRAIGHT SHANK; 1.0 MM;PACK OF 10;FOR DRILLING METAL, WOOD & PLASTIC; | CNWPL | CNW PL - SLACKS CREEK | BORDHSM1 | CURRENT
000021778 | DRILL,TWIST | HSS;JOBBER DRILL-BRIGHT;STRAIGHT SHANK; 1.0 MM;PACK OF 10;FOR DRILLING METAL, WOOD & PLASTIC; | STATEWD | STATEWIDE FSTNERS & ENG SPLS PL | BOR-2007-1.0 | CURRENT
000021779 | DRILL,TWIST | HSS;JOBBER DRILL-BRIGHT;STRAIGHT SHANK; 1.5 MM;PACK OF 10;FOR DRILLING METAL, WOOD & PLASTIC; | CNWPL | CNW PL - SLACKS CREEK | BORDHSM15 | CURRENT
000021779 | DRILL,TWIST | HSS;JOBBER DRILL-BRIGHT;STRAIGHT SHANK; 1.5 MM;PACK OF 10;FOR DRILLING METAL, WOOD & PLASTIC; | STATEWD | STATEWIDE FSTNERS & ENG SPLS PL | BOR-2007-1.5 | CURRENT
000021780 | DRILL,TWIST | HSS;JOBBER DRILL-BRIGHT;STRAIGHT SHANK; 2.0 MM;PACK OF 10;FOR DRILLING METAL, WOOD & PLASTIC; | CNWPL | CNW PL - SLACKS CREEK | BORDHSM2 | CURRENT
000021780 | DRILL,TWIST | HSS;JOBBER DRILL-BRIGHT;STRAIGHT SHANK; 2.0 MM;PACK OF 10;FOR DRILLING METAL, WOOD & PLASTIC; | STATEWD | STATEWIDE FSTNERS & ENG SPLS PL | BOR-2007-2.0 | CURRENT
000021781 | DRILL,TWIST | HSS;JOBBER DRILL-BRIGHT;STRAIGHT SHANK; 2.5 MM;PACK OF 10;FOR DRILLING METAL, WOOD & PLASTIC; | CNWPL | CNW PL - SLACKS CREEK | BORDHSM25 | CURRENT
000021781 | DRILL,TWIST | HSS;JOBBER DRILL-BRIGHT;STRAIGHT SHANK; 2.5 MM;PACK OF 10;FOR DRILLING METAL, WOOD & PLASTIC; | STATEWD | STATEWIDE FSTNERS & ENG SPLS PL | BOR-2007-2.5 | CURRENT
000021782 | DRILL,TWIST | HSS;JOBBER DRILL-BRIGHT;STRAIGHT SHANK; 3.0 MM;PACK OF 10;FOR DRILLING METAL, WOOD & PLASTIC; | CNWPL | CNW PL - SLACKS CREEK | BORDHSM3 | CURRENT
000021782 | DRILL,TWIST | HSS;JOBBER DRILL-BRIGHT;STRAIGHT SHANK; 3.0 MM;PACK OF 10;FOR DRILLING METAL, WOOD & PLASTIC; | STATEWD | STATEWIDE FSTNERS & ENG SPLS PL | BOR-2007-3.0 | CURRENT
000021783 | DRILL,TWIST | HSS;JOBBER DRILL-BRIGHT;STRAIGHT SHANK; 3.5 MM;PACK OF 10;FOR DRILLING METAL, WOOD & PLASTIC; | CNWPL | CNW PL - SLACKS CREEK | BORDHSM35 | CURRENT
000021783 | DRILL,TWIST | HSS;JOBBER DRILL-BRIGHT;STRAIGHT SHANK; 3.5 MM;PACK OF 10;FOR DRILLING METAL, WOOD & PLASTIC; | STATEWD | STATEWIDE FSTNERS & ENG SPLS PL | BOR-2007-3.5 | CURRENT
000021784 | DRILL,TWIST | HSS;JOBBER DRILL-BRIGHT;STRAIGHT SHANK; 4.0 MM;PACK OF 10;FOR DRILLING METAL, WOOD & PLASTIC; | CNWPL | CNW PL - SLACKS CREEK | BORDHSM4 | CURRENT
000021784 | DRILL,TWIST | HSS;JOBBER DRILL-BRIGHT;STRAIGHT SHANK; 4.0 MM;PACK OF 10;FOR DRILLING METAL, WOOD & PLASTIC; | STATEWD | STATEWIDE FSTNERS & ENG SPLS PL | BOR-2007-4.0 | CURRENT
000021785 | DRILL,TWIST | HSS;JOBBER DRILL-BRIGHT;STRAIGHT SHANK; 4.5 MM;PACK OF 10;FOR DRILLING METAL, WOOD & PLASTIC; | CNWPL | CNW PL - SLACKS CREEK | BORDHSM45 | CURRENT
000021785 | DRILL,TWIST | HSS;JOBBER DRILL-BRIGHT;STRAIGHT SHANK; 4.5 MM;PACK OF 10;FOR DRILLING METAL, WOOD & PLASTIC; | STATEWD | STATEWIDE FSTNERS & ENG SPLS PL | BOR-2007-4.5 | CURRENT
000021786 | DRILL,TWIST | HSS;JOBBER DRILL-BRIGHT;STRAIGHT SHANK; 5.0 MM;PACK OF 10;FOR DRILLING METAL, WOOD & PLASTIC; | CNWPL | CNW PL - SLACKS CREEK | BORDHSM5 | CURRENT
000021786 | DRILL,TWIST | HSS;JOBBER DRILL-BRIGHT;STRAIGHT SHANK; 5.0 MM;PACK OF 10;FOR DRILLING METAL, WOOD & PLASTIC; | STATEWD | STATEWIDE FSTNERS & ENG SPLS PL | BOR-2007-5.0 | CURRENT
000021787 | DRILL,TWIST | HSS;JOBBER DRILL-BRIGHT;STRAIGHT SHANK; 5.5 MM;PACK OF 10;FOR DRILLING METAL, WOOD & PLASTIC; | CNWPL | CNW PL - SLACKS CREEK | BORDHSM55 | CURRENT
000021787 | DRILL,TWIST | HSS;JOBBER DRILL-BRIGHT;STRAIGHT SHANK; 5.5 MM;PACK OF 10;FOR DRILLING METAL, WOOD & PLASTIC; | STATEWD | STATEWIDE FSTNERS & ENG SPLS PL | BOR-2007-5.5 | CURRENT
000021788 | DRILL,TWIST | HSS;JOBBER DRILL-BRIGHT;STRAIGHT SHANK; 6.0 MM;PACK OF 10;FOR DRILLING METAL, WOOD & PLASTIC; | CNWPL | CNW PL - SLACKS CREEK | BORDHSM6 | CURRENT
000021788 | DRILL,TWIST | HSS;JOBBER DRILL-BRIGHT;STRAIGHT SHANK; 6.0 MM;PACK OF 10;FOR DRILLING METAL, WOOD & PLASTIC; | STATEWD | STATEWIDE FSTNERS & ENG SPLS PL | BOR-2007-6.0 | CURRENT
000021789 | DRILL,TWIST | HSS;JOBBER DRILL-BRIGHT;STRAIGHT SHANK; 6.5 MM;PACK OF 10;FOR DRILLING METAL, WOOD & PLASTIC; | CNWPL | CNW PL - SLACKS CREEK | BORDHSM65 | CURRENT
000021789 | DRILL,TWIST | HSS;JOBBER DRILL-BRIGHT;STRAIGHT SHANK; 6.5 MM;PACK OF 10;FOR DRILLING METAL, WOOD & PLASTIC; | STATEWD | STATEWIDE FSTNERS & ENG SPLS PL | BOR-2007-6.5 | CURRENT
000021790 | DRILL,TWIST | HSS;JOBBER DRILL-BRIGHT;STRAIGHT SHANK; 7.0 MM;PACK OF 10;FOR DRILLING METAL, WOOD & PLASTIC; | CNWPL | CNW PL - SLACKS CREEK | BORDHSM7 | CURRENT
000021790 | DRILL,TWIST | HSS;JOBBER DRILL-BRIGHT;STRAIGHT SHANK; 7.0 MM;PACK OF 10;FOR DRILLING METAL, WOOD & PLASTIC; | STATEWD | STATEWIDE FSTNERS & ENG SPLS PL | BOR-2007-7.0 | CURRENT
000021791 | DRILL,TWIST | HSS;JOBBER DRILL-BRIGHT;STRAIGHT SHANK; 7.5 MM;PACK OF 10;FOR DRILLING METAL, WOOD & PLASTIC; | CNWPL | CNW PL - SLACKS CREEK | BORDHSM75 | CURRENT
000021791 | DRILL,TWIST | HSS;JOBBER DRILL-BRIGHT;STRAIGHT SHANK; 7.5 MM;PACK OF 10;FOR DRILLING METAL, WOOD & PLASTIC; | STATEWD | STATEWIDE FSTNERS & ENG SPLS PL | BOR-2007-7.5 | CURRENT
000021792 | DRILL,TWIST | HSS;JOBBER DRILL-BRIGHT;STRAIGHT SHANK; 8.0 MM;PACK OF 5;FOR DRILLING METAL,WOOD & PLASTIC; | CNWPL | CNW PL - SLACKS CREEK | BORDHSM8 | CURRENT
000021792 | DRILL,TWIST | HSS;JOBBER DRILL-BRIGHT;STRAIGHT SHANK; 8.0 MM;PACK OF 5;FOR DRILLING METAL,WOOD & PLASTIC; | STATEWD | STATEWIDE FSTNERS & ENG SPLS PL | BOR-2007-8.0 | CURRENT
000021793 | DRILL,TWIST | HSS;JOBBER DRILL-BRIGHT;STRAIGHT SHANK; 8.5 MM;PACK OF 5;FOR DRILLING METAL,WOOD & PLASTIC; | CNWPL | CNW PL - SLACKS CREEK | BORDHSM85 | CURRENT
000021793 | DRILL,TWIST | HSS;JOBBER DRILL-BRIGHT;STRAIGHT SHANK; 8.5 MM;PACK OF 5;FOR DRILLING METAL,WOOD & PLASTIC; | STATEWD | STATEWIDE FSTNERS & ENG SPLS PL | BOR-2007-8.5 | CURRENT
000021794 | DRILL,TWIST | HSS;JOBBER DRILL-BRIGHT;STRAIGHT SHANK; 9.0 MM;PACK OF 5;FOR DRILLING METAL,WOOD & PLASTIC; | STATEWD | STATEWIDE FSTNERS & ENG SPLS PL | BOR-2007-9.0 | CURRENT
000021794 | DRILL,TWIST | HSS;JOBBER DRILL-BRIGHT;STRAIGHT SHANK; 9.0 MM;PACK OF 5;FOR DRILLING METAL,WOOD & PLASTIC; | CNWPL | CNW PL - SLACKS CREEK | BORDHSM9 | CURRENT
000021795 | DRILL,TWIST | HSS;JOBBER DRILL-BRIGHT;STRAIGHT SHANK; 9.5 MM;PACK OF 5;FOR DRILLING METAL,WOOD & PLASTIC; | STATEWD | STATEWIDE FSTNERS & ENG SPLS PL | BOR-2007-9.5 | CURRENT
000021795 | DRILL,TWIST | HSS;JOBBER DRILL-BRIGHT;STRAIGHT SHANK; 9.5 MM;PACK OF 5;FOR DRILLING METAL,WOOD & PLASTIC; | CNWPL | CNW PL - SLACKS CREEK | BORDHSM95 | CURRENT
000021796 | DRILL,TWIST | HSS;JOBBER DRILL-BRIGHT;STRAIGHT SHANK; 10.5 MM;PACK OF 5;FOR DRILLING METAL, WOOD & PLASTIC; | STATEWD | STATEWIDE FSTNERS & ENG SPLS PL | BOR-2007-10.5 | CURRENT
000021796 | DRILL,TWIST | HSS;JOBBER DRILL-BRIGHT;STRAIGHT SHANK; 10.5 MM;PACK OF 5;FOR DRILLING METAL, WOOD & PLASTIC; | CNWPL | CNW PL - SLACKS CREEK | BORDHSM105 | CURRENT
000021797 | DRILL,TWIST | HSS;JOBBER DRILL-BRIGHT;STRAIGHT SHANK; 11.0 MM;PACK OF 5;FOR DRILLING METAL, WOOD & PLASTIC; | STATEWD | STATEWIDE FSTNERS & ENG SPLS PL | BOR-2007-11 | CURRENT
000021797 | DRILL,TWIST | HSS;JOBBER DRILL-BRIGHT;STRAIGHT SHANK; 11.0 MM;PACK OF 5;FOR DRILLING METAL, WOOD & PLASTIC; | CNWPL | CNW PL - SLACKS CREEK | BORDHSM11 | CURRENT
000021798 | DRILL,TWIST | HSS;JOBBER DRILL-BRIGHT;STRAIGHT SHANK; 11.5 MM;PACK OF 5;FOR DRILLING METAL, WOOD & PLASTIC; | CNWPL | CNW PL - SLACKS CREEK | BORDHSM115 | CURRENT
000021798 | DRILL,TWIST | HSS;JOBBER DRILL-BRIGHT;STRAIGHT SHANK; 11.5 MM;PACK OF 5;FOR DRILLING METAL, WOOD & PLASTIC; | STATEWD | STATEWIDE FSTNERS & ENG SPLS PL | BOR-2007-11.5 | CURRENT
000021799 | DRILL,TWIST | HSS;JOBBER DRILL-BRIGHT;STRAIGHT SHANK; 12.0 MM;PACK OF 5;FOR DRILLING METAL, WOOD & PLASTIC; | CNWPL | CNW PL - SLACKS CREEK | BORDHSM12 | CURRENT
000021799 | DRILL,TWIST | HSS;JOBBER DRILL-BRIGHT;STRAIGHT SHANK; 12.0 MM;PACK OF 5;FOR DRILLING METAL, WOOD & PLASTIC; | STATEWD | STATEWIDE FSTNERS & ENG SPLS PL | 12.0 MM | CURRENT
000021799 | DRILL,TWIST | HSS;JOBBER DRILL-BRIGHT;STRAIGHT SHANK; 12.0 MM;PACK OF 5;FOR DRILLING METAL, WOOD & PLASTIC; | ATOMSUPP | ATOM SUPPLY | 2829004 | CURRENT
000021800 | DRILL,TWIST | HSS;JOBBER DRILL-BRIGHT;STRAIGHT SHANK; 12.5 MM;PACK OF 5;FOR DRILLING METAL, WOOD & PLASTIC; | CNWPL | CNW PL - SLACKS CREEK | BORDHSM125 | CURRENT
000021800 | DRILL,TWIST | HSS;JOBBER DRILL-BRIGHT;STRAIGHT SHANK; 12.5 MM;PACK OF 5;FOR DRILLING METAL, WOOD & PLASTIC; | STATEWD | STATEWIDE FSTNERS & ENG SPLS PL | BOR-2007-12.5 | CURRENT
000021801 | GRIP,DEADEND | Helical, 37/0.102 AAC (37/2.50), EQTS 01-09-02 (P10) | PLP AUST | PREFORMED LINE PRODUCTS (AUST) | AFG-175-CL | CURRENT
000021802 | BRACKET,ANGLE | L SHAPED PLATE;HOT DIPPED GALV; 90 MM X 90 X 3 X 14 MM HOLES; | EZYSTRUT | EZYSTRUT CABLE & PIPE SUPPORTS | E1036 | CURRENT
000021803 | CAPACITOR UNIT. | 6.93 KV;490 KVAR;SINGLE PHASE;32.5 MICRO FARAD;71 AMP CONT @ 50 HZ;NON PCB IMPREG ;2 BUSHINGS PER UNIT;TO SUIT ENERGEX 5.4 MVAR CAPACITOR BANKS WITH ABB | ABB | ABB FAN PTY LTD | ABB CHD 720B | CURRENT
000021804 | JOINT,ELECTRICAL POWER CABLE | 33 KV;FOR 0.5 SQ IN COPPER CONDUCTOR; 3 CORE OIL FILLED PAPER INSULATED;TO 630 SQ MM CU COND XLPE INSULATED;CORR COPPER SHEATED CABLES;TRIFURCATING | INTERTEC | INTERTECH ENGINEERING PTY LTD | 03-KTU-609-FA | STRATEGIC SPARE
000021805 | PILLAR C & I | C/W CFS UNITS & BUSBAR ASSEMBLY;LARGE COMMERCIAL/INDUSTRIAL ELECTRICITY SUPPLY PILLAR C/W BASE,SC21753 & TURRET;SC21752 & 2 X 400 AMP CFS UNITS;SC15832 & | WEBER | WEBER SOUTH PACIFIC PTY LTD | VP24002-F01 | CURRENT
000021806 | PILLAR C & I | C/W BLANK FUSE PANEL & FRAME;C/W LARGE COMMERCIAL/INDUSTRIAL ELECTRICITY SUPPLY PILLAR;C/W BASE;SC21753 & TURRETT; SC21752 & BLANK FUSE PANEL & FRAME; | WEBER | WEBER SOUTH PACIFIC PTY LTD | VP0000-EGX01 | CURRENT
000021807 | PANEL,LINKING | LARGE COMMERCIAL/INDUSTRIAL ELECTICITY SUPPLY PILLAR;TO SUIT BASE SC21753 & TURRET SC21752;PANEL SUITS FRAME SC21806; | WEBER | WEBER SOUTH PACIFIC PTY LTD | PANEL LINKING | PURCHASE AS REQUIRED
000021808 | BLADE,RECIPROCATING SAW | General Purpose, 300mm, 10/14 TPI, for use on Wood, Metal & Plastic | C&LTOOL | CALTCO T/A C&L TOOL CENTRE | MILWA48005194 | CURRENT
000021808 | BLADE,RECIPROCATING SAW | General Purpose, 300mm, 10/14 TPI, for use on Wood, Metal & Plastic | ATOMSUPP | ATOM SUPPLY | 32650018 | CURRENT
000021808 | BLADE,RECIPROCATING SAW | General Purpose, 300mm, 10/14 TPI, for use on Wood, Metal & Plastic | STATEWD | STATEWIDE FSTNERS & ENG SPLS PL | 20583-110R | CURRENT
000021810 | METER,LOGGER | NON GAS; BATTERY 10.8V, 34 AH NOT CONNECTED; ENCLOSURE 290MMX190MMX900MM; INCLUDES MODEM (23967) ANTENNA (17200) & BRACKET (17201); ROAD FREIGHT ONLY; | EAQ | ELECTRONICS ASSEMBLY QUEENSLAND PTY LTD | PIM3 BATTERY POWERED | CURRENT
000021820 | TERMINAL,LUG | CABAC COPPER REDUCING LINK;SUIT CONDUCTORS 120 MM & 50 MM; | LEGEND | LEGEND POWER SYSTEMS | CASR120/50 | CURRENT
000021820 | TERMINAL,LUG | CABAC COPPER REDUCING LINK;SUIT CONDUCTORS 120 MM & 50 MM; | REXEL | REXEL PTY LTD | CASR120/50 | CURRENT
000021821 | FUSE,CARTRIDGE | BOLT IN;112 MM HOLE CENTRES;50 AMP; 415 V AC;80 KA; | NHP | NHP ELECTRICAL ENGINEERING | NTBC50 | PURCHASE AS REQUIRED
000021770 | FIXTURE,LIGHTING | MERCURY VAPOUR;80 W,250 V;NOSTALGIA; SPARE LANTERN;METALWORK FINISHED M80 BLACK;C/W INTEGRAL HPF,BI CONTROL GEAR LAMP & PHOTO ELECTRIC SWITCH & | GERARD | GERARD PROFESSIONAL SOLUTIONS PL | LB11BD21NAL | PHASING
000021822 | CLIP, RETAINING | TO SUIT SC10604 END CAP RUBBER BOOT SEAL; | DULMISON | DULMISON (AUST) PTY LTD | 1018567-2 + CE TYPE 1 INSERT | CURRENT
000021823 | WEDGE,CABLE BELLING TOOL. | INSULATING RED PLASTIC BELLING TOOL;FOR FLARING CUT EDGES OF LEAD SHEATHED U/G CABLE 25 MM DIA;TOOL 140 MM LG;70 MM TAPER;30 MM RAD;1000 V RATED TO IEC60900 | PENTA | PENTA AUST (TMAC THEW & MCCANN/HYLEC) | PA10365 | CURRENT
000021823 | WEDGE,CABLE BELLING TOOL. | INSULATING RED PLASTIC BELLING TOOL;FOR FLARING CUT EDGES OF LEAD SHEATHED U/G CABLE 25 MM DIA;TOOL 140 MM LG;70 MM TAPER;30 MM RAD;1000 V RATED TO IEC60900 | THEWMCAN | TMAC THEW & MCCANN GROUP | TM10365 | CURRENT
000021823 | WEDGE,CABLE BELLING TOOL. | INSULATING RED PLASTIC BELLING TOOL;FOR FLARING CUT EDGES OF LEAD SHEATHED U/G CABLE 25 MM DIA;TOOL 140 MM LG;70 MM TAPER;30 MM RAD;1000 V RATED TO IEC60900 | HENCHMAN | HENCHMAN PRODUCTS | LEMP BRAND 654000 | CURRENT
000021823 | WEDGE,CABLE BELLING TOOL. | INSULATING RED PLASTIC BELLING TOOL;FOR FLARING CUT EDGES OF LEAD SHEATHED U/G CABLE 25 MM DIA;TOOL 140 MM LG;70 MM TAPER;30 MM RAD;1000 V RATED TO IEC60900 | CABLACES | CABLACES | LEMP BRAND 654000 | CURRENT
000021824 | CABLE BOX. | 36 KV;2000 AMP;25 KA,3 SEC;BUSBAR CABLE BOX;SF6 INSULATED BUS;BOTTOM ENTRY; SUITABLE FOR 2 X 630 SQ MM XLPE CABLES PER PHASE;TO SUIT HITACHI C-GIS | HITACHI | HITACHI ENERGY AUSTRALIA LTD | CABLE BOX C-GIS SWITCHGEAR | PURCHASE AS REQUIRED
000021825 | CABLE,ASSEMBLY | RADIO CABLE ;USED TO CONNECT LIGHTNING ARRESTORS TO RADIO;U/W SC21172 RADIO SET & SC21708 SURGE ARRESTER;P/N CA-0041 3A18A70-08 70 CM SMA-MALE TO N -MALE; | HUBSUH | HUBER + SUHNER (AUST) PTY LTD | 84108125 | CURRENT
000021825 | CABLE,ASSEMBLY | RADIO CABLE ;USED TO CONNECT LIGHTNING ARRESTORS TO RADIO;U/W SC21172 RADIO SET & SC21708 SURGE ARRESTER;P/N CA-0041 3A18A70-08 70 CM SMA-MALE TO N -MALE; | ROJONE | ROJONE PTY LTD | CA-00413A18A70-08 | CURRENT
000021811 | TAPE,INSULATION,ELECTRICAL | 3M Super 33+ Premium Vinyl, Black, 19mm x 20m, UV Resistant, Flame Retardant, for Indoor & Outdoor use | BLKWOOD | J BLACKWOOD & SON LTD | 00659008 | CURRENT
000021811 | TAPE,INSULATION,ELECTRICAL | 3M Super 33+ Premium Vinyl, Black, 19mm x 20m, UV Resistant, Flame Retardant, for Indoor & Outdoor use | 3M | 3M AUSTRALIA PTY LTD | 80611207012 | CURRENT
000021811 | TAPE,INSULATION,ELECTRICAL | 3M Super 33+ Premium Vinyl, Black, 19mm x 20m, UV Resistant, Flame Retardant, for Indoor & Outdoor use | GILBLODG | GILBERT LODGE AUSTRALIA | 3M33PLUS-20 | CURRENT
000021812 | CABLE,ASSEMBLY | DSS ANTENNA CABLE ASSEMBLY;LOW LOSS LMR400 COAXIAL CABLE,CONTAINED IN GREY CONDUIT;TERMINATED ONE END IN HIGH QUALITY N TYPE CONNECTOR;15 M ROLL; | ZCG | ZCG SCALAR CAPALABA QLD | ENG-CS400-70-FC-I | CURRENT
000021812 | CABLE,ASSEMBLY | DSS ANTENNA CABLE ASSEMBLY;LOW LOSS LMR400 COAXIAL CABLE,CONTAINED IN GREY CONDUIT;TERMINATED ONE END IN HIGH QUALITY N TYPE CONNECTOR;15 M ROLL; | HUBSUH | HUBER + SUHNER (AUST) PTY LTD | 84105376 | CURRENT
000021826 | CONTACT,ELECTRICAL | CONTACT FIXED LSA;SUIT AEI LSA TAPCHANGER; | ERGON | ERGON ENERGY | C310 | CURRENT
000021830 | TRANSFORMER,POWER | 132 KV/11 KV/11 KV;60 MVA;3 PHASE;GROUND MTG;HV BSH 180 LV AIR;MINERAL OIL INSULATED;ODAF;YND 11/D11;C/W VACCUM OLTC 27 TAP POSN;FREE STANDING RADIATOR; | WILSON | WILSON TRANSFORMER CO. PTY LTD | 132 KV/11 KV/11 KV 60 MVA | PURCHASE AS REQUIRED
000021832 | BUSBAR | BUSBAR TERMINAL PALM EXTENSION; 60 MM LG X 25 MM W X 3 MM THK;WITH 2 HOLES TO SUIT 12 MM & 8 MM BOLTS; | PENTA | PENTA AUST (TMAC THEW & MCCANN/HYLEC) | PA21886 | CURRENT
000021832 | BUSBAR | BUSBAR TERMINAL PALM EXTENSION; 60 MM LG X 25 MM W X 3 MM THK;WITH 2 HOLES TO SUIT 12 MM & 8 MM BOLTS; | HYLEC | HYLEC PTY LTD | PALM EXT | CURRENT
000021836 | REGULATOR,STEP VOLTAGE | 33 KV;3 PHASE;30 MVA;GROUND MTG;HV INPUT AIR 180 HV OUTPUT AIR;MINERAL OIL INSULATED; ONAF;YNAOD11;C/W 17 TAP POSN OLTC;ATTACHED RADIATOR; | WILSON | WILSON TRANSFORMER CO. PTY LTD | 33 KV 30 MVA | PURCHASE AS REQUIRED
000021837 | WASHER,CONVEX | STAINLESS STEEL;M12 BOLT SIZE;24 MM OD; 1.85 MM THK;BELLEVILLE;BOX OF 100; BELLEVILLE WASHER;U/W TERMINATING 35 SQ MM CABLE LUGS; | HOBSON | HOBSON ENGINEERING CO PTY LTD 393904 | WR04BM12 | CURRENT
000021837 | WASHER,CONVEX | STAINLESS STEEL;M12 BOLT SIZE;24 MM OD; 1.85 MM THK;BELLEVILLE;BOX OF 100; BELLEVILLE WASHER;U/W TERMINATING 35 SQ MM CABLE LUGS; | SUMMIT | SUMMIT GROUP | 6WBMS212 | CURRENT
000021837 | WASHER,CONVEX | STAINLESS STEEL;M12 BOLT SIZE;24 MM OD; 1.85 MM THK;BELLEVILLE;BOX OF 100; BELLEVILLE WASHER;U/W TERMINATING 35 SQ MM CABLE LUGS; | THEWMCAN | TMAC THEW & MCCANN GROUP | M12-L-1.8-301 | CURRENT
000021838 | MASK,AIR FILTERING | Disposable, Surgical Cup Type Mask, KN95, for Influenza Strain Type Symptoms | ENERGEX | ENERGEX | 4SAD200 | CURRENT
000021838 | MASK,AIR FILTERING | Disposable, Surgical Cup Type Mask, KN95, for Influenza Strain Type Symptoms | HARCOR | HARCOR SECURITY SEALS | HA90095 | CURRENT
000021838 | MASK,AIR FILTERING | Disposable, Surgical Cup Type Mask, KN95, for Influenza Strain Type Symptoms | ATOMSUPP | ATOM SUPPLY | 60016272 | CURRENT
000021838 | MASK,AIR FILTERING | Disposable, Surgical Cup Type Mask, KN95, for Influenza Strain Type Symptoms | RRL | R.R.L.ENTERPRISES PTY LTD | 606020 | CURRENT
000021833 | CUSHION KIT,DOWNLEAD | FOR CONCRETE POLES;TO SUIT 11.9 MM - 14.3 MM;FIBRE ALIGN DOWNLOAD CUSHION KIT; | PLP AUST | PREFORMED LINE PRODUCTS (AUST) | OFDLC-8003042A | CURRENT
000021831 | NUT,HOOK | STEEL;GALV;M16 HOOK NUT; | PLP AUST | PREFORMED LINE PRODUCTS (AUST) | ENGO-16 | CURRENT
000021839 | KEY,SOCKET HEAD SCREW | ALLEN KEY SOCKET;8 MM HEX; 1/2 IN DRIVE;U/W 8 MM HEX SOCKET HD SCREWS ON TUNNEL TERMINALS CONNECTING HV CCT TO HV BUSHINGS,ON 11 KV NOJA BRAND PMR'S | C&LTOOL | CALTCO T/A C&L TOOL CENTRE | GEN446008 | CURRENT
000021839 | KEY,SOCKET HEAD SCREW | ALLEN KEY SOCKET;8 MM HEX; 1/2 IN DRIVE;U/W 8 MM HEX SOCKET HD SCREWS ON TUNNEL TERMINALS CONNECTING HV CCT TO HV BUSHINGS,ON 11 KV NOJA BRAND PMR'S | STATEWD | STATEWIDE FSTNERS & ENG SPLS PL | SIHM8 | CURRENT
000021813 | BRACKET,MOUNTING | CROSSARM MOUNTED;SUIT ANTENNA BASE UP TO 38 MM;DIA MIN 400 MM LG; USE WITH REMOTE CONTROLLED POLE MOUNTED PLANT; | GREATWST |  | BRACKET,MOUNTING | CURRENT
000021840 | SWITCH FUSE GEAR | LUCY FRMU TRIPLEX GLAND PLATE; TEE-OFF SPLIT GLAND PLATE ASSEMBLY, FOR ENERGEX;FOR USE WITH TRIPLEX CABLE TERMINATION; | ADAPT | ADAPT AUSTRALIA PTY LTD | DUB0001849 | CURRENT
000021841 | STRAPPING | POLYESTER STRAPPING BAND; 19 MM X 1.00 MM X 1000 M ROLL;BLACK SMOOTH WAXED ;U/W FROMM BATTERY TENSIONER;PACK OF 1, PACK WEIGHT 23.5 KG;INTERCHANGEABLE WITH | AWS |  | 4960.100 | CURRENT
000021843 | CIRCUIT BREAKER | GENERAL PURPOSE;240 V AC;50 AMP; SINGLE POLE;D CURVE;6 KA BREAK CAPACITY;DIN RAIL MTG;PACK 1 | NHP | NHP ELECTRICAL ENGINEERING | DTCB6150C | PURCHASE AS REQUIRED
000012957 | SIGN | WARNING DO NOT OPEN DOOR UNTIL EQUIPMENT IS TESTED & EARTHED;ABS PLASTIC;SCREEN PRINTED;360 MM LG,200 MM W,3 MM THK;FOR USE WITH A/F COUPLING EQUIPMENT; | ARTCRAFT | ARTCRAFT PTY LTD | 12957 | CURRENT
000012957 | SIGN | WARNING DO NOT OPEN DOOR UNTIL EQUIPMENT IS TESTED & EARTHED;ABS PLASTIC;SCREEN PRINTED;360 MM LG,200 MM W,3 MM THK;FOR USE WITH A/F COUPLING EQUIPMENT; | UES | UTILITY ENGRAVING & SIGNS | SIGN | CURRENT
000021850 | RACK,CABLE | TEE;90 DEG;300 MM INNER RADIUS;600 MM W; SUIT NEMA 12B;PACK OF 1;USED IN SUBSTNS; | EZYSTRUT | EZYSTRUT CABLE & PIPE SUPPORTS | N1T6003H | PURCHASE AS REQUIRED
000021851 | RACK,CABLE | FLAT BEND;90 DEG;300 MM INNER RADIUS; 600 MM W;SUIT NEMA 12B;PACK OF 1;USED IN SUBSTNS; | EZYSTRUT | EZYSTRUT CABLE & PIPE SUPPORTS | N1B6003H | PURCHASE AS REQUIRED
000021852 | CONNECTOR,BUSBAR | 40 MM OD TUBE TO FLAT;TINNED;TERMINAL PALM DRILLED;PACK OF 1;USED ON 110 KV CABLE SEALING END; | HYLEC | HYLEC PTY LTD | CCS40T | PURCHASE AS REQUIRED
000021853 | CONVERTER,FREQUENCY,STATIC | SIGNAL GENERATION EQUIPMENT;40 KVA; C/W 2 OUTPUTS INCLUDING 6 AMMETERS & ISOLATOR SWITCHES SUPPLIED IN OUTDOOR RITTAL CUBICLE; | LANDGYR |  | SFU-K 103 | PHASING
000021854 | CABLE,FIBRE OPTIC | Aerial, 72 Fibres SMOF, ADSS, Short Span (0-250mm), 12.6mm Dia, Drum Dia 1400/840/1065, 4000m Drum | OPTIMAL | OPTIMAL CABLE SERVICES PTY LTD | EMM61ELA072BK | CURRENT
000021854 | CABLE,FIBRE OPTIC | Aerial, 72 Fibres SMOF, ADSS, Short Span (0-250mm), 12.6mm Dia, Drum Dia 1400/840/1065, 4000m Drum | AFLG | AFL GLOBAL | EMM61ELA072BK | CURRENT
000021855 | CLEVIS,TONGUE | STEEL FORGED;GALV;HOT DIPPED;120 KN; CLEVIS TONGUE TWISTED;C/W M16 CLASS` 8.8 BOLT & NUT;AS1154.1-2004; | DULMISON | DULMISON (AUST) PTY LTD | TCT-120 | PURCHASE AS REQUIRED
000021855 | CLEVIS,TONGUE | STEEL FORGED;GALV;HOT DIPPED;120 KN; CLEVIS TONGUE TWISTED;C/W M16 CLASS` 8.8 BOLT & NUT;AS1154.1-2004; | PLP AUST | PREFORMED LINE PRODUCTS (AUST) | 120 KN | PURCHASE AS REQUIRED
000021855 | CLEVIS,TONGUE | STEEL FORGED;GALV;HOT DIPPED;120 KN; CLEVIS TONGUE TWISTED;C/W M16 CLASS` 8.8 BOLT & NUT;AS1154.1-2004; | DULHUNTY | DULHUNTY INDUSTRIES PTY LTD | 120 KN | PURCHASE AS REQUIRED
000021856 | CLEVIS,TONGUE | STEEL FORGED;GALV;HOT DIPPED;120 KN; Y CLEVIS TONGUE TWISTED;C/W M16 CLASS 8.8 BOLT & NUT; | DULHUNTY | DULHUNTY INDUSTRIES PTY LTD | TYC-120 | CURRENT
000021857 | BOX,ELECTRICAL,MULTIAPPLICATION. | POLYCARBONATE;198 MM H,294 MM W;C/W 2 SWITCHES;1 X STRAIGHT SOCKET OUTLET, 1 X ROUND SOCKET OUTLET;RCD & LID; | HAYMANS | HAYMANS ELECTRICAL | QEPSSUMPPUMPJBOX | PURCHASE AS REQUIRED
000021859 | BIT,AUGER | Impact, 15mm Dia, 225mm OAL, Steel, Ring Twist, 7/16" Hex Shank, Quick Release | LEGEND | LEGEND POWER SYSTEMS | MSS-15205 | CURRENT
000021859 | BIT,AUGER | Impact, 15mm Dia, 225mm OAL, Steel, Ring Twist, 7/16" Hex Shank, Quick Release | SPECFORC | SPECIALISED FORCE | STMSF815225 | CURRENT
000021860 | CIRCUIT BREAKER | INDOOR METALCLAD SWITCHGEAR & CONTROL GEAR ASSEMBLY;12 KV;1250 AMP;25 KA; SINGLE FEEDER UNIT;WIRING PROVISION FOR 3OCEFSEF,BZ FEEDER DIFFERENTIAL & | HAWKSIDD | HAWKER SIDDELEY SWITCHGEAR LTD | ECLIPSE | PURCHASE AS REQUIRED
000021861 | CIRCUIT BREAKER | INDOOR SWITCHGEAR & CONTROL GEAR PANEL;12 KV;800 AMP;20 KA 3 SEC;DOUBLE FEEDER CIRCUITS;WIRING PROVISION FOR 3OCEFSEF,BZ,FI & METERING; | IPSOL | I POWER SOLUTIONS HEMMANT QLD 4174 | BV (MODEL A) | PURCHASE AS REQUIRED
000021845 | PULLING EYE & END SEAL | FOR 33 KV;630 SQ MM CORRUGATED COPPER SHEATH CABLE;CRIMP TYPE;PULLING EYE REQUIRED FOR PART DRUMS; | CLPDIST | CLP DISTRIBUTORS | CEC6-072 | CURRENT
000021846 | PULLING EYE & END SEAL | FOR 33 KV;800 SQ MM CORRUGATED COPPER SHEATH CABLE;CRIMP TYPE;PULLING EYE REQUIRED FOR PART DRUMS; | CLPDIST | CLP DISTRIBUTORS | CEC6-078 | PURCHASE AS REQUIRED
000021848 | BRACKET, CANTILEVER | STEEL;GALV HOT DIPPED;600 MM LG;E1001 ARM;PACK OF 1,PACK WEIGHT 4.29 KG; | EZYSTRUT | EZYSTRUT CABLE & PIPE SUPPORTS | E2544 | PURCHASE AS REQUIRED
000021862 | SLING,RESCUE EQUIPMENT | Fluoro Yellow, 25mm x 1.2m Lg Round Sling, for Transformer Access Kit | HEIGHDYN | HEIGHT DYNAMICS | HD R32KN 1200 ENE | CURRENT
000021862 | SLING,RESCUE EQUIPMENT | Fluoro Yellow, 25mm x 1.2m Lg Round Sling, for Transformer Access Kit | HEIGHDYN | HEIGHT DYNAMICS | R32KN 1200 ENE | CURRENT
000021863 | SLING,ENDLESS | SYNTHETIC ENDLESS ROUND SLING; REPLACEMENT ITEM FOR HARNESS KIT; WLL 400 KG;POLYESTER WEBBING;1.5 M LG; RED COLOUR; | HEIGHDYN | HEIGHT DYNAMICS | AT010622044 | PURCHASE AS REQUIRED
000021863 | SLING,ENDLESS | SYNTHETIC ENDLESS ROUND SLING; REPLACEMENT ITEM FOR HARNESS KIT; WLL 400 KG;POLYESTER WEBBING;1.5 M LG; RED COLOUR; | HEIGHDYN | HEIGHT DYNAMICS | 1.5M LG RED | PURCHASE AS REQUIRED
000021865 | PANEL,INTERFACE | P5.0 PARALLEL I/O INTERFACE KIT;INCLUDES 1 X DIGITAL INTERFACE (PCB 4104A);1 X AN ANALOGUE INTERFACE (PCB 4105A);1 X 10 WAY CONNECTION RIBBON CABLE; BY DIGILIN | DIGILIN |  | PARALLEL I/O INTERFACE KIT | PURCHASE AS REQUIRED
000021849 | SIGN | WARNING-MAIN EARTH GRID CONNECTION; DO NOT REMOVE;90 MM W;50 MM H;1.6 MM YELLOW/BLACK ROWMARK; | UES | UTILITY ENGRAVING & SIGNS | WARNING | CURRENT
000021868 | RELAY,ELECTROMAGNETIC | GENERAL PURPOSE;110 V TO 125 V DC COIL; 300 V DC/250 V AC CONT;5 AMP CONTINEOUS; 6 NO CONT;NON-LATCHING AUX;PLUG-IN,ONE SEAT BASE; | ABB | ABB FAN PTY LTD | TYPE RXMA1 RK211063-AN | CURRENT
000021867 | BRACKET,POLE | SINGLE PHASE REGULATOR TO POLE;SUIT MCGRAW EDISON VR32 VOLTAGE REGULATOR; FOR USE WITH CLOSED DELTA INSTALLATIONS ONLY;BKT IS FOR 3RD TANK BOLTED DIRECT | ERGON | ERGON ENERGY | ERGON SC0104588 | PURCHASE AS REQUIRED
000021869 | WIRE,ELECTRICAL | AERIAL;ACSR/AC CONDUCTOR;4/3.75,3/3.75 MM;W/GREASED CORE;CODE TENNIS; | PWRGRID | POWER GRID CABLES PTY LTD WINDSOR NSW | ACSR/AC AERIAL | STRATEGIC SPARE
000021870 | CELL,COUPLING | AUDIO FREQUENCY LOAD CONTROL;TYPE E SC16607;INSTALLED IN OUTDOOR CUBICLE SC16608; | ERGON | ERGON ENERGY | TYPE E | PURCHASE AS REQUIRED
000021871 | RELAY,ELECTROMAGNETIC | GENERAL PURPOSE;24 V DC COIL;300 V DC/ 250 V AC CONTACTS;5 AMP CONTINOUS;6 NO CONT;NON LATCHING AUX;PLUG-IN ONE SEAT BASE; | ABB | ABB FAN PTY LTD | RXMA1 RK211063-AD | PURCHASE AS REQUIRED
000030058 | BEND,NONMETALLIC RIGID CONDUIT | UPVC;ORANGE;20 MM NOM SIZE;HVY DUTY; 90 DEG;152 RAD;SOCKET MOULDED BOTH ENDS; MARKED ELECTRICITY SUPPLY CABLES;AS2053 ;FOR CONTRACTORS USE ONLY; | TRI UGRD | TRI UNDERGROUND AUSTRALIA PTY LTD | HDE2090150FFS | PHASING
000030058 | BEND,NONMETALLIC RIGID CONDUIT | UPVC;ORANGE;20 MM NOM SIZE;HVY DUTY; 90 DEG;152 RAD;SOCKET MOULDED BOTH ENDS; MARKED ELECTRICITY SUPPLY CABLES;AS2053 ;FOR CONTRACTORS USE ONLY; | HAYMANS | HAYMANS ELECTRICAL | CONX20HD152R90 | PHASING
000030058 | BEND,NONMETALLIC RIGID CONDUIT | UPVC;ORANGE;20 MM NOM SIZE;HVY DUTY; 90 DEG;152 RAD;SOCKET MOULDED BOTH ENDS; MARKED ELECTRICITY SUPPLY CABLES;AS2053 ;FOR CONTRACTORS USE ONLY; | VINIDEX |  | 30810 | PHASING
000030059 | BEND,NONMETALLIC RIGID CONDUIT | UPVC;ORANGE;25 MM NOM SIZE;HVY DUTY; 90 DEG;152 RAD;SOCKET MOULDED BOTH ENDS; MARKED ELECTRICITY SUPPLY CABLES;AS2053 ;FOR CONTRACTORS USE ONLY; | TRI UGRD | TRI UNDERGROUND AUSTRALIA PTY LTD | HDE2590150FFS | CURRENT
000030059 | BEND,NONMETALLIC RIGID CONDUIT | UPVC;ORANGE;25 MM NOM SIZE;HVY DUTY; 90 DEG;152 RAD;SOCKET MOULDED BOTH ENDS; MARKED ELECTRICITY SUPPLY CABLES;AS2053 ;FOR CONTRACTORS USE ONLY; | HAYMANS | HAYMANS ELECTRICAL | CONX25HD152R90 | CURRENT
000030059 | BEND,NONMETALLIC RIGID CONDUIT | UPVC;ORANGE;25 MM NOM SIZE;HVY DUTY; 90 DEG;152 RAD;SOCKET MOULDED BOTH ENDS; MARKED ELECTRICITY SUPPLY CABLES;AS2053 ;FOR CONTRACTORS USE ONLY; | VINIDEX |  | 30820 | CURRENT
000030060 | BEND,NONMETALLIC RIGID CONDUIT | UPVC;ORANGE;32 MM NOM SIZE;HVY DUTY; 90 DEG;304 RAD;SOCKET MOULDED BOTH ENDS; MARKED ELECTRICITY SUPPLY CABLES; AS2053;FOR CONTRACTORS USE ONLY; | TRI UGRD | TRI UNDERGROUND AUSTRALIA PTY LTD | HDE3290300FFS | CURRENT
000030060 | BEND,NONMETALLIC RIGID CONDUIT | UPVC;ORANGE;32 MM NOM SIZE;HVY DUTY; 90 DEG;304 RAD;SOCKET MOULDED BOTH ENDS; MARKED ELECTRICITY SUPPLY CABLES; AS2053;FOR CONTRACTORS USE ONLY; | HAYMANS | HAYMANS ELECTRICAL | CONX32HD300R90 | CURRENT
000030060 | BEND,NONMETALLIC RIGID CONDUIT | UPVC;ORANGE;32 MM NOM SIZE;HVY DUTY; 90 DEG;304 RAD;SOCKET MOULDED BOTH ENDS; MARKED ELECTRICITY SUPPLY CABLES; AS2053;FOR CONTRACTORS USE ONLY; | VINIDEX |  | 30830 | CURRENT
000030060 | BEND,NONMETALLIC RIGID CONDUIT | UPVC;ORANGE;32 MM NOM SIZE;HVY DUTY; 90 DEG;304 RAD;SOCKET MOULDED BOTH ENDS; MARKED ELECTRICITY SUPPLY CABLES; AS2053;FOR CONTRACTORS USE ONLY; | IPLEX | IPLEX PIPELINES AUSTRALIA PTY LTD | F75 | CURRENT
000030061 | BEND,NONMETALLIC RIGID CONDUIT | UPVC;ORANGE;63 MM NOM SIZE;HVY DUTY; 90 DEG;304 RAD;SOCKET MOULDED BOTH ENDS; MARKED ELECTRICITY SUPPLY CABLES;AS2053 ;FOR CONTRACTORS USE ONLY; | TRI UGRD | TRI UNDERGROUND AUSTRALIA PTY LTD | HDE6390300FFS | VENDOR HELD
000030061 | BEND,NONMETALLIC RIGID CONDUIT | UPVC;ORANGE;63 MM NOM SIZE;HVY DUTY; 90 DEG;304 RAD;SOCKET MOULDED BOTH ENDS; MARKED ELECTRICITY SUPPLY CABLES;AS2053 ;FOR CONTRACTORS USE ONLY; | HAYMANS | HAYMANS ELECTRICAL | CONX63HD300R90 | VENDOR HELD
000030061 | BEND,NONMETALLIC RIGID CONDUIT | UPVC;ORANGE;63 MM NOM SIZE;HVY DUTY; 90 DEG;304 RAD;SOCKET MOULDED BOTH ENDS; MARKED ELECTRICITY SUPPLY CABLES;AS2053 ;FOR CONTRACTORS USE ONLY; | VINIDEX |  | 30870 | VENDOR HELD
000030062 | BEND,NONMETALLIC RIGID CONDUIT | UPVC;ORANGE;80 MM NOM SIZE;HVY DUTY; 90 DEG;356 RAD;SOCKET MOULDED BOTH ENDS; MARKED ELECTRICITY SUPPLY CABLES;AS2053 ;FOR CONTRACTORS USE ONLY; | TRI UGRD | TRI UNDERGROUND AUSTRALIA PTY LTD | HDE8090356FFS | VENDOR HELD
000030062 | BEND,NONMETALLIC RIGID CONDUIT | UPVC;ORANGE;80 MM NOM SIZE;HVY DUTY; 90 DEG;356 RAD;SOCKET MOULDED BOTH ENDS; MARKED ELECTRICITY SUPPLY CABLES;AS2053 ;FOR CONTRACTORS USE ONLY; | HAYMANS | HAYMANS ELECTRICAL | CONX80HD450R90 | VENDOR HELD
000030062 | BEND,NONMETALLIC RIGID CONDUIT | UPVC;ORANGE;80 MM NOM SIZE;HVY DUTY; 90 DEG;356 RAD;SOCKET MOULDED BOTH ENDS; MARKED ELECTRICITY SUPPLY CABLES;AS2053 ;FOR CONTRACTORS USE ONLY; | VINIDEX |  | 30880 | VENDOR HELD
000030063 | BEND,NONMETALLIC RIGID CONDUIT | UPVC;ORANGE;100 MM NOM SIZE;HVY DUTY 90 DEG;460 RAD;SOCKET MOULDED BOTH ENDS; MARKED ELECTRICITY SUPPLY CABLES;AS2053 ;FOR CONTRACTORS USE ONLY; | VINIDEX |  | 30900 | VENDOR HELD
000030064 | BEND,NONMETALLIC RIGID CONDUIT | UPVC;ORANGE;150 MM NOM SIZE;HVY DUTY 90 DEG;635 RAD;SOCKET MOULDED BOTH ENDS; MARKED ELECTRICITY SUPPLY CABLES;AS2053 ;FOR CONTRACTORS USE ONLY; | TRI UGRD | TRI UNDERGROUND AUSTRALIA PTY LTD | HDE15090600FFS | CURRENT
000030064 | BEND,NONMETALLIC RIGID CONDUIT | UPVC;ORANGE;150 MM NOM SIZE;HVY DUTY 90 DEG;635 RAD;SOCKET MOULDED BOTH ENDS; MARKED ELECTRICITY SUPPLY CABLES;AS2053 ;FOR CONTRACTORS USE ONLY; | HAYMANS | HAYMANS ELECTRICAL | FABH6090125 | CURRENT
000030064 | BEND,NONMETALLIC RIGID CONDUIT | UPVC;ORANGE;150 MM NOM SIZE;HVY DUTY 90 DEG;635 RAD;SOCKET MOULDED BOTH ENDS; MARKED ELECTRICITY SUPPLY CABLES;AS2053 ;FOR CONTRACTORS USE ONLY; | VINIDEX |  | 30960 | CURRENT
000030065 | BEND,NONMETALLIC RIGID CONDUIT | UPVC;ORANGE;80 MM NOM SIZE;LT DUTY; 15 DEG;1830 RAD;SOCKET MOULDED BOTH ENDS;MARKED "ELECTRICITY SUPPLY CABLES; AS2053;FOR CONTRACTORS USE ONLY; | TRI UGRD | TRI UNDERGROUND AUSTRALIA PTY LTD | LDE80151830FFS | VENDOR HELD
000030065 | BEND,NONMETALLIC RIGID CONDUIT | UPVC;ORANGE;80 MM NOM SIZE;LT DUTY; 15 DEG;1830 RAD;SOCKET MOULDED BOTH ENDS;MARKED "ELECTRICITY SUPPLY CABLES; AS2053;FOR CONTRACTORS USE ONLY; | HAYMANS | HAYMANS ELECTRICAL | CONX80LD1830R15 | VENDOR HELD
000030065 | BEND,NONMETALLIC RIGID CONDUIT | UPVC;ORANGE;80 MM NOM SIZE;LT DUTY; 15 DEG;1830 RAD;SOCKET MOULDED BOTH ENDS;MARKED "ELECTRICITY SUPPLY CABLES; AS2053;FOR CONTRACTORS USE ONLY; | VINIDEX |  | 31915 | VENDOR HELD
000030066 | BEND,NONMETALLIC RIGID CONDUIT | UPVC;WHITE;20 MM NOM SIZE;LT DUTY;90 DEG ;152 RAD;SOCKET MOULDED BOTH ENDS; MARKED TELECOMMUNICATION CABLE; FOR CONTRACTORS USE ONLY; | TRI UGRD | TRI UNDERGROUND AUSTRALIA PTY LTD | COM2090150FFS | CURRENT
000030066 | BEND,NONMETALLIC RIGID CONDUIT | UPVC;WHITE;20 MM NOM SIZE;LT DUTY;90 DEG ;152 RAD;SOCKET MOULDED BOTH ENDS; MARKED TELECOMMUNICATION CABLE; FOR CONTRACTORS USE ONLY; | VINIDEX |  | 32450 | CURRENT
000030067 | BEND,NONMETALLIC RIGID CONDUIT | UPVC;WHITE;32 MM NOM SIZE;LT DUTY;90 DEG ;305 RAD;SOCKET MOULDED BOTH ENDS; MARKED TELECOMMUNICATION CABLE; FOR CONTRACTORS USE ONLY; | TRI UGRD | TRI UNDERGROUND AUSTRALIA PTY LTD | COM3290300FFS | VENDOR HELD
000030067 | BEND,NONMETALLIC RIGID CONDUIT | UPVC;WHITE;32 MM NOM SIZE;LT DUTY;90 DEG ;305 RAD;SOCKET MOULDED BOTH ENDS; MARKED TELECOMMUNICATION CABLE; FOR CONTRACTORS USE ONLY; | VINIDEX |  | 32490 | VENDOR HELD
000030068 | BEND,NONMETALLIC RIGID CONDUIT | UPVC;WHITE;80 MM NOM SIZE;LT DUTY;90 DEG ;600 RAD;SOCKET MOULDED BOTH ENDS; MARKED TELECOMMUNICATION CABLE; FOR CONTRACTORS USE ONLY; | TRI UGRD | TRI UNDERGROUND AUSTRALIA PTY LTD | COM8090600FFS | VENDOR HELD
000030068 | BEND,NONMETALLIC RIGID CONDUIT | UPVC;WHITE;80 MM NOM SIZE;LT DUTY;90 DEG ;600 RAD;SOCKET MOULDED BOTH ENDS; MARKED TELECOMMUNICATION CABLE; FOR CONTRACTORS USE ONLY; | VINIDEX |  | 32519 | VENDOR HELD
000030069 | BEND,NONMETALLIC RIGID CONDUIT | UPVC;WHITE;100 MM NOM SIZE;LT DUTY; 90 DEG;584 RAD;SOCKET MOULDED BOTH ENDS; MARKED TELECOMMUNICATION CABLE; FOR CONTRACTORS USE ONLY; | TRI UGRD | TRI UNDERGROUND AUSTRALIA PTY LTD | COM10090600FFS | VENDOR HELD
000030069 | BEND,NONMETALLIC RIGID CONDUIT | UPVC;WHITE;100 MM NOM SIZE;LT DUTY; 90 DEG;584 RAD;SOCKET MOULDED BOTH ENDS; MARKED TELECOMMUNICATION CABLE; FOR CONTRACTORS USE ONLY; | VINIDEX |  | 32682 | VENDOR HELD
000030070 | CONDUIT,NONMETALLIC,RIGID | 32 MM NOM SIZE;UPVC;GREY;MED DUTY; SOCKET MOULDED ONE END;4 M LG;AS2053; FOR CONTRACTORS USE ONLY; | TRI UGRD | TRI UNDERGROUND AUSTRALIA PTY LTD | CONMD32 | CURRENT
000030070 | CONDUIT,NONMETALLIC,RIGID | 32 MM NOM SIZE;UPVC;GREY;MED DUTY; SOCKET MOULDED ONE END;4 M LG;AS2053; FOR CONTRACTORS USE ONLY; | IPLEX | IPLEX PIPELINES AUSTRALIA PTY LTD | A07 | CURRENT
000030070 | CONDUIT,NONMETALLIC,RIGID | 32 MM NOM SIZE;UPVC;GREY;MED DUTY; SOCKET MOULDED ONE END;4 M LG;AS2053; FOR CONTRACTORS USE ONLY; | HAYMANS | HAYMANS ELECTRICAL | PIP32MD | CURRENT
000030070 | CONDUIT,NONMETALLIC,RIGID | 32 MM NOM SIZE;UPVC;GREY;MED DUTY; SOCKET MOULDED ONE END;4 M LG;AS2053; FOR CONTRACTORS USE ONLY; | VINIDEX |  | 10060 | CURRENT
000030071 | CONDUIT,NONMETALLIC,RIGID | 50 MM NOM SIZE;UPVC;GREY;MED DUTY; SOCKET MOULDED ONE END;4 M LG;AS2053; FOR CONTRACTORS USE ONLY; | TRI UGRD | TRI UNDERGROUND AUSTRALIA PTY LTD | CONMD50P | VENDOR HELD
000030071 | CONDUIT,NONMETALLIC,RIGID | 50 MM NOM SIZE;UPVC;GREY;MED DUTY; SOCKET MOULDED ONE END;4 M LG;AS2053; FOR CONTRACTORS USE ONLY; | IPLEX | IPLEX PIPELINES AUSTRALIA PTY LTD | A09 | VENDOR HELD
000030071 | CONDUIT,NONMETALLIC,RIGID | 50 MM NOM SIZE;UPVC;GREY;MED DUTY; SOCKET MOULDED ONE END;4 M LG;AS2053; FOR CONTRACTORS USE ONLY; | VINIDEX |  | 10100 | VENDOR HELD
000030072 | CONDUIT,NONMETALLIC,RIGID | 20 MM NOM SIZE;UPVC;ORANGE;HVY DUTY; SOCKET MOULDED ONE END;4 M LG;MARKED ELECTRICITY SUPPLY CABLES;AS2053; FOR CONTRACTORS USE ONLY; | TRI UGRD | TRI UNDERGROUND AUSTRALIA PTY LTD | CONHD20 | VENDOR HELD
000030072 | CONDUIT,NONMETALLIC,RIGID | 20 MM NOM SIZE;UPVC;ORANGE;HVY DUTY; SOCKET MOULDED ONE END;4 M LG;MARKED ELECTRICITY SUPPLY CABLES;AS2053; FOR CONTRACTORS USE ONLY; | VINIDEX |  | 10700 | VENDOR HELD
000030073 | CONDUIT,NONMETALLIC,RIGID | 25 MM NOM SIZE;UPVC;ORANGE;HVY DUTY; SOCKET MOULDED ONE END;4 M LG;MARKED ELECTRICITY SUPPLY CABLES;AS2053; FOR CONTRACTORS USE ONLY; | IPLEX | IPLEX PIPELINES AUSTRALIA PTY LTD | A20 | CURRENT
000030073 | CONDUIT,NONMETALLIC,RIGID | 25 MM NOM SIZE;UPVC;ORANGE;HVY DUTY; SOCKET MOULDED ONE END;4 M LG;MARKED ELECTRICITY SUPPLY CABLES;AS2053; FOR CONTRACTORS USE ONLY; | HAYMANS | HAYMANS ELECTRICAL | PIP25HD | CURRENT
000030073 | CONDUIT,NONMETALLIC,RIGID | 25 MM NOM SIZE;UPVC;ORANGE;HVY DUTY; SOCKET MOULDED ONE END;4 M LG;MARKED ELECTRICITY SUPPLY CABLES;AS2053; FOR CONTRACTORS USE ONLY; | VINIDEX |  | 10720 | CURRENT
000030074 | CONDUIT,NONMETALLIC,RIGID | 30 MM NOM SIZE;UPVC;ORANGE;HVY DUTY; SOCKET MOULDED ONE END;4 M LG;MARKED ELECTRICITY SUPPLY CABLES;AS2053; FOR CONTRACTORS USE ONLY; | TRI UGRD | TRI UNDERGROUND AUSTRALIA PTY LTD | CONHD32 | VENDOR HELD
000030074 | CONDUIT,NONMETALLIC,RIGID | 30 MM NOM SIZE;UPVC;ORANGE;HVY DUTY; SOCKET MOULDED ONE END;4 M LG;MARKED ELECTRICITY SUPPLY CABLES;AS2053; FOR CONTRACTORS USE ONLY; | HAYMANS | HAYMANS ELECTRICAL | PIP32HD | VENDOR HELD
000030074 | CONDUIT,NONMETALLIC,RIGID | 30 MM NOM SIZE;UPVC;ORANGE;HVY DUTY; SOCKET MOULDED ONE END;4 M LG;MARKED ELECTRICITY SUPPLY CABLES;AS2053; FOR CONTRACTORS USE ONLY; | VINIDEX |  | 10740 | VENDOR HELD
000030074 | CONDUIT,NONMETALLIC,RIGID | 30 MM NOM SIZE;UPVC;ORANGE;HVY DUTY; SOCKET MOULDED ONE END;4 M LG;MARKED ELECTRICITY SUPPLY CABLES;AS2053; FOR CONTRACTORS USE ONLY; | IPLEX | IPLEX PIPELINES AUSTRALIA PTY LTD | A21 | VENDOR HELD
000030075 | CONDUIT,NONMETALLIC,RIGID | 63 MM NOM SIZE;UPVC;ORANGE;HVY DUTY; SOCKET MOULDED ONE END;4 M LG;MARKED ELECTRICITY SUPPLY CABLES;AS2053; FOR CONTRACTORS USE ONLY; | HAYMANS | HAYMANS ELECTRICAL | PIP63HD | CURRENT
000030075 | CONDUIT,NONMETALLIC,RIGID | 63 MM NOM SIZE;UPVC;ORANGE;HVY DUTY; SOCKET MOULDED ONE END;4 M LG;MARKED ELECTRICITY SUPPLY CABLES;AS2053; FOR CONTRACTORS USE ONLY; | VINIDEX |  | 10800 | CURRENT
000030075 | CONDUIT,NONMETALLIC,RIGID | 63 MM NOM SIZE;UPVC;ORANGE;HVY DUTY; SOCKET MOULDED ONE END;4 M LG;MARKED ELECTRICITY SUPPLY CABLES;AS2053; FOR CONTRACTORS USE ONLY; | IPLEX | IPLEX PIPELINES AUSTRALIA PTY LTD | A24 | CURRENT
000030076 | CONDUIT,NONMETALLIC,RIGID | 80 MM NOM SIZE;UPVC;ORANGE;HVY DUTY; SOCKET MOULDED ONE END;4 M LG;MARKED ELECTRICITY SUPPLY CABLES;AS2053; FOR CONTRACTORS USE ONLY; | TRI UGRD | TRI UNDERGROUND AUSTRALIA PTY LTD | CONHD80P | VENDOR HELD
000030076 | CONDUIT,NONMETALLIC,RIGID | 80 MM NOM SIZE;UPVC;ORANGE;HVY DUTY; SOCKET MOULDED ONE END;4 M LG;MARKED ELECTRICITY SUPPLY CABLES;AS2053; FOR CONTRACTORS USE ONLY; | HAYMANS | HAYMANS ELECTRICAL | PIP80HD | VENDOR HELD
000030076 | CONDUIT,NONMETALLIC,RIGID | 80 MM NOM SIZE;UPVC;ORANGE;HVY DUTY; SOCKET MOULDED ONE END;4 M LG;MARKED ELECTRICITY SUPPLY CABLES;AS2053; FOR CONTRACTORS USE ONLY; | VINIDEX |  | 21030 | VENDOR HELD
000030076 | CONDUIT,NONMETALLIC,RIGID | 80 MM NOM SIZE;UPVC;ORANGE;HVY DUTY; SOCKET MOULDED ONE END;4 M LG;MARKED ELECTRICITY SUPPLY CABLES;AS2053; FOR CONTRACTORS USE ONLY; | IPLEX | IPLEX PIPELINES AUSTRALIA PTY LTD | A25 | VENDOR HELD
000030077 | CONDUIT,NONMETALLIC,RIGID | 150 MM NOM SIZE;UPVC;ORANGE;HVY DUTY; SOCKET MOULDED ONE END;4 M LG;MARKED ELECTRICITY SUPPLY CABLES;AS2053; | TRI UGRD | TRI UNDERGROUND AUSTRALIA PTY LTD | CONHD150P | VENDOR HELD
000030077 | CONDUIT,NONMETALLIC,RIGID | 150 MM NOM SIZE;UPVC;ORANGE;HVY DUTY; SOCKET MOULDED ONE END;4 M LG;MARKED ELECTRICITY SUPPLY CABLES;AS2053; | HAYMANS | HAYMANS ELECTRICAL | PIP150HD | VENDOR HELD
000030077 | CONDUIT,NONMETALLIC,RIGID | 150 MM NOM SIZE;UPVC;ORANGE;HVY DUTY; SOCKET MOULDED ONE END;4 M LG;MARKED ELECTRICITY SUPPLY CABLES;AS2053; | IPLEX | IPLEX PIPELINES AUSTRALIA PTY LTD | A28 | VENDOR HELD
000030077 | CONDUIT,NONMETALLIC,RIGID | 150 MM NOM SIZE;UPVC;ORANGE;HVY DUTY; SOCKET MOULDED ONE END;4 M LG;MARKED ELECTRICITY SUPPLY CABLES;AS2053; | VINIDEX |  | 21060 | VENDOR HELD
000030078 | CONDUIT,NONMETALLIC,RIGID | 80 MM NOM SIZE;UPVC;ORANGE;LT DUTY; SOCKET MOULDED ONE END;6 M LG;MARKED ELECTRICITY SUPPLY CABLES;AS2053; FOR CONTRACTORS USE ONLY; | TRI UGRD | TRI UNDERGROUND AUSTRALIA PTY LTD | CONLD80P | VENDOR HELD
000030078 | CONDUIT,NONMETALLIC,RIGID | 80 MM NOM SIZE;UPVC;ORANGE;LT DUTY; SOCKET MOULDED ONE END;6 M LG;MARKED ELECTRICITY SUPPLY CABLES;AS2053; FOR CONTRACTORS USE ONLY; | IPLEX | IPLEX PIPELINES AUSTRALIA PTY LTD | A11 | VENDOR HELD
000030078 | CONDUIT,NONMETALLIC,RIGID | 80 MM NOM SIZE;UPVC;ORANGE;LT DUTY; SOCKET MOULDED ONE END;6 M LG;MARKED ELECTRICITY SUPPLY CABLES;AS2053; FOR CONTRACTORS USE ONLY; | HAYMANS | HAYMANS ELECTRICAL | PIP80LD | VENDOR HELD
000030078 | CONDUIT,NONMETALLIC,RIGID | 80 MM NOM SIZE;UPVC;ORANGE;LT DUTY; SOCKET MOULDED ONE END;6 M LG;MARKED ELECTRICITY SUPPLY CABLES;AS2053; FOR CONTRACTORS USE ONLY; | VINIDEX |  | 11040 | VENDOR HELD
000030079 | CONDUIT,NONMETALLIC,RIGID | 100 MM NOM SIZE;UPVC;ORANGE;LT DUTY; SOCKET MOULDED ONE END;6 M LG;MARKED ELECTRICITY SUPPLY CABLES;AS2053; FOR CONTRACTORS USE ONLY; | TRI UGRD | TRI UNDERGROUND AUSTRALIA PTY LTD | CONLD100P | VENDOR HELD
000030079 | CONDUIT,NONMETALLIC,RIGID | 100 MM NOM SIZE;UPVC;ORANGE;LT DUTY; SOCKET MOULDED ONE END;6 M LG;MARKED ELECTRICITY SUPPLY CABLES;AS2053; FOR CONTRACTORS USE ONLY; | IPLEX | IPLEX PIPELINES AUSTRALIA PTY LTD | A13 | VENDOR HELD
000030079 | CONDUIT,NONMETALLIC,RIGID | 100 MM NOM SIZE;UPVC;ORANGE;LT DUTY; SOCKET MOULDED ONE END;6 M LG;MARKED ELECTRICITY SUPPLY CABLES;AS2053; FOR CONTRACTORS USE ONLY; | HAYMANS | HAYMANS ELECTRICAL | PIP100LD | VENDOR HELD
000030079 | CONDUIT,NONMETALLIC,RIGID | 100 MM NOM SIZE;UPVC;ORANGE;LT DUTY; SOCKET MOULDED ONE END;6 M LG;MARKED ELECTRICITY SUPPLY CABLES;AS2053; FOR CONTRACTORS USE ONLY; | VINIDEX |  | 11100 | VENDOR HELD
000030080 | CONDUIT,NONMETALLIC,RIGID | 20 MM NOM SIZE;UPVC;WHITE;LT DUTY; SOCKET MOULDED ONE END;4 M LG;MARKED COMMUNICATIONS CONDUIT;FOR CONTRACTORS USE ONLY; | TRI UGRD | TRI UNDERGROUND AUSTRALIA PTY LTD | CONCOM20 | VENDOR HELD
000030080 | CONDUIT,NONMETALLIC,RIGID | 20 MM NOM SIZE;UPVC;WHITE;LT DUTY; SOCKET MOULDED ONE END;4 M LG;MARKED COMMUNICATIONS CONDUIT;FOR CONTRACTORS USE ONLY; | HAYMANS | HAYMANS ELECTRICAL | PIP20AUSTEL | VENDOR HELD
000030080 | CONDUIT,NONMETALLIC,RIGID | 20 MM NOM SIZE;UPVC;WHITE;LT DUTY; SOCKET MOULDED ONE END;4 M LG;MARKED COMMUNICATIONS CONDUIT;FOR CONTRACTORS USE ONLY; | IPLEX | IPLEX PIPELINES AUSTRALIA PTY LTD | B29 | VENDOR HELD
000030080 | CONDUIT,NONMETALLIC,RIGID | 20 MM NOM SIZE;UPVC;WHITE;LT DUTY; SOCKET MOULDED ONE END;4 M LG;MARKED COMMUNICATIONS CONDUIT;FOR CONTRACTORS USE ONLY; | VINIDEX |  | 11640 | VENDOR HELD
000030081 | CONDUIT,NONMETALLIC,RIGID | 25 MM NOM SIZE;UPVC;WHITE;LT DUTY; SOCKET MOULDED ONE END;4 M LG;MARKED COMMUNICATIONS CONDUIT;FOR CONTRACTORS USE ONLY; | TRI UGRD | TRI UNDERGROUND AUSTRALIA PTY LTD | CONCOM25 | VENDOR HELD
000030081 | CONDUIT,NONMETALLIC,RIGID | 25 MM NOM SIZE;UPVC;WHITE;LT DUTY; SOCKET MOULDED ONE END;4 M LG;MARKED COMMUNICATIONS CONDUIT;FOR CONTRACTORS USE ONLY; | HAYMANS | HAYMANS ELECTRICAL | PIP25AUSTEL | VENDOR HELD
000030081 | CONDUIT,NONMETALLIC,RIGID | 25 MM NOM SIZE;UPVC;WHITE;LT DUTY; SOCKET MOULDED ONE END;4 M LG;MARKED COMMUNICATIONS CONDUIT;FOR CONTRACTORS USE ONLY; | IPLEX | IPLEX PIPELINES AUSTRALIA PTY LTD | B30 | VENDOR HELD
000030081 | CONDUIT,NONMETALLIC,RIGID | 25 MM NOM SIZE;UPVC;WHITE;LT DUTY; SOCKET MOULDED ONE END;4 M LG;MARKED COMMUNICATIONS CONDUIT;FOR CONTRACTORS USE ONLY; | VINIDEX |  | 11650 | VENDOR HELD
000030082 | CONDUIT,NONMETALLIC,RIGID | 32 MM NOM SIZE;UPVC;WHITE;LT DUTY; SOCKET MOULDED ONE END;4 M LG;MARKED COMMUNICATIONS CONDUIT;FOR CONTRACTORS USE ONLY; | IPLEX | IPLEX PIPELINES AUSTRALIA PTY LTD | B31 | VENDOR HELD
000030082 | CONDUIT,NONMETALLIC,RIGID | 32 MM NOM SIZE;UPVC;WHITE;LT DUTY; SOCKET MOULDED ONE END;4 M LG;MARKED COMMUNICATIONS CONDUIT;FOR CONTRACTORS USE ONLY; | TRI UGRD | TRI UNDERGROUND AUSTRALIA PTY LTD | CONCOM32 | VENDOR HELD
000030082 | CONDUIT,NONMETALLIC,RIGID | 32 MM NOM SIZE;UPVC;WHITE;LT DUTY; SOCKET MOULDED ONE END;4 M LG;MARKED COMMUNICATIONS CONDUIT;FOR CONTRACTORS USE ONLY; | HAYMANS | HAYMANS ELECTRICAL | PIP32AUSTEL | VENDOR HELD
000030082 | CONDUIT,NONMETALLIC,RIGID | 32 MM NOM SIZE;UPVC;WHITE;LT DUTY; SOCKET MOULDED ONE END;4 M LG;MARKED COMMUNICATIONS CONDUIT;FOR CONTRACTORS USE ONLY; | VINIDEX |  | 11660 | VENDOR HELD
000030083 | CONDUIT,NONMETALLIC,RIGID | 50 MM NOM SIZE;UPVC;WHITE;LT DUTY; SOCKET MOULDED ONE END;4 M LG;MARKED COMMUNICATIONS CONDUIT;FOR CONTRACTORS USE ONLY; | TRI UGRD | TRI UNDERGROUND AUSTRALIA PTY LTD | CONCOM50P | CURRENT
000030083 | CONDUIT,NONMETALLIC,RIGID | 50 MM NOM SIZE;UPVC;WHITE;LT DUTY; SOCKET MOULDED ONE END;4 M LG;MARKED COMMUNICATIONS CONDUIT;FOR CONTRACTORS USE ONLY; | HAYMANS | HAYMANS ELECTRICAL | PIP50AUSTEL | CURRENT
000030083 | CONDUIT,NONMETALLIC,RIGID | 50 MM NOM SIZE;UPVC;WHITE;LT DUTY; SOCKET MOULDED ONE END;4 M LG;MARKED COMMUNICATIONS CONDUIT;FOR CONTRACTORS USE ONLY; | VINIDEX |  | 11680 | CURRENT
000030083 | CONDUIT,NONMETALLIC,RIGID | 50 MM NOM SIZE;UPVC;WHITE;LT DUTY; SOCKET MOULDED ONE END;4 M LG;MARKED COMMUNICATIONS CONDUIT;FOR CONTRACTORS USE ONLY; | IPLEX | IPLEX PIPELINES AUSTRALIA PTY LTD | B32 | CURRENT
000030084 | CONDUIT,NONMETALLIC,RIGID | 80 MM NOM SIZE;UPVC;WHITE;LT DUTY; SOCKET MOULDED ONE END;6 M LG;MARKED COMMUNICATIONS CONDUIT;FOR CONTRACTORS USE ONLY; | TRI UGRD | TRI UNDERGROUND AUSTRALIA PTY LTD | CONCOM80P | CURRENT
000030084 | CONDUIT,NONMETALLIC,RIGID | 80 MM NOM SIZE;UPVC;WHITE;LT DUTY; SOCKET MOULDED ONE END;6 M LG;MARKED COMMUNICATIONS CONDUIT;FOR CONTRACTORS USE ONLY; | HAYMANS | HAYMANS ELECTRICAL | PIP80AUSTEL | CURRENT
000030084 | CONDUIT,NONMETALLIC,RIGID | 80 MM NOM SIZE;UPVC;WHITE;LT DUTY; SOCKET MOULDED ONE END;6 M LG;MARKED COMMUNICATIONS CONDUIT;FOR CONTRACTORS USE ONLY; | VINIDEX |  | 11690 | CURRENT
000030084 | CONDUIT,NONMETALLIC,RIGID | 80 MM NOM SIZE;UPVC;WHITE;LT DUTY; SOCKET MOULDED ONE END;6 M LG;MARKED COMMUNICATIONS CONDUIT;FOR CONTRACTORS USE ONLY; | IPLEX | IPLEX PIPELINES AUSTRALIA PTY LTD | B34 | CURRENT
000021884 | METER,ENERGY | PRIVATE METERING;NO PLANT NO REQUIRED; NO ENERGEX NAME PLATES;3 PHASE;5-20 AMP; 240 V,4 WIRE CLASS 1.0;CURRENT TRANSFMR CONNECTED,RS232 PORT,INTERNAL MODEM | EDMI | EDMI PTY LTD | 2000-1010-1A1-25-AE220-4DB | PURCHASE AS REQUIRED
000021872 | BOX,ELECTRICAL,MULTIAPPLICATION. | STAINLESS STEEL;1200 MM H, 800 MM W,400 MM DC/W SICM & F/O CONV; SUBSTATION SECURITY PANEL; ;FOR USE IN SUBSTATION S/YARDS; | NHP | NHP ELECTRICAL ENGINEERING | EGXSC21872 | CURRENT
000021886 | RACEWAY,NONMETALLIC | OPEN SLOTTED WALLS;PVC;RIGID;50 MM W, 50 MM H,2000 MM LG;C/W LID;PACK OF 12; USED IN SUBSTN CONTROL PANELS; | HAYMANS | HAYMANS ELECTRICAL | IPDW5050 | CURRENT
000021886 | RACEWAY,NONMETALLIC | OPEN SLOTTED WALLS;PVC;RIGID;50 MM W, 50 MM H,2000 MM LG;C/W LID;PACK OF 12; USED IN SUBSTN CONTROL PANELS; | REXEL | REXEL PTY LTD | PANE2X2LG6+C2LG6 | CURRENT
000021886 | RACEWAY,NONMETALLIC | OPEN SLOTTED WALLS;PVC;RIGID;50 MM W, 50 MM H,2000 MM LG;C/W LID;PACK OF 12; USED IN SUBSTN CONTROL PANELS; | PANDUIT |  | E2X2 LG6 C2LG6 | CURRENT
000021888 | TERMINAL BLOCK | MELAMINE;2 TERMINAL FEED THROUGH;600 V; 27 AMP;35 MM DIN RAIL MTG;(SAKC10/35) CLIP-ON;0.5-10 MM COND SIZE;12 MM W, 65 MM L,48.5 MM H;BEIGE;C/W DISCONNECT | CNWPL | CNW PL - SLACKS CREEK | WEI1404620000 | CURRENT
000021888 | TERMINAL BLOCK | MELAMINE;2 TERMINAL FEED THROUGH;600 V; 27 AMP;35 MM DIN RAIL MTG;(SAKC10/35) CLIP-ON;0.5-10 MM COND SIZE;12 MM W, 65 MM L,48.5 MM H;BEIGE;C/W DISCONNECT | WEIDMULL | WEIDMULLER (AUST) PTY LTD | KLI 1 404620000 | CURRENT
000021888 | TERMINAL BLOCK | MELAMINE;2 TERMINAL FEED THROUGH;600 V; 27 AMP;35 MM DIN RAIL MTG;(SAKC10/35) CLIP-ON;0.5-10 MM COND SIZE;12 MM W, 65 MM L,48.5 MM H;BEIGE;C/W DISCONNECT | HAYMANS | HAYMANS ELECTRICAL | KLI 1 404620000 | CURRENT
000021889 | SWITCH,ROTARY | 660 V; 20 Amp; 3 Posn; 6 Pole: UFLS Control, In-Remote-Out; 60 Deg Switching 48mm mtg Plate; Ca10 AU602252-600E AUS0001,M999/470;Used IN UFLS Panel; | KRAUSNMR | KRAUS & NAIMER (MANUFACTURER) | CA10 AU602252-604E AUS0001 | PURCHASE AS REQUIRED
000021918 | CONDUIT,NONMETALLIC,FLEXIBLE | 40 MM OD;PVC CORRUGATED;HVY DUTY; ORANGE;SUPPLIED IN 25 M ROLL; | REXEL | REXEL PTY LTD | CLI9040CHDEO | CURRENT
000021918 | CONDUIT,NONMETALLIC,FLEXIBLE | 40 MM OD;PVC CORRUGATED;HVY DUTY; ORANGE;SUPPLIED IN 25 M ROLL; | HAYMANS | HAYMANS ELECTRICAL | CLI9040CHD | CURRENT
000021924 | PANEL,SWITCH | 5U;UF;LOAD SHED GROUP SELECTORS; 17 K & N SWITCHES;FOR 19 IN MTG RACK; USED IN SUBSTNS; | ERGON | ERGON ENERGY | 17 K & N SWITCHES | CURRENT
000030085 | BEND,NONMETALLIC RIGID CONDUIT | UPVC;ORANGE;100 MM NOM SIZE;HVY DUTY; 90 DEG;460 RAD;SOCKET MOULDED BOTH ENDS;MARKED ELECTRICITY SUPPLY CABLES; AS2053;PACK OF 1,PACK WEIGHT 2.18 KG; | VINIDEX |  | 32090 | VENDOR HELD
000030086 | BEND,NONMETALLIC RIGID CONDUIT | UPVC;ORANGE;125 MM NOM SIZE;LT DUTY; 45 DEG;1.2 M RAD;SOCKET MOULDED BOTH ENDS;MARKED ELEC PMT FNDN ONLY;AS2053; PACK OF 1,PACK WEIGHT 3.46 KG; | VINIDEX |  | 31042 | VENDOR HELD
000030087 | BEND,NONMETALLIC RIGID CONDUIT | UPVC;ORANGE;100 MM NOM SIZE;LT DUTY; 90 DEG;750 RAD;SOCKET MOULDED BOTH ENDS;MARKED ELECTRICITY SUPPLY CABLES; AS2053;PACK OF 1,PACK WEIGHT 2.7 KG; | VINIDEX |  | Q5191 | VENDOR HELD
000021919 | INSULATOR,STANDOFF | LINE POST;COMPOSITE,C/W VERT/HORIZONTAL MOUNT K-CLAMP TOP;15 KV;297 MM H;6 KN MAX WORKING CANTILEVER LOAD;275 MM CREEPAGE;M20 BASE THREAD;C/W M20 X 50 | ADAPT | ADAPT AUSTRALIA PTY LTD | KL15SKM20 | PURCHASE AS REQUIRED
000021972 | DIE,CRIMPING TOOL | Compression, Hex 6T, 14mm A/F Al, 25mm2 LV ABC | ENERGYNW | THE ENERGY NETWORK | E22140 | CURRENT
000021972 | DIE,CRIMPING TOOL | Compression, Hex 6T, 14mm A/F Al, 25mm2 LV ABC | TEN | THE ENERGY NETWORK | K6-14.0-ABC | CURRENT
000021885 | TRANSFORMER,DISTRIBUTION | 11 KV;750 KVA;SLIMLINE PADMOUNT T/FORMER ;3 PHASE;50 HZ;11 KV/433-250 V;ONAN; (FITS WITHIN RECTANGULAR 500 KVA ENVELOPE) PADMOUNTED TRANSFORMER;C/W | ABB | ABB FAN PTY LTD | 750 KVA RECT PMT SLIMLINE | PURCHASE AS REQUIRED
000021973 | LOAD,CONTROL DEVICE | SWIMMING POOL PUMP;LOAD CONTROL DEVICE ;COOL CHANGE 2 PROGRAM;PACK OF 1,PACK WEIGHT 1 KG; | THEWMCAN | TMAC THEW & MCCANN GROUP | SPLD-T | PURCHASE AS REQUIRED
000021974 | SWITCH. | EXTERNAL IP RATED SWITCH;COOL CHANGE 2 PROGRAM;10 AMP;PUSH BUTTON STATION; PACK OF 1,PACK WEIGHT 500 G; | THEWMCAN | TMAC THEW & MCCANN GROUP | WS226PB | PURCHASE AS REQUIRED
000021977 | BIT,AUGER | Impact, 22mm Dia, 600mm OAL, Steel, Ring Twist, 7/16" Hex Shank, Quick Release | SPECFORC | SPECIALISED FORCE | STMSF822X600 | CURRENT
000021977 | BIT,AUGER | Impact, 22mm Dia, 600mm OAL, Steel, Ring Twist, 7/16" Hex Shank, Quick Release | LEGEND | LEGEND POWER SYSTEMS | MSS-0078L | CURRENT
000021932 | KEY | Multi Key, 4-Way, DIN 3/5mm, Square 8mm, Triangle 8mm, for Panels, Enclosures & Cabinets used in Substations | NHP | NHP ELECTRICAL ENGINEERING | LSMK01 | CURRENT
000021982 | NUT,SELF-LOCKING,HEXAGON. | STAINLESS STEEL;GDE 304;NYLOC M8 NUT; REFER TO SC00902 FOR SETSCREW;REQUIRED TO SECURE TOMBSTONE PILLARS AS OUTLINED IN PILLAR WORK PRACTICE; | HOBSON | HOBSON ENGINEERING CO PTY LTD 393904 | NN04PCM08 | PURCHASE AS REQUIRED
000021982 | NUT,SELF-LOCKING,HEXAGON. | STAINLESS STEEL;GDE 304;NYLOC M8 NUT; REFER TO SC00902 FOR SETSCREW;REQUIRED TO SECURE TOMBSTONE PILLARS AS OUTLINED IN PILLAR WORK PRACTICE; | STATEWD | STATEWIDE FSTNERS & ENG SPLS PL | NNS4M8 | PURCHASE AS REQUIRED
000022007 | LUBRICATING OIL,ENGINE | DIESEL MOTOR OIL;VALVOLINE PREMIUM BLUE; SAE 15W/40;5 L BOTTLE,4 PER CARTON;TOP UP OIL;FOR GENERATOR SERVICES | CUMMINS | CUMMINS SOUTH PACIFIC PTY LTD | 1322.05 PREMIUM BLUE | CURRENT
000022007 | LUBRICATING OIL,ENGINE | DIESEL MOTOR OIL;VALVOLINE PREMIUM BLUE; SAE 15W/40;5 L BOTTLE,4 PER CARTON;TOP UP OIL;FOR GENERATOR SERVICES | CALTEX | CALTEX | DELO 400 | CURRENT
000022008 | ROPE,FIBROUS | POLYPROPYLENE;12 MM DIA;SPLICED EYE 200 MM AT END OF ASSEMBLY;C/W DOUBLE ACTION HOOK;2000 MM LG;CABLE SUPPORT ROPE;FOR MOBILE GENERATORS;TO | HEIGHDYN | HEIGHT DYNAMICS | ENERGEX CABLE SUPPORT ROPE | CURRENT
000021983 | CONNECTOR,ELECTRICAL | POWERLOCK PANEL DRAIN;400 AMP GREEN; SP HIGH CURR CONNECTORS;MAX RATED VOLTAGE 2 KV AC/3 KV DC;OPERATING TEMP -30 DEG C TO + 125 DEG C;IP67;GENERATOR | PRODSHOP | THE PRODUCTION SHOP | PLPDEGN | CURRENT
000021984 | CONNECTOR,ELECTRICAL | POWERLOCK PANEL DRAIN;400 AMP RED; SP HIGH CURR CONNECTORS;MAX RATED VOLTAGE 2 KV AC/3 KV DC;OPERATING TEMP -30 DEG C TO + 125 DEG C;IP67;GENERATOR | PRODSHOP | THE PRODUCTION SHOP | PLPD1RD | CURRENT
000021985 | CONNECTOR,ELECTRICAL | POWERLOCK PANEL DRAIN;400 AMP WHITE: SP HIGH CURR CONNECTORS;MAX RATED VOLTAGE 2 KV AC/3 KV DC;OPERATING TEMP -30 DEG C TO + 125 DEG C;IP67;GENERATOR | PRODSHOP | THE PRODUCTION SHOP | PLPD2WE | CURRENT
000021990 | CONNECTOR,ELECTRICAL | POWERLOCK PANEL SOURCE;400 AMP RED; SP HIGH CURR CONNECTORS;MAX RATED VOLTAGE 2 KV AC/3 KV DC;OPERATING TEMP -30 DEG C TO + 125 DEG C;IP67;GENERATOR | PRODSHOP | THE PRODUCTION SHOP | PLPS1RD | CURRENT
000021992 | CONNECTOR,ELECTRICAL | POWERLOCK LINE DRAIN;400 AMP BLACK; SP HIGH CURR CONNECTORS;MAX RATED VOLTAGE 2 KV AC/3 KV DC;OPERATING TEMP -30 DEG C TO + 125 DEG C;IP67;GENERATOR | DKSH | DKSA AUSTRALIA | NLDFTNBKL120M40A | CURRENT
000021992 | CONNECTOR,ELECTRICAL | POWERLOCK LINE DRAIN;400 AMP BLACK; SP HIGH CURR CONNECTORS;MAX RATED VOLTAGE 2 KV AC/3 KV DC;OPERATING TEMP -30 DEG C TO + 125 DEG C;IP67;GENERATOR | PRODSHOP | THE PRODUCTION SHOP | PLLDNBK | CURRENT
000021993 | CONNECTOR,ELECTRICAL | POWERLOCK LINE DRAIN;400 AMP BLUE; SP HIGH CURR CONNECTORS;MAX RATED VOLTAGE 2 KV AC/3 KV DC;OPERATING TEMP -30 DEG C TO + 125 DEG C;IP67;GENERATOR | PRODSHOP | THE PRODUCTION SHOP | PLLD3BE | CURRENT
000021993 | CONNECTOR,ELECTRICAL | POWERLOCK LINE DRAIN;400 AMP BLUE; SP HIGH CURR CONNECTORS;MAX RATED VOLTAGE 2 KV AC/3 KV DC;OPERATING TEMP -30 DEG C TO + 125 DEG C;IP67;GENERATOR | DKSH | DKSA AUSTRALIA | NLDFT3BL120M40A | CURRENT
000021994 | CONNECTOR,ELECTRICAL | POWERLOCK LINE DRAIN;400 AMP COTTER PIN; SP HIGH CURR CONNECTORS;MAX RATED VOLTAGE 2 KV AC/3 KV DC;OPERATING TEMP -30 DEG C TO + 125 DEG C;IP67;GENERATOR | DKSH | DKSA AUSTRALIA | PCPD5 | CURRENT
000021995 | CONNECTOR,ELECTRICAL | POWERLOCK LINE DRAIN;400 AMP GREEN; SP HIGH CURR CONNECTORS;MAX RATED VOLTAGE 2 KV AC/3 KV DC;OPERATING TEMP -30 DEG C TO + 125 DEG C;IP67;GENERATOR | DKSH | DKSA AUSTRALIA | NLDFTEGNS120M40A | CURRENT
000021995 | CONNECTOR,ELECTRICAL | POWERLOCK LINE DRAIN;400 AMP GREEN; SP HIGH CURR CONNECTORS;MAX RATED VOLTAGE 2 KV AC/3 KV DC;OPERATING TEMP -30 DEG C TO + 125 DEG C;IP67;GENERATOR | PRODSHOP | THE PRODUCTION SHOP | PLLDEGN | CURRENT
000021996 | CONNECTOR,ELECTRICAL | POWERLOCK LINE DRAIN;400 AMP RED; SP HIGH CURR CONNECTORS;MAX RATED VOLTAGE 2 KV AC/3 KV DC;OPERATING TEMP -30 DEG C TO + 125 DEG C;IP67;GENERATOR | DKSH | DKSA AUSTRALIA | NLDFT1RS120M40A | CURRENT
000021996 | CONNECTOR,ELECTRICAL | POWERLOCK LINE DRAIN;400 AMP RED; SP HIGH CURR CONNECTORS;MAX RATED VOLTAGE 2 KV AC/3 KV DC;OPERATING TEMP -30 DEG C TO + 125 DEG C;IP67;GENERATOR | PRODSHOP | THE PRODUCTION SHOP | PLLD1RD | CURRENT
000021997 | CONNECTOR,ELECTRICAL | POWERLOCK LINE DRAIN;400 AMP WHITE; SP HIGH CURR CONNECTORS;MAX RATED VOLTAGE 2 KV AC/3 KV DC;OPERATING TEMP -30 DEG C TO + 125 DEG C;IP67;GENERATOR | DKSH | DKSA AUSTRALIA | NLDFT2WS120M40A | CURRENT
000021997 | CONNECTOR,ELECTRICAL | POWERLOCK LINE DRAIN;400 AMP WHITE; SP HIGH CURR CONNECTORS;MAX RATED VOLTAGE 2 KV AC/3 KV DC;OPERATING TEMP -30 DEG C TO + 125 DEG C;IP67;GENERATOR | PRODSHOP | THE PRODUCTION SHOP | PLLD2WE | CURRENT
000021998 | CONNECTOR,ELECTRICAL | POWERLOCK LINE SOURCE;400 AMP BLACK; SP HIGH CURR CONNECTORS;MAX RATED VOLTAGE 2 KV AC/3 KV DC;OPERATING TEMP -30 DEG C TO + 125 DEG C;IP67;GENERATOR | DKSH | DKSA AUSTRALIA | NLSNBKS120M40A | CURRENT
000021998 | CONNECTOR,ELECTRICAL | POWERLOCK LINE SOURCE;400 AMP BLACK; SP HIGH CURR CONNECTORS;MAX RATED VOLTAGE 2 KV AC/3 KV DC;OPERATING TEMP -30 DEG C TO + 125 DEG C;IP67;GENERATOR | PRODSHOP | THE PRODUCTION SHOP | PLLSNBK | CURRENT
000021999 | CONNECTOR,ELECTRICAL | POWERLOCK LINE SOURCE;400 AMP BLUE; SP HIGH CURR CONNECTORS;MAX RATED VOLTAGE 2 KV AC/3 KV DC;OPERATING TEMP -30 DEG C TO + 125 DEG C;IP67;GENERATOR | DKSH | DKSA AUSTRALIA | NLS3BLS120M40A | CURRENT
000021999 | CONNECTOR,ELECTRICAL | POWERLOCK LINE SOURCE;400 AMP BLUE; SP HIGH CURR CONNECTORS;MAX RATED VOLTAGE 2 KV AC/3 KV DC;OPERATING TEMP -30 DEG C TO + 125 DEG C;IP67;GENERATOR | PRODSHOP | THE PRODUCTION SHOP | PLLS3BE | CURRENT
000022000 | CONNECTOR,ELECTRICAL | POWERLOCK LINE SOURCE;400 AMP COTTER PIN;SP HIGH CURR CONNECTORS;MAX RATED VOLTAGE 2 KV AC/3 KV DC;OPERATING TEMP -30 DEG C TO + 125 DEG C;1P67;GENERATOR | DKSH | DKSA AUSTRALIA | L/S S00348 | CURRENT
000022001 | CONNECTOR,ELECTRICAL | POWERLOCK LINE SOURCE;400 AMP GREEN; SP HIGH CURR CONNECTORS;MAX RATED VOLTAGE 2 KV AC/3 KV DC;OPERATING TEMP -30 DEG C TO + 125 DEG C;IP67;GENERATOR | DKSH | DKSA AUSTRALIA | NLSEGNS120M40A | CURRENT
000022001 | CONNECTOR,ELECTRICAL | POWERLOCK LINE SOURCE;400 AMP GREEN; SP HIGH CURR CONNECTORS;MAX RATED VOLTAGE 2 KV AC/3 KV DC;OPERATING TEMP -30 DEG C TO + 125 DEG C;IP67;GENERATOR | PRODSHOP | THE PRODUCTION SHOP | PLLSEGN | CURRENT
000022002 | CONNECTOR,ELECTRICAL | POWERLOCK LINE SOURCE;400 AMP RED; SP HIGH CURR CONNECTORS;MAX RATED VOLTAGE 2 KV AC/3 KV DC;OPERATING TEMP -30 DEG C TO + 125 DEG C;IP67;GENERATOR | DKSH | DKSA AUSTRALIA | NLS1RS120M40A | CURRENT
000022002 | CONNECTOR,ELECTRICAL | POWERLOCK LINE SOURCE;400 AMP RED; SP HIGH CURR CONNECTORS;MAX RATED VOLTAGE 2 KV AC/3 KV DC;OPERATING TEMP -30 DEG C TO + 125 DEG C;IP67;GENERATOR | PRODSHOP | THE PRODUCTION SHOP | PLLS1RD | CURRENT
000022003 | CONNECTOR,ELECTRICAL | POWERLOCK LINE SOURCE;400 AMP WHITE; SP HIGH CURR CONNECTORS;MAX RATED VOLTAGE 2 KV AC/3 KV DC;OPERATING TEMP -30 DEG C TO + 125 DEG C;IP67;GENERATOR | DKSH | DKSA AUSTRALIA | NLS2WS120M40A | CURRENT
000022003 | CONNECTOR,ELECTRICAL | POWERLOCK LINE SOURCE;400 AMP WHITE; SP HIGH CURR CONNECTORS;MAX RATED VOLTAGE 2 KV AC/3 KV DC;OPERATING TEMP -30 DEG C TO + 125 DEG C;IP67;GENERATOR | PRODSHOP | THE PRODUCTION SHOP | PLLS2WE | CURRENT
000022004 | CONNECTOR,ELECTRICAL | POWERLOCK PANEL DRAIN;400 AMP BLACK; SP HIGH CURR CONNECTORS;MAX RATED VOLTAGE 2 KV AC/3 KV DC;OPERATING TEMP -30 DEG C TO + 125 DEG C;IP67;GENERATOR | PRODSHOP | THE PRODUCTION SHOP | PLPDNBK | CURRENT
000022005 | CONNECTOR,ELECTRICAL | POWERLOCK PANEL DRAIN;400 AMP BLUE; SP HIGH CURR CONNECTORS;MAX RATED VOLTAGE 2 KV AC/3 KV DC;OPERATING TEMP -30 DEG C TO + 125 DEG C;IP67;GENERATOR | PRODSHOP | THE PRODUCTION SHOP | PLPD3BE | CURRENT
000022006 | CONNECTOR,ELECTRICAL | POWERLOCK PANEL DRAIN;400 AMP CAP; SP HIGH CURR CONNECTORS;MAX RATED VOLTAGE 2 KV AC/3 KV DC;OPERATING TEMP -30 DEG C TO + 125 DEG C;IP67;GENERATOR | DKSH | DKSA AUSTRALIA | PCPD5 | CURRENT
000021971 | TRANSFORMER,DISTRIBUTION | 11 KV;500 KVA;PADMOUNT (RECTANGULAR); FULL LV SWITCHBOARD;HV ABB SAFELINK CFCC (SF6) 3IS + 1SF (4 WAY) RMU;7 TAP,4.0% Z ;ONLY U/W EXISTING (300 KVA) 315 KVA | TESTCERT | **TEST CERTIFICATES REQ** | **TEST CERTIFICATES REQ** | STRATEGIC SPARE
000021971 | TRANSFORMER,DISTRIBUTION | 11 KV;500 KVA;PADMOUNT (RECTANGULAR); FULL LV SWITCHBOARD;HV ABB SAFELINK CFCC (SF6) 3IS + 1SF (4 WAY) RMU;7 TAP,4.0% Z ;ONLY U/W EXISTING (300 KVA) 315 KVA | ABB | ABB FAN PTY LTD | 500 KVA W/4 WAY RMU 3IS+ 1SF | STRATEGIC SPARE
000020369 | JOINT,ELECTRICAL POWER CABLE | 11 KV;HEATSHRINK;3 PHASE;TRANSITION STRAIGHT JOINT;95 SQ MM CU PLYSWS TO 300 SQ MM CU PLYHDPE 11 KV CABLES;C/W JOINT MODULE SIZE TRANSITION MODULE & | RAYCHEM | RAYCHEM (AUSTRALIA) PTY LTD | EFSJ-11-D-AU,EFSJ-SP4CKX300-95 | PURCHASE AS REQUIRED
000021969 | SUPPORT | STRUCTURE;STEEL;GALV;HOT DIPPED;NEX; DIM X = 3600 MM;ENERGEX DWG LOSTD-ST042- 01;USED IN SUBSTNS; | ERGON | ERGON ENERGY | SUPPORT STRUCTURE 3600 MM | CURRENT
000021970 | SUPPORT | STRUCTURE;STEEL;GALV;HOT DIPPED;NEX; DIM X = 2700 MM;ENERGEX DWG LOSTD-ST042- 01;USED IN SUBSTNS; | ERGON | ERGON ENERGY | SUPPORT STRUCTURE 2700 MM | PURCHASE AS REQUIRED
000022010 | HANDLE,DOOR | CAST STEEL ALLOY;CHROME;LEVER & ROLLER LATCH;FOR MOBILE GENERATORS; | UNIVERSL | UES (INT'L) PTY LTD VIRGINIA QLD | CT-1178 | CURRENT
000022011 | CHARGER,BATTERY | Milwaukee 12-18V Rapid Charge, 220-240V, 50-60Hz, for Li-Ion Batteries | CNWPL | CNW PL - SLACKS CREEK | M1218FC | CURRENT
000022011 | CHARGER,BATTERY | Milwaukee 12-18V Rapid Charge, 220-240V, 50-60Hz, for Li-Ion Batteries | C&LTOOL | CALTCO T/A C&L TOOL CENTRE | MILWAM12-18FC | CURRENT
000022011 | CHARGER,BATTERY | Milwaukee 12-18V Rapid Charge, 220-240V, 50-60Hz, for Li-Ion Batteries | MILWAUKE | MILWAUKEE POWER TOOLS | M12-18FC | CURRENT
000022016 | METER | Clamp-On Type, True RMS AC 0-400V & 0-400mA DC, 0-30A, Max/Min Hold, Max Conductor 23mm Dia, Cat II 600V & Cat III 600V, 1m Lg Red/Blk Test Leads | RTE | RAPID-TECH EQUIPMENT PTY LTD | 11 | CURRENT
000022016 | METER | Clamp-On Type, True RMS AC 0-400V & 0-400mA DC, 0-30A, Max/Min Hold, Max Conductor 23mm Dia, Cat II 600V & Cat III 600V, 1m Lg Red/Blk Test Leads | CNWPL | CNW PL - SLACKS CREEK | OBIPROVA11 | CURRENT
000022016 | METER | Clamp-On Type, True RMS AC 0-400V & 0-400mA DC, 0-30A, Max/Min Hold, Max Conductor 23mm Dia, Cat II 600V & Cat III 600V, 1m Lg Red/Blk Test Leads | HPT | HI-POTENTIAL TECHNOLOGIES | PROVA 11 | CURRENT
000030089 | BEND,NONMETALLIC RIGID CONDUIT | UPVC;ORANGE;100 MM NOM SIZE;LT DUTY; 45 DEG;1.2 M RAD;SOCKET MOULDED BOTH ENDS;MARKED ELECTRICITY SUPPLY CABLES; AS2053;PACK OF 1,PACK WEIGHT 2.18 KG; | TRI UGRD | TRI UNDERGROUND AUSTRALIA PTY LTD | LDE100451200FFS | VENDOR HELD
000030089 | BEND,NONMETALLIC RIGID CONDUIT | UPVC;ORANGE;100 MM NOM SIZE;LT DUTY; 45 DEG;1.2 M RAD;SOCKET MOULDED BOTH ENDS;MARKED ELECTRICITY SUPPLY CABLES; AS2053;PACK OF 1,PACK WEIGHT 2.18 KG; | HAYMANS | HAYMANS ELECTRICAL | CONX100LD1200R45 | VENDOR HELD
000030089 | BEND,NONMETALLIC RIGID CONDUIT | UPVC;ORANGE;100 MM NOM SIZE;LT DUTY; 45 DEG;1.2 M RAD;SOCKET MOULDED BOTH ENDS;MARKED ELECTRICITY SUPPLY CABLES; AS2053;PACK OF 1,PACK WEIGHT 2.18 KG; | VINIDEX |  | 32009 | VENDOR HELD
000022017 | CHOCK,WHEEL | Black Rubber, 270 x 155 x 150mm, 10T Capacity, suit Smaller EWP's, 4WD's, Cars, Single & Tandem Axle Trailers & Light Trucks | QLDRUBB |  | 150 X 150 X 250 | CURRENT
000022017 | CHOCK,WHEEL | Black Rubber, 270 x 155 x 150mm, 10T Capacity, suit Smaller EWP's, 4WD's, Cars, Single & Tandem Axle Trailers & Light Trucks | ATOMSUPP | ATOM SUPPLY | 84060086 | CURRENT
000022018 | CHOCK,WHEEL | Natural Rubber, Large, 290 x 230 x 215mm suit Large Trucks & Trailers with Dia > 17 Inch | ATOMSUPP | ATOM SUPPLY | 84060098 | CURRENT
000021975 | CROSSARM,COMPOSITE | FIBREGLASS;2700 MM LG;125 MM X 125 MM; DRILLED FOR LVT,LVS WHERE CCT IS USED; PACK OF 50,PALLET WEIGHT 500 KG; | WAGNERS | WAGNERS PTY LTD TOOWOOMBA QLD | EC003-00026 | PURCHASE AS REQUIRED
000021976 | CROSSARM,COMPOSITE | Fibre, Predrilled, 2550mm Lg Nom, 125 x 125mm, LV Strain/Termination, LVS2 & LVT2, EQLS-10035-01 | WAGNERS | WAGNERS PTY LTD TOOWOOMBA QLD | EC093-00003 | CURRENT
000021976 | CROSSARM,COMPOSITE | Fibre, Predrilled, 2550mm Lg Nom, 125 x 125mm, LV Strain/Termination, LVS2 & LVT2, EQLS-10035-01 | WAGNERS | WAGNERS PTY LTD TOOWOOMBA QLD | EC003-00027 | CURRENT
000022021 | SIGN,TRAFFIC | END ROAD WORK SIGN;BLACK LETTERING ON YELLOW RETRO REFLECTIVE BACKGROUND CLASS 1W;600 MM X 600 MM;VELCRO BACKED; U/W SC15519 STAND,A FRAME SC18042 & | ARTCRAFT | ARTCRAFT PTY LTD | TCMM-6060YEL-1-Q | CURRENT
000022022 | SIGN,TRAFFIC | SPEED RESTRICTION 50 KM/H;BLACK NUMERALS;RED CIRCLE ON WHITE RETRO REFLECTIVE BACKGROUND;(R4-1);CLASS 1W; 600 MM X 600 MM;VELCRO BACKED;U/W | ARTCRAFT | ARTCRAFT PTY LTD | TCMM-6060KPH-1-Q | PURCHASE AS REQUIRED
000022023 | SIGN,TRAFFIC | SPEED RESTRICTION 70 KM/H;BLACK NUMERALS;RED CIRCLE ON WHITE RETRO REFLECTIVE BACKGROUND;(R4-1);CLASS 1W; 600 MM X 600 MM;VELCRO BACKED;U/W | ARTCRAFT | ARTCRAFT PTY LTD | SE005-Q | CURRENT
000022024 | SIGN,TRAFFIC | SPEED RESTRICTION 100 KM/H;BLACK NUMERALS;RED CIRCLE ON WHITE RETRO REFLECTIVE BACKGROUND;(R4-1);CLASS 1W; 600 MM X 600 MM;VELCRO BACKED;U/W | ARTCRAFT | ARTCRAFT PTY LTD | SE006-Q | CURRENT
000022028 | GREASE,GENERAL PURPOSE | SUPER LUBE;MULTIPURPOSE GREASE;3 OZ TUBE;FOR SWITCHGEAR MAINTENANCE; | LUBENG | LUBRICATION ENGINEERS PTY LTD | S21030 | CURRENT
000022025 | SLEEVE,COMPRESSION | FULL TENSION COMPRESSION SLEEVE;SUIT BEAR 30/7/.132 MM ACSR;725 MM LG; | PLP AUST | PREFORMED LINE PRODUCTS (AUST) | CMSJ-235-EN | STRATEGIC SPARE
000022025 | SLEEVE,COMPRESSION | FULL TENSION COMPRESSION SLEEVE;SUIT BEAR 30/7/.132 MM ACSR;725 MM LG; | DULHUNTY | DULHUNTY INDUSTRIES PTY LTD | BEAR 30/7/.132 | STRATEGIC SPARE
000022025 | SLEEVE,COMPRESSION | FULL TENSION COMPRESSION SLEEVE;SUIT BEAR 30/7/.132 MM ACSR;725 MM LG; | DULMISON | DULMISON (AUST) PTY LTD | BEAR 30/7/.132 | STRATEGIC SPARE
000022026 | CLAMP,STRAIN | COMPRESSION DEAD-END;TO SUIT BEAR 30/7/.132 MM ACSR;IN-LINE EYE TAIL & PALM;2 X M14 HOLES AT 50 MM CENTRES;LUG NOT SUPPLIED; | PLP AUST | PREFORMED LINE PRODUCTS (AUST) | CDE-235-1-EN | STRATEGIC SPARE
000022026 | CLAMP,STRAIN | COMPRESSION DEAD-END;TO SUIT BEAR 30/7/.132 MM ACSR;IN-LINE EYE TAIL & PALM;2 X M14 HOLES AT 50 MM CENTRES;LUG NOT SUPPLIED; | DULHUNTY | DULHUNTY INDUSTRIES PTY LTD | BEAR 30/7/.132 | STRATEGIC SPARE
000022026 | CLAMP,STRAIN | COMPRESSION DEAD-END;TO SUIT BEAR 30/7/.132 MM ACSR;IN-LINE EYE TAIL & PALM;2 X M14 HOLES AT 50 MM CENTRES;LUG NOT SUPPLIED; | DULMISON | DULMISON (AUST) PTY LTD | BEAR 30/7/.132 | STRATEGIC SPARE
000022027 | TERMINAL,LUG | COMPRESSION LUG;30 DEG BENT ON EDGE; SUIT BEAR 30/7/.132 MM ACSR;2 X M14 HOLES @ 50 MM CENTRES;DEAD-END JUMPER TERMINALS; | DULHUNTY | DULHUNTY INDUSTRIES PTY LTD | BEAR 30/7/.132 | STRATEGIC SPARE
000022027 | TERMINAL,LUG | COMPRESSION LUG;30 DEG BENT ON EDGE; SUIT BEAR 30/7/.132 MM ACSR;2 X M14 HOLES @ 50 MM CENTRES;DEAD-END JUMPER TERMINALS; | DULMISON | DULMISON (AUST) PTY LTD | BEAR 30/7/.132 | STRATEGIC SPARE
000022027 | TERMINAL,LUG | COMPRESSION LUG;30 DEG BENT ON EDGE; SUIT BEAR 30/7/.132 MM ACSR;2 X M14 HOLES @ 50 MM CENTRES;DEAD-END JUMPER TERMINALS; | PLP AUST | PREFORMED LINE PRODUCTS (AUST) | CDET-235 | STRATEGIC SPARE
000017638 | BRACKET,MOUNTING,STREET LIGHTING FIXTURE | STEEL;GALV;250 MM LG;34 MM SPIGOT; UNWIRED FOR UNDER BRIDGE WITH MINOR ROADS;SUITABLE FOR MTG MCB HOUSING; USE SC13166 TO CONVERT TO MAJOR RD BKT; | GM POLES | GM POLES PTY LTD | 17638 | PURCHASE AS REQUIRED
000022032 | CHAINSAW | STIHL;MODEL 261 C Q;SUPPLIED WITH ORANGE SATCHEL CONTAINING-TOOL SET; ITEM TO BE PRE-ASSEMBLED AND PLACED IN CARTON BY SUPPLIER PRIOR TO DELIVERY; | ATOMSUPP | ATOM SUPPLY | 32650021 | PURCHASE AS REQUIRED
000022032 | CHAINSAW | STIHL;MODEL 261 C Q;SUPPLIED WITH ORANGE SATCHEL CONTAINING-TOOL SET; ITEM TO BE PRE-ASSEMBLED AND PLACED IN CARTON BY SUPPLIER PRIOR TO DELIVERY; | ARBORLNK | ARBORLINK PTY LTD | 11412000123 | PURCHASE AS REQUIRED
000022032 | CHAINSAW | STIHL;MODEL 261 C Q;SUPPLIED WITH ORANGE SATCHEL CONTAINING-TOOL SET; ITEM TO BE PRE-ASSEMBLED AND PLACED IN CARTON BY SUPPLIER PRIOR TO DELIVERY; | STIHL | STIHL GROUP | 11412000123 | PURCHASE AS REQUIRED
000022033 | CHAINSAW | STIHL, Model 212C c/w Scarbbard, 16" Lg Bar, 67 Link 325RM Chain, Orange Stachel Item to be pre-assembled & placed in Carton by Supplier prior to delivery | ATOMSUPP | ATOM SUPPLY | 92238619 | PURCHASE AS REQUIRED
000022033 | CHAINSAW | STIHL, Model 212C c/w Scarbbard, 16" Lg Bar, 67 Link 325RM Chain, Orange Stachel Item to be pre-assembled & placed in Carton by Supplier prior to delivery | ARBORLNK | ARBORLINK PTY LTD | STIHL MODEL 211C | PURCHASE AS REQUIRED
000022033 | CHAINSAW | STIHL, Model 212C c/w Scarbbard, 16" Lg Bar, 67 Link 325RM Chain, Orange Stachel Item to be pre-assembled & placed in Carton by Supplier prior to delivery | STIHL | STIHL GROUP | 1139 200 0101 | PURCHASE AS REQUIRED
000022031 | BOLT ASSEMBLY,FOUNDATION | TWO HOLE RAG BOLT ASSEMBLY SUPPORT LEGS (PAIR); C/W SUPPORT POSITIONING GUIDE & INSTALLATION KIT; SUITS SC22030/SC23161; GRADE 304 STAINLESS STEEL;1600 MM LG; | NOJAPWR | NOJA POWER | LVC-3023 | CURRENT
000022030 | ADAPTOR PLATE | GROUND MOUNT CANTILEVER ADAPTOR PLATE; SUITS DISTRIBUTION CABINETS (SC21878/SC 21879/SC21880): GDE 304 STAINLESS STEEL; 1290 MM LG;370 MM W; 8 X M12 HOLES; | NOJAPWR | NOJA POWER | LVC-3007 | CURRENT
000022035 | BLADE | REPLACEABLE HACKSAW TYPE BLADE;24 TPI; 120 MM LG;U/W SC22034 HANDSAW; | SILGLEN | SILGLEN SERVICES PTY LTD | 11 IC6430805 | PURCHASE AS REQUIRED
000022035 | BLADE | REPLACEABLE HACKSAW TYPE BLADE;24 TPI; 120 MM LG;U/W SC22034 HANDSAW; | HENCHMAN | HENCHMAN PRODUCTS | 430805 | PURCHASE AS REQUIRED
000022035 | BLADE | REPLACEABLE HACKSAW TYPE BLADE;24 TPI; 120 MM LG;U/W SC22034 HANDSAW; | ENERGYNW | THE ENERGY NETWORK | 430805 | PURCHASE AS REQUIRED
000022035 | BLADE | REPLACEABLE HACKSAW TYPE BLADE;24 TPI; 120 MM LG;U/W SC22034 HANDSAW; | THEWMCAN | TMAC THEW & MCCANN GROUP | 430805 | PURCHASE AS REQUIRED
000022034 | HANDSAW | CONDUIT WINDOW CUTTER;INSULATED PLASTIC HANDSAW;C/W ADJUSTABLE DEPTH STOPPER;24 TPI;250 MM LG;1000 V RATED TO IEC 60900:2004;FOR REPLACEMENT BLADE | SILGLEN | SILGLEN SERVICES PTY LTD | 11 IC6430302 | CURRENT
000022034 | HANDSAW | CONDUIT WINDOW CUTTER;INSULATED PLASTIC HANDSAW;C/W ADJUSTABLE DEPTH STOPPER;24 TPI;250 MM LG;1000 V RATED TO IEC 60900:2004;FOR REPLACEMENT BLADE | HENCHMAN | HENCHMAN PRODUCTS | 430302 | CURRENT
000022034 | HANDSAW | CONDUIT WINDOW CUTTER;INSULATED PLASTIC HANDSAW;C/W ADJUSTABLE DEPTH STOPPER;24 TPI;250 MM LG;1000 V RATED TO IEC 60900:2004;FOR REPLACEMENT BLADE | ENERGYNW | THE ENERGY NETWORK | 430302 | CURRENT
000022034 | HANDSAW | CONDUIT WINDOW CUTTER;INSULATED PLASTIC HANDSAW;C/W ADJUSTABLE DEPTH STOPPER;24 TPI;250 MM LG;1000 V RATED TO IEC 60900:2004;FOR REPLACEMENT BLADE | THEWMCAN | TMAC THEW & MCCANN GROUP | 430302 | CURRENT
000022037 | GLOVES,PROTECTIVE | GENERAL PURPOSE;HYFLEX;POLYURETHANE COATING;CUT RESISTANT GLOVE;SIZE 11; | BLKWOODS | J BLACKWOOD & SON LTD | 07306012/11-630-11 | PHASING
000022037 | GLOVES,PROTECTIVE | GENERAL PURPOSE;HYFLEX;POLYURETHANE COATING;CUT RESISTANT GLOVE;SIZE 11; | PROTECTR |  | 11-630-11 | PHASING
000022038 | SIGN,TRAFFIC | DRIVE SAFELY;WHITE TEXT ON BLUE RETROREFLECTIVE BACKGROUND;CLASS 1W; 1200 MM LG,300 MM W;FOR ROADWAY SIGNAGE SCHEME;U/W END ROAD WORKS & SPEED | ARTCRAFT | ARTCRAFT PTY LTD | SE007-Q | PURCHASE AS REQUIRED
000022029 | HOT LINE STICK | TRANSMISSION OPERATING KIT;C/W 4 X 1.2 M LG 38 MM DIA FIBREGLASS SPILCED SECTIONS;1 X ADAPTOR MALE PLUG-IN TO UNIVERSAL HEAD;1 X ADAPTOR MALE PLUG-IN | HYLEC | HYLEC PTY LTD | KIT | PURCHASE AS REQUIRED
000022029 | HOT LINE STICK | TRANSMISSION OPERATING KIT;C/W 4 X 1.2 M LG 38 MM DIA FIBREGLASS SPILCED SECTIONS;1 X ADAPTOR MALE PLUG-IN TO UNIVERSAL HEAD;1 X ADAPTOR MALE PLUG-IN | BRITECH | BRI-TECH PTY LTD | KIT | PURCHASE AS REQUIRED
000022029 | HOT LINE STICK | TRANSMISSION OPERATING KIT;C/W 4 X 1.2 M LG 38 MM DIA FIBREGLASS SPILCED SECTIONS;1 X ADAPTOR MALE PLUG-IN TO UNIVERSAL HEAD;1 X ADAPTOR MALE PLUG-IN | THEWMCAN | TMAC THEW & MCCANN GROUP | KIT | PURCHASE AS REQUIRED
000022029 | HOT LINE STICK | TRANSMISSION OPERATING KIT;C/W 4 X 1.2 M LG 38 MM DIA FIBREGLASS SPILCED SECTIONS;1 X ADAPTOR MALE PLUG-IN TO UNIVERSAL HEAD;1 X ADAPTOR MALE PLUG-IN | ENERGYNW | THE ENERGY NETWORK | KIT | PURCHASE AS REQUIRED
000022029 | HOT LINE STICK | TRANSMISSION OPERATING KIT;C/W 4 X 1.2 M LG 38 MM DIA FIBREGLASS SPILCED SECTIONS;1 X ADAPTOR MALE PLUG-IN TO UNIVERSAL HEAD;1 X ADAPTOR MALE PLUG-IN | TEN | THE ENERGY NETWORK | TENA524 | PURCHASE AS REQUIRED
000021936 | LABEL | PHOENIX TYPE ZB5;NUMBERS 1 TO 10; VERTICAL;SUIT 5.2 MM W TERMINALS;PACK OF 10; | PHOENIX | PHOENIX CONTACT PTY LTD | PHO1050020:0001 | CURRENT
000021936 | LABEL | PHOENIX TYPE ZB5;NUMBERS 1 TO 10; VERTICAL;SUIT 5.2 MM W TERMINALS;PACK OF 10; | IPD | IPD GROUP LIMITED | PHOENIX 105002:001 | CURRENT
000021936 | LABEL | PHOENIX TYPE ZB5;NUMBERS 1 TO 10; VERTICAL;SUIT 5.2 MM W TERMINALS;PACK OF 10; | HAYMANS | HAYMANS ELECTRICAL | PHOENIX 105002:001 | CURRENT
000021937 | LABEL | PHOENIX TYPE ZB5;NUMBERS 11 TO 20; VERTICAL;SUIT 5.2 MM W TERMINALS; PACK OF 10; | IPD | IPD GROUP LIMITED | PHOENIX 1050020:0011 | PURCHASE AS REQUIRED
000021937 | LABEL | PHOENIX TYPE ZB5;NUMBERS 11 TO 20; VERTICAL;SUIT 5.2 MM W TERMINALS; PACK OF 10; | HAYMANS | HAYMANS ELECTRICAL | PHOENIX 1050020:0011 | PURCHASE AS REQUIRED
000021937 | LABEL | PHOENIX TYPE ZB5;NUMBERS 11 TO 20; VERTICAL;SUIT 5.2 MM W TERMINALS; PACK OF 10; | PHOENIX | PHOENIX CONTACT PTY LTD | 1050020:0011 | PURCHASE AS REQUIRED
000021934 | TERMINAL BLOCK | 16 AMP;400 V;2.5 MM CONDUCTOR UNIVERSAL MTG;PHOENIX TYPE MTK-P/P;PACK OF 50; | HAYMANS | HAYMANS ELECTRICAL | PHO3104013 | CURRENT
000021934 | TERMINAL BLOCK | 16 AMP;400 V;2.5 MM CONDUCTOR UNIVERSAL MTG;PHOENIX TYPE MTK-P/P;PACK OF 50; | IPD | IPD GROUP LIMITED | PHOENIX 3104013 | CURRENT
000021934 | TERMINAL BLOCK | 16 AMP;400 V;2.5 MM CONDUCTOR UNIVERSAL MTG;PHOENIX TYPE MTK-P/P;PACK OF 50; | PHOENIX | PHOENIX CONTACT PTY LTD | 3104013 | CURRENT
000021935 | END PLATE,TERMINAL BLOCK | PHOENIX TYPE D-MTK;UNIVERSAL MTG; PACK OF 50; | HAYMANS | HAYMANS ELECTRICAL | PHO3101029 | CURRENT
000021935 | END PLATE,TERMINAL BLOCK | PHOENIX TYPE D-MTK;UNIVERSAL MTG; PACK OF 50; | IPD | IPD GROUP LIMITED | PHOENIX 3101029 | CURRENT
000021935 | END PLATE,TERMINAL BLOCK | PHOENIX TYPE D-MTK;UNIVERSAL MTG; PACK OF 50; | PHOENIX | PHOENIX CONTACT PTY LTD | 3101029 | CURRENT
000022039 | BRACKET | STAINLESS STEEL;CONTROL BOX DOOR ANTI- LIFT BRACKET;46 MM ON LONG SIDE,18 MM ON SHORT SIDE,12.5 MM W;HOLE DIA 6.4 MM;TO SUIT NU-LEC RL27 CONTROL BOXES;BOX OF | SCHNEDER | SCHNEIDER PTY LTD | PEP0015257E | PHASING
000022012 | SWITCHGEAR,EXTENSION | OUTDOOR GIS EXTENSION;FOR SSWMD;1600 AMP;145 KV;40 KA;110 V DC;ADDITIONAL 2 BAYS PLUS ADDITION OF CB'S TO 4 BAYS;BUS VT;INSTALLATION & TESTING; | HITACHI | HITACHI ENERGY AUSTRALIA LTD | CFT | CURRENT
000022013 | SWITCHGEAR,FEEDER | OUTDOOR GIS;1600 AMP;145 KV;40 KA;110 V DC;INCLUDES-BUS SIDE DISCONNECTOR;BUS SIDE EARTH SWITCH;CB;4 PROTECTION CLASS CT'S;LINE SIDE DISCONNECTOR/EARTH | HITACHI | HITACHI ENERGY AUSTRALIA LTD | CFT FOR F846,F816 & F821 | CURRENT
000022014 | SWITCHGEAR,FEEDER | OUTDOOR GIS;1600 AMP;145 KV;40 KA;110 V DC;INCLUDES-BUS VT;BUS SIDE DISCONNECTOR;BUS SIDE EARTH SWITCH;CB; 4 PROTECTION CLASS CT'S;LINE SIDE | HITACHI | HITACHI ENERGY AUSTRALIA LTD | CFT F847 | CURRENT
000022015 | SWITCHGEAR,TRANSFORMER | OUTDOOR GIS;1600 AMP;145 KV;40 KA;110 V DC;INCLUDES-BUS SIDE DISCONNECTOR;BUS SIDE EARTH SWITCH;CB;LINE SIDE EARTH SWITCH;FOR TR1 & TR2; | HITACHI | HITACHI ENERGY AUSTRALIA LTD | CFT FOR TR1 & TR2 | CURRENT
F20364 | CABLE,POWER,ELECTRICAL | 0.6/1 KV;240 SQ MM;4C SECTOR SHAPED STRANDED AL;XLPE/PVC;WITH TERMITE REPELLANT;600 M DRUM SIZE; | PRYSMIAN | PRYSMIAN POWER CABLES & SYSTEMS AUST | 0.6/1 KV;240 SQ MM | PHASING
F20364 | CABLE,POWER,ELECTRICAL | 0.6/1 KV;240 SQ MM;4C SECTOR SHAPED STRANDED AL;XLPE/PVC;WITH TERMITE REPELLANT;600 M DRUM SIZE; | OLEX | OLEX AUSTRALIA PTY LTD | XDDG37RP0R4BQAA | PHASING
F20364 | CABLE,POWER,ELECTRICAL | 0.6/1 KV;240 SQ MM;4C SECTOR SHAPED STRANDED AL;XLPE/PVC;WITH TERMITE REPELLANT;600 M DRUM SIZE; | MIDMETAL |  | 0.6/1 KV;240 SQ MM;4C | PHASING
F20365 | CABLE,POWER,ELECTRICAL | 0.6/1 KV;16 SQ MM;4C CIRCULAR ANNEALED COMPACTED CU;XLPE/PVC;WITH TERMITE REPELLANT;500 M DRUM SIZE; | OLEX | OLEX AUSTRALIA PTY LTD | HEVP15RPX04BQAA | PHASING
F20365 | CABLE,POWER,ELECTRICAL | 0.6/1 KV;16 SQ MM;4C CIRCULAR ANNEALED COMPACTED CU;XLPE/PVC;WITH TERMITE REPELLANT;500 M DRUM SIZE; | MIDMETAL |  | 0.6/1 KV;16 SQ MM;4C CIRCULAR | PHASING
F20365 | CABLE,POWER,ELECTRICAL | 0.6/1 KV;16 SQ MM;4C CIRCULAR ANNEALED COMPACTED CU;XLPE/PVC;WITH TERMITE REPELLANT;500 M DRUM SIZE; | PRYSMIAN | PRYSMIAN POWER CABLES & SYSTEMS AUST | 0.6/1 KV;16 SQ MM | PHASING
000022043 | TERMINATION KIT,ELECTRICAL CABLE | GIS, 76/132kV, 1600mm2, 1C Milliken Stranding, WB Cu/XLPE/WBT/CorrCu Sheath/MDPE c/w Graphite Coating | PRYSMIAN | PRYSMIAN POWER CABLES & SYSTEMS AUST | EVG 1170/048 | STRATEGIC SPARE
000022044 | TERMINATION KIT,ELECTRICAL CABLE | Outdoor, 76/132kV, 1600mm2, 1C Milliken Stranding, WB Cu/XLPE/WBT/CorrCu Sheath/MDPE c/w Graphite Coating | PRYSMIAN | PRYSMIAN POWER CABLES & SYSTEMS AUST | TES145/55-1600SQMM | CURRENT
000022045 | JOINT,ELECTRICAL POWER CABLE | 170 KV;SECTIONALISED PREMOULDED;1 PHASE ;FOR ILJIN 1600 SQ MM CU XLPE/CCU/MDPE CABLE;MILLIKEN STRANDING;TO IEC 60840; PACK OF 1,222 CM X 87 CMM X 80 CM;PACK | PRYSMIAN | PRYSMIAN POWER CABLES & SYSTEMS AUST | GMS 1170/CA | STRATEGIC SPARE
000022046 | CONNECTOR,LUG. | 240 SQ MM;COPPER SWITCHGEAR CONNECTOR ;11 KV;HAZEMEYER SWITCHGEAR CRIMPED CONNECTOR (UNTINNED);LUG IS MACHINED TO FIT 12 MM STUD SWITCHGEAR STEM;C/W | CABLACES | CABLACES | CSC240/12K | CURRENT
000022050 | CABLE,POWER,ELECTRICAL | CONCENTRIC BONDING LEAD;1 CONDUCTOR 240 SQ MM (91/1.78) 1 CONDUCTOR 59/1.53 + 65/1.53 WITH 0.9 MM CU TAPE BETWEEN LAYERS;NON - WATER BLOCKED;XLPE | MIDMETAL |  | ILJIN 080610-09P | PURCHASE AS REQUIRED
000022051 | CIRCUIT BREAKER | CAPACITOR BANK SWITCHING;FIXED NON- WITHDRAWABLE;12 KV;630 AMP;25 KA;3 POLE; 50 HZ;48 V DC SPRING MECHANISM; | IPSOL | I POWER SOLUTIONS HEMMANT QLD 4174 | GELPAG TYPE VEP12T0625D48F | STRATEGIC SPARE
000022040 | ADAPTOR | UNIVERSAL HEAD TO BAYONET ADAPTOR;TO APPLY PORTABLE EARTHS FITTED WITH BAYONET TYPE CLAMPS;U/W OPERATING STICK (SHOTGUN) SC18281 (SHOTGUN KITS | AMPLITUD | AMPLITUDE PTY LTD - 396777 | ADAP.UK-B | CURRENT
000022040 | ADAPTOR | UNIVERSAL HEAD TO BAYONET ADAPTOR;TO APPLY PORTABLE EARTHS FITTED WITH BAYONET TYPE CLAMPS;U/W OPERATING STICK (SHOTGUN) SC18281 (SHOTGUN KITS | SICAME | SICAME AUSTRALIA PTY LTD | CI-7-E | CURRENT
000022040 | ADAPTOR | UNIVERSAL HEAD TO BAYONET ADAPTOR;TO APPLY PORTABLE EARTHS FITTED WITH BAYONET TYPE CLAMPS;U/W OPERATING STICK (SHOTGUN) SC18281 (SHOTGUN KITS | ENERGYNW | THE ENERGY NETWORK | CI-7-E | CURRENT
000022040 | ADAPTOR | UNIVERSAL HEAD TO BAYONET ADAPTOR;TO APPLY PORTABLE EARTHS FITTED WITH BAYONET TYPE CLAMPS;U/W OPERATING STICK (SHOTGUN) SC18281 (SHOTGUN KITS | HYLEC | HYLEC PTY LTD | UBF200 | CURRENT
000022040 | ADAPTOR | UNIVERSAL HEAD TO BAYONET ADAPTOR;TO APPLY PORTABLE EARTHS FITTED WITH BAYONET TYPE CLAMPS;U/W OPERATING STICK (SHOTGUN) SC18281 (SHOTGUN KITS | THEWMCAN | TMAC THEW & MCCANN GROUP | TM10532 | CURRENT
000022052 | CAPACITOR SHUNT INSTALLATION. | 12 KV;3 PHASE;50 HZ;1.8 MVAR @ 11.5 KV; CUBICLE O/D;C/W FIXED CB;RELAY PROT 48 V DC;C/W AF BLOCKING FILTER & 120 UH INRUSH REACTORS;COOLING FANS; | ERGON | ERGON ENERGY | 12 KV 1.8 VAR 48 V DC | PURCHASE AS REQUIRED
000022053 | SIGN | LEGEND-NOT ELECTRICALLY CONNECTED; PROPERTY OF ENERGEX;CORFLUTE; 600 MM X 600 MM;WHITE BACKGROUND;BLACK LETTERING;U/W SC21366 SAFETY FLAGS; | CUTLER | CUTLER BRANDS PTY LTD | ENERGE-22053 | CURRENT
000022054 | SIGN | DANGER-CONSTRUCTION SITE;UNAUTHORISED PERSONS KEEPS OUT;CORFLUTE; 600 MM X 450 MM;WHITE BACKGROUND;BLACK LETTERING;PART OF SUBSTN BARRIER | CUTLER | CUTLER BRANDS PTY LTD | ENERGE-22054 | CURRENT
000022054 | SIGN | DANGER-CONSTRUCTION SITE;UNAUTHORISED PERSONS KEEPS OUT;CORFLUTE; 600 MM X 450 MM;WHITE BACKGROUND;BLACK LETTERING;PART OF SUBSTN BARRIER | ARTCRAFT | ARTCRAFT PTY LTD | SE008-Q | CURRENT
000022055 | EARTH LINK BOX | BX:ELEC;33KV CBL SYS,316 S/S TANK,SHEATH EARTH LINK BOX 33 KV CABLE SYSTEM; SHEAT H EARTH BREAK /SVL BONDING WITH 120 SQ M M CU XLPE INSULATED CONCENTRIC BONDING L | AKPOWER | AK POWER SOLUTIONS PTY LTD | LC6 | CURRENT
000022056 | BUSBAR | EARTH BAR;FOR 33 KV SCREEN BREAK PIT; 40 MM X 6 MM COPPER BAR RD EDGE;WITH 2 X 25 DIA DELRIN STANDOFF ISOLATORS;AS PER DWG UT 1084-A3;FOR USE IN 33 KV | ERGON | ERGON ENERGY | UT1084-A3 | CURRENT
000022057 | JOINT OUTER BOX,ELECTRICAL POWER CABLE. | FIBREGLASS OUTER BOX TYPE 3;TO SUIT 33 KV SCREEN BREAK JOINT;FERRO NPG GELCOAT WHITE;4 LAYERS AC 200 MAT; FINISH COAT C GLASS TISSUE;FOR USE | AFP | ALL FIBREGLASS PRODUCTS | TYPE 3 OUTER BOX | CURRENT
000022058 | SLEEVE,ELECTRICAL POWER CABLE,JOINT | FOR 33 KV SCREEN BREAK JOINT;NYLON SHEATH INSULATION;COPPER SLEEVE SUITS 185-800 SQ MM CABLE;125 MM OD COPPER TUBE WITH 2 X END CONE REDUCERS; | INTERTEC | INTERTECH ENGINEERING PTY LTD | VA-CJSB | CURRENT
000022048 | LABEL | QNX LICENCE CERTIFICATE LABELS;NUMERICAL NUMBERING SYSTEM FOR QNX V6.3 0- 503843 MOMENTICS EDITION SOFTWARE SERIES;FOR PCSACS V5; | SYMENTRY | SYMMETRY INNOVATIONS CANBERRA ACT | 503843 | PURCHASE AS REQUIRED
000022059 | COVER,ILLUMINATION,LIGHTING FIXTURE. | DISHED TYPE;ACRYLIC CLEAR;FOR USE ON PIERLITE GREENSTREET LUMINAIRE; | PIERLITE | PIERLITE AUSTRALIA PTY LTD | GS/DIFF | CURRENT
000022061 | TERMINATION,ELECTRICAL POWER CABLE | 11 KV;OUTDOOR;HEATSHRINK TERMINATION; 10 SQ MM - 35 SQ MM CU OR AL " TRIPLEX XLPE CABLE & HVABC "; | RAYCHEM | RAYCHEM (AUSTRALIA) PTY LTD | OXSU-FEX340 | CURRENT
000022063 | BLADE | Round Saw Blade, suit Multi-Tool Conduit Cutter | TDETOOLS | TRADE TOOLS DIRECT (GEEBUNG) | FEIA63502176210 | CURRENT
000022063 | BLADE | Round Saw Blade, suit Multi-Tool Conduit Cutter | GLENFORD | GLENFORDS TOOL CENTRE | FEIA63502176210 | CURRENT
000022063 | BLADE | Round Saw Blade, suit Multi-Tool Conduit Cutter | C&LTOOL | CALTCO T/A C&L TOOL CENTRE | FEIA63502176210 | CURRENT
000022065 | METER,WATTHOUR | Mk10A CT, Polyphase, 3Ph, 4 Wire, 240V AC, 5-20A CT, Class 1 c/w Powered Comms Port, Metering Dynamics Label | EDMI | EDMI PTY LTD | 1A12-1H11-27-F11-201030-3 | CURRENT
000022065 | METER,WATTHOUR | Mk10A CT, Polyphase, 3Ph, 4 Wire, 240V AC, 5-20A CT, Class 1 c/w Powered Comms Port, Metering Dynamics Label | EDMI | EDMI PTY LTD | 1A11-1H11-27-F11-201030-3 | CURRENT
000022068 | SWITCH FUSE GEAR | 12 KV;3 PHASE;630 AMP;20 KA;50 HZ;FAULT MAKING,LOAD BREAKING; TRIPLE POLE OPERATED;I/D;SF6;METAL CLAD;NON-EXT; BOTTOM CABLE ENTRY;ABB SAFELINK CCCC; | ABB | ABB FAN PTY LTD | 12 KV | PURCHASE AS REQUIRED
000022069 | SWITCH FUSE GEAR | 12 KV;3 PHASE;630 AMP;20 KA;50 HZ;FAULT MAKING; LOAD BREAKING;TRIPLE POLE OPERATED;I/D;SF6;METAL CLAD;NON-EXT; BOTTOM CABLE ENTRY;ABB SAFELINK CCC; | ABB | ABB FAN PTY LTD | 12 KV | PURCHASE AS REQUIRED
000022070 | SWITCH FUSE GEAR | 12 KV;3 PHASE;630 AMP;20 KA;50 HZ;FAULT MAKING,LOAD BREAKING;TRIPLE POLE OPERATED;I/D;SF6;METAL CLAD;NON-EXT; BOTTOM CABLE ENTRY;ABB SAFELINK CCC; | ABB | ABB FAN PTY LTD | 12 KV | PURCHASE AS REQUIRED
000022071 | SWITCH FUSE GEAR | 12 KV;3 PHASE;630 AMP;20 KA;50 HZ;FAULT MAKING,LOAD BREAKING;TRIPLE POLE OPERATED;I/D;SF6;METAL CLAD;NON-EXT; BOTTOM CABLE ENTRY;ABB SAFELINK CFC; | ABB | ABB FAN PTY LTD | 12 KV | PURCHASE AS REQUIRED
000022072 | SWITCH FUSE GEAR | 12 KV;3 PHASE;630 AMP;20 KA;50 HZ;FAULT MAKING,LOAD BREAKING;TRIPLE POLE OPERATED;I/D;SF6;METAL CLAD;NON-EXT; BOTTOM CABLE ENTRY;ABB SAFELINK CFC; | ABB | ABB FAN PTY LTD | 12 KV | PURCHASE AS REQUIRED
000022073 | SWITCH FUSE GEAR | 12 KV;3 PHASE;630 AMP;20 KA;50 HZ;FAULT MAKING,LOAD BREAKING;TRIPLE POLE OPERATED;I/D;SF6;METAL CLAD;NON-EXT; BOTTOM CABLE ENTRY;ABB SAFELINK CFCC; | ABB | ABB FAN PTY LTD | 12 KV | PURCHASE AS REQUIRED
000022074 | SWITCH FUSE GEAR | 12 KV;3 PHASE;630 AMP;20 KA;50 HZ;FAULT MAKING,LOAD BREAKING;TRIPLE POLE OPERATED;I/D;SF6;METAL CLAD;NON-EXT; BOTTOM CABLE ENTRY;ABB SAFELINK CFCF | ABB | ABB FAN PTY LTD | 12 KV | PURCHASE AS REQUIRED
000022075 | SWITCH FUSE GEAR | 12 KV;3 PHASE;630 AMP;20 KA;50 HZ;FAULT MAKING,LOAD BREAKING;TRIPLE POLE OPERATED;I/D;SF6;METAL CLAD;NON-EXT; BOTTOM CABLE ENTRY;ABB SAFELINK CFCF; | ABB | ABB FAN PTY LTD | 12 KV | PURCHASE AS REQUIRED
000022076 | SWITCH FUSE GEAR | 12 KV;3 PHASE;630 AMP;20 KA;50 HZ;FAULT MAKING,LOAD BREAKING;TRIPLE POLE OPERATED;I/D;SF6;METAL CLAD;NON-EXT; BOTTOM CABLE ENTRY;ABB SAFELINK CFCC; | ABB | ABB FAN PTY LTD | 12 KV | PURCHASE AS REQUIRED
000021057 | RECLOSER | SCHNEIDER N15;15.5 KV;3 PHASE;630 AMP; 12.5 KA VACUUM INTERRUPTER IN SF6 TANK; C/W CONTROL CUBICLE;9 M CONTROL CABLE ;ADVC2 CONTROLLER IOEX2 & FTIM2 MODULES; | SCHNEDER | SCHNEIDER PTY LTD | 100000200 | CURRENT
000021059 | RECLOSER | SCHNEIDER N38;38 KV;3 PHASE;800 AMP; 16 KA VACUUM INTERRUPTER IN SF6 TANK;C/W CONTROL CUBICLE;9 M CONTROL CABLE ADVC2 CONTROLLER IOEX2 & FTIM2 MODULES; | SCHNEDER | SCHNEIDER PTY LTD | 120200300 | CURRENT
000021061 | SWITCH,ISOLATING | 15.5kV, 3 Ph, 630A, 12.5kA, Switch in SF6 Tank c/w Control Cubicle, 9m Control Cable, ADVC2 Controller, IOEX2 & FTIM2 Modules, Terminal Palm Connections, | SCHNEDER | SCHNEIDER PTY LTD | 420400202(SUB) | PHASING
000021939 | DIAGRAM,BOARD | TYPE 1;1800 MM W;1200 MM H;FOR SUBSTN FURNITURE DIAGRAM BOARD;C/W 2 X TIMBER MTG BRACKETS 1620 MM LG;ITEM TO BE STORED INDOORS; | MISTER | R.N. & M.T. HOLDINGS PTY LTD | TYPE 1 | PURCHASE AS REQUIRED
000021939 | DIAGRAM,BOARD | TYPE 1;1800 MM W;1200 MM H;FOR SUBSTN FURNITURE DIAGRAM BOARD;C/W 2 X TIMBER MTG BRACKETS 1620 MM LG;ITEM TO BE STORED INDOORS; | ERGON | ERGON ENERGY | TYPE 1 | PURCHASE AS REQUIRED
000021940 | DIAGRAM,BOARD | TYPE 3;1200 MM W;600 MM H;FOR SUBSTN FURNITURE DIAGRAM BOARD;C/W 2 X TIMBER MTG BRACKETS 1080 MM LG;ITEM TO BE STORED INDOORS; | MISTER | R.N. & M.T. HOLDINGS PTY LTD | TYPE 3 | PURCHASE AS REQUIRED
000021940 | DIAGRAM,BOARD | TYPE 3;1200 MM W;600 MM H;FOR SUBSTN FURNITURE DIAGRAM BOARD;C/W 2 X TIMBER MTG BRACKETS 1080 MM LG;ITEM TO BE STORED INDOORS; | ERGON | ERGON ENERGY | TYPE 3 | PURCHASE AS REQUIRED
000022083 | TRANSFORMER,DISTRIBUTION | 33 KV/433 V;3 PHASE;POLE BOLT MTG;HV 90 LV BSH;MINERAL OIL INSULATED;ONAN; DYN 11;7 TAP POSITIONS;NOT PRE- FITTED WITH SURGE ARRESTERS OR HV BUSHING | ERGON | ERGON ENERGY | STOCK CODE 2402826 | PURCHASE AS REQUIRED
000021063 | FRAME,MOUNTING | SCHNEIDER ACR SUBSTN MTG FRAME;2290 MM; FOR ADVC2 ULTRA; FOR MTG NU-LEC N15 & N3 SUBSTN ACR'S WITH A DVC2 ULTRA CONTROL BOX;2290 MM H X 500 MM W; C/W BLAST KIT; | SCHNEDER | SCHNEIDER PTY LTD | 991000045 | CURRENT
000022087 | STEPLADDER | Fibreglass, 4.1m Safe Reach Height, 7 Step, 1.999 Height to Platform, Load Rating 150kg c/w 900mm H Platform Hand Rail, AS/NZS 1892.3 | LADAMAX | LADAMAX ALUMINIUM PRODUCTS PL | FPS10/7 | PURCHASE AS REQUIRED
000022087 | STEPLADDER | Fibreglass, 4.1m Safe Reach Height, 7 Step, 1.999 Height to Platform, Load Rating 150kg c/w 900mm H Platform Hand Rail, AS/NZS 1892.3 | HAYMANS | HAYMANS ELECTRICAL | BAIFS10725 | PURCHASE AS REQUIRED
000022087 | STEPLADDER | Fibreglass, 4.1m Safe Reach Height, 7 Step, 1.999 Height to Platform, Load Rating 150kg c/w 900mm H Platform Hand Rail, AS/NZS 1892.3 | BAILEY | BAILEY ALUMINIUM PRODUCTS PTY LTD | FS10725 | PURCHASE AS REQUIRED
000022088 | LABEL | OPAQUE CAST VINYL FILM ON PAPER LINER; WHITE & YELLOW BACKGROUND;LEGEND-MAX LOAD 150 KG FIBREGLASS STEPLADDER;BLACK PRINT;54 MM H X 224 MM W;CLEAR PRESSURE | BAILEY | BAILEY ALUMINIUM PRODUCTS PTY LTD | FSR1086 (BAILEY) | CURRENT
000022089 | LABEL | OPAQUE CAST VINYL FILM ON PAPER LINER; WHITE BACKGROUND;RED PRINT;LEGEND-MAX LOAD 130 KG FIBREGLASS EXTENSION LADDERS ;99 MM H X 54 MM W;CLEAR PRESSURE | BAILEY | BAILEY ALUMINIUM PRODUCTS PTY LTD | FSR1085 (BAILEY) | CURRENT
000022094 | SIGN | WARNING-IF EQUIPMENT IS DAMAGED OR UNSECURED CONTACT ENERGEX ON 131253; ALUMINIUM;RETROFLECTIVE;180 MM LG X 85 MM W X 2 MM THK;PACK OF 50; | ARTCRAFT | ARTCRAFT PTY LTD | 10182-A4 REV A | CURRENT
000022094 | SIGN | WARNING-IF EQUIPMENT IS DAMAGED OR UNSECURED CONTACT ENERGEX ON 131253; ALUMINIUM;RETROFLECTIVE;180 MM LG X 85 MM W X 2 MM THK;PACK OF 50; | MARKIT |  | WARNING SIGN | CURRENT
000022090 | PROBE,SET. | SET OF 3 (RED,WHITE,BLUE) NON FUSED STRAIGHT TEST PROBES 160 MM LG; 20 AMP RATED;2 MM DIA X 18 MM LG TIP ONE END & 4 MM DIA FEMALE SAFETY | PACIFIC | PACIFIC CONTROLS PTY LTD | PRMSET | CURRENT
000022090 | PROBE,SET. | SET OF 3 (RED,WHITE,BLUE) NON FUSED STRAIGHT TEST PROBES 160 MM LG; 20 AMP RATED;2 MM DIA X 18 MM LG TIP ONE END & 4 MM DIA FEMALE SAFETY | TES | TEST EQUIPMENT SOLUTIONS | PRMSET | CURRENT
000022091 | PROBE,SET. | SET OF 2 (RED,BLACK) NON FUSED STRAIGHT TEST PROBES 160 MM LG; 20 AMP RATED;2 MM DIA X 2 MM LG TIP ONE END & 4 MM DIA FEMALE SAFETY SOCKET | PENTA | PENTA AUST (TMAC THEW & MCCANN/HYLEC) | PA21779 | CURRENT
000022091 | PROBE,SET. | SET OF 2 (RED,BLACK) NON FUSED STRAIGHT TEST PROBES 160 MM LG; 20 AMP RATED;2 MM DIA X 2 MM LG TIP ONE END & 4 MM DIA FEMALE SAFETY SOCKET | HYLEC | HYLEC PTY LTD | 121019X2 | CURRENT
000022091 | PROBE,SET. | SET OF 2 (RED,BLACK) NON FUSED STRAIGHT TEST PROBES 160 MM LG; 20 AMP RATED;2 MM DIA X 2 MM LG TIP ONE END & 4 MM DIA FEMALE SAFETY SOCKET | PACIFIC | PACIFIC CONTROLS PTY LTD | DMMSETS | CURRENT
000022091 | PROBE,SET. | SET OF 2 (RED,BLACK) NON FUSED STRAIGHT TEST PROBES 160 MM LG; 20 AMP RATED;2 MM DIA X 2 MM LG TIP ONE END & 4 MM DIA FEMALE SAFETY SOCKET | TES | TEST EQUIPMENT SOLUTIONS | DMMSETS | CURRENT
000022095 | BUSBAR | BUSBAR JOGGLE CHAMBER;2000 AMP; 12 KV; FOR JOINING AREVA HWX, SWITCHGEAR TO THE LH SIDE OF GEC SBV2 12 KV SWITCHGEAR; | AREVA | AREVA T&D AUSTRALIA LIMITED | BUS JOGGLE CHAMBER | PURCHASE AS REQUIRED
000022096 | CIRCUIT BREAKER | INDOOR SWITCHGEAR & CONTROL GEAR PANEL;HOR RACKING;12 KV;800 AMP;25 KA 3 SEC;110 V DC;DOUBLE FEEDER CIRCUITS; WIRING PROVISION FOR 30CEF,BZ,FD; | AREVA | AREVA T&D AUSTRALIA LIMITED | HWX | PURCHASE AS REQUIRED
000022097 | FUSE ELEMENT,ELEC | 7A, 12kV, Dropout Fuse Link, u/w Fault Tamer Fuse Carrier & Current Limiter, AS1033, Bushfire Mitigation | S&C ELEC | S&AMP;C ELECTRIC COMPANY | 526007 | CURRENT
000022098 | FUSE ELEMENT,ELEC | 10A, 12kV, Dropout Fuse Link, u/w Fault Tamer Fuse Carrier & Current Limiter, AS1033, Bushfire Mitigation | S&C ELEC | S&AMP;C ELECTRIC COMPANY | 526010 | CURRENT
000022099 | FUSE ELEMENT,ELEC | 15A, 12kV, Dropout Fuse Link, u/w Fault Tamer Fuse Carrier & Current Limiter, AS1033, Bushfire Mitigation | S&C ELEC | S&AMP;C ELECTRIC COMPANY | 526015 | CURRENT
000022100 | FUSE ELEMENT,ELEC | 20A, 12kV, Dropout Fuse Link, u/w Fault Tamer Fuse Carrier & Current Limiter, AS1033, Bushfire Mitigation | S&C ELEC | S&AMP;C ELECTRIC COMPANY | 526020 | CURRENT
000022101 | FAULT TAMER,FUSE | 8kA, 12kV, Fault Tamer Dropout Fuse, c/w Fuse Carrier & Current Limiter, suits EDO | ACCULEC | ACCULEC PTY LTD - E18524 | QL-6168089 | CURRENT
000022102 | FAULT TAMER,FUSE | 12kA, Current Limiter, AS1033, Bushfire Mitigation | S&C ELEC | S&AMP;C ELECTRIC COMPANY | 98251 | CURRENT
000022103 | FUSECARRIER | 12kA RMS, 12kV, for Fault Tamer Dropout Fuse, c/w Base Trunnion, AS1033, Bushfire Mitigation | S&C ELEC | S&AMP;C ELECTRIC COMPANY | 98572 | CURRENT
000022104 | CABLE CORE ALIGNING TOOL. | NON-CONDUCTIVE,DOUBLE ENDED PLASTIC CORE ALIGNING TOOL;SUITS LV,4 X 24O SQ MM AL SECTOR MULTI-STRANDED (SM) XLPE WITH INSULATION ON SC21610 & SC22066; | ENERGYNW | THE ENERGY NETWORK | CORE ALIGNING TOOL | PURCHASE AS REQUIRED
000022104 | CABLE CORE ALIGNING TOOL. | NON-CONDUCTIVE,DOUBLE ENDED PLASTIC CORE ALIGNING TOOL;SUITS LV,4 X 24O SQ MM AL SECTOR MULTI-STRANDED (SM) XLPE WITH INSULATION ON SC21610 & SC22066; | HYLEC | HYLEC PTY LTD | CORE ALIGNING TOOL | PURCHASE AS REQUIRED
000022104 | CABLE CORE ALIGNING TOOL. | NON-CONDUCTIVE,DOUBLE ENDED PLASTIC CORE ALIGNING TOOL;SUITS LV,4 X 24O SQ MM AL SECTOR MULTI-STRANDED (SM) XLPE WITH INSULATION ON SC21610 & SC22066; | SILGLEN | SILGLEN SERVICES PTY LTD | 10 0001 | PURCHASE AS REQUIRED
000021978 | REACTOR | OUTDOOR ENCLOSURE;INCLUDING 3 LOAD SHARING REACTORS;0.176 MH;700 AMP;50 HZ; 36 KV;1 PHASE;31.5 KA FOR 2 SEC;FOR SHERWOOD SUBSTN; | POWERENG |  | HANS VAN MANGOLDT | PURCHASE AS REQUIRED
000022105 | SUNSCREEN PREPARATION | Key Sun Clear Zinke, SPF 30+ or SPF 50+, Broad Spectrum UVA/UVB, 200g Tube, 4hrs Water Resistant, Reef Safe | ATOMSUPP | ATOM SUPPLY | MB120 | CURRENT
000022105 | SUNSCREEN PREPARATION | Key Sun Clear Zinke, SPF 30+ or SPF 50+, Broad Spectrum UVA/UVB, 200g Tube, 4hrs Water Resistant, Reef Safe | ATOMSUPP | ATOM SUPPLY | 539283 | CURRENT
000022105 | SUNSCREEN PREPARATION | Key Sun Clear Zinke, SPF 30+ or SPF 50+, Broad Spectrum UVA/UVB, 200g Tube, 4hrs Water Resistant, Reef Safe | ATOMSUPP | ATOM SUPPLY | 31120015 | CURRENT
000022105 | SUNSCREEN PREPARATION | Key Sun Clear Zinke, SPF 30+ or SPF 50+, Broad Spectrum UVA/UVB, 200g Tube, 4hrs Water Resistant, Reef Safe | ALPHA | ALPHA FIRST AID SUPPLIES QLD | 510010 | CURRENT
000022105 | SUNSCREEN PREPARATION | Key Sun Clear Zinke, SPF 30+ or SPF 50+, Broad Spectrum UVA/UVB, 200g Tube, 4hrs Water Resistant, Reef Safe | ATOMSUPP | ATOM SUPPLY | 554111 | CURRENT
000820365 | CABLE,POWER,ELECTRICAL | 0.6/1 KV;16 SQ MM;4C CIRCULAR ANNEALED COMPRESSED STRANDED COPPER;XLPE/PVC; 500 M DRUM SIZE; | MIDLANDS | MIDLAND METALS | MMO-LV 4X16CP | CURRENT
000820365 | CABLE,POWER,ELECTRICAL | 0.6/1 KV;16 SQ MM;4C CIRCULAR ANNEALED COMPRESSED STRANDED COPPER;XLPE/PVC; 500 M DRUM SIZE; | NANELECT | NAN ELECTRICAL CABLE AUSTRALIA PL | 4CX016CLVXD | CURRENT
000820365 | CABLE,POWER,ELECTRICAL | 0.6/1 KV;16 SQ MM;4C CIRCULAR ANNEALED COMPRESSED STRANDED COPPER;XLPE/PVC; 500 M DRUM SIZE; | PRYSMIAN | PRYSMIAN POWER CABLES & SYSTEMS AUST | 0.6/1 KV;16 SQ MM | CURRENT
000820365 | CABLE,POWER,ELECTRICAL | 0.6/1 KV;16 SQ MM;4C CIRCULAR ANNEALED COMPRESSED STRANDED COPPER;XLPE/PVC; 500 M DRUM SIZE; | OLEX | OLEX AUSTRALIA PTY LTD | HEVP15RPX04BQAA | CURRENT
000820364 | CABLE,POWER,ELECTRICAL | 0.6/1 KV;240 SQ MM;4C SECTOR SHAPED STRANDED AL;XLPE/PVC; 600 M DRUM SIZE; | MIDLANDS | MIDLAND METALS | MMO-LV 4X240AP | CURRENT
000820364 | CABLE,POWER,ELECTRICAL | 0.6/1 KV;240 SQ MM;4C SECTOR SHAPED STRANDED AL;XLPE/PVC; 600 M DRUM SIZE; | NANELECT | NAN ELECTRICAL CABLE AUSTRALIA PL | 4CX240MLVXBEX | CURRENT
000820364 | CABLE,POWER,ELECTRICAL | 0.6/1 KV;240 SQ MM;4C SECTOR SHAPED STRANDED AL;XLPE/PVC; 600 M DRUM SIZE; | PRYSMIAN | PRYSMIAN POWER CABLES & SYSTEMS AUST | 0.6/1 KV;240 SQ MM | CURRENT
000820364 | CABLE,POWER,ELECTRICAL | 0.6/1 KV;240 SQ MM;4C SECTOR SHAPED STRANDED AL;XLPE/PVC; 600 M DRUM SIZE; | PWRGRID | POWER GRID CABLES PTY LTD WINDSOR NSW | PG240A4C-AT | CURRENT
000022108 | CIRCUIT BREAKER | OUTDOOR;36 KV;SF6;SCHNEIDER;3 PHASE; 3150 AMP;31.5 KA 3 SEC;110 V DC MOTOR CHRG SPRING;100 V DC TRIPPING; | SCHNEDER | SCHNEIDER PTY LTD | GI-E | PURCHASE AS REQUIRED
000022109 | TRANSFORMER,CURRENT | POST TYPE;OUTDOOR;36 KV;3150 AMP;31.5 KA ;CORES 1-3,3000/1600/5 AMP;0.1 PL 200 R1.0 ON 1600/5 AMP;CORE 4,2000/1600/ 5 AMP;0.1 PL 120 R0.45 ON 1600/5 AMP; | SCHNEDER | SCHNEIDER PTY LTD | RITZ INSTR TYPE GIF 36-68 | PURCHASE AS REQUIRED
000022082 | SETSCREW | M5, 40mm Lg, Fillister Head, Phillips Screw Type, Nylon, Non-Conductive, used for Top Screw to Hang Meters | HOBSON | HOBSON ENGINEERING CO PTY LTD 393904 | MS66BPM050040 | CURRENT
000022082 | SETSCREW | M5, 40mm Lg, Fillister Head, Phillips Screw Type, Nylon, Non-Conductive, used for Top Screw to Hang Meters | SUMMIT | SUMMIT GROUP | 6SCN05040 | CURRENT
000022082 | SETSCREW | M5, 40mm Lg, Fillister Head, Phillips Screw Type, Nylon, Non-Conductive, used for Top Screw to Hang Meters | COVENTRY | COVENTRY FASTENERS QLD | 5X40MNYFCRMT | CURRENT
000021064 | SIGN | DANGER-HIGH VOLTAGE CABLE COMPARTMENT ;ALUMINIUM;RETROREFLECTIVE;360 MM LG, 340 MM W,1.6 MM THK;FOR SUBSTN USE; | UES | UTILITY ENGRAVING & SIGNS | SIGN | PURCHASE AS REQUIRED
000021064 | SIGN | DANGER-HIGH VOLTAGE CABLE COMPARTMENT ;ALUMINIUM;RETROREFLECTIVE;360 MM LG, 340 MM W,1.6 MM THK;FOR SUBSTN USE; | ARTCRAFT | ARTCRAFT PTY LTD | SIGN 360 X 340 X 1.6 | PURCHASE AS REQUIRED
000021941 | TERMINAL,LUG | LONG PALM DRILLED;TINNED COPPER;CRIMP TYPE;WITH 2 X 12 MM HOLES AT 40 MM CENTRES;FOR 70 SQ MM,19/2.14 COPPER CONDUCTOR;FOR SUBSTNS;PACK OF 1; | TYCO | TYCO | CG70LPM12-40/1 | CURRENT
000021941 | TERMINAL,LUG | LONG PALM DRILLED;TINNED COPPER;CRIMP TYPE;WITH 2 X 12 MM HOLES AT 40 MM CENTRES;FOR 70 SQ MM,19/2.14 COPPER CONDUCTOR;FOR SUBSTNS;PACK OF 1; | LEGEND | LEGEND POWER SYSTEMS | CAL70LPB1240 | CURRENT
000021941 | TERMINAL,LUG | LONG PALM DRILLED;TINNED COPPER;CRIMP TYPE;WITH 2 X 12 MM HOLES AT 40 MM CENTRES;FOR 70 SQ MM,19/2.14 COPPER CONDUCTOR;FOR SUBSTNS;PACK OF 1; | UTILUX |  | CG70LPM12-40/1 | CURRENT
000021942 | TERMINAL,LUG | LONG PALM DRILLED;TINNED COPPER;CRIMP TYPE;WITH 2 X 12 MM HOLES AT 40 MM CENTRES;FOR 120 SQ MM COPPER CONDUCTOR; FOR SUBSTNS;PACK OF 1; | LEGEND | LEGEND POWER SYSTEMS | CAL120LPB1240 | CURRENT
000021942 | TERMINAL,LUG | LONG PALM DRILLED;TINNED COPPER;CRIMP TYPE;WITH 2 X 12 MM HOLES AT 40 MM CENTRES;FOR 120 SQ MM COPPER CONDUCTOR; FOR SUBSTNS;PACK OF 1; | UTILUX |  | CG120LPM12-40/1 | CURRENT
000021943 | TERMINAL,LUG | LONG PALM DRILLED;TINNED COPPER;CRIMP TYPE;WITH 2 X 12 MM HOLES AT 50 MM CENTRES;FOR 70 SQ MM,19/2.14 MM COPPER CONDUCTOR;FOR SUBSTNS;PACK OF 1; | LEGEND | LEGEND POWER SYSTEMS | CAL70LPB1250 | CURRENT
000021943 | TERMINAL,LUG | LONG PALM DRILLED;TINNED COPPER;CRIMP TYPE;WITH 2 X 12 MM HOLES AT 50 MM CENTRES;FOR 70 SQ MM,19/2.14 MM COPPER CONDUCTOR;FOR SUBSTNS;PACK OF 1; | UTILUX |  | CG70LPM12-50/1 | CURRENT
000021943 | TERMINAL,LUG | LONG PALM DRILLED;TINNED COPPER;CRIMP TYPE;WITH 2 X 12 MM HOLES AT 50 MM CENTRES;FOR 70 SQ MM,19/2.14 MM COPPER CONDUCTOR;FOR SUBSTNS;PACK OF 1; | CABAC | CABAC (MANUFACTURER) | CAL70LPB1250 | CURRENT
000021944 | TERMINAL,LUG | LONG PALM DRILLED;TINNED COPPER;CRIMP TYPE;WITH 2 X 12 MM HOLES AT 50 MM CENTRES;FOR 120 SQ MM COPPER CONDUCTOR;FOR SUBSTNS;PACK OF 1; | TYCO | TYCO | CG120LPM12-50/1 | CURRENT
000021944 | TERMINAL,LUG | LONG PALM DRILLED;TINNED COPPER;CRIMP TYPE;WITH 2 X 12 MM HOLES AT 50 MM CENTRES;FOR 120 SQ MM COPPER CONDUCTOR;FOR SUBSTNS;PACK OF 1; | LEGEND | LEGEND POWER SYSTEMS | CAL120LPB1250 | CURRENT
000021944 | TERMINAL,LUG | LONG PALM DRILLED;TINNED COPPER;CRIMP TYPE;WITH 2 X 12 MM HOLES AT 50 MM CENTRES;FOR 120 SQ MM COPPER CONDUCTOR;FOR SUBSTNS;PACK OF 1; | UTILUX |  | CG120LPM12-50/1 | CURRENT
000021944 | TERMINAL,LUG | LONG PALM DRILLED;TINNED COPPER;CRIMP TYPE;WITH 2 X 12 MM HOLES AT 50 MM CENTRES;FOR 120 SQ MM COPPER CONDUCTOR;FOR SUBSTNS;PACK OF 1; | CABAC | CABAC (MANUFACTURER) | CAL120LPB1250 | CURRENT
000021945 | TERMINAL,LUG | LONG PALM UNDRILLED;TINNED COPPER; CRIMP TYPE;FOR 70 SQ MM,19/2.14 MM COPPER CONDUCTOR;FOR SUBSTNS; PACK OF 1; | LEGEND | LEGEND POWER SYSTEMS | CAL70LPB | CURRENT
000021945 | TERMINAL,LUG | LONG PALM UNDRILLED;TINNED COPPER; CRIMP TYPE;FOR 70 SQ MM,19/2.14 MM COPPER CONDUCTOR;FOR SUBSTNS; PACK OF 1; | UTILUX |  | CG70LPMB/1 | CURRENT
000021946 | TERMINAL,LUG | LONG PALM UNDRILLED;TINNED COPPER; CRIMP TYPE;FOR 120 SQ MM COPPER CONDUCTOR;FOR SUBSTNS;PACK OF 1; | LEGEND | LEGEND POWER SYSTEMS | CAL120LPB | CURRENT
000021946 | TERMINAL,LUG | LONG PALM UNDRILLED;TINNED COPPER; CRIMP TYPE;FOR 120 SQ MM COPPER CONDUCTOR;FOR SUBSTNS;PACK OF 1; | UTILUX |  | CG120LPMB/1 | CURRENT
000022110 | CABLE,POWER,ELECTRICAL | 0.6/1 KV;6 SQ MM;HARD DRAWN COPPER CONDUCTOR;4 CORE;BLACK XLPE INSULATED CABLE;SUPPLIED ON 200 M DRUMS,DRUM WEIGHT 70 KG;RIB DETAIL;METRE MARKED; | MIDLANDS | MIDLAND METALS | MMO-LVABC 4X6 CU X | CURRENT
000021066 | CLEVIS SOCKET ASSEMBLY | FORGED STEEL;GALV;160 KN MIN FAILING LOAD;U/W BALL & SOCKET INSULATORS; PACK OF 10; | DULMISON | DULMISON (AUST) PTY LTD | D-SC160AR | PURCHASE AS REQUIRED
000021066 | CLEVIS SOCKET ASSEMBLY | FORGED STEEL;GALV;160 KN MIN FAILING LOAD;U/W BALL & SOCKET INSULATORS; PACK OF 10; | PLP AUST | PREFORMED LINE PRODUCTS (AUST) | SC 160-4 | PURCHASE AS REQUIRED
000021067 | SEALING COMPOUND | PowerPatch Leak Repair c/w Tool-50-11, 2 x 2-Part Cartridges, 4 x Static Mixer, 2 x Putty Sticks, 8 x Wipes, 1 x 600mm Sandpaper Strip, 4 x Application Sticks | TEN | THE ENERGY NETWORK | EPCT-KIT1G | CURRENT
000021069 | SETSCREW | STAINLESS STEEL;GDE 304;HEX HD;FLAT POINT;M6;ISO M;25 MM LG;REQUIRED TO SECURE TOMBSTONE PILLARS;BOX OF 100; | STATEWD | STATEWIDE FSTNERS & ENG SPLS PL | HSS 4M625 | CURRENT
000021070 | NUT,SELF-LOCKING,HEXAGON. | STAINLESS STEEL;GDE 304;NYLOC;M6 NUT; REFER SC21069 FOR SETSCREW;REQUIRED TO SECURE TOMBSTONE PILLARS AS OUTLINED IN PILLAR WORK PRACTICE;BOX OF | HOBSON | HOBSON ENGINEERING CO PTY LTD 393904 | NN04PCM06 | CURRENT
000021070 | NUT,SELF-LOCKING,HEXAGON. | STAINLESS STEEL;GDE 304;NYLOC;M6 NUT; REFER SC21069 FOR SETSCREW;REQUIRED TO SECURE TOMBSTONE PILLARS AS OUTLINED IN PILLAR WORK PRACTICE;BOX OF | STATEWD | STATEWIDE FSTNERS & ENG SPLS PL | NNY S4M6 | CURRENT
000021968 | DISCONNECTOR,HIGH VOLTAGE | 36 KV;3150 AMP;40 KA FOR 1 SEC;3 PHASE; MANUALLY OPERATED;OUTDOOR ROTARY DOUBLE BREAK;TYPE DB36;SUPPLIED WITH INSULATORS;FLICKER ARCING HORNS & | PLP AUST | PREFORMED LINE PRODUCTS (AUST) | TYPE DB36 | PURCHASE AS REQUIRED
000021071 | TRANSFORMER,POWER | 33 KV/11 KV;15 MVA;3 PHASE;GROUND MTG;HV AIR 90 LV AIR;HV BSH 180 LV BSH ALT;MINE ;MINERAL OIL INSULATED;ONAF;DYN 11; C/W VACUUM OLTC 23 TAP POSN;ATTACHED | WILSON | WILSON TRANSFORMER CO. PTY LTD | 33 KV/11 KV 15 MVA; | STRATEGIC SPARE
000021072 | CLAMP,METER | CLAMP-ON TYPE TRUE RMS:RANGE AC/DC 0.2 TO 400 AMP RMS;0.2 TO 600 V RMS; RESISTANCE 40 K OHMS;AUDIBLE CONTINUITY TEST,POWER 5 W TO 240 KW (K/W,KVA,KVAR); | REXEL | REXEL PTY LTD | OBIAEMC-F09 | PURCHASE AS REQUIRED
000021072 | CLAMP,METER | CLAMP-ON TYPE TRUE RMS:RANGE AC/DC 0.2 TO 400 AMP RMS;0.2 TO 600 V RMS; RESISTANCE 40 K OHMS;AUDIBLE CONTINUITY TEST,POWER 5 W TO 240 KW (K/W,KVA,KVAR); | PACIFIC | PACIFIC CONTROLS PTY LTD | AEMC MODEL F09 CAT NO. 2129.50 | PURCHASE AS REQUIRED
000021072 | CLAMP,METER | CLAMP-ON TYPE TRUE RMS:RANGE AC/DC 0.2 TO 400 AMP RMS;0.2 TO 600 V RMS; RESISTANCE 40 K OHMS;AUDIBLE CONTINUITY TEST,POWER 5 W TO 240 KW (K/W,KVA,KVAR); | TES | TEST EQUIPMENT SOLUTIONS | AEMC MODEL F09 CAT NO. 2129.50 | PURCHASE AS REQUIRED
000021072 | CLAMP,METER | CLAMP-ON TYPE TRUE RMS:RANGE AC/DC 0.2 TO 400 AMP RMS;0.2 TO 600 V RMS; RESISTANCE 40 K OHMS;AUDIBLE CONTINUITY TEST,POWER 5 W TO 240 KW (K/W,KVA,KVAR); | BOUGHEN | L.E.BOUGHEN & CO. | AEMC MODEL F09 CAT NO. 2129.50 | PURCHASE AS REQUIRED
000021074 | CLAMP,ELEC PWR CABLE,SUPPORT | CAST ALUMINIUM TREFOIL CLEAT;CABLE OD 35-37 MM;2 X M10 BOLTS + HOLE FOR M12 FIXING;SUIT 240 SQ MM TRIPLEX CABLE; ITEMS TO BE PACKAGED IN PLASTIC BAGS; | INTERTEC | INTERTECH ENGINEERING PTY LTD | CABUS 5437 | CURRENT
000030090 | SIGN | ALPHA NUMERIC COMBINATION TO BE ADVISED WITH ORDER; PLATE,KALABOUR BRONZE ;60 MM L x 30 MM H x 1.2 MM W/ ADHESIVE BACKING. PREFIX WITH"ENERGEX PLANT I.D" | UES | UTILITY ENGRAVING & SIGNS | 5005 H34 | PURCHASE AS REQUIRED
000021947 | LABEL | WARNING;BC PHASE CROSS;YELLOW BLACK GRAVOPLY;100 MM LG,25 MM W; PRESSURE SENSITIVE ADHESIVE DOUBLE COATED TAPE; USED IN SUBSTATIONS; | UES | UTILITY ENGRAVING & SIGNS | WARNING BC | CURRENT
000021948 | RELAY,ELECTROMAGNETIC | GENERAL PURPOSE;120 V DC COIL;18.5 KW; 4 NC CONTACTS;1 NC AUX CONTACT; GH15GN04110VAC,GHC1502110120VD, GH15T01L;PACK OF 1;USED ON 110 V DC | NHP | NHP ELECTRICAL ENGINEERING | B02-110 | PURCHASE AS REQUIRED
000021948 | RELAY,ELECTROMAGNETIC | GENERAL PURPOSE;120 V DC COIL;18.5 KW; 4 NC CONTACTS;1 NC AUX CONTACT; GH15GN04110VAC,GHC1502110120VD, GH15T01L;PACK OF 1;USED ON 110 V DC | NHP | NHP ELECTRICAL ENGINEERING | QUOTATION NO.BRA 131496.1 | PURCHASE AS REQUIRED
000021075 | CLAMP,ELEC PWR CABLE,SUPPORT | CAST ALUMINIUM SINGLE CORE CLEAT;CABLE OD 24-30 MM; FOR M10 FIXING;95 SQ MM CABLES FOR MAINS SERVICES USE IN SUBSTN; ;ITEMS TO BE PACKAGED IN PLASTIC BAGS; | INTERTEC | INTERTECH ENGINEERING PTY LTD | CABUS 5130 | CURRENT
000022118 | EYE,TONGUE | TWISTED;120 KN;U/W TX LONGROD ASSEMBLIES; | PLP AUST | PREFORMED LINE PRODUCTS (AUST) | TET-120-1 | CURRENT
000022119 | LINK | Link Single Plate, 120kN Min Failing, 100mm Hole Centres, Tongue-Tongue, for 70kN Fittings | PLP AUST | PREFORMED LINE PRODUCTS (AUST) | 2001264 | CURRENT
000022119 | LINK | Link Single Plate, 120kN Min Failing, 100mm Hole Centres, Tongue-Tongue, for 70kN Fittings | PLP AUST | PREFORMED LINE PRODUCTS (AUST) | LSP-120-100-1 | CURRENT
000021077 | CLAMP,ELEC PWR CABLE,SUPPORT | CAST ALUMINIUM SINGLE CORE CLEAT;CABLE OD 34-41 MM; FOR M10 FIXING;TO SUIT 240 SQ MM CABLE;MAINS SERVICES USE IN SUBS; ITEMS TO BE PACKAGED IN PLASTIC BAGS; | INTERTEC | INTERTECH ENGINEERING PTY LTD | CABUS 5141 | CURRENT
000021068 | LABEL | WARNING - METERING ISOLATION LINKS HAVE BEEN FUSED FOR FAULT CURRENT PROTECTION;YELLOW PERMANENT PRESSURE SENSITIVE RETRO REFLECTIVE CLASS | UES | UTILITY ENGRAVING & SIGNS | WARNING | CURRENT
000022122 | ADAPTOR | SLIMLINE THERMISTOR SENSOR ADAPTOR; ECC A/C LOAD CONTROL EQUIPMENT (COOL CHANGE);PACK OF 1,PACK WEIGHT 0.13 KG; RESTRICTED ISSUE; | PENTA | PENTA AUST (TMAC THEW & MCCANN/HYLEC) | ASC1-I | CURRENT
000022122 | ADAPTOR | SLIMLINE THERMISTOR SENSOR ADAPTOR; ECC A/C LOAD CONTROL EQUIPMENT (COOL CHANGE);PACK OF 1,PACK WEIGHT 0.13 KG; RESTRICTED ISSUE; | THEWMCAN | TMAC THEW & MCCANN GROUP | ASC1-I | CURRENT
000022123 | ADAPTOR | CYCLEIT THERMISTOR SIGNAL SENSOR ADAPTOR (TSA);ECC A/C LOAD CONTROL EQUIPMENT;(COOL CHANGE);PACK OF 120, PACK WEIGHT 14 KG;RESTRICTED ISSUE; | LANDGYR |  | 316557-00000 | CURRENT
000022124 | RELAY | CYCLEIT RELAY;ECC A/C LOAD CONTROL EQUIPMENT;(COOL CHANGE);PACK OF 120, PACK WEIGHT 14 KG;RESTRICTED ISSUE; | LANDGYR |  | 316556-00000 | CURRENT
000022117 | RISER,EARTHWIRE | FOR 33PO CONSTRUCTION;ALUMINIUM 100 MM X 100 MM X 2.8 M LG;3.5 KN MAX WORKING LOAD;SUPPLIED WITH 100 MM LG 20 MM BORE ALUMINIUM TUBE SPACER;PALLET OF 50 ONLY; | EDS | ELECTRICAL DISTRIBUTION SOLUTIONS | Q032-P001 REV A | CURRENT
000021967 | BRACKET,MOUNTING | STEEL;GALV HOT DIPPED;CAPACITOR BANK MOUNTING FRAME;1800 KVAR;USED IN SUBSTATIONS; | ERGON | ERGON ENERGY | GALVANISED STEEL | PURCHASE AS REQUIRED
000022126 | BLADE,CUTTER,CABLE | REPLACEMENT BLADE (SML FIXED JAW BLADE) TO SUIT INSULATED HAND OPERATED RATCHET CABLE CUTTER;BAUDAT K32I & LEMP 252532;U/W SC02490;PACK OF 1; | SPECFORC | SPECIALISED FORCE | 80-155.02 | PURCHASE AS REQUIRED
000022127 | BLADE,CUTTER,CABLE | REPLACEMENT BLADE;SEGMENT CUTTER (LGE MOVING JAW BLADE) TO SUIT INSULATED HAND OPERATED RATCHET CABLE CUTTER; BAUDAT K32I & LEMP 252532;U/W SC02490; | HENCHMAN | HENCHMAN PRODUCTS | 80-155.01 | PURCHASE AS REQUIRED
000022127 | BLADE,CUTTER,CABLE | REPLACEMENT BLADE;SEGMENT CUTTER (LGE MOVING JAW BLADE) TO SUIT INSULATED HAND OPERATED RATCHET CABLE CUTTER; BAUDAT K32I & LEMP 252532;U/W SC02490; | HODGE | E F HODGE & CO PERTH WA | BU15501 | PURCHASE AS REQUIRED
000022128 | STEP,POLE | FOR COMPOSITE POLE;U/W SC21236 & SC21237; | AUS | ARMOR UTILITY STRUCTURES | POLSTEP2 | CURRENT
000021966 | POLE,LIGHTNING MAST | SPIRE;STEEL:HOT DIPPED GALV;1300 MM LONG;100 MM THREADED BASE;C/W HEX NUT AND WASHER;U/W CONCRETE POLE; TYPE A,USED IN APL GA012-01; | ERGON | ERGON ENERGY | POLE,LIGHTNING MAST | PURCHASE AS REQUIRED
000022131 | TRANSFORMER,VOLTAGE | METERING PROTECTION;O/D SINGLE PHASE; STN TYPE;POLYMER , HEAVY POLLUTION;110 KV/SQRT3,110 V/SQRT3,110 V/SQRT3;100 VA CLASS 0.23P;24 MS;50 HZ;CAPACITOR VT; | TRENCH |  | TEMP 115 | PURCHASE AS REQUIRED
000022148 | CABLE ASSY,PWR,ELEC | 11 KV;16 SQ MM;3 X SINGLE CORE 2 M LG; COPPER SCREENED XLPE/PVC;CABLE ENDS FITTED W/MOULDED TYPE STRESS CONES;FOR CONNECTING TRANSFORMER TO | NKT | NKT CABLES AUSTRALIA P/L | NKT-K126-C | CURRENT
000022132 | JOINT,ELECTRICAL POWER CABLE | Screen Break, 76/132kV, 400mm2, 1C Milliken Stranding, WB Cu/XLPE/WBT/CWS/ WBT/CorrCu Sheath/MDPE c/w Graphite Coating | PRYSMIAN | PRYSMIAN POWER CABLES & SYSTEMS AUST | GMS 1170 CA | PURCHASE AS REQUIRED
000022133 | JOINT,ELECTRICAL POWER CABLE | Screen Break, 76/132kV, 800mm2, 1C Milliken Stranding, WB Cu/XLPE/WBT/ CorrCu Sheath/MDPE c/w Graphite Coating | PRYSMIAN | PRYSMIAN POWER CABLES & SYSTEMS AUST | GMS 1170 CA | PURCHASE AS REQUIRED
000022134 | JOINT,ELECTRICAL POWER CABLE | Screen Break, 76/132kV, 1200mm2, 1C Milliken Stranding, WB Cu/XLPE/WBT/ CorrCu Sheath/MDPE c/w Graphite Coating | PRYSMIAN | PRYSMIAN POWER CABLES & SYSTEMS AUST | GMS 1170 CA | PURCHASE AS REQUIRED
000022135 | JOINT,ELECTRICAL POWER CABLE | Screen Break, 76/132kV, 1600mm2, 1C Milliken Stranding, WB Cu/XLPE/WBT/ CorrCu Sheath/MDPE c/w Graphite Coating | PRYSMIAN | PRYSMIAN POWER CABLES & SYSTEMS AUST | CFJX-145-C-T | PURCHASE AS REQUIRED
000022136 | TERMINATION KIT,ELECTRICAL CABLE | Outdoor, 76/132kV, 400mm2, 1C Milliken Stranding, WB Cu/XLPE/WBT/CWS/WBT/CorrCu Sheath/MDPE c/w Graphite Coating | PRYSMIAN | PRYSMIAN POWER CABLES & SYSTEMS AUST | TES1170/201 | STRATEGIC SPARE
000022137 | TERMINATION KIT,ELECTRICAL CABLE | GIS, 76/132kV, 400mm2, 1C Milliken Stranding, WB Cu/XLPE/WBT/CWS/WBT/CorrCu Sheath/MDPE c/w Graphite Coating | PRYSMIAN | PRYSMIAN POWER CABLES & SYSTEMS AUST | EGS 1170/072 | CURRENT
000022138 | TERMINATION,ELECTRICAL POWER CABLE | 145 KV;INDOOR GIS CABLE TERMINATION,PLUG IN CONNECTOR ONLY;SINGLE PHASE;DRY TYPE ;SHORT VERSION;CLICK-FIT;650 KV BIL;C/W CRIMP CONNECTOR;FOR 400 SQ MM STRANDED | PRYSMIAN | PRYSMIAN POWER CABLES & SYSTEMS AUST | CFC-145 | PURCHASE AS REQUIRED
000022138 | TERMINATION,ELECTRICAL POWER CABLE | 145 KV;INDOOR GIS CABLE TERMINATION,PLUG IN CONNECTOR ONLY;SINGLE PHASE;DRY TYPE ;SHORT VERSION;CLICK-FIT;650 KV BIL;C/W CRIMP CONNECTOR;FOR 400 SQ MM STRANDED | DRAWING | DRAWING NO | A0285256010 | PURCHASE AS REQUIRED
000022139 | TERMINATION KIT,ELECTRICAL CABLE | Outdoor, 76/132kV, 800mm2, 1C Milliken Stranding, WB Cu/XLPE/WBT/CorrCu Sheath/MDPE c/w Graphite Coating | PRYSMIAN | PRYSMIAN POWER CABLES & SYSTEMS AUST | TES 145/55 - 800SQMM | CURRENT
000022140 | TERMINATION KIT,ELECTRICAL CABLE | GIS, 76/132kV, 800mm2, 1C Milliken Stranding, WB Cu/XLPE/WBT/CorrCu Sheath/MDPE c/w Graphite Coating | PRYSMIAN | PRYSMIAN POWER CABLES & SYSTEMS AUST | EGS 1170/072 | CURRENT
000022141 | TERMINATION,ELECTRICAL POWER CABLE | 145 KV;INDOOR GIS CABLE TERMINATION,PLUG IN CONNECTOR ONLY;SINGLE PHASE;DRY TYPE;SHORT VERSION;CLICK-FIT;650 KV BIL; C/W CRIMP CONNECTOR;FOR 800 SQ MM | DRAWING | DRAWING NO | A0285256010 | PURCHASE AS REQUIRED
000022141 | TERMINATION,ELECTRICAL POWER CABLE | 145 KV;INDOOR GIS CABLE TERMINATION,PLUG IN CONNECTOR ONLY;SINGLE PHASE;DRY TYPE;SHORT VERSION;CLICK-FIT;650 KV BIL; C/W CRIMP CONNECTOR;FOR 800 SQ MM | PRYSMIAN | PRYSMIAN POWER CABLES & SYSTEMS AUST | CFC-145 | PURCHASE AS REQUIRED
000022142 | TERMINATION KIT,ELECTRICAL CABLE | Outdoor, 76/132kV, 1200mm2, 1C Milliken Stranding, WB Cu/XLPE/WBT/CorrCu Sheath/MDPE c/w Graphite Coating | PRYSMIAN | PRYSMIAN POWER CABLES & SYSTEMS AUST | TES 145/55 | PURCHASE AS REQUIRED
000022143 | TERMINATION KIT,ELECTRICAL CABLE | GIS, 76/132kV, 1200mm2, 1C Milliken Stranding, WB Cu/XLPE/WBT/CorrCu Sheath/MDPE c/w Graphite Coating | PRYSMIAN | PRYSMIAN POWER CABLES & SYSTEMS AUST | EGS 1170/072 | PURCHASE AS REQUIRED
000022144 | TERMINATION,ELECTRICAL POWER CABLE | 145 KV;INDOOR GIS CABLE TERMINATION,PLUG IN CONNECTOR ONLY;SINGLE PHASE;DRY TYPE;SHORT VERSION;CLICK-FIT;650 KV BIL; C/W CRIMP CONNECTOR;FOR 1200 SQ MM | DRAWING | DRAWING NO | A0285256010 | PURCHASE AS REQUIRED
000022144 | TERMINATION,ELECTRICAL POWER CABLE | 145 KV;INDOOR GIS CABLE TERMINATION,PLUG IN CONNECTOR ONLY;SINGLE PHASE;DRY TYPE;SHORT VERSION;CLICK-FIT;650 KV BIL; C/W CRIMP CONNECTOR;FOR 1200 SQ MM | PRYSMIAN | PRYSMIAN POWER CABLES & SYSTEMS AUST | CFC-145 | PURCHASE AS REQUIRED
000022145 | TERMINATION,ELECTRICAL POWER CABLE | 145 KV;INDOOR GIS CABLE TERMINATION,PLUG IN CONNECTOR ONLY;SINGLE PHASE;DRY TYPE;SHORT VERSION;CLICK-FIT;650 KV BIL; C/W CRIMP CONNECTOR;FOR 1600 SQ MM | DRAWING | DRAWING NO | A0285256010 | PURCHASE AS REQUIRED
000022145 | TERMINATION,ELECTRICAL POWER CABLE | 145 KV;INDOOR GIS CABLE TERMINATION,PLUG IN CONNECTOR ONLY;SINGLE PHASE;DRY TYPE;SHORT VERSION;CLICK-FIT;650 KV BIL; C/W CRIMP CONNECTOR;FOR 1600 SQ MM | PRYSMIAN | PRYSMIAN POWER CABLES & SYSTEMS AUST | CFC-145 | PURCHASE AS REQUIRED
000022146 | EARTH LINK BOX | 132 KV CABLE SYSTEMS;SHEATH-BREAK LINK BOX;FOR USE AT JOINTS WITH 240 SQ MM CU XLPE INSULATED CONCENTRIC BONDING LEAD CONNECTIONS;C/W 6 SVL'S;316 S/S BOX; | DRAWING | DRAWING NO | 20959 | PURCHASE AS REQUIRED
000022146 | EARTH LINK BOX | 132 KV CABLE SYSTEMS;SHEATH-BREAK LINK BOX;FOR USE AT JOINTS WITH 240 SQ MM CU XLPE INSULATED CONCENTRIC BONDING LEAD CONNECTIONS;C/W 6 SVL'S;316 S/S BOX; | AKPOWER | AK POWER SOLUTIONS PTY LTD | LC6P - LINK BOX | PURCHASE AS REQUIRED
000022147 | SHEATH,VOLTAGE LIMITER | SVL TYPE TZS4.5;4.5 KV STANDARD TYPE;3.8 KV MAX CONTINUOUS OPERATING VOLTAGE; 20 KA PEAK RATED 8/20uS CURRENT; NON-LINEAR RESISTOR FOR TRANSIENT | DRAWING | DRAWING NO | 30399 | PURCHASE AS REQUIRED
000022147 | SHEATH,VOLTAGE LIMITER | SVL TYPE TZS4.5;4.5 KV STANDARD TYPE;3.8 KV MAX CONTINUOUS OPERATING VOLTAGE; 20 KA PEAK RATED 8/20uS CURRENT; NON-LINEAR RESISTOR FOR TRANSIENT | AKPOWER | AK POWER SOLUTIONS PTY LTD | SVL TYPE TZS4.5 | PURCHASE AS REQUIRED
000022152 | CROSSARM,METAL | STEEL;GALV;FOR O/H EARTHWIRE CROSSARM; HEAVY;DOUBLE CIRCUIT TRANSMISSION HARDWARE; | ERGON | ERGON ENERGY | 11587-A2-01A | CURRENT
000022154 | DESICCANT,ACTIVATED | E-GEL; SILICA GEL;ORANGE CRYSTAL;THAT TURN GREEN WHEN WATER SATURATED;12.5 KG BUCKET; | SMSOMNI | SMS OMNI-TUFF GROUP PTY LTD | 09-SEG-125 | CURRENT
000022155 | FUSE ELEMENT,ELEC | 12 AMP;36 KV;DROPOUT ELEMENT TYPE;CLASS K;TYPE SMU-20;S & C CAT NO. 704012;U/W SMD-20 DROPOUT UNIT;USED IN SETS OF 3, BUT ISSUED AS ONE ONLY (EA); | S & C |  | 704012 | PURCHASE AS REQUIRED
000022157 | CIRCUIT BREAKER | INDOOR METAL CLAD;FOR LMT RETROFIT; 25 KA FOR 3 SEC;12 KV;630 AMP;32 V DC SPRING MECHANISM;32 V DC TRIP/CLOSE COILS; | REYROLLE |  | LMVP/RPM1/QMRO | PURCHASE AS REQUIRED
000022158 | KIT,PANEL | SET OF PANEL EARTHING UPGRADE ITEMS; UPGRADE KIT;SUIT LMVP SWITCHGEAR RETROFIT;ONE SET PER CIRCUIT BREAKER; USED IN C & I SUBSTNS; | REYROLLE |  | LMT PANEL EARTHING | PURCHASE AS REQUIRED
000022159 | RELAY,FEEDER DIFFERENTIAL. | AREVA P541;5/1 AMP;48/110 V DC AUX;24 TO 250 V DC LOGIC INPUTS;SINGLE MODE DUAL CHANNEL OPTICAL INTERFACE;FLUSH & RACK MTG; | SCHNEDER | SCHNEIDER PTY LTD | P541 211C4M0308J | CURRENT
000022161 | PILLAR C & I | C/W WIRED 14 FUSE PANEL;C/W LARGE COMMERCIAL/INDUSTRIAL ELECTRICITY SUPPLY PILLAR;C/W BASE;SC21753 & TURRETT ;SC21752 & WIRED 14 FUSE PANEL & FRAME; | WEBER | WEBER SOUTH PACIFIC PTY LTD | VP14100-EGX01 | CURRENT
000022149 | ENCLOSURE,ELECTRICAL BOX | Pre-Wired Meter Enclosure 1-FDR-3P3W, 800mm H, 600mm W, 400mm D, Wired to Dwg MDS-560-A3, for Metering Operations | NHP | NHP ELECTRICAL ENGINEERING | EGXSC22149 | CURRENT
000022149 | ENCLOSURE,ELECTRICAL BOX | Pre-Wired Meter Enclosure 1-FDR-3P3W, 800mm H, 600mm W, 400mm D, Wired to Dwg MDS-560-A3, for Metering Operations | ERGONWS | PROVISION OF WORKSHOP SERVICES | 1 FDR-3P3W | CURRENT
000022150 | ENCLOSURE,ELECTRICAL BOX | PRE-WIRED METER ENCLOSURE;2 FDR-3P3W ENCLOSURE;800 MM H X 600 MM W X 400 MM D ;WIRED TO DWG MDS 575-A3;FOR METERING OPERATIONS USE;COMPONENTS REQUIRED | ERGON | ERGON ENERGY | 2 FDR-3P3W | CURRENT
000022150 | ENCLOSURE,ELECTRICAL BOX | PRE-WIRED METER ENCLOSURE;2 FDR-3P3W ENCLOSURE;800 MM H X 600 MM W X 400 MM D ;WIRED TO DWG MDS 575-A3;FOR METERING OPERATIONS USE;COMPONENTS REQUIRED | NHP | NHP ELECTRICAL ENGINEERING | EGXSC22150 | CURRENT
000022242 | ENCLOSURE,ELECTRICAL BOX | PRE-WIRED METER ENCLOSURE;1 FDR-3P4W ENCLOSURE;800 MM H X 600 MM W X 400 MM D ;WIRED TO DWG MDS 591 A3;FOR METERING OPERATIONS USE;COMPONETS REQUIRED | ERGON | ERGON ENERGY | 1 FDR-3P4W | CURRENT
000022242 | ENCLOSURE,ELECTRICAL BOX | PRE-WIRED METER ENCLOSURE;1 FDR-3P4W ENCLOSURE;800 MM H X 600 MM W X 400 MM D ;WIRED TO DWG MDS 591 A3;FOR METERING OPERATIONS USE;COMPONETS REQUIRED | NHP | NHP ELECTRICAL ENGINEERING | EGXSC22242 | CURRENT
000022245 | CUBICLE,ELECTRICAL EQUIPMENT. | OUTDOOR;C/W LV SW BD;C/W 3150 AMP LV ISOL;4 LV SW FUSE & CUST LV ISOL FOR GRD TRANSFORMER;C & I SUBSTN;2100 MM W X 1850 MM H X 500 MM D;C/W ROOF LIFTING | WEBER | WEBER SOUTH PACIFIC PTY LTD | VC235250-S2E2 | PHASING
000022246 | BRACKET,EXTENSION | Horizontal Mtg, u/w 5kN Insulators for Bridging O/H Transmission Hardware, Dwg 18187-A3-01 | GREATWST |  | 22246 | CURRENT
000022246 | BRACKET,EXTENSION | Horizontal Mtg, u/w 5kN Insulators for Bridging O/H Transmission Hardware, Dwg 18187-A3-01 | ERGON | ERGON ENERGY | MTG BKT | CURRENT
000022249 | SCREWDRIVER,POZIDRIVE. | BLACK OXIDIZED;100 MM LG BLADE;HANDLE BI-MATERIAL INSULATED;TIP SIZE PZ2;TIP TYPE POZIDRIVE;1000 V AC INSULATED RATING;IEC 60900; | CNWPL | CNW PL - SLACKS CREEK | BAHBE-8820S | CURRENT
000022249 | SCREWDRIVER,POZIDRIVE. | BLACK OXIDIZED;100 MM LG BLADE;HANDLE BI-MATERIAL INSULATED;TIP SIZE PZ2;TIP TYPE POZIDRIVE;1000 V AC INSULATED RATING;IEC 60900; | KEYLINE | KEY-LINE DISTRIBUTORS PTY LTD | BAHCO BE-8820S | CURRENT
000021949 | RESISTOR,FIXED | 47 OHMS;5 W;5% TOLERANCE;METAL OXIDE; WELWYN TYPE WM05S-47RJA05;U/W SC17172; | ELEMENT | ELEMENT14 PTY LTD | 1306240 | CURRENT
000022250 | CUBICLE,ELECTRICAL EQUIPMENT. | OUTDOOR CUBICLE;W/O STEEL BASE & TRENCH COVER;C/W LV SW BD;C/W 3150 AMP LV ISOL;4 LV SW FUSE & CUST LV ISOL FOR GRD TRANSFORMER;C & I SUBSTN;2100 MM W | WEBER | WEBER SOUTH PACIFIC PTY LTD | VC235250 | PHASING
000021950 | CONVERTER | INPUT 18 V TO 75 V DC;OUTPUT 110 V DC 2.3 AMP;CHASSIS MOUNT;USED IN SUNSTNS; | PWRHSE |  | WAF250-48S110FT | PURCHASE AS REQUIRED
000022251 | CASE. | PLASTIC;DRILL BIT CASE;FOR METRIC 1.0 - 13.0 MM DRILL BITS;IN 0.5 MM INCREMENTS;PACK OF 1; | STATEWD | STATEWIDE FSTNERS & ENG SPLS PL | BDCP113 | CURRENT
000022251 | CASE. | PLASTIC;DRILL BIT CASE;FOR METRIC 1.0 - 13.0 MM DRILL BITS;IN 0.5 MM INCREMENTS;PACK OF 1; | STATEWD | STATEWIDE FSTNERS & ENG SPLS PL | DSBF3 (METRIC) | CURRENT
000022251 | CASE. | PLASTIC;DRILL BIT CASE;FOR METRIC 1.0 - 13.0 MM DRILL BITS;IN 0.5 MM INCREMENTS;PACK OF 1; | CNWPL | CNW PL - SLACKS CREEK | 2007-M3E | CURRENT
000022252 | INDICATOR,MAXIMUM DEMAND | WIRE-IN MDI;1600 AMP;FOR PADMOUNT TRANSFORMERS;WEBER RETROFIT; SET COLOUR TO BE BLACK; | WEBER | WEBER SOUTH PACIFIC PTY LTD | V-MA1600A | CURRENT
000022253 | INDICATOR,MAXIMUM DEMAND | PLUG-IN;WHITE; MDI;500 AMP;FOR PADMOUNT TRANSFORMERS;WEBER RETROFIT; | WEBER | WEBER SOUTH PACIFIC PTY LTD | V-MA500 | CURRENT
000022254 | INDICATOR,MAXIMUM DEMAND | PLUG-IN MDI;800 AMP;FOR PADMOUNT TRANSFORMERS;WEBER RETROFIT; | WEBER | WEBER SOUTH PACIFIC PTY LTD | V-MA800 | CURRENT
000022255 | INDICATOR,MAXIMUM DEMAND | WIRE-IN MDI;1200 AMP;FOR PADMOUNT TRANSFORMERS;WEBER RETROFIT; SET COLOUR TO BE BLACK; | WEBER | WEBER SOUTH PACIFIC PTY LTD | V-MA1200A | CURRENT
000022256 | LABEL,COVER HOLDER | CLEAR BOTTOM LABEL COVER HOLDER;FOR WEBER RETROFIT V-BH;PACK OF 10,PACK WEIGHT 1 KG; | WEBER | WEBER SOUTH PACIFIC PTY LTD | V-BH | CURRENT
000022257 | TAG,INSTRUCTION KIT. | 3 X Z TAGS;INCLUDING COVER;FOR WEBER LV RETROFIT;WEBER V-ZTAGKIT;PACK OF 1, PACK WEIGHT 3 KG; | WEBER | WEBER SOUTH PACIFIC PTY LTD | V-ZTAGKIT | PURCHASE AS REQUIRED
000022120 | TRANSFORMER,DISTRIBUTION | 33 KV/3.3 KV;3 MVA;3 PHASE;GROUND MTG; HV BSH 180 LV BSH;MINERAL OIL INSULATED; ONAN;DYN 11;C/W VACUUM OLTC;17 TAP POSN; ATTACHED RADIATOR;7.5 % NOMINAL ON 3 MVA | WILSON | WILSON TRANSFORMER CO. PTY LTD | 33/3.3 KV 3MVA HV BSH180 LVBSH | PURCHASE AS REQUIRED
000022121 | TRANSFORMER,DISTRIBUTION | 33 KV/3.3 KV;3 MVA;3 PHASE;GROUND MTG; HV AIR 180 LV AIR;MINERAL OIL INSULATED; ONAN;DYN 11;C/W VACUUM OLTC;17 TAP POSN; ATTACHED RADIATORS;7.5% NOMINAL ON | WILSON | WILSON TRANSFORMER CO. PTY LTD | 33/3.3KV3MVA HV AIR 180 LVAIR | PURCHASE AS REQUIRED
000021965 | BOLT,MACHINE | STAINLESS STEEL;GDE 304;HEX HD;M16;ISO M ;100 MM LG;W/50 MM LG THD;C/W 2 NUTS, 2 WASHERS & 1 SPRING WASHER;FOR AFLC COUPLING EARTH STICK CONNECTION | ERGON | ERGON ENERGY | S/S 50 MM LG | PURCHASE AS REQUIRED
000022259 | ADAPTOR KIT | Parallel, Convert 2 x 630A Weber LV Fuse Strips to 800A, c/w Copper Tags, Handle Joiner, Polycarb Cover | WEBER | WEBER SOUTH PACIFIC PTY LTD | V-BK3 | PURCHASE AS REQUIRED
000021958 | BUSBAR | BUSBAR SUPPORT;ALUMINIUM;SLIDING BUSBAR;ROLLER TYPE;TO SUIT 110 KV/132 KV INSULATORS & 125 MM OD ALUMINIUM BUSBAR; REFER TO ENERGEX DWG LOSTD-EC021-03; | ERGON | ERGON ENERGY | 110 KV/132 KV | PURCHASE AS REQUIRED
000021959 | BUSBAR | BUSBAR SUPPORT;ALUMINIUM;FIXED BUSBAR TYPE;TO SUIT 110 KV/132 KV INSULATORS & 125 MM OD ALUMINIUM BUSBAR;REFER ENERGEX DWG LOSTD-EC021-04;FOR SUBSTNS | ERGON | ERGON ENERGY | 110 KV/132 KV | PURCHASE AS REQUIRED
000021960 | BUSBAR | BUSBAR SUPPORT;ALUMINIUM;SLIDING BUSBAR;ROLLER TYPE;TO SUIT 110 KV/132 KV AEM DISCONNECTORS & 125 MM OD ALUMINIUM BUSBAR;REFER TO ENERGEX DWG LOSTD- | ERGON | ERGON ENERGY | 110 KV/132 KV | PURCHASE AS REQUIRED
000021961 | CIRCUIT BREAKER | INDOOR SWITCHGEAR & CONTROL GEAR PANEL;HOR RACKING;12 KV;2000 AMP;25 KA FOR 3 SEC;110 V DC;UNIVERSAL CB;WIRING PROVISION FOR 3OC,BZ,FD;USED IN SUBSTNS; | AREVA | AREVA T&D AUSTRALIA LIMITED | HWX | PURCHASE AS REQUIRED
000021962 | BUSBAR | BUSBAR JOGGLE CHAMBER;2000 AMP;12 KV; FOR JOINING AREVA HWX SWITCHGEAR TO THE RH SIDE OF GEC SBV2 SWITCHGEAR; | AREVA | AREVA T&D AUSTRALIA LIMITED | HWX RH SIDE | PURCHASE AS REQUIRED
000022232 | JOINT,ELECTRICAL POWER CABLE | 11 KV;RESIN FILLED STOP END JOINT; 3 PHASE KIT;FOR 25 SQ MM UP TO 185 SQ MM CU/PLY/HDPE OR SWS;C/W JOINT SHELL; RANGE TAKING MECHANICAL SHEAR BOLT | SICAME | SICAME AUSTRALIA PTY LTD | WTH52462-75 | CURRENT
000022232 | JOINT,ELECTRICAL POWER CABLE | 11 KV;RESIN FILLED STOP END JOINT; 3 PHASE KIT;FOR 25 SQ MM UP TO 185 SQ MM CU/PLY/HDPE OR SWS;C/W JOINT SHELL; RANGE TAKING MECHANICAL SHEAR BOLT | SICAME | SICAME AUSTRALIA PTY LTD | MIRP-22232 | CURRENT
000022232 | JOINT,ELECTRICAL POWER CABLE | 11 KV;RESIN FILLED STOP END JOINT; 3 PHASE KIT;FOR 25 SQ MM UP TO 185 SQ MM CU/PLY/HDPE OR SWS;C/W JOINT SHELL; RANGE TAKING MECHANICAL SHEAR BOLT | IPD | IPD GROUP LIMITED | 8AE70000-020 | CURRENT
000022233 | JOINT,ELECTRICAL POWER CABLE | 11 KV;RESIN FILLED STOP END JOINT; 3 PHASE KIT;FOR 240 SQ MM UP TO 300 SQ MM CU/PLY/HDPE OR SWS;C/W JOINT SHELL; RANGE TAKING MECHANICAL SHEAR BOLT | SICAME | SICAME AUSTRALIA PTY LTD | WTH52462-76 | CURRENT
000022233 | JOINT,ELECTRICAL POWER CABLE | 11 KV;RESIN FILLED STOP END JOINT; 3 PHASE KIT;FOR 240 SQ MM UP TO 300 SQ MM CU/PLY/HDPE OR SWS;C/W JOINT SHELL; RANGE TAKING MECHANICAL SHEAR BOLT | SICAME | SICAME AUSTRALIA PTY LTD | MIRP-22233 | CURRENT
000022233 | JOINT,ELECTRICAL POWER CABLE | 11 KV;RESIN FILLED STOP END JOINT; 3 PHASE KIT;FOR 240 SQ MM UP TO 300 SQ MM CU/PLY/HDPE OR SWS;C/W JOINT SHELL; RANGE TAKING MECHANICAL SHEAR BOLT | IPD | IPD GROUP LIMITED | 8AE70000-030 | CURRENT
000022234 | JOINT,ELECTRICAL POWER CABLE | 11 KV;RESIN FILLED JOINT;FOR WET (CABLES);3 PHASE KIT;FOR 3C 95 SQ MM OR 85 SQ MM CU/PLY/HDPE TO 3C 95 SQ MM OR 240 SQ MM AL XLPE/CWS/PVC/HDPE OR | SICAME | SICAME AUSTRALIA PTY LTD | WTH52462-77 | CURRENT
000022234 | JOINT,ELECTRICAL POWER CABLE | 11 KV;RESIN FILLED JOINT;FOR WET (CABLES);3 PHASE KIT;FOR 3C 95 SQ MM OR 85 SQ MM CU/PLY/HDPE TO 3C 95 SQ MM OR 240 SQ MM AL XLPE/CWS/PVC/HDPE OR | SICAME | SICAME AUSTRALIA PTY LTD | WJ-22234 | CURRENT
000022234 | JOINT,ELECTRICAL POWER CABLE | 11 KV;RESIN FILLED JOINT;FOR WET (CABLES);3 PHASE KIT;FOR 3C 95 SQ MM OR 85 SQ MM CU/PLY/HDPE TO 3C 95 SQ MM OR 240 SQ MM AL XLPE/CWS/PVC/HDPE OR | IPD | IPD GROUP LIMITED | 8AE8000-010 | CURRENT
000022235 | JOINT,ELECTRICAL POWER CABLE | 11 KV;RESIN FILLED JOINT;FOR WET (CABLES);3 PHASE KIT;FOR 3C 240 SQ MM OR 300 SQ MM CU/PLY/HDPE TO 3C 95 SQ MM OR 240 SQ MM AL XLPE/CWS/PVC/HDPE | SICAME | SICAME AUSTRALIA PTY LTD | WTH52462-78 | CURRENT
000022235 | JOINT,ELECTRICAL POWER CABLE | 11 KV;RESIN FILLED JOINT;FOR WET (CABLES);3 PHASE KIT;FOR 3C 240 SQ MM OR 300 SQ MM CU/PLY/HDPE TO 3C 95 SQ MM OR 240 SQ MM AL XLPE/CWS/PVC/HDPE | SICAME | SICAME AUSTRALIA PTY LTD | WJ-22235 | CURRENT
000022235 | JOINT,ELECTRICAL POWER CABLE | 11 KV;RESIN FILLED JOINT;FOR WET (CABLES);3 PHASE KIT;FOR 3C 240 SQ MM OR 300 SQ MM CU/PLY/HDPE TO 3C 95 SQ MM OR 240 SQ MM AL XLPE/CWS/PVC/HDPE | IPD | IPD GROUP LIMITED | 8AE80000-020 | CURRENT
000022236 | JOINT,ELECTRICAL POWER CABLE | 11 KV;RESIN FILLED JOINT;FOR WET (CABLES);3 PHASE KIT;FOR 3C 95 SQ MM AL XLPE/CWS/PVC/HDPE OR 3 X 1C 95 SQ MM OR 240 SQ MM AL TRXLPE/CWS/HDPE OR 3 X 1C | SICAME | SICAME AUSTRALIA PTY LTD | WTH52462-79 | CURRENT
000022236 | JOINT,ELECTRICAL POWER CABLE | 11 KV;RESIN FILLED JOINT;FOR WET (CABLES);3 PHASE KIT;FOR 3C 95 SQ MM AL XLPE/CWS/PVC/HDPE OR 3 X 1C 95 SQ MM OR 240 SQ MM AL TRXLPE/CWS/HDPE OR 3 X 1C | SICAME | SICAME AUSTRALIA PTY LTD | WJ-22236 | CURRENT
000022236 | JOINT,ELECTRICAL POWER CABLE | 11 KV;RESIN FILLED JOINT;FOR WET (CABLES);3 PHASE KIT;FOR 3C 95 SQ MM AL XLPE/CWS/PVC/HDPE OR 3 X 1C 95 SQ MM OR 240 SQ MM AL TRXLPE/CWS/HDPE OR 3 X 1C | IPD | IPD GROUP LIMITED | 8AE80000-030 | CURRENT
000022237 | JOINT,ELECTRICAL POWER CABLE | 11 KV;RESIN FILLED JOINT;FOR WET (CABLES );3 PHASE KIT;FOR 3C 95 SQ MM AL XLPE/ CWS/PVC/HDPE OR 3 X 1C 95 SQ MM OR 240 SQ MM AL TRXLPE/CWS/HDPE OR 3 X 1C 185 | SICAME | SICAME AUSTRALIA PTY LTD | WTH52462-80 | CURRENT
000022237 | JOINT,ELECTRICAL POWER CABLE | 11 KV;RESIN FILLED JOINT;FOR WET (CABLES );3 PHASE KIT;FOR 3C 95 SQ MM AL XLPE/ CWS/PVC/HDPE OR 3 X 1C 95 SQ MM OR 240 SQ MM AL TRXLPE/CWS/HDPE OR 3 X 1C 185 | SICAME | SICAME AUSTRALIA PTY LTD | WJ-22237 | CURRENT
000022237 | JOINT,ELECTRICAL POWER CABLE | 11 KV;RESIN FILLED JOINT;FOR WET (CABLES );3 PHASE KIT;FOR 3C 95 SQ MM AL XLPE/ CWS/PVC/HDPE OR 3 X 1C 95 SQ MM OR 240 SQ MM AL TRXLPE/CWS/HDPE OR 3 X 1C 185 | IPD | IPD GROUP LIMITED | 8AE80000-040 | CURRENT
000022238 | JOINT,ELECTRICAL POWER CABLE | 11 KV;RESIN FILLED JOINT;FOR WET (CABLES );3 PHASE KIT;FOR 3C 240 SQ MM AL XLPE/ CWS/PVC/HDPE OR 3C 185 SQ MM OR 240 SQ MM CU XLPE/CWS/PVC/HDPE TO 3C 240 SQ | IPD | IPD GROUP LIMITED | 8AE80000-050 | PHASING
000022239 | JOINT,ELECTRICAL POWER CABLE | LV;UNDERGROUND SERVICE TEE JOINT; RE-ENTERABLE RESIN FILLED;3 PHASE KIT; FOR 300 SQ MM CU XLPE/SWA/HDPE;MAIN WITH TEE CABLES OF 70 SQ MM CU XLPE OR | IPD | IPD GROUP LIMITED | 3675-010 | PHASING
000022240 | JOINT,ELECTRICAL POWER CABLE | LV;PARALLEL BRANCH/PARALLEL RESIN JOINT;NON-RE-ENTERABLE RESIN FILLED; 3 PHASE KIT;FOR 300 SQ MM CU XLPE/SWA/ HDPE MAIN TO BRANCH CABLES OF 70 SQ MM | SICAME | SICAME AUSTRALIA PTY LTD | LVJ-22240 | CURRENT
000022240 | JOINT,ELECTRICAL POWER CABLE | LV;PARALLEL BRANCH/PARALLEL RESIN JOINT;NON-RE-ENTERABLE RESIN FILLED; 3 PHASE KIT;FOR 300 SQ MM CU XLPE/SWA/ HDPE MAIN TO BRANCH CABLES OF 70 SQ MM | IPD | IPD GROUP LIMITED | 3675-010 | CURRENT
000022240 | JOINT,ELECTRICAL POWER CABLE | LV;PARALLEL BRANCH/PARALLEL RESIN JOINT;NON-RE-ENTERABLE RESIN FILLED; 3 PHASE KIT;FOR 300 SQ MM CU XLPE/SWA/ HDPE MAIN TO BRANCH CABLES OF 70 SQ MM | SICAME | SICAME AUSTRALIA PTY LTD | CRJ-TMB16300-01 | CURRENT
000022241 | JOINT,ELECTRICAL POWER CABLE | LV;PARALLEL JOINT;NON RE-ENTERABLE RESIN FILLED;SINGLE PHASE KIT;FOR 300 SQ MM CU 4 X 1C XLPE/PVC TO 300 SQ MM CU 4 X 1C XLPE/PVC;C/W JOINT SHELL; | SICAME | SICAME AUSTRALIA PTY LTD | LVJ-22241 | CURRENT
000022241 | JOINT,ELECTRICAL POWER CABLE | LV;PARALLEL JOINT;NON RE-ENTERABLE RESIN FILLED;SINGLE PHASE KIT;FOR 300 SQ MM CU 4 X 1C XLPE/PVC TO 300 SQ MM CU 4 X 1C XLPE/PVC;C/W JOINT SHELL; | IPD | IPD GROUP LIMITED | 3676-010 | CURRENT
000022241 | JOINT,ELECTRICAL POWER CABLE | LV;PARALLEL JOINT;NON RE-ENTERABLE RESIN FILLED;SINGLE PHASE KIT;FOR 300 SQ MM CU 4 X 1C XLPE/PVC TO 300 SQ MM CU 4 X 1C XLPE/PVC;C/W JOINT SHELL; | SICAME | SICAME AUSTRALIA PTY LTD | CRJ-TMB16300-01 | CURRENT
000022129 | LEAD,ELECTRICAL | INVERTER LEAD;AC OUTPUT LEAD;FOR PROSINE INVERTER; | ENERDRIV | ENERDRIVE PTY LTD | 1500-9 | PHASING
000022244 | CONNECTOR,CABLE,ELECTRICAL | 11 KV;DEAD BREAK SCREENED SEPARABLE CONNECTOR;FOR 3 X 1C 630 SQ MM CU XLPE/ CWS/HDPE TO TRANSFORMERS & SWITCHGEAR;SUIT TYPE C BUSHING | NKT | NKT CABLES AUSTRALIA P/L | 72638180 | PHASING
000022267 | COVERALLS,DISPOSABLE | DRY PARTICLE SUITS;WHITE;SIZE XL;TWO ZIPPERS;SINGLE OR DOUBLE STORM FLAPS;3 PIECE HOOD;ELASTICIZED WAIST; RATED TYPE 5 & 6;PROVIDES PROTECTION | ATOMSUPP | ATOM SUPPLY | 90011258 | CURRENT
000022267 | COVERALLS,DISPOSABLE | DRY PARTICLE SUITS;WHITE;SIZE XL;TWO ZIPPERS;SINGLE OR DOUBLE STORM FLAPS;3 PIECE HOOD;ELASTICIZED WAIST; RATED TYPE 5 & 6;PROVIDES PROTECTION | BLKWOODS | J BLACKWOOD & SON LTD | 07243384/SMMS428BE XL | CURRENT
000022267 | COVERALLS,DISPOSABLE | DRY PARTICLE SUITS;WHITE;SIZE XL;TWO ZIPPERS;SINGLE OR DOUBLE STORM FLAPS;3 PIECE HOOD;ELASTICIZED WAIST; RATED TYPE 5 & 6;PROVIDES PROTECTION | ATOMSUPP | ATOM SUPPLY | 55520080 | CURRENT
000022267 | COVERALLS,DISPOSABLE | DRY PARTICLE SUITS;WHITE;SIZE XL;TWO ZIPPERS;SINGLE OR DOUBLE STORM FLAPS;3 PIECE HOOD;ELASTICIZED WAIST; RATED TYPE 5 & 6;PROVIDES PROTECTION | PROTECTR |  | SAFEGARD 76 | CURRENT
000021479 | BEND,NONMETALLIC RIGID CONDUIT | UPVC;WHITE;100 MM NOM SIZE;MED DUTY; 45 DEG;1.83 M RADIUS;SOCKET MOULDED ONE END;TO AS/NZS2053.1; | TRI UGRD | TRI UNDERGROUND AUSTRALIA PTY LTD | COM100451830MFS | CURRENT
000021479 | BEND,NONMETALLIC RIGID CONDUIT | UPVC;WHITE;100 MM NOM SIZE;MED DUTY; 45 DEG;1.83 M RADIUS;SOCKET MOULDED ONE END;TO AS/NZS2053.1; | HAYMANS | HAYMANS ELECTRICAL | CONX100COM1830R45MF | CURRENT
000021479 | BEND,NONMETALLIC RIGID CONDUIT | UPVC;WHITE;100 MM NOM SIZE;MED DUTY; 45 DEG;1.83 M RADIUS;SOCKET MOULDED ONE END;TO AS/NZS2053.1; | VINIDEX |  | 30658 | CURRENT
000021478 | BEND,NONMETALLIC RIGID CONDUIT | UPVC;WHITE;100 MM NOM SIZE;MED DUTY; 30 DEG;1.83 M RADIUS;SOCKET MOULDED ONE END;AS/NZS2053.1; | TRI UGRD | TRI UNDERGROUND AUSTRALIA PTY LTD | COM100301830MFS | CURRENT
000021478 | BEND,NONMETALLIC RIGID CONDUIT | UPVC;WHITE;100 MM NOM SIZE;MED DUTY; 30 DEG;1.83 M RADIUS;SOCKET MOULDED ONE END;AS/NZS2053.1; | HAYMANS | HAYMANS ELECTRICAL | CONX100COM1830R30MF | CURRENT
000021478 | BEND,NONMETALLIC RIGID CONDUIT | UPVC;WHITE;100 MM NOM SIZE;MED DUTY; 30 DEG;1.83 M RADIUS;SOCKET MOULDED ONE END;AS/NZS2053.1; | VINIDEX |  | 30657 | CURRENT
000021477 | BEND,NONMETALLIC RIGID CONDUIT | UPVC;WHITE;100 MM NOM SIZE;MED DUTY; 15 DEG;1.83 M RADIUS;SOCKET MOULDED ONE END;AS/NZS2053.1; | TRI UGRD | TRI UNDERGROUND AUSTRALIA PTY LTD | COM100151830MFS | CURRENT
000021477 | BEND,NONMETALLIC RIGID CONDUIT | UPVC;WHITE;100 MM NOM SIZE;MED DUTY; 15 DEG;1.83 M RADIUS;SOCKET MOULDED ONE END;AS/NZS2053.1; | HAYMANS | HAYMANS ELECTRICAL | CONX100COM1830R15MF | CURRENT
000021477 | BEND,NONMETALLIC RIGID CONDUIT | UPVC;WHITE;100 MM NOM SIZE;MED DUTY; 15 DEG;1.83 M RADIUS;SOCKET MOULDED ONE END;AS/NZS2053.1; | VINIDEX |  | 30656 | CURRENT
000021480 | BEND,NONMETALLIC RIGID CONDUIT | UPVC;WHITE;100 MM NOM SIZE;MED DUTY; 90 DEG;0.75 M RADIUS;SOCKET MOULDED ONE END;TO AS/NZS2053.1; | TRI UGRD | TRI UNDERGROUND AUSTRALIA PTY LTD | COM10090750MFS | CURRENT
000021480 | BEND,NONMETALLIC RIGID CONDUIT | UPVC;WHITE;100 MM NOM SIZE;MED DUTY; 90 DEG;0.75 M RADIUS;SOCKET MOULDED ONE END;TO AS/NZS2053.1; | HAYMANS | HAYMANS ELECTRICAL | FABC7590100 | CURRENT
000021480 | BEND,NONMETALLIC RIGID CONDUIT | UPVC;WHITE;100 MM NOM SIZE;MED DUTY; 90 DEG;0.75 M RADIUS;SOCKET MOULDED ONE END;TO AS/NZS2053.1; | VINIDEX |  | 30659 | CURRENT
000022258 | CONDUIT,NONMETALLIC,RIGID | 100 MM NOM SIZE;UPVC;WHITE;MED DUTY; SOCKET MOULDED ONE END;4.5 M LG; MARKED COMMUNICATIONS CONDUIT;TO AS/NZS2053.1; | TRI UGRD | TRI UNDERGROUND AUSTRALIA PTY LTD | CONCOM10045P | CURRENT
000022258 | CONDUIT,NONMETALLIC,RIGID | 100 MM NOM SIZE;UPVC;WHITE;MED DUTY; SOCKET MOULDED ONE END;4.5 M LG; MARKED COMMUNICATIONS CONDUIT;TO AS/NZS2053.1; | HAYMANS | HAYMANS ELECTRICAL | VIN10844 | CURRENT
000022258 | CONDUIT,NONMETALLIC,RIGID | 100 MM NOM SIZE;UPVC;WHITE;MED DUTY; SOCKET MOULDED ONE END;4.5 M LG; MARKED COMMUNICATIONS CONDUIT;TO AS/NZS2053.1; | IPLEX | IPLEX PIPELINES AUSTRALIA PTY LTD | B36 | CURRENT
000022258 | CONDUIT,NONMETALLIC,RIGID | 100 MM NOM SIZE;UPVC;WHITE;MED DUTY; SOCKET MOULDED ONE END;4.5 M LG; MARKED COMMUNICATIONS CONDUIT;TO AS/NZS2053.1; | VINIDEX |  | 10844 | CURRENT
000022162 | JOINT,ELECTRICAL POWER CABLE | 33kV Screen Break Joint, Heatshrink, 1Ph, 1 Core, suit 630mm2 Cu XLPE/LY or CCU/HDPE to 630mm2 Cu XLPE/LY or CCU/ HDPE c/w Barriered Shear Bolt Conn for | TECONN | TE CONNECTIVITY LTD | EPKJ-EX342 | PURCHASE AS REQUIRED
000022163 | JOINT,ELECTRICAL POWER CABLE | 33 KV;TRANSITION JOINT;HEATSHRINK;161 SQ MM 3C CU PLY (0.25 SQ IN HSL)TO 400 SQ MM 3 X 1C CU XLPE/LY OR CCU/HDPE;C/W BARRIERED COMPRESSION CONNECTORS; | TECONN | TE CONNECTIVITY LTD | EPKJ-EX341 | CURRENT
000022164 | JOINT,ELECTRICAL POWER CABLE | 33kV Screen Break Transition Joint, Heatshrink, 1Ph, 1 Core, suit 800mm2 Cu XLPE/LY or CCU/HDPE to 630mm2 Cu XLPE/LY or CCU/HDPE c/w Barriered Shear Bolt | TECONN | TE CONNECTIVITY LTD | EPKJ-EX343 | CURRENT
000022165 | JOINT,ELECTRICAL POWER CABLE | 33kV Screen Break Joint, Heatshrink, 1Ph, 1 Core, suit 800mm2 Cu XLPE/LY or CCU/HDPE to 800mm2 Cu XLPE/LY or CCU/ HDPE c/w Barriered Shear Bolt Conn for | TECONN | TE CONNECTIVITY LTD | MXSU-6171-SB-AU01 | CURRENT
000022166 | CONNECTOR,CABLE,ELECTRICAL | 33 KV;GIS CABLE TERMINATION;TYPE 2 PLUG- IN CONNECTOR;SUIT 185 SQ MM STRANDED CU XLPE/LY/HDPE;3 PHASE KIT;PACK OF 1, PACK WEIGHT 10.5 KG; | STREAM | STREAMLINED ENERGY PTY LTD | SES.33SEIK34/185.EN | CURRENT
000022166 | CONNECTOR,CABLE,ELECTRICAL | 33 KV;GIS CABLE TERMINATION;TYPE 2 PLUG- IN CONNECTOR;SUIT 185 SQ MM STRANDED CU XLPE/LY/HDPE;3 PHASE KIT;PACK OF 1, PACK WEIGHT 10.5 KG; | TECONN | TE CONNECTIVITY LTD | RPIT-6218-W | CURRENT
000022167 | CONNECTOR,CABLE,ELECTRICAL | 33 KV;DEAD BREAK ELBOW TERMINATION; 200 KV BIL;BOLTED DIN TYPE C 9630 AMP); 150-240 SQ MM CSA;28.9 MM -40 MM DIA OVER INSULATION;C/W MECHANICAL SHEAR | STREAM | STREAMLINED ENERGY PTY LTD | SES.33SET36.SKS150-240.EN | PURCHASE AS REQUIRED
000022167 | CONNECTOR,CABLE,ELECTRICAL | 33 KV;DEAD BREAK ELBOW TERMINATION; 200 KV BIL;BOLTED DIN TYPE C 9630 AMP); 150-240 SQ MM CSA;28.9 MM -40 MM DIA OVER INSULATION;C/W MECHANICAL SHEAR | PLP AUST | PREFORMED LINE PRODUCTS (AUST) | CPA-CTS-630A-36-150-240-EGA | PURCHASE AS REQUIRED
000022167 | CONNECTOR,CABLE,ELECTRICAL | 33 KV;DEAD BREAK ELBOW TERMINATION; 200 KV BIL;BOLTED DIN TYPE C 9630 AMP); 150-240 SQ MM CSA;28.9 MM -40 MM DIA OVER INSULATION;C/W MECHANICAL SHEAR | RAYCHEM | RAYCHEM (AUSTRALIA) PTY LTD | RSTI-6853 | PURCHASE AS REQUIRED
000022167 | CONNECTOR,CABLE,ELECTRICAL | 33 KV;DEAD BREAK ELBOW TERMINATION; 200 KV BIL;BOLTED DIN TYPE C 9630 AMP); 150-240 SQ MM CSA;28.9 MM -40 MM DIA OVER INSULATION;C/W MECHANICAL SHEAR | ABB | ABB FAN PTY LTD | CSE-A 3603-185TP | PURCHASE AS REQUIRED
000022168 | CONNECTOR,CABLE,ELECTRICAL | 33 KV;DEAD BREAK ELBOW TERMINATION; BOLTED DIN TYPE C (630 AMP);200 KV BIL; 35 SQ MM-95 SQ MM CSA;22.4 MM-33.6 MM DIA OVER INSULATION;C/W MECHANICAL | PLP AUST | PREFORMED LINE PRODUCTS (AUST) | CPA-CTS-630A-36-035-095-EGA | CURRENT
000022168 | CONNECTOR,CABLE,ELECTRICAL | 33 KV;DEAD BREAK ELBOW TERMINATION; BOLTED DIN TYPE C (630 AMP);200 KV BIL; 35 SQ MM-95 SQ MM CSA;22.4 MM-33.6 MM DIA OVER INSULATION;C/W MECHANICAL | RAYCHEM | RAYCHEM (AUSTRALIA) PTY LTD | RSTI-6651 | CURRENT
000022168 | CONNECTOR,CABLE,ELECTRICAL | 33 KV;DEAD BREAK ELBOW TERMINATION; BOLTED DIN TYPE C (630 AMP);200 KV BIL; 35 SQ MM-95 SQ MM CSA;22.4 MM-33.6 MM DIA OVER INSULATION;C/W MECHANICAL | STREAM | STREAMLINED ENERGY PTY LTD | SES.33SET36.SKS70-96.EN | CURRENT
000022168 | CONNECTOR,CABLE,ELECTRICAL | 33 KV;DEAD BREAK ELBOW TERMINATION; BOLTED DIN TYPE C (630 AMP);200 KV BIL; 35 SQ MM-95 SQ MM CSA;22.4 MM-33.6 MM DIA OVER INSULATION;C/W MECHANICAL | ABB | ABB FAN PTY LTD | CSE-A 3603-50TP | CURRENT
000022170 | JOINT,ELECTRICAL POWER CABLE | 11 KV;HEATSHRINK STRAIGHT JOINT;FOR 240 SQ MM CU XLPE/PVC/HDPE TO 95 SQ MM CU PLY/HDPE;C/W RFSM OUTER SEALING SLEEVE & BARRIERED COMPRESSION | TECONN | TE CONNECTIVITY LTD | MXSU-12C/3XU-3SB-AU02 | CURRENT
000022171 | JOINT,ELECTRICAL POWER CABLE | HEATSHRINK;LV TRANSITION JOINT;300 SQ MM CU 4 X 1C XLPE/PVC & SWS TO 185 SQ MM CU PLY;C/W WCSM OUTER SEALING SLEEVE & BI-METAL MECHANICAL SHEAR BOLT | TECONN | TE CONNECTIVITY LTD | EPKJ-EX355 | CURRENT
000022172 | JOINT,ELECTRICAL POWER CABLE | HEATSHRINK;LV TRANSITION JOINT;300 SQ MM CU 4 X 1C XLPE/PVC & SWS TO 185 SQ MM CU XLPE/SWA/HDPE;C/W WCSM OUTER SEALING SLEEVE & BI-METAL MECHANICAL | TECONN | TE CONNECTIVITY LTD | EPKJ-EX356 | CURRENT
000022173 | JOINT,ELECTRICAL POWER CABLE | HEATSHRINK;LV TRANSITION JOINT;300 SQ MM CU 4 X 1C XLPE/PVC & SWS TO 240 SQ MM AL 4C XLPE/PVC/XLPE/SWA/HDPE;C/W WCSM OUTER SEALING SLEEVE & BI-METAL | TECONN | TE CONNECTIVITY LTD | EPKJ-EX357 | CURRENT
000022174 | JOINT,ELECTRICAL POWER CABLE | HEATSHRINK;LV TRANSITION JOINT;300 SQ MM CU 1C XLPE/PVC & SWS TO 300 SQ MM CU 1C XLPE/PVC;C/W WCSM OUTER SEALING SLEEVE & BI-METAL MECHANICAL SHEAR BOLT | TECONN | TE CONNECTIVITY LTD | EPKJ-EX358 | CURRENT
000022175 | JOINT,ELECTRICAL POWER CABLE | HEATSHRINK;LV TRANSITION JOINT;300 SQ MM CU 4 X 1C XLPE/PVC & SWS TO 300 SQ MM CU XLPE/SWA/HDPE;C/W WCSM OUTER SEALING SLEEVE & BI-METAL MECHANICAL SHEAR BOLT | TECONN | TE CONNECTIVITY LTD | EPKJ-EX359 | CURRENT
000022176 | JOINT,ELECTRICAL POWER CABLE | HEATSHRINK;LV TRANSITION JOINT;300 SQ MM CU XLPE/SWA/HDPE TO 185 SQ MM CU PLY; C/W WCSM OUTER SEALING SLEEVE & BI-METAL MECHANICAL SHEAR BOLT | TECONN | TE CONNECTIVITY LTD | EPKJ-EX360 | CURRENT
000022177 | JOINT,ELECTRICAL POWER CABLE | HEATSHRINK;LV TRANSITION JOINT;300 SQ MM CU XLPE/SWA/HDPE TO 185 SQ MM CU XLPE/ SWA/HDPE;C/W WCSM OUTER SEALING SLEEVE & BI-METAL MECHANICAL SHEAR BOLT | TECONN | TE CONNECTIVITY LTD | EPKJ-EX361 | CURRENT
000022178 | JOINT,ELECTRICAL POWER CABLE | HEATSHRINK;LV TRANSITION JOINT;300 SQ MM CU XLPE/SWA/HDPE TO 240 SQ MM AL 4C XLPE/PVC;C/W WCSM OUTER SEALING SLEEVE & BI-METAL MECHANICAL SHEAR BOLT | TECONN | TE CONNECTIVITY LTD | EPKJ-EX362 | CURRENT
000022179 | JOINT,ELECTRICAL POWER CABLE | HEATSHRINK;LV TRANSITION JOINT;300 SQ MM CU XLPE/SWA/HDPE TO 300 SQ MM CU XLPE/ SWA/HDPE;C/W WCSM OUTER SEALING SLEEVE & BI-METAL MECHANICAL SHEAR BOLT | TECONN | TE CONNECTIVITY LTD | EPKJ-EX363 | CURRENT
000022180 | JOINT,ELECTRICAL POWER CABLE | HEATSHRINK;LV TRANSITION JOINT;300 SQ MM AL PLY/PVC 7 SWS TO 70 SQ MM CU 4C XLPE/ PVC/HDPE;C/W WCSM OUTER SEALING SLEEVE & BI-METAL MECHANICAL SHEAR BOLT | TECONN | TE CONNECTIVITY LTD | EPKJ-EX364 | CURRENT
000022181 | JOINT,ELECTRICAL POWER CABLE | HEATSHRINK;LV TRANSITION JOINT;300 SQ MM AL PLY/PVC & SWS TO 185 SQ MM CU XLPE/ SWA/HDPE;C/W WCSM OUTER SEALING SLEEVE & BI-METAL MECHANICAL SHEAR BOLT | TECONN | TE CONNECTIVITY LTD | EPKJ-EX365 | CURRENT
000022182 | JOINT,ELECTRICAL POWER CABLE | HEATSHRINK;LV TRANSITION JOINT;300 SQ MM AL PLY/PVC & SWS TO 300 SQ MM CU 1C XLPE /PVC;C/W WCSM OUTER SEALING SLEEVE & BI-METAL MECHANICAL SHEAR BOLT | TECONN | TE CONNECTIVITY LTD | EPKJ-EX367 | CURRENT
000022183 | JOINT,ELECTRICAL POWER CABLE | HEATSHRINK;LV TRANSITION JOINT;300 SQ MM AL PLY/PVC & SWS TO 300 SQ MM CU XLPE/ SWA/HDPE;C/W WCSM OUTER SLEEVE & BI-METAL MECHANICAL SHEAR BOLT | TECONN | TE CONNECTIVITY LTD | EPKJ-EX368 | CURRENT
000022184 | JOINT,ELECTRICAL POWER CABLE | HEATSHRINK;LV TRANSITION JOINT;258 SQ MM AL PLY/PVC & SWS TO 70 SQ MM CU 4C XLPE/ PVC/HDPE;C/W WCSM OUTER SEALING SLEEVE & BI-METAL MECHANICAL SHEAR BOLT | TECONN | TE CONNECTIVITY LTD | EPKJ-EX369 | CURRENT
000022185 | JOINT,ELECTRICAL POWER CABLE | HEATSHRINK;LV TRANSITION JOINT;258 SQ MM AL PLY/PVC & SWS TO 185 SQ MM CU XLPE/ SWA/HDPE;C/W WCSM OUTER SEALING SLEEVE & BI-METAL MECHANICAL SHEAR BOLT | TECONN | TE CONNECTIVITY LTD | EPKJ-EX370 | CURRENT
000022186 | JOINT,ELECTRICAL POWER CABLE | HEATSHRINK;LV TRANSITION JOINT;258 SQ MM AL PLY/PVC & SWS TO 300 SQ MM CU 1C XLPE /PVC;C/W WCSM OUTER SEALING SLEEVE BI-METAL MECHANICAL SHEAR BOLT | TECONN | TE CONNECTIVITY LTD | EPKJ-EX272 | CURRENT
000022187 | JOINT,ELECTRICAL POWER CABLE | HEATSHRINK;LV TRANSITION JOINT;258 SQ MM AL PLY/PVC & SWS TO 300 SQ MM CU XLPE/ SWA/HDPE;C/W WCSM OUTER SEALING SLEEVE & BI-METAL MECHANICAL SHEAR BOLT | TECONN | TE CONNECTIVITY LTD | EPKJ-EX373 | CURRENT
000022188 | JOINT,ELECTRICAL POWER CABLE | HEATSHRINK;LV TRANSITION JOINT;240 SQ MM AL XLPE 3C NEUTRAL SCR TO 70 SQ MM CU 4C XLPE/PVC/HDPE;C/W WCSM OUTER SEALING SLEEVE & BI-METAL MECHANICAL | TECONN | TE CONNECTIVITY LTD | EPKJ-EX374 | PURCHASE AS REQUIRED
000022189 | JOINT,ELECTRICAL POWER CABLE | HEATSHRINK;LV TRANSITION JOINT;240 SQ MM AL XLPE 3C NEUTRAL SCR TO 300 SQ MM CU 1C XLPE/PVC;C/W WCSM OUTER SEALING SLEEVE & BI-METAL MECHANICAL SHEAR BOLT | TECONN | TE CONNECTIVITY LTD | EPKJ-EX379 | CURRENT
000022190 | JOINT,ELECTRICAL POWER CABLE | HEATSHRINK;LV TRANSITION JOINT;240 SQ MM AL XLPE 3C NEUTRAL SCR TO 300 SQ MM CU XLPE/SWA/HDPE;C/W WCSM OUTER SEALING SLEEVE & BI-METAL MECHANICAL SHEAR BOLT | TECONN | TE CONNECTIVITY LTD | EPKJ-EX380 | CURRENT
000022191 | JOINT,ELECTRICAL POWER CABLE | HEATSHRINK;LV TRANSITION JOINT;240 SQ MM AL XLPE 4C TO 70 SQ MM CU PLY;C/W WCSM OUTER SEALING SLEEVE & BI-METAL MECHANICAL SHEAR BOLT CONNECTORS; | TECONN | TE CONNECTIVITY LTD | EPKJ-EX381 | CURRENT
000022192 | JOINT,ELECTRICAL POWER CABLE | HEATSHRINK;LV TRANSITION JOINT;240 SQ MM AL XLPE 4C TO 70 SQ MM 4C XLPE/PVC/HDPE; C/W WCSM OUTER SEALING SLEEVE & BI-METAL MECHANICAL SHEAR BOLT | TECONN | TE CONNECTIVITY LTD | EPKJ-EX382 | CURRENT
000022193 | JOINT,ELECTRICAL POWER CABLE | HEATSHRINK;LV TRANSITION JOINT;185 SQ MM CU PLY/HDPE & SWS TO 16 SQ MM CU 4C XLPE /PVC;C/W WCSM OUTER SEALING SLEEVE & BI-METAL MECHANICAL SHEAR BOLT | TECONN | TE CONNECTIVITY LTD | EPKJ-EX387 | CURRENT
000022194 | JOINT,ELECTRICAL POWER CABLE | HEATSHRINK;LV TRANSITION JOINT;185 SQ MM CU PLY/HDPE & SWS TO 25 SQ MM CU PLY;C/W WCSM OUTER SEALING SLEEVE & BI-METAL MECHANICAL SHEAR BOLT CONNECTORS; | TECONN | TE CONNECTIVITY LTD | EPKJ-EX388 | CURRENT
000022195 | JOINT,ELECTRICAL POWER CABLE | HEATSHRINK;LV TRANSITION JOINT;185 SQ MM CU PLY/HDPE & SWS TO 25 SQ MM CU 4C XLPE /PVC;C/W WCSM OUTER SEALING SLEEVE & BI-METAL MECHANICAL SHEAR BOLT | TECONN | TE CONNECTIVITY LTD | EPKJ-EX389 | CURRENT
000022196 | JOINT,ELECTRICAL POWER CABLE | HEATSHRINK;LV TRANSITION JOINT;185 SQ MM CU PLY/HDPE & SWS TO 70 SQ MM CU PLY;C/W WCSM OUTER SEALING SLEEVE & BI-METAL MECHANICAL SHEAR BOLT CONNECTORS; | TECONN | TE CONNECTIVITY LTD | EPKJ-EX390 | CURRENT
000022197 | JOINT,ELECTRICAL POWER CABLE | HEATSHRINK;LV TRANSITION JOINT;185 SQ MM CU PLY/HDPE & SWS TO 70 SQ MM CU 4C XLPE /PVC/HDPE;C/W WCSM OUTER SEALING SLEEVE & BI-METAL MECHANICAL SHEAR BOLT | TECONN | TE CONNECTIVITY LTD | EPKJ-EX391 | CURRENT
000022198 | JOINT,ELECTRICAL POWER CABLE | HEATSHRINK;LV TRANSITION JOINT;185 SQ MM CU PLY/HDPE & SWS TO 300 SQ MM CU 1C XLPE/PVC;C/W WCSM OUTER SEALING SLEEVE & BI-METAL MECHANICAL SHEAR BOLT | TECONN | TE CONNECTIVITY LTD | EPKJ-EX395 | CURRENT
000022199 | JOINT,ELECTRICAL POWER CABLE | HEATSHRINK;LV TRANSITION JOINT;185 SQ MM CU XLPE/SWA/HDPE TO 70 SQ MM CU 4C XLPE/ PVC/HDPE;C/W WCSM OUTER SEALING SLEEVE & BI-METAL MECHANICAL SHEAR BOLT | TECONN | TE CONNECTIVITY LTD | EPKJ-EX397 | CURRENT
000022200 | JOINT,ELECTRICAL POWER CABLE | HEATSHRINK;LV TRANSITION JOINT;161 SQ MM CU PLY/SWS TO 70 SQ MM CU 4C XLPE/PVC/ HDPE;C/W WCSM OUTER SEALING SLEEVE & BI-METAL MECHANICAL SHEAR BOLT | TECONN | TE CONNECTIVITY LTD | EPKJ-EX401 | CURRENT
000022201 | JOINT,ELECTRICAL POWER CABLE | HEATSHRINK;LV TRANSITION JOINT;161 SQ MM CU PLY/SWS TO 300 SQ MM CU 1C XLPE/PVC; C/W WCSM OUTER SEALING SLEEVE & BI-METAL MECHANICAL SHEAR BOLT | TECONN | TE CONNECTIVITY LTD | EPKJ-EX406 | CURRENT
000022202 | JOINT,ELECTRICAL POWER CABLE | HEATSHRINK;LV TRANSITION JOINT;150 SQ MM AL PLY/PVC & SWS TO 70 SQ MM CU 4C XLPE/ PVC/HDPE;C/W WCSM OUTER SEALING SLEEVE & BI-METAL MECHANICAL SHEAR BOLT | TECONN | TE CONNECTIVITY LTD | EPKJ-EX407 | CURRENT
000022203 | JOINT,ELECTRICAL POWER CABLE | HEATSHRINK;LV TRANSITION JOINT;129 SQ MM AL CONSAC TO 70 SQ MM CU 4C XLPE/PVC/ HDPE;C/W WCSM OUTER SEALING SLEEVE & BI-METAL MECHANICAL SHEAR BOLT | TECONN | TE CONNECTIVITY LTD | EPKJ-EX410 | CURRENT
000022204 | JOINT,ELECTRICAL POWER CABLE | HEATSHRINK;LV TRANSITION JOINT;129 SQ MM AL PVC & SWS 4C TO 70 SQ MM CU 4C XLPE/ PVC/HDPE;C/W WCSM OUTER SEALING SLEEVE & BI-METAL MECHANICAL SHEAR BOLT | TECONN | TE CONNECTIVITY LTD | EPKJ-EX413 | PURCHASE AS REQUIRED
000022205 | JOINT,ELECTRICAL POWER CABLE | HEATSHRINK;LV TRANSITION JOINT;120 SQ MM AL 3C XLPE NEUTRAL SCR TO 70 SQ MM CU 4C XLPE/PVC/HDPE;C/W WCSM OUTER SEALING SLEEVE & BI-METAL MECHANICAL SHEAR BOLT | TECONN | TE CONNECTIVITY LTD | EPKJ-EX416 | PURCHASE AS REQUIRED
000022206 | JOINT,ELECTRICAL POWER CABLE | HEATSHRINK;LV TRANSITION JOINT;120 SQ MM AL 4C XLPE TO 16 SQ MM CU 4C XLPE/PVC; C/W WCSM OUTER SEALING SLEEVE & BI-METAL MECHANICAL SHEAR BOLT | TECONN | TE CONNECTIVITY LTD | EPKJ-EX418 | CURRENT
000022207 | JOINT,ELECTRICAL POWER CABLE | HEATSHRINK;LV TRANSITION JOINT;120 SQ MM AL 4C XLPE TO 25 SQ MM CU PLY;C/W WCSM OUTER SEALING SLEEVE & BI-METAL MECHANICAL SHEAR BOLT CONNECTORS; | TECONN | TE CONNECTIVITY LTD | EPKJ-EX419 | CURRENT
000022208 | JOINT,ELECTRICAL POWER CABLE | HEATSHRINK'LV TRANSITION JOINT;120 SQ MM AL 4C XLPE TO 25 SQ MM CU 4C XLPE/PVC; C/W WCSM OUTER SEALING SLEEVE & BI-METAL MECHANICAL SHEAR BOLT | TECONN | TE CONNECTIVITY LTD | EPKJ-EX420 | CURRENT
000022209 | JOINT,ELECTRICAL POWER CABLE | HEATSHRINK;LV TRANSITION JOINT;120 SQ MM AL 4C XLPE TO 70 SQ MM CU 4C XLPE/PVC/ HDPE;C/W WCSM OUTER SEALING SLEEVE & BI-METAL MECHANICAL SHEAR BOLT | TECONN | TE CONNECTIVITY LTD | EPKJ-EX422 | CURRENT
000022210 | JOINT,ELECTRICAL POWER CABLE | HEATSHRINK;LV TRANSITION JOINT;120 SQ MM AL 4C XLPE TO 70 SQ MM AL 4C XLPE/PVC/ HDPE;C/W WCSM OUTER SEALING SLEEVE & BI-METAL MECHANICAL SHEAR BOLT | TECONN | TE CONNECTIVITY LTD | EPKJ-EX423 | CURRENT
000022211 | JOINT,ELECTRICAL POWER CABLE | HEATSHRINK;LV TRANSITION JOINT;70 SQ MM CU 4C XLPE/PVC/HDPE TO 70 SQ MM CU PLY; C/W WCSM OUTER SEALING SLEEVE & BI-METAL MECHANICAL SHEAR BOLT | TECONN | TE CONNECTIVITY LTD | EPKJ-EX425 | CURRENT
000022212 | JOINT,ELECTRICAL POWER CABLE | HEATSHRINK;LV TRANSITION JOINT;70 SQ MM CU 4C XLPE/PVC/HDPE TO 70 SQ MM CU 4C XLPE/PVC/HDPE;C/W WCSM OUTER SEALING SLEEVE & BI-METAL MECHANICAL SHEAR BOLT | TECONN | TE CONNECTIVITY LTD | EPKJ-EX426 | CURRENT
000022213 | JOINT,ELECTRICAL POWER CABLE | HEATSHRINK;LV TRANSITION JOINT;35 SQ MM AL CONSAC TO 16 SQ MM CU 4C XLPE/PVC; C/W WCSM OUTER SEALING SLEEVE & BI-METAL MECHANICAL SHEAR BOLT | TECONN | TE CONNECTIVITY LTD | EPKJ-EX427 | CURRENT
000022214 | JOINT,ELECTRICAL POWER CABLE | HEATSHRINK;LV TRANSITION JOINT;35 SQ MM AL CONSAC TO 25 SQ MM CU 4C XLPE/PVC;C/W WCSM OUTER SEALING SLEEVE & BI-METAL MECHANICAL SHEAR BOLT CONNECTORS; | TECONN | TE CONNECTIVITY LTD | EPKJ-EX427 | CURRENT
000022215 | JOINT,ELECTRICAL POWER CABLE | HEATSHRINK;LV TRANSITION JOINT;25 SQ MM CU PLY/HDPE & SWS TO 16 SQ MM CU 4C XLPE /PVC;C/W WCSM OUTER SEALING SLEEVE & BI-METAL MECHANICAL SHEAR BOLT | TECONN | TE CONNECTIVITY LTD | EPKJ-EX430 | CURRENT
000022216 | JOINT,ELECTRICAL POWER CABLE | HEATSHRINK;LV TRANSITION JOINT;25 SQ MM CU 4C XLPE/PVC TO 16 SQ MM CU 4C XLPE/ PVC;C/W WCSM OUTER SEALING SLEEVE & BI-METAL MECHANICAL SHEAR BOLT | TECONN | TE CONNECTIVITY LTD | EPKJ-EX432 | PURCHASE AS REQUIRED
000022217 | JOINT,ELECTRICAL POWER CABLE | HEATSHRINK;LV TRANSITION JOINT;25 SQ MM CU 4C XLPE/PVC TO 25 SQ MM CU PLY;C/W WCSM OUTER SEALING SLEEVE & BI-METAL MECHANICAL SHEAR BOLT CONNECTORS; | TECONN | TE CONNECTIVITY LTD | EPKJ-EX433 | CURRENT
000022218 | JOINT,ELECTRICAL POWER CABLE | HEATSHRINK;LV TRANSITION JOINT;25 SQ MM CU 4C XLPE/PVC TO 25 SQ MM CU 4C XLPE/ PVC;C/W WCSM OUTER SEALING SLEEVE & BI-METAL MECHANICAL SHEAR BOLT | TECONN | TE CONNECTIVITY LTD | EPKJ-EX434 | CURRENT
000022219 | JOINT,ELECTRICAL POWER CABLE | HEATSHRINK;LV TRANSITION JOINT;25 SQ MM CU 4C XLPE/PVC TO 70 SQ MM CU PLY;C/W WCSM OUTER SEALING SLEEVE & BI-METAL MECHANICAL SHEAR BOLT CONNECTORS; | TECONN | TE CONNECTIVITY LTD | EPKJ-EX435 | CURRENT
000022220 | JOINT,ELECTRICAL POWER CABLE | HEATSHRINK;LV TRANSITION JOINT;25 SQ MM CU 4C XLPE/PVC TO 70 SQ MM CU 4C XLPE/ PVC/HDPE;C/W WCSM OUTER SEALING SLEEVE & BI-METAL MECHANICAL SHEAR BOLT | TECONN | TE CONNECTIVITY LTD | EPKJ-EX436 | CURRENT
000022221 | JOINT,ELECTRICAL POWER CABLE | HEATSHRINK;LV TRANSITION JOINT;16 SQ MM CU PLY/SWS TO 25 SQ MM CU PLY;C/W WCSM OUTER SEALING SLEEVE & BI-METAL MECHANICAL SHEAR BOLT CONNECTORS; | TECONN | TE CONNECTIVITY LTD | EPKJ-EX438 | CURRENT
000022222 | JOINT,ELECTRICAL POWER CABLE | HEATSHRINK;LV TRANSITION JOINT;16 SQ MMC U PLY/SWS TO 25 SQ MM CU 4C XLPE/PVC; C/W WCSM OUTER SEALING SLEEVE & BI-METAL MECHANICAL SHEAR BOLT | TECONN | TE CONNECTIVITY LTD | EPKJ-EX285 | CURRENT
000022223 | JOINT,ELECTRICAL POWER CABLE | HEATSHRINK;LV TRANSITION JOINT;16 SQ MM CU PLY/SWS TO 70 SQ MM CU 4C XLPE/PVC/ HDPE;C/W WCSM OUTER SEALING SLEEVE & BI-METAL MECHANICAL SHEAR BOLT | TECONN | TE CONNECTIVITY LTD | EPKJ-EX440 | CURRENT
000022224 | JOINT,ELECTRICAL POWER CABLE | HEATSHRINK;LV TRANSITION JOINT;16 SQ MM CU XLPE TO 25 SQ MM CU PLY;C/W WCSM OUTER SEALING SLEEVE & BI-METAL MECHANICAL SHEAR BOLT CONNECTORS; | TECONN | TE CONNECTIVITY LTD | EPKJ-EX442 | PURCHASE AS REQUIRED
000022225 | JOINT,ELECTRICAL POWER CABLE | HEATSHRINK;LV LIVE END JOINT;TO SUIT CABLE FORM 240 SQ MM UP TO 300 SQ MM CU OR AL PLY/HDPE,PLY/SWS,XLPE/PVC/HDPE OR XLPE/SWA/HDPE;C/W RFSM OUTER SEALING | TECONN | TE CONNECTIVITY LTD | EPKE-EX485 | CURRENT
000022226 | TERMINATION,ELECTRICAL POWER CABLE | CABLE TERMINATION;LV;OUTDOOR; HEATSHRINK;SUIT 1C 300 SQ MM STRANDED CU XLPE/PVC;C/W BI-METAL MECHANICAL SHEAR BOLT CONNECTORS-NARROW PALM; | TECONN | TE CONNECTIVITY LTD | EPKT-EX486 | CURRENT
000022227 | TERMINATION KIT,ELECTRICAL CABLE | Indoor, LV Termination, Heatshrink, suit 1C 300mm2 Stranded Cu XLPE/PVC Cable c/w Bi-Metal Mechanical Shear Bolt Connectors-Narrow Palm, Pack of 1 | RAYCHEM | RAYCHEM (AUSTRALIA) PTY LTD | EPKT-EX487 | CURRENT
000022227 | TERMINATION KIT,ELECTRICAL CABLE | Indoor, LV Termination, Heatshrink, suit 1C 300mm2 Stranded Cu XLPE/PVC Cable c/w Bi-Metal Mechanical Shear Bolt Connectors-Narrow Palm, Pack of 1 | TECONN | TE CONNECTIVITY LTD | EPKT-EX487 | CURRENT
000022228 | TERMINATION KIT,ELECTRICAL CABLE | Outdoor, LV, Heatshrink, suit 3.5(SWA) & 4C(No SWA), 300mm2 Stranded Cu XLPE/SWA/ HDPE c/w Bi-Metal Mechanical Shear Bolt Connector, Narrow Palm | TECONN | TE CONNECTIVITY LTD | EPKT-EX488 | CURRENT
000022229 | TERMINATION KIT,ELECTRICAL CABLE | Indoor, LV, Heatshrink, suit 3.5(SWA) & 4C(No SWA), 300mm2 Stranded Cu XLPE/SWA/ HDPE c/w Bi-Metal Mechanical Shear Bolt Connector, Narrow Palm | TECONN | TE CONNECTIVITY LTD | EPKT-EX488 | CURRENT
000022230 | TERMINATION KIT,ELECTRICAL CABLE | Indoor/Outdoor, LV, Heatshrink, suit 4 Core, Cu, 70mm2 Stranded XLPE/PVC/HDPE c/w Bi-Metal Mechanical Shear Bolt Connector, Narrow Palm | TECONN | TE CONNECTIVITY LTD | EPKT-EX500 | CURRENT
000022231 | TERMINATION,ELECTRICAL POWER CABLE | CABLE TERMINATION;LV;INDOOR;HEATSHRINK; SUIT 4C 70 SQ MM STRANDED CU XLPE/PVC/ HDPE;C/W BI-METAL MECHANICAL SHEAR BOLT CONNECTORS-NARROW PALM; | RAYCHEM | RAYCHEM (AUSTRALIA) PTY LTD | EPKT-EX501 | PURCHASE AS REQUIRED
000022153 | BOLT | M12 Female/Male Generator Adaptor Bolt, 52mm Lg, Tinned Cu, 200A Max Rating, 40nm Tightening Torque, for Temporary Connection of Generator Lead with M12 | STATEWD | STATEWIDE FSTNERS & ENG SPLS PL | GCB-01 | CURRENT
000022153 | BOLT | M12 Female/Male Generator Adaptor Bolt, 52mm Lg, Tinned Cu, 200A Max Rating, 40nm Tightening Torque, for Temporary Connection of Generator Lead with M12 | ERGON | ERGON ENERGY | ADAPTOR BOLT M12 | CURRENT
000022153 | BOLT | M12 Female/Male Generator Adaptor Bolt, 52mm Lg, Tinned Cu, 200A Max Rating, 40nm Tightening Torque, for Temporary Connection of Generator Lead with M12 | BWE | BLUE WATER ENGINEERING | ADAPTOR BOLT M12 | CURRENT
000022153 | BOLT | M12 Female/Male Generator Adaptor Bolt, 52mm Lg, Tinned Cu, 200A Max Rating, 40nm Tightening Torque, for Temporary Connection of Generator Lead with M12 | N&P SITE | N & P SITE BORING | ADAPTOR BOLT M12 | CURRENT
000022273 | CHARGER,BATTERY | 14.4 V;5.6 AMP AC;230 V;50-60 HZ;SUITS RECHARGEABLE BATTERIES;U/W IZUMI TOOLS,14.4 V NICD & NIHM, LITHIUM ONLY; U/W RECHARGEABLE BATTERY SC21315 (NIMH & | IZUMI | IZUMI PRODUCTS (MANUFACTURER) | CH100 | CURRENT
000022273 | CHARGER,BATTERY | 14.4 V;5.6 AMP AC;230 V;50-60 HZ;SUITS RECHARGEABLE BATTERIES;U/W IZUMI TOOLS,14.4 V NICD & NIHM, LITHIUM ONLY; U/W RECHARGEABLE BATTERY SC21315 (NIMH & | REXEL | REXEL PTY LTD | CH100 | CURRENT
000022273 | CHARGER,BATTERY | 14.4 V;5.6 AMP AC;230 V;50-60 HZ;SUITS RECHARGEABLE BATTERIES;U/W IZUMI TOOLS,14.4 V NICD & NIHM, LITHIUM ONLY; U/W RECHARGEABLE BATTERY SC21315 (NIMH & | SPECFORC | SPECIALISED FORCE | CH-120 | CURRENT
000022274 | BATTERY,STORAGE | 18V, 5.0Ah, M18 Red Li-Ion, for Milwaukee Tools | MILWAUKE | MILWAUKEE POWER TOOLS | M18B5 | CURRENT
000022274 | BATTERY,STORAGE | 18V, 5.0Ah, M18 Red Li-Ion, for Milwaukee Tools | C&LTOOL | CALTCO T/A C&L TOOL CENTRE | MILWAM18B5 | CURRENT
000022275 | CYLINDER,GAS | Empty Cylinder, Size G, for SF6 Cleaned/ Used Gas Purity > 97%, Apple Green Body, Golden Yellow Shoulder, Type 31 Valve, Bottle Strapped to Skid | CATALINA | CATALINA INDUSTRIES PL | G SIZE APPLEGREEN GOLDYELLOW | PURCHASE AS REQUIRED
000021926 | SWITCHBOARD,FIRE CONTROL | FIRE PANEL BOARD;DUAL ZONE;400 MM H X 320 MM W X 165 MM D;IP31;REQUIRES 1 BATTERY SC21927;USED IN SUBSTNS; | BROOKS | BROOKS AUSTRALIA PO BOX 511 ARCHERFIELD | FT2FP | PURCHASE AS REQUIRED
000021927 | BATTERY,STORAGE | BATTERY;12 V;6.5 A/H;LSA;U/W SC21926; 2 REQUIRED PER PANEL; | BROOKS | BROOKS AUSTRALIA PO BOX 511 ARCHERFIELD | BBAT12V6.5 | PURCHASE AS REQUIRED
000021928 | ALARM,SMOKE,AUTOMATIC | PHOTO ELECTRIC SMOKE DETECTOR;24 V;U/W FIRE PANEL SC21926;USED IN SUBSTN FOR FIRE PROTECTION; | PANASON | PANASONIC AUSTRALIA PTY LTD | 4352 | PURCHASE AS REQUIRED
000021928 | ALARM,SMOKE,AUTOMATIC | PHOTO ELECTRIC SMOKE DETECTOR;24 V;U/W FIRE PANEL SC21926;USED IN SUBSTN FOR FIRE PROTECTION; | BROOKS | BROOKS AUSTRALIA PO BOX 511 ARCHERFIELD | 4352 | PURCHASE AS REQUIRED
000021929 | BASE,SMOKE DETECTOR | PHOTO ELECTRIC SMOKE DETECTOR BASE; U/W SMOKE ALARM SC21928;USED IN SUBSTN FOR FIRE PROTECTION; | PANASON | PANASONIC AUSTRALIA PTY LTD | 2324 | PURCHASE AS REQUIRED
000021929 | BASE,SMOKE DETECTOR | PHOTO ELECTRIC SMOKE DETECTOR BASE; U/W SMOKE ALARM SC21928;USED IN SUBSTN FOR FIRE PROTECTION; | BROOKS | BROOKS AUSTRALIA PO BOX 511 ARCHERFIELD | 2324 | PURCHASE AS REQUIRED
000022276 | LID | Tote Box Lid, 645mm Lg, 413mm W, Polypropylene, suit Lamson Bin Size 10 | SIGNET | SIGNET PTY LTD | MAH009A | CURRENT
000022276 | LID | Tote Box Lid, 645mm Lg, 413mm W, Polypropylene, suit Lamson Bin Size 10 | PROMARK | PROMARK PACKAGING PTY LTD GEEBUNG | MAH009A | CURRENT
000022276 | LID | Tote Box Lid, 645mm Lg, 413mm W, Polypropylene, suit Lamson Bin Size 10 | ATOMSUPP | ATOM SUPPLY | 88897871 | CURRENT
000022111 | CABLE,CONTROL,ELECTRICAL | Control, 450/750V, 4C, 2.5mm2 CU CU/PVC/PVC/DBT/PVC, Metallic Screen, (7/0.67) Meter Marked, Numbered Active Cores, 250m Wood Drum, AS5000.3 | BAMBACH | BAMBACH WIRES & CABLES PTY LTD | T-ENQ 244 | CURRENT
000022111 | CABLE,CONTROL,ELECTRICAL | Control, 450/750V, 4C, 2.5mm2 CU CU/PVC/PVC/DBT/PVC, Metallic Screen, (7/0.67) Meter Marked, Numbered Active Cores, 250m Wood Drum, AS5000.3 | OLEX | OLEX AUSTRALIA PTY LTD | HAYP07RP004CXWW | CURRENT
000022111 | CABLE,CONTROL,ELECTRICAL | Control, 450/750V, 4C, 2.5mm2 CU CU/PVC/PVC/DBT/PVC, Metallic Screen, (7/0.67) Meter Marked, Numbered Active Cores, 250m Wood Drum, AS5000.3 | MIDLANDS | MIDLAND METALS | MMO-4X2.5CU PVC/DBT/PVC UG | CURRENT
000022112 | CABLE,CONTROL,ELECTRICAL | Control, 450/750V, 12C, 2.5mm2 CU CU/PVC/PVC/DBT/PVC, Metallic Screen, (7/0.67) Metre Marked, Numbered Active Cores, 250m Wood Drum, AS5000.3 | MIDLANDS | MIDLAND METALS | MMO-12X2.5 CU PVC DBT PVC UG | CURRENT
000022112 | CABLE,CONTROL,ELECTRICAL | Control, 450/750V, 12C, 2.5mm2 CU CU/PVC/PVC/DBT/PVC, Metallic Screen, (7/0.67) Metre Marked, Numbered Active Cores, 250m Wood Drum, AS5000.3 | BAMBACH | BAMBACH WIRES & CABLES PTY LTD | T-ENQ 245 | CURRENT
000022112 | CABLE,CONTROL,ELECTRICAL | Control, 450/750V, 12C, 2.5mm2 CU CU/PVC/PVC/DBT/PVC, Metallic Screen, (7/0.67) Metre Marked, Numbered Active Cores, 250m Wood Drum, AS5000.3 | OLEX | OLEX AUSTRALIA PTY LTD | BPMP07RP012CXWW | CURRENT
000022112 | CABLE,CONTROL,ELECTRICAL | Control, 450/750V, 12C, 2.5mm2 CU CU/PVC/PVC/DBT/PVC, Metallic Screen, (7/0.67) Metre Marked, Numbered Active Cores, 250m Wood Drum, AS5000.3 | MIDLANDS | MIDLAND METALS | MM0-12X2.5 CU PVC/DBT/PVC UG | CURRENT
000022113 | CABLE,CONTROL,ELECTRICAL | Control, 450/750V, 4C, 6mm2 Cu, BCU/PVC/PVC/DBT/PVC, Metallic Screen, (7/1.04) Metre Marked, Numbered Active Cores, 250m Wood Drum, AS5000.3 | BAMBACH | BAMBACH WIRES & CABLES PTY LTD | T-ENQ 246 | CURRENT
000022113 | CABLE,CONTROL,ELECTRICAL | Control, 450/750V, 4C, 6mm2 Cu, BCU/PVC/PVC/DBT/PVC, Metallic Screen, (7/1.04) Metre Marked, Numbered Active Cores, 250m Wood Drum, AS5000.3 | OLEX | OLEX AUSTRALIA PTY LTD | HAYP11RP004CXWW | CURRENT
000022113 | CABLE,CONTROL,ELECTRICAL | Control, 450/750V, 4C, 6mm2 Cu, BCU/PVC/PVC/DBT/PVC, Metallic Screen, (7/1.04) Metre Marked, Numbered Active Cores, 250m Wood Drum, AS5000.3 | MIDLANDS | MIDLAND METALS | MMO-4X6 CUPVC/DBT/PVC UG | CURRENT
000022114 | CABLE,CONTROL,ELECTRICAL | Control, 450/750V, 4C, 10mm2 CU CU/PVC/PVC/DBT/PVC, Metallic Screen, (7/1.35) Meter Marked, Numbered Active Cores, 250m Wood Drum, AS5000.3 | BAMBACH | BAMBACH WIRES & CABLES PTY LTD | T-ENQ 247 | CURRENT
000022114 | CABLE,CONTROL,ELECTRICAL | Control, 450/750V, 4C, 10mm2 CU CU/PVC/PVC/DBT/PVC, Metallic Screen, (7/1.35) Meter Marked, Numbered Active Cores, 250m Wood Drum, AS5000.3 | OLEX | OLEX AUSTRALIA PTY LTD | HAYP13RP004CXWW | CURRENT
000022114 | CABLE,CONTROL,ELECTRICAL | Control, 450/750V, 4C, 10mm2 CU CU/PVC/PVC/DBT/PVC, Metallic Screen, (7/1.35) Meter Marked, Numbered Active Cores, 250m Wood Drum, AS5000.3 | MIDLANDS | MIDLAND METALS | MMO-4X10 CUPVC/DBT/PVC UG | CURRENT
000022115 | CABLE,CONTROL,ELECTRICAL | Control, 450/750V, 4C, 16mm2 CU CU/PVC/PVC/DBT/PVC, Metallic Screen, (7/1.70) Metre Marked, Numbered Active Cores, 250m Wood Drum, AS5000.3 | MIDLANDS | MIDLAND METALS | MMO-4X16 CU PVC DBT PVC UG | CURRENT
000022115 | CABLE,CONTROL,ELECTRICAL | Control, 450/750V, 4C, 16mm2 CU CU/PVC/PVC/DBT/PVC, Metallic Screen, (7/1.70) Metre Marked, Numbered Active Cores, 250m Wood Drum, AS5000.3 | BAMBACH | BAMBACH WIRES & CABLES PTY LTD | T-ENQ 248 | CURRENT
000022115 | CABLE,CONTROL,ELECTRICAL | Control, 450/750V, 4C, 16mm2 CU CU/PVC/PVC/DBT/PVC, Metallic Screen, (7/1.70) Metre Marked, Numbered Active Cores, 250m Wood Drum, AS5000.3 | OLEX | OLEX AUSTRALIA PTY LTD | HAYP15RP004CXWW | CURRENT
000022115 | CABLE,CONTROL,ELECTRICAL | Control, 450/750V, 4C, 16mm2 CU CU/PVC/PVC/DBT/PVC, Metallic Screen, (7/1.70) Metre Marked, Numbered Active Cores, 250m Wood Drum, AS5000.3 | MIDLANDS | MIDLAND METALS | MMO-1/4X16 CU/PVCDBT/PVC UG | CURRENT
000022116 | CABLE,CONTROL,ELECTRICAL | Control, 450/750V, 4C, 25mm2, CU CU/PVC/PVC/DBT/PVC, Metallic Screen, (19/1.35) Metre Marked, Numbered Active Cores, 250m Wood Drum, AS5000.3 | MIDLANDS | MIDLAND METALS | MMO-4X25 CU PVC DBT PVC UG | CURRENT
000022116 | CABLE,CONTROL,ELECTRICAL | Control, 450/750V, 4C, 25mm2, CU CU/PVC/PVC/DBT/PVC, Metallic Screen, (19/1.35) Metre Marked, Numbered Active Cores, 250m Wood Drum, AS5000.3 | OLEX | OLEX AUSTRALIA PTY LTD | HAYC17RP004CXWW | CURRENT
000022116 | CABLE,CONTROL,ELECTRICAL | Control, 450/750V, 4C, 25mm2, CU CU/PVC/PVC/DBT/PVC, Metallic Screen, (19/1.35) Metre Marked, Numbered Active Cores, 250m Wood Drum, AS5000.3 | MIDLANDS | MIDLAND METALS | MMO-1/4X25 CU/PVC/DBT/PVC UG | CURRENT
000022280 | COUPLING,NONMETALLIC RIGID CONDUIT | UPVC;ORANGE;32 MM NOM DIA;HEAVY DUTY; DOUBLE ENDED SOCKET;AS2053; | TRI UGRD | TRI UNDERGROUND AUSTRALIA PTY LTD | HDE32COUPFF | PURCHASE AS REQUIRED
000022280 | COUPLING,NONMETALLIC RIGID CONDUIT | UPVC;ORANGE;32 MM NOM DIA;HEAVY DUTY; DOUBLE ENDED SOCKET;AS2053; | VINIDEX |  | 31190 | PURCHASE AS REQUIRED
000022278 | SWITCH,ISOLATING | WEATHERPROOF;20 AMP;DOUBLE POLE;IP66; SWITCH FOR DSS RADIO STATIONS; | CLIPSAL | GERARD INDUSTRIES QLD DIVSN P/L | WHB320RG | CURRENT
000022278 | SWITCH,ISOLATING | WEATHERPROOF;20 AMP;DOUBLE POLE;IP66; SWITCH FOR DSS RADIO STATIONS; | REXEL | REXEL PTY LTD | CLIWHB320RG | CURRENT
000022278 | SWITCH,ISOLATING | WEATHERPROOF;20 AMP;DOUBLE POLE;IP66; SWITCH FOR DSS RADIO STATIONS; | CNWPL | CNW PL - SLACKS CREEK | CLIWHB320RG | CURRENT
000022278 | SWITCH,ISOLATING | WEATHERPROOF;20 AMP;DOUBLE POLE;IP66; SWITCH FOR DSS RADIO STATIONS; | REXEL | REXEL PTY LTD | CLIWHB220RG | CURRENT
000022278 | SWITCH,ISOLATING | WEATHERPROOF;20 AMP;DOUBLE POLE;IP66; SWITCH FOR DSS RADIO STATIONS; | CLIPSAL | GERARD INDUSTRIES QLD DIVSN P/L | WHB220 | CURRENT
000022279 | DRIVE,SOCKET. | 5/16 IN Magnetic Nut Setter, 1/4 Drive 42mm, lg for Battery Drills | C&LTOOL | CALTCO T/A C&L TOOL CENTRE | GFB30B | CURRENT
000022279 | DRIVE,SOCKET. | 5/16 IN Magnetic Nut Setter, 1/4 Drive 42mm, lg for Battery Drills | ATOMSUPP | ATOM SUPPLY | 76030620 | CURRENT
000022279 | DRIVE,SOCKET. | 5/16 IN Magnetic Nut Setter, 1/4 Drive 42mm, lg for Battery Drills | STANLEY |  | 41354 | CURRENT
000022279 | DRIVE,SOCKET. | 5/16 IN Magnetic Nut Setter, 1/4 Drive 42mm, lg for Battery Drills | TDETOOLS | TRADE TOOLS DIRECT (GEEBUNG) | 41354 | CURRENT
000022279 | DRIVE,SOCKET. | 5/16 IN Magnetic Nut Setter, 1/4 Drive 42mm, lg for Battery Drills | GLENFORD | GLENFORDS TOOL CENTRE | 41354 | CURRENT
000022279 | DRIVE,SOCKET. | 5/16 IN Magnetic Nut Setter, 1/4 Drive 42mm, lg for Battery Drills | TOOLCITY | TOOL CITY | 41354 | CURRENT
000022281 | RELAY,PHASE FAILURE | 415 V AC;50 HZ;OUTPUT CONTACTS 2CO;240 V ,8 AMP RESISTIVE;22.5 DIN MTG;USED IN SUBSTNS; | CNWPL | CNW PL - SLACKS CREEK | DPA01DM48 | CURRENT
000022281 | RELAY,PHASE FAILURE | 415 V AC;50 HZ;OUTPUT CONTACTS 2CO;240 V ,8 AMP RESISTIVE;22.5 DIN MTG;USED IN SUBSTNS; | REXEL | REXEL PTY LTD | CGVDPA01DM48 | CURRENT
000022281 | RELAY,PHASE FAILURE | 415 V AC;50 HZ;OUTPUT CONTACTS 2CO;240 V ,8 AMP RESISTIVE;22.5 DIN MTG;USED IN SUBSTNS; | CARLO | CARLO GAVAZZI | DPA-01-D-M48 | CURRENT
000022281 | RELAY,PHASE FAILURE | 415 V AC;50 HZ;OUTPUT CONTACTS 2CO;240 V ,8 AMP RESISTIVE;22.5 DIN MTG;USED IN SUBSTNS; | NHP | NHP ELECTRICAL ENGINEERING | DPA-01-D-M48 | CURRENT
000022283 | CONNECTOR,CABLE,ELECTRICAL | 33 KV;GIS CABLE TERMINATION;TYPE 2 PLUG- IN CONNECTOR;SUIT 50 SQ MM STRANDED AL XLPE/CWS/HDPE;3 PHASE KIT; | STREAM | STREAMLINED ENERGY PTY LTD | SES.33SEIK34/50.EN | CURRENT
000022283 | CONNECTOR,CABLE,ELECTRICAL | 33 KV;GIS CABLE TERMINATION;TYPE 2 PLUG- IN CONNECTOR;SUIT 50 SQ MM STRANDED AL XLPE/CWS/HDPE;3 PHASE KIT; | TECONN | TE CONNECTIVITY LTD | RPIT-6205-W | CURRENT
000022284 | CONNECTOR,CABLE,ELECTRICAL | 33 KV;GIS CABLE TERMINATION;TYPE 2 PLUG- IN CONNECTOR;SUIT 95 SQ MM STRANDED CU XLPE/CWS/HDPE;3 PHASE KIT; | TECONN | TE CONNECTIVITY LTD | RPIT-6209-W | CURRENT
000022284 | CONNECTOR,CABLE,ELECTRICAL | 33 KV;GIS CABLE TERMINATION;TYPE 2 PLUG- IN CONNECTOR;SUIT 95 SQ MM STRANDED CU XLPE/CWS/HDPE;3 PHASE KIT; | STREAM | STREAMLINED ENERGY PTY LTD | SES.33SEIK34/95.EN | CURRENT
000022285 | GREASE,GENERAL PURPOSE | MV 3;ASSEMBLY PASTE (1 X 40 G TUBE);TO SUIT 3 PHASE SET OF NKT SEPARABLE DEADBREAK ELBOWS;1 X TUBE REQUIRED FOR SC22243 (NKT CB24);2 X TUBES REQUIRED | NKT | NKT CABLES AUSTRALIA P/L | 72152735 | CURRENT
000022306 | TERMINAL,LUG | ANGLE= 60 DEG;ALUMINIUM COMPRESSION TYPE;1250 AMP;4 HOLE,14 MM DIA PALM; 50 MM CENTRES;SUIT 61/3.75 AAAC CABLE; USED IN SUBSTNS; | PLP AUST | PREFORMED LINE PRODUCTS (AUST) | CTA-338-55211 | PURCHASE AS REQUIRED
000022307 | TERMINAL,LUG | BOLTED RUN PALM TAP;ALUMINIUM TYPE; 630 AMP;2 HOLE,14 MM DIA PALM;50 MM CENTRES;SUIT 61/3.75 AAAC CABLE;USED IN SUNSTNS; | PLP AUST | PREFORMED LINE PRODUCTS (AUST) | BRPT-338-AS3 | PURCHASE AS REQUIRED
000022286 | TRANSFORMER,CURRENT | PROTECTION,TOROIDAL;INDOOR;3 KV;2000/ 1600/5 AMP;0.1PX200R 1.0 ON 1600/5 AMP; THERMAL 125 %;OD 270 MM W,334 MM H,110 MM ID;AXIAL 65;USED IN SUBSTNS; | STEMAR |  | BCT270/110ID 2000-1600/5 "PX " | PURCHASE AS REQUIRED
000022311 | COVER,ELECTRICITY SUPPLY PILLAR | TURRET LID ONLY;LOW VOLTAGE;TO SUIT LGE DULMISON CONCRETE PILLAR BASE; U/W SC20708 DISTRIBUTION PILLAR;LGE; PACK OF 1,PACK WEIGHT 25 KG; | WEBER | WEBER SOUTH PACIFIC PTY LTD | UET80 | PURCHASE AS REQUIRED
000022311 | COVER,ELECTRICITY SUPPLY PILLAR | TURRET LID ONLY;LOW VOLTAGE;TO SUIT LGE DULMISON CONCRETE PILLAR BASE; U/W SC20708 DISTRIBUTION PILLAR;LGE; PACK OF 1,PACK WEIGHT 25 KG; | PLP AUST | PREFORMED LINE PRODUCTS (AUST) | D-UET80 | PURCHASE AS REQUIRED
000022313 | FUSE,CARTRIDGE | FERRULE;57 MM LG,22.2 MM DIA CAP;20 AMP; 400 V AC; | FUSECO | FUSECO PTY LTD | 2258F-20 | CURRENT
000022313 | FUSE,CARTRIDGE | FERRULE;57 MM LG,22.2 MM DIA CAP;20 AMP; 400 V AC; | FLOWLINE | FLOWLINE INDUSTRIES PTY LTD | EM782020 | CURRENT
000022312 | CIRCUIT BREAKER | INDOOR METALCLAD;FOR LMT RETROFIT; 25 KA FOR 3 SEC;12 KV;2000 AMP;32 DC SPRING MECHANISM;32 V DC TRIP/CLOSE COILS; | REYROLLE |  | LMVP/RPM5/QMRO | PURCHASE AS REQUIRED
000022260 | PLATE,CONNECTOR. | PLATE;RING SUP,TC,FOR 33KV POLE PLATE,CONNECTOR. TINNED COPPER;RING SUPP ORT;FOR 33 KV POLE TERMINATION SC18666;A S PER DWG UT1159-A4-C; | POWERLEC | POWERLEC ENTERPRISES ZILLMERE QLD | DWG UT1159-A4 | CURRENT
000022261 | PLATE,EARTHING | PLATE;ARRESTER EARTHING BAR,TC,FOR 33KV PLATE,EARTHING ARRESTER EARTHING BAR;TIN NED COPPER; FOR 33 KV POLE TERMINATION S C18666;AS PER DWG UT1184-A4 ITEM 1; | TYCO | TYCO | 630PTKAEB | CURRENT
000022261 | PLATE,EARTHING | PLATE;ARRESTER EARTHING BAR,TC,FOR 33KV PLATE,EARTHING ARRESTER EARTHING BAR;TIN NED COPPER; FOR 33 KV POLE TERMINATION S C18666;AS PER DWG UT1184-A4 ITEM 1; | POWERLEC | POWERLEC ENTERPRISES ZILLMERE QLD | DWG UT1184-A4 ITEM 1 | CURRENT
000022262 | BUSBAR | EARTHING FRAME BAR;TINNED COPPER;FOR 33 KV POLE TERMINATION SC18666;AS PER DWG UT1184-A4 ITEM 2; | TYCO | TYCO | 630PTKFSEB | PURCHASE AS REQUIRED
000022262 | BUSBAR | EARTHING FRAME BAR;TINNED COPPER;FOR 33 KV POLE TERMINATION SC18666;AS PER DWG UT1184-A4 ITEM 2; | POWERLEC | POWERLEC ENTERPRISES ZILLMERE QLD | DWG UT1184-A4 ITEM 2 | PURCHASE AS REQUIRED
000022263 | TERMINAL,LUG | LONG BARREL;LONG PALM;SEALED PALM; DRILLED PALM;TINNED COPPER CRIMP TYPE; FOR 630 SQ MM COPPER COND;W/2 X M12 PALM HOLES,50 MM CENTRES;U/W SC18666; | TYCO | TYCO | CJ9486-000 | CURRENT
000022264 | TERMINAL,LUG | LONG BARREL;LONG PALM;SEALED PALM; DRILLED PALM;TINNED COPPER;CRIMP TYPE; FOR 800 SQ MM COPPER COND;W/2 X M12 PALM HOLES,50 MM CENTRES;U/W SC18666; | UTILUX |  | H1370X04/1 | PURCHASE AS REQUIRED
000022266 | BRACKET | BKT:SUP;CBL SADDLE,SC1866,GALV,FOR 33KV BRACKET GALV;CABLE SADDLE SUPPORT;FOR 80 0 SQ MM CABLE;FOR 33 KV POLE TERMINATION , SC18666;AS PER DWG 12588-A3; | HAYMAN | HAYMANS INDUSTRIES PTY LTD | 22266 | CURRENT
000022266 | BRACKET | BKT:SUP;CBL SADDLE,SC1866,GALV,FOR 33KV BRACKET GALV;CABLE SADDLE SUPPORT;FOR 80 0 SQ MM CABLE;FOR 33 KV POLE TERMINATION , SC18666;AS PER DWG 12588-A3; | POWERLEC | POWERLEC ENTERPRISES ZILLMERE QLD | DWG 12588-A3 | CURRENT
000022316 | DEVICE,EXCERCISING | SAFELINK;ISOLATOR EXCERCISING DEVICE;TO EXCERCISE SAFELINK ISOLATOR MECHANISM IN CONJUNCTION WITH ABB OPERATING HANDLE; | ABB | ABB FAN PTY LTD | EXCERCISING DEVICE | PHASING
000022314 | BOLT,MACHINE | STEEL;GALV;HEX HD;M20;140 MM LG;ISO M; GDE 4.6;MIN THD 50 MM;NUT NOT SUPPLIED; USED ON CU SET 167-4 OF OCM; | HOBSON | HOBSON ENGINEERING CO PTY LTD 393904 | KBH46GCM200140 | CURRENT
000022314 | BOLT,MACHINE | STEEL;GALV;HEX HD;M20;140 MM LG;ISO M; GDE 4.6;MIN THD 50 MM;NUT NOT SUPPLIED; USED ON CU SET 167-4 OF OCM; | STATEWD | STATEWIDE FSTNERS & ENG SPLS PL | M20 140 MM LG | CURRENT
000022315 | BOLT,MACHINE | STEEL;GALV;HEX HD;M20;ISO M;160 MM LG; GDE 4.6;MIN THD 50 MM;NUT NOT SUPPLIED; USED ON CU SET 167-5 OF OCM; | STATEWD | STATEWIDE FSTNERS & ENG SPLS PL | M20 160 MM LG | CURRENT
000022321 | INSULATOR,STANDOFF | INVERTED LINE POST;SYNTHETIC COMPOSITE; 132 KV NOM V;1550 MM LG;HORIZONTAL; CLAMP TOP END FITTING; | GRAPHSOL | GRAPH SOLUTIONS PTY LTD | NPVN30XH33S0R0 | PURCHASE AS REQUIRED
000022086 | REGULATOR,STEP VOLTAGE | 11 KV;SINGLE PHASE;200 AMP;POLE MTG; 95 KV BIL;32 TAPS;0.625% STEPS;REVERSE POWER FLOW;C/W 9 M CONTROL CABLE; NON-PCB DECAL;230 V AC,6 AMP AUX;SUPPLY | COOPOWR |  | WED22B79RYJJ | PURCHASE AS REQUIRED
000022339 | CABLE,POWER,ELECTRICAL | 11 KV;TRIPLEX 3 X 1 CORE;400 SQ MM ALUMINIUM WATER BLOCKED STRANDED CONDUCTOR;TRXLPE INSULATED WATER BLOCKED COPPER WIRE SCREEN;BLACK MDPE | CABLGRID | CABLE GRID AUSTRALIA PL | CGA419 | CURRENT
000022339 | CABLE,POWER,ELECTRICAL | 11 KV;TRIPLEX 3 X 1 CORE;400 SQ MM ALUMINIUM WATER BLOCKED STRANDED CONDUCTOR;TRXLPE INSULATED WATER BLOCKED COPPER WIRE SCREEN;BLACK MDPE | KEI CABL | KEI CABLES | 6.35/11KV 3X1CX400 | CURRENT
000022339 | CABLE,POWER,ELECTRICAL | 11 KV;TRIPLEX 3 X 1 CORE;400 SQ MM ALUMINIUM WATER BLOCKED STRANDED CONDUCTOR;TRXLPE INSULATED WATER BLOCKED COPPER WIRE SCREEN;BLACK MDPE | HCA | HENGTONG CABLE AUSTRALIA PTY LTD | HCA22339EQL | CURRENT
000022339 | CABLE,POWER,ELECTRICAL | 11 KV;TRIPLEX 3 X 1 CORE;400 SQ MM ALUMINIUM WATER BLOCKED STRANDED CONDUCTOR;TRXLPE INSULATED WATER BLOCKED COPPER WIRE SCREEN;BLACK MDPE | MIDLANDS | MIDLAND METALS | MMO-11KV 3X1CX400ATRXWBTSCRWBT | CURRENT
000022339 | CABLE,POWER,ELECTRICAL | 11 KV;TRIPLEX 3 X 1 CORE;400 SQ MM ALUMINIUM WATER BLOCKED STRANDED CONDUCTOR;TRXLPE INSULATED WATER BLOCKED COPPER WIRE SCREEN;BLACK MDPE | ZTTCABLE | JIANGSU ZHONGTIAN TECHNOLOGY CO PL | ZTT22339 | CURRENT
000022339 | CABLE,POWER,ELECTRICAL | 11 KV;TRIPLEX 3 X 1 CORE;400 SQ MM ALUMINIUM WATER BLOCKED STRANDED CONDUCTOR;TRXLPE INSULATED WATER BLOCKED COPPER WIRE SCREEN;BLACK MDPE | NANELECT | NAN ELECTRICAL CABLE AUSTRALIA PL | 3MV400A11TLEX | CURRENT
000022339 | CABLE,POWER,ELECTRICAL | 11 KV;TRIPLEX 3 X 1 CORE;400 SQ MM ALUMINIUM WATER BLOCKED STRANDED CONDUCTOR;TRXLPE INSULATED WATER BLOCKED COPPER WIRE SCREEN;BLACK MDPE | PRYSMIAN | PRYSMIAN POWER CABLES & SYSTEMS AUST | 5023981 | CURRENT
000022339 | CABLE,POWER,ELECTRICAL | 11 KV;TRIPLEX 3 X 1 CORE;400 SQ MM ALUMINIUM WATER BLOCKED STRANDED CONDUCTOR;TRXLPE INSULATED WATER BLOCKED COPPER WIRE SCREEN;BLACK MDPE | OLEX | OLEX AUSTRALIA PTY LTD | XJZA28RPT03BQAA | CURRENT
000022341 | BRACKET,EXTENSION | EXTENSION ARM;500 MM LG;127 P.C.D. FLANGE FIXING;U/W 110/132 KV BRIDGING POST INSULATORS; | ERGON | ERGON ENERGY | 500 MM EXT ARM | PURCHASE AS REQUIRED
000022342 | BRACKET,EXTENSION | EXTENSION ARM;900 MM LG;127 P.C.D. FLANGE FIXING;U/W 110/132 KV BRIDGING POST INSULATORS; | ERGON | ERGON ENERGY | 900 MM EXT ARM | PURCHASE AS REQUIRED
000021664 | JOINT,ELECTRICAL POWER CABLE | 11 KV;HEATSHRINK JOINT;3 PHASE;3 X 1 CORE 95-240 SQ MM AL OR CU TRXLPE/CWS/ HDPE;TRIPLEX CABLE TO 3 X1 CORE 95-240 SQ MM AL OR CU TRXLPE/CWS/HDPE; | RAYCHEM | RAYCHEM (AUSTRALIA) PTY LTD | MXSU-EX336TM | PURCHASE AS REQUIRED
000022346 | CONVERSION KIT | FOR STEP VOLTAGE REGULATOR EXTERNAL MOTOR CAPACITOR CONVERSION KIT;FOR SVR MODELS AS NOTED;WCD22B313RLA, WCD22B166TEA,WCD22A166TEA;MODELS ARE | COOPOWR |  | 57A64309700A | CURRENT
000022348 | CABLE,CONTROL,ELECTRICAL | REPLACEMENT UNIVERSAL CONTROL CABLE;FOR STEP VOLTAGE REGULATOR;12 PIN 30FT LEED; FOR USE WITH ALL CPS REGULATORS PRE 2009 PACK OF 1; | COOPOWR |  | 5041489B0360 | CURRENT
000022349 | CAPACITOR. | STEP VOLTAGE REGULATOR REPLACEMENT MOTOR DRIVE CAPACITOR (7.5 MICRO FARAD); FOR WAD22B313X6A,WCD22B313RLA, WCD22B166TEA,WCD22A166TEA;U/W | COOPOWR |  | A8436344 | CURRENT
000022351 | REGULATOR,STEP VOLTAGE | 11 KV;200 AMP;SINGLE PHASE;POLE MTG; 95 KV BIL;32 TAPS;0.625% STEPS;REVERSE POWER FLOW;C/W 9 M CONTROL CABLE;NON- PCB DECAL;230 V AC;6 AMP AUX;SUPPLY CEA/ | COOPOWR |  | WED22B69WYJJ | PURCHASE AS REQUIRED
000022151 | CARD,CIRCUIT | RS232/FOI COMMUNICATION MODULE;USES ST CONNECTORS;ST IS DESIGNED FOR SINGLE MODE & MULTI-MODE GLASS FIBRE;U/W CL6 CONTROLS ONLY;PACK OF 1; | COOPOWR |  | 57A64264800B | CURRENT
000022354 | SCREW,PLUGS. | PLASTIC SCREW PLUG;3/8 IN;LH FEMALE THREAD;SUITS COMPANION STYLE MALE GAS CYLINDER VALVES;U/W SC02862;PACK OF 100; | GAMECO |  | 4028 | PURCHASE AS REQUIRED
000022355 | SCREW,PLUGS. | PLASTIC SCREW PLUG;RH MALE THREAD; SUITS PRIMUS STYLE FEMALE LPG GAS CYLINDER OUTLETS;PACK OF 100; | GAMECO |  | PCS 8304 | CURRENT
000022356 | SCREW,PLUGS. | PLASTIC SCREW PLUG;POL;LH MALE THREAD; C/W TIE & WINGS;SUITS POL STYLE FEMALE LPG GAS CYLINDER VALVES;PACK OF 100; | GAMECO |  | POLP | CURRENT
000022357 | SEALING COMPOUND | Expanding Foam; Self Expanding Polyurethane Foam Sealant Filler; Used For Sealing and Filling Gaps, ,Fills,Insulates,Seals; Foamflo. | STATEWD | STATEWIDE FSTNERS & ENG SPLS PL | ICC-F750 | CURRENT
000022357 | SEALING COMPOUND | Expanding Foam; Self Expanding Polyurethane Foam Sealant Filler; Used For Sealing and Filling Gaps, ,Fills,Insulates,Seals; Foamflo. | STATEWD | STATEWIDE FSTNERS & ENG SPLS PL | SSI320 | CURRENT
000022357 | SEALING COMPOUND | Expanding Foam; Self Expanding Polyurethane Foam Sealant Filler; Used For Sealing and Filling Gaps, ,Fills,Insulates,Seals; Foamflo. | KEYLINE | KEY-LINE DISTRIBUTORS PTY LTD | SELLEYS SPACE INVADER | CURRENT
000022287 | CONVERTER | INPUT 20 V TO 60 V DC;OUTPUT 110 V 0.9 AMP DC;USED IN SUBSTNS; | POWERHSE | POWER HOUSE (QLD) PTY LTD | DCW100-110FT-R0383 | CURRENT
000022358 | BLADE,CUTTER,CABLE | Replacement Blade, suits Pencil Sharpener Type Cable Cutter | SPECFORC | SPECIALISED FORCE | ABC/B | CURRENT
000022358 | BLADE,CUTTER,CABLE | Replacement Blade, suits Pencil Sharpener Type Cable Cutter | TEN | THE ENERGY NETWORK | HABC/B | CURRENT
000022288 | PANEL,BLANK | SUIT NILSTRAT RELAY;WITH SIZE 4 RELAY CUTOUT;REFER DWG CCSTD-EP022-08;USED IN SUBSTNS; | ERGON | ERGON ENERGY | PANEL BLANKING | CURRENT
000022359 | PANEL,ASSEMBLY | ADDON BUS VT PANEL;FOR OLD STYLE SAFEPLUS SWITCHGEAR;12 KV;3 PHASE; 630 AMP AIR INSUL BUS VT PANEL;WITH 3 X 11000/SQRT3 V;110/SQRT3 V;110/3 V;25 VA | ABB | ABB FAN PTY LTD | VT PANEL | PURCHASE AS REQUIRED
000022156 | TEST PAPER & CHART,PH | FI1101 Indicator Sticks, pH 0-14 Scale, to Test pH/Alkaline Levels in Waste Water, Pack of 100 | ROWEQLD | ROWE SCIENTIFIC PTY LTD | FI1101 PH-1-14 | CURRENT
000022366 | LIFTER,MANHOLE COVER | UNIVERSAL LIFTING DEVICE;FOR GATIC ROADWAY PIT COVERS;PACK OF 1,PACK SIZE 1000 MM X 500 MM X 400 MM; | GATIC |  | 374 UL | PURCHASE AS REQUIRED
000022367 | POWER MODULE CONVERTER | SFU-K POWER MODULE CONVERTER;AS INSTALLED ON SFU-K 203 ALFC EQUIPMENT; | LANDGYR |  | 170200-00203 | CURRENT
000022368 | ARRESTER,ELECTRICAL SURGE | METAL OXIDE TYPE;TRIDELTA SBKC 96/10.3 (A,R,,X);4500 MM CREEPAGE;4 HOLE MTG AT 200MM X 200MM SPACING;FOR USE ON 132 KV OH TO UG TRANSITION POLES; | TRIDELTA | TRIDELTA (GERMANY) | SBKC-96/SM-11 | PURCHASE AS REQUIRED
000022361 | ANTENNA | Paddle Pop, 3G/4G on Glass, 700-2700MHz Freq Range c/w 150mm Lead, FME Connector & Red Heatshrink | INTERCEL | INTERCEL PTY LTD | ANTMPATCHEGX150 | CURRENT
000022362 | TRANSFORMER,CURRENT | LV MONITORING CT;800/5 AMP;5 VA BURDEN; EXT RANGE 200%;CLASS 0.5S;OUTWARD FACING TERMINALS ( WHEN FITTED TO BUSHING); P2 STAMPED ON SAME SIDE AS TERMINALS; | TWS | TWS ENERGY CONTROLS | W3287 | CURRENT
000022362 | TRANSFORMER,CURRENT | LV MONITORING CT;800/5 AMP;5 VA BURDEN; EXT RANGE 200%;CLASS 0.5S;OUTWARD FACING TERMINALS ( WHEN FITTED TO BUSHING); P2 STAMPED ON SAME SIDE AS TERMINALS; | WFENERGY | WF ENERGY CONTROLS | W3287 | CURRENT
000022363 | TRANSFORMER,CURRENT | LV MONITORING CT;1500/5 AMP;5 VA BURDEN; EXT RANGE 200%;CLASS 0.5S; | WFENERGY | WF ENERGY CONTROLS | W-3295 | CURRENT
000022363 | TRANSFORMER,CURRENT | LV MONITORING CT;1500/5 AMP;5 VA BURDEN; EXT RANGE 200%;CLASS 0.5S; | TWS | TWS ENERGY CONTROLS | W3295 | CURRENT
000022364 | ANTENNA | 3G/4G Low Profile Antenna, 700-2700MHz, c/w Mounting Stud, 1.5m Coaxial Lead, FME Connector & Red Heatshrink | INTERCEL | INTERCEL PTY LTD | ANTLTE3SP | CURRENT
000022364 | ANTENNA | 3G/4G Low Profile Antenna, 700-2700MHz, c/w Mounting Stud, 1.5m Coaxial Lead, FME Connector & Red Heatshrink | RFIND | RF INDUSTRIES | LTE-SHP-1.5MFR LTE SISO LOWPRO | CURRENT
000022369 | MULTIMETER | Electrical Digital Multimeter, 0-600V AC DC Auto Volts, Low Imp Select, True RMS 0.001-600V AC, 0.0 Ohms-40MH, 1-600 Ohm Continuity c/w Audible Select, Hold/Min/ | BLKWOODS | J BLACKWOOD & SON LTD | 06676247/FLU114 | CURRENT
000022369 | MULTIMETER | Electrical Digital Multimeter, 0-600V AC DC Auto Volts, Low Imp Select, True RMS 0.001-600V AC, 0.0 Ohms-40MH, 1-600 Ohm Continuity c/w Audible Select, Hold/Min/ | HAYMANS | HAYMANS ELECTRICAL | FLUKE 114 | CURRENT
000022369 | MULTIMETER | Electrical Digital Multimeter, 0-600V AC DC Auto Volts, Low Imp Select, True RMS 0.001-600V AC, 0.0 Ohms-40MH, 1-600 Ohm Continuity c/w Audible Select, Hold/Min/ | GILBLODG | GILBERT LODGE AUSTRALIA | FLUKE 114 | CURRENT
000022369 | MULTIMETER | Electrical Digital Multimeter, 0-600V AC DC Auto Volts, Low Imp Select, True RMS 0.001-600V AC, 0.0 Ohms-40MH, 1-600 Ohm Continuity c/w Audible Select, Hold/Min/ | TES | TEST EQUIPMENT SOLUTIONS | FLUKE 114 | CURRENT
000022373 | PLUG. | PLUG SPOUT; HWX; SUPPLY OF 2000 AMP HWX PLUG SPOUT; Y WHITE PHASE; | SCHNEDER | SCHNEIDER PTY LTD | 415-457 | PURCHASE AS REQUIRED
000022374 | BRACKET,SURGE ARRESTER | STEEL;GALV,HOT DIPPED;SURGE ARRESTER POLE MTG BASE;TO SUIT TRIDELTA SBK96/ 10.3;FOR USE ON 132 KV U/G TO O/H TERMINATION POLES; | ERGON | ERGON ENERGY | POLE MTG BASE | CURRENT
000022375 | PC-SACS. | PASSIVE BACKPLANE;14 SLOTS;4 PCI;9 ISA; EQUIPMENT FOR POW PC-SACS; | ICP AUST | ICP ELECTRONICS AUSTRALIA P/L | PCI-14S-RS-R40 | PURCHASE AS REQUIRED
000022376 | JOINT,ELECTRICAL POWER CABLE | 11 KV;HEATSHRINK;STRAIGHT JOINT;3 PHASE; TO SUIT 3 X 1 CORE,185-400 SQ MM WB AL OR CU XLPE/WBT/CWS/WBT/MDPE TRIPLEX; C/W BARRIERED SHEAR BOLT CONNECTORS | SICAME | SICAME AUSTRALIA PTY LTD | HSJ-11-X1-185400-EQ1 | CURRENT
000022376 | JOINT,ELECTRICAL POWER CABLE | 11 KV;HEATSHRINK;STRAIGHT JOINT;3 PHASE; TO SUIT 3 X 1 CORE,185-400 SQ MM WB AL OR CU XLPE/WBT/CWS/WBT/MDPE TRIPLEX; C/W BARRIERED SHEAR BOLT CONNECTORS | JBJOINT | JB JOINTING SUPPLIES PTY LTD | 11-185/400-XL/XL-1C/1C-J | CURRENT
000022376 | JOINT,ELECTRICAL POWER CABLE | 11 KV;HEATSHRINK;STRAIGHT JOINT;3 PHASE; TO SUIT 3 X 1 CORE,185-400 SQ MM WB AL OR CU XLPE/WBT/CWS/WBT/MDPE TRIPLEX; C/W BARRIERED SHEAR BOLT CONNECTORS | INTERTEC | INTERTECH ENGINEERING PTY LTD | EGX22376 | CURRENT
000022376 | JOINT,ELECTRICAL POWER CABLE | 11 KV;HEATSHRINK;STRAIGHT JOINT;3 PHASE; TO SUIT 3 X 1 CORE,185-400 SQ MM WB AL OR CU XLPE/WBT/CWS/WBT/MDPE TRIPLEX; C/W BARRIERED SHEAR BOLT CONNECTORS | OLEX | OLEX AUSTRALIA PTY LTD | 3X(17JTS1.400W+M185.400)CW/EQ | CURRENT
000022376 | JOINT,ELECTRICAL POWER CABLE | 11 KV;HEATSHRINK;STRAIGHT JOINT;3 PHASE; TO SUIT 3 X 1 CORE,185-400 SQ MM WB AL OR CU XLPE/WBT/CWS/WBT/MDPE TRIPLEX; C/W BARRIERED SHEAR BOLT CONNECTORS | TECONN | TE CONNECTIVITY LTD | MXSU-EX503 | CURRENT
000022377 | TERMINATION,ELECTRICAL POWER CABLE | 11 KV;INDOOR;3 PHASE;HEATSHRINK;TO SUIT 3 X 1 CORE,400 SQ MM AL XLPE/CWS/MDPE CABLE;C/W SHEAR BOLT LUGS;(TINNED ALUMINIUM ALLOY); | SICAME | SICAME AUSTRALIA PTY LTD | HST-11-IX1-400-EQ1 | CURRENT
000022377 | TERMINATION,ELECTRICAL POWER CABLE | 11 KV;INDOOR;3 PHASE;HEATSHRINK;TO SUIT 3 X 1 CORE,400 SQ MM AL XLPE/CWS/MDPE CABLE;C/W SHEAR BOLT LUGS;(TINNED ALUMINIUM ALLOY); | JBJOINT | JB JOINTING SUPPLIES PTY LTD | 11-185/400-IN | CURRENT
000022377 | TERMINATION,ELECTRICAL POWER CABLE | 11 KV;INDOOR;3 PHASE;HEATSHRINK;TO SUIT 3 X 1 CORE,400 SQ MM AL XLPE/CWS/MDPE CABLE;C/W SHEAR BOLT LUGS;(TINNED ALUMINIUM ALLOY); | INTERTEC | INTERTECH ENGINEERING PTY LTD | EGX22377 | CURRENT
000022377 | TERMINATION,ELECTRICAL POWER CABLE | 11 KV;INDOOR;3 PHASE;HEATSHRINK;TO SUIT 3 X 1 CORE,400 SQ MM AL XLPE/CWS/MDPE CABLE;C/W SHEAR BOLT LUGS;(TINNED ALUMINIUM ALLOY); | TECONN | TE CONNECTIVITY LTD | IXSU-FEX505 | CURRENT
000022378 | TERMINATION,ELECTRICAL POWER CABLE | 11 KV;OUTDOOR;3 PHASE;HEATSHRINK;TO SUIT 3 X 1 CORE,400 SQ MM AL XLPE/CWS/ MDPE CABLE;C/W SHEAR BOLT LUGS (TINNED ALUMINIUM ALLOY);JW'S TRIAL ON WHITESIDE | SICAME | SICAME AUSTRALIA PTY LTD | HST-11-OX1-400-EQ1 | CURRENT
000022378 | TERMINATION,ELECTRICAL POWER CABLE | 11 KV;OUTDOOR;3 PHASE;HEATSHRINK;TO SUIT 3 X 1 CORE,400 SQ MM AL XLPE/CWS/ MDPE CABLE;C/W SHEAR BOLT LUGS (TINNED ALUMINIUM ALLOY);JW'S TRIAL ON WHITESIDE | TECONN | TE CONNECTIVITY LTD | OXSU-FEX504 | CURRENT
000022378 | TERMINATION,ELECTRICAL POWER CABLE | 11 KV;OUTDOOR;3 PHASE;HEATSHRINK;TO SUIT 3 X 1 CORE,400 SQ MM AL XLPE/CWS/ MDPE CABLE;C/W SHEAR BOLT LUGS (TINNED ALUMINIUM ALLOY);JW'S TRIAL ON WHITESIDE | INTERTEC | INTERTECH ENGINEERING PTY LTD | EGX22378 | CURRENT
000022378 | TERMINATION,ELECTRICAL POWER CABLE | 11 KV;OUTDOOR;3 PHASE;HEATSHRINK;TO SUIT 3 X 1 CORE,400 SQ MM AL XLPE/CWS/ MDPE CABLE;C/W SHEAR BOLT LUGS (TINNED ALUMINIUM ALLOY);JW'S TRIAL ON WHITESIDE | JBJOINT | JB JOINTING SUPPLIES PTY LTD | 11-185/400-OD | CURRENT
000022379 | JOINT,ELECTRICAL POWER CABLE | 33kV, Screen Break Joint, Heatshrink, 1Ph, 1 Core, suit 1000mm2 Al XLPE/CWS/ LAT/LLDPE/MDPE (Polylam) c/w Shear Bolt Connectors & Screen Break Module | TECONN | TE CONNECTIVITY LTD | EPKJ-525 | CURRENT
000022379 | JOINT,ELECTRICAL POWER CABLE | 33kV, Screen Break Joint, Heatshrink, 1Ph, 1 Core, suit 1000mm2 Al XLPE/CWS/ LAT/LLDPE/MDPE (Polylam) c/w Shear Bolt Connectors & Screen Break Module | TECONN | TE CONNECTIVITY LTD | MXSU-6181-SB-AU01 | CURRENT
000022380 | JOINT,ELECTRICAL POWER CABLE | 33kV, Straight Joint, Heatshrink, 1Ph, 1 Core, suit 1000mm2 Al XLPE/CWS/LAT/ LLDPE/MDPE (Polylam) c/w Shear Bolt Connectors | TECONN | TE CONNECTIVITY LTD | MXSU-6181-AU01 | CURRENT
000022381 | JOINT,ELECTRICAL POWER CABLE | 33kV, Transition Joint, Heatshrink, 1Ph, 1 Core, suit 1000mm2 Al XLPE/CWS/LAT/ LLDPE/MDPE to 630mm2 Cu XLPE/CCU/MDPE c/w Barriered Shear Bolt Connectors | TECONN | TE CONNECTIVITY LTD | MXSU-6181-T8-AU01 | CURRENT
000022382 | JOINT,ELECTRICAL POWER CABLE | 33kV, Transition Joint, Heatshrink, 1Ph, 1 Core, suit 1000mm2 Al XLPE/CWS/LAT/ LLDPE/MDPE to 800mm2 XLPE/CCU/MDPE c/w Barriered Shear Bolt Connectors | TECONN | TE CONNECTIVITY LTD | MXSU-6181-T9-AU01 | STRATEGIC SPARE
000022383 | TERMINATION,ELECTRICAL POWER CABLE | 72 KV;PLUG-IN SEPARABLE CONNECTORS; 3 PHASE;TO SUIT 33 KV GIS SWITCHGEAR;W/- TYPE 4 SOCKET;PLUG TO FIT SC 1000 SQ MM WB AL XLPE/WBT/CWS/WBT/LAT/LLDPE/ | TECONN | TE CONNECTIVITY LTD | RPIT-6380-S465W350PNA | PURCHASE AS REQUIRED
000022383 | TERMINATION,ELECTRICAL POWER CABLE | 72 KV;PLUG-IN SEPARABLE CONNECTORS; 3 PHASE;TO SUIT 33 KV GIS SWITCHGEAR;W/- TYPE 4 SOCKET;PLUG TO FIT SC 1000 SQ MM WB AL XLPE/WBT/CWS/WBT/LAT/LLDPE/ | STREAM | STREAMLINED ENERGY PTY LTD | SES.33SEIK35/800.EN | PURCHASE AS REQUIRED
000022383 | TERMINATION,ELECTRICAL POWER CABLE | 72 KV;PLUG-IN SEPARABLE CONNECTORS; 3 PHASE;TO SUIT 33 KV GIS SWITCHGEAR;W/- TYPE 4 SOCKET;PLUG TO FIT SC 1000 SQ MM WB AL XLPE/WBT/CWS/WBT/LAT/LLDPE/ | INTERTEC | INTERTECH ENGINEERING PTY LTD | 828 102 100 849 999999VAR XXXX | PURCHASE AS REQUIRED
000022384 | TERMINATION,ELECTRICAL POWER CABLE | 72 KV;PLUG-IN SEPARABLE CONNECTORS; 3 PHASE;TO SUIT 33 KV GIS SWITCHGEAR;W/- TYPE 4 SOCKET;PLUG TO FIT SC 1000 SQ MM WB AL XLPE/WBT/CWS/WBT/LAT/LLDPE/ | INTERTEC | INTERTECH ENGINEERING PTY LTD | 828-102-100 849999999 VAR XXXX | STRATEGIC SPARE
000022385 | TERMINATION,ELECTRICAL POWER CABLE | 33 KV;OUTDOOR;3 PHASE;FOR SC 1000 SQ MM WB AL XLPE/WBT/CWS/WBT/LAT/LLDPE/ MDPE;19/33 KV CABLE FROM MIDLAND METALS ;HEATSHRINK;C/W POLYLAM EARTHING KIT; | TECONN | TE CONNECTIVITY LTD | EPKT-EX506 | CURRENT
000022386 | LOSS OF SUPPLY MONITOR. | RJ45;CONNECTOR FOR MK10 METER; | EAQ | ELECTRONICS ASSEMBLY QUEENSLAND PTY LTD | LOSAD VERSION 1.3 | PURCHASE AS REQUIRED
000022169 | RELAY,FREQUENCY | AREVA P923;OVERFREQUECNY; UNDERFREQUENCY;RATE OF CHANGE OF FREQUENCY;NUV;24/60 V DC AUX SUPPLY; 24/60 V DC LOGIC INPUT;PANEL MTG; | SCHNEDER | SCHNEIDER PTY LTD | P9230ASZ412BD0 | PURCHASE AS REQUIRED
000022290 | KIT,RETROFIT. | SPARES;FOR LMVP S/GEAR RETROFIT;32 V DC; CONSISTING OF THE FOLLOWING;3 X VACUUM INTERRUPTERS (630/1250 A);3 X VACUUM INTERRUPTERS (2000 A);1 X TRIP COIL 32 V | RPS | RPS SWITCHGEAR AUS | RETROFIT SPARES KIT | CURRENT
000022292 | BUSBAR | CT PRIMARY BAR;SUIT LMVP SWITCHGEAR RETROFIT;3 PHASE SET;630 AMP;USED IN C & I SUBSTNS; | RPS | RPS SWITCHGEAR AUS | BUSBAR PRIMARY CT | CURRENT
000022293 | CABLE BOX. | SUIT LMVP SWITCHGEAR RETROFIT;AIR INSULATED;SINGLE CABLE;USED IN C & I SUBSTNS; | RPS | RPS SWITCHGEAR AUS | CABLE BOX LMVP | CURRENT
000022294 | TRANSFORMER,CURRENT | SUIT LMVP SWITCHGEAR RETROFIT;3 PHASE SET;600/400/300/5 AMP;15 VA ON 300/5 AMP ;USED IN C & I SUBSTNS; | RPS | RPS SWITCHGEAR AUS | CT 600/400/300/5A | CURRENT
000022295 | TRANSFORMER,CURRENT | FOR REVENUE METERING;11 KV/11.4 MVA; 300/5 AMP;15 VA;CLASS 0.5S EXTENSION 200%;SUIT LMVP SWITCHGEAR RETROFIT; 3 PHASE SET;USED IN C & I SUBSTNS; | RPS | RPS SWITCHGEAR AUS | CT 300/5A | CURRENT
000022296 | TRANSFORMER,CURRENT | FOR REVENUE METERING;11 KV/7.6 MVA; 200/5 AMP;15 VA;CLASS 0.5S EXTENSION 200%;SUIT LMVP SWITCHGEAR RETROFIT; 3 PHASE SET;USED IN C & I SUBSTNS; | RPS | RPS SWITCHGEAR AUS | CT 200/5A | CURRENT
000022291 | PANEL,ASSEMBLY | ARC CONTAINMENT DOOR;FOR LMVP SWITCHGEAR RETROFIT;C/W EXTENSION COLLAR ASSEMBLY;TO SUIT 584 MM W PANEL; USED IN C & I SUBSTNS; | RPS | RPS SWITCHGEAR AUS | ARC CONTAINMENT DOOR | CURRENT
000022297 | PANEL,ASSEMBLY | BLAST SHEET;END PANEL;SUIT LMVP SWITCHGEAR RETROFIT;SET OF 2;ONE SET PER SWITCHBOARD;USED IN C & I SUBSTNS; | RPS | RPS SWITCHGEAR AUS | BLAST SHEET/END PANEL | CURRENT
000022289 | TOOL KIT | LMVP Switchgear Retrofit c/w 1 x VCB/LMVC Lifting Handle SSB & DBB Front Posn, 1 x QMRO Emergency Charging Handle, 1 x Manual Winding Handle for | RPS | RPS SWITCHGEAR AUS | LMVP RETROFIT TOOL KIT | CURRENT
000022298 | RACK,CABLE | FLAT BEND;90 DEG;300 MM INNER RADIUS; 450 MM W;SUIT NEMA 12B;PACK OF 1;USED IN SUBSTNS; | EZYSTRUT | EZYSTRUT CABLE & PIPE SUPPORTS | N1B4503H/LEE114 | CURRENT
000022371 | MONITOR. | 19 IN,5:4 ASPECT RATIO, LED, MONITOR;RESOLUTION 1280 X 1024;D-SUB, INPUTS;5MS RESPONSE TIME;1, 000:1 CONTRAST RATIO;ADJUSTABLE HEIGHT;SUBS | ROSHTECH | ROSH-TECH IT PTY LTD | P1917SE | CURRENT
000022310 | CROSSARM,COMPOSITE | Fibre, 2574mm Lg Nom, 100 x 100mm, 7kN MWT, for 11SC & 11TC, EQLS-10037-01, Pack of 50 (scm) | WAGNERS | WAGNERS PTY LTD TOOWOOMBA QLD | EC003-00028 | CURRENT
000022277 | CROSSARM,COMPOSITE | Fibre, 2500mm Lg Nom, 125 x 125mm, 11kV Strain/Termination, 3kN MWT, for 11SC2 & 11TC2, Drilled, Outside Hole to Centre 1200mm, EQLS-10037-01, Pack of 40 | RMSRVR | RMS (RIVERSLEIGH MANAGEMENT SERVICES) | DM500100X30132 | CURRENT
000022277 | CROSSARM,COMPOSITE | Fibre, 2500mm Lg Nom, 125 x 125mm, 11kV Strain/Termination, 3kN MWT, for 11SC2 & 11TC2, Drilled, Outside Hole to Centre 1200mm, EQLS-10037-01, Pack of 40 | WAGNERS | WAGNERS PTY LTD TOOWOOMBA QLD | EC003-00029 | CURRENT
000022299 | TIMER,MULTIFUNCTION | RELAY TYPE;TIME RANGE 0.1 SEC TO 100 HRS ;12 V-240 V AC/DC;2 CO CONTACTS;250 V; 8 AMP AC AC RATING;RAIL MTG;PACK OF 1; USED IN SUBSTNS; | NHP | NHP ELECTRICAL ENGINEERING | DAA01DM24 | CURRENT
000022370 | ROPE,FIBROUS | POLYPROPYLENE MEGA ROPE;4 MM DIA; THREE STRAND GREEN CONSTRUCTION ROPE; 200 KG BREAKING FORCE;USED FOR INSTALLING WHINCH ROPES;1000 M REEL; | DONAGHYS | DONAGHYS PTY LTD | PRP0404 | CURRENT
000022408 | CONNECTOR,BUSBAR | ALUMINIUM;PALM CLAMPS FUSESAVER DEVICE TO THE LINE BOLTED TO FUSESAVER; 185 MM W X 183 MM LG X 75 MM;PACK OF 4, PACK WEIGHT 1.49 KG; | SIEMENS | SIEMENS LTD | 3AX1350-3A | CURRENT
000022409 | FUSESAVER. | RATED;12 KV;100AMP;4 KARMS SELF POWERED; 1 PHASE FAULT INTERRUPTING DEVICE;TRIPS BEFORE FUSE & RECLOSES;RECLOSE CAN BE DISABLED WITH HANDLE;PACK WEIGHT 4.8 KG; | SIEMENS | SIEMENS LTD | 3AD8222-0CA00-0AA1 | CURRENT
000022410 | MODULE | Fusesaver WiFi Comms Module c/w Trip & Close Levers | SIEMENS | SIEMENS LTD | 105352333/KFS-CM-TCB | PHASING
000022411 | FUSESAVER. | BIRD GUARD;VERTICAL EPDM FLANGE PREVENTS BIRD OUTAGES;CONNECTS TO END OF THE FUSESAVER TERMINATION,PROTECTED SIDE;144 MM X 162 MM X 50 MM;PACK OF 12, | SIEMENS | SIEMENS LTD | 3AX1350-2A | CURRENT
000022412 | TEE,PIPE TO HOSE | LPG GAS;BRASS;3/8 IN LH FEMALE TEE PIECE ;SUITED FOR 2 X GAS HAND PIECES/BURNERS; TO SOURCE FROM ONE LPG BOTTLE;PACK OF 1; | GAMECO |  | G-AC12A | CURRENT
000022413 | BURNER,GAS,HEATING | 28 MM;VENTED BURNER,BRUSH TYPE FLAME; CONNECTION TO SIEVERT PRO NECK TUBE WITH 45 DEG;75 MM TUBE NECK; RECOMMENDED WORK PRESSURE 2 BAR;GAS | GAMECO |  | SV2941 | CURRENT
000022414 | HANDLE,SINGLE BIT AXE | SIEVERT 3486;SINGLE VALVE HANDLE FOR SMALLER BURNERS;W/-M14 X 1BSP 3/8 IN LH MALE THREADS;180 MM LG X 70 MM H;PACK OF 1;RESTRICTED ISSUE TO ASSET SERVICES | GAMECO |  | SV 3486 | CURRENT
000022415 | ADAPTOR | BRASS;POL FEMALE TO 3/8 IN FEMALE LH THREAD;CAN BE USED IN CONJUNCTION WITH POL 21 MALE TO 3/8 IN MALE LH THREAD;PACK OF 1; | GAMECO |  | G-AC10 | CURRENT
000022415 | ADAPTOR | BRASS;POL FEMALE TO 3/8 IN FEMALE LH THREAD;CAN BE USED IN CONJUNCTION WITH POL 21 MALE TO 3/8 IN MALE LH THREAD;PACK OF 1; | GAMECO |  | IPG 12 | CURRENT
000022416 | HOSE,NONMETALLIC | ORANGE LPG HOSE;2 M LG;BRASS FEMALE CONNECTORS;M14 X 1 & 3/8 IN BSP LH; COMPLIES WITH AS1869C;PACK OF 1; RESTRICTED ISSUE TO ASSET SERVICES | CNWPL | CNW PL - SLACKS CREEK | VHMX2000 | CURRENT
000022416 | HOSE,NONMETALLIC | ORANGE LPG HOSE;2 M LG;BRASS FEMALE CONNECTORS;M14 X 1 & 3/8 IN BSP LH; COMPLIES WITH AS1869C;PACK OF 1; RESTRICTED ISSUE TO ASSET SERVICES | GAMECO |  | VHMX 2000 | CURRENT
000022417 | HOSE,NONMETALLIC | ORANGE LPG HOSE;4 M LG;BRASS FEMALE CONNECTORS;M14 X 1 & 3/8 IN BSP LH; COMPLIES WITH AS1869C;PACK OF 1; RESTRICTED ISSUE TO ASSEST SERVICES | CNWPL | CNW PL - SLACKS CREEK | VHMX4000 | CURRENT
000022417 | HOSE,NONMETALLIC | ORANGE LPG HOSE;4 M LG;BRASS FEMALE CONNECTORS;M14 X 1 & 3/8 IN BSP LH; COMPLIES WITH AS1869C;PACK OF 1; RESTRICTED ISSUE TO ASSEST SERVICES | GAMECO |  | VHMX 4000 | CURRENT
000022418 | HOSE,NONMETALLIC | ORANGE LPG HOSE;6 M LG;BRASS FEMALE CONNECTORS;M14 X 1 7 3/8 IN BSP LH; COMPLIES WITH AS1869C;PACK OF 1; RESTRICTED ISSUE TO ASSEST SERVICES | GAMECO |  | VHMX 6000 | CURRENT
000022418 | HOSE,NONMETALLIC | ORANGE LPG HOSE;6 M LG;BRASS FEMALE CONNECTORS;M14 X 1 7 3/8 IN BSP LH; COMPLIES WITH AS1869C;PACK OF 1; RESTRICTED ISSUE TO ASSEST SERVICES | CNWPL | CNW PL - SLACKS CREEK | VHMX6000 | CURRENT
000022419 | NECK TUBE,LP GAS. | BENT;BRASS 70 MM LG;GAS BLOW TORCH NECK TUBE;PACK OF 1; | GAMECO |  | SV3511 | CURRENT
000022420 | ADAPTOR | BRASS;POL LPG GAS CYLINDER ADAPTOR; MALE 3/8 IN MALE LH THREAD;CAN BE USED IN CONJUNCTION WITH IPG 12 POL FEMALE TO 3/8 IN FEMALE LH THREAD;PACK OF 1; | GAMECO |  | POL 21 | CURRENT
000022420 | ADAPTOR | BRASS;POL LPG GAS CYLINDER ADAPTOR; MALE 3/8 IN MALE LH THREAD;CAN BE USED IN CONJUNCTION WITH IPG 12 POL FEMALE TO 3/8 IN FEMALE LH THREAD;PACK OF 1; | GAMECO |  | G-AC19A | CURRENT
000022421 | VALVE,REGULATING,FLUID PRESSURE | REGULATOR;WITH ADJUSTABLE PRESSURE WITH HOSE FAILURE VALVE;PRESSURE 1-4 BAR;MAX CAPACITY;BPE = 12 KG/H;POL MALE TO 3/8 IN BSP LH;PACK OF 1;RESTRICTED | GAMECO |  | SV 306311 | CURRENT
000022421 | VALVE,REGULATING,FLUID PRESSURE | REGULATOR;WITH ADJUSTABLE PRESSURE WITH HOSE FAILURE VALVE;PRESSURE 1-4 BAR;MAX CAPACITY;BPE = 12 KG/H;POL MALE TO 3/8 IN BSP LH;PACK OF 1;RESTRICTED | BLKWOOD | J BLACKWOOD & SON LTD | SV 306311 | CURRENT
000022422 | BURNER,GAS,HEATING | 38 MM;SOFT FLAME BURNER;SUPPLIED WITH 135 MM VENTED NECK TUBE;GAS COMSUMPTION AT 2 BAR 1200 G/H;EFFECT 15 KW;PACK OF 1; | AMPLITUD | AMPLITUDE PTY LTD - 396777 | TRA215123 | CURRENT
000022422 | BURNER,GAS,HEATING | 38 MM;SOFT FLAME BURNER;SUPPLIED WITH 135 MM VENTED NECK TUBE;GAS COMSUMPTION AT 2 BAR 1200 G/H;EFFECT 15 KW;PACK OF 1; | GAMECO |  | SV3529 | CURRENT
000022423 | HANDLE,SINGLE BIT AXE | SIEVERT SV3488;DOUBLE VALUE HANDLE; FOR LARGER SOFT FLAME BURNERS; INCORPORATES ONE MAIN VALVE & ONE ECONOMIZER VALVE ENABLING A PILOT | GAMECO |  | SV 3488 | CURRENT
000022426 | JOINT,ELECTRICAL POWER CABLE | 11 KV;HEATSHRINK;TRANSITION JOINT;400 SQ MM AL TRXLPE/CWS/MDPE TRIPLEX TO 3C, 240 SQ MM CU XLPE/CWS/HDPE; | SICAME | SICAME AUSTRALIA PTY LTD | HSJ-11-X13-240400-EQ1 | CURRENT
000022426 | JOINT,ELECTRICAL POWER CABLE | 11 KV;HEATSHRINK;TRANSITION JOINT;400 SQ MM AL TRXLPE/CWS/MDPE TRIPLEX TO 3C, 240 SQ MM CU XLPE/CWS/HDPE; | JBJOINT | JB JOINTING SUPPLIES PTY LTD | 11-185/400-XL/XL-1C/3C-J | CURRENT
000022426 | JOINT,ELECTRICAL POWER CABLE | 11 KV;HEATSHRINK;TRANSITION JOINT;400 SQ MM AL TRXLPE/CWS/MDPE TRIPLEX TO 3C, 240 SQ MM CU XLPE/CWS/HDPE; | OLEX | OLEX AUSTRALIA PTY LTD | 17JTS3.1.400W+M185.400 CW/EQ | CURRENT
000022426 | JOINT,ELECTRICAL POWER CABLE | 11 KV;HEATSHRINK;TRANSITION JOINT;400 SQ MM AL TRXLPE/CWS/MDPE TRIPLEX TO 3C, 240 SQ MM CU XLPE/CWS/HDPE; | TECONN | TE CONNECTIVITY LTD | MXSU-EX502 | CURRENT
000022427 | HANDLE,SWITCH | STEEL;OPERATING HANDLE;600 MM LG;U/W SAFELINK RMU MECHANISMS;TO COMPLY WITH SAFETY ALERT TO BE RELEASED NOVEMBER 2010;TO REPLACE 1.5 M INSULATED HANDLE; | ABBAUST | ABB AUSTRALIA PTY LTD | CA5992AU | CURRENT
000022427 | HANDLE,SWITCH | STEEL;OPERATING HANDLE;600 MM LG;U/W SAFELINK RMU MECHANISMS;TO COMPLY WITH SAFETY ALERT TO BE RELEASED NOVEMBER 2010;TO REPLACE 1.5 M INSULATED HANDLE; | ALLMET | ALLMET ENGINEERING | 600 MM LG HANDLE | CURRENT
000022424 | BRACKET,MOUNTING | Street Light, Minor Road, 300mm Lg, Galv Steel, EQTS 05-02-01, Dwg 1012884-01 (scm) | IPOLES | INTERNATIONAL POLES | EQ-058 | CURRENT
000022424 | BRACKET,MOUNTING | Street Light, Minor Road, 300mm Lg, Galv Steel, EQTS 05-02-01, Dwg 1012884-01 (scm) | GPA | GALVANISED POLES AUSTRALIA | GPA2433712 / 22424 | CURRENT
000022424 | BRACKET,MOUNTING | Street Light, Minor Road, 300mm Lg, Galv Steel, EQTS 05-02-01, Dwg 1012884-01 (scm) | EZYSTRUT | EZYSTRUT CABLE & PIPE SUPPORTS | E2433712 | CURRENT
000022424 | BRACKET,MOUNTING | Street Light, Minor Road, 300mm Lg, Galv Steel, EQTS 05-02-01, Dwg 1012884-01 (scm) | HAYMAN | HAYMANS INDUSTRIES PTY LTD | 22424 | CURRENT
000022424 | BRACKET,MOUNTING | Street Light, Minor Road, 300mm Lg, Galv Steel, EQTS 05-02-01, Dwg 1012884-01 (scm) | INGALEPS | INGAL EPS (CONTRACTOR) | GEX22424 | CURRENT
000022424 | BRACKET,MOUNTING | Street Light, Minor Road, 300mm Lg, Galv Steel, EQTS 05-02-01, Dwg 1012884-01 (scm) | IUPOLE | INTERNATIONAL UTILITY POLES PTY LTD | EX-22424 | CURRENT
000022424 | BRACKET,MOUNTING | Street Light, Minor Road, 300mm Lg, Galv Steel, EQTS 05-02-01, Dwg 1012884-01 (scm) | GM POLES | GM POLES PTY LTD | SL-WPB-PT-N | CURRENT
000022425 | BRACKET,MOUNTING | Street Light, Minor Road, 0.5m Outreach, Galv Steel, MI3, EQTS 05-02-01, Dwg 10-3-3-1 (scm) | IPOLES | INTERNATIONAL POLES | EQ-063 | CURRENT
000022425 | BRACKET,MOUNTING | Street Light, Minor Road, 0.5m Outreach, Galv Steel, MI3, EQTS 05-02-01, Dwg 10-3-3-1 (scm) | GPA | GALVANISED POLES AUSTRALIA | GPA2434223 / 22425 | CURRENT
000022425 | BRACKET,MOUNTING | Street Light, Minor Road, 0.5m Outreach, Galv Steel, MI3, EQTS 05-02-01, Dwg 10-3-3-1 (scm) | EZYSTRUT | EZYSTRUT CABLE & PIPE SUPPORTS | E2434223 | CURRENT
000022425 | BRACKET,MOUNTING | Street Light, Minor Road, 0.5m Outreach, Galv Steel, MI3, EQTS 05-02-01, Dwg 10-3-3-1 (scm) | HAYMAN | HAYMANS INDUSTRIES PTY LTD | 22425 | CURRENT
000022425 | BRACKET,MOUNTING | Street Light, Minor Road, 0.5m Outreach, Galv Steel, MI3, EQTS 05-02-01, Dwg 10-3-3-1 (scm) | INGALEPS | INGAL EPS (CONTRACTOR) | GEX05335 | CURRENT
000022425 | BRACKET,MOUNTING | Street Light, Minor Road, 0.5m Outreach, Galv Steel, MI3, EQTS 05-02-01, Dwg 10-3-3-1 (scm) | GM POLES | GM POLES PTY LTD | SL-WPB-MI3 | CURRENT
000022432 | SCREW,COACH | STEEL;GALV;HEX HD;GIMLET POINT;M12; 150 MM LG;PACK OF 25;U/W SC22424 & SC22425; | STATEWD | STATEWIDE FSTNERS & ENG SPLS PL | M12 X 150 | CURRENT
000022433 | INSECT REPELLENT,PERSONAL | MEDICATED SPRAY;BUSHMANS 40% DEET, HEAVY DUTY AEROSOL;REPELS BLOOD SUCKING INSECTS;225 G CAN,PACK OF 12; APPLICATION TO CLOTHING & BOOTS; | ATOMSUPP | ATOM SUPPLY | 90140038 | CURRENT
000022433 | INSECT REPELLENT,PERSONAL | MEDICATED SPRAY;BUSHMANS 40% DEET, HEAVY DUTY AEROSOL;REPELS BLOOD SUCKING INSECTS;225 G CAN,PACK OF 12; APPLICATION TO CLOTHING & BOOTS; | BLKWOODS | J BLACKWOOD & SON LTD | 07872367/BU225A | CURRENT
000022433 | INSECT REPELLENT,PERSONAL | MEDICATED SPRAY;BUSHMANS 40% DEET, HEAVY DUTY AEROSOL;REPELS BLOOD SUCKING INSECTS;225 G CAN,PACK OF 12; APPLICATION TO CLOTHING & BOOTS; | ALLENS | ALLENS INDUSTRIAL PRODUCTS PTY LTD | BU225A | CURRENT
000021955 | CONNECTOR,BUSBAR | ALUMINIUM;TEE-OFF;2000 AMP PALM;WELDED TO BUSBAR;USED IN SUBSTNS; | ERGON | ERGON ENERGY | TEE-OFF | PURCHASE AS REQUIRED
000021957 | CONNECTOR,BUSBAR | ALUMINIUM;TEE-OFF;2000 AMP PALM;WELDED TO BUSBAR;TO SUIT 125 MM ALUMINIUM BUSBAR;USED IN SUBSTNS; | ERGON | ERGON ENERGY | TEE OFF | PURCHASE AS REQUIRED
000022300 | CONNECTOR,BUSBAR | ALUMINIUM;ADAPTOR PLATE;190 MM LG X 120 MM W X 25 MM THK;33 KV POST INSULATOR TO TRIPLE CABLE SPACER;USED IN SUBSTNS; | ERGON | ERGON ENERGY | ADAPTOR PLATE | PURCHASE AS REQUIRED
000022301 | CONNECTOR,BUSBAR | ALUMINIUM;ADAPTOR PLATE;190 MM LG X 120 MM W X 25 MM THK;33 KV POST INSULATOR TO DOUBLE CABLE SPACER;USED IN SUBSTNS; | ERGON | ERGON ENERGY | ADAPTOR PLATE | PURCHASE AS REQUIRED
000022434 | LAMP,METAL HALIDE | 250W, Clear Tube, E40 Cap, Operates on 250W HP Sodium Control Gear, Ceramic Arc Tube, Carton of 12, EQTS 05-03-01 (scm) | EYELIGHT | EYE LIGHTING AUSTRALIA PTY LTD | 116435 | CURRENT
000022434 | LAMP,METAL HALIDE | 250W, Clear Tube, E40 Cap, Operates on 250W HP Sodium Control Gear, Ceramic Arc Tube, Carton of 12, EQTS 05-03-01 (scm) | EYE |  | CMT250EX/HOR | CURRENT
000022434 | LAMP,METAL HALIDE | 250W, Clear Tube, E40 Cap, Operates on 250W HP Sodium Control Gear, Ceramic Arc Tube, Carton of 12, EQTS 05-03-01 (scm) | SYLVANIA | SYLVANIA SCHREDER | 203110SB | CURRENT
000022435 | LAMP,METAL HALIDE | 400 W; E40 CAP; CERAMIC ARC TUBE; CLEAR BULB; OPERATES ON 400 W HPS CONTROL GEAR EQTS 05-03-01; (scm) | PHILIPS | PHILIPS AUSTRALIA PTY LTD | 928481600096 | CURRENT
000022435 | LAMP,METAL HALIDE | 400 W; E40 CAP; CERAMIC ARC TUBE; CLEAR BULB; OPERATES ON 400 W HPS CONTROL GEAR EQTS 05-03-01; (scm) | EYE |  | 98748 | CURRENT
000022328 | TAG,INSTRUCTION | Test Tag, Vinyl, Self Adhesive, Black Text on White, TESTED BY EQL, 4 x spaces for Next Test Due, 32 x 51mm c/w Permanent Marking Pen, Pack of 100 | PROMARK | PROMARK PACKAGING PTY LTD GEEBUNG | 7281 | CURRENT
000022329 | TAG,INSTRUCTION | LEGEND-PROPERTY OF ENERGEX;51 MM X 32 MM;FLAT TYPE SINGLE BAR CODE & S - ASSET NUMBER;VINYL;C/W BLACK TEXT; ADHESIVE BACKED;PACK OF 100 | PROMARK | PROMARK PACKAGING PTY LTD GEEBUNG | 7282 | CURRENT
000022331 | TAG,INSTRUCTION | LEGEND-PROPERTY OF ENERGEX;32 MM X 109.9 MM;TWIN BAR CODE & S - ASSET NUMBER,WRAPAROUND TYPE;VINYL;C/W BLACK TEXT;ADHESIVE BACKED;PACK OF 100; | PROMARK | PROMARK PACKAGING PTY LTD GEEBUNG | 7493 | CURRENT
000022336 | TAG,INSTRUCTION | LEGEND-4 POSITIONS FOR NEXT TEST DUE; 28 MM X 40 MM;VINYL;WHITE;C/W BLACK TEXT ;ADHESIVE BACKED;C/W PERMANENT MARKING PEN;PACK OF 100;RESTRICTED ISSUE TO | PROMARK | PROMARK PACKAGING PTY LTD GEEBUNG | 7551 | PHASING
000022047 | L.V. LINE COVER | PVC;L.V. YELLOW & GREY DOUBLE DROP HIGH VISIBILITY INSULATING LINE COVER;FOR O/H MAINS;1220 MM LG X 300 MM W X 2 MM THK; C/W MAGNETIC BUTTON FASTENERS; | CNWPL | CNW PL - SLACKS CREEK | 02389936/3004 | CURRENT
000022047 | L.V. LINE COVER | PVC;L.V. YELLOW & GREY DOUBLE DROP HIGH VISIBILITY INSULATING LINE COVER;FOR O/H MAINS;1220 MM LG X 300 MM W X 2 MM THK; C/W MAGNETIC BUTTON FASTENERS; | BLKWOODS | J BLACKWOOD & SON LTD | 02389936/3004 | CURRENT
000022047 | L.V. LINE COVER | PVC;L.V. YELLOW & GREY DOUBLE DROP HIGH VISIBILITY INSULATING LINE COVER;FOR O/H MAINS;1220 MM LG X 300 MM W X 2 MM THK; C/W MAGNETIC BUTTON FASTENERS; | BALMORAL | BALMORAL ENGINEERING | 3004 ENGX | CURRENT
000022047 | L.V. LINE COVER | PVC;L.V. YELLOW & GREY DOUBLE DROP HIGH VISIBILITY INSULATING LINE COVER;FOR O/H MAINS;1220 MM LG X 300 MM W X 2 MM THK; C/W MAGNETIC BUTTON FASTENERS; | THEWMCAN | TMAC THEW & MCCANN GROUP | PVC DUAL LAYER,YELLOW/GREY | CURRENT
000022047 | L.V. LINE COVER | PVC;L.V. YELLOW & GREY DOUBLE DROP HIGH VISIBILITY INSULATING LINE COVER;FOR O/H MAINS;1220 MM LG X 300 MM W X 2 MM THK; C/W MAGNETIC BUTTON FASTENERS; | HYLEC | HYLEC PTY LTD | PVC DUAL LAYER,YELLOW/GREY | CURRENT
000022047 | L.V. LINE COVER | PVC;L.V. YELLOW & GREY DOUBLE DROP HIGH VISIBILITY INSULATING LINE COVER;FOR O/H MAINS;1220 MM LG X 300 MM W X 2 MM THK; C/W MAGNETIC BUTTON FASTENERS; | BRITECH | BRI-TECH PTY LTD | PVC DUAL LAYER,YELLOW/GREY | CURRENT
000022047 | L.V. LINE COVER | PVC;L.V. YELLOW & GREY DOUBLE DROP HIGH VISIBILITY INSULATING LINE COVER;FOR O/H MAINS;1220 MM LG X 300 MM W X 2 MM THK; C/W MAGNETIC BUTTON FASTENERS; | ENERGYNW | THE ENERGY NETWORK | PVC DUAL LAYER,YELLOW/GREY | CURRENT
000022047 | L.V. LINE COVER | PVC;L.V. YELLOW & GREY DOUBLE DROP HIGH VISIBILITY INSULATING LINE COVER;FOR O/H MAINS;1220 MM LG X 300 MM W X 2 MM THK; C/W MAGNETIC BUTTON FASTENERS; | TRELBORG | TRELLEBORG | PVC DUAL LAYER,YELLOW/GREY | CURRENT
000022335 | TAG,INSTRUCTION | LEGEND-TEST DATE,NEXT TEST DATE;99 MM X 42 MM;VALERON;YELLOW COLOUR FRAME; WRAPAROUND TYPE;C/W BLACK TEXT; ADHESIVE BACKED;C/W PERMANENT | PROMARK | PROMARK PACKAGING PTY LTD GEEBUNG | 7503 | PHASING
000022332 | TAG,INSTRUCTION | LEGEND-TEST DATE,NEXT TEST DATE;99 MM X 42 MM;VALERON;BLUE COLOUR FRAME; WRAPAROUND TYPE;C/W BLACK TEXT; ADHESIVE BACKED;C/W PERMANENT | PROMARK | PROMARK PACKAGING PTY LTD GEEBUNG | 7500 | PHASING
000022334 | TAG,INSTRUCTION | LEGEND-TEST DATE,NEXT TEST DATE;99 MM X 42 MM;VALERON;RED COLOUR FRAME; WRAPAROUND TYPE;C/W BLACK TEXT; ADHESIVE BACKED;C/W PERMANENT | PROMARK | PROMARK PACKAGING PTY LTD GEEBUNG | 7502 | CURRENT
000022326 | TAG,INSTRUCTION | LEGEND-PLANT SERVICED BY FLEET WORKSHOP SOUTHPORT;103 MM X 45.7 MM; VALERON;MAIN COLOUR YELLOW;C/W BLACK TEXT;ADHESIVE BACKED;C/W PERMANENT | PROMARK | PROMARK PACKAGING PTY LTD GEEBUNG | 4760 | CURRENT
000022428 | L.V. LINE COVER | L.V.;HIGH VISIBILITY INSULATING FLEXIBLE COVER;1000 MM LG X 100 MM W;CLASS II DRAPE TYPE;COMPLIES WITHAS4202-1994; RESTRICTED ISSUE TO ASSET SERVICES MGR | BLKWOODS | J BLACKWOOD & SON LTD | 02389851/19003 | CURRENT
000022428 | L.V. LINE COVER | L.V.;HIGH VISIBILITY INSULATING FLEXIBLE COVER;1000 MM LG X 100 MM W;CLASS II DRAPE TYPE;COMPLIES WITHAS4202-1994; RESTRICTED ISSUE TO ASSET SERVICES MGR | ENERGYNW | THE ENERGY NETWORK | 1000 MM LG X 100 MM W | CURRENT
000022428 | L.V. LINE COVER | L.V.;HIGH VISIBILITY INSULATING FLEXIBLE COVER;1000 MM LG X 100 MM W;CLASS II DRAPE TYPE;COMPLIES WITHAS4202-1994; RESTRICTED ISSUE TO ASSET SERVICES MGR | BRITECH | BRI-TECH PTY LTD | 1000 MM LG X 100 MM W | CURRENT
000022428 | L.V. LINE COVER | L.V.;HIGH VISIBILITY INSULATING FLEXIBLE COVER;1000 MM LG X 100 MM W;CLASS II DRAPE TYPE;COMPLIES WITHAS4202-1994; RESTRICTED ISSUE TO ASSET SERVICES MGR | TRELBORG | TRELLEBORG | 1000 MM LG X 100 MM W | CURRENT
000022428 | L.V. LINE COVER | L.V.;HIGH VISIBILITY INSULATING FLEXIBLE COVER;1000 MM LG X 100 MM W;CLASS II DRAPE TYPE;COMPLIES WITHAS4202-1994; RESTRICTED ISSUE TO ASSET SERVICES MGR | BALMORAL | BALMORAL ENGINEERING | 9016 ENGX | CURRENT
000022428 | L.V. LINE COVER | L.V.;HIGH VISIBILITY INSULATING FLEXIBLE COVER;1000 MM LG X 100 MM W;CLASS II DRAPE TYPE;COMPLIES WITHAS4202-1994; RESTRICTED ISSUE TO ASSET SERVICES MGR | SILGLEN | SILGLEN SERVICES PTY LTD | 1000 MM LG X 100 MM W | CURRENT
000022428 | L.V. LINE COVER | L.V.;HIGH VISIBILITY INSULATING FLEXIBLE COVER;1000 MM LG X 100 MM W;CLASS II DRAPE TYPE;COMPLIES WITHAS4202-1994; RESTRICTED ISSUE TO ASSET SERVICES MGR | THEWMCAN | TMAC THEW & MCCANN GROUP | 1000 MM LG X 100 MM W | CURRENT
000022428 | L.V. LINE COVER | L.V.;HIGH VISIBILITY INSULATING FLEXIBLE COVER;1000 MM LG X 100 MM W;CLASS II DRAPE TYPE;COMPLIES WITHAS4202-1994; RESTRICTED ISSUE TO ASSET SERVICES MGR | HYLEC | HYLEC PTY LTD | 1000 MM LG X 100 MM W | CURRENT
000022429 | L.V. LINE COVER | L.V.;HIGH VISIBILTY INSULATING FLEXIBLE COVER;600 MM LG X 300 MM W;CLASS II DRAPE TYPE;COMPLIES WITH AS4202-1994; RESTRICTED ISSUE TO ASSET SERVICES MGR | BLKWOODS | J BLACKWOOD & SON LTD | 02389885/9017 | PURCHASE AS REQUIRED
000022429 | L.V. LINE COVER | L.V.;HIGH VISIBILTY INSULATING FLEXIBLE COVER;600 MM LG X 300 MM W;CLASS II DRAPE TYPE;COMPLIES WITH AS4202-1994; RESTRICTED ISSUE TO ASSET SERVICES MGR | TRELBORG | TRELLEBORG | 600 MM LG X 300 MM W | PURCHASE AS REQUIRED
000022429 | L.V. LINE COVER | L.V.;HIGH VISIBILTY INSULATING FLEXIBLE COVER;600 MM LG X 300 MM W;CLASS II DRAPE TYPE;COMPLIES WITH AS4202-1994; RESTRICTED ISSUE TO ASSET SERVICES MGR | HYLEC | HYLEC PTY LTD | 600 MM LG X 300 MM W | PURCHASE AS REQUIRED
000022429 | L.V. LINE COVER | L.V.;HIGH VISIBILTY INSULATING FLEXIBLE COVER;600 MM LG X 300 MM W;CLASS II DRAPE TYPE;COMPLIES WITH AS4202-1994; RESTRICTED ISSUE TO ASSET SERVICES MGR | ENERGYNW | THE ENERGY NETWORK | 600 MM LG X 300 MM W | PURCHASE AS REQUIRED
000022429 | L.V. LINE COVER | L.V.;HIGH VISIBILTY INSULATING FLEXIBLE COVER;600 MM LG X 300 MM W;CLASS II DRAPE TYPE;COMPLIES WITH AS4202-1994; RESTRICTED ISSUE TO ASSET SERVICES MGR | BRITECH | BRI-TECH PTY LTD | 600 MM LG X 300 MM W | PURCHASE AS REQUIRED
000022429 | L.V. LINE COVER | L.V.;HIGH VISIBILTY INSULATING FLEXIBLE COVER;600 MM LG X 300 MM W;CLASS II DRAPE TYPE;COMPLIES WITH AS4202-1994; RESTRICTED ISSUE TO ASSET SERVICES MGR | BALMORAL | BALMORAL ENGINEERING | 9017 ENGX | PURCHASE AS REQUIRED
000022429 | L.V. LINE COVER | L.V.;HIGH VISIBILTY INSULATING FLEXIBLE COVER;600 MM LG X 300 MM W;CLASS II DRAPE TYPE;COMPLIES WITH AS4202-1994; RESTRICTED ISSUE TO ASSET SERVICES MGR | SILGLEN | SILGLEN SERVICES PTY LTD | 600 MM LG X 300 MM W | PURCHASE AS REQUIRED
000022429 | L.V. LINE COVER | L.V.;HIGH VISIBILTY INSULATING FLEXIBLE COVER;600 MM LG X 300 MM W;CLASS II DRAPE TYPE;COMPLIES WITH AS4202-1994; RESTRICTED ISSUE TO ASSET SERVICES MGR | THEWMCAN | TMAC THEW & MCCANN GROUP | 600 MM LG X 300 MM W | PURCHASE AS REQUIRED
000022436 | CAPACITOR SHUNT INSTALLATION. | 12 KV;3 PHASE;50 HZ;600 KVAR @ 11 KV; SHUNT FEEDER POLE MTG CAP BANK;C/W SWITCHES;C/W CT;C/W AF BLOCKING FILTER; C/W CONTROLLER;240 V AC;REMOTE | ABB | ABB FAN PTY LTD | 600 KVAR | PURCHASE AS REQUIRED
000021951 | BOX,ELECTRICAL,MULTIAPPLICATION. | STAINLESS STEEL;600 MM H,400 MM W,200 MM D;BASEMENT VENTILATION; 3 PHASE;USED IN SUBSTNS;DWG CCMAST-AR063-01 AMT B & DWG CCMAST-SC211-01 AMT B; | NHP | NHP ELECTRICAL ENGINEERING | EGXSC21951 | CURRENT
000022439 | CLAMP,ELEC PWR CABLE,SUPPORT | SINGLE CABLE;STAINLESS STEEL;TO SUIT CABLE 83MM TO 100MM DIA;SINGLE BOLT MTG;M10 CLEARANCE;REQUIRES ADDITIONAL EPSFT43 SFT TRIPLEX SURROUND;TO SUIT | CMI ELEC | CMI ELECTRICAL PRODUCTS GEEBUNG | EPVRT-08 | CURRENT
000022439 | CLAMP,ELEC PWR CABLE,SUPPORT | SINGLE CABLE;STAINLESS STEEL;TO SUIT CABLE 83MM TO 100MM DIA;SINGLE BOLT MTG;M10 CLEARANCE;REQUIRES ADDITIONAL EPSFT43 SFT TRIPLEX SURROUND;TO SUIT | IPD | IPD GROUP LIMITED | ELLIS PATENTS VULCAN EPVRT-08 | CURRENT
000022440 | CLAMP,ELEC PWR CABLE,SUPPORT | TRIPLEX INSERT;FOR U/W VULCAN EPVRT-09 SINGLE CABLE CLEAT;TO SUIT TRIPLEX CORE OD 39 MM TO 45 MM;REFER SC22439 FOR SINGLE CLEAT; | CMI ELEC | CMI ELECTRICAL PRODUCTS GEEBUNG | EPSFT43 | CURRENT
000022440 | CLAMP,ELEC PWR CABLE,SUPPORT | TRIPLEX INSERT;FOR U/W VULCAN EPVRT-09 SINGLE CABLE CLEAT;TO SUIT TRIPLEX CORE OD 39 MM TO 45 MM;REFER SC22439 FOR SINGLE CLEAT; | IPD | IPD GROUP LIMITED | ELLIS PATENTS EPSFT43 | CURRENT
000030102 | HAND CLEANER | GERMBUSTER;LIQUID GEL; ANTI-BACTERIAL, ANTISEPTIC HAND SANITISER;500ml PUMP ACTION BOTTLE;PACK OF 4;FOR USE WHEN WATER IS NOT AVAILABLE; | ALPHA | ALPHA FIRST AID SUPPLIES QLD | 660002 | CURRENT
000030103 | HAND CLEANER | Germ Buster, Anti-Bacterial, Liquid Gel, Hand Sanitiser, 100ml Flip Top Bottle, Antiseptic, for use when water is not available | BLKWOODS | J BLACKWOOD & SON LTD | B-00192039 | CURRENT
000030103 | HAND CLEANER | Germ Buster, Anti-Bacterial, Liquid Gel, Hand Sanitiser, 100ml Flip Top Bottle, Antiseptic, for use when water is not available | BLKWOODS | J BLACKWOOD & SON LTD | B0451/GB100 | CURRENT
000030103 | HAND CLEANER | Germ Buster, Anti-Bacterial, Liquid Gel, Hand Sanitiser, 100ml Flip Top Bottle, Antiseptic, for use when water is not available | RRL | R.R.L.ENTERPRISES PTY LTD | GB150 | CURRENT
000022444 | TRANSFORMER,POWER | 33 KV/5.5 KV;8 MVA;3 PHASE;GROUND MTG;HV BSH 180 LV AIR;MINERAL OIL INSULATED; ONAF;DYN 11;C/W VACUUM OLTC 17 TAP POSN; ATTACHED RADIATOR; | WILSON | WILSON TRANSFORMER CO. PTY LTD | 33 KV/5.5 KV 8 MVA | PURCHASE AS REQUIRED
000021650 | TRANSFORMER,DISTRIBUTION | 11 KV;100 KVA;3 PHASE;POLE BOLT MTG;BSH HV 90 LV BSH;MINERAL OIL INSULATED;ONAN; DYN 11;7 TAP POSN;11 KV/433-250 V;GALV TANK;PRE-FITTED WITH SURGE ARRESTERS & | WILSON | WILSON TRANSFORMER CO. PTY LTD | 100 KVA | CURRENT
000021650 | TRANSFORMER,DISTRIBUTION | 11 KV;100 KVA;3 PHASE;POLE BOLT MTG;BSH HV 90 LV BSH;MINERAL OIL INSULATED;ONAN; DYN 11;7 TAP POSN;11 KV/433-250 V;GALV TANK;PRE-FITTED WITH SURGE ARRESTERS & | WILSON | WILSON TRANSFORMER CO. PTY LTD | 874-0606-11-AA | CURRENT
000021651 | TRANSFORMER,DISTRIBUTION | 11 KV;200 KVA;3 PHASE;POLE BOLT MTG;BSH HV 90 LV BSH;MINERAL OIL INSULATED;ONAN; DYN 11;7 TAP POSN;11 KV/433-250 V;GALV TANK;PRE-FITTED WITH SURGE ARRESTERS;& | WILSON | WILSON TRANSFORMER CO. PTY LTD | 200 KVA | CURRENT
000021651 | TRANSFORMER,DISTRIBUTION | 11 KV;200 KVA;3 PHASE;POLE BOLT MTG;BSH HV 90 LV BSH;MINERAL OIL INSULATED;ONAN; DYN 11;7 TAP POSN;11 KV/433-250 V;GALV TANK;PRE-FITTED WITH SURGE ARRESTERS;& | WILSON | WILSON TRANSFORMER CO. PTY LTD | 874-0607-11-AA | CURRENT
000021652 | TRANSFORMER,DISTRIBUTION | 11 KV;315 KVA;3 PHASE;POLE BOLT MTG;BSH HV 90 LV BSH;MINERAL OIL INSULATED;ONAN; DYN 11;7 TAP POSN;11 KV/433-250 V;GALV TANK;PRE-FITTED WITH SURGE ARRESTERS & | WILSON | WILSON TRANSFORMER CO. PTY LTD | 315 KVA | CURRENT
000021652 | TRANSFORMER,DISTRIBUTION | 11 KV;315 KVA;3 PHASE;POLE BOLT MTG;BSH HV 90 LV BSH;MINERAL OIL INSULATED;ONAN; DYN 11;7 TAP POSN;11 KV/433-250 V;GALV TANK;PRE-FITTED WITH SURGE ARRESTERS & | WILSON | WILSON TRANSFORMER CO. PTY LTD | 874-0608-11-AA | CURRENT
000021653 | TRANSFORMER,DISTRIBUTION | 11 KV;500 KVA;3 PHASE;POLE BOLT MTG;BSH HV 90 LV BSH;MINERAL OIL INSULATED;ONAN; DYN 11;7 TAP POSN;11 KV/433-250 V;GALV TANK;PRE-FITTED WITH SURGE ARRESTERS & | WILSON | WILSON TRANSFORMER CO. PTY LTD | 500 KVA | CURRENT
000021653 | TRANSFORMER,DISTRIBUTION | 11 KV;500 KVA;3 PHASE;POLE BOLT MTG;BSH HV 90 LV BSH;MINERAL OIL INSULATED;ONAN; DYN 11;7 TAP POSN;11 KV/433-250 V;GALV TANK;PRE-FITTED WITH SURGE ARRESTERS & | WILSON | WILSON TRANSFORMER CO. PTY LTD | 874-0609-11-AA | CURRENT
000021654 | TRANSFORMER,DISTRIBUTION | 11 KV;315 KVA;PADMOUNT (RECTANGULAR);HV HAZ LV BSH;MINERAL OIL INSULATED;ONAN; DYN 11;3CR12 CUBICLE;7 TAP POSN;C/W JEAN MULLER LV SWITCHGEAR;C/W ABB SAFELINK | WILSON | WILSON TRANSFORMER CO. PTY LTD | 881-0636-11-AG | CURRENT
000021654 | TRANSFORMER,DISTRIBUTION | 11 KV;315 KVA;PADMOUNT (RECTANGULAR);HV HAZ LV BSH;MINERAL OIL INSULATED;ONAN; DYN 11;3CR12 CUBICLE;7 TAP POSN;C/W JEAN MULLER LV SWITCHGEAR;C/W ABB SAFELINK | WILSON | WILSON TRANSFORMER CO. PTY LTD | 315 KVA | CURRENT
000021655 | TRANSFORMER,DISTRIBUTION | 11 KV;500 KVA;PADMOUNT (RECTANGULAR);HV HAZ LV BSH;MINERAL OIL INSULATED;ONAN; DYN 11;3CR12 CUBICLE;7 TAP POSN;C/E JEAN MULLER KV SWITCHGEAR;C/W ABB SAFELINK | WILSON | WILSON TRANSFORMER CO. PTY LTD | 500 KVA | CURRENT
000021656 | TRANSFORMER,DISTRIBUTION | 11 KV;750 KVA;PADMOUNT (RECTANGULAR)HV HAZ LV BSH;MINERAL OIL INSULATED;ONAN; DYN 11;3CR12 CUBICLE;7 TAP POSN;C/W JEAN MULLER LV SWITCHGEAR;C/W ABB SAFELINK | WILSON | WILSON TRANSFORMER CO. PTY LTD | 881-0638-11-AG | CURRENT
000021656 | TRANSFORMER,DISTRIBUTION | 11 KV;750 KVA;PADMOUNT (RECTANGULAR)HV HAZ LV BSH;MINERAL OIL INSULATED;ONAN; DYN 11;3CR12 CUBICLE;7 TAP POSN;C/W JEAN MULLER LV SWITCHGEAR;C/W ABB SAFELINK | WILSON | WILSON TRANSFORMER CO. PTY LTD | 750 KVA | CURRENT
000021657 | TRANSFORMER,DISTRIBUTION | 11 KV;750 KVA;SPECIAL PADMOUNT TRANSFMR; 3 PHASE;50 HZ;11 KV/433/250 V;ONAN;(FITS WITHIN RECTANGULAR 500 KVA ENVELOPE); PADMOUNTED TRANSFORMER;C/W TYPE B | WILSON | WILSON TRANSFORMER CO. PTY LTD | 750 KVA SPECIAL | STRATEGIC SPARE
000021658 | TRANSFORMER,DISTRIBUTION | 11 KV;1000 KVA;PADMOUNT (RECTANGULAR); HV HAZ LV BSH;MINERAL OIL INSULATED;ONAN ;DYN 11;3CR12 CUBICLE;7 TAP POSN;C/W LV SWITCHGEAR;C/W ABB SAFELINK RMU;C/W | WILSON | WILSON TRANSFORMER CO. PTY LTD | 1000 KVA | CURRENT
000021659 | TRANSFORMER,DISTRIBUTION | 11 KV;315 KVA;PADMOUNT (SQUARE STYLE);HV HAZ LV BSH;MINERAL OIL INSULATED;ONAN; DYN 11;3CR12 CUBICLE;7 TAP POSN;C/W AREVA FBX C-C-T1 NON-EXT HV RMU & JEAN | WILSON | WILSON TRANSFORMER CO. PTY LTD | 315 KVA | PHASING
000021665 | TRANSFORMER,DISTRIBUTION | 11 KV;750 KVA;3 PHASE;GROUND MTG;AIR HV 180 LV BSH;MINERAL OIL INSULATED;ONAN; DYN 11;LOW INPEDANCE TYPE;7 TAP SWITCH POSN;C/W LOW-VOLTAGE MONITORING;LV | TYREE | TYREE INDUSTRIES PL MITTAGONG NSW | 750M4INQ-B | CURRENT
000021665 | TRANSFORMER,DISTRIBUTION | 11 KV;750 KVA;3 PHASE;GROUND MTG;AIR HV 180 LV BSH;MINERAL OIL INSULATED;ONAN; DYN 11;LOW INPEDANCE TYPE;7 TAP SWITCH POSN;C/W LOW-VOLTAGE MONITORING;LV | TYREE | TYREE INDUSTRIES PL MITTAGONG NSW | 750 KVA | CURRENT
000021666 | TRANSFORMER,DISTRIBUTION | 11 KV;1000 KVA;3 PHASE;GROUND MTG;AIR HV 180 LV BSH;MINERAL OIL INSULATED;ONAN; DYN 11;LOW IMPEDANCE TYPE;7 TAP SWITCH POSN;C/W LOW-VOLTAGE MONITORING;LV | TYREE | TYREE INDUSTRIES PL MITTAGONG NSW | 1000M4INQ-B | CURRENT
000021666 | TRANSFORMER,DISTRIBUTION | 11 KV;1000 KVA;3 PHASE;GROUND MTG;AIR HV 180 LV BSH;MINERAL OIL INSULATED;ONAN; DYN 11;LOW IMPEDANCE TYPE;7 TAP SWITCH POSN;C/W LOW-VOLTAGE MONITORING;LV | TYREE | TYREE INDUSTRIES PL MITTAGONG NSW | 1000 KVA | CURRENT
000021667 | TRANSFORMER,DISTRIBUTION | TX:DIST;1500KVA,11KV,433 TO 250V,3PH,GND TRANSFORMER,DISTRIBUTION Groundmount, 11 kV/433-250V, 1500kVA, 3Ph, HV & LV Air C able Box, JTS 02-03-01 (scm) | TYREE | TYREE INDUSTRIES PL MITTAGONG NSW | 1500M4INQ-B | CURRENT
000021667 | TRANSFORMER,DISTRIBUTION | TX:DIST;1500KVA,11KV,433 TO 250V,3PH,GND TRANSFORMER,DISTRIBUTION Groundmount, 11 kV/433-250V, 1500kVA, 3Ph, HV & LV Air C able Box, JTS 02-03-01 (scm) | TYREE | TYREE INDUSTRIES PL MITTAGONG NSW | 1500 KVA | CURRENT
000021667 | TRANSFORMER,DISTRIBUTION | TX:DIST;1500KVA,11KV,433 TO 250V,3PH,GND TRANSFORMER,DISTRIBUTION Groundmount, 11 kV/433-250V, 1500kVA, 3Ph, HV & LV Air C able Box, JTS 02-03-01 (scm) | TYREE | TYREE INDUSTRIES PL MITTAGONG NSW | 1500M4INQ- | CURRENT
000021668 | TRANSFORMER,DISTRIBUTION | 11 KV;315 KVA;3 PHASE;EPOXY ENCAPSULATED ,DRY TYPE;IP21 ENCLOSURE;TOP OR BOTTOM CABLE ENTRY;7 TAP 4% Z;75 KV BIL (IMPULSE STRENGTH);C/W LOW-VOLTAGE | PMSWITCH | P.M.SWITCHBOARDS PL EAGLE FARM QLD | 315 KVA | PURCHASE AS REQUIRED
000021670 | TRANSFORMER,DISTRIBUTION | 11 KV;500 KVA;3 PHASE;EPOXY ENCAPSULATED ;DRY TYPE;IP21;ENCLOSURE;TOP OR BOTTOM CABLE ENTRY;7 TAP 4% Z;75 KV BIL (IMPULSE STRENGTH);C/W LOW-VOLTAGE | PMSWITCH | P.M.SWITCHBOARDS PL EAGLE FARM QLD | 500 KVA | PURCHASE AS REQUIRED
000021672 | TRANSFORMER,DISTRIBUTION | 11 KV;750 KVA;3 PH;EPOXY ENCAPSULATED; DRY TYPE;IP21;ENCLOSURE;TOP OR BOTTOM CABLE ENTRY;7 TAP 6% Z;75 LV BIL (IMPULSE STRENGTH);C/W LOW-VOLTAGE | PMSWITCH | P.M.SWITCHBOARDS PL EAGLE FARM QLD | 750 KVA | PURCHASE AS REQUIRED
000021674 | TRANSFORMER,DISTRIBUTION | 11 KV;1000 KVA;3 PH;EPOXY ENCAPSULATED; DRY TYPE;IP21;ENCLOSURE;TOP OR BOTTOM CABLE ENTRY;7 TAP 6% Z;75 KV BIL (IMPULSE STRENGTH);C/W LOW VOLTAGE | PMSWITCH | P.M.SWITCHBOARDS PL EAGLE FARM QLD | 1000 KVA | CURRENT
000021676 | TRANSFORMER,DISTRIBUTION | 11 KV;1500 KVA;3 PH;EPOXY ENCAPSULATED; DRY TYPE;IP21;ENCLOSURE;TOP OR BOTTOM CABLE ENTRY;7 TAP 6% Z;75 KV BIL (IMPULSE STRENGTH);C/W LOW-VOLTAGE | PMSWITCH | P.M.SWITCHBOARDS PL EAGLE FARM QLD | 1500 KVA | CURRENT
000022443 | TRANSFORMER,DISTRIBUTION | 11 KV;63 KVA;3 PHASE;POLE BOLT MTG;BSH HV 90 LV BSH;MINERAL OIL INSULATED;ONAN; DYN 11;7 TAP POSN;11 KV/433-250 V;SQUARE GALV TANK;PRE-FITTED WITH SURGE | WILSON | WILSON TRANSFORMER CO. PTY LTD | 63 KVA | CURRENT
000022443 | TRANSFORMER,DISTRIBUTION | 11 KV;63 KVA;3 PHASE;POLE BOLT MTG;BSH HV 90 LV BSH;MINERAL OIL INSULATED;ONAN; DYN 11;7 TAP POSN;11 KV/433-250 V;SQUARE GALV TANK;PRE-FITTED WITH SURGE | WILSON | WILSON TRANSFORMER CO. PTY LTD | 874-A374-11-AA | CURRENT
000022442 | TRANSFORMER,DISTRIBUTION | 11 KV;25 KVA;3 PHASE;POLE BOLT MTG;BSH HV 90 LV BSH;MINERAL OIL INSULATED;ONAN; DYN 11;7 TAP POSN;11 KV/433-250 V;SQUARE GALV TANK;PRE-FITTED WITH SURGE | WILSON | WILSON TRANSFORMER CO. PTY LTD | 25 KVA | CURRENT
000022442 | TRANSFORMER,DISTRIBUTION | 11 KV;25 KVA;3 PHASE;POLE BOLT MTG;BSH HV 90 LV BSH;MINERAL OIL INSULATED;ONAN; DYN 11;7 TAP POSN;11 KV/433-250 V;SQUARE GALV TANK;PRE-FITTED WITH SURGE | WILSON | WILSON TRANSFORMER CO. PTY LTD | 874-A373-11-AA | CURRENT
000022445 | COVERALLS,DISPOSABLE | DRY PARTICLE SUITS;WHITE;SIZE 2 XL;TWO ZIPPERS;SINGLE OR DOUBLE STORM FLAPS; 3 PIECE HOOD;ELASTICIZED WAIST;RATED TYPE 5 & 6;PROVIDES PROTECTION AGAINST | BLKWOOD | J BLACKWOOD & SON LTD | 04516660 | PURCHASE AS REQUIRED
000022445 | COVERALLS,DISPOSABLE | DRY PARTICLE SUITS;WHITE;SIZE 2 XL;TWO ZIPPERS;SINGLE OR DOUBLE STORM FLAPS; 3 PIECE HOOD;ELASTICIZED WAIST;RATED TYPE 5 & 6;PROVIDES PROTECTION AGAINST | BLKWOOD | J BLACKWOOD & SON LTD | 07243503 | PURCHASE AS REQUIRED
000022445 | COVERALLS,DISPOSABLE | DRY PARTICLE SUITS;WHITE;SIZE 2 XL;TWO ZIPPERS;SINGLE OR DOUBLE STORM FLAPS; 3 PIECE HOOD;ELASTICIZED WAIST;RATED TYPE 5 & 6;PROVIDES PROTECTION AGAINST | ATOMSUPP | ATOM SUPPLY | 55520082 | PURCHASE AS REQUIRED
000022445 | COVERALLS,DISPOSABLE | DRY PARTICLE SUITS;WHITE;SIZE 2 XL;TWO ZIPPERS;SINGLE OR DOUBLE STORM FLAPS; 3 PIECE HOOD;ELASTICIZED WAIST;RATED TYPE 5 & 6;PROVIDES PROTECTION AGAINST | ATOMSUPP | ATOM SUPPLY | 40012841 | PURCHASE AS REQUIRED
000030104 | GUMBOOT | MEN'S;KNEE HIGH RUBBER BOOT;PULL ON; BLACK;STEEL MID SOLE;BLUNDSTONEGUMBOOT; SIZES 5-13; | PROTECTR |  | 014 | PURCHASE AS REQUIRED
000030104 | GUMBOOT | MEN'S;KNEE HIGH RUBBER BOOT;PULL ON; BLACK;STEEL MID SOLE;BLUNDSTONEGUMBOOT; SIZES 5-13; | BLKWOOD | J BLACKWOOD & SON LTD | BWSQ000778015 | PURCHASE AS REQUIRED
000022446 | CABLE,EARTHING,KIT | POLYLAM,EARTHING KIT;3 PHASE;TO SUIT 1000 SQ MM AL XLPE/CWS/LAT/LDPE/MDPE; W/- TERMITE REPELLANT;FULLY WB 19/33 KV CABLE TERMINATION EPKT-36F1X0; | TECONN | TE CONNECTIVITY LTD | AUST-SPEC114 | PURCHASE AS REQUIRED
000022327 | TAG,INSTRUCTION | LEGEND-DO NOT REMOVE;EQUIPMENT SERVICES ASSET NO.;90 MM X 28.5 MM; VALERON;RED TEXT;WRAPAROUND;ADHESIVE BACKED;C/W PERMANENT MARKING PEN; | PROMARK | PROMARK PACKAGING PTY LTD GEEBUNG | 7241 | CURRENT
000022305 | SWITCH. | FLOAT SWITCH;PEAR TYPE;10 AMP CONTACT; 10 M 9008 NEOPRENE RUBBER LEAD;USED IN SUBSTNS; | REXEL | REXEL PTY LTD | MMLFSW-12512 | PURCHASE AS REQUIRED
000022305 | SWITCH. | FLOAT SWITCH;PEAR TYPE;10 AMP CONTACT; 10 M 9008 NEOPRENE RUBBER LEAD;USED IN SUBSTNS; | HAYMANS | HAYMANS ELECTRICAL | MTLFSW-12512 | PURCHASE AS REQUIRED
000022447 | CONDUIT,NONMETALLIC,FLEXIBLE | CONDT:CBL;32mm,25m Roll,Corrugated,PVC CONDUIT,NONMETALLIC,FLEXIBLE PVC, 32mm, Med Duty, Grey, Corrugated, 25m Roll | REXEL | REXEL PTY LTD | CLI9032TCM GY | CURRENT
000022447 | CONDUIT,NONMETALLIC,FLEXIBLE | CONDT:CBL;32mm,25m Roll,Corrugated,PVC CONDUIT,NONMETALLIC,FLEXIBLE PVC, 32mm, Med Duty, Grey, Corrugated, 25m Roll | TRI UGRD | TRI UNDERGROUND AUSTRALIA PTY LTD | CONCMD3225 | CURRENT
000022447 | CONDUIT,NONMETALLIC,FLEXIBLE | CONDT:CBL;32mm,25m Roll,Corrugated,PVC CONDUIT,NONMETALLIC,FLEXIBLE PVC, 32mm, Med Duty, Grey, Corrugated, 25m Roll | CNWPL | CNW PL - SLACKS CREEK | CLI9032TCM GY | CURRENT
000022447 | CONDUIT,NONMETALLIC,FLEXIBLE | CONDT:CBL;32mm,25m Roll,Corrugated,PVC CONDUIT,NONMETALLIC,FLEXIBLE PVC, 32mm, Med Duty, Grey, Corrugated, 25m Roll | HAYMANS | HAYMANS ELECTRICAL | 9032TCM GY | CURRENT
000022448 | SETSCREW | STAINLESS STEEL;GDE 316;HEX HD;FLAT POINT;M6 ISO M;16 MM LG; | STATEWD | STATEWIDE FSTNERS & ENG SPLS PL | M6 X 16 MM LG | CURRENT
000022303 | BUSBAR | EARTH BAR;1000 MM LG,50 MM W,6 MM THK; DRILLED;U/W TRANSFORMER ARBOUR;USED IN SUBSTNS; | ERGON | ERGON ENERGY | EARTH BAR | CURRENT
000022451 | CARTRIDGE,RESPIRATOR,AIR FILTERING | Sundstrom SR315 ABE Gas Filter, Protection when Cutting, Heating & Welding Galv Steel, Pack of 5 | QLDSAFTY |  | SR315 ABE 1 | CURRENT
000022451 | CARTRIDGE,RESPIRATOR,AIR FILTERING | Sundstrom SR315 ABE Gas Filter, Protection when Cutting, Heating & Welding Galv Steel, Pack of 5 | ATOMSUPP | ATOM SUPPLY | 79913825 | CURRENT
000022452 | MONITOR. | TRANSFORMER MONITOR 800/5 , 3 PHASE 4 WIRE 240VAC, 5 - 20A CT CLASS 1 WITH POWERED COMMUNICATIONS PORT; "JEAN MULLER"; | EDMI | EDMI PTY LTD | 1A12-1H11-27-F11-201030-3 | CURRENT
000022304 | SIGN | WARNING-TRANSFORMER NEUTRAL CONNECTION;DO NOT DISCONNECT;90 MM LG; 42 MM W;1.6 MM THK;YELLOW/BLACK ALUMINIUM;USED IN SUBSTNS; | UES | UTILITY ENGRAVING & SIGNS | 90X42X1.6 | CURRENT
000021920 | RESISTOR,ADJUSTABLE | WIRE WOUND;1000 OHMS,20 W;C/W HORZ MTG BRACKETS & BOLT THROUGH CONNECTORS;USED IN SUBSTNS; | EATON | EATON ELECTRIC SYSTEMS PTY LTD | 25DGAAD031100JH | CURRENT
000021920 | RESISTOR,ADJUSTABLE | WIRE WOUND;1000 OHMS,20 W;C/W HORZ MTG BRACKETS & BOLT THROUGH CONNECTORS;USED IN SUBSTNS; | EATON | EATON ELECTRIC SYSTEMS PTY LTD | DGA/D/3-1K | CURRENT
000021952 | BOLT,MACHINE | STAINLESS STEEL;GDE 304;HEX HD;M12;ISO M ;80 MM LG;W/HEX NUT;AS1444/DIN 931;BOX OF 25;USED IN SUBSTNS; | HOBSON | HOBSON ENGINEERING CO PTY LTD 393904 | XEKBH16XCM120080 | CURRENT
000021952 | BOLT,MACHINE | STAINLESS STEEL;GDE 304;HEX HD;M12;ISO M ;80 MM LG;W/HEX NUT;AS1444/DIN 931;BOX OF 25;USED IN SUBSTNS; | STATEWD | STATEWIDE FSTNERS & ENG SPLS PL | HBNS4M1280 | CURRENT
000021953 | BOLT,MACHINE | STAINLESS STEEL;GDE 304;HEX HD;M12;ISO M ;100 MM LG;W/HEX NUT;AS1444/DIN 931;BOX OF 25;USED IN SUBSTNS; | HOBSON | HOBSON ENGINEERING CO PTY LTD 393904 | XEKBH16XCM120100 | CURRENT
000021953 | BOLT,MACHINE | STAINLESS STEEL;GDE 304;HEX HD;M12;ISO M ;100 MM LG;W/HEX NUT;AS1444/DIN 931;BOX OF 25;USED IN SUBSTNS; | STATEWD | STATEWIDE FSTNERS & ENG SPLS PL | HBNS4M12100 | CURRENT
000022454 | BRACKET,POLE | STEEL;GALV;580 MM LG;380 TRF BOLT CENTRES;FOR 25 KVA POLE TRANSFORMERS; CONTRACT 08088A; | HAYMAN | HAYMANS INDUSTRIES PTY LTD | 22454 | CURRENT
000022454 | BRACKET,POLE | STEEL;GALV;580 MM LG;380 TRF BOLT CENTRES;FOR 25 KVA POLE TRANSFORMERS; CONTRACT 08088A; | LIVINGST | LIVINGSTONE ENGINEERING | 580 MM LG | CURRENT
000022455 | CABLE,POWER,ELECTRICAL | 0.6/1kV, 185mm2, 4 Core, Sector Shape, Plain Annealed Cu, XLPE Insulated, PVC/HDPE | CABLGRID | CABLE GRID AUSTRALIA PL | CGA412 | PURCHASE AS REQUIRED
000022455 | CABLE,POWER,ELECTRICAL | 0.6/1kV, 185mm2, 4 Core, Sector Shape, Plain Annealed Cu, XLPE Insulated, PVC/HDPE | PRYSMIAN | PRYSMIAN POWER CABLES & SYSTEMS AUST | 5209594 | PURCHASE AS REQUIRED
000022455 | CABLE,POWER,ELECTRICAL | 0.6/1kV, 185mm2, 4 Core, Sector Shape, Plain Annealed Cu, XLPE Insulated, PVC/HDPE | MIDLANDS | MIDLAND METALS | MMO-1KV 4X185CXPH | PURCHASE AS REQUIRED
000022455 | CABLE,POWER,ELECTRICAL | 0.6/1kV, 185mm2, 4 Core, Sector Shape, Plain Annealed Cu, XLPE Insulated, PVC/HDPE | MIDLANDS | MIDLAND METALS | MMO-1KV 4X185CXPAT-H | PURCHASE AS REQUIRED
000022455 | CABLE,POWER,ELECTRICAL | 0.6/1kV, 185mm2, 4 Core, Sector Shape, Plain Annealed Cu, XLPE Insulated, PVC/HDPE | NANELECT | NAN ELECTRICAL CABLE AUSTRALIA PL | 4CX185NLVPMEX | PURCHASE AS REQUIRED
000022458 | RELAY,OVERCURRENT AND EARTH FAULT | SEL 351A;5 AMP/5 MAP NEUTRAL;48/110 V DC AUX;110 V DC LOGIC INPUTS;VERTICAL PANEL MTG; | SEL | SCHWEITZER ENGINEERING LABORATORIES INC. | 0351A00413553X1 | CURRENT
000022459 | RELAY,OVERCURRENT AND EARTH FAULT | SEL 351A;5 AMP/5 AMP NEUTRAL;24/48 V DC AUX;24 V DC LOGIC INPUTS;VERTICAL PANEL MTG; | SEL | SCHWEITZER ENGINEERING LABORATORIES INC. | 0351A040X2H51X1 | CURRENT
000022481 | LETTER,SIGN | LETTER S;VINYL;25 MM H;40 MM SQ; BACKGROUND BLACK PRINT ON WHITE RETOFLECTIVE BACKGROUND;PRESSURE SENSITIVE ADHESIVE;AS1744 SERIES C; FOR | ARTCRAFT | ARTCRAFT PTY LTD | 22481 | CURRENT
000022481 | LETTER,SIGN | LETTER S;VINYL;25 MM H;40 MM SQ; BACKGROUND BLACK PRINT ON WHITE RETOFLECTIVE BACKGROUND;PRESSURE SENSITIVE ADHESIVE;AS1744 SERIES C; FOR | CUTLER | CUTLER BRANDS PTY LTD | LETTER S 25 X 40 SQ MM | CURRENT
000022482 | LETTER,SIGN | LETTER P;VINYL;25 MM H;40 MM SQ; BACKGROUND,BLACK PRINT ON WHITE RETRFLECTIVE BACKGROUND;PRESSURE SENSITIVE ADHESIVE;AS1744 SERIES C;FOR | ARTCRAFT | ARTCRAFT PTY LTD | 22482 | CURRENT
000022482 | LETTER,SIGN | LETTER P;VINYL;25 MM H;40 MM SQ; BACKGROUND,BLACK PRINT ON WHITE RETRFLECTIVE BACKGROUND;PRESSURE SENSITIVE ADHESIVE;AS1744 SERIES C;FOR | CUTLER | CUTLER BRANDS PTY LTD | LETTER P 25 X 40 MM SQ | CURRENT
000022483 | LETTER,SIGN | LETTER X;VINYL;25 MM H;40 MM SQ; BACKGROUND,BLACK PRINT ON WHITE RETROFLECTIVE BACKGROUND;PRESSURE SENSITIVE ADHESIVE;AS1744 SERIES C;FOR | ARTCRAFT | ARTCRAFT PTY LTD | 22483 | PURCHASE AS REQUIRED
000022483 | LETTER,SIGN | LETTER X;VINYL;25 MM H;40 MM SQ; BACKGROUND,BLACK PRINT ON WHITE RETROFLECTIVE BACKGROUND;PRESSURE SENSITIVE ADHESIVE;AS1744 SERIES C;FOR | CUTLER | CUTLER BRANDS PTY LTD | LETTER X 25X40 MM SQ | PURCHASE AS REQUIRED
000022487 | INTELLIRUPTER DEVICE | INTELLIGENT PULSE CLOSING RECLOSER WITH DISCONNECT LINK;RATED 15.5 LV;630 AMP; SUPPLIED WITH LOCKING DEVICE;12.5 KA; 110 KV BIL;C/W C1-STD CONTROL GROUP WITH | S & C |  | 248122-B2C1P251W2 | PURCHASE AS REQUIRED
000022488 | INTELLIRUPTER DEVICE | CONTROL & RADIO MODULE HANDLING TOOL; USED FOR FIELD INSTALLATION & REMOVAL OF PROTECTION & CONTROL MODULE,AND COMMUNICATION MODULE IN INTELLIRUPTER | S & C |  | 4450 | PURCHASE AS REQUIRED
000022489 | INTELLIRUPTER DEVICE | CONTROL & RADIO MODULE STUB HANDLE; USED FOR INSTALLATION & REMOVAL OF PROTECTION & CONTROL MODULE,AND COMMUNICATION MODULE IN INTELLIRUPTER | S & C |  | 4435 | PURCHASE AS REQUIRED
000022490 | INTELLIRUPTER DEVICE | DOCKING STATION;POWERS PROTECTION & CONTROL MODULE,COMMUNICATION MODULE ;WHILST REMOVED FROM INTELLIRUPTER BASE;PERMITS UPLOADING & DOWNLOADING | S & C |  | SDA-4650R2 | PURCHASE AS REQUIRED
000022491 | INTELLIRUPTER DEVICE | PROTECTION & CONTROL MODULE FOR INTELLI RUPTER DEVICE; | S & C |  | SDA-4540 | PURCHASE AS REQUIRED
000022492 | INTELLIRUPTER DEVICE | COMMUNICATION MODULE;LESS BATTERY & RADIO FOR INTELLIRUPTER DEVICE; | S & C |  | SDA-4554-1 | PURCHASE AS REQUIRED
000022493 | INTELLIRUPTER DEVICE | POWER SUPPLY;FOR INTELLIRUPTER DEVICE; CONNECTS TO CONNECTOR IN BASE; | S & C |  | TA-3221 | PURCHASE AS REQUIRED
000022494 | SWITCHGEAR,REPLACEMENT. | INDOOR GIS;REPLACEMENT FOR SSCST;1600 AMP;123 KV;40 KA;110 VDC;4 FEEDER BAYS; 3 TRANSFORMER BAYS;2 BUS SECTION BAYS; INSTALLATION & TESTING; | MITSUBIS | MITSUBISHI | IGP-18089-B | PURCHASE AS REQUIRED
000022495 | SWITCHGEAR,FEEDER | INDOOR GIS;1600 AMP;123 KV;40 KA;110 V DC;INCLUDES BUS DISCONNECTOR & EARTH SWITCH;CB;4 PROT CLASS & 1 METERING CLASS CTS;LINE DISCONNECTOR & EARTH | MITSUBIS | MITSUBISHI | IGP-18089-B | PURCHASE AS REQUIRED
000022496 | SWITCHGEAR,FEEDER | INDOOR GIS;1600 AMP;123 KV;40 KA;110 V DC;INCLUDES BUS FAULT MAKE EARTH SWITCH;BUS DISCONNECTOR & EARTH SWITCH ;CB;4 PROT CLASS & 1 METERING CLASS CTS; | MITSUBIS | MITSUBISHI | IGP-18089-B | PURCHASE AS REQUIRED
000022497 | SWITCHGEAR,TRANSFORMER | INDOOR GIS;1600 AMP;123 KV;40 KA;110 V DC;INCLUDES BUS DISCONNECTOR & EARTH SWITCH;CB;LINE FAULT MAKE EARTH SWITCH; | MITSUBIS | MITSUBISHI | IGP-18089-B | PURCHASE AS REQUIRED
000022498 | SWITCHGEAR,TRANSFORMER | INDOOR GIS;1600 AMP;123 KV;40 KA;110 V DC;INCLUDES BUS VT;BUS DISCONNECTOR & EARTH SWITCH;CB;LINE DISCONNECTOR & EARTH SWITCH;LINE FAULT MAKE EARTH | MITSUBIS | MITSUBISHI | IGP-18089-B | PURCHASE AS REQUIRED
000022499 | SWITCHGEAR,BUS SECTION | INDOOR GIS;1600 AMP;123 KV;40 KA;110 V DC;INCLUDES LH BUS DISCONNECTOR & EARTH SWITCH;2 PROT CLASS CTS;CB;2 PROT CLASS CTS;RH BUS CONNECTOR & EARTH | MITSUBIS | MITSUBISHI | IGP-18029 | PURCHASE AS REQUIRED
000022500 | SWITCHGEAR,BUS SECTION | INDOOR GIS;1600 AMP;123 KV;40 KA;110 V DC;INCLUDES LH BUS VT;LH BUS DISCONNECTOR & EARTH SWITCH;2 PROT CLASS CTS;CB;2 PROT CLASS CTS;RH BUS | MITSUBIS | MITSUBISHI | IGP-18089-B | PURCHASE AS REQUIRED
000022484 | METER,WATTHOUR | Prog Id 10E227, Mk10E, 3Ph, 4 Wire, 240VAC, 5-20A CT, Class 0.5, Powered Comms Port, Metering Dynamics Label, 5A CT Meter c/w RJ45/RS232 Lead, | EDMI | EDMI PTY LTD | 1E00-20H0-611-27-F12-201300-03 | CURRENT
000022485 | METER,WATTHOUR | Prog Id 10E227, Mk10E, 3Ph, 4 Wire/ 3 Wire, 63.5/240VAC, 5-20A CT Aux Supply Class 0.5, Powered Comms Port, Metering Dynamics Label | EDMI | EDMI PTY LTD | 1E00-23H0-611-27-F12-201300-03 | CURRENT
000022486 | METER,WATTHOUR | Prog Id 10E22A, Mk10E, 3Ph, 4 Wire/ 3 Wire, 63.5/240VAC, 1-4A CT Aux Supply, Class 0.5, Powered Comms Port, Metering Dynamics Label c/w RJ45/RS232 Lead, | EDMI | EDMI PTY LTD | 1E00-23C0-611-27-F12-201300-03 | CURRENT
000020352 | JOINT,ELECTRICAL POWER CABLE | 11 KV;TRANSITION JOINT;3 PHASE; HEATSHRINK;400 SQ MM AL TRXLPE TRIPLEX TO 3C,95 SQ MM AL & 185 SQ MM CU XLPE; C/W 3 SHEAR BOLT BARRIERED CONNECTORS; | SICAME | SICAME AUSTRALIA PTY LTD | HSJ-11-X13-95400-EQ1 | CURRENT
000020352 | JOINT,ELECTRICAL POWER CABLE | 11 KV;TRANSITION JOINT;3 PHASE; HEATSHRINK;400 SQ MM AL TRXLPE TRIPLEX TO 3C,95 SQ MM AL & 185 SQ MM CU XLPE; C/W 3 SHEAR BOLT BARRIERED CONNECTORS; | JBJOINT | JB JOINTING SUPPLIES PTY LTD | 11-185/400-XL/XL-1C/3C-J | CURRENT
000020367 | JOINT,ELECTRICAL POWER CABLE | 11 KV;TRANSITION JOINT;3 PHASE; HEATSHRINK;400 SQ MM AL TRXLPE TRIPLEX TO 95 SQ MM AL TRXLPE TRIPLEX;C/W 3 SHEAR BOLT BARRIERED CONNECTORS; | JBJOINT | JB JOINTING SUPPLIES PTY LTD | 11-185/400-XL/XL-1C/1C-J | CURRENT
000020367 | JOINT,ELECTRICAL POWER CABLE | 11 KV;TRANSITION JOINT;3 PHASE; HEATSHRINK;400 SQ MM AL TRXLPE TRIPLEX TO 95 SQ MM AL TRXLPE TRIPLEX;C/W 3 SHEAR BOLT BARRIERED CONNECTORS; | SICAME | SICAME AUSTRALIA PTY LTD | HSJ-11-X1-95400-CM | CURRENT
000020371 | JOINT,ELECTRICAL POWER CABLE | 11 KV;RESIN TYPE;PARALLEL BRANCH JOINT OR PARALLEL JOINT;3 PHASE;161-240 SQ MM CU PLY OR 400 SQ MM AL TRIPLEX,MAIN TO 95-300 SQ MM CU PLY OR 400 AL TRIPLEX | SICAME | SICAME AUSTRALIA PTY LTD | WTH52462-72 | CURRENT
000020371 | JOINT,ELECTRICAL POWER CABLE | 11 KV;RESIN TYPE;PARALLEL BRANCH JOINT OR PARALLEL JOINT;3 PHASE;161-240 SQ MM CU PLY OR 400 SQ MM AL TRIPLEX,MAIN TO 95-300 SQ MM CU PLY OR 400 AL TRIPLEX | SICAME | SICAME AUSTRALIA PTY LTD | MIRP-20371 | CURRENT
000020371 | JOINT,ELECTRICAL POWER CABLE | 11 KV;RESIN TYPE;PARALLEL BRANCH JOINT OR PARALLEL JOINT;3 PHASE;161-240 SQ MM CU PLY OR 400 SQ MM AL TRIPLEX,MAIN TO 95-300 SQ MM CU PLY OR 400 AL TRIPLEX | IPD | IPD GROUP LIMITED | 8AE5500-130 | CURRENT
000020372 | JOINT,ELECTRICAL POWER CABLE | 11 KV;RESIN TYPE PARALLEL BRANCH JOINT OR PARALLEL JOINT;3 PHASE;240 SQ MM CU XLPE 3C OR TRIPLEX OR 400 SQ MM AL TRIPLEX MAIN TO 35-400 SQ MM AL OR CU | SICAME | SICAME AUSTRALIA PTY LTD | WTH52462-63A | CURRENT
000020372 | JOINT,ELECTRICAL POWER CABLE | 11 KV;RESIN TYPE PARALLEL BRANCH JOINT OR PARALLEL JOINT;3 PHASE;240 SQ MM CU XLPE 3C OR TRIPLEX OR 400 SQ MM AL TRIPLEX MAIN TO 35-400 SQ MM AL OR CU | SICAME | SICAME AUSTRALIA PTY LTD | 52462-63 | CURRENT
000020372 | JOINT,ELECTRICAL POWER CABLE | 11 KV;RESIN TYPE PARALLEL BRANCH JOINT OR PARALLEL JOINT;3 PHASE;240 SQ MM CU XLPE 3C OR TRIPLEX OR 400 SQ MM AL TRIPLEX MAIN TO 35-400 SQ MM AL OR CU | IPD | IPD GROUP LIMITED | 8AE5500-120 | CURRENT
000020373 | JOINT,ELECTRICAL POWER CABLE | 11kV, Stop End Joint, 3Ph, Resin Type, 3 x 1C 400mm2 Al TRXLPE/CWS/MDPE Triplex c/w 3 Henley Connectors, max Cable size of 300mm2 | SICAME | SICAME AUSTRALIA PTY LTD | WTH52462-29 | CURRENT
000020373 | JOINT,ELECTRICAL POWER CABLE | 11kV, Stop End Joint, 3Ph, Resin Type, 3 x 1C 400mm2 Al TRXLPE/CWS/MDPE Triplex c/w 3 Henley Connectors, max Cable size of 300mm2 | SICAME | SICAME AUSTRALIA PTY LTD | MIRP-20373 | CURRENT
000020373 | JOINT,ELECTRICAL POWER CABLE | 11kV, Stop End Joint, 3Ph, Resin Type, 3 x 1C 400mm2 Al TRXLPE/CWS/MDPE Triplex c/w 3 Henley Connectors, max Cable size of 300mm2 | IPD | IPD GROUP LIMITED | 8AE7000-040 | CURRENT
000020374 | JOINT,ELECTRICAL POWER CABLE | 11 KV;RESIN TYPE TRANSITION JOINT; 3 PHASE;400 SQ MM AL TRXLPE TRIPLEX TO 3C 95-240 SQ MM AL OR CU XLPE/CWS/HDPE; C/W 3 X B&H BARRIERED SHEAR BOLT CONN; | SICAME | SICAME AUSTRALIA PTY LTD | WTH52462-63 | CURRENT
000020374 | JOINT,ELECTRICAL POWER CABLE | 11 KV;RESIN TYPE TRANSITION JOINT; 3 PHASE;400 SQ MM AL TRXLPE TRIPLEX TO 3C 95-240 SQ MM AL OR CU XLPE/CWS/HDPE; C/W 3 X B&H BARRIERED SHEAR BOLT CONN; | SICAME | SICAME AUSTRALIA PTY LTD | MIRP-20374 | CURRENT
000020374 | JOINT,ELECTRICAL POWER CABLE | 11 KV;RESIN TYPE TRANSITION JOINT; 3 PHASE;400 SQ MM AL TRXLPE TRIPLEX TO 3C 95-240 SQ MM AL OR CU XLPE/CWS/HDPE; C/W 3 X B&H BARRIERED SHEAR BOLT CONN; | IPD | IPD GROUP LIMITED | 8AE8000-060 | CURRENT
000020420 | ELBOW,TERMINATION POWER CABLE. | INSULATED DEAD-BREAK SCREENED SEPARABLE CONNECTORS (ELBOWS); SET OF 3, FOR 3 PHASES;17.5 KV;TO SUIT 185-240 SQ MM AL OR CU CABLE,11 KV INCLUDES SCREEN | SICAME | SICAME AUSTRALIA PTY LTD | CST630 11 20420 | CURRENT
000020420 | ELBOW,TERMINATION POWER CABLE. | INSULATED DEAD-BREAK SCREENED SEPARABLE CONNECTORS (ELBOWS); SET OF 3, FOR 3 PHASES;17.5 KV;TO SUIT 185-240 SQ MM AL OR CU CABLE,11 KV INCLUDES SCREEN | JBJOINT | JB JOINTING SUPPLIES PTY LTD | JB-11-240-SE | CURRENT
000020420 | ELBOW,TERMINATION POWER CABLE. | INSULATED DEAD-BREAK SCREENED SEPARABLE CONNECTORS (ELBOWS); SET OF 3, FOR 3 PHASES;17.5 KV;TO SUIT 185-240 SQ MM AL OR CU CABLE,11 KV INCLUDES SCREEN | AUSTMOLD | AUSTRALMOLD PTY LTD | 3CK430TB-430CA-18-SB185-240+SL | CURRENT
000020420 | ELBOW,TERMINATION POWER CABLE. | INSULATED DEAD-BREAK SCREENED SEPARABLE CONNECTORS (ELBOWS); SET OF 3, FOR 3 PHASES;17.5 KV;TO SUIT 185-240 SQ MM AL OR CU CABLE,11 KV INCLUDES SCREEN | NKT | NKT CABLES AUSTRALIA P/L | CB17.5-630 TYPE 5005 S/CONE | CURRENT
000020420 | ELBOW,TERMINATION POWER CABLE. | INSULATED DEAD-BREAK SCREENED SEPARABLE CONNECTORS (ELBOWS); SET OF 3, FOR 3 PHASES;17.5 KV;TO SUIT 185-240 SQ MM AL OR CU CABLE,11 KV INCLUDES SCREEN | STREAM | STREAMLINED ENERGY PTY LTD | SES.11SET12.SKS95-240.EN | CURRENT
000020420 | ELBOW,TERMINATION POWER CABLE. | INSULATED DEAD-BREAK SCREENED SEPARABLE CONNECTORS (ELBOWS); SET OF 3, FOR 3 PHASES;17.5 KV;TO SUIT 185-240 SQ MM AL OR CU CABLE,11 KV INCLUDES SCREEN | INTERTEC | INTERTECH ENGINEERING PTY LTD | EGX20420 | CURRENT
000020421 | COUPLING PIECE. | COUPLING PIECE TO PIGGY-BACK INSULATED DEAD-BREAK SCREENED SEPARABLE CONNECTOR (ELBOW);17.5 KV TO SUIT 11 KV SYSTEM 7 400 SQ MM AL TRXLPE TRIPLEX | SICAME | SICAME AUSTRALIA PTY LTD | CSC630 11 20421 | CURRENT
000020421 | COUPLING PIECE. | COUPLING PIECE TO PIGGY-BACK INSULATED DEAD-BREAK SCREENED SEPARABLE CONNECTOR (ELBOW);17.5 KV TO SUIT 11 KV SYSTEM 7 400 SQ MM AL TRXLPE TRIPLEX | STREAM | STREAMLINED ENERGY PTY LTD | SES.11SET12.SKS50-95.EN | CURRENT
000020421 | COUPLING PIECE. | COUPLING PIECE TO PIGGY-BACK INSULATED DEAD-BREAK SCREENED SEPARABLE CONNECTOR (ELBOW);17.5 KV TO SUIT 11 KV SYSTEM 7 400 SQ MM AL TRXLPE TRIPLEX | NKT | NKT CABLES AUSTRALIA P/L | CP630-C | CURRENT
000020422 | COUPLING CONNECTOR. | COUPLING CONN WITH SHORT INSULATED DEAD-BREAK SCREENED SEPARABLE CONN (ELBOW);17.5 KV TO SUIT 11 KV SYSTEM;C/W 185-240 SQ MM AL OR CU TRXLPE TRIPLEX | SICAME | SICAME AUSTRALIA PTY LTD | CSC630 11 20422 | CURRENT
000020422 | COUPLING CONNECTOR. | COUPLING CONN WITH SHORT INSULATED DEAD-BREAK SCREENED SEPARABLE CONN (ELBOW);17.5 KV TO SUIT 11 KV SYSTEM;C/W 185-240 SQ MM AL OR CU TRXLPE TRIPLEX | STREAM | STREAMLINED ENERGY PTY LTD | SES.11SEHDK13.1.SKS95-240.EN | CURRENT
000020422 | COUPLING CONNECTOR. | COUPLING CONN WITH SHORT INSULATED DEAD-BREAK SCREENED SEPARABLE CONN (ELBOW);17.5 KV TO SUIT 11 KV SYSTEM;C/W 185-240 SQ MM AL OR CU TRXLPE TRIPLEX | NKT | NKT CABLES AUSTRALIA P/L | CC-17.5-630 TYPE 5005 | CURRENT
000021873 | BOLT ASSEMBLY,FOUNDATION | Buried Metal Base, S/Steel, suit LV Distribution Cabinet, 765 x 600 x 344mm, EQTS 06-02-05 Item 6 | NOJAPWR | NOJA POWER | Q2415-BASE-1 | CURRENT
000021874 | BOLT ASSEMBLY,FOUNDATION | Buried Metal Base, S/Steel, suit LV Distribution Cabinet, 765 x 400 x 344mm, EQTS 06-02-05 Item 7 | NOJAPWR | NOJA POWER | Q2415-BASE-2 | CURRENT
000021875 | CABINET,DISTRIBUTION. | BASE;LV TYPE;(ITEM 8 TS475);BASE SUIT SC21878,SC21879 & SC21880;SIZE 700 X 800 X 400;WEIGHT 150 KG; | NOJAPWR | NOJA POWER | Q2415-BASE-3 | PURCHASE AS REQUIRED
000021876 | CABINET,ELEC EQUIP | LV Type, 4 Module, 1 x 630A Fuse Switch, 2 x 400A Isolators, 1400 x 800 x 400mm, TS475 | NOJAPWR | NOJA POWER | LVC-01 | CURRENT
000021877 | CABINET,ELEC EQUIP | LV Type, 2.5 Module, 3 x 160A Fuse Switches, 2 x 240 Cable Terms Direct to Busbar, 1000 x 800 x 400mm, TS475 | NOJAPWR | NOJA POWER | LVC-02 | PURCHASE AS REQUIRED
000021878 | CABINET,ELEC EQUIP | LV Type, 6 Module, 1 x 1000A Isol, 2 x 630A Fuse Switches, 3 x Spare Modules, 1000 x 800 x 400mm, TS475 | NOJAPWR | NOJA POWER | LVC-03 | PURCHASE AS REQUIRED
000021879 | CABINET,ELEC EQUIP | LV Type, 6 Module, 1 x 1000A Isol Bus Tie, 4 x 630A Isolators, 1000 x 800 x 400mm, TS475 | NOJAPWR | NOJA POWER | LVC-04 | PURCHASE AS REQUIRED
000021880 | CABINET,ELEC EQUIP | LV Type, 6 Module, 4 x 630A Isol, 2 x 160A Fuse Switches, 1 x Spare Module, 1000 x 800 x 400mm, TS475 | NOJAPWR | NOJA POWER | LVC-05 | PURCHASE AS REQUIRED
000022501 | CROSSARM,METAL | STEEL;RHS GALV;5000 MM LG X 100 MM X 200 MM X 4 MM THK;TRANSMISSION SINGLE CROSSARM;FOR DOUBLE CIRCUIT CROSSARM; STANDARD TRANSMISSION HARDWARE; | ERGON | ERGON ENERGY | 5000 X 100 X 200 X 4 | PURCHASE AS REQUIRED
000022502 | RESPIRATOR,AIR FILTERING | DISPOSABLE RESPIRATOR P2;AIR FILTERING PARTICULATE;PROVIDES ADDITIONAL RELIEF FROM LOW VAPOUR PRESSURE ORGANIC VAPOURS;BOX OF 8; | BLKWOOD | J BLACKWOOD & SON LTD | 07794592 | CURRENT
000022502 | RESPIRATOR,AIR FILTERING | DISPOSABLE RESPIRATOR P2;AIR FILTERING PARTICULATE;PROVIDES ADDITIONAL RELIEF FROM LOW VAPOUR PRESSURE ORGANIC VAPOURS;BOX OF 8; | PROTSAFE | PROTECTOR SAFETY PTY LTD | 8577 | CURRENT
000022503 | RESPIRATOR,AIR FILTERING | DISPOSABLE RESPIRATOR P2;AIR FILTERING PARTICULATE;PROVIDES SUITABLE PROTECTION AGAINST ASBESTOS,CEMENT DUST & GENERAL DUSTS; | PROTSAFE | PROTECTOR SAFETY PTY LTD | 9322 | PURCHASE AS REQUIRED
000022041 | COVER,ELECTRICAL EQUIPMENT | LV, High Visibility Insulating Sock, 230 x 110mm, Tubular Shape, for O/Head & U/Ground Apparatus, to AS4202-1994 & AS2225-1994 | BLKWOODS | J BLACKWOOD & SON LTD | 02389851/19003 | PURCHASE AS REQUIRED
000022041 | COVER,ELECTRICAL EQUIPMENT | LV, High Visibility Insulating Sock, 230 x 110mm, Tubular Shape, for O/Head & U/Ground Apparatus, to AS4202-1994 & AS2225-1994 | BALMORAL | BALMORAL ENGINEERING | 19003 | PURCHASE AS REQUIRED
000022041 | COVER,ELECTRICAL EQUIPMENT | LV, High Visibility Insulating Sock, 230 x 110mm, Tubular Shape, for O/Head & U/Ground Apparatus, to AS4202-1994 & AS2225-1994 | BRITECH | BRI-TECH PTY LTD | INSULATING SOCK | PURCHASE AS REQUIRED
000022041 | COVER,ELECTRICAL EQUIPMENT | LV, High Visibility Insulating Sock, 230 x 110mm, Tubular Shape, for O/Head & U/Ground Apparatus, to AS4202-1994 & AS2225-1994 | BALMORAL | BALMORAL ENGINEERING | 19004 ENGX | PURCHASE AS REQUIRED
000022504 | OHMMETER | Milliohm Meter, Digital Display, 0.001 to 200 Ohms Range, 5MA Test Current 4 Terminal Input, Push Button Oper, Auto Ranging, Auto Switch-Off, c/w | AMPLITUD | AMPLITUDE PTY LTD - 396777 | A210-092 | PHASING
000022504 | OHMMETER | Milliohm Meter, Digital Display, 0.001 to 200 Ohms Range, 5MA Test Current 4 Terminal Input, Push Button Oper, Auto Ranging, Auto Switch-Off, c/w | REXEL | REXEL PTY LTD | FAR109279 | PHASING
000022504 | OHMMETER | Milliohm Meter, Digital Display, 0.001 to 200 Ohms Range, 5MA Test Current 4 Terminal Input, Push Button Oper, Auto Ranging, Auto Switch-Off, c/w | REXEL | REXEL PTY LTD | FAR611-953 | PHASING
000022504 | OHMMETER | Milliohm Meter, Digital Display, 0.001 to 200 Ohms Range, 5MA Test Current 4 Terminal Input, Push Button Oper, Auto Ranging, Auto Switch-Off, c/w | TES | TEST EQUIPMENT SOLUTIONS | M210 | PHASING
000022504 | OHMMETER | Milliohm Meter, Digital Display, 0.001 to 200 Ohms Range, 5MA Test Current 4 Terminal Input, Push Button Oper, Auto Ranging, Auto Switch-Off, c/w | RSCOMP | RADIOSPARES COMPONENT PTY LTD | 611-953 | PHASING
000022505 | CIRCUIT BREAKER | INDOOR METAL CLAD SWITCHGEAR & CONTROL GEAR ASSEMBLY;25 KA DOUBLE FEEDER UNIT; 12 KV;1250 AMP;WIRING PROVISION FOR HIGH IMP BZ & OC,EF,SEF,FD ON EACH CIRCUIT; | HAWKSIDD | HAWKER SIDDELEY SWITCHGEAR LTD | 12 KV ECLIPSE | CURRENT
000022506 | BUSBAR | BUSBAR JOGGLE CHAMBER;FOR JOINING HSS ECLIPSE 11 KV SWITCHGEAR TO BROWN BOVERI 11 KV SWITCHGEAR; | HAWKSIDD | HAWKER SIDDELEY SWITCHGEAR LTD | ECLIPSE SW BUS JOGGLE CHAMBER | CURRENT
000022507 | CONVERTER | 110 V;500 W;110-48FT;FANLESS DC/DC CONVERTER;FOR SUBSTN COMMUNICATIONS; | HELIOS | HELIOS POWER SOLUTIONS PL | DCW500-110-48FT | CURRENT
000022517 | SCREW,TAPPING,THREAD CUTTING | TYPE 17 SELF DRILLING POINT;INTEGRAL WASHER W/O SEAL;12 G X 50 MM LG;11 MM PITCH;CLASS 3 GALVANISED;5/16 IN AF HEX HD;PACK OF 100; | CNWPL | CNW PL - SLACKS CREEK | STFS17G121150 | CURRENT
000022517 | SCREW,TAPPING,THREAD CUTTING | TYPE 17 SELF DRILLING POINT;INTEGRAL WASHER W/O SEAL;12 G X 50 MM LG;11 MM PITCH;CLASS 3 GALVANISED;5/16 IN AF HEX HD;PACK OF 100; | STATEWD | STATEWIDE FSTNERS & ENG SPLS PL | S17G121150 | CURRENT
000022517 | SCREW,TAPPING,THREAD CUTTING | TYPE 17 SELF DRILLING POINT;INTEGRAL WASHER W/O SEAL;12 G X 50 MM LG;11 MM PITCH;CLASS 3 GALVANISED;5/16 IN AF HEX HD;PACK OF 100; | CNWPL | CNW PL - SLACKS CREEK | STHC41211050PK100 | CURRENT
000022518 | COVER,ELECTRICAL EQUIPMENT | HD Downlead Cover, 15mm ID, 2.7m Lg, 1.6mm Wall, Black, UV Stablilsed PVC, Fire Retardant, for use on Timber Poles | RMS | RELAY MONITORING SYSTEMS PL | EWG15-FRM | CURRENT
000022518 | COVER,ELECTRICAL EQUIPMENT | HD Downlead Cover, 15mm ID, 2.7m Lg, 1.6mm Wall, Black, UV Stablilsed PVC, Fire Retardant, for use on Timber Poles | TECONN | TE CONNECTIVITY LTD | EG-PVCBUV-270015 | CURRENT
000022521 | ELECTROLYTE POWDER | Beverage Mix, Orange, Low Joule, Low Sodium, Caffeine Free, Sugar Free, for Diabetics & Low Carb Consumers, 3g Sachet to be mixed into 600ml water(P10) | ATOMSUPP | ATOM SUPPLY | 306927 | CURRENT
000022521 | ELECTROLYTE POWDER | Beverage Mix, Orange, Low Joule, Low Sodium, Caffeine Free, Sugar Free, for Diabetics & Low Carb Consumers, 3g Sachet to be mixed into 600ml water(P10) | ATOMSUPP | ATOM SUPPLY | SQEE100 | CURRENT
000022523 | ELECTROLYTE POWDER | Beverage Mix, Lemon-Lime, Low Joule, Low Sodium, Caffeine Free, Sugar Free, for Diabetics & Low Carb Consumers, 3g Sachet to be mixed into 600ml water(P10) | ATOMSUPP | ATOM SUPPLY | 306928 | CURRENT
000022523 | ELECTROLYTE POWDER | Beverage Mix, Lemon-Lime, Low Joule, Low Sodium, Caffeine Free, Sugar Free, for Diabetics & Low Carb Consumers, 3g Sachet to be mixed into 600ml water(P10) | ATOMSUPP | ATOM SUPPLY | SQEE0107 | CURRENT
000022519 | BRACKET,EXTENSION | 15 KN MWT;BRACKET RISER;STEEL;GALV;SHS; 0.6 M EXT;100 MM X 100 MM X 5 MM;1450 MM LG; | DRAWING | DRAWING NO | 10808-A4 REV A | PURCHASE AS REQUIRED
000022519 | BRACKET,EXTENSION | 15 KN MWT;BRACKET RISER;STEEL;GALV;SHS; 0.6 M EXT;100 MM X 100 MM X 5 MM;1450 MM LG; | GREATWST |  | 1450 MM LG 15 KN MWT | PURCHASE AS REQUIRED
000021956 | CONNECTOR,BUSBAR | 25 MM OD;TUBE RUN TO 38 MM OD TUBE TAP TEE CONNECTOR;PACK OF 1;USED IN SUBSTNS ; | DULMISON | DULMISON (AUST) PTY LTD | TT25 | PURCHASE AS REQUIRED
000022463 | CONNECTOR,BUSBAR | 38 MM OD;TUBE RUN TO 25 MM OD TUBE REDUCER CONNECTOR;4 BOLT CONNECTOR; PACK OF 1;USED IN SUBSTNS; | DULMISON | DULMISON (AUST) PTY LTD | RT45 | PURCHASE AS REQUIRED
000021954 | RACK,CABLE | EXTERNAL RISER;300 MM INNER RADIUS; 450 MM W;SUIT NEMA 12B;PACK OF 1,PACK WEIGHT 2.5 KG;USED IN SUBSTNS; | UNISTRUT | UNISTRUT AUSTRALIA (MANUFACTURER) | LEE 134 | PURCHASE AS REQUIRED
000021954 | RACK,CABLE | EXTERNAL RISER;300 MM INNER RADIUS; 450 MM W;SUIT NEMA 12B;PACK OF 1,PACK WEIGHT 2.5 KG;USED IN SUBSTNS; | EZYSTRUT | EZYSTRUT CABLE & PIPE SUPPORTS | N1ER4503H | PURCHASE AS REQUIRED
000022457 | EARTHING EQUIPMENT | PORTABLE;O/D;SINGLE PHASE;16 M LG, 25 SQ MM CU LEAD;C/W COMPRESSION LUGS; REFLECTIVE TAPE & LABELLING;W/O CLAMPS ;RATING O/D 7.0 KA/0.5S AT 2.5 PEAK | PENTA | PENTA AUST (TMAC THEW & MCCANN/HYLEC) | PA11122 | PURCHASE AS REQUIRED
000022457 | EARTHING EQUIPMENT | PORTABLE;O/D;SINGLE PHASE;16 M LG, 25 SQ MM CU LEAD;C/W COMPRESSION LUGS; REFLECTIVE TAPE & LABELLING;W/O CLAMPS ;RATING O/D 7.0 KA/0.5S AT 2.5 PEAK | HYLEC | HYLEC PTY LTD | PORTABLE EARTHING DEVICE | PURCHASE AS REQUIRED
000022457 | EARTHING EQUIPMENT | PORTABLE;O/D;SINGLE PHASE;16 M LG, 25 SQ MM CU LEAD;C/W COMPRESSION LUGS; REFLECTIVE TAPE & LABELLING;W/O CLAMPS ;RATING O/D 7.0 KA/0.5S AT 2.5 PEAK | INTERTEC | INTERTECH ENGINEERING PTY LTD | PORTABLE EARTHING DEVICE | PURCHASE AS REQUIRED
000022457 | EARTHING EQUIPMENT | PORTABLE;O/D;SINGLE PHASE;16 M LG, 25 SQ MM CU LEAD;C/W COMPRESSION LUGS; REFLECTIVE TAPE & LABELLING;W/O CLAMPS ;RATING O/D 7.0 KA/0.5S AT 2.5 PEAK | THEWMCAN | TMAC THEW & MCCANN GROUP | EC-25-16000/EN | PURCHASE AS REQUIRED
000020441 | ELBOW,TERMINATION POWER CABLE. | INSULATED DEAD-BREAK SCREENED SEPARABLE CONNECTORS (ELBOWS);SET OF 3 FOR 3 PHASES;17.5 KV TO SUIT TO SUIT 95 SQ MM AL OR CU CABLE;11 KV;C/W SCREEN | SICAME | SICAME AUSTRALIA PTY LTD | CST630 11 20441 | CURRENT
000020441 | ELBOW,TERMINATION POWER CABLE. | INSULATED DEAD-BREAK SCREENED SEPARABLE CONNECTORS (ELBOWS);SET OF 3 FOR 3 PHASES;17.5 KV TO SUIT TO SUIT 95 SQ MM AL OR CU CABLE;11 KV;C/W SCREEN | STREAM | STREAMLINED ENERGY PTY LTD | SES.11SET12.SKS50-95.EN | CURRENT
000020441 | ELBOW,TERMINATION POWER CABLE. | INSULATED DEAD-BREAK SCREENED SEPARABLE CONNECTORS (ELBOWS);SET OF 3 FOR 3 PHASES;17.5 KV TO SUIT TO SUIT 95 SQ MM AL OR CU CABLE;11 KV;C/W SCREEN | JBJOINT | JB JOINTING SUPPLIES PTY LTD | JB-11-150-SE | CURRENT
000020441 | ELBOW,TERMINATION POWER CABLE. | INSULATED DEAD-BREAK SCREENED SEPARABLE CONNECTORS (ELBOWS);SET OF 3 FOR 3 PHASES;17.5 KV TO SUIT TO SUIT 95 SQ MM AL OR CU CABLE;11 KV;C/W SCREEN | AUSTMOLD | AUSTRALMOLD PTY LTD | 3CK430TB-430CA-16-SB95+SL | CURRENT
000020441 | ELBOW,TERMINATION POWER CABLE. | INSULATED DEAD-BREAK SCREENED SEPARABLE CONNECTORS (ELBOWS);SET OF 3 FOR 3 PHASES;17.5 KV TO SUIT TO SUIT 95 SQ MM AL OR CU CABLE;11 KV;C/W SCREEN | NKT | NKT CABLES AUSTRALIA P/L | CB17.5-630 TYPE:5003 | CURRENT
000020441 | ELBOW,TERMINATION POWER CABLE. | INSULATED DEAD-BREAK SCREENED SEPARABLE CONNECTORS (ELBOWS);SET OF 3 FOR 3 PHASES;17.5 KV TO SUIT TO SUIT 95 SQ MM AL OR CU CABLE;11 KV;C/W SCREEN | INTERTEC | INTERTECH ENGINEERING PTY LTD | EGX20441 | CURRENT
000020442 | COUPLING CONNECTOR. | COUPLING CONN WITH SHORT INSULATED DEAD-BREAK SCREENED SEPARABLE CONN (ELBOWS);17.5 KV TO SUIT 11 KV SYSTEM; C/W 95-240 SQ MM AL OR CU SHEAR BOLT | SICAME | SICAME AUSTRALIA PTY LTD | CSC630 11 20442 | CURRENT
000020442 | COUPLING CONNECTOR. | COUPLING CONN WITH SHORT INSULATED DEAD-BREAK SCREENED SEPARABLE CONN (ELBOWS);17.5 KV TO SUIT 11 KV SYSTEM; C/W 95-240 SQ MM AL OR CU SHEAR BOLT | STREAM | STREAMLINED ENERGY PTY LTD | SES.11SEHDK13.1.SKS95-240.EN | CURRENT
000020442 | COUPLING CONNECTOR. | COUPLING CONN WITH SHORT INSULATED DEAD-BREAK SCREENED SEPARABLE CONN (ELBOWS);17.5 KV TO SUIT 11 KV SYSTEM; C/W 95-240 SQ MM AL OR CU SHEAR BOLT | NKT | NKT CABLES AUSTRALIA P/L | CC17.5-630 TYPE;5003 | CURRENT
000022322 | TERMINAL,LUG | DRILLED 2 HOLE PALM;44.5 MM CENTRES; TINNED COPPER,CRIMP TYPE;FOR 95 SQ MM, 37/1.78 MM COPPER COND;FOR 2 X M12 BOLTS ;FOR USE WITH INTELLIRUPER; | UTILUX |  | CG95LPM12-45 | CURRENT
000022527 | WHEEL,ABRASIVE | GENERAL PURPOSE GRINDING WHEEL; DEPRESSED CENTRE;MAX 15300 RPM,GLASS FIBRE REINFORCED;100 MM DIA X 6 MM THK X 16 MM DIA HOLE;U/W METABO MODEL W8-100 | CNWPL | CNW PL - SLACKS CREEK | SSTF6310260 | CURRENT
000022527 | WHEEL,ABRASIVE | GENERAL PURPOSE GRINDING WHEEL; DEPRESSED CENTRE;MAX 15300 RPM,GLASS FIBRE REINFORCED;100 MM DIA X 6 MM THK X 16 MM DIA HOLE;U/W METABO MODEL W8-100 | STATEWD | STATEWIDE FSTNERS & ENG SPLS PL | FLEXOVIT 6310260 | CURRENT
000022527 | WHEEL,ABRASIVE | GENERAL PURPOSE GRINDING WHEEL; DEPRESSED CENTRE;MAX 15300 RPM,GLASS FIBRE REINFORCED;100 MM DIA X 6 MM THK X 16 MM DIA HOLE;U/W METABO MODEL W8-100 | GLENFORD | GLENFORDS TOOL CENTRE | FLEXOVIT 6310260 | CURRENT
000022527 | WHEEL,ABRASIVE | GENERAL PURPOSE GRINDING WHEEL; DEPRESSED CENTRE;MAX 15300 RPM,GLASS FIBRE REINFORCED;100 MM DIA X 6 MM THK X 16 MM DIA HOLE;U/W METABO MODEL W8-100 | C&LTOOL | CALTCO T/A C&L TOOL CENTRE | FLEXOVIT 6310260 | CURRENT
000022527 | WHEEL,ABRASIVE | GENERAL PURPOSE GRINDING WHEEL; DEPRESSED CENTRE;MAX 15300 RPM,GLASS FIBRE REINFORCED;100 MM DIA X 6 MM THK X 16 MM DIA HOLE;U/W METABO MODEL W8-100 | BLKWOODS | J BLACKWOOD & SON LTD | FLEXOVIT 6310260 | CURRENT
000022527 | WHEEL,ABRASIVE | GENERAL PURPOSE GRINDING WHEEL; DEPRESSED CENTRE;MAX 15300 RPM,GLASS FIBRE REINFORCED;100 MM DIA X 6 MM THK X 16 MM DIA HOLE;U/W METABO MODEL W8-100 | TDETOOLS | TRADE TOOLS DIRECT (GEEBUNG) | FLEXOVIT 6310260 | CURRENT
000022526 | WHEEL,ABRASIVE | GENERAL PURPOSE FLAT CUTTING WHEEL; FOR FERROUS METALS ONLY;MAX 15300 RPM, GLASS FIBRE REINFORCED;100 MM DIA X 2.5 MM THK X 16 MM DIA HOLE;U/W METABO | CNWPL | CNW PL - SLACKS CREEK | STF1010216 | PHASING
000022526 | WHEEL,ABRASIVE | GENERAL PURPOSE FLAT CUTTING WHEEL; FOR FERROUS METALS ONLY;MAX 15300 RPM, GLASS FIBRE REINFORCED;100 MM DIA X 2.5 MM THK X 16 MM DIA HOLE;U/W METABO | STATEWD | STATEWIDE FSTNERS & ENG SPLS PL | FLEXOVIT 1010216 | PHASING
000022526 | WHEEL,ABRASIVE | GENERAL PURPOSE FLAT CUTTING WHEEL; FOR FERROUS METALS ONLY;MAX 15300 RPM, GLASS FIBRE REINFORCED;100 MM DIA X 2.5 MM THK X 16 MM DIA HOLE;U/W METABO | GLENFORD | GLENFORDS TOOL CENTRE | FLEXOVIT 1010216 | PHASING
000022526 | WHEEL,ABRASIVE | GENERAL PURPOSE FLAT CUTTING WHEEL; FOR FERROUS METALS ONLY;MAX 15300 RPM, GLASS FIBRE REINFORCED;100 MM DIA X 2.5 MM THK X 16 MM DIA HOLE;U/W METABO | BLKWOODS | J BLACKWOOD & SON LTD | FLEXOVIT 1010216 | PHASING
000022526 | WHEEL,ABRASIVE | GENERAL PURPOSE FLAT CUTTING WHEEL; FOR FERROUS METALS ONLY;MAX 15300 RPM, GLASS FIBRE REINFORCED;100 MM DIA X 2.5 MM THK X 16 MM DIA HOLE;U/W METABO | TDETOOLS | TRADE TOOLS DIRECT (GEEBUNG) | FLEXOVIT 1010216 | PHASING
000022526 | WHEEL,ABRASIVE | GENERAL PURPOSE FLAT CUTTING WHEEL; FOR FERROUS METALS ONLY;MAX 15300 RPM, GLASS FIBRE REINFORCED;100 MM DIA X 2.5 MM THK X 16 MM DIA HOLE;U/W METABO | C&LTOOL | CALTCO T/A C&L TOOL CENTRE | FLEXOVIT 1010216 | PHASING
000022526 | WHEEL,ABRASIVE | GENERAL PURPOSE FLAT CUTTING WHEEL; FOR FERROUS METALS ONLY;MAX 15300 RPM, GLASS FIBRE REINFORCED;100 MM DIA X 2.5 MM THK X 16 MM DIA HOLE;U/W METABO | ATOMSUPP | ATOM SUPPLY | 92640041 | PHASING
000022456 | EARTHING EQUIPMENT | PORTABLE;O/D;SINGLE PHASE;6 M LG;25 SQ MM CU LEAD;C/W COMPRESSION LUGS; REFLECTIVE TAPE & LABELLING;W/O CLAMPS; RATING O/D 7.0 KA/0.5S AT 2.5 PEAK | PENTA | PENTA AUST (TMAC THEW & MCCANN/HYLEC) | PA11124 | PURCHASE AS REQUIRED
000022456 | EARTHING EQUIPMENT | PORTABLE;O/D;SINGLE PHASE;6 M LG;25 SQ MM CU LEAD;C/W COMPRESSION LUGS; REFLECTIVE TAPE & LABELLING;W/O CLAMPS; RATING O/D 7.0 KA/0.5S AT 2.5 PEAK | HAYMANS | HAYMANS ELECTRICAL | T&MEC-25-6000/EN | PURCHASE AS REQUIRED
000022456 | EARTHING EQUIPMENT | PORTABLE;O/D;SINGLE PHASE;6 M LG;25 SQ MM CU LEAD;C/W COMPRESSION LUGS; REFLECTIVE TAPE & LABELLING;W/O CLAMPS; RATING O/D 7.0 KA/0.5S AT 2.5 PEAK | HYLEC | HYLEC PTY LTD | PORTABLE EARTHING DEVICE | PURCHASE AS REQUIRED
000022456 | EARTHING EQUIPMENT | PORTABLE;O/D;SINGLE PHASE;6 M LG;25 SQ MM CU LEAD;C/W COMPRESSION LUGS; REFLECTIVE TAPE & LABELLING;W/O CLAMPS; RATING O/D 7.0 KA/0.5S AT 2.5 PEAK | INTERTEC | INTERTECH ENGINEERING PTY LTD | PORTABLE EARTHING DEVICE | PURCHASE AS REQUIRED
000022456 | EARTHING EQUIPMENT | PORTABLE;O/D;SINGLE PHASE;6 M LG;25 SQ MM CU LEAD;C/W COMPRESSION LUGS; REFLECTIVE TAPE & LABELLING;W/O CLAMPS; RATING O/D 7.0 KA/0.5S AT 2.5 PEAK | THEWMCAN | TMAC THEW & MCCANN GROUP | EC-25-6000/EN | PURCHASE AS REQUIRED
000022456 | EARTHING EQUIPMENT | PORTABLE;O/D;SINGLE PHASE;6 M LG;25 SQ MM CU LEAD;C/W COMPRESSION LUGS; REFLECTIVE TAPE & LABELLING;W/O CLAMPS; RATING O/D 7.0 KA/0.5S AT 2.5 PEAK | THEWMCAN | TMAC THEW & MCCANN GROUP | 22456 | PURCHASE AS REQUIRED
000022528 | DIE,CRIMPING TOOL | STEEL;HEX;16.5 AF;TO SUIT 120 SQ MM CCT; U/W UTILUX COMPRESSION TOOL 38A OR EQUIV;PACK OF 1; | UTILUX |  | 38-165AL/1 | PURCHASE AS REQUIRED
000022528 | DIE,CRIMPING TOOL | STEEL;HEX;16.5 AF;TO SUIT 120 SQ MM CCT; U/W UTILUX COMPRESSION TOOL 38A OR EQUIV;PACK OF 1; | TEN | THE ENERGY NETWORK | K12-16.5-AL | PURCHASE AS REQUIRED
000022529 | PC-SACS. | PASSIVE BACKPLANE;14 SLOTS;4 PCI;9 ISA; EQUIPMENT USED FOR POW;PACK OF 1; | TI2 | TI2 PTY LTD | HPCI-14S/ATX | PURCHASE AS REQUIRED
000022530 | CABLE,FIBRE OPTIC | ONLY USED IN SCADA PROJECTS AT VIC PARK; PLASTIC FIBRE OPTIC,FIRE RETARDANT CABLE;USED TO SERIALLY CONNECT SUBSTN DEVICES;DRUM SIZE 500 M; | DIGILIN |  | PLASTIC FIBRE OPTIC | PHASING
000022530 | CABLE,FIBRE OPTIC | ONLY USED IN SCADA PROJECTS AT VIC PARK; PLASTIC FIBRE OPTIC,FIRE RETARDANT CABLE;USED TO SERIALLY CONNECT SUBSTN DEVICES;DRUM SIZE 500 M; | DI MOTO | DIMOTO PTY LTD | PFU-UD1002-22-E | PHASING
000021056 | GRIP,CABLE,JAW | Conductor Grip, 2T (20kN) WLL, Trigger Grip c/w Safety Latch & Etching w/-Make, Model, Min-Max Dia, suit Wire/Cable Type, Month/Year Stamped on Delivery | ALLTRADE | ALLTRADE MANUFACTURING PTY LTD | PARALLEL JAWS 5-28 MM DIA | CURRENT
000021056 | GRIP,CABLE,JAW | Conductor Grip, 2T (20kN) WLL, Trigger Grip c/w Safety Latch & Etching w/-Make, Model, Min-Max Dia, suit Wire/Cable Type, Month/Year Stamped on Delivery | ENERGYNW | THE ENERGY NETWORK | PARALLEL JAWS 5-28 MM DIA | CURRENT
000021056 | GRIP,CABLE,JAW | Conductor Grip, 2T (20kN) WLL, Trigger Grip c/w Safety Latch & Etching w/-Make, Model, Min-Max Dia, suit Wire/Cable Type, Month/Year Stamped on Delivery | SPECFORC | SPECIALISED FORCE | MIGHTY-20-GRIP-EQ | CURRENT
000022460 | SIGN | Gravoply Clear Perspex, Legend NON-COMMISSIONED, 80 x 25 x 23mm, White with Black Text, 60 x 20mm, Dwg CCSTD-AR081-01, suit 1A Fuse Link | UES | UTILITY ENGRAVING & SIGNS | LABEL GRAVOPLYY01 | CURRENT
000022461 | SIGN | Gravoply Clear Perspex, Legend OUT OF SERVICE, 80 x 25 x 23mm, Yellow with Black Text, 60 x 20mm, Dwg CCSTD-AR081-01, suit 1A Fuse Link | UES | UTILITY ENGRAVING & SIGNS | LABEL GRAVOPLY | CURRENT
000022462 | SIGN | Gravoply Clear Perspex, Legend ISOLATED, 80 x 25 x 23mm, Red with White Text, 60 x 20mm, Dwg CCSTD-AR081-01, suit 1A Fuse Link | UES | UTILITY ENGRAVING & SIGNS | LABEL GRAVOPLY | CURRENT
000022534 | TEST KIT | Digital Micro Ohm Meter Kit, 4 Terminal, 240V Mains or Battery Powered, 10A Test Current, Range 0.1 to 2500 micro-ohm | CNWPL | CNW PL - SLACKS CREEK | DLRO10HD-EX | CURRENT
000022534 | TEST KIT | Digital Micro Ohm Meter Kit, 4 Terminal, 240V Mains or Battery Powered, 10A Test Current, Range 0.1 to 2500 micro-ohm | REXEL | REXEL PTY LTD | MEGDLRO10HD-EX | CURRENT
000022534 | TEST KIT | Digital Micro Ohm Meter Kit, 4 Terminal, 240V Mains or Battery Powered, 10A Test Current, Range 0.1 to 2500 micro-ohm | MEGGER | MEGGER PTY LTD | DLRO10HD-EX | CURRENT
000022535 | FUSE ELEMENT,ELEC | 65 AMP;12 KV;DROPOUT FUSE LINK,ANSI CLASS N TYPE;660 MM LG;W/REMOVABLE BUTTON HEAD;FOR 900 KVAR CAPACITOR BANK;65 N PISITROL FUSE; | ADAPT | ADAPT AUSTRALIA PTY LTD | 267065R3 | STRATEGIC SPARE
000022531 | BRACKET,MOUNTING | STEEL;GALV;FOR POLE CENTRALLY MTD NGK MANUALLY OPERATED LOAD BREAK SWITCH, SC22437;PALLET OF 20; | HAYMAN | HAYMANS INDUSTRIES PTY LTD | 22531 | CURRENT
000022531 | BRACKET,MOUNTING | STEEL;GALV;FOR POLE CENTRALLY MTD NGK MANUALLY OPERATED LOAD BREAK SWITCH, SC22437;PALLET OF 20; | GLOBAL | GLOBAL MANUFACTURING GROUP | BKT LOAD BREAK SWITCH | CURRENT
000022533 | POWER BOARD. | CREST POWER BOARD;STANDBY POWER BOARD;FOR U/W ENERGY CONVERSATION COMMUNITIES CUSTOMER INCENTIVE PACKAGE;POWER BOARD HAS DEMAND SIDE | CREST | CREST ELECTRONICS BRENDALE QLD | ESPBS6C | CURRENT
000022466 | FUSEHOLDER | SURFACE MTG;BACK CONNECTING-TWO-STUD; 63 AMP;415 V AC;BOLT-IN;OFFSET TAGS; WHITE;AS2005;SUITABLE FOR FITTING COPPER LINK OF HRC CARTRIDGES;USED IN | LAWRENCE | LAWRENCE & HANSON | FUSEHOLDER 63 AMP | PURCHASE AS REQUIRED
000022466 | FUSEHOLDER | SURFACE MTG;BACK CONNECTING-TWO-STUD; 63 AMP;415 V AC;BOLT-IN;OFFSET TAGS; WHITE;AS2005;SUITABLE FOR FITTING COPPER LINK OF HRC CARTRIDGES;USED IN | IPD | IPD GROUP LIMITED | RS63PWH | PURCHASE AS REQUIRED
000022538 | INSULATION SLEEVING,ELEC,SPEC | INSULATING BOOT;12-24 KV;RIGHT ANGLE; SET OF 3;ABB KABELDON-KAP 300 U;RUBBER BOOT TO SUIT CONDUCTOR CROSS-SECTION 25-300 SQ MM;C/W REMOVABLE PLASTIC PLUG; | JBJOINT | JB JOINTING SUPPLIES PTY LTD | JB-TBC-11 | CURRENT
000022538 | INSULATION SLEEVING,ELEC,SPEC | INSULATING BOOT;12-24 KV;RIGHT ANGLE; SET OF 3;ABB KABELDON-KAP 300 U;RUBBER BOOT TO SUIT CONDUCTOR CROSS-SECTION 25-300 SQ MM;C/W REMOVABLE PLASTIC PLUG; | ABB | ABB FAN PTY LTD | R/ANGLE BOOT 12-24 KV KAP300 U | CURRENT
000022536 | TESTER | TEST ADAPTER;FOR 12/24/36 KV-630 AMP BRANCH CONNECTORS CB & COUPLING CONNECTORS CC (ELBOWS);SET OF 3;TYPE PAK 630 M12 (L=310 MM);REFERENCE 3105012 | NKT | NKT CABLES AUSTRALIA P/L | PAK 630 M12 (L=310 MM) 3105012 | CURRENT
000022537 | PLUG. | END PLUG;FOR BRANCH CONNECTOR CB 17.5-630 ELBOW;SET OF 3;EAS 630-END PLUG FOR CB;REFERENCE 73170042; | NKT | NKT CABLES AUSTRALIA P/L | EAS 630-END PLUG-CB 73170042 | CURRENT
000022539 | BOLT,MACHINE | THREADED TINNED COPPER BOLT SET;M12, (M12-M12) FOR CC 17.5-630 NKT ELBOW; ITEMS TO BE PACK IN SET OF 3; | NKT | NKT CABLES AUSTRALIA P/L | THD BOLT SET OF 3 CU (M12-M12) | CURRENT
000022540 | PLUG. | INSULATING PLUG;M12;FOR CB 17.5 KV-630 AMP NKT ELBOWS;ACTS AS CAPACITOR VOLTAGE TRANSFORMER;SET OF 3;SPARE PART TO REPLACE CHIPPED INSULATING | NKT | NKT CABLES AUSTRALIA P/L | M12 PLUG-CB 17.5-630 SET OF 3 | CURRENT
000022438 | ACTUATOR,MECHANICAL,MANUAL: | LINK STICK OPERATED;FOR OPERATING LOAD BREAK SWITCH SC22437 & REFURBED SWITCH 922437;SUPPLIED WITH 5 M LG ROD & CARTON OF ACCESSORIES; | NGK | NGK STANGER PTY LTD | 95110-5MSP | PURCHASE AS REQUIRED
000022438 | ACTUATOR,MECHANICAL,MANUAL: | LINK STICK OPERATED;FOR OPERATING LOAD BREAK SWITCH SC22437 & REFURBED SWITCH 922437;SUPPLIED WITH 5 M LG ROD & CARTON OF ACCESSORIES; | NGK | NGK STANGER PTY LTD | 91816EX/3S | PURCHASE AS REQUIRED
000022514 | KIT,CONNECTION | SWITCH-FUSE OR ISOLATOR PARALLEL KIT; DOUBLE STRIP RAILING KIT;10 MM GAP DOUBLE GANGED FUSE SWITCH;3 X 240/300 SQ MM CABLES PER PHASE;KIT ONLY FOR JOINING | PENTA | PENTA AUST (TMAC THEW & MCCANN/HYLEC) | PA22417 | CURRENT
000022514 | KIT,CONNECTION | SWITCH-FUSE OR ISOLATOR PARALLEL KIT; DOUBLE STRIP RAILING KIT;10 MM GAP DOUBLE GANGED FUSE SWITCH;3 X 240/300 SQ MM CABLES PER PHASE;KIT ONLY FOR JOINING | HYLEC | HYLEC PTY LTD | HSL8990669PK_PSD2 | CURRENT
000022549 | INSULATION SLEEVING,ELEC,SPEC | INSULATING BOOT;12-24 KV;RIGHT ANGLE;SET OF 3;3M TERMINAL PROTECTOR TP-500;EPDM RUBBER;TO SUIT CONDUCTOR CROSS-SECTION 25-300 SQ MM;C/W REMOVABLE RUBBER PLUG | INTERTEC | INTERTECH ENGINEERING PTY LTD | TP-500 | CURRENT
000022549 | INSULATION SLEEVING,ELEC,SPEC | INSULATING BOOT;12-24 KV;RIGHT ANGLE;SET OF 3;3M TERMINAL PROTECTOR TP-500;EPDM RUBBER;TO SUIT CONDUCTOR CROSS-SECTION 25-300 SQ MM;C/W REMOVABLE RUBBER PLUG | INTERTEC | INTERTECH ENGINEERING PTY LTD | 3M TERMINAL PROTECTOR TP-500 | CURRENT
000022549 | INSULATION SLEEVING,ELEC,SPEC | INSULATING BOOT;12-24 KV;RIGHT ANGLE;SET OF 3;3M TERMINAL PROTECTOR TP-500;EPDM RUBBER;TO SUIT CONDUCTOR CROSS-SECTION 25-300 SQ MM;C/W REMOVABLE RUBBER PLUG | INTERTEC | INTERTECH ENGINEERING PTY LTD | IE-3103-8018-3 | CURRENT
000022467 | RELAY,ELECTROMAGNETIC | CONTACTOR;4P;63 AMP NC CONTACTS;110 V DC COIL;U/W BATTERY SUPERVISION;USED IN SUBSTNS; | NHP | NHP ELECTRICAL ENGINEERING | GH15GN04110VDC | CURRENT
000022553 | CHANNEL,STRUCTURAL | STEEL;GALV;HOT DIPPED;SLOTTED;41.3 MM W; 41.3 MM H;2.5 MM THK;2.7 KG/M, 1.2 M LG; PACK OF 1;PACK WEIGHT 3.1 KG; | EZYSTRUT | EZYSTRUT CABLE & PIPE SUPPORTS | E1000S1200H | CURRENT
000022468 | SWITCH. | 4 AMP;10 KA;3P;DIN RAIL MTG;W/- AUX CO CONTACT BLOCK & 4 POLE COVERS;U/W 110 V VT SECONDARY;USED IN SUBSTNS;ALL 3 ITEMS TO BE PACKAGED INTO 1 PLASTIC BAG; | NHP | NHP ELECTRICAL ENGINEERING | DTCB10304C,DTAUXAL,DTPC4 | PURCHASE AS REQUIRED
000022556 | TRANSFORMER,CURRENT | LV MONITORING CT;800/5 AMP;5 VA BURDEN; EXT RNGE 200%;CLASS 0.5S;INWARD FACING TERMINALS (WHEN FITTED TO BUSHING); P1 STAMPED ON SAME SIDE AS TERMINALS; | WFENERGY | WF ENERGY CONTROLS | W-3288 | PURCHASE AS REQUIRED
000022557 | PADLOCK | SOLID BRASS CASE;STAINLESS STEEL SHACKLE (5 MM - 6 MM);50 MM SHACKLE CLEARANCE;NO KEYS;KEYED ALIKE TO M0444/S8;FOR MOBILE GENERATORS & HV PLANT;PACK OF 10; | LARSENS |  | OZ 223 | CURRENT
000022557 | PADLOCK | SOLID BRASS CASE;STAINLESS STEEL SHACKLE (5 MM - 6 MM);50 MM SHACKLE CLEARANCE;NO KEYS;KEYED ALIKE TO M0444/S8;FOR MOBILE GENERATORS & HV PLANT;PACK OF 10; | LARSENS |  | OZ1/222/S50/S8 | CURRENT
000022512 | COVER,TERMINAL | TERMINAL COMPARTMENT COVER; ;SUITABLE FOR JEAN MULLER LV SWBD DOUBLE GANG FUSE SWITCH; | PENTA | PENTA AUST (TMAC THEW & MCCANN/HYLEC) | PA21870 | CURRENT
000022512 | COVER,TERMINAL | TERMINAL COMPARTMENT COVER; ;SUITABLE FOR JEAN MULLER LV SWBD DOUBLE GANG FUSE SWITCH; | HYLEC | HYLEC PTY LTD | HSL8950675KC | CURRENT
000022511 | SWITCH-DISCONNECTOR | 1000 AMP;ISOLATOR;3 POLE (REAR CONNECTION);SL3-3X3/1000/ARO/110/TM3; 1250 AMP LINK; "JEAN MULLER"; | PENTA | PENTA AUST (TMAC THEW & MCCANN/HYLEC) | PA22070 | CURRENT
000022511 | SWITCH-DISCONNECTOR | 1000 AMP;ISOLATOR;3 POLE (REAR CONNECTION);SL3-3X3/1000/ARO/110/TM3; 1250 AMP LINK; "JEAN MULLER"; | HYLEC | HYLEC PTY LTD | L3020322TGL | CURRENT
000022542 | SWITCH-DISCONNECTOR | 2000 AMP;ISOLATOR;3 POLE (GANGED REAR CONNECTION);2 XSL3-3X3/910/ARO/110/TM3; 1250 AMP LINK; | PENTA | PENTA AUST (TMAC THEW & MCCANN/HYLEC) | PA21787 | CURRENT
000022542 | SWITCH-DISCONNECTOR | 2000 AMP;ISOLATOR;3 POLE (GANGED REAR CONNECTION);2 XSL3-3X3/910/ARO/110/TM3; 1250 AMP LINK; | HYLEC | HYLEC PTY LTD | HS2XL3020239RK | CURRENT
000022543 | LINK,SOLID | JEAN MULLER LINK SOLID;1250 AMP;HYLEC/ JEAN MULLER PART NO. N8387610; "JEAN MULLER"; | PENTA | PENTA AUST (TMAC THEW & MCCANN/HYLEC) | PA22138 | CURRENT
000022543 | LINK,SOLID | JEAN MULLER LINK SOLID;1250 AMP;HYLEC/ JEAN MULLER PART NO. N8387610; "JEAN MULLER"; | HYLEC | HYLEC PTY LTD | N8387610 | CURRENT
000022544 | CONNECTOR ASSEMBLY,ELECTRICAL. | EXTENSION PALM KIT;FOR 2 X 240 SQ MM CABLES PER PHASE;INCLUDES 3 X CONNECTION PALMS;COVER;BOLT PACK;PART NO. HSL8390600 & HSL8950666; | PENTA | PENTA AUST (TMAC THEW & MCCANN/HYLEC) | PA21867 | CURRENT
000022544 | CONNECTOR ASSEMBLY,ELECTRICAL. | EXTENSION PALM KIT;FOR 2 X 240 SQ MM CABLES PER PHASE;INCLUDES 3 X CONNECTION PALMS;COVER;BOLT PACK;PART NO. HSL8390600 & HSL8950666; | HYLEC | HYLEC PTY LTD | HSL8390600SK_PSD1 | CURRENT
000022509 | FUSE-SWITCH COMBINATION. | JEAN MULLER;LV SWITCHGEAR;160 AMP;3 POLE FUSE SWITCH;C/W ITEM BOTTOM CONNECT, INCLUDES 160 AMP FUSE SWITCH; "JEAN MULLER"; | HYLEC | HYLEC PTY LTD | HS1XL5061001 | CURRENT
000022545 | SWITCH,FUSED | 630A, 660V, 3 Pole, HRC Fuseway, Bottom Terminal Connectors, suit Jean Muller LV Switchboard (scm) | PENTA | PENTA AUST (TMAC THEW & MCCANN/HYLEC) | PA21782 | CURRENT
000022545 | SWITCH,FUSED | 630A, 660V, 3 Pole, HRC Fuseway, Bottom Terminal Connectors, suit Jean Muller LV Switchboard (scm) | HYLEC | HYLEC PTY LTD | HS1XL3031096FK_PSD1 | CURRENT
000022545 | SWITCH,FUSED | 630A, 660V, 3 Pole, HRC Fuseway, Bottom Terminal Connectors, suit Jean Muller LV Switchboard (scm) | WILSON | WILSON TRANSFORMER CO. PTY LTD | 816-7261N10 | CURRENT
000022546 | FUSE-SWITCH COMBINATION. | 1260 Aamp;Fuse Switch;3 Pole;Bottom Connect,Includes 2 x 630 Amp Fuse Switch Joined Together With Cable Connection Kit;Includes EGX prllel kit w/PSD2 "Jean | PENTA | PENTA AUST (TMAC THEW & MCCANN/HYLEC) | PA21789 | CURRENT
000022546 | FUSE-SWITCH COMBINATION. | 1260 Aamp;Fuse Switch;3 Pole;Bottom Connect,Includes 2 x 630 Amp Fuse Switch Joined Together With Cable Connection Kit;Includes EGX prllel kit w/PSD2 "Jean | HYLEC | HYLEC PTY LTD | HS2XL3031096FK_PSD2 | CURRENT
000022508 | KIT,CONNECTION | PARALLEL CONNECTION KIT;FOR DOUBLE GANGED FUSE SWITCH;4 X 240 SQ MM CABLES PER PHASE;KIT ONLY FOR JOINING 2 X 630 AMP/1000 AMP FUSE SWITCH TOGETHER; | PENTA | PENTA AUST (TMAC THEW & MCCANN/HYLEC) | PA21868 | CURRENT
000022508 | KIT,CONNECTION | PARALLEL CONNECTION KIT;FOR DOUBLE GANGED FUSE SWITCH;4 X 240 SQ MM CABLES PER PHASE;KIT ONLY FOR JOINING 2 X 630 AMP/1000 AMP FUSE SWITCH TOGETHER; | HYLEC | HYLEC PTY LTD | HSL8390921PK | CURRENT
000022560 | RELAY,ELECTROMAGNETIC | CONTACTOR;3P;350 AMP;AC-1 RATING;210 AMP AC-3 RATING;415 V AC;UW SUBSTN ACO BOARD;DWG MASTER CCMAST-SC189-01/H; SIZE 208 X 200;WEIGHT 7.2 KG;USED IN | CNWPL | CNW PL - SLACKS CREEK | GH15RT3415V | CURRENT
000022560 | RELAY,ELECTROMAGNETIC | CONTACTOR;3P;350 AMP;AC-1 RATING;210 AMP AC-3 RATING;415 V AC;UW SUBSTN ACO BOARD;DWG MASTER CCMAST-SC189-01/H; SIZE 208 X 200;WEIGHT 7.2 KG;USED IN | REXEL | REXEL PTY LTD | NHPGH15RT-30-415V | CURRENT
000022560 | RELAY,ELECTROMAGNETIC | CONTACTOR;3P;350 AMP;AC-1 RATING;210 AMP AC-3 RATING;415 V AC;UW SUBSTN ACO BOARD;DWG MASTER CCMAST-SC189-01/H; SIZE 208 X 200;WEIGHT 7.2 KG;USED IN | NHP | NHP ELECTRICAL ENGINEERING | GH15RT3P415VAC | CURRENT
000020423 | JOINT,ELECTRICAL POWER CABLE | 33kV Screen-Break Transition Joint, Heatshrink, 1Ph, 1 Core, suit 1000mm2 Al TRXLPE/CWS/LAT/LLDPE/MDPE to 800mm2 XLPE/CCU/MDPE c/w Barriered Shear Bolt | TECONN | TE CONNECTIVITY LTD | MXSU-EX528 | STRATEGIC SPARE
000022567 | CONVERTER | 110 V / 48 V DC;500 W;CONVERTER; | AMTEX | AMTEX ELECTRONICS | BAP319F-110-48-FT | PURCHASE AS REQUIRED
000022473 | RELAY,ELECTROMAGNETIC | 32 V DC COIL;30 V DC/110 V AC CONT; 10 AMP NOM;2 CO CONT;BI STABLE LATCHING OPERATION;PLUG-IN TO RAIL MOUNT SOCKET SC16593;PACK OF 1; | HAYMANS | HAYMANS ELECTRICAL | IDCRR2KP-U-DC32 | CURRENT
000022475 | TERMINAL BLOCK | FEMALE TEST CONNECTOR;INSULATED PHOENIX TYPE PSB 4/15/6;SUIT PHOENIX TERMINAL TYPE UK 6 N & UK10 N; PACK OF 100; | HAYMANS | HAYMANS ELECTRICAL | PHO0303419 | CURRENT
000022515 | CHARGER,BATTERY | SINGLE PHASE, 240 V AC INPUT;110 V, 20 AMP OUTPUT;FREE STANDING CUBICLE TYPE;1150 H X 1000 W X 680 D;U/W 160 A/H BATTERY BANK SC18934;(WALL MTD RACK | BRODRIBB | M BRODRIBB PTY LTD (MANUFACTURER) | D5703.1.-0110-0020-02 | PHASING
000022472 | TERMINAL,LUG | FLAT PALM;COPPER;BUSBAR CONNECTOR; TINNED;EGX DWG - LOSTD-EC043-02; | ERGON | ERGON ENERGY | FLAT PALM COPPER | CURRENT
000022471 | TERMINAL,LUG | FLAT PALM;COPPER;BUSBAR CONNECTOR; TINNED;EGX DWG - LOSTD-EC043-01; | ERGON | ERGON ENERGY | FLAT PALM COPPER | CURRENT
000022569 | JOINT,ELECTRICAL POWER CABLE | 110 KV;1.3 SQ IN TO 1000 SQ MM HOLLOW CORE AL CONDUCTOR;1 CORE;OIL FILLED; PAPER INSULATED;ALUM SHEATH; TRANSITION BICC-TAIHAN;F809/810 RNA | TAIHAN | TAIHAN ELECTRIC WIRE CO LTD | TEX-K-100531 JT | PURCHASE AS REQUIRED
000022570 | CABLE,POWER,ELECTRICAL | 110 KV;1000 SQ MM HOLLOW CORE AL CONDUCTOR;1 CORE;OIL FILLED;PAPER INSULATED;CORRUGATED ALUMINIUM SHEATH; FOR F809/810 RNA RELOCATION; | TAIHAN | TAIHAN ELECTRIC WIRE CO LTD | TEX-K-100531 | PURCHASE AS REQUIRED
000022480 | TERMINAL,LUG | BOLTED RUN PALM TAP;ALUMINIUM TYPE; 630 AMP;4 HOLE 18 MM DIA PALM;60 MM CENTRES;SUIT 61/3.75 AAAC CABLE; USED IN SUBSTNS; | PLP AUST | PREFORMED LINE PRODUCTS (AUST) | BRPT-338-P6 | PURCHASE AS REQUIRED
000022479 | TERMINAL,LUG | BOLTED RUN PALM TAP;ALUMINIUM TYPE; 630 AMP;4 HOLE 18 MM DIA PALM;60 MM CENTRES;SUIT 37/3.75 AAAC CABLE; USED IN SUBSTNS; | PLP AUST | PREFORMED LINE PRODUCTS (AUST) | BRPT-263-AS8 | PURCHASE AS REQUIRED
000022591 | INTERLOCK,MECHANICAL | MECHANICAL INTERLOCK FOR CONTACTOR SC22560;SUBSTN ACO BOARDS; DWG-CMAST-SC189-01;AMT H; | CNWPL | CNW PL - SLACKS CREEK | BM3H | CURRENT
000022591 | INTERLOCK,MECHANICAL | MECHANICAL INTERLOCK FOR CONTACTOR SC22560;SUBSTN ACO BOARDS; DWG-CMAST-SC189-01;AMT H; | REXEL | REXEL PTY LTD | NHPBM3H | CURRENT
000022591 | INTERLOCK,MECHANICAL | MECHANICAL INTERLOCK FOR CONTACTOR SC22560;SUBSTN ACO BOARDS; DWG-CMAST-SC189-01;AMT H; | NHP | NHP ELECTRICAL ENGINEERING | BM3H | CURRENT
000022592 | CONTACT. | CONTACT AUXILIARY SIDE MOUNT BLOCK FOR SC22560;AUXILIARY CONTACT BLOCK 1NO-1NC CONTACT;SUBSTN ACO BOARDS; DWG-CMAST-SC189-01;AMT H; | REXEL | REXEL PTY LTD | NHPGH15S11 | CURRENT
000022592 | CONTACT. | CONTACT AUXILIARY SIDE MOUNT BLOCK FOR SC22560;AUXILIARY CONTACT BLOCK 1NO-1NC CONTACT;SUBSTN ACO BOARDS; DWG-CMAST-SC189-01;AMT H; | NHP | NHP ELECTRICAL ENGINEERING | GH15S11 | CURRENT
000022592 | CONTACT. | CONTACT AUXILIARY SIDE MOUNT BLOCK FOR SC22560;AUXILIARY CONTACT BLOCK 1NO-1NC CONTACT;SUBSTN ACO BOARDS; DWG-CMAST-SC189-01;AMT H; | BLKWOOD | J BLACKWOOD & SON LTD | B-00294932 | CURRENT
000022593 | CONTACT. | CONTACT AUXILIARY TOP MOUNT BLOCK FOR SC22560;AUXILIARY CONTACT BLOCK 2NO-2NC CONTACTS;SUBSTN ACO BOARDS; DWG-CMAST-189-01;AMT H; | CNWPL | CNW PL - SLACKS CREEK | GH15T22 | CURRENT
000022593 | CONTACT. | CONTACT AUXILIARY TOP MOUNT BLOCK FOR SC22560;AUXILIARY CONTACT BLOCK 2NO-2NC CONTACTS;SUBSTN ACO BOARDS; DWG-CMAST-189-01;AMT H; | REXEL | REXEL PTY LTD | NHPGH15T22 | CURRENT
000022593 | CONTACT. | CONTACT AUXILIARY TOP MOUNT BLOCK FOR SC22560;AUXILIARY CONTACT BLOCK 2NO-2NC CONTACTS;SUBSTN ACO BOARDS; DWG-CMAST-189-01;AMT H; | NHP | NHP ELECTRICAL ENGINEERING | GH15T22 | CURRENT
000022594 | ARC SUPPRESSOR - INTERRUPTER. | REPLACEMENT ARC SUPPRESSOR UNIT TO SUIT NGK 33 KV AND 11 KV AIR BREAK SWITCHES MANUFACTURED AFTER 2006;ONE REQUIRED PER PHASE;MAINTENANCE ITEM; | NGK | NGK STANGER PTY LTD | 72640 - RATING 15.5/27KV 600A | CURRENT
000022596 | ARC SUPPRESSOR - INTERRUPTER. | ABB SAFELINK INTERNAL ARC FAULT CONTAINMENT (IAC);ARC DUCT COVERS; SUIT BOTH CCCC AND CFCC ABB SAFELINK CONFIGURATIONS; | ABB | ABB FAN PTY LTD | 5811475 | CURRENT
000022597 | ARC SUPPRESSOR - INTERRUPTER. | ABB SAFELINK INTERNAL ARC FAULT CONTAINMENT (IAC);ARC DUCT COVERS; SUITS CFCF ABB SAFELINK RMU CONFIGURATION ONLY; | ABB | ABB FAN PTY LTD | C2359 | CURRENT
000022551 | LEAD,ADAPTOR. | ADAPTOR LEAD;200 MM LG;MALE BAYONET CONNECTOR ONE END;FEMALE BAYONET CONNECTOR OTHER END;ADAPTS FROM OLDER STYLE LV TEST REEL (SC20848) TO | THEWMCAN | TMAC THEW & MCCANN GROUP | TLREEL-ADAPT | CURRENT
000022552 | CAP,PROBE. | REPLACEMENT BAYONET PROBE FOR COMPATABILITY OF OLD STYLE LV TEST LAMPS (SC19895 & SC21519) WITH ALL NEW & OLD LV TEST LAMP ACCESSORIES.E.G.SC02649 & | PENTA | PENTA AUST (TMAC THEW & MCCANN/HYLEC) | PA12755 | CURRENT
000022552 | CAP,PROBE. | REPLACEMENT BAYONET PROBE FOR COMPATABILITY OF OLD STYLE LV TEST LAMPS (SC19895 & SC21519) WITH ALL NEW & OLD LV TEST LAMP ACCESSORIES.E.G.SC02649 & | THEWMCAN | TMAC THEW & MCCANN GROUP | TLC92-SKT | CURRENT
000022600 | INSULATION,ELEC COND | Tiger Tail 2.5m Lg, Regular, Red & Black Stripe, Class 1, 650V, HDPE Insulating Barrier, 35mm ID Nom, Protective Cover for LV Conductor, Compliant to AS4202 | BLKWOODS | J BLACKWOOD & SON LTD | 02389953/DB35ARB | PURCHASE AS REQUIRED
000022600 | INSULATION,ELEC COND | Tiger Tail 2.5m Lg, Regular, Red & Black Stripe, Class 1, 650V, HDPE Insulating Barrier, 35mm ID Nom, Protective Cover for LV Conductor, Compliant to AS4202 | BALMORAL | BALMORAL ENGINEERING | DB35ARB | PURCHASE AS REQUIRED
000022601 | INSULATION,ELEC COND | Tiger Tail 1.25m Lg, Short, Red & Black Stripe, Class 1, 650V, HDPE Insulating Barrier, 35mm ID Nom, Protective Cover for LV Conductor, Compliant to AS4202 | BLKWOODS | J BLACKWOOD & SON LTD | 2389970/DB35ARB125 | CURRENT
000022601 | INSULATION,ELEC COND | Tiger Tail 1.25m Lg, Short, Red & Black Stripe, Class 1, 650V, HDPE Insulating Barrier, 35mm ID Nom, Protective Cover for LV Conductor, Compliant to AS4202 | BALMORAL | BALMORAL ENGINEERING | DB35ARB125 | CURRENT
000022598 | TERMINATION KIT,ELECTRICAL CABLE | INSULATED DEAD-BREAK SCREENED SEPARABLE CONNECTORS (ELBOW);SET OF 3 FOR 3 PHASE;17.5 KV TO SUIT 400 SQ MM AL CABLE;11 KV ;C/W SCREEN CONNECTION & | TECONN | TE CONNECTIVITY LTD | RSTI-EQ1 | CURRENT
000022598 | TERMINATION KIT,ELECTRICAL CABLE | INSULATED DEAD-BREAK SCREENED SEPARABLE CONNECTORS (ELBOW);SET OF 3 FOR 3 PHASE;17.5 KV TO SUIT 400 SQ MM AL CABLE;11 KV ;C/W SCREEN CONNECTION & | JBJOINT | JB JOINTING SUPPLIES PTY LTD | JB-11-400-SE | CURRENT
000022598 | TERMINATION KIT,ELECTRICAL CABLE | INSULATED DEAD-BREAK SCREENED SEPARABLE CONNECTORS (ELBOW);SET OF 3 FOR 3 PHASE;17.5 KV TO SUIT 400 SQ MM AL CABLE;11 KV ;C/W SCREEN CONNECTION & | NKT | NKT CABLES AUSTRALIA P/L | NKT-30001AU | CURRENT
000022598 | TERMINATION KIT,ELECTRICAL CABLE | INSULATED DEAD-BREAK SCREENED SEPARABLE CONNECTORS (ELBOW);SET OF 3 FOR 3 PHASE;17.5 KV TO SUIT 400 SQ MM AL CABLE;11 KV ;C/W SCREEN CONNECTION & | AUSTMOLD | AUSTRALMOLD PTY LTD | 3CK484TB-27-SB400+SL | CURRENT
000022598 | TERMINATION KIT,ELECTRICAL CABLE | INSULATED DEAD-BREAK SCREENED SEPARABLE CONNECTORS (ELBOW);SET OF 3 FOR 3 PHASE;17.5 KV TO SUIT 400 SQ MM AL CABLE;11 KV ;C/W SCREEN CONNECTION & | STREAM | STREAMLINED ENERGY PTY LTD | SES.11SEHDT13/400CU.EN | CURRENT
000022598 | TERMINATION KIT,ELECTRICAL CABLE | INSULATED DEAD-BREAK SCREENED SEPARABLE CONNECTORS (ELBOW);SET OF 3 FOR 3 PHASE;17.5 KV TO SUIT 400 SQ MM AL CABLE;11 KV ;C/W SCREEN CONNECTION & | INTERTEC | INTERTECH ENGINEERING PTY LTD | EGX22598 | CURRENT
000022599 | COUPLING CONNECTOR. | COUPLING CONN WITH SHORT INSULATED DEAD-BREAK SCREENED SEPARABLE CONN (ELBOW);17.5 KV TO SUIT 11 KV SYSTEM,400 SQ MM AL OR CU TRXLPE TRIPLEX CABLE; | NKT | NKT CABLES AUSTRALIA P/L | CC 17.5-630 TYPE 5027 | PURCHASE AS REQUIRED
000022599 | COUPLING CONNECTOR. | COUPLING CONN WITH SHORT INSULATED DEAD-BREAK SCREENED SEPARABLE CONN (ELBOW);17.5 KV TO SUIT 11 KV SYSTEM,400 SQ MM AL OR CU TRXLPE TRIPLEX CABLE; | STREAM | STREAMLINED ENERGY PTY LTD | SES.11SEHDT13/400CU.EN | PURCHASE AS REQUIRED
000022599 | COUPLING CONNECTOR. | COUPLING CONN WITH SHORT INSULATED DEAD-BREAK SCREENED SEPARABLE CONN (ELBOW);17.5 KV TO SUIT 11 KV SYSTEM,400 SQ MM AL OR CU TRXLPE TRIPLEX CABLE; | TECONN | TE CONNECTIVITY LTD | RSTI-CC-5856-AU02 | PURCHASE AS REQUIRED
000022595 | STUDBOLT | STEEL;GALV;STUD,INSULATOR;M20 X 195 MM OVERALL LENGTH;168.5 MM BENEATH COLLAR; C/W M20 NUT;SPRING & FLAT WASHER;SUITS 11 KV & 33 KV POST INSULATORS WHEN | DULHUNTY | DULHUNTY INDUSTRIES PTY LTD | M20 X 195 STUD | CURRENT
000022602 | TEST KIT,DRUG | InnoScreen, DOA Rapid Test Device, On-site Oral Fluid Test Kit, used to Detect Drugs in Saliva | INNOSCI | INNOVATION SCIENTIFIC PTY LTD | SDMS-0560 | CURRENT
000022603 | TEST KIT,ALCOHOL | Disposable Self-Test, Breathalyser, Indicates Blood Alcohol Concentration above or below 0.05 | ENERGEX | ENERGEX | BREATHALYSER SELF-TEST | CURRENT
000022520 | END CAP | Suit 16mm2 - 95mm2 ABC Cable (P100) (scm) | SICAME | SICAME AUSTRALIA PTY LTD | CES2 | CURRENT
000022520 | END CAP | Suit 16mm2 - 95mm2 ABC Cable (P100) (scm) | TECONN | TE CONNECTIVITY LTD | CECT16-150 (20PK) | CURRENT
000022520 | END CAP | Suit 16mm2 - 95mm2 ABC Cable (P100) (scm) | LEGENDCS | LEGEND CORPORATE SERVICES (MANUFACTURE) | PC16-150 | CURRENT
000022510 | COVER,TERMINAL | TERMINAL COMPARTMENT COVER; HSL8950666KC;SUITABLE FOR JEAN MULLER LV SWBD SINGLE GANG FUSE SWITCH; | HYLEC | HYLEC PTY LTD | HSL8950666KC | CURRENT
000022604 | METER | Phase Rotation Indicator, AEMC Phase Rotation, Indicator with Magnet Option, 2.4m Red, White & Blue Fused Tested Leads with Probes, Crocodile Clips & | REXEL | REXEL PTY LTD | PTEPR1-AM | CURRENT
000022604 | METER | Phase Rotation Indicator, AEMC Phase Rotation, Indicator with Magnet Option, 2.4m Red, White & Blue Fused Tested Leads with Probes, Crocodile Clips & | PACTEST | PACIFIC TEST EQUIPMENT P/L | AEMC-PR1-AM | CURRENT
000022604 | METER | Phase Rotation Indicator, AEMC Phase Rotation, Indicator with Magnet Option, 2.4m Red, White & Blue Fused Tested Leads with Probes, Crocodile Clips & | PACTEST | PACIFIC TEST EQUIPMENT P/L | PTE-072 | CURRENT
000022477 | FRAME,MOUNTING | SUPPORT;STEEL;GALV HOT DIPPED;FOR 11 KV & 33 KV STATION & VOLTAGE TRANSFORMERS; DIMENSION X = 2900 MM;REFER TO ENERGEX DWG LOSTD-ST036-02;USED IN SUBSTNS; | ERGON | ERGON ENERGY | SUPPORT | PURCHASE AS REQUIRED
000022478 | FRAME,MOUNTING | SUPPORT;STEEL;GALV HOT DIPPED;FOR 11 KV & 33 KV STATION & VOLTAGE TRANSFORMERS; DIMENSION X = 2440 MM;REFER ENERGEX DWG LOSTD-ST036-03;USED IN SUBSTNS; | ERGON | ERGON ENERGY | SUPPORT STEEL GALV | PURCHASE AS REQUIRED
000022574 | CIRCUIT BREAKER | SHORT CIRCUIT CAPACITY;100 AMP;125 V DC; 10 KA DC;USED IN SUBSTNS; | NHP | NHP ELECTRICAL ENGINEERING | DTCB10H2100C | PURCHASE AS REQUIRED
000022574 | CIRCUIT BREAKER | SHORT CIRCUIT CAPACITY;100 AMP;125 V DC; 10 KA DC;USED IN SUBSTNS; | NHP | NHP ELECTRICAL ENGINEERING | DTMH2100C | PURCHASE AS REQUIRED
000022573 | SWITCH. | MAIN SWITCH;160 AMP;3P;C/W BARRIERS & SHROUDS;USED IN SUBSTNS; | NHP | NHP ELECTRICAL ENGINEERING | CDT160MS | PURCHASE AS REQUIRED
000022469 | BOX,ELECTRICAL,MULTIAPPLICATION. | STAINLESS STEEL;600 MM H,400 MM W,200 MM D;BASEMENT VENTILATION;SINGLE PHASE; USED IN SUBSTNS; | NHP | NHP ELECTRICAL ENGINEERING | EGXSC22469 | PURCHASE AS REQUIRED
000022547 | CLAMP,ELECTRICAL | Parallel Groove, 35-300mm2 Al or Steel Main & Tap, 3 Bolt, NT, Transverse Grooved (scm) | CABAC | CABAC (MANUFACTURER) | ALPG35/300-3B | CURRENT
000022547 | CLAMP,ELECTRICAL | Parallel Groove, 35-300mm2 Al or Steel Main & Tap, 3 Bolt, NT, Transverse Grooved (scm) | LEGEND | LEGEND POWER SYSTEMS | ALPG35/300-3B | CURRENT
000022547 | CLAMP,ELECTRICAL | Parallel Groove, 35-300mm2 Al or Steel Main & Tap, 3 Bolt, NT, Transverse Grooved (scm) | THEWMCAN | TMAC THEW & MCCANN GROUP | TM12151 | CURRENT
000022548 | CLAMP,ELECTRICAL | Parallel Groove, 50-300mm2 Al/Steel Main & 35-240mm2 Cu Tap, 3 Bolt, NT, Transverse Grooved (scm) | CABAC | CABAC (MANUFACTURER) | BPG300/240 | CURRENT
000022548 | CLAMP,ELECTRICAL | Parallel Groove, 50-300mm2 Al/Steel Main & 35-240mm2 Cu Tap, 3 Bolt, NT, Transverse Grooved (scm) | LEGEND | LEGEND POWER SYSTEMS | BPG300/240 | CURRENT
000022548 | CLAMP,ELECTRICAL | Parallel Groove, 50-300mm2 Al/Steel Main & 35-240mm2 Cu Tap, 3 Bolt, NT, Transverse Grooved (scm) | THEWMCAN | TMAC THEW & MCCANN GROUP | TM12152 | CURRENT
000022476 | PANEL,SWITCH | 3U;SWITCH PANEL;FOR 19 IN MTG RACK; 3 K & N C80 SWITCHES;WITH DRILLING A,B,C ;USED IN SUBSTNS; | ERGON | ERGON ENERGY | 3U SWITCH PANEL | PURCHASE AS REQUIRED
000022522 | EARTH,BOND UNDERGROUND. | 1 X TRIPLE BRAIDED EARTH BOND;C/W HEPWORTH CLAMP ON EACH END;3700 MM LG PIN TO PIN;11 MM W X 9.0 SQ MM CROSS- SECTIONAL BONDS,WITH HEPWORTH CLAMP | SICAME | SICAME AUSTRALIA PTY LTD | TCC/E/NW/3 | CURRENT
000022524 | EARTH,BOND UNDERGROUND. | CONTAINS;2 X TRIPLE TINNED COPPER BRAID; 3700 MM LG PIN TO PIN;11 MM W X 9.0 SQ MM CROSS-SECTIONAL BONDS WITH HEPWORTH CLAMP ON EACH END;BONDS | SICAME | SICAME AUSTRALIA PTY LTD | CLA-TCC-KIT1-E | PURCHASE AS REQUIRED
000022605 | TESTER,ELECTRICAL LEAKAGE | PROVA 23, Power Harmonics & Leakage Tester, Measures Power Active W KW HP, Reactive VAR KVAR, Apparent VA KVA, Power Factor PF, Phase Angle, Energy WH | TEN | THE ENERGY NETWORK | OBIPROVA23 | CURRENT
000022605 | TESTER,ELECTRICAL LEAKAGE | PROVA 23, Power Harmonics & Leakage Tester, Measures Power Active W KW HP, Reactive VAR KVAR, Apparent VA KVA, Power Factor PF, Phase Angle, Energy WH | CNWPL | CNW PL - SLACKS CREEK | OBIPROVA23 | CURRENT
000022605 | TESTER,ELECTRICAL LEAKAGE | PROVA 23, Power Harmonics & Leakage Tester, Measures Power Active W KW HP, Reactive VAR KVAR, Apparent VA KVA, Power Factor PF, Phase Angle, Energy WH | TRIOSMT | TRIO SMARTCAL PL SA. | PROVA 23 | CURRENT
000022605 | TESTER,ELECTRICAL LEAKAGE | PROVA 23, Power Harmonics & Leakage Tester, Measures Power Active W KW HP, Reactive VAR KVAR, Apparent VA KVA, Power Factor PF, Phase Angle, Energy WH | RTE | RAPID-TECH EQUIPMENT PTY LTD | 23 | CURRENT
000022580 | TERMINAL,LUG | 40 MM OD TUBE;TO FLAT 140 PALM; TINNED COPPER; DRILLED 4 HOLES M 18; 60 MM CENTRES;USED IN SUBSTNS; | HYLEC | HYLEC PTY LTD | CCS40/140T | CURRENT
000022606 | POTHEAD | PED, Earthing Equipment, 4 x Shotgun Ring Phase/Earth Clamps, 3 x 35mm2 Cu Cables 3.2m Lg, 1 x Hanger Plate c/w Yellow Carry Bag | PENTA | PENTA AUST (TMAC THEW & MCCANN/HYLEC) | PA11305 | CURRENT
000022606 | POTHEAD | PED, Earthing Equipment, 4 x Shotgun Ring Phase/Earth Clamps, 3 x 35mm2 Cu Cables 3.2m Lg, 1 x Hanger Plate c/w Yellow Carry Bag | THEWMCAN | TMAC THEW & MCCANN GROUP | FS0H3B3.2*****Z | CURRENT
000022606 | POTHEAD | PED, Earthing Equipment, 4 x Shotgun Ring Phase/Earth Clamps, 3 x 35mm2 Cu Cables 3.2m Lg, 1 x Hanger Plate c/w Yellow Carry Bag | HAYMANS | HAYMANS ELECTRICAL | FS0H3B3.2*****Z | CURRENT
000022606 | POTHEAD | PED, Earthing Equipment, 4 x Shotgun Ring Phase/Earth Clamps, 3 x 35mm2 Cu Cables 3.2m Lg, 1 x Hanger Plate c/w Yellow Carry Bag | THEWMCAN | TMAC THEW & MCCANN GROUP | 22606 | CURRENT
000022607 | LEAD,ELECTRICAL | PM 45;3 PHASE 8 WIRE LEAD WITH NON- RETRACTABLE BANANA PLUGS & CROCADILE CLIPS;LEADS MEASURE A-N,B-N,C-N & E-N WITH EACH PHASE HAVING SEPARATE | CHKPOWER | CHK POWER QUALITY PL | 1ALV8-B | PURCHASE AS REQUIRED
000022576 | RELAY ASSEMBLY | RESISTOR COMPONENT BOX; 120 OHM;2 W; | ABB | ABB FAN PTY LTD | RTXE RE741225-CB | CURRENT
000022577 | RELAY ASSEMBLY | RESISTOR COMPONENT BOX; 180 OHM;0.5 W; | ABB | ABB FAN PTY LTD | RTXE RK741213-CF | CURRENT
000022578 | RELAY,ELECTROMAGNETIC | ABB TYPE RXMVB4;48 V DC COIL; 11 NO,3 NC CONTACTS;BI STABLE RELAY; PLUG IN 4 SEAT BASE;WITH UPPER RESET BUTTON; | ABB | ABB FAN PTY LTD | RK251900XG(403-AH) | PURCHASE AS REQUIRED
000022579 | RELAY,ELECTROMAGNETIC | GENERAL PURPOSE;48 V DC COIL; 300 V DC/250 AC CONTACTS;5 A CONTINUOUS 6 NO CONTACTS;NON LATCHING AUX;PLUG IN ONE SEAT BASE; | ABB | ABB FAN PTY LTD | RXMA1 RK 211063-AH | PURCHASE AS REQUIRED
000022581 | RELAY,ELECTROMAGNETIC | ABB TYPE RXMVB4;125 V DC COIL; 11 NO,3 NC CONTACTS;BI STABLE RELAY; PLUG IN 4 SEAT BASE;WITH UPPER RESET BUTTON; | ABB | ABB FAN PTY LTD | RK251900XG(403-AP) | PURCHASE AS REQUIRED
000022609 | GLOVES,ELECTRICAL WORKER'S | Ansell ActivArmr, Class 00, 500VAC, Size 8.5, Insulating Rubber, Red, Straight Cuff, 280mm (11") Lg, ASTM D120 | ANSELL | ANSELL LTD | RIG0011RS8H | CURRENT
000022609 | GLOVES,ELECTRICAL WORKER'S | Ansell ActivArmr, Class 00, 500VAC, Size 8.5, Insulating Rubber, Red, Straight Cuff, 280mm (11") Lg, ASTM D120 | BALMORAL | BALMORAL ENGINEERING | RIG0011RS8H | CURRENT
000022582 | TERMINAL,LUG | ANGLE = 60 DEG;ALUMINIUM COMPRESSION TYPE;2000 AMP;4 HOLE,18 MM DIA PALM CENTRES;SUIT 61/3.75 AAAC CABLE;USED IN SUBSTNS; | PLP AUST | PREFORMED LINE PRODUCTS (AUST) | CTA-338-FD620-6000 | PURCHASE AS REQUIRED
000022626 | TESTER KIT,DIGITAL GROUND RESISTANCE | EARTH TEST ACCESSORY KIT FOR AEMC 4620 GROUND RESISTANCE TESTER (SC19321); 50/25 M LEADS ON A-FRAME REEL;2 M GREEN & BLACK CONNECTING LEADS;1 M RED & BLUE | REXEL | REXEL PTY LTD | PTE-020 | CURRENT
000022626 | TESTER KIT,DIGITAL GROUND RESISTANCE | EARTH TEST ACCESSORY KIT FOR AEMC 4620 GROUND RESISTANCE TESTER (SC19321); 50/25 M LEADS ON A-FRAME REEL;2 M GREEN & BLACK CONNECTING LEADS;1 M RED & BLUE | PACTEST | PACIFIC TEST EQUIPMENT P/L | PTE-020 | CURRENT
000022627 | DETECTOR,SYSTEM VOLTAGE | GREENLEE GT-11;AUDIBLE;NON-CONTACT VOLTAGE DETECTOR;50 V - 1000 V AC; CAT IV 1000V;DARK GREEN COLOUR;C/W 2 AAA BATTERIES; | ENERGYNW | THE ENERGY NETWORK | GT-11 | PHASING
000022611 | FUSEHOLDER | FBX RMU FUSE COVER;SPARE PARTS FOR FBX RMU; | SCHNEDER | SCHNEIDER PTY LTD | AGS04352-01 | MAINTENANCE STOCK
000022611 | FUSEHOLDER | FBX RMU FUSE COVER;SPARE PARTS FOR FBX RMU; | WILSON | WILSON TRANSFORMER CO. PTY LTD | 816-7465-02 | MAINTENANCE STOCK
000022612 | FUSE,EXTENSION | FBX RMU;11 KV;FUSE EXTENSIONS;SPARE PARTS FOR FBX RMU; | SCHNEDER | SCHNEIDER PTY LTD | SASJ00262-01 | CURRENT
000022612 | FUSE,EXTENSION | FBX RMU;11 KV;FUSE EXTENSIONS;SPARE PARTS FOR FBX RMU; | WILSON | WILSON TRANSFORMER CO. PTY LTD | 816-7465-03 | CURRENT
000022613 | INDICATOR,FAULTED CIRCUIT. | FBX RMU;11 KV;CABLE FAULT INDICATOR; SPARE PARTS FOR FBX RMU; | SCHNEDER | SCHNEIDER PTY LTD | DJ310 ITH CT'S & FIBRE OPTICS | MAINTENANCE STOCK
000022613 | INDICATOR,FAULTED CIRCUIT. | FBX RMU;11 KV;CABLE FAULT INDICATOR; SPARE PARTS FOR FBX RMU; | WILSON | WILSON TRANSFORMER CO. PTY LTD | 816-7465-04 | MAINTENANCE STOCK
000022614 | INDICATOR,FAULTED CIRCUIT. | FBX RMU;11 KV;CABLE LIVE INDICATOR;SPARE PARTS FOR FBX RMU; | SCHNEDER | SCHNEIDER PTY LTD | SASJ00013-01 | CURRENT
000022614 | INDICATOR,FAULTED CIRCUIT. | FBX RMU;11 KV;CABLE LIVE INDICATOR;SPARE PARTS FOR FBX RMU; | WILSON | WILSON TRANSFORMER CO. PTY LTD | 816-7465-05 | CURRENT
000022615 | HANDLE,SWITCH | FBX RMU;EARTH SWITCH OPERATING HANDLE; SPARE PARTS FOR FBX RMU; | SCHNEDER | SCHNEIDER PTY LTD | SASJ00384-01 | MAINTENANCE STOCK
000022615 | HANDLE,SWITCH | FBX RMU;EARTH SWITCH OPERATING HANDLE; SPARE PARTS FOR FBX RMU; | WILSON | WILSON TRANSFORMER CO. PTY LTD | 816-7465-06 | MAINTENANCE STOCK
000022616 | HANDLE,SWITCH | FBX RMU;LOAD BREAK SWITCH OPERATING HANDLE;SPARE PARTS FOR FBX RMU; | SCHNEDER | SCHNEIDER PTY LTD | SASJ00385-01 | CURRENT
000022616 | HANDLE,SWITCH | FBX RMU;LOAD BREAK SWITCH OPERATING HANDLE;SPARE PARTS FOR FBX RMU; | WILSON | WILSON TRANSFORMER CO. PTY LTD | 816-7465-07 | CURRENT
000022617 | CLAMP,ELECTRICAL | FBX RMU;CABLE CLAMP FOR FEEDER;SPARE PARTS FOR FBX RMU; | SCHNEDER | SCHNEIDER PTY LTD | AGSC3684-01 | MAINTENANCE STOCK
000022617 | CLAMP,ELECTRICAL | FBX RMU;CABLE CLAMP FOR FEEDER;SPARE PARTS FOR FBX RMU; | WILSON | WILSON TRANSFORMER CO. PTY LTD | 816-4765-09 | MAINTENANCE STOCK
000022618 | DOOR,ACCESS | CABLE COMPARTMENT DOOR;FOR FBX RMU; SPARE PARTS FOR FBX RMU; | SCHNEDER | SCHNEIDER PTY LTD | AMT005675-01PU | MAINTENANCE STOCK
000022618 | DOOR,ACCESS | CABLE COMPARTMENT DOOR;FOR FBX RMU; SPARE PARTS FOR FBX RMU; | WILSON | WILSON TRANSFORMER CO. PTY LTD | 816-7465-13 | MAINTENANCE STOCK
000022619 | DOOR,ACCESS | FUSE COMPARTMENT DOOR;FOR FBX RMU; SPARE PARTS FOR FBX RMU; | SCHNEDER | SCHNEIDER PTY LTD | AMT006265 | MAINTENANCE STOCK
000022619 | DOOR,ACCESS | FUSE COMPARTMENT DOOR;FOR FBX RMU; SPARE PARTS FOR FBX RMU; | WILSON | WILSON TRANSFORMER CO. PTY LTD | 816-7465-21 | MAINTENANCE STOCK
000022657 | PAINT,FINISHING | FULL GLOSS ENAMEL;TRANSFORMER GREY; FAST DRYING;375 G SPRAYCAN;TOUCH UP PAINT FOR TRANSFORMERS;PACK OF 6 | BRS | BRISBANE REFINISH SUPPLIES.ARCHERFIELD | JAC | PURCHASE AS REQUIRED
000022629 | FLUSH MOUNT OUTLET. | RJ45;MECHANISM;SUITS CLIPSAL WALL PLATES ;WHITE;CAT5E;PACK OF 10; | REXEL | REXEL PTY LTD | SVDCLMJC6-10WH | CURRENT
000022630 | PANEL,PATCH | UNLOADED RJ45 PATCH PANEL;1RU;BLACK; No Modules Installed Refer (SC22628); | REXEL | REXEL PTY LTD | SVDPP24ULC | CURRENT
000022632 | CABLE GLAND | CORRUGATED GLAND;FOR 50 SQ MM FLEXIBLE CONDUIT;WHITE/GREY;PACK OF 5; | CNWPL | CNW PL - SLACKS CREEK | CLI279C50GY | CURRENT
000022632 | CABLE GLAND | CORRUGATED GLAND;FOR 50 SQ MM FLEXIBLE CONDUIT;WHITE/GREY;PACK OF 5; | REXEL | REXEL PTY LTD | CLI279C50GY | CURRENT
000022632 | CABLE GLAND | CORRUGATED GLAND;FOR 50 SQ MM FLEXIBLE CONDUIT;WHITE/GREY;PACK OF 5; | HAYMANS | HAYMANS ELECTRICAL | CLI279C50 | CURRENT
000022633 | CONDUIT,NONMETALLIC,FLEXIBLE | 50 MM DIA;CORRUGATED CONDUIT;25 M ROLL; GREY COLOUR; | HAYMANS | HAYMANS ELECTRICAL | CLI9050TCM | CURRENT
000022628 | MODULAR OUTLET. | Keystone Module Cat6 Jack White, Suits Serveredge Patch Panel 24P, Refer (SC22630) | CNWPL | CNW PL - SLACKS CREEK | SERKSUC6Q-10WH | CURRENT
000022628 | MODULAR OUTLET. | Keystone Module Cat6 Jack White, Suits Serveredge Patch Panel 24P, Refer (SC22630) | CNWPL | CNW PL - SLACKS CREEK | BI11518 | CURRENT
000022628 | MODULAR OUTLET. | Keystone Module Cat6 Jack White, Suits Serveredge Patch Panel 24P, Refer (SC22630) | CNWPL | CNW PL - SLACKS CREEK | KSUC6Q-10WH | CURRENT
000022634 | INSPECTION TEE ELECTRICAL CONDUIT. | RIGID PVC;50 MM INSPECTION TEE;SUITS 50 MM CONDUIT;GREY COLOUR;PACK OF 2; | CNWPL | CNW PL - SLACKS CREEK | CLI246/50GY | CURRENT
000022634 | INSPECTION TEE ELECTRICAL CONDUIT. | RIGID PVC;50 MM INSPECTION TEE;SUITS 50 MM CONDUIT;GREY COLOUR;PACK OF 2; | REXEL | REXEL PTY LTD | CLI246/50GY | CURRENT
000022634 | INSPECTION TEE ELECTRICAL CONDUIT. | RIGID PVC;50 MM INSPECTION TEE;SUITS 50 MM CONDUIT;GREY COLOUR;PACK OF 2; | HAYMANS | HAYMANS ELECTRICAL | CLI246/50 GRY | CURRENT
000022641 | ELBOW,ELECTRICAL CONDUIT | RIGID PVC;INSPECTION ELBOW;50 MM CONDUIT;GREY COLOUR;BOX OF 5; | CNWPL | CNW PL - SLACKS CREEK | CLI244/50GY | CURRENT
000022641 | ELBOW,ELECTRICAL CONDUIT | RIGID PVC;INSPECTION ELBOW;50 MM CONDUIT;GREY COLOUR;BOX OF 5; | REXEL | REXEL PTY LTD | CLI244/50GY | CURRENT
000022641 | ELBOW,ELECTRICAL CONDUIT | RIGID PVC;INSPECTION ELBOW;50 MM CONDUIT;GREY COLOUR;BOX OF 5; | HAYMANS | HAYMANS ELECTRICAL | CLI224/50 GRY | CURRENT
000022631 | ETHERNET CABLE. | RJ45 PATCH CABLE;CAT5E;568A WIRING STANDARD;BLUE;3 M; | LEGEND | LEGEND POWER SYSTEMS | PL5EBL3 | CURRENT
000022631 | ETHERNET CABLE. | RJ45 PATCH CABLE;CAT5E;568A WIRING STANDARD;BLUE;3 M; | CNWPL | CNW PL - SLACKS CREEK | CABPL5EBL3 | CURRENT
000022631 | ETHERNET CABLE. | RJ45 PATCH CABLE;CAT5E;568A WIRING STANDARD;BLUE;3 M; | HAYMANS | HAYMANS ELECTRICAL | DATA BLITZ DCWDCC5PL3BL | CURRENT
000022635 | CUBICLE,RACK FRAME. | 1 RU;CABLE MANAGEMENT RAIL;19 IN RACK MOUNT;USED TO SECURE CAT5E PATCH LEADS FOE PATCH PANELS; | CNWPL | CNW PL - SLACKS CREEK | PANWMPFSE | CURRENT
000022635 | CUBICLE,RACK FRAME. | 1 RU;CABLE MANAGEMENT RAIL;19 IN RACK MOUNT;USED TO SECURE CAT5E PATCH LEADS FOE PATCH PANELS; | HAYMANS | HAYMANS ELECTRICAL | PANWMPFSE | CURRENT
000022636 | ETHERNET CABLE. | RJ45 PATCH CABLE;CAT5E;568A WIRING STANDARD;BLUE;0.5 M; | LEGEND | LEGEND POWER SYSTEMS | PL5EBL0.5 | CURRENT
000022636 | ETHERNET CABLE. | RJ45 PATCH CABLE;CAT5E;568A WIRING STANDARD;BLUE;0.5 M; | CNWPL | CNW PL - SLACKS CREEK | CABPL5EBL0.5 | CURRENT
000022636 | ETHERNET CABLE. | RJ45 PATCH CABLE;CAT5E;568A WIRING STANDARD;BLUE;0.5 M; | HAYMANS | HAYMANS ELECTRICAL | DATA BLITZ DCWDCC5PL05BL | CURRENT
000022637 | ETHERNET CABLE. | RJ45 PATCH CABLE;CAT5E;568A WIRING STANDARD;BLUE;1.5 M; | LEGEND | LEGEND POWER SYSTEMS | PL5EBL1.5 | CURRENT
000022637 | ETHERNET CABLE. | RJ45 PATCH CABLE;CAT5E;568A WIRING STANDARD;BLUE;1.5 M; | CNWPL | CNW PL - SLACKS CREEK | CABPL5EBL1.5 | CURRENT
000022637 | ETHERNET CABLE. | RJ45 PATCH CABLE;CAT5E;568A WIRING STANDARD;BLUE;1.5 M; | HAYMANS | HAYMANS ELECTRICAL | DATA BLITZ DCWDCC5PL1.5BL | CURRENT
000022638 | ETHERNET CABLE. | RJ45 PATCH CABLE;CAT5E;568A WIRING STANDARD;BLUE 1 M; | LEGEND | LEGEND POWER SYSTEMS | PL5EBL1 | CURRENT
000022638 | ETHERNET CABLE. | RJ45 PATCH CABLE;CAT5E;568A WIRING STANDARD;BLUE 1 M; | CNWPL | CNW PL - SLACKS CREEK | CABPL5EBL1 | CURRENT
000022638 | ETHERNET CABLE. | RJ45 PATCH CABLE;CAT5E;568A WIRING STANDARD;BLUE 1 M; | HAYMANS | HAYMANS ELECTRICAL | DATA BLITZ DCWDCC5PL1BL | CURRENT
000022639 | ETHERNET CABLE. | RJ45 PATCH CABLE;CAT5E;568A WIRING STANDARD;BLUE;2 M; | LEGEND | LEGEND POWER SYSTEMS | PL5EBL2 | CURRENT
000022639 | ETHERNET CABLE. | RJ45 PATCH CABLE;CAT5E;568A WIRING STANDARD;BLUE;2 M; | CNWPL | CNW PL - SLACKS CREEK | CABPL5EBL2 | CURRENT
000022639 | ETHERNET CABLE. | RJ45 PATCH CABLE;CAT5E;568A WIRING STANDARD;BLUE;2 M; | HAYMANS | HAYMANS ELECTRICAL | DATA BLITZ DCWDCC5PL2BL | CURRENT
000022640 | RACK,ELEC EQUIP | LACING BAR;FOR USE IN 19 IN RACKS TO SECURE CABLES;BLACK COLOUR; | B&R | B&R ENCLOSURES | XB-414468/2 | CURRENT
000022610 | CABLE GLAND | HV CABLE GLAND PLATE;FOR TYREE GT; TRIPLEX CABLE - READY;C/W 3 OFF M50 IP68 NYLON CABLE GLANDS AT 120 MM CENTRES; FOR C08088; | TYREE | TYREE INDUSTRIES PL MITTAGONG NSW | TYREE GT FOR C08088 | PURCHASE AS REQUIRED
000022642 | BRACKET,MOUNTING | CAST BRASS;WITH BRONZE LEAF CONTACT; MOUNTING SUB-ASSEMBLY;FOR NGK STANGER DUOGAP AIRBREAK SWITCH; | NGK | NGK STANGER PTY LTD | 70621 | PURCHASE AS REQUIRED
000022584 | CIRCUIT BREAKER | 250 AMP;690 V AC;125 V DC;3P;SHORT CIRCUIT CAPACITY;7.5 KA AC;8 KA DC; FITTED WITH AUX 7 ALARM SWITCHES;IN STEEL ENCLOSURE;400 MM H;300 MM W; | NHP | NHP ELECTRICAL ENGINEERING | EGXSC22584 | PURCHASE AS REQUIRED
000022585 | CIRCUIT BREAKER | 100 AMP;690 V AC;125 V DC;3P;SHORT CIRCUIT CAPACITY;7.5 KA AC;40 KA DC; FITTED WITH AUX & ALARM SWITCHES;IN STEEL ENCLOSURE;400 MM H;300 MM W; | NHP | NHP ELECTRICAL ENGINEERING | EGXSC22585 | PURCHASE AS REQUIRED
000022671 | BIT,AUGER | Impact, 22mm Dia, 900mm OAL, Steel, Ring Twist, 7/16" Hex Shank, Quick Release | SPECFORC | SPECIALISED FORCE | STMSF822X900 | CURRENT
000022672 | POLE,PUBLIC LIGHTING | BASE PLATE MTD;STEEL GALV;8.5 M ABOVE GROUND;MAJOR ROAD LIGHTING POLE;HIGH DOOR FOR MEDIAN BARRIER SITUATION; COMPLIES WITH NOTE 2 ON DWG 05-02-02B | INGALEPS | INGAL EPS (CONTRACTOR) | 8.5 M WITH HIGH DOOR | PURCHASE AS REQUIRED
000022643 | SWITCHGEAR,BUS SECTION | OUTDOOR GIS;1600 AMP;125 KV;40 KA;110 V DC;INCLUDES 1 X BUS 110 KV VT & VT DISCONNECTOR;1 X BUS DISCONNECTOR & EARTH SWITCH ON THE SAME SIDE;CB & 4 | SIEMENS | SIEMENS LTD | 8DN8 | PURCHASE AS REQUIRED
000022644 | SWITCHGEAR,BUS SECTION | OUTDOOR GIS;1600 AMP;145 KV;40 KA;110 V DC;INCLUDES 1 X BUS 132 KV VT & VT DISCONNECTOR;1 X BUS DISCONNECTOR & EARTH SWITCH ON THE SAME SIDE;CB & 4 | SIEMENS | SIEMENS LTD | 8DN8 | PURCHASE AS REQUIRED
000022645 | BUSBAR | OUTDOOR GIS;1600 AMP;145 KV;40 KA;BUS EXTENSION;TO PROVIDE SWITCHGEAR BAY SEPARATION OF 9.0 M-STANDARD CONFIGURATION;FOR USE WITH BUS SECTION | SIEMENS | SIEMENS LTD | 8DN8 | PHASING
000022646 | BUSBAR | OUTDOOR GIS;1600 AMP;145 KV;40 KA;BUS EXTENSION;TO PROVIDE SWITCHGEAR BAY SEPARATION FOR 9.0 M-STANDARD CONFIGURATION; | SIEMENS | SIEMENS LTD | 8DN8 | PHASING
000022647 | BUSBAR | OUTDOOR GIS;1600 AMP;145 KV;40 KA;BUS EXTENSION;TO PROVIDE SWITCHGEAR BAY SEPARATION OF 12.5 M-NON STANDARD CONFIGURATION;FOR USE WITH SC22646 & | SIEMENS | SIEMENS LTD | 8DN8 | PHASING
000022648 | TRANSFORMER,VOLTAGE | INDOOR/OUTDOOR GIS;110 KV;40 KA WITH MOTORISED DISONNECTOR FOR BUSBAR/ CIRCUIT CONNECTION;TO BE ORDERED IN CONJUNCTION WITH ANY SIEMENS 8DN8 CB | SIEMENS | SIEMENS LTD | 8DN8 | PHASING
000022649 | TRANSFORMER,VOLTAGE | INDOOR/OUTDOOR GIS;132 KV;40 KA;WITH MOTORISED DISCONNECTOR;FOR BUSBAR/ CIRCUIT CONNECTION;TO BE ORDERED IN CONJUNCTION WITH ANY SIEMENS CB UNIT; | SIEMENS | SIEMENS LTD | 8SN8 | PHASING
000022650 | BUSBAR | OUTDOOR GIS;1600 AMP;145 KV;40 KA BUS EXTENSION;TO PROVIDE SWITCHGEAR BAY SEPARATION OF 11.04 M(12.5 M OUTER) -NON STANDARD CONFIGURATION;FOR USE WITH | SIEMENS | SIEMENS LTD | 8DN8 | PURCHASE AS REQUIRED
000022651 | SWITCHGEAR,BUS SECTION | INDOOR GIS;1600 AMP;145 KV;40 KA;110 V DC;INCLUDES 1 X BUS 110 KV VT & VT DISCONNECTOR;1 X BUS DISCONNECTOR & EARTH SWITCH ON THE SAME SIDE;CB & 4 | SIEMENS | SIEMENS LTD | 8DN8 | PURCHASE AS REQUIRED
000022652 | SWITCHGEAR,BUS SECTION | INDOOR GIS;1600 AMP;145 KV;40 KA;110 V DC;INCLUDES 1 X BUS 132 KV VT & VT DISCONNECTOR;1 X BUS DISCONNECTOR & EARTH SWITCH ON THE SAME SIDE;CB & 4 | SIEMENS | SIEMENS LTD | 8DN8 | PURCHASE AS REQUIRED
000022653 | SWITCHGEAR,BUS SECTION | INDOOR GIS;1600 AMP;145 KV;40 KA;110 V DC;INCLUDES CB & 4 PROTECTION CLASS CT'S ONLY-NO BUS VT & NO BUS EARTH SWITCH; | SIEMENS | SIEMENS LTD | 8DN8 | PHASING
000022654 | SWITCHGEAR,BUS SECTION | OUTDOOR GIS;1600 AMP;145 KV;40 KA;110 V DC;INCLUDES CB & 4 PROTECTION CLASS CT'S ONLY;NO VT & NO BUS EARTH SWITCH; | SIEMENS | SIEMENS LTD | 8DN8 | PHASING
000022655 | SWITCHGEAR,TRANSFORMER | INDOOR GIS;1600 AMP;145 KV;40 KA;110 V DC;INCLUDES CB & 4 PROTECTION CLASS CT'S;LINE DISCONNECTOR & EARTH SWITCH; LINE FAULT MAKE EARTH SWITCH;NO BUS | SIEMENS | SIEMENS LTD | 8DN8 | PHASING
000022656 | SWITCHGEAR,TRANSFORMER | OUTDOOR GIS;1600 AMP;145 KV;40 KA;110 V DC;INCLUDES CB & 4 PROTECTION CLASS CT'S;LINE DISCONNECTOR & EARTH SWITCH; LINE FAULT MAKE EARTH SWITCH;NO BUS | SIEMENS | SIEMENS LTD | 8DN8 | PURCHASE AS REQUIRED
000022587 | CIRCUIT BREAKER | GENERAL PURPOSE;240 V AC;63 AMP;SP; 6 KA BKG CAP;DIN RAIL MTG; D CURVE; PACK OF 1;USED IN SUBSTNS; | NHP | NHP ELECTRICAL ENGINEERING | DTCB6163D | CURRENT
000022586 | LID,PIT | TELECOM NO 4; CONCRETE;MARKING COMMUNICATIONS; ;APPLICATION COMMUNICATIONS CABLES; SUIT BODY SC15528; USED IN SUBSTNS; | TRI DIST |  | TRIP4LC | PURCHASE AS REQUIRED
000022586 | LID,PIT | TELECOM NO 4; CONCRETE;MARKING COMMUNICATIONS; ;APPLICATION COMMUNICATIONS CABLES; SUIT BODY SC15528; USED IN SUBSTNS; | TRI DIST |  | TRIP4P&LC | PURCHASE AS REQUIRED
000022586 | LID,PIT | TELECOM NO 4; CONCRETE;MARKING COMMUNICATIONS; ;APPLICATION COMMUNICATIONS CABLES; SUIT BODY SC15528; USED IN SUBSTNS; | TRI UGRD | TRI UNDERGROUND AUSTRALIA PTY LTD | 10358 | PURCHASE AS REQUIRED
000022586 | LID,PIT | TELECOM NO 4; CONCRETE;MARKING COMMUNICATIONS; ;APPLICATION COMMUNICATIONS CABLES; SUIT BODY SC15528; USED IN SUBSTNS; | BRITECH | BRI-TECH PTY LTD | TELECOM NO 4 CONCRETE | PURCHASE AS REQUIRED
000022674 | RELAY,OVERCURRENT AND EARTH FAULT | REYROLLE ARGUS;1 AMP;2OC EF & SEF; 5/1 AMP;110 V DC AUX,110 V DC LOGIC INPUTS;5 LOGIC INPUTS/11 RELAY OUTPUTS; MTG FLUSH & RACK; | RMS | RELAY MONITORING SYSTEMS PL | 7SG1114-4FA11-ODAO | PHASING
000022676 | LAMP,METAL HALIDE | 150 W; E40 CAP; CERAMIC ARC TUBE; CLEAR BULB;OPERATES ON 150 W HPS CONTROL GEAR;CARTON OF 12; EQTS 05-03-01; (scm) | PHILIPS | PHILIPS AUSTRALIA PTY LTD | 928082219231 | CURRENT
000022676 | LAMP,METAL HALIDE | 150 W; E40 CAP; CERAMIC ARC TUBE; CLEAR BULB;OPERATES ON 150 W HPS CONTROL GEAR;CARTON OF 12; EQTS 05-03-01; (scm) | EYE |  | CMT150/EX/HOR | CURRENT
000022677 | LAMP,METAL HALIDE | 70W Ceramic Arc, Clear Tube, E27 Cap, Operates on 70W HP Sodium Control Gear, EQTS 05-03-01 (scm) | PHILIPS | PHILIPS AUSTRALIA PTY LTD | 928082019235 | PHASING
000022677 | LAMP,METAL HALIDE | 70W Ceramic Arc, Clear Tube, E27 Cap, Operates on 70W HP Sodium Control Gear, EQTS 05-03-01 (scm) | LSSOLUTI | LIGHT SOURCE SOLUTIONS PL | S93102211 | PHASING
000022677 | LAMP,METAL HALIDE | 70W Ceramic Arc, Clear Tube, E27 Cap, Operates on 70W HP Sodium Control Gear, EQTS 05-03-01 (scm) | EYE |  | CMT70/EX/U | PHASING
000022678 | LAMP,METAL HALIDE | 250 V;100 W;E40 CAP;CERAMIC ARC TUBE; CLEAR BULB;OPERATES ON 100 W HPS CONTROL GEAR;CARTON OF 12; | LSSOLUTI | LIGHT SOURCE SOLUTIONS PL | S77399 | CURRENT
000022678 | LAMP,METAL HALIDE | 250 V;100 W;E40 CAP;CERAMIC ARC TUBE; CLEAR BULB;OPERATES ON 100 W HPS CONTROL GEAR;CARTON OF 12; | EYE |  | CMT100/EX/U | CURRENT
000022588 | CONNECTOR,BUSBAR | 80 MM TUBE RUN TO 80 MM TUBE TAP;TEE CONNECTOR;ALUMINIUM;PACK OF 1; | PLP AUST | PREFORMED LINE PRODUCTS (AUST) | D-ATT8080 | PURCHASE AS REQUIRED
000022675 | CARD,CIRCUIT | REPLACEMENT CONTROL MODULE;FOR CAPM5 (REV 5.0);SUITABLE FOR REPAIRING SCHNEIDER PTCC CONTROLLERS; | SCHNEDER | SCHNEIDER PTY LTD | 999900015 | CURRENT
000022620 | CIRCUIT BREAKER | DOUBLE FEEDER CB UNIT;12 KV;800 AMP; 25 KA,2000 AMP;BUS METAL CLAD SWITCHGEAR & CONTROL GEAR ASSEMBLY WITH 2 X 2OC,EF, SEF,CBF & FEEDER DIFFERENTIAL PROTECTION | HAWKSIDD | HAWKER SIDDELEY SWITCHGEAR LTD | ECLIPSE | PURCHASE AS REQUIRED
000022621 | CIRCUIT BREAKER | DOUBLE FEEDER CB UNIT;12 KV;800 AMP; 25 KV,2000 AMP;BUS METAL CLAD SWITCHGEAR & CONTROL GEAR ASSEMBLY WITH 2OC,EF,SEF CBF & 2 X 3OC EF SEF & INTERTRIP SEND/ | HAWKSIDD | HAWKER SIDDELEY SWITCHGEAR LTD | ECLIPSE | PURCHASE AS REQUIRED
000022622 | CIRCUIT BREAKER | TRANSFORMER CB UNIT;12 KV;800 AMP;25 KA, 2000 AMP;BUS METAL CLAD SWITCHGEAR & CONTROL GEAR ASSEMBLY WITH 3 PHASE CABLE VOLTAGE TRANSFORMER & PROVISION | HAWKSIDD | HAWKER SIDDELEY SWITCHGEAR LTD | ECLIPSE | PURCHASE AS REQUIRED
000022623 | CIRCUIT BREAKER | BUS SECTION CB UNIT;12 KV;2000 AMP;25 KA ;2000 AMP;BUS METAL CLAD SWITCHGEAR & CONTROL GEAR ASSEMBLY WITH PROVISION FOR 2 ZONES;FEF,FEF CK & 2 ZONES BOC,BEF | HAWKSIDD | HAWKER SIDDELEY SWITCHGEAR LTD | ECLIPSE | PURCHASE AS REQUIRED
000022624 | CIRCUIT BREAKER | BUS SECTION CB UNIT;12 KV;2000 AMP;25 KA ;2000 AMP;BUS METAL CLAD SWITCHGEAR & CONTROL GEAR ASSEMBY WITH PROVISION FOR 1 ZONE FEF & 1 ZONE BOC,BEF | HAWKSIDD | HAWKER SIDDELEY SWITCHGEAR LTD | ECLIPSE | PURCHASE AS REQUIRED
000022679 | RELAY,OVERCURRENT AND EARTH FAULT | SEL 751A;5 AMP/1 AMP;NEUTRAL;110 V DC AUX;110 V DC LOGIC INPUTS;FLUSH PANEL MTG; | SEL | SCHWEITZER ENGINEERING LABORATORIES INC. | 751A61D1D1D76861320 | CURRENT
000022682 | TAG,INSTRUCTION | RAKTAGZ;ENERGEX EQUIPMENT SERVICES NEXT TEST DUE (ZIPTIE TYPE);WHITE; 175 MM;USED AS A ROUTINE TESTING TAG ON EQUIPMENT;20 PER PACK, BOX OF 500; | JTAGZ | JTAGZ PL | 440A | CURRENT
000022683 | HANGER,MAGNETIC | HANGING KIT FOR FLUKE MULTIMETER RANGE;KIT INCLUDES 2 X UNIVERSAL HANGER CLIPS;2 X HOOK & STRAPS;STRONG MAGNET; COMBINE COMPONENTS TO MEET MOST | GILBLODG | GILBERT LODGE AUSTRALIA | FLUTPAC | CURRENT
000022683 | HANGER,MAGNETIC | HANGING KIT FOR FLUKE MULTIMETER RANGE;KIT INCLUDES 2 X UNIVERSAL HANGER CLIPS;2 X HOOK & STRAPS;STRONG MAGNET; COMBINE COMPONENTS TO MEET MOST | TES | TEST EQUIPMENT SOLUTIONS | TPAK | CURRENT
000022683 | HANGER,MAGNETIC | HANGING KIT FOR FLUKE MULTIMETER RANGE;KIT INCLUDES 2 X UNIVERSAL HANGER CLIPS;2 X HOOK & STRAPS;STRONG MAGNET; COMBINE COMPONENTS TO MEET MOST | RSCOMP | RADIOSPARES COMPONENT PTY LTD | TPAK | CURRENT
000022683 | HANGER,MAGNETIC | HANGING KIT FOR FLUKE MULTIMETER RANGE;KIT INCLUDES 2 X UNIVERSAL HANGER CLIPS;2 X HOOK & STRAPS;STRONG MAGNET; COMBINE COMPONENTS TO MEET MOST | HENCHMAN | HENCHMAN PRODUCTS | TPAK | CURRENT
000022664 | SWITCHBOARD,LV | WEBER TYPE;CLEAR POLYCARBONATE DEAD FRONT CUBICLE TYPE ASSEMBLY;1600 AMP TRANSFORMER ISOL;U/W (315,500 OR 750 KVA TX'S);4 X 630 AMP SW FUSE BASES;ENERGEX | WEBER | WEBER SOUTH PACIFIC PTY LTD | VF124160-EGX12 | PURCHASE AS REQUIRED
000022665 | SWITCHBOARD,LV | WEBER TYPE;CLEAR POLYCARBONATE DEAD FRONT CUBICLE TYPE ASSEMBLY;FOR USE WITH 750 TO 1500 KVA GT'S;3150 AMP TX LV ISOL;ENERGEX LHS TOP ENTRY & NETWORK | WEBER | WEBER SOUTH PACIFIC PTY LTD | VF130300-EGX40 | PURCHASE AS REQUIRED
000022666 | SWITCHBOARD,LV | WEBER TYPE;CLEAR POLYCARBONATE DEAD FRONT CUBICLE TYPE ASSEMBLY;U/W 750 TO 1500 KVA CT'S;3150 AMP ISOL;ENERGEX LHS BOTTOM ENTRY;NETWORK USER RHS TOP | WEBER | WEBER SOUTH PACIFIC PTY LTD | VF130300-EGX41 | PURCHASE AS REQUIRED
000022668 | SWITCHBOARD,LV | WEBER TYPE;CLEAR POLYCARBONATE DEAD FRONT CUBICLE TYPE ASSEMBLY;3150 AMP ISOL;ENERGEX LHS TOP ENTRY;NETWORK USER RHS BOTTOM EXIT;FOR USE IN INDOOR | WEBER | WEBER SOUTH PACIFIC PTY LTD | VF130-300-EGX43 | PURCHASE AS REQUIRED
000022669 | SWITCHBOARD,LV | WEBER TYPE;CLEAR POYCARBONATE DEAD FRONT CUBICLE TYPE ASSEMBLY;U/W 1000 OR 1500 KVA DIST TX'S;3150 AMP TRANSFORMER LV ISOL;4 FUSE BASES;ENERGEX BOTTOM | WEBER | WEBER SOUTH PACIFIC PTY LTD | VF234250-EGX06 | CURRENT
000022670 | SWITCHBOARD,LV | WEBER TYPE;CLEAR POLYCARBONATE DEAD FRONT CUBICLE TYPE ASSEMBLY;U/W 1000 OR 1500 KVA DIST TX'S;3150 AMP TRANSFORMER LV ISOL;3150 AMP NETWORK USER ISOL; | WEBER | WEBER SOUTH PACIFIC PTY LTD | VF234250-EGX07 | CURRENT
000022689 | GUARD | Wildlife Guard, HDPE, 1140 x 450mm c/w Fillet Corners, for HV Poles (scm) | BRITECH | BRI-TECH PTY LTD | HDPE | CURRENT
000022689 | GUARD | Wildlife Guard, HDPE, 1140 x 450mm c/w Fillet Corners, for HV Poles (scm) | RMS | RELAY MONITORING SYSTEMS PL | 22689 | CURRENT
000022689 | GUARD | Wildlife Guard, HDPE, 1140 x 450mm c/w Fillet Corners, for HV Poles (scm) | RMSPROD | RMS PRODUCTS (RELAY MONITORING SYSTEMS) | HDPE | CURRENT
000022590 | TERMINAL,LUG | DRILLED;4 HOLES M14;50 MM CENTRES;38 MM OD;TUBE TO FLAT;COPPER;TINNED;PACK OF 1; USED IN SUBSTNS; | HYLEC | HYLEC PTY LTD | CCS38P | PURCHASE AS REQUIRED
000022590 | TERMINAL,LUG | DRILLED;4 HOLES M14;50 MM CENTRES;38 MM OD;TUBE TO FLAT;COPPER;TINNED;PACK OF 1; USED IN SUBSTNS; | PLP AUST | PREFORMED LINE PRODUCTS (AUST) | CS40CT | PURCHASE AS REQUIRED
000022684 | TRANSFORMER,VOLTAGE | 3 PHASE;5 LIMB;QUTDOOR TYPE VOLTAGE TRANSFORMER;RATIO 33000 V/110 V/190 V; STAR/STAR/BROKEN DELTA;TO AS1243; WITH TYPE 2 TERMINAL TO AS2395; | TWS | TWS ENERGY CONTROLS | GEN 2 36 KV VOLTAGE TRANSFMR | PHASING
000022684 | TRANSFORMER,VOLTAGE | 3 PHASE;5 LIMB;QUTDOOR TYPE VOLTAGE TRANSFORMER;RATIO 33000 V/110 V/190 V; STAR/STAR/BROKEN DELTA;TO AS1243; WITH TYPE 2 TERMINAL TO AS2395; | HAWKSIDD | HAWKER SIDDELEY SWITCHGEAR LTD | GEN 2 36 KV VOLTAGE TRANSFMR | PHASING
000022559 | GUARD,ANIMAL | 405 MM DIA WILDLIFE GUARD;SUITS 11 KV & 33 KV LONGROD INSULATOR;WITH UP TO 25 MM CORE DIA;SUPPLIED WITH REMOVEABLE CENTRE TO SUIT DISC INSULATORS;USED ON | PENTA | PENTA AUST (TMAC THEW & MCCANN/HYLEC) | PA22017 | CURRENT
000022559 | GUARD,ANIMAL | 405 MM DIA WILDLIFE GUARD;SUITS 11 KV & 33 KV LONGROD INSULATOR;WITH UP TO 25 MM CORE DIA;SUPPLIED WITH REMOVEABLE CENTRE TO SUIT DISC INSULATORS;USED ON | HYLEC | HYLEC PTY LTD | HSW001SEGX | CURRENT
000022589 | CONNECTOR,BUSBAR | 38.1 MM OD TUBE RUN TO TAP;15.75 MM TO 20.25 MM DIA CABLE;PACK OF 1; | PLP AUST | PREFORMED LINE PRODUCTS (AUST) | D-45T | CURRENT
000022685 | FIXTURE,LIGHTING | COMPACT FLUORESCENT;32 W;STREET LIGHT MINOR ROAD;END ENTRY;ECO URBAN AEROSCREEN;34 MM SPIGOT;C/W INTEGRAL VARIABLE WATTAGE ELECTRONIC BALLAST; | GERARD | GERARD PROFESSIONAL SOLUTIONS PL | JA98BD09L | PHASING
000022688 | CONNECTOR,BUSBAR | SPECIAL USE;1340 AMP RATED FLEXIBLE BRAIDED WITH TINNED CU PALMS DRILLED;1 X 14 MM HOLE;UG CABLE SIDE;2 X 18 MM HOLES TX SIDE;315 MM LG O/A;42 MM W,25 MM THK | PLP AUST | PREFORMED LINE PRODUCTS (AUST) | QUOTATION 31951 1340 AMP | PURCHASE AS REQUIRED
000022751 | PIPE,METALLIC | LEAD;114 MM NB;4.8 MM WALL THK;1220 MM LG;20.2 KG/M;0.06% COPPERISED SOFT LEAD; AS1812; | CONALLOY |  | 114 MM NB 4.8 MM WALL THK | CURRENT
000022710 | WIRE,ELECTRICAL | AERIAL;ALL ALUMINIUM ALLOY CONDUCTOR (AAAC);37/3.75 MM;GREASED CORE;CODE- PHOSPHORUS;DRUM SIZE 4000 M,DRUM WEIGHT 1560 KG; | MIDLANDS | MIDLAND METALS | MMO-PHOSPHORUS | PURCHASE AS REQUIRED
000022710 | WIRE,ELECTRICAL | AERIAL;ALL ALUMINIUM ALLOY CONDUCTOR (AAAC);37/3.75 MM;GREASED CORE;CODE- PHOSPHORUS;DRUM SIZE 4000 M,DRUM WEIGHT 1560 KG; | PWRGRID | POWER GRID CABLES PTY LTD WINDSOR NSW | L-T-SA12-0046-AP-2 | PURCHASE AS REQUIRED
000022711 | STRAND,WIRE | STEEL;GALV;7/2.75 MM;1310 MPA BREAKING FORCE;30 M COIL;COIL WEIGHT 10 KG;BANDIT STRAPPING NOT TO BE USED TO CONTAIN COILS; | MIDLANDS | MIDLAND METALS | MMO-SC/GZ 7/2.75 (30M) | CURRENT
000022757 | ELECTROLYTE POWDER | Beverage Mix, Grape, Low Joule, Low Sodium, Caffeine Free, Sugar Free, for Diabetics & Low Carb Consumers, 3g Sachet to be mixed into 600ml water(P10) | ATOMSUPP | ATOM SUPPLY | 306929 | CURRENT
000022757 | ELECTROLYTE POWDER | Beverage Mix, Grape, Low Joule, Low Sodium, Caffeine Free, Sugar Free, for Diabetics & Low Carb Consumers, 3g Sachet to be mixed into 600ml water(P10) | ATOMSUPP | ATOM SUPPLY | SQEE0106 | CURRENT
000022758 | ELECTROLYTE POWDER | Beverage Mix, Mixed Berry, Low Joule, Low Sodium, Caffeine Free, Sugar Free, for Diabetics & Low Carb Consumers, 3g Sachet to be mixed into 600ml water(P10) | ATOMSUPP | ATOM SUPPLY | SQEE0101 | CURRENT
000022758 | ELECTROLYTE POWDER | Beverage Mix, Mixed Berry, Low Joule, Low Sodium, Caffeine Free, Sugar Free, for Diabetics & Low Carb Consumers, 3g Sachet to be mixed into 600ml water(P10) | ATOMSUPP | ATOM SUPPLY | 306930 | CURRENT
000022753 | ADAPTOR | EARTH;4 MM;EXTENSION ADAPTOR;ELECTRO PJP 4 MM FEMALE EXTENSION ADAPTOR; GREEN COLOUR;1000 V,CAT III; | RSCOMP | RADIOSPARES COMPONENT PTY LTD | 3310-IEC-V F-F ADAPTOR | CURRENT
000022753 | ADAPTOR | EARTH;4 MM;EXTENSION ADAPTOR;ELECTRO PJP 4 MM FEMALE EXTENSION ADAPTOR; GREEN COLOUR;1000 V,CAT III; | TES | TEST EQUIPMENT SOLUTIONS | 3310-IEC-V F-F ADAPTOR | CURRENT
000022753 | ADAPTOR | EARTH;4 MM;EXTENSION ADAPTOR;ELECTRO PJP 4 MM FEMALE EXTENSION ADAPTOR; GREEN COLOUR;1000 V,CAT III; | PACIFIC | PACIFIC CONTROLS PTY LTD | 3310-IEC-V F-F ADAPTOR | CURRENT
000022712 | LINK,PLUG-IN | FBS;10-5;10 WAY LINK BAR;FOR PHOENIX CONTACT TERMINAL BLOCKS;3205022, 3205019,3206487,3205226;PACK OF 10;FOR TELECOMMUNICATIONS WORK; | HAYMANS | HAYMANS ELECTRICAL | PHO3030213 | CURRENT
000022712 | LINK,PLUG-IN | FBS;10-5;10 WAY LINK BAR;FOR PHOENIX CONTACT TERMINAL BLOCKS;3205022, 3205019,3206487,3205226;PACK OF 10;FOR TELECOMMUNICATIONS WORK; | RITTAL | RITTAL AUSTRALIA PTY LTD | 3030213 | CURRENT
000022712 | LINK,PLUG-IN | FBS;10-5;10 WAY LINK BAR;FOR PHOENIX CONTACT TERMINAL BLOCKS;3205022, 3205019,3206487,3205226;PACK OF 10;FOR TELECOMMUNICATIONS WORK; | PHOENIX | PHOENIX CONTACT PTY LTD | 3030213 | CURRENT
000022713 | LINK,PLUG-IN | FBS;5-5;5 WAY LINK BAR;FOR PHOENIX CONTACT TERMINAL BLOCK;3205022,3205019, 3206487,3205226;PACK OF 50;FOR TELECOMMUNICATIONS WORK; | HAYMANS | HAYMANS ELECTRICAL | PHO3030190 | CURRENT
000022713 | LINK,PLUG-IN | FBS;5-5;5 WAY LINK BAR;FOR PHOENIX CONTACT TERMINAL BLOCK;3205022,3205019, 3206487,3205226;PACK OF 50;FOR TELECOMMUNICATIONS WORK; | RITTAL | RITTAL AUSTRALIA PTY LTD | 3030190 | CURRENT
000022713 | LINK,PLUG-IN | FBS;5-5;5 WAY LINK BAR;FOR PHOENIX CONTACT TERMINAL BLOCK;3205022,3205019, 3206487,3205226;PACK OF 50;FOR TELECOMMUNICATIONS WORK; | PHOENIX | PHOENIX CONTACT PTY LTD | 3030190 | CURRENT
000022714 | LINK,PLUG-IN | FBS;3-5;3 WAY LINK BAR;FOR PHOENIX CONTACT TERMINAL BLOCKS;3205022,3205019, 3206487,3205226;PACK OF 50;FOR TELECOMMUNICATIONS WORK; | HAYMANS | HAYMANS ELECTRICAL | PHO3030174 | CURRENT
000022714 | LINK,PLUG-IN | FBS;3-5;3 WAY LINK BAR;FOR PHOENIX CONTACT TERMINAL BLOCKS;3205022,3205019, 3206487,3205226;PACK OF 50;FOR TELECOMMUNICATIONS WORK; | RITTAL | RITTAL AUSTRALIA PTY LTD | 3030174 | CURRENT
000022714 | LINK,PLUG-IN | FBS;3-5;3 WAY LINK BAR;FOR PHOENIX CONTACT TERMINAL BLOCKS;3205022,3205019, 3206487,3205226;PACK OF 50;FOR TELECOMMUNICATIONS WORK; | PHOENIX | PHOENIX CONTACT PTY LTD | 3030174 | CURRENT
000022715 | END,PLATE | D-QTC1,5;SIDE COVER FOR TERMINAL BLOCK PHOENIX CONTACT;3205022 & 3205019;GREY COLOUR;DIN RAIL MTD;PACK OF 50; | HAYMANS | HAYMANS ELECTRICAL | PHO3205161 | CURRENT
000022715 | END,PLATE | D-QTC1,5;SIDE COVER FOR TERMINAL BLOCK PHOENIX CONTACT;3205022 & 3205019;GREY COLOUR;DIN RAIL MTD;PACK OF 50; | RITTAL | RITTAL AUSTRALIA PTY LTD | 3205161 | CURRENT
000022715 | END,PLATE | D-QTC1,5;SIDE COVER FOR TERMINAL BLOCK PHOENIX CONTACT;3205022 & 3205019;GREY COLOUR;DIN RAIL MTD;PACK OF 50; | PHOENIX | PHOENIX CONTACT PTY LTD | 3205161 | CURRENT
000022716 | END,PLATE | D-QTC, 2.5;TWIN END COVER FOR TERMINAL BLOCK PHOENIX CONTACT;3206487 &3205226; GREY COLOUR;DIN RAIL MTD;PACK OF 50; | HAYMANS | HAYMANS ELECTRICAL | PHO3205190 | CURRENT
000022716 | END,PLATE | D-QTC, 2.5;TWIN END COVER FOR TERMINAL BLOCK PHOENIX CONTACT;3206487 &3205226; GREY COLOUR;DIN RAIL MTD;PACK OF 50; | RITTAL | RITTAL AUSTRALIA PTY LTD | 3206571 | CURRENT
000022716 | END,PLATE | D-QTC, 2.5;TWIN END COVER FOR TERMINAL BLOCK PHOENIX CONTACT;3206487 &3205226; GREY COLOUR;DIN RAIL MTD;PACK OF 50; | PHOENIX | PHOENIX CONTACT PTY LTD | 3206571 | CURRENT
000022716 | END,PLATE | D-QTC, 2.5;TWIN END COVER FOR TERMINAL BLOCK PHOENIX CONTACT;3206487 &3205226; GREY COLOUR;DIN RAIL MTD;PACK OF 50; | HAYMANS | HAYMANS ELECTRICAL | 3206571 | CURRENT
000022718 | PARTITION,TERMINAL BLOCK | ATP,QTC;SEPERATES PHOENIX CONNECTORS ;DIN RAIL MTD;PACK OF 50; | HAYMANS | HAYMANS ELECTRICAL | PHO3206209 | CURRENT
000022718 | PARTITION,TERMINAL BLOCK | ATP,QTC;SEPERATES PHOENIX CONNECTORS ;DIN RAIL MTD;PACK OF 50; | RITTAL | RITTAL AUSTRALIA PTY LTD | 3206209 | CURRENT
000022718 | PARTITION,TERMINAL BLOCK | ATP,QTC;SEPERATES PHOENIX CONNECTORS ;DIN RAIL MTD;PACK OF 50; | PHOENIX | PHOENIX CONTACT PTY LTD | 3206209 | CURRENT
000022719 | PARTITION,TERMINAL BLOCK | ATP,QTC TWIN;SEPERATES PHOENIX LGE TERMINAL BLOCKS;DIN RAIL MTD;PACK OF 50; | HAYMANS | HAYMANS ELECTRICAL | PHO3206212 | CURRENT
000022719 | PARTITION,TERMINAL BLOCK | ATP,QTC TWIN;SEPERATES PHOENIX LGE TERMINAL BLOCKS;DIN RAIL MTD;PACK OF 50; | RITTAL | RITTAL AUSTRALIA PTY LTD | 3206212 | CURRENT
000022719 | PARTITION,TERMINAL BLOCK | ATP,QTC TWIN;SEPERATES PHOENIX LGE TERMINAL BLOCKS;DIN RAIL MTD;PACK OF 50; | PHOENIX | PHOENIX CONTACT PTY LTD | 3206212 | CURRENT
000022720 | TERMINAL BLOCK | QTC1,5BU;INSULATION DISPLACEMENT FOR UP TO 1.5 SQ MM CABLE;BLUE;DIN RAIL MTD; BOX OF 50; | HAYMANS | HAYMANS ELECTRICAL | PHO3205022 | CURRENT
000022720 | TERMINAL BLOCK | QTC1,5BU;INSULATION DISPLACEMENT FOR UP TO 1.5 SQ MM CABLE;BLUE;DIN RAIL MTD; BOX OF 50; | RITTAL | RITTAL AUSTRALIA PTY LTD | 3205022 | CURRENT
000022720 | TERMINAL BLOCK | QTC1,5BU;INSULATION DISPLACEMENT FOR UP TO 1.5 SQ MM CABLE;BLUE;DIN RAIL MTD; BOX OF 50; | PHOENIX | PHOENIX CONTACT PTY LTD | 3205022 | CURRENT
000022721 | TERMINAL BLOCK | QTC1,5;INSULATION DISPLACEMENT FOR UP TO 1.5 SQ MM CABLE;GREY;DIN RAIL MTD; PACK OF 50; | HAYMANS | HAYMANS ELECTRICAL | PHO3205019 | CURRENT
000022721 | TERMINAL BLOCK | QTC1,5;INSULATION DISPLACEMENT FOR UP TO 1.5 SQ MM CABLE;GREY;DIN RAIL MTD; PACK OF 50; | RITTAL | RITTAL AUSTRALIA PTY LTD | 3205019 | CURRENT
000022721 | TERMINAL BLOCK | QTC1,5;INSULATION DISPLACEMENT FOR UP TO 1.5 SQ MM CABLE;GREY;DIN RAIL MTD; PACK OF 50; | PHOENIX | PHOENIX CONTACT PTY LTD | 3205019 | CURRENT
000022722 | TERMINAL BLOCK | QTC2,5-MT;INSULATION DISPLACEMENT FOR UP TO 2.5 SQ MM CABLE;GREY;DIN RAIL MTD; PACK OF 50; | HAYMANS | HAYMANS ELECTRICAL | PHO3206487 | CURRENT
000022722 | TERMINAL BLOCK | QTC2,5-MT;INSULATION DISPLACEMENT FOR UP TO 2.5 SQ MM CABLE;GREY;DIN RAIL MTD; PACK OF 50; | RITTAL | RITTAL AUSTRALIA PTY LTD | 3206487 | CURRENT
000022722 | TERMINAL BLOCK | QTC2,5-MT;INSULATION DISPLACEMENT FOR UP TO 2.5 SQ MM CABLE;GREY;DIN RAIL MTD; PACK OF 50; | PHOENIX | PHOENIX CONTACT PTY LTD | 3206487 | CURRENT
000022723 | TERMINAL BLOCK | QTC2,5-MT BU;INSULATION DISPLACEMENT FOR UP TO 2.5 SQ MM CABLE;BLUE;DIN RAIL MTD;BOX OF 50; | HAYMANS | HAYMANS ELECTRICAL | PHO3205226 | CURRENT
000022723 | TERMINAL BLOCK | QTC2,5-MT BU;INSULATION DISPLACEMENT FOR UP TO 2.5 SQ MM CABLE;BLUE;DIN RAIL MTD;BOX OF 50; | RITTAL | RITTAL AUSTRALIA PTY LTD | 3205226 | CURRENT
000022723 | TERMINAL BLOCK | QTC2,5-MT BU;INSULATION DISPLACEMENT FOR UP TO 2.5 SQ MM CABLE;BLUE;DIN RAIL MTD;BOX OF 50; | PHOENIX | PHOENIX CONTACT PTY LTD | 3205226 | CURRENT
000022724 | COUPLING,ELECTRICAL CONDUIT | Plain to Plain, PVC, 25mm ID, 30mm OD, 42mm Lg, Grey | CLIPSAL | GERARD INDUSTRIES QLD DIVSN P/L | 242/25-GY | CURRENT
000022724 | COUPLING,ELECTRICAL CONDUIT | Plain to Plain, PVC, 25mm ID, 30mm OD, 42mm Lg, Grey | REXEL | REXEL PTY LTD | CLI242/25GY | CURRENT
000022724 | COUPLING,ELECTRICAL CONDUIT | Plain to Plain, PVC, 25mm ID, 30mm OD, 42mm Lg, Grey | HAYMANS | HAYMANS ELECTRICAL | CLI242/25 GRY | CURRENT
000022725 | CONVERTER | 24 V;500 W;24-48 FT;FANLESS DC/DC CONVERTER;FOR SUBSTN COMMUNICATIONS; | REXEL | REXEL PTY LTD | AMXDCW500-24-48FT-P9200 | CURRENT
000022725 | CONVERTER | 24 V;500 W;24-48 FT;FANLESS DC/DC CONVERTER;FOR SUBSTN COMMUNICATIONS; | AMTEX | AMTEX ELECTRONICS | DCW500-24-48FT | CURRENT
000022726 | SHELF,ELECTRICAL EQUIPMENT | 19 IN;SLIDING SHELF;TO SUIT COMMUNICATIONS CUBICLE SC19914;380 MM D; VENTED;BLACK COLOUR; TO SUIT RACK DEPTH OF 450MM TO 580MM | B&R | B&R ENCLOSURES | XB-413828/4 | CURRENT
000022727 | SHELF,ELECTRICAL EQUIPMENT | 19 IN;CANTILEVER SHELF;TO SUIT COMMUNICATIONS CUBICLE SC19914;400 MM D; VENTED;COLOUR BLACK;USED TO MTD DC/DC CONVERTERS; | B&R | B&R ENCLOSURES | XB-413828/3 | CURRENT
000022728 | SHELF,ELECTRICAL EQUIPMENT | 19 IN;CANTILEVER SHELF;TO SUIT COMMUNICATIONS CUBICLE SC19914;300 MM D; VENTED;COLOUR BLACK; | B&R | B&R ENCLOSURES | XB-413828/2 | CURRENT
000022729 | TERMINAL SET,DISCONNECTION MODULE. | REICLE BLOCKS;FOR NOKIA TMS;FOR TERMINATING 10 PAIR CABLE ALLOWING FOR DOUBLE JUMPERING OF EACH PAIR; | CNWPL | CNW PL - SLACKS CREEK | R27063-20-1 | CURRENT
000022729 | TERMINAL SET,DISCONNECTION MODULE. | REICLE BLOCKS;FOR NOKIA TMS;FOR TERMINATING 10 PAIR CABLE ALLOWING FOR DOUBLE JUMPERING OF EACH PAIR; | MADISON | MADISON TECHNOLOGIES PL | R27063-20-1 | CURRENT
000022730 | ADAPTOR | MODULAR ADAPTOR;RJ45 TO DB9F CONNECTOR;REQUIRED FOR TELECOMMUNICATIONS WORK; | CNWPL | CNW PL - SLACKS CREEK | P1692A | CURRENT
000022730 | ADAPTOR | MODULAR ADAPTOR;RJ45 TO DB9F CONNECTOR;REQUIRED FOR TELECOMMUNICATIONS WORK; | CABAC | CABAC (MANUFACTURER) | CAB06RJ45D09S | CURRENT
000022730 | ADAPTOR | MODULAR ADAPTOR;RJ45 TO DB9F CONNECTOR;REQUIRED FOR TELECOMMUNICATIONS WORK; | CNWPL | CNW PL - SLACKS CREEK | CAB06RJ45D09S | CURRENT
000022730 | ADAPTOR | MODULAR ADAPTOR;RJ45 TO DB9F CONNECTOR;REQUIRED FOR TELECOMMUNICATIONS WORK; | HAYMANS | HAYMANS ELECTRICAL | DCWDCAC1013 | CURRENT
000022731 | ADAPTOR | MODULAR ADAPTOR;RJ45 TO DB9M CONNECTOR;REQUIRED FOR TELECOMMUNICATIONS WORK; | CNWPL | CNW PL - SLACKS CREEK | ALTP1690 | CURRENT
000022731 | ADAPTOR | MODULAR ADAPTOR;RJ45 TO DB9M CONNECTOR;REQUIRED FOR TELECOMMUNICATIONS WORK; | CNWPL | CNW PL - SLACKS CREEK | CAB06RJ45D09P | CURRENT
000022731 | ADAPTOR | MODULAR ADAPTOR;RJ45 TO DB9M CONNECTOR;REQUIRED FOR TELECOMMUNICATIONS WORK; | HAYMANS | HAYMANS ELECTRICAL | DCWDCAC1014 | CURRENT
000022731 | ADAPTOR | MODULAR ADAPTOR;RJ45 TO DB9M CONNECTOR;REQUIRED FOR TELECOMMUNICATIONS WORK; | REXEL | REXEL PTY LTD | 1690A | CURRENT
000022732 | PLATE,WALL,ELECTRICAL | 4 GANG WALL PLATE;WHITE;SUITS CLIPSAL MECHANISMS;BOX OF 10; | REXEL | REXEL PTY LTD | CLI2034VHWE | CURRENT
000022732 | PLATE,WALL,ELECTRICAL | 4 GANG WALL PLATE;WHITE;SUITS CLIPSAL MECHANISMS;BOX OF 10; | HAYMANS | HAYMANS ELECTRICAL | CLI2034VHWE | CURRENT
000022732 | PLATE,WALL,ELECTRICAL | 4 GANG WALL PLATE;WHITE;SUITS CLIPSAL MECHANISMS;BOX OF 10; | CNWPL | CNW PL - SLACKS CREEK | CLI2034VHWE | CURRENT
000022733 | PLATE,WALL,ELECTRICAL | 3 GANG WALL PLATE;WHITE;SUITS CLIPSAL MECHANISMS;BOX OF 10; | REXEL | REXEL PTY LTD | CLI2033VHWE | CURRENT
000022733 | PLATE,WALL,ELECTRICAL | 3 GANG WALL PLATE;WHITE;SUITS CLIPSAL MECHANISMS;BOX OF 10; | HAYMANS | HAYMANS ELECTRICAL | CLI2033VHWE | CURRENT
000022734 | PLATE,WALL,ELECTRICAL | 2 GANG WALL PLATE;WHITE;SUITS CLIPSAL MECHANISMS;BOX OF 10; | REXEL | REXEL PTY LTD | CLI2032VHWE | CURRENT
000022734 | PLATE,WALL,ELECTRICAL | 2 GANG WALL PLATE;WHITE;SUITS CLIPSAL MECHANISMS;BOX OF 10; | HAYMANS | HAYMANS ELECTRICAL | CLI2032VHWE | CURRENT
000022734 | PLATE,WALL,ELECTRICAL | 2 GANG WALL PLATE;WHITE;SUITS CLIPSAL MECHANISMS;BOX OF 10; | CNWPL | CNW PL - SLACKS CREEK | CLI2032VHWE | CURRENT
000022735 | PLATE,WALL,ELECTRICAL | SINGLE GANG WALL PLATE;WHITE;FOR CLIPSAL MECHANISMS;BOX OF 10; | BLKWOODS | J BLACKWOOD & SON LTD | 04773967/2031VH-WE | CURRENT
000022735 | PLATE,WALL,ELECTRICAL | SINGLE GANG WALL PLATE;WHITE;FOR CLIPSAL MECHANISMS;BOX OF 10; | HAYMANS | HAYMANS ELECTRICAL | CLI2031VHWE | CURRENT
000022736 | STRAP,RETAINING | ZINC PLATED;HALF SADDLE;25 MM;FOR SECURING CONDUIT;BOX OF 50; | CNWPL | CNW PL - SLACKS CREEK | CLI180/25 | CURRENT
000022736 | STRAP,RETAINING | ZINC PLATED;HALF SADDLE;25 MM;FOR SECURING CONDUIT;BOX OF 50; | BLKWOODS | J BLACKWOOD & SON LTD | 01914555/180/25 | CURRENT
000022736 | STRAP,RETAINING | ZINC PLATED;HALF SADDLE;25 MM;FOR SECURING CONDUIT;BOX OF 50; | HAYMANS | HAYMANS ELECTRICAL | CLI180/25 | CURRENT
000022737 | TAPE, EMBOSSING | LABEL TAPE;NYLON TAPE;FOR RHINO LABEL MACHINE;FOR FIXING LABELS TO CABLES; 19 MM X 3.5 M;WHITE BACKGROUND WITH BLACK TEXT;BOX OF 5; | REXEL | REXEL PTY LTD | DYMDY-SD18489 | CURRENT
000022737 | TAPE, EMBOSSING | LABEL TAPE;NYLON TAPE;FOR RHINO LABEL MACHINE;FOR FIXING LABELS TO CABLES; 19 MM X 3.5 M;WHITE BACKGROUND WITH BLACK TEXT;BOX OF 5; | HAYMANS | HAYMANS ELECTRICAL | REE3MPLFN-WHT-3/4 | CURRENT
000022738 | INSPECTION TEE ELECTRICAL CONDUIT. | RIGID PVC;25 MM CONDUIT TEE;GREY COLOUR; BOX OF 10; | REXEL | REXEL PTY LTD | CLI246/25GY | CURRENT
000022738 | INSPECTION TEE ELECTRICAL CONDUIT. | RIGID PVC;25 MM CONDUIT TEE;GREY COLOUR; BOX OF 10; | HAYMANS | HAYMANS ELECTRICAL | CLI246/25 | CURRENT
000022739 | ELBOW,ELECTRICAL CONDUIT | RIGID PVC;CONDUIT ELBOW;25 MM;GREY COLOUR;BOX OF 20; | REXEL | REXEL PTY LTD | CLI244/25GY | CURRENT
000022739 | ELBOW,ELECTRICAL CONDUIT | RIGID PVC;CONDUIT ELBOW;25 MM;GREY COLOUR;BOX OF 20; | HAYMANS | HAYMANS ELECTRICAL | CLI244/25 | CURRENT
000022759 | BRACKET,MOUNTING | Pole Bracket, 450mm Lg, Galv Steel, c/w 280mm Outreach, M24 Bolt Holes, for 11kV ABC Suspension Assy (scm) | PLP AUST | PREFORMED LINE PRODUCTS (AUST) | D-SB10312/1 | CURRENT
000022760 | BOLT,HOOK | STEEL;GALV;M16;12 KN MIN FAILING LOAD; 200 MM LG TO INSIDE OF HOOK;SUPPLIED WITH 2 NUTS & FLAT WASHER;U/W SC22759 SUSPENSION BRACKET FOR HVABC; | PLP AUST | PREFORMED LINE PRODUCTS (AUST) | DULMISON HB16200 | CURRENT
000022762 | CLAMP,SUSPENSION,ELEC CONDUCTOR | TO SUIT;11 KV ABC 120 SQ MM;LIGHT DUTY METALLIC SCREENED;WITH 19/2.00 STEEL GALV CATENARY WIRE;U/W HVABC PROJECTS; | PLP AUST | PREFORMED LINE PRODUCTS (AUST) | DULMISON IBSH1065 | CURRENT
000022746 | CHANNEL,STRUCTURAL | DIN RAIL TERMINAL;SLOTTED;2 M LG; 35 MM X 7.5 MM;FOR TELECOMMUNICATIONS WORK; | HAYMANS | HAYMANS ELECTRICAL | B&RDIN35/7.5SL | CURRENT
000022740 | CABLE,INSTRUMENTATION ELECTRICAL | FIGURE 8 CABLE;2 CORE;RED/BLACK CONDUCTOR,SIZE 16/0.30;100 M ROLL;FOR TELECOMMUNICATIONS WORK; | HAYMANS | HAYMANS ELECTRICAL | GARTSAW163100 | CURRENT
000022741 | CABLE,INSTRUMENTATION ELECTRICAL | 0.6/1KV;6 SQ MM;CLASS 5 FLEXIBLE CABLE; RED/BLUE;84/0.3;CLEAR OUTER SHEATH; 100 M ROLL;FOR TELECOMMUNICATIONS WORK; | PWRFLEX | POWER FLEX CABLES PL. | PTW2/6.0 RD/BLU | CURRENT
000022742 | CONNECTOR,BUSBAR | 6 SQ MM;CLASS 5 FLEXIBLE CABLE;RED/BLACK ;84/0.3;CLEAR OUTER SHEATH;100 M ROLL; FOR TELECOMMUNICATIONS WORK; | PWRFLEX | POWER FLEX CABLES PL. | PTW2/6.0 RD/BLK | CURRENT
000022743 | CABLE,INSTRUMENTATION ELECTRICAL | 0.6/1 KV;2.5 SQ MM;CLASS 5 FLEXIBLE CABLE;RED/BLACK;50/0.25;CLEAR OUTER SHEATH;100 M ROLL;FOR TELECOMMUNICATIONS WORK; | PWRFLEX | POWER FLEX CABLES PL. | PTW2/2.5 RD/BLK | CURRENT
000022744 | CABLE,INSTRUMENTATION ELECTRICAL | 2.5 SQ MM;CLASS 5 FLEXIBLE CABLE; RED/BLUE;50/0.25;CLEAR OUTER SHEATH; 100 M ROLL;FOR TELECOMMUNICATIONS WORK; | PWRFLEX | POWER FLEX CABLES PL. | PTW2/2.5 RD/BLU | CURRENT
000022745 | CABLE,INSTRUMENTATION ELECTRICAL | 0.6/1 KV;1.5 SQ MM;CLASS 5 FLEXIBLE CABLE;RED/BLUE;30/0.25;CLEAR OUTER SHEATH;100 M ROLL;FOR TELECOMMUNICATIONS WORK; | PWRFLEX | POWER FLEX CABLES PL. | PTW2/1.5 RD/BLU | CURRENT
000022770 | FIXTURE,LIGHTING | METAL HALIDE;100 W;STREET LIGHT MAJOR ROAD;END ENTRY;42 MM SPIGOT; C/W INTREGAL HPF,BI CONTROL GEAR; CERAMIC ARC TUBE LAMP;PHOTO ELECTRIC | GERARD | GERARD PROFESSIONAL SOLUTIONS PL | PR47BD01LC | PHASING
000022774 | INSULATOR,STANDOFF | SYNTHETIC;11 KV;4 HOLE FLANGE TOP WITH M12 HOLES AT 76 PCD;M20 STUD MTG BASE; STUD SUPPLIED 140 MM LG WITH NUT & WASHERS;FOR HVABC JOINTING APPLICATIONS | TYCO | TYCO | LP-12.5EP95-430CSG-M20 | CURRENT
000022691 | PIT,UTILITY | TYPE A;PRE CAST CONCRETE;CABLE JOINTING ACCESS CHAMBER;1600 MM LG,1250 MM W, 1060 MM H;C/W BASE & LID;USED IN SUBSTNS ; | AQUARIUS | AQUARIUS PRECAST PL | TYPE A | CURRENT
000022691 | PIT,UTILITY | TYPE A;PRE CAST CONCRETE;CABLE JOINTING ACCESS CHAMBER;1600 MM LG,1250 MM W, 1060 MM H;C/W BASE & LID;USED IN SUBSTNS ; | TRI UGRD | TRI UNDERGROUND AUSTRALIA PTY LTD | TRIPTELCOA | CURRENT
000022756 | CABLE,POWER,ELECTRICAL | 25 SQ MM;SINGLE CORE 7 STRAND CU TPR COVERED TAP WIRE INSULATED;25 KV USED ON 11 KV SURGE ARRESTERS;SUPPLIED IN 10 KG COIL (28 M APPROX); | MIDLANDS | MIDLAND METALS | 25KV 1CX25MM2 | CURRENT
000022756 | CABLE,POWER,ELECTRICAL | 25 SQ MM;SINGLE CORE 7 STRAND CU TPR COVERED TAP WIRE INSULATED;25 KV USED ON 11 KV SURGE ARRESTERS;SUPPLIED IN 10 KG COIL (28 M APPROX); | BRITECH | BRI-TECH PTY LTD | H25CUB011X | CURRENT
000022761 | CLAMP,SUSPENSION,ELEC CONDUCTOR | TO SUIT;11 KV ABC 35 SQ MM;LIGHT DUTY METALLIC SCREENED;WITH 19/2.00 STEEL GALV CATENARY WIRE;U/W HVABC PROJECTS; | PLP AUST | PREFORMED LINE PRODUCTS (AUST) | DULMISON IBSH1050 | CURRENT
000022787 | PC-SACS. | DC POWER SUPPLY FOR P5 INTERFACE & EARLIER V2 & MINI-SACS CHASSIS; | WAVE | WAVE COMMUNICATION ENGINEERING | BAF210-24/5D12FT-R6536 | CURRENT
000022779 | JOINT,ELECTRICAL POWER CABLE | 110 KV;FOR 400 SQ MM CU COND;3 CORE;OIL FILLED PAPER INSULATED;TO 400 SQ MM CU COND XLPE INSULATED;CORRUGATED COPPER SHEATH CABLES;TRIFURCATING | NKT | NKT CABLES AUSTRALIA P/L | 110 KV TRANSITION JOINT | PURCHASE AS REQUIRED
000022779 | JOINT,ELECTRICAL POWER CABLE | 110 KV;FOR 400 SQ MM CU COND;3 CORE;OIL FILLED PAPER INSULATED;TO 400 SQ MM CU COND XLPE INSULATED;CORRUGATED COPPER SHEATH CABLES;TRIFURCATING | PRYSMIAN | PRYSMIAN POWER CABLES & SYSTEMS AUST | 110 KV TRANSITION JOINT | PURCHASE AS REQUIRED
000022779 | JOINT,ELECTRICAL POWER CABLE | 110 KV;FOR 400 SQ MM CU COND;3 CORE;OIL FILLED PAPER INSULATED;TO 400 SQ MM CU COND XLPE INSULATED;CORRUGATED COPPER SHEATH CABLES;TRIFURCATING | INTERTEC | INTERTECH ENGINEERING PTY LTD | 110 KV TRANSITION JOINT | PURCHASE AS REQUIRED
000022782 | PLASTIC SHEET | CLEAR UV HEATSHRINK;25 SQ MM X 200 MM LG;USED IN REPAIR OF EARTHS BY REDEQUIP; | PENTA | PENTA AUST (TMAC THEW & MCCANN/HYLEC) | PA11589 | PURCHASE AS REQUIRED
000022782 | PLASTIC SHEET | CLEAR UV HEATSHRINK;25 SQ MM X 200 MM LG;USED IN REPAIR OF EARTHS BY REDEQUIP; | THEWMCAN | TMAC THEW & MCCANN GROUP | TM11589 | PURCHASE AS REQUIRED
000022782 | PLASTIC SHEET | CLEAR UV HEATSHRINK;25 SQ MM X 200 MM LG;USED IN REPAIR OF EARTHS BY REDEQUIP; | THEWMCAN | TMAC THEW & MCCANN GROUP | 22782 | PURCHASE AS REQUIRED
000022783 | PLASTIC SHEET | CLEAR UVHEATSHRINK;35-70 SQ MM X 200 MM LG;USED IN REPAIR OF EARTHS BY REDEQUIP; | PENTA | PENTA AUST (TMAC THEW & MCCANN/HYLEC) | PA11590 | PURCHASE AS REQUIRED
000022783 | PLASTIC SHEET | CLEAR UVHEATSHRINK;35-70 SQ MM X 200 MM LG;USED IN REPAIR OF EARTHS BY REDEQUIP; | THEWMCAN | TMAC THEW & MCCANN GROUP | TM11590 | PURCHASE AS REQUIRED
000022784 | TURNBUCKLE | Ratchet Turnbuckle, 1.6T WWL, 16mm Thd, 532mm Open & 350mm Closed, suit Inline Links | ACCULEC | ACCULEC PTY LTD - E18524 | TBMSUEE | CURRENT
000022780 | HANGER. | HANGER BAR STUD;117 MM LG;USED IN REPAIR OF PORTABLE EARTHING DEVICES BY REDEQUIP; | PENTA | PENTA AUST (TMAC THEW & MCCANN/HYLEC) | PA11421 | PURCHASE AS REQUIRED
000022780 | HANGER. | HANGER BAR STUD;117 MM LG;USED IN REPAIR OF PORTABLE EARTHING DEVICES BY REDEQUIP; | THEWMCAN | TMAC THEW & MCCANN GROUP | H/BAR-STUD 117 | PURCHASE AS REQUIRED
000022781 | CABLE,COVER | PED JUNCTION COVER;FOR 25-70 SQ MM CABLES;USED IN REPAIR OF PORTABLE EARTHING DEVICES BY REDEQUIP | PENTA | PENTA AUST (TMAC THEW & MCCANN/HYLEC) | PA10026 | PURCHASE AS REQUIRED
000022781 | CABLE,COVER | PED JUNCTION COVER;FOR 25-70 SQ MM CABLES;USED IN REPAIR OF PORTABLE EARTHING DEVICES BY REDEQUIP | THEWMCAN | TMAC THEW & MCCANN GROUP | TM10026 | PURCHASE AS REQUIRED
000022764 | PROBE,LEAD. | RED RETRACTABLE PROBE;CAT III,600 V; FUSED 10 AMP;2.4 M LG;RIGHT ANGLE NON-RETRACTABLE PLUG;CONDUIT COLLAR; SCREW ONTO ORANGE O/H LINE FUSED | PACIFIC | PACIFIC CONTROLS PTY LTD | PTE-055 | PHASING
000022764 | PROBE,LEAD. | RED RETRACTABLE PROBE;CAT III,600 V; FUSED 10 AMP;2.4 M LG;RIGHT ANGLE NON-RETRACTABLE PLUG;CONDUIT COLLAR; SCREW ONTO ORANGE O/H LINE FUSED | REXEL | REXEL PTY LTD | PTE-055 | PHASING
000022786 | MULTIMETER | Fluke-113, Digital, 0-600V AC, 6 Ohms-60 kOhms, 1000nF-9999uF, CAT III 600V, Cat IV 600V, IP55, uses 9V Alkaline Battery | CNWPL | CNW PL - SLACKS CREEK | FLUKE-113 | CURRENT
000022786 | MULTIMETER | Fluke-113, Digital, 0-600V AC, 6 Ohms-60 kOhms, 1000nF-9999uF, CAT III 600V, Cat IV 600V, IP55, uses 9V Alkaline Battery | HAYMANS | HAYMANS ELECTRICAL | FLU113 | CURRENT
000022786 | MULTIMETER | Fluke-113, Digital, 0-600V AC, 6 Ohms-60 kOhms, 1000nF-9999uF, CAT III 600V, Cat IV 600V, IP55, uses 9V Alkaline Battery | RSCOMP | RADIOSPARES COMPONENT PTY LTD | FLUKE 113 IP55 | CURRENT
000022786 | MULTIMETER | Fluke-113, Digital, 0-600V AC, 6 Ohms-60 kOhms, 1000nF-9999uF, CAT III 600V, Cat IV 600V, IP55, uses 9V Alkaline Battery | HENCHMAN | HENCHMAN PRODUCTS | FLUKE 113 IP55 | CURRENT
000022786 | MULTIMETER | Fluke-113, Digital, 0-600V AC, 6 Ohms-60 kOhms, 1000nF-9999uF, CAT III 600V, Cat IV 600V, IP55, uses 9V Alkaline Battery | TES | TEST EQUIPMENT SOLUTIONS | FLUKE 113 IP55 | CURRENT
000022793 | FLUIDISED THERMAL BEDDING MIX. | PRE-MIXTURE OF AGGREGATE;SAND;FLY ASH; WATER TO BE SUPPLIED AND DELIVERED DIRECT TO SITE BY CEMENT TRUCK;PRODUCT MEASURED BY CUBIC METRE (M3);ADDITIONAL | EXCEL | EXCEL CONCRETE PTY LTD | PREMIX | PURCHASE AS REQUIRED
000022810 | KIT,RETROFIT. | SAFELINK;ABB RING MECHANISM;TYPE C RETROFIT KIT;ABB DWG CA2018 REV F; | ABB | ABB FAN PTY LTD | ISOLATOR MECHANISM | PHASING
000022795 | BLADE | SABRESAW BLADES;WOOD BLADE;3 TPI; 240 MM X 19 MM X 7.5 MM (10 IN);U/W ALL BATTERY OPERATED RECIPOCATING SAWS; | TOOLCITY | TOOL CITY | BOSCH S1542K | CURRENT
000022795 | BLADE | SABRESAW BLADES;WOOD BLADE;3 TPI; 240 MM X 19 MM X 7.5 MM (10 IN);U/W ALL BATTERY OPERATED RECIPOCATING SAWS; | C&LTOOL | CALTCO T/A C&L TOOL CENTRE | BOSCH S1542K | CURRENT
000022795 | BLADE | SABRESAW BLADES;WOOD BLADE;3 TPI; 240 MM X 19 MM X 7.5 MM (10 IN);U/W ALL BATTERY OPERATED RECIPOCATING SAWS; | STATEWD | STATEWIDE FSTNERS & ENG SPLS PL | BOSCH-S1542K | CURRENT
000022797 | TOOTH,AUGER | Rock, Straight Pilot Bit, Extra Long Centre Bit, Tungsten Tipped, suit Rock Drilling, for Auger Borer Lifter | DIGGA | DIGGA AUSTRALIA PTY LTD | PH-3XL-L-K | CURRENT
000022797 | TOOTH,AUGER | Rock, Straight Pilot Bit, Extra Long Centre Bit, Tungsten Tipped, suit Rock Drilling, for Auger Borer Lifter | DIGGA | DIGGA AUSTRALIA PTY LTD | D621XL | CURRENT
000022798 | LAMP,METAL HALIDE | 250 V;35 W;E27 CAP;CERAMIC ARC TUBE; FROSTED BULB;OPERATES ON ELECTRONIC CONTROL GEAR;CARTON OF 12; | GERARD | GERARD PROFESSIONAL SOLUTIONS PL | 207925 | PHASING
000022798 | LAMP,METAL HALIDE | 250 V;35 W;E27 CAP;CERAMIC ARC TUBE; FROSTED BULB;OPERATES ON ELECTRONIC CONTROL GEAR;CARTON OF 12; | EYE |  | CMT35F/W | PHASING
000022789 | FIXTURE,LIGHTING | 35W Metal Halide Luminaire, 34mm Spigot c/w Integral Control Gear, PE Cell, Lamp & Power Factor Correction, Minor Roads, EQTS 05-01-01 (scm) | GERARD | GERARD PROFESSIONAL SOLUTIONS PL | JS25BD02L | PHASING
000022813 | CONNECTOR,ELECTRICAL | N TYPE MALE CONNECTOR;EZY FIT FOR LMR400;FOR TELECOMMUNICATIONS WORK; | ROJONE | ROJONE PTY LTD | TC-EZ-400-NMH | CURRENT
000022814 | METER,LOGGER | GAS; BATTERY 10.8V,34 AH NOT CONNECTED ENCLOSURE 290 MM X 190 MM X 90 MM; INCLUDES MODEM (23967) ANTENNA (17200), & BRACKET (17201);ROAD FREIGHT ONLY; | EAQ | ELECTRONICS ASSEMBLY QUEENSLAND PTY LTD | PIM3 GAS | CURRENT
000022772 | INSULATION HOOD | RE-USEABLE CLIP-ON WILDLIFE PROOFING COVER;FOR HVABC CROSSARM JOINTS;U/W SC22774 & SC22775; | TYCO | TYCO | BCIC-3130 | CURRENT
000022791 | FERRULE,ELECTRICAL CONDUCTOR | CRIMP TYPE;REDUCING LINK;FOR 25 SQ MM COPPER TO 16 SQ MM COPPER; | UTILUX |  | CKR25-16/1 | CURRENT
000022775 | BUSBAR | ALUMINIUM JOINT PLATE 10 MM THK;SUITS POST INSULATOR SC22774 SUPPLIED;C/W STAINLESS STEEL FASTENINGS;USED FOR JOINTING HVABC CONDUCTORS; | TYCO | TYCO | PTC150KIT | CURRENT
000022815 | END CAP | Magnefix 11kV, for Hazemeyer, MD4 Switchcap Protection Cap, Insulated | EATON | EATON ELECTRIC SYSTEMS PTY LTD | 2685.157 | CURRENT
000022816 | RELAY,COMMUNICATIONS,INTERFACE UNIT. | ALSTOM GRID;P591;850NM;FIBRE OPTIC TO G703.64K INTERFACE;19 V-300 DC AUX;TO BE U/W SCHNEIDER P541/P546 RELAYS;FLUSH & RACK MTG; | SCHNEDER | SCHNEIDER PTY LTD | P591601A0N0000B | CURRENT
000022817 | RELAY,TRANSFORMER DIFFERENTIAL | SCHNEDIER P645;5/1 AMP;110 V AC;48 V TO 110 V DC AUX;24 V TO 250 V DC LOGIC INPUTS;FLUSH MTG; | SCHNEDER | SCHNEIDER PTY LTD | P64522BE8M0048K | PHASING
000022778 | LINK,ELECTRICAL BRIDGING. | ;600 MM LG X 50 SQ MM;COPPER CABLE W/- A NON CONDUCTIVE HAND CLAMPS AT EACH END TO SUIT 6-21 MM AL & CU BARE CONDUCTOR | BRITECH | BRI-TECH PTY LTD | LVINLINELINKLEAD | CURRENT
000022778 | LINK,ELECTRICAL BRIDGING. | ;600 MM LG X 50 SQ MM;COPPER CABLE W/- A NON CONDUCTIVE HAND CLAMPS AT EACH END TO SUIT 6-21 MM AL & CU BARE CONDUCTOR | ENERGYNW | THE ENERGY NETWORK | IN LINE LINK TYPE 1 | CURRENT
000022778 | LINK,ELECTRICAL BRIDGING. | ;600 MM LG X 50 SQ MM;COPPER CABLE W/- A NON CONDUCTIVE HAND CLAMPS AT EACH END TO SUIT 6-21 MM AL & CU BARE CONDUCTOR | HYLEC | HYLEC PTY LTD | IN LINE LINK TYPE 1 | CURRENT
000022777 | LINK,INLINE | LOW VOLTAGE;INLINE LINK SWITCH;C/W 1.6T TURNBUCKLE;W/- RACHET SPANNER & CLEVIS THIMBLE AT EACH END;RATED AT 680 V/600 AMP;TO BE LABELLED & BARCODED AS PER | ACCULEC | ACCULEC PTY LTD - E18524 | LV INLINE LINK KT | PURCHASE AS REQUIRED
000022777 | LINK,INLINE | LOW VOLTAGE;INLINE LINK SWITCH;C/W 1.6T TURNBUCKLE;W/- RACHET SPANNER & CLEVIS THIMBLE AT EACH END;RATED AT 680 V/600 AMP;TO BE LABELLED & BARCODED AS PER | BRITECH | BRI-TECH PTY LTD | LV INLINE LINK KT | PURCHASE AS REQUIRED
000022694 | CIRCUIT BREAKER | GENERAL PURPOSE;240 V AC;32 AMP;SINGLE POLE;D CURVE;6 KA BKG CAP;DIN RAIL MTD; PACK OF 1;USED IN SUBSTNS; | HAYMANS | HAYMANS ELECTRICAL | TERDTCB6132D | CURRENT
000022694 | CIRCUIT BREAKER | GENERAL PURPOSE;240 V AC;32 AMP;SINGLE POLE;D CURVE;6 KA BKG CAP;DIN RAIL MTD; PACK OF 1;USED IN SUBSTNS; | NHP | NHP ELECTRICAL ENGINEERING | DTCB6132D | CURRENT
000022695 | CIRCUIT BREAKER | GENERAL PURPOSE;240 V AC;16 AMP;2 POLE; D CURVE;10 KA BKG CAP;DIN RAIL MTD;PACK OF 1;USED IN SUBSTNS; | SCHNEDER | SCHNEIDER PTY LTD | C60HD16 | PURCHASE AS REQUIRED
000022696 | CIRCUIT BREAKER | GENERAL PURPOSE;240 V AC;25 AMP;2 POLE; D CURVE;10 KA BKG CAP;DIN RAIL MTD;PACK OF 1;USED IN SUBSTNS; | HAYMAN | HAYMANS INDUSTRIES PTY LTD | SHNA9F55225 | PURCHASE AS REQUIRED
000022799 | CLAMP,STRAIN | COMPRESSION DEAD-END;TO SUIT TAURUS 19/4.75 AAC;4 BOLT PALM;FOR USE IN SUBSTNS TO ALLOW 2 DROPPERS; HAS EYE TAIL ARRANGEMENT;CENTRE HOLES, | PLP AUST | PREFORMED LINE PRODUCTS (AUST) | CDEA-238-P5 | CURRENT
000022747 | FERRULE,ELECTRICAL CONDUCTOR | BOOTLACE CRIMP TYPE;FOR TWIN,2.5 SQ MM CABLES;BLUE;PACK OF 100; FOR TELECOMMUNICATIONS WORK; | CNWPL | CNW PL - SLACKS CREEK | BLT2.5 | CURRENT
000022747 | FERRULE,ELECTRICAL CONDUCTOR | BOOTLACE CRIMP TYPE;FOR TWIN,2.5 SQ MM CABLES;BLUE;PACK OF 100; FOR TELECOMMUNICATIONS WORK; | CNWPL | CNW PL - SLACKS CREEK | CABBLPT250 | CURRENT
000022747 | FERRULE,ELECTRICAL CONDUCTOR | BOOTLACE CRIMP TYPE;FOR TWIN,2.5 SQ MM CABLES;BLUE;PACK OF 100; FOR TELECOMMUNICATIONS WORK; | HAYMANS | HAYMANS ELECTRICAL | CAABLPT250 | CURRENT
000022748 | FERRULE,ELECTRICAL CONDUCTOR | BOOTLACE CRIMP TYPE;FOR TWIN,4 SQ MM CABLES;GREY;PACK OF 50; FOR TELECOMMUNICATIONS WORK; | CNWPL | CNW PL - SLACKS CREEK | BLT4 | CURRENT
000022748 | FERRULE,ELECTRICAL CONDUCTOR | BOOTLACE CRIMP TYPE;FOR TWIN,4 SQ MM CABLES;GREY;PACK OF 50; FOR TELECOMMUNICATIONS WORK; | CABAC | CABAC (MANUFACTURER) | CABBLPT400 | CURRENT
000022748 | FERRULE,ELECTRICAL CONDUCTOR | BOOTLACE CRIMP TYPE;FOR TWIN,4 SQ MM CABLES;GREY;PACK OF 50; FOR TELECOMMUNICATIONS WORK; | CNWPL | CNW PL - SLACKS CREEK | CABBLPT400 | CURRENT
000022748 | FERRULE,ELECTRICAL CONDUCTOR | BOOTLACE CRIMP TYPE;FOR TWIN,4 SQ MM CABLES;GREY;PACK OF 50; FOR TELECOMMUNICATIONS WORK; | HAYMANS | HAYMANS ELECTRICAL | CAABLPT400 | CURRENT
000022749 | FERRULE,ELECTRICAL CONDUCTOR | BOOTLACE CRIMP TYPE;FOR TWIN,1.5 SQ MM CABLES;BLACK;PACK OF 100; FOR TELECOMMUNICATIONS WORK; | CNWPL | CNW PL - SLACKS CREEK | BLT1.5 | CURRENT
000022749 | FERRULE,ELECTRICAL CONDUCTOR | BOOTLACE CRIMP TYPE;FOR TWIN,1.5 SQ MM CABLES;BLACK;PACK OF 100; FOR TELECOMMUNICATIONS WORK; | CNWPL | CNW PL - SLACKS CREEK | CABBLPT150 | CURRENT
000022749 | FERRULE,ELECTRICAL CONDUCTOR | BOOTLACE CRIMP TYPE;FOR TWIN,1.5 SQ MM CABLES;BLACK;PACK OF 100; FOR TELECOMMUNICATIONS WORK; | HAYMANS | HAYMANS ELECTRICAL | CAABLPT150 | CURRENT
000022750 | FERRULE,ELECTRICAL CONDUCTOR | BOOTLACE CRIMP TYPE;FOR TWIN,1.0 SQ MM CABLES;RED;PACK OF 100; FOR TELECOMMUNICATIONS WORK; | CNWPL | CNW PL - SLACKS CREEK | BLT1.0 | CURRENT
000022750 | FERRULE,ELECTRICAL CONDUCTOR | BOOTLACE CRIMP TYPE;FOR TWIN,1.0 SQ MM CABLES;RED;PACK OF 100; FOR TELECOMMUNICATIONS WORK; | CNWPL | CNW PL - SLACKS CREEK | CABBLPT100 | CURRENT
000022750 | FERRULE,ELECTRICAL CONDUCTOR | BOOTLACE CRIMP TYPE;FOR TWIN,1.0 SQ MM CABLES;RED;PACK OF 100; FOR TELECOMMUNICATIONS WORK; | HAYMANS | HAYMANS ELECTRICAL | CAABLPT100 | CURRENT
000022800 | FERRULE,ELECTRICAL CONDUCTOR | BOOTLACE CRIMP TYPE;FOR TWIN,0.75 SQ MM CABLES;GREY;PACK OF 100; FOR TELECOMMUNICATIONS WORK; | CNWPL | CNW PL - SLACKS CREEK | BLT0.75 | CURRENT
000022800 | FERRULE,ELECTRICAL CONDUCTOR | BOOTLACE CRIMP TYPE;FOR TWIN,0.75 SQ MM CABLES;GREY;PACK OF 100; FOR TELECOMMUNICATIONS WORK; | CNWPL | CNW PL - SLACKS CREEK | CABBLPT075 | CURRENT
000022800 | FERRULE,ELECTRICAL CONDUCTOR | BOOTLACE CRIMP TYPE;FOR TWIN,0.75 SQ MM CABLES;GREY;PACK OF 100; FOR TELECOMMUNICATIONS WORK; | HAYMANS | HAYMANS ELECTRICAL | CAABLPT075 | CURRENT
000022801 | FERRULE,ELECTRICAL CONDUCTOR | BOOTLACE CRIMP TYPE;FOR 6 SQ MM CABLE; GREEN;PACK OF 50;FOR COMMUNICATIONS WORK; | CABAC | CABAC (MANUFACTURER) | CABBLP600 | CURRENT
000022801 | FERRULE,ELECTRICAL CONDUCTOR | BOOTLACE CRIMP TYPE;FOR 6 SQ MM CABLE; GREEN;PACK OF 50;FOR COMMUNICATIONS WORK; | CNWPL | CNW PL - SLACKS CREEK | CABBLP600 | CURRENT
000022801 | FERRULE,ELECTRICAL CONDUCTOR | BOOTLACE CRIMP TYPE;FOR 6 SQ MM CABLE; GREEN;PACK OF 50;FOR COMMUNICATIONS WORK; | HAYMANS | HAYMANS ELECTRICAL | CAABLP600 | CURRENT
000022801 | FERRULE,ELECTRICAL CONDUCTOR | BOOTLACE CRIMP TYPE;FOR 6 SQ MM CABLE; GREEN;PACK OF 50;FOR COMMUNICATIONS WORK; | CNWPL | CNW PL - SLACKS CREEK | BL6 | CURRENT
000022802 | FERRULE,ELECTRICAL CONDUCTOR | BOOTLACE CRIMP TYPE;FOR 4 SQ MM CABLE; ORANGE;PACK OF 100; FOR TELECOMMUNICATIONS WORK; | CNWPL | CNW PL - SLACKS CREEK | CABBLP400 | CURRENT
000022802 | FERRULE,ELECTRICAL CONDUCTOR | BOOTLACE CRIMP TYPE;FOR 4 SQ MM CABLE; ORANGE;PACK OF 100; FOR TELECOMMUNICATIONS WORK; | HAYMANS | HAYMANS ELECTRICAL | CAABLP400 | CURRENT
000022802 | FERRULE,ELECTRICAL CONDUCTOR | BOOTLACE CRIMP TYPE;FOR 4 SQ MM CABLE; ORANGE;PACK OF 100; FOR TELECOMMUNICATIONS WORK; | LEGEND | LEGEND POWER SYSTEMS | BLP400 | CURRENT
000022803 | FERRULE,ELECTRICAL CONDUCTOR | BOOTLACE CRIMP TYPE;FOR 2.5 SQ MM CABLE;GREY;PACK OF 100; FOR COMMUNICATIONS WORK; | CNWPL | CNW PL - SLACKS CREEK | CABBLP250 | CURRENT
000022803 | FERRULE,ELECTRICAL CONDUCTOR | BOOTLACE CRIMP TYPE;FOR 2.5 SQ MM CABLE;GREY;PACK OF 100; FOR COMMUNICATIONS WORK; | CNWPL | CNW PL - SLACKS CREEK | BL2.5 | CURRENT
000022803 | FERRULE,ELECTRICAL CONDUCTOR | BOOTLACE CRIMP TYPE;FOR 2.5 SQ MM CABLE;GREY;PACK OF 100; FOR COMMUNICATIONS WORK; | LEGEND | LEGEND POWER SYSTEMS | BLP250 | CURRENT
000022803 | FERRULE,ELECTRICAL CONDUCTOR | BOOTLACE CRIMP TYPE;FOR 2.5 SQ MM CABLE;GREY;PACK OF 100; FOR COMMUNICATIONS WORK; | HAYMANS | HAYMANS ELECTRICAL | CAABLP250 | CURRENT
000022804 | FERRULE,ELECTRICAL CONDUCTOR | BOOTLACE CRIMP TYPE;FOR 1.5 SQ MM CABLE; BLACK;PACK OF 100;FOR TELECOMMUNICATIONS WORK; | CNWPL | CNW PL - SLACKS CREEK | CABBLP150 | CURRENT
000022804 | FERRULE,ELECTRICAL CONDUCTOR | BOOTLACE CRIMP TYPE;FOR 1.5 SQ MM CABLE; BLACK;PACK OF 100;FOR TELECOMMUNICATIONS WORK; | HAYMANS | HAYMANS ELECTRICAL | CAABLP150 | CURRENT
000022804 | FERRULE,ELECTRICAL CONDUCTOR | BOOTLACE CRIMP TYPE;FOR 1.5 SQ MM CABLE; BLACK;PACK OF 100;FOR TELECOMMUNICATIONS WORK; | CNWPL | CNW PL - SLACKS CREEK | BL1.5 | CURRENT
000022804 | FERRULE,ELECTRICAL CONDUCTOR | BOOTLACE CRIMP TYPE;FOR 1.5 SQ MM CABLE; BLACK;PACK OF 100;FOR TELECOMMUNICATIONS WORK; | LEGEND | LEGEND POWER SYSTEMS | BLP150 | CURRENT
000022805 | FERRULE,ELECTRICAL CONDUCTOR | BOOTLACE CRIMP TYPE;FOR 1.0 SQ MM CABLE; RED;PACK OF 100;FOR COMMUNICATIONS WORK; | CNWPL | CNW PL - SLACKS CREEK | CABBLP100 | CURRENT
000022805 | FERRULE,ELECTRICAL CONDUCTOR | BOOTLACE CRIMP TYPE;FOR 1.0 SQ MM CABLE; RED;PACK OF 100;FOR COMMUNICATIONS WORK; | HAYMANS | HAYMANS ELECTRICAL | CAABLP100 | CURRENT
000022805 | FERRULE,ELECTRICAL CONDUCTOR | BOOTLACE CRIMP TYPE;FOR 1.0 SQ MM CABLE; RED;PACK OF 100;FOR COMMUNICATIONS WORK; | LEGEND | LEGEND POWER SYSTEMS | BLP100 | CURRENT
000022805 | FERRULE,ELECTRICAL CONDUCTOR | BOOTLACE CRIMP TYPE;FOR 1.0 SQ MM CABLE; RED;PACK OF 100;FOR COMMUNICATIONS WORK; | CNWPL | CNW PL - SLACKS CREEK | BL1.0 | CURRENT
000022806 | FERRULE,ELECTRICAL CONDUCTOR | BOOTLACE CRIMP TYPE;FOR 0.75 SQ MM CABLE;LIGHT BLUE;PACK OF 100; FOR TELECOMMUNICATIONS WORK; | CNWPL | CNW PL - SLACKS CREEK | CABBLP075 | CURRENT
000022806 | FERRULE,ELECTRICAL CONDUCTOR | BOOTLACE CRIMP TYPE;FOR 0.75 SQ MM CABLE;LIGHT BLUE;PACK OF 100; FOR TELECOMMUNICATIONS WORK; | HAYMANS | HAYMANS ELECTRICAL | CAABLP075 | CURRENT
000022806 | FERRULE,ELECTRICAL CONDUCTOR | BOOTLACE CRIMP TYPE;FOR 0.75 SQ MM CABLE;LIGHT BLUE;PACK OF 100; FOR TELECOMMUNICATIONS WORK; | CNWPL | CNW PL - SLACKS CREEK | BL0.75 | CURRENT
000022806 | FERRULE,ELECTRICAL CONDUCTOR | BOOTLACE CRIMP TYPE;FOR 0.75 SQ MM CABLE;LIGHT BLUE;PACK OF 100; FOR TELECOMMUNICATIONS WORK; | LEGEND | LEGEND POWER SYSTEMS | BLP075 | CURRENT
000022807 | FERRULE,ELECTRICAL CONDUCTOR | BOOTLACE CRIMP TYPE;FOR 0.50 SQ MM CABLE;WHITE;PACK OF 100; FOR TELECOMMUNICATIONS WORK; | CNWPL | CNW PL - SLACKS CREEK | CABBLP050 | CURRENT
000022807 | FERRULE,ELECTRICAL CONDUCTOR | BOOTLACE CRIMP TYPE;FOR 0.50 SQ MM CABLE;WHITE;PACK OF 100; FOR TELECOMMUNICATIONS WORK; | HAYMANS | HAYMANS ELECTRICAL | CAABLP050 | CURRENT
000022807 | FERRULE,ELECTRICAL CONDUCTOR | BOOTLACE CRIMP TYPE;FOR 0.50 SQ MM CABLE;WHITE;PACK OF 100; FOR TELECOMMUNICATIONS WORK; | CNWPL | CNW PL - SLACKS CREEK | BL0.50 | CURRENT
000022808 | CRIMPING TOOL,HAND OPERATED | TOOL CRIMP RATCHET;FOR CRIMPING BOOTLACE CRIMPS; | LEGEND | LEGEND POWER SYSTEMS | HNKE5 | CURRENT
000022808 | CRIMPING TOOL,HAND OPERATED | TOOL CRIMP RATCHET;FOR CRIMPING BOOTLACE CRIMPS; | CNWPL | CNW PL - SLACKS CREEK | CABHNKE5 | CURRENT
000022808 | CRIMPING TOOL,HAND OPERATED | TOOL CRIMP RATCHET;FOR CRIMPING BOOTLACE CRIMPS; | HAYMANS | HAYMANS ELECTRICAL | CAAHNKE5 | CURRENT
000022809 | KIT,CRIMP TOOL. | BOOTLACE TOOL KIT;C/W CRIMPS & HNKE5 CRIMPER;FOR TELECOMMUNICATIONS WORK; | LEGEND | LEGEND POWER SYSTEMS | BLPKIT2 | PURCHASE AS REQUIRED
000022809 | KIT,CRIMP TOOL. | BOOTLACE TOOL KIT;C/W CRIMPS & HNKE5 CRIMPER;FOR TELECOMMUNICATIONS WORK; | CNWPL | CNW PL - SLACKS CREEK | CABBLPKIT2 | PURCHASE AS REQUIRED
000022809 | KIT,CRIMP TOOL. | BOOTLACE TOOL KIT;C/W CRIMPS & HNKE5 CRIMPER;FOR TELECOMMUNICATIONS WORK; | HAYMANS | HAYMANS ELECTRICAL | CAABLPKIT2 | PURCHASE AS REQUIRED
000022831 | COVER,BOARD. | HARDWOOD;F14/F17;800 MM X 800 MM; PRINTED YELLOW WITH NON-SLIP SURFACE; 5 X 50 MM HOLES;ALL 110 MM FROM EDGE OF COVER BOARD;1 IN EACH CORNER & 1 IN | MISTER | R.N. & M.T. HOLDINGS PTY LTD | F14/F17 CDHW241217 | CURRENT
000022792 | CROSSARM,COMPOSITE | FIBREGLASS;2400 MM FROM END HOLE TO END HOLE;100 MM X 100 MM;SUITS 11ABC1 & 11ABC2 CONSTRUCTIONS;7 KN MWT PER CONDUCTOR;DWG - EC003-00032; | WAGNERS | WAGNERS PTY LTD TOOWOOMBA QLD | EC003-00032 | CURRENT
000022818 | CROSSARM,COMPOSITE | FIBREGLASS;1900 MM FROM END HOLE TO END HOLE;100 MM X 100 MM;SUITS 11ABC3 & 11ABC4 CONSTRUCTIONS;FOR 11ABC JOINTING PURPOSE ONLY; | WAGNERS | WAGNERS PTY LTD TOOWOOMBA QLD | EC003-00033 | CURRENT
000022821 | TERMINATION,ELECTRICAL POWER CABLE | 36 KV;OUTDOOR;NO VOLTAGE TAP;TO SUIT TYPE 3 SOCKET;FOR 33 KV 800 SQ MM S/C CU XLPE/LAT/MDPE;ILJIN DESIGN NO.110615-02S ;3 PH SET; | INTERTEC | INTERTECH ENGINEERING PTY LTD | 870335800 | PURCHASE AS REQUIRED
000022823 | HOOK | "S" HOOK TYPE;MEDIUM;YELLOW DOUBLE ENDED HOOK;16 MM DIA NYLON ROD; 242 MM LG HOOK,74 MM ID DIA;WWL 60 KG; | SYDAGE | UNIT 1/19 INDUSTRAIL AVENUE MUDGEE | SH-60-G15 | CURRENT
000022824 | HOOK | "S" HOOK TYPE;SMALL;YELLOW DOUBLE ENDED HOOK;13 MM DIA NYLON ROD;174 MM LG HOOKS,50 MM ID DIA;WWL 45 KG; | SYDAGE | UNIT 1/19 INDUSTRAIL AVENUE MUDGEE | SH-45-G15 | PURCHASE AS REQUIRED
000022825 | RANGE FINDER,LASER | Nikon Forestry Pro II, Three-Point Measurement System, 6 x Magnification, Back-Lit External Display, Max Range: 7.5-1600m, CR2 LI Battery | AMPLITUD | AMPLITUDE PTY LTD - 396777 | BKA094YA | CURRENT
000022826 | LEAD,TEST | 10cm Lg, Black PVC Cable c/w Black Stackable Plug, Green Right Angle Plug, CAT III 600V, suit Fault Loop Impedance Meters Kyoritsu 4118A & 4120 | PACIFIC | PACIFIC CONTROLS PTY LTD | 2410V/9010N/2710N-10 | CURRENT
000022826 | LEAD,TEST | 10cm Lg, Black PVC Cable c/w Black Stackable Plug, Green Right Angle Plug, CAT III 600V, suit Fault Loop Impedance Meters Kyoritsu 4118A & 4120 | PENTA | PENTA AUST (TMAC THEW & MCCANN/HYLEC) | PA22648 | CURRENT
000022826 | LEAD,TEST | 10cm Lg, Black PVC Cable c/w Black Stackable Plug, Green Right Angle Plug, CAT III 600V, suit Fault Loop Impedance Meters Kyoritsu 4118A & 4120 | HYLEC | HYLEC PTY LTD | 2410V/9010N/2610N-10 | CURRENT
000022826 | LEAD,TEST | 10cm Lg, Black PVC Cable c/w Black Stackable Plug, Green Right Angle Plug, CAT III 600V, suit Fault Loop Impedance Meters Kyoritsu 4118A & 4120 | RSCOMP | RADIOSPARES COMPONENT PTY LTD | 2410V/9010N/2610N-10 | CURRENT
000022826 | LEAD,TEST | 10cm Lg, Black PVC Cable c/w Black Stackable Plug, Green Right Angle Plug, CAT III 600V, suit Fault Loop Impedance Meters Kyoritsu 4118A & 4120 | TES | TEST EQUIPMENT SOLUTIONS | 2410V/9010N/2610N-10 | CURRENT
000022826 | LEAD,TEST | 10cm Lg, Black PVC Cable c/w Black Stackable Plug, Green Right Angle Plug, CAT III 600V, suit Fault Loop Impedance Meters Kyoritsu 4118A & 4120 | PACIFIC | PACIFIC CONTROLS PTY LTD | 2410V/9010N/2610N-10 | CURRENT
000022829 | COUPLING,NONMETALLIC RIGID CONDUIT | WHITE PVC SPLIT CONDUIT COUPLING;SUITS 100 MM WHITE PVC SPLIT CONDUIT;SC22830; TO TELSTRA SPECIFICATION,TELSTRA CODE 73/113;COMPRISES GASKET & 4 CLIPS; | IPLEX | IPLEX PIPELINES AUSTRALIA PTY LTD | CT73113 | CURRENT
000022830 | CONDUIT,NONMETALLIC,RIGID | 100 MM DIA;WHITE PVC SPLIT CONDUIT;3.0 M LG;TO TELSTRA SPECIFICATION,TELSTRA CODE 73/223; | IPLEX | IPLEX PIPELINES AUSTRALIA PTY LTD | CT73223 | CURRENT
000022827 | LEAD,ELECTRICAL | Flexible Insulated Jumper Cable, 3m Lg, Cable Meets Requirements ASTM F2321, kV Rating 15kV Phase to Phase, 10kV Phase to Earth, 400A Rated, 1.1 Smooth Jaw Al | TEN | THE ENERGY NETWORK | BRITECH JUMPER3MEX | CURRENT
000022827 | LEAD,ELECTRICAL | Flexible Insulated Jumper Cable, 3m Lg, Cable Meets Requirements ASTM F2321, kV Rating 15kV Phase to Phase, 10kV Phase to Earth, 400A Rated, 1.1 Smooth Jaw Al | REXEL | REXEL PTY LTD | BTHJUMPER3MEX | CURRENT
000022827 | LEAD,ELECTRICAL | Flexible Insulated Jumper Cable, 3m Lg, Cable Meets Requirements ASTM F2321, kV Rating 15kV Phase to Phase, 10kV Phase to Earth, 400A Rated, 1.1 Smooth Jaw Al | BRITECH | BRI-TECH PTY LTD | JUMPER3MEX | CURRENT
000022828 | LEAD,ELECTRICAL | Flexible Insulated Jumper Cable, 5m Lg, Cable Meets Requirements ASTM F2321, kV Rating 15kV Phase to Phase, 10kV Phase to Earth, 400A Rated, 1.1 Smooth Jaw Al | TEN | THE ENERGY NETWORK | BRITECH JUMPER5MEX | CURRENT
000022828 | LEAD,ELECTRICAL | Flexible Insulated Jumper Cable, 5m Lg, Cable Meets Requirements ASTM F2321, kV Rating 15kV Phase to Phase, 10kV Phase to Earth, 400A Rated, 1.1 Smooth Jaw Al | REXEL | REXEL PTY LTD | BTHJUMPER5MEX | CURRENT
000022828 | LEAD,ELECTRICAL | Flexible Insulated Jumper Cable, 5m Lg, Cable Meets Requirements ASTM F2321, kV Rating 15kV Phase to Phase, 10kV Phase to Earth, 400A Rated, 1.1 Smooth Jaw Al | BRITECH | BRI-TECH PTY LTD | JUMPER5MEX | CURRENT
000022819 | HINGE,ACCESS DOOR | Set of 6 S/Steel Hinges, 3 x RH & 3 x LH Hinges, c/w 12 Counter Sunk Screws 25 x 6mm, 12 Flat Washers 6mm, 12 Nylock Nuts 6mm, 12 Mono Riverts 6.5mm, | WILSON | WILSON TRANSFORMER CO. PTY LTD | 333-7003-01 & 333-7004-01 | PURCHASE AS REQUIRED
000022693 | BOX,ELECTRICAL,MULTIAPPLICATION. | POLYCARBONATE;280 MM LG,190 MMW;C/W COPPER BAR;INSULATORS,NUTS & BOLTS; MARSHALLING BOX USED WITH 110 V DC BATTERY;USED IN SUBSTNS; | NHP | NHP ELECTRICAL ENGINEERING | EGXSC22693 | PURCHASE AS REQUIRED
000022820 | TRANSFORMER,POWER | 33 KV/11 KV;8 MVA;3 PHASE;GROUND MTG;HV PLUG 180 LV PLUG;MINERAL OIL INSULATED; ONAN;DYN 11;C/W VACUUM OLTC 23 TAP POSN; ATTACHED RADIATORS AT JOB SITE;INCLUDING | WILSON | WILSON TRANSFORMER CO. PTY LTD | 33 KV/11 KV 8MVA | PURCHASE AS REQUIRED
000022838 | JOINT,ELECTRICAL POWER CABLE | 11 KV;HEATSHRINK JOINT;3 PHASE;400 SQ MM AL TRXLPE TRIPLEX TO 3C 185 SQ MM CU PLY ;C/W 3 SHEAR BOLT BARRIERED CONNECTORS ; | JBJOINT | JB JOINTING SUPPLIES PTY LTD | 11-185/400-XL/PL-1C/3C-J | CURRENT
000022838 | JOINT,ELECTRICAL POWER CABLE | 11 KV;HEATSHRINK JOINT;3 PHASE;400 SQ MM AL TRXLPE TRIPLEX TO 3C 185 SQ MM CU PLY ;C/W 3 SHEAR BOLT BARRIERED CONNECTORS ; | TECONN | TE CONNECTIVITY LTD | MXSU-EX506 | CURRENT
000022843 | CABLE,FIBRE OPTIC | 12 FIBRE SINGLE MODE INDOOR RISER LSZH; 7.2 MM OD;G657.A FIBRE (G652.D COMPATIBLE);TIGHT BUFFER;DRUM 2000 M; MIN BEND RADIUS 144 MM; | OPTIMAL | OPTIMAL CABLE SERVICES PTY LTD | OWBP1FAR012BK | PURCHASE AS REQUIRED
000022844 | CABLE,FIBRE OPTIC | 24 Fibres, SMOF, Indoor Riser LSZH, 8mm OD, G657.A Fibre (G652.D Compatible) Tight Buffer, Min Bend Radius 160mm, 2000m Drum | AFLG | AFL GLOBAL | TWBP1FAA012BK | STRATEGIC SPARE
000022845 | CABLE,FIBRE OPTIC | 72 FIBRE SINGLE MODE INDOOR RISER LSZH; 14 MM OD;G657.A FIBRE(G652.D COMPATIBLE) TIGHT BUFFER; DRUM 2000 M MIN BEND RADIUS 280 MM; | OPTIMAL | OPTIMAL CABLE SERVICES PTY LTD | OWBP1FAR072BK | PURCHASE AS REQUIRED
000022848 | TERMINAL,LUG | STALK,BI-METAL CRIMP TYPE;FOR 7/4.75 MOON CONDUCTOR;12 MM DIA X 50 MM LG COPPER STALK;USE WHEN CONNECTING CCT TO 11 KV REGULATORS ON VHABC PROJECTS; | TYCO | TYCO | BSX95-120/1 | CURRENT
000022834 | CIRCUIT BREAKER | INDOOR METALCLAD SWITCHGEAR & CONTROL GEAR ASSEMBLY;12 KV;1250 AMP;25 KA; SINGLE FEEDER UNIT;WIRING PROVISION FOR OC,EF,CBF & FEEDER DIFFERENTIAL | HAWKSIDD | HAWKER SIDDELEY SWITCHGEAR LTD | ECLIPSE | PURCHASE AS REQUIRED
000022835 | CIRCUIT BREAKER | INDOOR METALCLAD SWITCHGEAR & CONTROL GEAR ASSEMBLY;12 KV;2000 AMP;25 KA;BUS SECTION UNIT;WIRING PROVISION FOR TWO ZONES OF FEF BUS & BOC BEF PROTECTION; | HAWKSIDD | HAWKER SIDDELEY SWITCHGEAR LTD | ECLIPSE | PURCHASE AS REQUIRED
000022836 | CIRCUIT BREAKER | INDOOR METALCLAD SWITCHGEAR & CONTROL GEAR ASSEMBLY;12 KV;1250 AMP;25 KA; SINGLE FEEDER UNIT;WIRING PROVISIONS FOR OC,EF,CBF & FEEDER DIFFERENTIAL | HAWKSIDD | HAWKER SIDDELEY SWITCHGEAR LTD | ECLIPSE | PURCHASE AS REQUIRED
000022847 | TERMINAL,LUG | Mechanical Shear Bolt, Al-Cu, 25-95mm2, 1 x M12 Palm Bolt Hole, suit Al or Cu Conductor & HV ABC Projects | LEGEND | LEGEND POWER SYSTEMS | KSSP-12-1695 | CURRENT
000022847 | TERMINAL,LUG | Mechanical Shear Bolt, Al-Cu, 25-95mm2, 1 x M12 Palm Bolt Hole, suit Al or Cu Conductor & HV ABC Projects | TECONN | TE CONNECTIVITY LTD | BLMT-25/95-13 | CURRENT
000032559 | ADAPTOR | ADAPTOR FEMALE;TEMPERATURE PROBES 3/4" TO 1/2" KILSTROM GAUGE ON AEI TRANSFORMERS;KIT 28;C00004; | SBA | SBA AMALGAMATED PTY LTD | C00004 | MAINTENANCE STOCK
000032560 | BEARING,ROLLER,SEALED | 33 KV GEC JB424 TRIP ROLLER;USE WITH ROLL PIN C00006 (SC32561);CIRCUIT BREAKER C00005; | BSC | BSC MOTION TECHNOLOGY | NSK 634ZZ1MC3 | MAINTENANCE STOCK
000032561 | PIN,ROLL | 33 KV GEC JB424 CB TRIP ROLLER REPLACEMENT;USE WITH ROLLER BEARING C00005 (SC32560);5/32" DIA,25 MM LONG; C00006; | BSC | BSC MOTION TECHNOLOGY | 5/32" DIA, 25 MM LONG; | MAINTENANCE STOCK
000032562 | O-RING | MAGRINI GALILEO CIRCUIT BREAKER;19 MM OD;KIT 19;C00007; | LUDOWICI |  | REB 113 | MAINTENANCE STOCK
000032563 | BRAID,WIRE | 33 KV ENGLISH ELECTRIC FDE OLTC MOVING CONTACT;TRANSITION RESISTOR SHORT - 78 MM LONG;C00008; | ERGON | ERGON ENERGY | C00008 | MAINTENANCE STOCK
000032564 | BRAID,WIRE | 33 KV ENGLISH ELECTRIC FDE OLTC MOVING CONTACT;TRANSITION RESISTOR LONG - 105 MM;C00009 | ERGON | ERGON ENERGY | C00009 | MAINTENANCE STOCK
000022854 | INSULATION SLEEVING,ELECTRICAL | POLYOLEFIN;HEAT SHRINKABLE;RAYCHEM TYPE BBIT-40/16-AU;FOR USE ON SCHNEIDER/ NULEC N15 & N38 ACR BUSHING CABLES; | RAYCHEM | RAYCHEM (AUSTRALIA) PTY LTD | BBIT-40/16-A/U-4(S20) | CURRENT
000022855 | INSULATION SLEEVING,ELECTRICAL | POLOLEFIN;HEAT SHRINKABLE;RAYCHEM TYPE BBIT-25/10-AU;FOR USE ON SCHNEIDER/NULEC N15 & N38 ARC SURGE ARRESTOR LEADS; | RAYCHEM | RAYCHEM (AUSTRALIA) PTY LTD | BBIT-25/10-AU | CURRENT
000032565 | RESISTOR, THERMAL | 1000 OHM;25 WATT;WIRE WOUND WITH MOUNTING CLIPS;EMAIL,GEC,SBV 11 KV SWITCHGEAR;C00011 | ELEMENT | ELEMENT14 PTY LTD | MC 14660 | MAINTENANCE STOCK
000022859 | TESTER | DIGITAL RESIDUAL CURRENT DEVICE (RCD) TESTER;RATED TRIPPING CURRENT 10/20/30/ 200/300/500 MA;230 V + 10% - 15% (195 V - 253 V) 50 HZ;IEC 61557-1,-6;IEC | RTE | RAPID-TECH EQUIPMENT PTY LTD | 5406A | CURRENT
000022859 | TESTER | DIGITAL RESIDUAL CURRENT DEVICE (RCD) TESTER;RATED TRIPPING CURRENT 10/20/30/ 200/300/500 MA;230 V + 10% - 15% (195 V - 253 V) 50 HZ;IEC 61557-1,-6;IEC | REXEL | REXEL PTY LTD | KYORITSU 5406A | CURRENT
000022859 | TESTER | DIGITAL RESIDUAL CURRENT DEVICE (RCD) TESTER;RATED TRIPPING CURRENT 10/20/30/ 200/300/500 MA;230 V + 10% - 15% (195 V - 253 V) 50 HZ;IEC 61557-1,-6;IEC | EATON | EATON ELECTRIC SYSTEMS PTY LTD | KYORITSU 5406A | CURRENT
000022859 | TESTER | DIGITAL RESIDUAL CURRENT DEVICE (RCD) TESTER;RATED TRIPPING CURRENT 10/20/30/ 200/300/500 MA;230 V + 10% - 15% (195 V - 253 V) 50 HZ;IEC 61557-1,-6;IEC | RSCOMP | RADIOSPARES COMPONENT PTY LTD | KYORITSU 5406A | CURRENT
000022859 | TESTER | DIGITAL RESIDUAL CURRENT DEVICE (RCD) TESTER;RATED TRIPPING CURRENT 10/20/30/ 200/300/500 MA;230 V + 10% - 15% (195 V - 253 V) 50 HZ;IEC 61557-1,-6;IEC | TES | TEST EQUIPMENT SOLUTIONS | KYORITSU 5406A | CURRENT
000022858 | CONNECTOR,ELECTRICAL | CONNEX PFISTERER TYPE 3;SEPARABLE CONNECTOR;DIA OVER INSULATION 43.5 - 46 MM;VOLTAGE TAP;PACK OF 3;NOT TO BE USED WITH CABLES ON CURRENT | INTERTEC | INTERTECH ENGINEERING PTY LTD | CONNEX TYPE 3 | STRATEGIC SPARE
000022857 | CONNECTOR,ELECTRICAL | CONNEX PFISTERER TYPE 3;SEPARABLE CONNECTOR TO SUIT ILJIN 33 KV 630 SQ MM XLPE/CCU CABLE;DIA OVER INSULATION 47.5 - 49.5 ;W/O VOLTAGE TAP;PACK OF 3, | INTERTEC | INTERTECH ENGINEERING PTY LTD | 870335630 | PURCHASE AS REQUIRED
000022860 | JOINT,ELECTRICAL POWER CABLE | 33kV, Transition Joint, Heatshrink, 1Ph, 1 Core, suit 1000mm2 Al XLPE/CWS/LAT/ LLDPE/MDPE to 800mm2 XLPE/CWS/LAT/LLDPE/ MDPE c/w Barriered Shear Bolt Connectors | TECONN | TE CONNECTIVITY LTD | MXSU-6181-T9-AU01 | CURRENT
000032591 | COIL,ELECTRICAL | COIL,CLOSING SOLENOID;110 VDC 11 KV; BROWN BOVERI KHB;CIRCUIT BREAKER; C00062;BINDER PART # HAMT301420; | ABB | ABB FAN PTY LTD | C00064 | MAINTENANCE STOCK
000032592 | COIL,ELECTRICAL | COIL,CONTACTOR;240 V AC;25 AMP; ZELLWEGER RELAY;C00067 | NILSEN |  | NL-24 | MAINTENANCE STOCK
000032592 | COIL,ELECTRICAL | COIL,CONTACTOR;240 V AC;25 AMP; ZELLWEGER RELAY;C00067 | AEG | AEG APPLIANCES PTY LTD | NL-24 | MAINTENANCE STOCK
000022861 | RELAY,FEEDER DIFFERENTIAL. | REYROLLE SOLKER RF;1 AMP;PILOT WIRE; MTG FLUSH & RACK; | RMS | RELAY MONITORING SYSTEMS PL | 7PG2111-1DA30-0DB0 | CURRENT
000032598 | ROD,INSULATING SLEEVE: | 1/4" AEI LSA OLTC FIXED CONTACT;C00074 | ERGON | ERGON ENERGY | C00074 | MAINTENANCE STOCK
000032599 | CONTACT,ELECTRICAL | CONTACT;FIXED (DISCONNECTOR);TYPE D8XD; 11 KV OCB;800 A SOUTH WALES;CONTRACT 76/35 A;C00078; | SBA | SBA AMALGAMATED PTY LTD | C00078 | MAINTENANCE STOCK
000032599 | CONTACT,ELECTRICAL | CONTACT;FIXED (DISCONNECTOR);TYPE D8XD; 11 KV OCB;800 A SOUTH WALES;CONTRACT 76/35 A;C00078; | ERGON | ERGON ENERGY | C00078 | MAINTENANCE STOCK
000032600 | CONTACT,ELECTRICAL | AEI BVRP4 (7 CONTACTS TO A CLUSTER,42 CONTACTS PER SWITCH);C00083; | SBA | SBA AMALGAMATED PTY LTD | C00083 | MAINTENANCE STOCK
000032600 | CONTACT,ELECTRICAL | AEI BVRP4 (7 CONTACTS TO A CLUSTER,42 CONTACTS PER SWITCH);C00083; | ERGON | ERGON ENERGY | C00083 | MAINTENANCE STOCK
000032603 | CONTACT,ELECTRICAL | CONTACT;MOVING;INDOOR;11 KV OLX 1600 AMP;C00089; | ERGON | ERGON ENERGY | C00089 | MAINTENANCE STOCK
000032603 | CONTACT,ELECTRICAL | CONTACT;MOVING;INDOOR;11 KV OLX 1600 AMP;C00089; | SBA | SBA AMALGAMATED PTY LTD | C00089 | MAINTENANCE STOCK
000032604 | CONTACT,ELECTRICAL | AEI;BVRP4;FIXED CONTACT SHORT MOUNTING THREAD (6 CLUSTERS PER SWITCH); C00083A; | SBA | SBA AMALGAMATED PTY LTD | C00083A | MAINTENANCE STOCK
000032604 | CONTACT,ELECTRICAL | AEI;BVRP4;FIXED CONTACT SHORT MOUNTING THREAD (6 CLUSTERS PER SWITCH); C00083A; | ERGON | ERGON ENERGY | C00083A | MAINTENANCE STOCK
000032605 | CONTACT,ELECTRICAL | AEI;BVRP4;FIXED CONTACT LONG MOUNTING THREAD (6 CLUSTERS PER SWITCH);C00083B; | SBA | SBA AMALGAMATED PTY LTD | C00083B | MAINTENANCE STOCK
000032605 | CONTACT,ELECTRICAL | AEI;BVRP4;FIXED CONTACT LONG MOUNTING THREAD (6 CLUSTERS PER SWITCH);C00083B; | ERGON | ERGON ENERGY | C00083B | MAINTENANCE STOCK
000032606 | CONTACT,ELECTRICAL | CONTACT;FIXED;11 KV;J18 / S15;800 AMP CLUSTER;WESTINGHOUSE;EMAIL;C00092; | ERGON | ERGON ENERGY | C00092 | MAINTENANCE STOCK
000032606 | CONTACT,ELECTRICAL | CONTACT;FIXED;11 KV;J18 / S15;800 AMP CLUSTER;WESTINGHOUSE;EMAIL;C00092; | SBA | SBA AMALGAMATED PTY LTD | C00092 | MAINTENANCE STOCK
000032607 | O-RING | REINHAUSEN;TYPE M OLTC;C00095; | LUDOWICI |  | C00095 | MAINTENANCE STOCK
000032608 | WHEEL,ABRASIVE | WHEEL;NYLON;BROWN BOVERI RGB12 RMU; C00096; | ERGON | ERGON ENERGY | C00096 | MAINTENANCE STOCK
000022862 | MARKER,TAPE | RED & WHITE;76 MM W X 0.05 MM THK; PRINTED DANGER-NO GO AREA;150 M ROLL; FOR WP1205 WORKSITE ENVIRONMENT; | IDENMARK | IDENTIMARK SOLUTIONS - 310679 | 22862 | CURRENT
000022862 | MARKER,TAPE | RED & WHITE;76 MM W X 0.05 MM THK; PRINTED DANGER-NO GO AREA;150 M ROLL; FOR WP1205 WORKSITE ENVIRONMENT; | CUTLER | CUTLER BRANDS PTY LTD | ENERGE-22862 | CURRENT
000022862 | MARKER,TAPE | RED & WHITE;76 MM W X 0.05 MM THK; PRINTED DANGER-NO GO AREA;150 M ROLL; FOR WP1205 WORKSITE ENVIRONMENT; | SAFESIGN | SAFE SIGN AUATRALIA PTY LTD | DANGER NO GO AREA | CURRENT
000022862 | MARKER,TAPE | RED & WHITE;76 MM W X 0.05 MM THK; PRINTED DANGER-NO GO AREA;150 M ROLL; FOR WP1205 WORKSITE ENVIRONMENT; | ARTCRAFT | ARTCRAFT PTY LTD | DANGER NO GO AREA | CURRENT
000022862 | MARKER,TAPE | RED & WHITE;76 MM W X 0.05 MM THK; PRINTED DANGER-NO GO AREA;150 M ROLL; FOR WP1205 WORKSITE ENVIRONMENT; | RMS | RELAY MONITORING SYSTEMS PL | DANGER NO GO AREA | CURRENT
000032609 | TAG,INSTRUCTION | LOCKING;TAB;SECTORIAL TYPE M; REINHAUSEN OLTC;C00100; | REINHAUS | REINHAUSEN (AUST) PL | C00100 | MAINTENANCE STOCK
000032610 | COVER,ELECTRICAL EQUIPMENT | CAP;SCREEN;TYPE M REINHAUSEN OLTC; C00101; | REINHAUS | REINHAUSEN (AUST) PL | C00101 | MAINTENANCE STOCK
000032611 | TAG,INSTRUCTION | TAB;LOCKING;TYPE M REINHAUSEN OLTC; C00102; | REINHAUS | REINHAUSEN (AUST) PL | 05773 | MAINTENANCE STOCK
000032612 | CONTACT,ELECTRICAL | CONTACT,MOVING;11 KV;EMAIL S15;OIL CIRCUIT BREAKER;WESTINGHOUSE;C00103; | SBA | SBA AMALGAMATED PTY LTD | C00103 | MAINTENANCE STOCK
000032612 | CONTACT,ELECTRICAL | CONTACT,MOVING;11 KV;EMAIL S15;OIL CIRCUIT BREAKER;WESTINGHOUSE;C00103; | ERGON | ERGON ENERGY | C00103 | MAINTENANCE STOCK
000032613 | CONTACT,ELECTRICAL | CONTACT,FIWED;11 KV;EMAIL S15;OIL CIRCUIT BREAKER;400 AMP;WESTINGHOUSE; C00104; | ERGON | ERGON ENERGY | C00104 | MAINTENANCE STOCK
000032613 | CONTACT,ELECTRICAL | CONTACT,FIWED;11 KV;EMAIL S15;OIL CIRCUIT BREAKER;400 AMP;WESTINGHOUSE; C00104; | SBA | SBA AMALGAMATED PTY LTD | C00104 | MAINTENANCE STOCK
000022773 | EARTHING EQUIPMENT | EARTH BAR ALUMINIUM;FOR PORTABLE EARTHING EQUIPMENT AT 11 KV ABC XARM JOINTS;TYPES 11ABCJ1,J2,J3;USE WITH JOINT PLATE SC 22775;SUPPLIED WITH | PENTA | PENTA AUST (TMAC THEW & MCCANN/HYLEC) | PA22019 | CURRENT
000022773 | EARTHING EQUIPMENT | EARTH BAR ALUMINIUM;FOR PORTABLE EARTHING EQUIPMENT AT 11 KV ABC XARM JOINTS;TYPES 11ABCJ1,J2,J3;USE WITH JOINT PLATE SC 22775;SUPPLIED WITH | HYLEC | HYLEC PTY LTD | HVABCEARTHBAR | CURRENT
000032615 | SPRING, HELICAL, COMPRESSION | SPRING,SHORT;11 KV;EMAIL S15;OIL CIRCUIT BREAKER;WESTINGHOUSE; C00105A; | NATSPRI | NATIONAL SPRINGS & WIRE PRODUCTS | C00105A | MAINTENANCE STOCK
000032616 | SPRING, HELICAL, COMPRESSION | SPRING,LONG;11 KV;EMAIL;S15;OIL CIRCUIT BREAKER;WESTINGHOUSE; C00105B; | NATSPRI | NATIONAL SPRINGS & WIRE PRODUCTS | C00105B | MAINTENANCE STOCK
000032617 | PLUG,TIP | TIP,ARCING;33 KV;GEC OD 6/7;OIL CIRCUIT BREAKER;C00107; | ERGON | ERGON ENERGY | C00107 | MAINTENANCE STOCK
000032618 | CONTACT,ELECTRICAL | CONTACT,FIXED;11 KV;GEC/EE OLX 3;OIL CIRCUIT BREAKER;1600 AMP;(SILVERED); C01198;KIT 12; | ERGON | ERGON ENERGY | C01198 | MAINTENANCE STOCK
000032619 | CONTACT,ELECTRICAL | CONTACT,FIXED;11 KV;GEC/EE OLX 3;OIL CIRCUIT BREAKER;1600 AMP;(SILVERED); 3 HOLE MOUNT;C00108; | ALSTOM | ALSTOM GRID AUSTRALIA LIMITED | C00108 | MAINTENANCE STOCK
000032619 | CONTACT,ELECTRICAL | CONTACT,FIXED;11 KV;GEC/EE OLX 3;OIL CIRCUIT BREAKER;1600 AMP;(SILVERED); 3 HOLE MOUNT;C00108; | SCHNEDER | SCHNEIDER PTY LTD | C00108 | MAINTENANCE STOCK
000032620 | CONTACT,ELECTRICAL | CONTACT,FIXED;11 KV;GEC/EE OLX 3;OIL CIRCIUT BREAKER;1200 AMP;3 HOLE MOUNT; C00108A; | ALSTOM | ALSTOM GRID AUSTRALIA LIMITED | C00108A | MAINTENANCE STOCK
000032620 | CONTACT,ELECTRICAL | CONTACT,FIXED;11 KV;GEC/EE OLX 3;OIL CIRCIUT BREAKER;1200 AMP;3 HOLE MOUNT; C00108A; | SCHNEDER | SCHNEIDER PTY LTD | C00108A | MAINTENANCE STOCK
000032621 | CONTACT,ELECTRICAL | CONTACT,FIXED;11 KV;GEC/EE OLX 3;OIL CIRCUIT BREAKER;1600 AMP;(SILVERED) WITH TURBULATOR;4 HOLE MOUNT;C00155; | ALSTOM | ALSTOM GRID AUSTRALIA LIMITED | C00155 | MAINTENANCE STOCK
000032621 | CONTACT,ELECTRICAL | CONTACT,FIXED;11 KV;GEC/EE OLX 3;OIL CIRCUIT BREAKER;1600 AMP;(SILVERED) WITH TURBULATOR;4 HOLE MOUNT;C00155; | SCHNEDER | SCHNEIDER PTY LTD | C00155 | MAINTENANCE STOCK
000032622 | CONTACT,ELECTRICAL | CONTACT,FIXED;11 KV;GEC/EE OLX3;OIL CIRCUIT BREAKER;1600 AMP (SILVERED); 4 HOLE MOUNT;C00155A; | ALSTOM | ALSTOM GRID AUSTRALIA LIMITED | C00155A | MAINTENANCE STOCK
000032622 | CONTACT,ELECTRICAL | CONTACT,FIXED;11 KV;GEC/EE OLX3;OIL CIRCUIT BREAKER;1600 AMP (SILVERED); 4 HOLE MOUNT;C00155A; | SCHNEDER | SCHNEIDER PTY LTD | C00155A | MAINTENANCE STOCK
000032623 | CONTACT,ELECTRICAL | FIXED,CONTACT;TURBULATOR;11 KV;GEC/EE OLX 3;OIL CIRCUIT BREAKER;C00108B; | ALSTOM | ALSTOM GRID AUSTRALIA LIMITED | C00108B | MAINTENANCE STOCK
000032623 | CONTACT,ELECTRICAL | FIXED,CONTACT;TURBULATOR;11 KV;GEC/EE OLX 3;OIL CIRCUIT BREAKER;C00108B; | SCHNEDER | SCHNEIDER PTY LTD | C00108B | MAINTENANCE STOCK
000032624 | CONTACT,ELECTRICAL | CONTACT;11/33 KV;CROMPTON PARKINSON SD/HDS;OLTC/REGULATOR;11/16" SELECTOR FINGER;C00109; | ERGON | ERGON ENERGY | C00109 | MAINTENANCE STOCK
000032625 | CLAMP,ELECTRICAL | CLAMP;11/33 KV;CROMPTON PARKINSON SD/HDS;OLTC/REGULATOR;TWIN SADDLE CLAMP;BRASS;SQUARE SHOULDER;C00110; | SBA | SBA AMALGAMATED PTY LTD | C00110 | MAINTENANCE STOCK
000032626 | CLAMP,ELECTRICAL | CLAMP;11/33 KV;CROMPTON PARKINSON; SD / HDS;OLTC / REGULATOR;TWIN SADDLE CLAMP;STEEL;SQUARE SHOULDER;C00111; | SBA | SBA AMALGAMATED PTY LTD | C00111 | MAINTENANCE STOCK
000032627 | PIN,TIE | PIN,COUPLING;REINHAUSEN TYPE M OLTC; EXTERNAL DRIVE SHAFT;C00112 | REINHAUS | REINHAUSEN (AUST) PL | 051940 01 | MAINTENANCE STOCK
000032628 | CONTACT,ELECTRICAL | CONTACT;11/33 KV;CROMPTON PARKINSON; SD / HDS;OLTC / REGULATOR;1" REACTOR CONTACTS;C00113; | ERGON | ERGON ENERGY | C00113 | MAINTENANCE STOCK
000032629 | CONTACT,ELECTRICAL | CONTACT,SELECTOR;11/33 KV;CROMPTON PARKINSON;SD / HDS;OLTC / REGULATOR; C00115; | ERGON | ERGON ENERGY | C00115 | MAINTENANCE STOCK
000022863 | BOLT,MACHINE | STEEL;GALV;HEX;M20 X 50 MM LG;W/HEX NUT TO BE FITTED;FULL-SIZE SHANK;BAG OF 50;PACK WEIGHT ?? KG; | T&R FAST | T&R FASTENERS 22 CHAPPLE ST GYMPIE 4570 | BOLT HEX GAL M20 X 50 4.6+ NUT | CURRENT
000032630 | CONTACT,ELECTRICAL | CONTACT,FINGER ADJUSTABLE; SPRINGLOADED;11/33 KV;CROMPTON PARKINSON;SD / HDS;OLTC / REGULATOR; COMES WITH 11/16" SELECTOR CONTACT; | SBA | SBA AMALGAMATED PTY LTD | C00117 | MAINTENANCE STOCK
000032631 | CONTACT,ELECTRICAL | CONTACT;FINGER;ADJUSTABLE; SPRINGLOADED;11/33 KV;CROMPTON PARKINSON;SD / HDS;OLTC / REGULATOR; COMES WITH 1" SELECTOR CONTACT; | SBA | SBA AMALGAMATED PTY LTD | C00117A | MAINTENANCE STOCK
000022865 | TOOTH,AUGER | Replacement Tooth, Short Clip, for Rock Augers & New Digga Rock Augers | DIGGA | DIGGA AUSTRALIA PTY LTD | DP-00C3SR | CURRENT
000022866 | TOOTH,AUGER | Replacement Tooth, Long Clip, for Rock Augers & New Digga Rock Augers | DIGGA | DIGGA AUSTRALIA PTY LTD | DP-00C3LR | CURRENT
000022867 | TOOTH,AUGER | Pilot Bit, 1-3/4" Square Drive-Left Hand for Rock Augers & Digga Rock Augers | DIGGA | DIGGA AUSTRALIA PTY LTD | DRP-19-23L | CURRENT
000032632 | CONTACT,ELECTRICAL | CONTACT,FINGER ADJUSTABLE; SPRINGLOADED;11/33 KV;CROMPTON PARKINSON;SD / HDS;OLTC / REGULATOR; COMES WITH 17 MM CONTACT;C00117B; | SBA | SBA AMALGAMATED PTY LTD | C00117B | MAINTENANCE STOCK
000032633 | CLAMP,ELECTRICAL | CLAMP;TWIN SADDLE;FINGER CONTACT; 11/33 KV;CROMPTON PARKINSON;SD / HDS; OLTC / REGULATOR;C00118; | SBA | SBA AMALGAMATED PTY LTD | C00118 | MAINTENANCE STOCK
000032634 | CLAMP,ELECTRICAL | CLAMP;TWIN SADDLE;SELECTOR / DIVERTER CONTACT;11/33 KV;CROMPTON PARKINSON; SD / HDS;OLTC / REGULATOR;C00119; | SBA | SBA AMALGAMATED PTY LTD | C00119 | MAINTENANCE STOCK
000032635 | CLAMP,ELECTRICAL | CLAMP;TWIN SADDLE;SELECTOR / DIVERTER CONTACT FOR SMALL ROD;11/33 KV; CROMPTON PARKINSON;SD / HDS;OLTC / REGULATOR;C00119A; | SBA | SBA AMALGAMATED PTY LTD | C00119A | MAINTENANCE STOCK
000032636 | BRAID,WIRE | BRAID;FLEXIBLE;33 KV ENGLISH ELECTRIC; FDE;OLTC;USE WITH C553;C00120; | ERGON | ERGON ENERGY | C00120 | MAINTENANCE STOCK
000032637 | CLAMP,ELECTRICAL | CLAMP;COPPER;33 KV ENGLISH ELECTRIC; FDE;OLTC;USE WITH C120 FLEXIBLE BRAID; C00553; | ERGON | ERGON ENERGY | C00553 | MAINTENANCE STOCK
000032640 | GASKET | GASKET;GEARBOX;TYPE M;REINHAUSEN; OLTC;C00124; | REINHAUS | REINHAUSEN (AUST) PL | 590021 | MAINTENANCE STOCK
000032614 | CONTACT,ELECTRICAL | CONTACT;FINGER;FIXED (SILVERED);11 KV; EMAIL S15;OIL CIRCUIT BREAKER; WESTINGHOUSE;C00105; | SBA | SBA AMALGAMATED PTY LTD | C00105 | MAINTENANCE STOCK
000032614 | CONTACT,ELECTRICAL | CONTACT;FINGER;FIXED (SILVERED);11 KV; EMAIL S15;OIL CIRCUIT BREAKER; WESTINGHOUSE;C00105; | ERGON | ERGON ENERGY | C00105 | MAINTENANCE STOCK
000032641 | FUSE,CARTRIDGE | FUSE;HRC 50 AMP;BRUSH;600 VA;80 KA; (50K09);C04001; | HAYMANS | HAYMANS ELECTRICAL | EEFTBC50 | MAINTENANCE STOCK
000032644 | SCREW,WOOD | SCREW;COUNTERSUNK;REINHAUSEN;TYPE M; OLTC;6 MM X 20 MM;USE WITH C126 & 136; C00131; | REINHAUS | REINHAUSEN (AUST) PL | 450710 | MAINTENANCE STOCK
000032645 | CONTACT,ELECTRICAL | CONTACT;ARCING;33 KV;WESTINGHOUSE 345 GC;CIRCUIT BREAKER;C00133; | SBA | SBA AMALGAMATED PTY LTD | C00133 | MAINTENANCE STOCK
000032646 | SEAL, PLAIN | SEAL;BUS COVER;WSA SWITCHGEAR; C04002; | SCHNEDER | SCHNEIDER PTY LTD | S06065 | MAINTENANCE STOCK
000032647 | SEAL, PLAIN | ILIS PORT & SEAL;WSA SWITCHGEAR; C04003; | SCHNEDER | SCHNEIDER PTY LTD | ST425-911-125 | MAINTENANCE STOCK
000032647 | SEAL, PLAIN | ILIS PORT & SEAL;WSA SWITCHGEAR; C04003; | SCHNEDER | SCHNEIDER PTY LTD | AGSC27720-01 | MAINTENANCE STOCK
000032648 | BAG,PLASTIC | DESSICANT BAG;WSA SWGR;C04004; | SCHNEDER | SCHNEIDER PTY LTD | AGSC51082-01 | MAINTENANCE STOCK
000032649 | CONTACT,ELECTRICAL | CONTACT;ARCING HORN;11 KV OLX SERIES 3; C00135; | SBA | SBA AMALGAMATED PTY LTD | C00135 | MAINTENANCE STOCK
000032649 | CONTACT,ELECTRICAL | CONTACT;ARCING HORN;11 KV OLX SERIES 3; C00135; | ERGON | ERGON ENERGY | C00135 | MAINTENANCE STOCK
000032650 | NUT,SELF-LOCKING,HEXAGON. | 6 MM;REINHAUSEN;TYPE M;OLTC;USE WITH C00126 & C00131;C00136; | REINHAUS | REINHAUSEN (AUST) PL | 45397701 | MAINTENANCE STOCK
000032651 | TAG,INSTRUCTION | LOCKING;TAB;REINHAUSEN;TYPE M;OLTC; CONTACTS;C00138; | REINHAUS | REINHAUSEN (AUST) PL | 05077301 | MAINTENANCE STOCK
000032653 | GAUGE,PRESSURE | GAUGE;FULLER TYPE M;OLTC;POINT MOVING CONTACT WEAR GAUGE;GAUGE # 5102; KIT 33;C00142; | ERGON | ERGON ENERGY | C00142 | MAINTENANCE STOCK
000032654 | GAUGE,PRESSURE | GAUGE;FULLER TYPE F;33 KV;OLTC;FLAT MOVING CONTACT WEAR GAUGE;GAUGE # 5103;KIT 33;C00146; | ERGON | ERGON ENERGY | C00146 | MAINTENANCE STOCK
000022872 | PROVING UNIT | 220V Meter Tester, 208V-225VAC, 50Hz Nom, -10DegC to 40DegC at Max 90% RH, IP55, uses 8 x AA 1.5V Batteries, for Digital Multimeters & Test Pencils | RTE | RAPID-TECH EQUIPMENT PTY LTD | TES-PU-113 | CURRENT
000022872 | PROVING UNIT | 220V Meter Tester, 208V-225VAC, 50Hz Nom, -10DegC to 40DegC at Max 90% RH, IP55, uses 8 x AA 1.5V Batteries, for Digital Multimeters & Test Pencils | TES | TEST EQUIPMENT SOLUTIONS | TES-PU-113 | CURRENT
000032655 | GAUGE,PRESSURE | GAUGE;FULLER TYPE F;33 KV OLTC;ROLLER CONTACT WEAR GAUGE;GAUGE # 5101;KIT 33;C00147; | ERGON | ERGON ENERGY | C00147 | MAINTENANCE STOCK
000032656 | KIT,SWITCH AUXILIARY | AUXILIARY SWITCH OPERATING ARM;11 KV; BRUSH PMR; HAWKER SIDDELY;C00150; | ERGON | ERGON ENERGY | C00150 | MAINTENANCE STOCK
000032657 | NUT,PLAIN,HEXAGON | NUT;HEX HEAD;NYLON;1/2" WHITWORTH THREAD;C00151; | ERGON | ERGON ENERGY | C00151 | MAINTENANCE STOCK
000032658 | CONTACT,ELECTRICAL | CONTACT;FIXED ARCING;33 KV;GEC OD 6/7; OIL CIRCUIT BREAKER;C00154; | ERGON | ERGON ENERGY | C00154 | MAINTENANCE STOCK
000022873 | SIGN | (LOGO) ENERGEX;(DESIGNATION BLANK); ALUMINIUM;RETROFLECTIVE;180 MM LG X 100 MM W;2 MM THICK;LETTERS & COLOURING AS PER DWG;FOR LOW VOLTAGE DISTRIBUTION | ARTCRAFT | ARTCRAFT PTY LTD | 22873 | CURRENT
000022873 | SIGN | (LOGO) ENERGEX;(DESIGNATION BLANK); ALUMINIUM;RETROFLECTIVE;180 MM LG X 100 MM W;2 MM THICK;LETTERS & COLOURING AS PER DWG;FOR LOW VOLTAGE DISTRIBUTION | UTILENGR | UTILITY ENGRAVING & SIGNS | 22873 | CURRENT
000022874 | FIXTURE,LIGHTING | WALL MTG;DIE CAST ALUMINIUM BODY;GLASS REFRACTOR;C/W INTEGRAL CONTROL GEAR; FOR UNDERPASS LIGHTING;REPLACES SC 15421;USE 150 WATT CLEAR HPS LAMP; | GERARD | GERARD PROFESSIONAL SOLUTIONS PL | TOMKAT | CURRENT
000032659 | CONTACT,ELECTRICAL | CONTACT;FIXED ARCING;33 KV;GEC OD 6/7; OIL CIRCUIT BREAKER;C00154A; | ERGON | ERGON ENERGY | C00154A | MAINTENANCE STOCK
000032660 | COVER,ELECTRICAL CONNECTOR | RESET FOR DS2 TAPCHANGER WITH GASKET; FERRANTI;C00156; | ENGCOM | ENG-COM PTY LTD | P591M780 | MAINTENANCE STOCK
000032660 | COVER,ELECTRICAL CONNECTOR | RESET FOR DS2 TAPCHANGER WITH GASKET; FERRANTI;C00156; | ENGCOM | ENG-COM PTY LTD | E104 161 | MAINTENANCE STOCK
000032660 | COVER,ELECTRICAL CONNECTOR | RESET FOR DS2 TAPCHANGER WITH GASKET; FERRANTI;C00156; | ENGCOM | ENG-COM PTY LTD | E057 055 | MAINTENANCE STOCK
000032661 | GAUGE,PRESSURE | GAUGE,PRESSURE;SF6;110 KV;GEC FGI; CIRCUIT BREAKER;C00157; | SCHNEDER | SCHNEIDER PTY LTD | 82.1.1.1.1 | MAINTENANCE STOCK
000032662 | FUSEHOLDER | FUSE HOLDER;11 KV;GEC HWX;CIRCUIT BREAKER;VT;C04005; | SCHNEDER | SCHNEIDER PTY LTD | FT24 FUSE HOLDER | MAINTENANCE STOCK
000032663 | CONTACT,ELECTRICAL | CONTACT,FIXED ARCING;11 KV;REYROLLE LMT; CIRCUIT BREAKER;C00162; | SBA | SBA AMALGAMATED PTY LTD | C00162 | MAINTENANCE STOCK
000032663 | CONTACT,ELECTRICAL | CONTACT,FIXED ARCING;11 KV;REYROLLE LMT; CIRCUIT BREAKER;C00162; | ERGON | ERGON ENERGY | C00162 | MAINTENANCE STOCK
000032664 | CONTACT,ELECTRICAL | CONTACT,FIXED SPRING;11 KV;REYROLLE LMT; CIRCUIT BREAKER;C00165; | RPS | RPS SWITCHGEAR AUS | C00165 | MAINTENANCE STOCK
000022875 | GUARD,LAMP | WIRE;FOR SYLVANIA SUBURBAN STEET LIGHT; | GERARD | GERARD PROFESSIONAL SOLUTIONS PL | JS00005 | CURRENT
000022871 | PLUG,TEST | MECHANICAL TEST PLUG;ZINC PLATTED PRESSED STEEL TEST PLUG;PLUMBERS PLUG;FOR USE TO SEAL VACANT 125 MM CONDUITS;5PS;5";125 MM;MIN/MAX (MM) | STATEWD | STATEWIDE FSTNERS & ENG SPLS PL | TP902454 | CURRENT
000032668 | COIL,ELECTRICAL | COIL;TRIP;11 KV;EMAIL;S15;110 VDC; 200 TURNS X .425 MM WIRE;C00173; | MAGS | MAGS ELECTRICAL | C00173 | MAINTENANCE STOCK
000022877 | BRACKET,MOUNTING | MK10D Meter Hanging Clip, Plastic, suit Atlas Polyphase Meters | EDMI | EDMI PTY LTD | PLAS21111A | CURRENT
000032669 | FUSE,CARTRIDGE | FUSE,SOLENOID PROTECTION;35 AMP; TIS35A EQUIVALANT TO S1275;C00174; | HAYMANS | HAYMANS ELECTRICAL | EEFTIS35 | MAINTENANCE STOCK
000032671 | GAUGE,PRESSURE | GAUGE;1110 JB424;BUSHING CAP "IMPERIAL";COMPRESSED DISC SPRING GAUGE;C00177; | SBA | SBA AMALGAMATED PTY LTD | C00177 | MAINTENANCE STOCK
000032672 | CONTACT,ELECTRICAL | CONTACT,MOVING;33 KV;AEI / GEC; TYPE L OLTC;C00180; | SBA | SBA AMALGAMATED PTY LTD | C00180 | MAINTENANCE STOCK
000032673 | CONTACT,ELECTRICAL | CONTACT,FIXED;33 KV;AEI / GEC; TYPE L OLTC;WITH MOUNTING SCREWS; C00181; | SBA | SBA AMALGAMATED PTY LTD | C00181 | MAINTENANCE STOCK
000022878 | SIGN | Al, DANGER ELECTRICITY (Size 3), 180 x 100 x 1.6mm, White Class 2 RetroReflective, Dwg 2900-A3 SHT D38, Pack of 10 | ARTCRAFT | ARTCRAFT PTY LTD | 22878 | CURRENT
000022878 | SIGN | Al, DANGER ELECTRICITY (Size 3), 180 x 100 x 1.6mm, White Class 2 RetroReflective, Dwg 2900-A3 SHT D38, Pack of 10 | UTILENGR | UTILITY ENGRAVING & SIGNS | 22878 | CURRENT
000022849 | SWITCH,FUSED | 13kA, 36kV, Air Insulated, HRC Fuse Holder suits Electrical Fuse Links, DWG 11027-A4 | NGK | NGK STANGER PTY LTD | 69800/28SECV | CURRENT
000022850 | FUSE ELEMENT,ELEC | 3.15 AMP;36 KA;AIR INSULATED;HRC CURRENT LIMITING;TO SUIT NGK FUSE HOLDER SC 22849;LGTH 565 MM;DIA 51 MM;BS 2692; PART 1;BS REF;FA3 - ADIHA; | BUSSMANN | BUSSMANN MANUFACTURING | 36ADIHA3.15 | CURRENT
000022851 | FUSE ELEMENT,ELEC | 6.3A, 36kV, Air Insulated, HRC Current Limiting, suits HRC Fuse Holder, 565mm Lg, 51mm Dia, BS2692, Part 1, BS Ref, FA3-ADIHA | BUSSMANN | BUSSMANN MANUFACTURING | 36ADIHA6.3 | CURRENT
000022880 | BREATHER | MTraB DB100-T(T) Dehydrating Breather Self Regenerative, for Transformer Main Tank rated to 40MVA or less ONLY | REINHAUS | REINHAUSEN (AUST) PL | DB100 T-TANK | CURRENT
000022881 | BREATHER | BREATHER;MTRAB-DB100 (OLTC);DEHYDRATING, BREATHER SELF REGENERATIVE FOR OLTC, Incl OVP | REINHAUS | REINHAUSEN (AUST) PL | OLTC/LTC | CURRENT
000022882 | RELAY,ELECTROMAGNETIC | SIEMENS TYPE 0210443;125 V DC COIL; REPLACEMENT INTERLOCK COIL;FOR USE IN SIEMENS 8DA10 36 KV SWGR;TO BE USED WITH SC 22883 PACKING SHIM; | SIEMENS | SIEMENS LTD | 02910443 | CURRENT
000022883 | SHIM | FOR USE WITH SOLENOID TYPE 02910443; 125 V DC COIL FOR USE IN SIEMENS 8DA10 36 KV SWGR;TO BE USED WITH SC 22882 SOLENOID; | SIEMENS | SIEMENS LTD | 73033260 | CURRENT
000022884 | PROBE,LEAD. | LEAD;RED;SILICON;1.5 MM2;DOUBLE INSULATED;200 MM LG;4 MM FEMALE FIXED END & BOOTLACE FERRULE END;CAT III 300 V ;SUITABLE ADAPTOR FOR PM 45 LEADS | PACTEST | PACIFIC TEST EQUIPMENT P/L | PTE-061 | CURRENT
000022884 | PROBE,LEAD. | LEAD;RED;SILICON;1.5 MM2;DOUBLE INSULATED;200 MM LG;4 MM FEMALE FIXED END & BOOTLACE FERRULE END;CAT III 300 V ;SUITABLE ADAPTOR FOR PM 45 LEADS | REXEL | REXEL PTY LTD | PTE-091 RED | CURRENT
000022885 | PROBE,LEAD. | LEAD;BLACK;SILICON;1.5 MM2;DOUBLE INSULATED;200 MM LG;4 MM FEMALE FIXED END & BOOTLACE FERRULE END;CAT III 300 V ;SUITABLE ADAPTOR FOR PM 45 LEADS | PACTEST | PACIFIC TEST EQUIPMENT P/L | PTE-091 | CURRENT
000022885 | PROBE,LEAD. | LEAD;BLACK;SILICON;1.5 MM2;DOUBLE INSULATED;200 MM LG;4 MM FEMALE FIXED END & BOOTLACE FERRULE END;CAT III 300 V ;SUITABLE ADAPTOR FOR PM 45 LEADS | REXEL | REXEL PTY LTD | PTE-091 | CURRENT
000022886 | PROBE,LEAD. | LEAD;BLACK;SILICON;1.5 MM2;DOUBLE INSULATED;400 MM LG;4 MM FEMALE FIXED END & 4 MM MALE RETRACTABLE END;CAT III 300 V;SUITABLE ADAPTOR FOR PM 45 LEADS | PACIFIC | PACIFIC CONTROLS PTY LTD | 2063/2513-40-N | CURRENT
000022886 | PROBE,LEAD. | LEAD;BLACK;SILICON;1.5 MM2;DOUBLE INSULATED;400 MM LG;4 MM FEMALE FIXED END & 4 MM MALE RETRACTABLE END;CAT III 300 V;SUITABLE ADAPTOR FOR PM 45 LEADS | TES | TEST EQUIPMENT SOLUTIONS | 2213/2063-IEC-40-N | CURRENT
000022886 | PROBE,LEAD. | LEAD;BLACK;SILICON;1.5 MM2;DOUBLE INSULATED;400 MM LG;4 MM FEMALE FIXED END & 4 MM MALE RETRACTABLE END;CAT III 300 V;SUITABLE ADAPTOR FOR PM 45 LEADS | REXEL | REXEL PTY LTD | PTE-119 | CURRENT
000022887 | PROBE,LEAD. | LEAD;RED;SILICON;1.5 MM2;DOUBLE INSULATED;400 MM LG;4 MM FEMALE FIXED END & 4 MM MALE RETRACTABLE END;CAT III 300 V;SUITABLE ADAPTOR FOR PM 45 LEADS | PENTA | PENTA AUST (TMAC THEW & MCCANN/HYLEC) | PA22513 | CURRENT
000022887 | PROBE,LEAD. | LEAD;RED;SILICON;1.5 MM2;DOUBLE INSULATED;400 MM LG;4 MM FEMALE FIXED END & 4 MM MALE RETRACTABLE END;CAT III 300 V;SUITABLE ADAPTOR FOR PM 45 LEADS | PACIFIC | PACIFIC CONTROLS PTY LTD | 2063/2513-40-R | CURRENT
000022887 | PROBE,LEAD. | LEAD;RED;SILICON;1.5 MM2;DOUBLE INSULATED;400 MM LG;4 MM FEMALE FIXED END & 4 MM MALE RETRACTABLE END;CAT III 300 V;SUITABLE ADAPTOR FOR PM 45 LEADS | HYLEC | HYLEC PTY LTD | 2063/2513-40-R | CURRENT
000022887 | PROBE,LEAD. | LEAD;RED;SILICON;1.5 MM2;DOUBLE INSULATED;400 MM LG;4 MM FEMALE FIXED END & 4 MM MALE RETRACTABLE END;CAT III 300 V;SUITABLE ADAPTOR FOR PM 45 LEADS | RSCOMP | RADIOSPARES COMPONENT PTY LTD | 2063/2513-IEC-40-R | CURRENT
000022887 | PROBE,LEAD. | LEAD;RED;SILICON;1.5 MM2;DOUBLE INSULATED;400 MM LG;4 MM FEMALE FIXED END & 4 MM MALE RETRACTABLE END;CAT III 300 V;SUITABLE ADAPTOR FOR PM 45 LEADS | TES | TEST EQUIPMENT SOLUTIONS | 2063/2513-IEC-40-R | CURRENT
000032674 | CONTACT,ELECTRICAL | CONTACT,FIXED;33 KV;AEI / GEC;TYPE L; OLTC;C00181A; | SBA | SBA AMALGAMATED PTY LTD | C00181A | MAINTENANCE STOCK
000032675 | CONTACT,ELECTRICAL | CONTACT,FIXED;33 KV;AEI / GEC;TYPE L; OLTC;LONG CONTACT;C00181B; | SBA | SBA AMALGAMATED PTY LTD | C00181B | MAINTENANCE STOCK
000032677 | PIN,COTTER,SPLIT | PIN,COTTER;OPERATING ARM / TANK MECHANISM LINK;11 KV;REYROLLE;LMT;OCB; C00184; | SBA | SBA AMALGAMATED PTY LTD | C00184 | MAINTENANCE STOCK
000032680 | INTERLOCK,MECHANICAL | INTERLOCK,TANK (REPAIRED);ENGLISH ELECTRIC;SERIES 1 & 2;OLX;C00187; | SBA | SBA AMALGAMATED PTY LTD | REPAIR BROKEN UNIT | MAINTENANCE STOCK
000032681 | PLUG,TIP | ARCING TIP,STAINLESS STEEL;33 KV; STANGER DUO ROLL ABS;6" LG X 1" LG 5/16 BSW THREADED SECTION (8 MM ROD); C00188; | SBA | SBA AMALGAMATED PTY LTD | MANUFACTURE AS PER SAMPLE | MAINTENANCE STOCK
000032682 | WRENCH,SPANNER | SPANNER,EXTERNAL;SOUTH WALES CLUSTER;C00189; | SBA | SBA AMALGAMATED PTY LTD | C00189 | MAINTENANCE STOCK
000032683 | POST,VENT | VENT,EXPLOSION;ENGLISH ELECTRIC;SERIES 3;OLX;C00193; | SCHNEDER | SCHNEIDER PTY LTD | REF # 46Q7611 (41/308) | MAINTENANCE STOCK
000032685 | CUBICLE,ELECTRICAL EQUIPMENT. | HOUSING;ALUMINIUM HOUSING FOR SOUTH WALES TURBULATOR;USE WITH C195 (SC 20635);C00196; | SBA | SBA AMALGAMATED PTY LTD | MANUFACTURE AS PER SAMPLE | MAINTENANCE STOCK
000032686 | CONTACT,ELECTRICAL | CONTACT,ASSEMBLY;MOVING SELECTOR SWITCH;AEI;M21AX4T;C00197; | ERGON | ERGON ENERGY | C00197 | MAINTENANCE STOCK
000032686 | CONTACT,ELECTRICAL | CONTACT,ASSEMBLY;MOVING SELECTOR SWITCH;AEI;M21AX4T;C00197; | SBA | SBA AMALGAMATED PTY LTD | C00197 | MAINTENANCE STOCK
000032687 | CONTACT,ELECTRICAL | SPRING,FIXED CONTACT PRESSURE;33 KV; AEI LG1C44;CIRCUIT BREAKER;C00198; | SCHNEDER | SCHNEIDER PTY LTD | C00198 | MAINTENANCE STOCK
000032688 | CONTACT,ELECTRICAL | CONTACT,FIXED;SELECTOR SWITCH;AEI M21AX4T;C00199; | ERGON | ERGON ENERGY | C00199 | MAINTENANCE STOCK
000032688 | CONTACT,ELECTRICAL | CONTACT,FIXED;SELECTOR SWITCH;AEI M21AX4T;C00199; | SBA | SBA AMALGAMATED PTY LTD | C00199 | MAINTENANCE STOCK
000032689 | GAUGE,PRESSURE | GLASS,GAUGE OIL LEVEL;FERRANTI;DS2; OLTC;REGULATOR;C00202; | ERGON | ERGON ENERGY | C00202 | MAINTENANCE STOCK
000032691 | MOTOR,DIRECT CURRENT. | MOTOR,SPRING CHARGE 220 VOLT;GEC;SBV; 11 KV;CB;C00204A; | SCHNEDER | SCHNEIDER PTY LTD | SE204982-114004 | MAINTENANCE STOCK
000032692 | COIL,ELECTRICAL | COIL,TRIP;32 VOLT;11 KV;SBV;SG;CIRCUIT BREAKER;GEC;1.4 OHM;C00206; | MAGS | MAGS ELECTRICAL | C00206 | MAINTENANCE STOCK
000032693 | HANDLE,SWITCH | OPERATING ROD,INSULATED;11 KV;SBV; CIRCUIT BREAKER;GEC;C00207; | SCHNEDER | SCHNEIDER PTY LTD | 102-702 | MAINTENANCE STOCK
000032694 | INSULATOR,STANDOFF | INSULATOR;11 KV;SBV;CIRCUIT BREAKER; GEC;C00207A; | SCHNEDER | SCHNEIDER PTY LTD | 89445-89446 E48 | MAINTENANCE STOCK
000032695 | SPRING, HELICAL, COMPRESSION | SPRING;AEI TYPE LSA OLTC;MAINTAINING SWITCH SPRING FOR OPERATING MECHANISM; C00208; | NATSPRI | NATIONAL SPRINGS & WIRE PRODUCTS | MANUFACTURE AS PER SAMPLE | MAINTENANCE STOCK
000032696 | RECTIFIER, SEMICONDUCTOR DEVICE | MOV (METAL OXIDE VARISTOR);240 V DC; CLOSING SUPPLY RECTIFIER;V250LA40A; C00211; | RSCOMP | RADIOSPARES COMPONENT PTY LTD | 238-946 | MAINTENANCE STOCK
000022888 | TRANSFORMER,VOLTAGE | POLE MOUNTED VOLTAGE TRANSFORMER; TO SUIT 11kV NOJA OSM15 RECLOSER; INCLUDES MOUNTING BRACKETS AND ACCESSORIES; | NOJAPWR | NOJA POWER | VT11/220-04 | PURCHASE AS REQUIRED
000022889 | SWITCHBOARD,POWER | DRIVER UNIT DRV-12-01;12 V OR 24 V AUXILIARY SUPPLY TO SUIT NOJA RECLOSER; | NOJAPWR | NOJA POWER | DRV-12-01 | CURRENT
000022891 | CABLE, CONTROL | CONTROL CABLE;7 M;CC-07-01;TO SUIT NOJA RECLOSER; | NOJAPWR | NOJA POWER | CC-07-01 | CURRENT
000022876 | TERMINAL,LUG | FLAT,PALM;COPPER;BUSBAR CONNECTOR; TINNED;EGX DWG - LOSTD-EC043-03;2 HOLES 14 DIA 50 CRS - 2 HOLES 14 DIA 50 CRS; FOR USE WITH METERING UNITS PURCHASED | ERGON | ERGON ENERGY | DWG - LOSTD-EC043-03 | CURRENT
000022894 | CABLE,POWER,ELECTRICAL | SINGLE CORE;33 KV;630 SQ MM COPPER WATER BLOCKED NON-INSUL MILLIKEN STRANDED CONDUCTOR;TRXLPE INSULATED;WATER BLOCKED COPPER WIRE SCREEN;BONDED | CABLGRID | CABLE GRID AUSTRALIA PL | CGA424A | PHASING
000022894 | CABLE,POWER,ELECTRICAL | SINGLE CORE;33 KV;630 SQ MM COPPER WATER BLOCKED NON-INSUL MILLIKEN STRANDED CONDUCTOR;TRXLPE INSULATED;WATER BLOCKED COPPER WIRE SCREEN;BONDED | NANELECT | NAN ELECTRICAL CABLE AUSTRALIA PL | 1MV630C33LMEX | PHASING
000022894 | CABLE,POWER,ELECTRICAL | SINGLE CORE;33 KV;630 SQ MM COPPER WATER BLOCKED NON-INSUL MILLIKEN STRANDED CONDUCTOR;TRXLPE INSULATED;WATER BLOCKED COPPER WIRE SCREEN;BONDED | MIDMETAL |  | 110615-01S | PHASING
000022895 | CABLE,POWER,ELECTRICAL | SINGLE CORE;33 KV;800 SQ MM COPPER WATER BLOCKED NON-INSUL MILLIKEN STRANDED CONDUCTOR;TRXLPE INSULATED; WATER BLOCKED COPPER WIRE SCREEN;BONDED | CABLGRID | CABLE GRID AUSTRALIA PL | CGA425A | PURCHASE AS REQUIRED
000022895 | CABLE,POWER,ELECTRICAL | SINGLE CORE;33 KV;800 SQ MM COPPER WATER BLOCKED NON-INSUL MILLIKEN STRANDED CONDUCTOR;TRXLPE INSULATED; WATER BLOCKED COPPER WIRE SCREEN;BONDED | CABLGRID | CABLE GRID AUSTRALIA PL | CGA425 | PURCHASE AS REQUIRED
000022895 | CABLE,POWER,ELECTRICAL | SINGLE CORE;33 KV;800 SQ MM COPPER WATER BLOCKED NON-INSUL MILLIKEN STRANDED CONDUCTOR;TRXLPE INSULATED; WATER BLOCKED COPPER WIRE SCREEN;BONDED | NANELECT | NAN ELECTRICAL CABLE AUSTRALIA PL | 1MV800C33LMEX | PURCHASE AS REQUIRED
000022895 | CABLE,POWER,ELECTRICAL | SINGLE CORE;33 KV;800 SQ MM COPPER WATER BLOCKED NON-INSUL MILLIKEN STRANDED CONDUCTOR;TRXLPE INSULATED; WATER BLOCKED COPPER WIRE SCREEN;BONDED | MIDMETAL |  | 110615-02S | PURCHASE AS REQUIRED
000022898 | TRANSFORMER,VOLTAGE | VT;VOLTAGE TRANSFORMER;11 KV / 28 V PH-PH;SUIT SCHNEIDER ADVC; | SCHNEDER | SCHNEIDER PTY LTD | 990000081 | PURCHASE AS REQUIRED
000022899 | CABLE, CONTROL | CONTROL CABLE;7 M;FOR N SERIES AUTOMATIC CIRCUIT RECLOSER; | SCHNEDER | SCHNEIDER PTY LTD | 990001015 | PHASING
000022901 | RESISTOR,VOLTAGE SENSITIVE | Metal Oxide Varistor, CNR-20D681K, for Lightning Protection, suit Nu-Lec CAPM5 PTCC Control Box | SCHNEDER | SCHNEIDER PTY LTD | 997000150 | CURRENT
000022902 | COIL,ELECTRICAL | CIRCUIT BREAKER C16 AMP FOR DC BATTERY CONTROL; SUITS NU-LEC CAPM5 PTCC; | SCHNEDER | SCHNEIDER PTY LTD | 4CB116/6 | CURRENT
000022902 | COIL,ELECTRICAL | CIRCUIT BREAKER C16 AMP FOR DC BATTERY CONTROL; SUITS NU-LEC CAPM5 PTCC; | SCHNEDER | SCHNEIDER PTY LTD | A9F94116 | CURRENT
000022903 | COIL,ELECTRICAL | CIRCUIT BREAKER;AC AUXILLARY SUPPLY; DOUBLE POLE;SUIT NU-LEC CAPM5 PTCC; | SCHNEDER | SCHNEIDER PTY LTD | ACTI9 IC60N | CURRENT
000022903 | COIL,ELECTRICAL | CIRCUIT BREAKER;AC AUXILLARY SUPPLY; DOUBLE POLE;SUIT NU-LEC CAPM5 PTCC; | SCHNEDER | SCHNEIDER PTY LTD | FS.A9F44202 | CURRENT
000022905 | CIRCUIT CARD | SCEM 11A Card, suit N-Series 15/27kV Auto Circuit Recloser | SCHNEDER | SCHNEIDER PTY LTD | 999900050 | CURRENT
000022906 | CIRCUIT CARD | SCEM 11C Rev 5 Card, suit N-Series 38kV Auto Circuit Recloser | SCHNEDER | SCHNEIDER PTY LTD | 99900060 | CURRENT
000022907 | CIRCUIT CARD | SCEM 12 Card, suit RL-Series 15/27kV Load Break Switch | SCHNEDER | SCHNEIDER PTY LTD | 99900070 | CURRENT
000022910 | COIL,ELECTRICAL | CIRCUIT BREAKER;MINITURE;4 AMP;1 POLE; MCBDC 6 KA C CURVE;DIN;PACK OF 1; TERASAKI; | BLKWOOD | J BLACKWOOD & SON LTD | 00637844 | CURRENT
000022910 | COIL,ELECTRICAL | CIRCUIT BREAKER;MINITURE;4 AMP;1 POLE; MCBDC 6 KA C CURVE;DIN;PACK OF 1; TERASAKI; | REXEL | REXEL PTY LTD | TERDTCBDC104C | CURRENT
000022910 | COIL,ELECTRICAL | CIRCUIT BREAKER;MINITURE;4 AMP;1 POLE; MCBDC 6 KA C CURVE;DIN;PACK OF 1; TERASAKI; | NHP | NHP ELECTRICAL ENGINEERING | DTCBDC104C | CURRENT
000022910 | COIL,ELECTRICAL | CIRCUIT BREAKER;MINITURE;4 AMP;1 POLE; MCBDC 6 KA C CURVE;DIN;PACK OF 1; TERASAKI; | LAWRENCE | LAWRENCE & HANSON | DTCBDC104C | CURRENT
000022910 | COIL,ELECTRICAL | CIRCUIT BREAKER;MINITURE;4 AMP;1 POLE; MCBDC 6 KA C CURVE;DIN;PACK OF 1; TERASAKI; | HAYMANS | HAYMANS ELECTRICAL | DTCBDC104C | CURRENT
000022912 | AMMETER | HIGH VOLTAGE AMMETER;SENSORLINK AMPSTIK;MODEL 8-024 PLUS;WIDE JAW HIGH VOLTAGE TRUE RMS AMMETER STORES 4 READINGS;VOLTAGE:0-400 KV;CURRENT: | TEN | THE ENERGY NETWORK | 8-024PLUS | CURRENT
000022912 | AMMETER | HIGH VOLTAGE AMMETER;SENSORLINK AMPSTIK;MODEL 8-024 PLUS;WIDE JAW HIGH VOLTAGE TRUE RMS AMMETER STORES 4 READINGS;VOLTAGE:0-400 KV;CURRENT: | SICAME | SICAME AUSTRALIA PTY LTD | 8-024 PLUS | CURRENT
000032699 | SPRING, HELICAL, COMPRESSION | SPRING;THROW OFF;TYPE D4XD;11 KV OCB; 400 A SOUTH WALES;C00217; | NATSPRI | NATIONAL SPRINGS & WIRE PRODUCTS | C00217 | MAINTENANCE STOCK
000032700 | HOSE,HYDRAULIC | HOSE,CONNECTION;OP6 HYDRAULIC COUPLING;TOFQ;110 KV;OERLIKON CB; C00222; | ENZED | ENZED BRISBANE CENTRAL | C00222 | MAINTENANCE STOCK
000032701 | FUSE,CARTRIDGE | FUSE,MOTOR TYPE;4 AMP CARTRIDGE; 10.3 MM X 38 MM;MAGRINI GALILEO;36GIE25; C00223; | FARNELL | FARNELL DISTRIBUTORS - ELEMENT 14 | 248710 | MAINTENANCE STOCK
000032702 | BOLT,MACHINE | BOLT ASSEMBLY;0BA;MOVING CONTACT;PIVOT TYPE;ENGLISH ELECTRIC;TYPE FDE OLTC; (BOLT,NUT,BEVILLE WASHER,SPRING WASHER);C00226 | ERGON | ERGON ENERGY | C00226 | MAINTENANCE STOCK
000032703 | RESISTOR ASSEMBLY. | RESISTOR,WIREWOUND;20 OHM / 20 WATT WTI CALIBRATION;C00227; | ELEMENT | ELEMENT14 PTY LTD | 7491967 | MAINTENANCE STOCK
000032704 | LINK,TENSION | LINK,FLEXIBLE;33 KV;FULLER TYPE F;OLTC; BUTTON CONTACT FLEXIBLE LINK;C00228; | ERGON | ERGON ENERGY | C00228 | MAINTENANCE STOCK
000032705 | SPRING, HELICAL, COMPRESSION | SPRING,TRIGGER MECHANISM;33 KV; WESTINGHOUSE 345 GC;CIRCUIT BREAKER; C00230; | NATSPRI | NATIONAL SPRINGS & WIRE PRODUCTS | C00230 | MAINTENANCE STOCK
000032706 | GAUGE, THICKNESS | GAUGE,ARCING CONTACT WEAR;FERRANTI; DS2;FOR KIT 56;C00232; | ERGON | ERGON ENERGY | C00232 | MAINTENANCE STOCK
000032707 | MOTOR-GENERATOR | MOTOR;AEI;LSA;OLTC;C00234; | MAGS | MAGS ELECTRICAL | C00234 | MAINTENANCE STOCK
000022913 | BAG,PLASTIC | Bag, SML, Orange PVC, Zipped Top, Tabbed & Clear Front Reinforced Bottom, Suitable Replacement Bags for Polarity Kits & T-Mac RMU Testers | TEN | THE ENERGY NETWORK | TENM417 | CURRENT
000022914 | DETECTOR,VOLTAGE | VDS Type, Replacement Test Point/Phase Out Indicators, 4mm Voltage Indication Sockets, 146 x 30mm, for ABB Safelink RMU | SICAME | SICAME AUSTRALIA PTY LTD | CATU CL-498-00 | CURRENT
000022915 | TEST,POINT | REPLACEMENT;LUCY RMU TEST POINT; PHASING & DE-ENERGISING TEST POINT REPLACEMENT FOR LUCY FRMU RMU'S; SPARE PART;PHASE OUT TEST POINT; | ADAPT | ADAPT AUSTRALIA PTY LTD | 4410015007 | CURRENT
000022916 | BATTERY,STORAGE | 12V, 12Ah, 6mm Terminal, for ADVC2 Control Box, suit Schneider ADVC (Set of 2) | NQBATT | NORTH QLD BATTERIES | ES12-12 | CURRENT
000022916 | BATTERY,STORAGE | 12V, 12Ah, 6mm Terminal, for ADVC2 Control Box, suit Schneider ADVC (Set of 2) | SCHNEDER | SCHNEIDER PTY LTD | 998000055 | CURRENT
000022922 | INSULATOR,PIPE LINE | OIL LINE ISOLATOR;EPOXY OIL LINE ISOLATOR / INSULATOR WITH 1/2" BPS; 60 DEGREE CONE UNION FITTING EITHER END; | INTERTEC | INTERTECH ENGINEERING PTY LTD | 120607-TP-01E | STRATEGIC SPARE
000022923 | SKIN PROTECTIVE COMPOUND | NEAT 3B ACTION CREAM;PREVENTS SKIN RASH & CHAFING BETWEEN THE THIGHS & BETWEEN THE BUTTOCKS; | ATOMSUPP | ATOM SUPPLY | 236506 | CURRENT
000022923 | SKIN PROTECTIVE COMPOUND | NEAT 3B ACTION CREAM;PREVENTS SKIN RASH & CHAFING BETWEEN THE THIGHS & BETWEEN THE BUTTOCKS; | AUSTSAF | AUSTRALIAN SAFETY SUPPLIES | NEAT 3B | CURRENT
000032712 | CIRCUIT BREAKER | TURBULATOR;33 KV;AEI;LG1C44;CIRCUIT BREAKER;C00245; | SCHNEDER | SCHNEIDER PTY LTD | C00245 | MAINTENANCE STOCK
000022925 | TRANSFORMER,POWER | 33 KV/11 KV;7.5 MVA;3 PHASE;GROUND MTG; BSH HV 180 LV CMP;OIL INSULATED;ONAN; DYN 11; | WILSON | WILSON TRANSFORMER CO. PTY LTD | 33 KV/11 KV | STRATEGIC SPARE
000022921 | INDICATOR,VOLTAGE | Old Resistive Type, Replacement Test Point for Safelink Voltage Indication, 4 x Tip Jack Test Points on Metal Plate c/w White Pins, approx 1.8 Meg Ohm | ABB | ABB FAN PTY LTD | 5697889-S | CURRENT
000022921 | INDICATOR,VOLTAGE | Old Resistive Type, Replacement Test Point for Safelink Voltage Indication, 4 x Tip Jack Test Points on Metal Plate c/w White Pins, approx 1.8 Meg Ohm | ABB | ABB FAN PTY LTD | 5811668 | CURRENT
000022921 | INDICATOR,VOLTAGE | Old Resistive Type, Replacement Test Point for Safelink Voltage Indication, 4 x Tip Jack Test Points on Metal Plate c/w White Pins, approx 1.8 Meg Ohm | ABB | ABB FAN PTY LTD | RESISTIVE TYPE TEST POINT | CURRENT
000022924 | INDICATOR,VOLTAGE | VPIS Type, Replacement Test Point for Safelink VPIS, 10 Mega Ohms Voltage Measure, Impedance Multimeter approx 150V between Earth & Phase | ABB | ABB FAN PTY LTD | C3500-08 | CURRENT
000022926 | KIT,RETROFIT. | FOR KRONE;700 MM W VENT SHUTES;ARC DEFLECTORS VENT SHUTES;USED FOR REPAIR OF SAFELINK UNITS; | ABB | ABB FAN PTY LTD | KRONE VENT SHUTES | CURRENT
000022927 | CABLE ASSY,SPEC,ELEC | Control Cable N, Umbilical, 9m Lg, 400 x 200mm, suit ADVC Controller | SCHNEDER | SCHNEIDER PTY LTD | 990001022 | CURRENT
000022928 | CABLE ASSY,SPEC,ELEC | Control Cable U/W/RL, Umbilical, 9m Lg, 400 x 200mm, suit ADVC Controller | SCHNEDER | SCHNEIDER PTY LTD | 992000075 | CURRENT
000022929 | CABLE ASSY,SPEC,ELEC | Control Cable CC-10-03, 10m Lg, RC-10ES-200,400 x 200mm ,suit Noja Recloser | NOJAPWR | NOJA POWER | CC10-03 | CURRENT
000032713 | STOP,BUFFER,NYLON | 33 KV;WESTINGHOUSE;OX36;C00250; | SCHNEDER | SCHNEIDER PTY LTD | C00250 | MAINTENANCE STOCK
000032714 | PIN,LOCATING. | FULLER F;FOR VERNIER ADJUSTMENT;C00252; | ERGON | ERGON ENERGY | C00252 | MAINTENANCE STOCK
000022893 | SIGN | Al, "WARNING, INSUFFICIENT CLEARANCE AS PER AS2067, ACCESS RESTRICTIONS APPLY", Printed Both Sides, 500 x 300 x 1.6mm, Black Text, Yellow Retroreflective Sht | ARTCRAFT | ARTCRAFT PTY LTD | 22893 SIGN-SPECIAL | PURCHASE AS REQUIRED
000022930 | KIT,RETROFIT. | CONSISTING OF THE FOLLOWING STOCK CODES;22172 RADIO SET;CELLNET SERIES III INTERGRATED WANGATERADIO (WR);DC POWERED 900 MHZ MESH RADIO;SUITABLE | RFIND | RF INDUSTRIES | IS-B50LN-C2 | CURRENT
000022930 | KIT,RETROFIT. | CONSISTING OF THE FOLLOWING STOCK CODES;22172 RADIO SET;CELLNET SERIES III INTERGRATED WANGATERADIO (WR);DC POWERED 900 MHZ MESH RADIO;SUITABLE | HUBSUH | HUBER + SUHNER (AUST) PTY LTD | 84108125 | CURRENT
000022930 | KIT,RETROFIT. | CONSISTING OF THE FOLLOWING STOCK CODES;22172 RADIO SET;CELLNET SERIES III INTERGRATED WANGATERADIO (WR);DC POWERED 900 MHZ MESH RADIO;SUITABLE | LANDGYR |  | 26-1309 | CURRENT
000032715 | RESISTOR,ADJUSTABLE | WIRE WOUND;20 OHMS/20 W TUBULAR POWER WIRE WOUND RESISTOR;WTI CALIBRATION;C00253; | ENERGEX | ENERGEX | 20 OHMS/20 W ADJ TUBULAR | MAINTENANCE STOCK
000032716 | CONTACT,ELECTRICAL | MOVING CONTACT;11 KV;AEI BVRP4 CB; C00258; | ERGON | ERGON ENERGY | C258 | MAINTENANCE STOCK
000032717 | CONTACT,ELECTRICAL | CONTACT PLATE;ATL FULLER,HAWKER SIDDELEY;TYPE; HS OLTC;FOR KIT 26;C00259 ; | ERGON | ERGON ENERGY | C259 | MAINTENANCE STOCK
000032718 | SWITCH. | SWITCH MICRO;11 KV;SBV CB;X-10GW2-B; C00261; | SCHNEDER | SCHNEIDER PTY LTD | 102-988 | MAINTENANCE STOCK
000032720 | CONTACT,ELECTRICAL | MOVING CONTACT;WESTINGHOUSE 345;33 KV; CB;C00264; | ERGON | ERGON ENERGY | C00264 | MAINTENANCE STOCK
000032719 | HEATER,ELECTRICAL | 240 V;60 W;306 MM LG;HELIOS PART NO. ST-12;C00266 | ENERGEX | ENERGEX | ST-12 | MAINTENANCE STOCK
000022932 | EARTH LINK BOX | BX:ELEC;304 STAINLESS STL,POLE MTG,DIR B EARTH LINK BOX DIRECT;110 KV CABLE SYSTE M;SHEATH EARTH; DIRECT BONDING WITH 240 SQ MM CONCENTRIC CABLE;POLE MTG;304 GDE | ERGON | ERGON ENERGY | UT1209 A3 | CURRENT
000022933 | BRACKET,POLE | LINK BOX MTD;GALV;STEEL;SUITS LINK BOX UT1209-A3;FOR 110 KV UG POLE TERMINATION ; | ERGON | ERGON ENERGY | UT1190 A4 | PURCHASE AS REQUIRED
000022934 | GUARD,POLE | 110 KV;UG CABLE;GALV;STEEL;SUIT CONCRETE POLE,190 KN;FOR 110 KV TERMS (LGE); | ERGON | ERGON ENERGY | UT1201-A4 LARGE | PURCHASE AS REQUIRED
000022935 | GUARD,POLE | 110 KV;UG CABLE;GALV;STEEL; SUITS CONCRETE POLE 60-80 KN;FOR 110 KV CABLE TERMS (SML); | ERGON | ERGON ENERGY | UT1201 A4 SMALL | PURCHASE AS REQUIRED
000022936 | BRACKET | ANGLED CLEAT BRACKET;GALV;STEEL;TO SUIT ASEPLAS CLEATS;FOR 110 KV UG POLE TERMINATIONS; | ERGON | ERGON ENERGY | UT1192-A4 | PURCHASE AS REQUIRED
000022937 | BRACKET | ANGLED CLEAT BRACKET;GALV;STEEL;TO SUIT ASEPLAS CLEATS;FOR 100 KV UG POLE TERMINATIONS SIDE CLEATS; | ERGON | ERGON ENERGY | UT1218-A4 | PURCHASE AS REQUIRED
000022938 | BRACKET | CLEAT BRACKET;GALV;STEEL;TO SUIT ASEPLAS CLEATS;FOR 110 KV UG POLE TERMINATION; | ERGON | ERGON ENERGY | UT1188-A4 | PURCHASE AS REQUIRED
000022939 | CLAMP,ELEC PWR CABLE,SUPPORT | REINFORCED COMPOSITE CLEAT;RUBBER INSERT;SUIT CABLE OD 96.1 MM X 2 X M12 MTG BOLTS;TO SUIT 110 KV ILJIN 800 SQ MM CABLE;ITEMS TO BE TIED TOGETHER AS PAIRS | INTERTEC | INTERTECH ENGINEERING PTY LTD | ASEPLAS C120/M/M12/96 | PURCHASE AS REQUIRED
000022940 | CLAMP,ELEC PWR CABLE,SUPPORT | CAST ALUMINIUM;SINGLE M10 BOLT;TO SUIT CABLE DIA 40-47 MM;CONCENTRIC WIRE CLEAT ON 110 KV UG POLE TERMINATIONS; | INTERTEC | INTERTECH ENGINEERING PTY LTD | CABUS 5147 | PURCHASE AS REQUIRED
000022941 | BRACKET | CLEAT BRACKET;304 STAINLESS STEEL;TO SUIT 40-47 MM SINGLE BOLT CLEATS;FOR 110 KV UG POLE TERMINATION CONCENTRIC CABLE; | ERGON | ERGON ENERGY | UT1191-A4 | PURCHASE AS REQUIRED
000022942 | FRAME,MOUNTING | POLE TERMINATION FRAME;GALV;STEEL; 110 KV;TO SUIT 1 X PRYSMIAN TES 1170 TERMINATION; | ERGON | ERGON ENERGY | UT1187-A2 | PURCHASE AS REQUIRED
000022943 | CABLE,POWER,ELECTRICAL | 250/440 V;1.5 SQ MM;3 CORE;FLEXIBLE CORD HVY DUTY PVC INSULATED & SHEATHED; 100 M DRUM SIZE; | OLEX | OLEX AUSTRALIA PTY LTD | EBGR04A1003OGAA | PURCHASE AS REQUIRED
000022911 | POWER SUPPLY | 240 V AC TO 48 V DC POWER SUPPLY; 13.5 AMP;650 W;WAVE VENTED POWER SUPPLY ;SHP650 P5S48 13.5 AMP; | WAVE | WAVE COMMUNICATION ENGINEERING | SHP650PS48-EF | CURRENT
000022944 | CLAMP,ELEC PWR CABLE,SUPPORT | REINFORCED COMPOSITE CLEAT;RUBBER INSERT;SUIT CABLE OD 111.7 MM;2 X M12 MTG BOLTS;TO SUIT 110 KV ILJIN 1600 SQ MM CABLE;ITEMS TO BE TIED TOGETER AS | INTERTEC | INTERTECH ENGINEERING PTY LTD | ASEPLAS C120/M12/111 | PURCHASE AS REQUIRED
000022945 | BOLT,MACHINE | STEEL;GALV;HEX HD;M12;180 MM LG;W/HEX NUT;FULL SIZE SHANK; | STATEWD | STATEWIDE FSTNERS & ENG SPLS PL | HBHGM12180 | CURRENT
000022948 | CONNECTOR,BRASS | FOR 11 KV ERGON UG TRIPLEX JOINT CONNECTOR;BRASS;SUIT 16-70 SQ MM COPPER SCREEN WIRES;C/W 2 X SHEAR SCREWS CONNECTORS;USE AS ADDITIONAL | TYCO | TYCO | HEL-4892 | CURRENT
000022949 | CAP, PROTECTIVE | WILDLIFE INSULATING COVER;FOR M20 BOLT HEX HD;UV STABILISED;FOR USE ON 11 KV ABC CONSTRUCTION; | PENTA | PENTA AUST (TMAC THEW & MCCANN/HYLEC) | PA22037 | PURCHASE AS REQUIRED
000022949 | CAP, PROTECTIVE | WILDLIFE INSULATING COVER;FOR M20 BOLT HEX HD;UV STABILISED;FOR USE ON 11 KV ABC CONSTRUCTION; | HYLEC | HYLEC PTY LTD | 10072UVGREY | PURCHASE AS REQUIRED
000022951 | WRENCH,RATCHET | 50 VDE Insulated Adjustable Torque Wrench, Clockwise, Counter Clockwise Operation, Reversible Ratchet, 1/2" Drive, Dual Scale 5-50Nm (5-50 LBF.FT), | CNWPL | CNW PL - SLACKS CREEK | 36 50393 0100 028 ASSY | CURRENT
000022951 | WRENCH,RATCHET | 50 VDE Insulated Adjustable Torque Wrench, Clockwise, Counter Clockwise Operation, Reversible Ratchet, 1/2" Drive, Dual Scale 5-50Nm (5-50 LBF.FT), | CNWPL | CNW PL - SLACKS CREEK | TOR36 50393 0100 028 | CURRENT
000022951 | WRENCH,RATCHET | 50 VDE Insulated Adjustable Torque Wrench, Clockwise, Counter Clockwise Operation, Reversible Ratchet, 1/2" Drive, Dual Scale 5-50Nm (5-50 LBF.FT), | TORQUE | TORQUE TECHNOLOGIES PTY LTD | 36 50393 0100 028 | CURRENT
000032732 | COIL,ELECTRICAL | COIL;TRIP;30 V;11 KV AEI BVRP4 CB;C00297 ; | ENERGEX | ENERGEX | C00297 | MAINTENANCE STOCK
000032731 | COIL,ELECTRICAL | COIL;TRIP;110 V;11 KV REYROLLE LMT CB; C00296; | RPS | RPS SWITCHGEAR AUS | 975P286 | MAINTENANCE STOCK
000032726 | FUSE ELEMENT,ELEC | 4 AMP;33 KV;MAGRINI GALILEO GI-E CB; C00287; | ELEMENT | ELEMENT14 PTY LTD | C10G4 | MAINTENANCE STOCK
000032725 | O-RING | SPRECHER & SCHUH;KIT 90;C00285; | LUDOWICI |  | BS124 | MAINTENANCE STOCK
000032724 | INSULATION HOOD | SHROUD;EARTHING;400 AMP;ENGLISH ELECTRIC OLX;C00283; | SCHNEDER | SCHNEIDER PTY LTD | C00283 | MAINTENANCE STOCK
000032723 | BUSHING | BAKELITE;MOULDED WITH STUDS;AEI TYPE L; OLTC;C00282; | ENERGEX | ENERGEX | C00282 | MAINTENANCE STOCK
000032722 | MOTOR AND GEARBOX | AEI TYPE L;OLTC;C00279; | ENERGEX | ENERGEX | C00279 | MAINTENANCE STOCK
000032733 | COIL,ELECTRICAL | COIL;TRIP;ASSEMBLY;30 V 11 KV;AEI BVRP4 CB;C0297A; | ENERGEX | ENERGEX | C00279A | MAINTENANCE STOCK
000022952 | BUSHING | OUTDOOR 132 KV TRANSFORMER;SUIT 110/33 KV TRANSFORMER;CONTRACT 70/3; SUPPLIED WITH COPPER PALM;PACK SIZE 1500 MM X 400 MM X 400 MM; | HAWKSIDD | HAWKER SIDDELEY SWITCHGEAR LTD | REFER DWG DBTLA3 | PURCHASE AS REQUIRED
000022953 | BAG,KIT | Personal Storage, Blue PVC, Ultrasonic Welded Seams, Zippers on 3 Sides c/w Protection Flaps Attached to Hood, 740 x 360 x 330mm, Unbranded | TEN | THE ENERGY NETWORK | TENM516 | CURRENT
000022390 | BRACKET,MOUNTING | Street Light, Major Road, 1.5m Outreach, Galv Steel, MA1, EQTS 05-02-01, Dwg 875179-01 (scm) | IPOLES | INTERNATIONAL POLES | EQ-059 | CURRENT
000022390 | BRACKET,MOUNTING | Street Light, Major Road, 1.5m Outreach, Galv Steel, MA1, EQTS 05-02-01, Dwg 875179-01 (scm) | GPA | GALVANISED POLES AUSTRALIA | GPA104186 / 22390 | CURRENT
000022390 | BRACKET,MOUNTING | Street Light, Major Road, 1.5m Outreach, Galv Steel, MA1, EQTS 05-02-01, Dwg 875179-01 (scm) | EZYSTRUT | EZYSTRUT CABLE & PIPE SUPPORTS | E0104186 | CURRENT
000022390 | BRACKET,MOUNTING | Street Light, Major Road, 1.5m Outreach, Galv Steel, MA1, EQTS 05-02-01, Dwg 875179-01 (scm) | HAYMAN | HAYMANS INDUSTRIES PTY LTD | 22390 | CURRENT
000022390 | BRACKET,MOUNTING | Street Light, Major Road, 1.5m Outreach, Galv Steel, MA1, EQTS 05-02-01, Dwg 875179-01 (scm) | INGALEPS | INGAL EPS (CONTRACTOR) | GEX22390 | CURRENT
000022390 | BRACKET,MOUNTING | Street Light, Major Road, 1.5m Outreach, Galv Steel, MA1, EQTS 05-02-01, Dwg 875179-01 (scm) | IUPOLE | INTERNATIONAL UTILITY POLES PTY LTD | EX-22390 | CURRENT
000022390 | BRACKET,MOUNTING | Street Light, Major Road, 1.5m Outreach, Galv Steel, MA1, EQTS 05-02-01, Dwg 875179-01 (scm) | GM POLES | GM POLES PTY LTD | SL-WPB-MA1 | CURRENT
000022391 | BOLT ASSEMBLY,FOUNDATION | STEEL;GALV;HOT DIP;M20;ISO M;1200 MM LG; 4 THD LEGS;350 PCD;W/2 NUTS & 2 WASHERS PER THD SECT OF LEGS;MINOR ROAD STREET LIGHTING POLES;4 BOLT;PACK OF 16; | LIVINGST | LIVINGSTONE ENGINEERING | 22391 | CURRENT
000022392 | BOLT ASSEMBLY,FOUNDATION | STEEL;GALV;HOT DIP;M20;ISO M;1500 MM LG; 4 THD LEGS;350 PCD;W/2 NUTS 7 2 WASHERS PER THD SECT OF LEGS;MINOR ROAD STREET LIGHTING POLES;4 BOLT;PACK OF 20; | LIVINGST | LIVINGSTONE ENGINEERING | 22392 | CURRENT
000022392 | BOLT ASSEMBLY,FOUNDATION | STEEL;GALV;HOT DIP;M20;ISO M;1500 MM LG; 4 THD LEGS;350 PCD;W/2 NUTS 7 2 WASHERS PER THD SECT OF LEGS;MINOR ROAD STREET LIGHTING POLES;4 BOLT;PACK OF 20; | SEWELFRG | GREG SEWELL FORGINGS PTY LTD | 22392 | CURRENT
000022393 | POLE,PUBLIC LIGHTING,METAL | Minor Road, 5.5m, Base Plate Mounted, 350 PCD Bolt Spacing, Galv, EQTS 05-02-01, Dwg 05-02-11 (scm) | IPOLES | INTERNATIONAL POLES | EQ-033 | CURRENT
000022393 | POLE,PUBLIC LIGHTING,METAL | Minor Road, 5.5m, Base Plate Mounted, 350 PCD Bolt Spacing, Galv, EQTS 05-02-01, Dwg 05-02-11 (scm) | INGALEPS | INGAL EPS (CONTRACTOR) | GEX22393 | CURRENT
000022393 | POLE,PUBLIC LIGHTING,METAL | Minor Road, 5.5m, Base Plate Mounted, 350 PCD Bolt Spacing, Galv, EQTS 05-02-01, Dwg 05-02-11 (scm) | IUPOLE | INTERNATIONAL UTILITY POLES PTY LTD | EX-22393 | CURRENT
000022393 | POLE,PUBLIC LIGHTING,METAL | Minor Road, 5.5m, Base Plate Mounted, 350 PCD Bolt Spacing, Galv, EQTS 05-02-01, Dwg 05-02-11 (scm) | GM POLES | GM POLES PTY LTD | FBM-5.5-350 | CURRENT
000022394 | POLE,PUBLIC LIGHTING,METAL | Minor Road, 6.5m, Base Plate Mounted, 350 PCD, Galv, Integral 0.5m, 5 Deg Upcast Outreach, EQTS 05-02-01, Dwg 05-02-09 (scm) | IPOLES | INTERNATIONAL POLES | EQ-032 | CURRENT
000022394 | POLE,PUBLIC LIGHTING,METAL | Minor Road, 6.5m, Base Plate Mounted, 350 PCD, Galv, Integral 0.5m, 5 Deg Upcast Outreach, EQTS 05-02-01, Dwg 05-02-09 (scm) | INGALEPS | INGAL EPS (CONTRACTOR) | GEX22394-2017 | CURRENT
000022394 | POLE,PUBLIC LIGHTING,METAL | Minor Road, 6.5m, Base Plate Mounted, 350 PCD, Galv, Integral 0.5m, 5 Deg Upcast Outreach, EQTS 05-02-01, Dwg 05-02-09 (scm) | IUPOLE | INTERNATIONAL UTILITY POLES PTY LTD | EX-22394 | CURRENT
000022394 | POLE,PUBLIC LIGHTING,METAL | Minor Road, 6.5m, Base Plate Mounted, 350 PCD, Galv, Integral 0.5m, 5 Deg Upcast Outreach, EQTS 05-02-01, Dwg 05-02-09 (scm) | GM POLES | GM POLES PTY LTD | FBM-06.5-350 | CURRENT
000022395 | POLE,PUBLIC LIGHTING,METAL | Minor Road Mid Hinged (Right), 5.0m, Base Plate Mounted, 350 PCD Bolt Spacing, Black, Integral 0.5m Outreach, EQTS 05-02-01, Dwg 5HG-A3 (scm) | IPOLES | INTERNATIONAL POLES | EQ-042 | CURRENT
000022395 | POLE,PUBLIC LIGHTING,METAL | Minor Road Mid Hinged (Right), 5.0m, Base Plate Mounted, 350 PCD Bolt Spacing, Black, Integral 0.5m Outreach, EQTS 05-02-01, Dwg 5HG-A3 (scm) | INGALEPS | INGAL EPS (CONTRACTOR) | GEX22395-86PC | CURRENT
000022395 | POLE,PUBLIC LIGHTING,METAL | Minor Road Mid Hinged (Right), 5.0m, Base Plate Mounted, 350 PCD Bolt Spacing, Black, Integral 0.5m Outreach, EQTS 05-02-01, Dwg 5HG-A3 (scm) | IUPOLE | INTERNATIONAL UTILITY POLES PTY LTD | EX-22395 | CURRENT
000022395 | POLE,PUBLIC LIGHTING,METAL | Minor Road Mid Hinged (Right), 5.0m, Base Plate Mounted, 350 PCD Bolt Spacing, Black, Integral 0.5m Outreach, EQTS 05-02-01, Dwg 5HG-A3 (scm) | GM POLES | GM POLES PTY LTD | MH 5E-BK-350 | CURRENT
000022396 | POLE,PUBLIC LIGHTING,METAL | Minor Road Mid Hinged (Right), 5.0m, Base Plate Mounted, 350 PCD Bolt Spacing, Blue/Grey, Integral 0.5m Outrea EQTS 05-02-01, Dwg 5HG-A3 (scm) | IPOLES | INTERNATIONAL POLES | EQ-043 | CURRENT
000022396 | POLE,PUBLIC LIGHTING,METAL | Minor Road Mid Hinged (Right), 5.0m, Base Plate Mounted, 350 PCD Bolt Spacing, Blue/Grey, Integral 0.5m Outrea EQTS 05-02-01, Dwg 5HG-A3 (scm) | INGALEPS | INGAL EPS (CONTRACTOR) | GEX22396-86PC | CURRENT
000022396 | POLE,PUBLIC LIGHTING,METAL | Minor Road Mid Hinged (Right), 5.0m, Base Plate Mounted, 350 PCD Bolt Spacing, Blue/Grey, Integral 0.5m Outrea EQTS 05-02-01, Dwg 5HG-A3 (scm) | IUPOLE | INTERNATIONAL UTILITY POLES PTY LTD | EX-22396 | CURRENT
000022396 | POLE,PUBLIC LIGHTING,METAL | Minor Road Mid Hinged (Right), 5.0m, Base Plate Mounted, 350 PCD Bolt Spacing, Blue/Grey, Integral 0.5m Outrea EQTS 05-02-01, Dwg 5HG-A3 (scm) | GM POLES | GM POLES PTY LTD | MH 5E-BG-350 | CURRENT
000022397 | POLE,PUBLIC LIGHTING,METAL | Minor Road Mid Hinged (Right), 5.0m, Base Plate Mounted, 350 PCD Bolt Spacing, Green, Integral 0.5m Outreach, EQTS 05-02-01, Dwg 5HG-A3 (scm) | IPOLES | INTERNATIONAL POLES | EQ-041 | CURRENT
000022397 | POLE,PUBLIC LIGHTING,METAL | Minor Road Mid Hinged (Right), 5.0m, Base Plate Mounted, 350 PCD Bolt Spacing, Green, Integral 0.5m Outreach, EQTS 05-02-01, Dwg 5HG-A3 (scm) | INGALEPS | INGAL EPS (CONTRACTOR) | GEX22397-86PC | CURRENT
000022397 | POLE,PUBLIC LIGHTING,METAL | Minor Road Mid Hinged (Right), 5.0m, Base Plate Mounted, 350 PCD Bolt Spacing, Green, Integral 0.5m Outreach, EQTS 05-02-01, Dwg 5HG-A3 (scm) | IUPOLE | INTERNATIONAL UTILITY POLES PTY LTD | EX-22397 | CURRENT
000022397 | POLE,PUBLIC LIGHTING,METAL | Minor Road Mid Hinged (Right), 5.0m, Base Plate Mounted, 350 PCD Bolt Spacing, Green, Integral 0.5m Outreach, EQTS 05-02-01, Dwg 5HG-A3 (scm) | GM POLES | GM POLES PTY LTD | MH 5E-GR-350 | CURRENT
000022398 | POLE,PUBLIC LIGHTING,METAL | Minor Road Mid Hinged (Right), 5.0m, Base Plate Mounted, 350 PCD Bolt Spacing, Galv, Integral 0.5m Outreach, EQTS 05-02-01, Dwg 5HG-A3 (scm) | IPOLES | INTERNATIONAL POLES | EQ-039 | CURRENT
000022398 | POLE,PUBLIC LIGHTING,METAL | Minor Road Mid Hinged (Right), 5.0m, Base Plate Mounted, 350 PCD Bolt Spacing, Galv, Integral 0.5m Outreach, EQTS 05-02-01, Dwg 5HG-A3 (scm) | INGALEPS | INGAL EPS (CONTRACTOR) | GEX22398-86 | CURRENT
000022398 | POLE,PUBLIC LIGHTING,METAL | Minor Road Mid Hinged (Right), 5.0m, Base Plate Mounted, 350 PCD Bolt Spacing, Galv, Integral 0.5m Outreach, EQTS 05-02-01, Dwg 5HG-A3 (scm) | IUPOLE | INTERNATIONAL UTILITY POLES PTY LTD | EX-22398 | CURRENT
000022398 | POLE,PUBLIC LIGHTING,METAL | Minor Road Mid Hinged (Right), 5.0m, Base Plate Mounted, 350 PCD Bolt Spacing, Galv, Integral 0.5m Outreach, EQTS 05-02-01, Dwg 5HG-A3 (scm) | GM POLES | GM POLES PTY LTD | MH 5E-350 | CURRENT
000022399 | CONCRETE,PRECAST FOUNDATION | 1200 MM LG;4 BOLT 350 PCD;SUPPORTS MINOR ROAD DECORATIVE POLES WITH NOSTALGIA TYPE 1 & 2 LUMINAIRES;40 MM DIA SOCKET ENTRY;M20 THREADED BOLTS; | AQUARIUS | AQUARIUS PRECAST PL | 540Q120BAF | CURRENT
000022399 | CONCRETE,PRECAST FOUNDATION | 1200 MM LG;4 BOLT 350 PCD;SUPPORTS MINOR ROAD DECORATIVE POLES WITH NOSTALGIA TYPE 1 & 2 LUMINAIRES;40 MM DIA SOCKET ENTRY;M20 THREADED BOLTS; | TRI UGRD | TRI UNDERGROUND AUSTRALIA PTY LTD | TRICRB1.2 | CURRENT
000022400 | CONCRETE,PRECAST FOUNDATION | 1500 MM LG;4 BOLT 350 PCD;SUPPORTS MINOR ROAD DECORATIVE POLES WITH NOSTALGIA TYPE 1 & 2 LUMINAIRES;UPVC CONDUIT;W/-40 MM DIA SOCKET ENTRY;USED | TRI UGRD | TRI UNDERGROUND AUSTRALIA PTY LTD | TRICRB1.5 | CURRENT
000022401 | BRACKET,MOUNTING | Street Light, Major Road, Spigot Adaptor for Wood Poles, EQTS 05-02-01, Dwg 875181-01 (scm) | IPOLES | INTERNATIONAL POLES | EQ-070 | CURRENT
000022401 | BRACKET,MOUNTING | Street Light, Major Road, Spigot Adaptor for Wood Poles, EQTS 05-02-01, Dwg 875181-01 (scm) | EZYSTRUT | EZYSTRUT CABLE & PIPE SUPPORTS | E2406323 | CURRENT
000022401 | BRACKET,MOUNTING | Street Light, Major Road, Spigot Adaptor for Wood Poles, EQTS 05-02-01, Dwg 875181-01 (scm) | HAYMAN | HAYMANS INDUSTRIES PTY LTD | 22401 | CURRENT
000022401 | BRACKET,MOUNTING | Street Light, Major Road, Spigot Adaptor for Wood Poles, EQTS 05-02-01, Dwg 875181-01 (scm) | INGALEPS | INGAL EPS (CONTRACTOR) | GEX22401 | CURRENT
000022401 | BRACKET,MOUNTING | Street Light, Major Road, Spigot Adaptor for Wood Poles, EQTS 05-02-01, Dwg 875181-01 (scm) | GM POLES | GM POLES PTY LTD | SL-WPB-SA | CURRENT
000022402 | BRACKET,MOUNTING | Street Light, Major Road, 3.0m Outreach, 1.0m Uplift, Galv Steel, MA2, EQTS 05-02-01, Dwg 875180-01 (scm) | IPOLES | INTERNATIONAL POLES | EQ-060 | CURRENT
000022402 | BRACKET,MOUNTING | Street Light, Major Road, 3.0m Outreach, 1.0m Uplift, Galv Steel, MA2, EQTS 05-02-01, Dwg 875180-01 (scm) | GPA | GALVANISED POLES AUSTRALIA | GPA104187 / 22402 | CURRENT
000022402 | BRACKET,MOUNTING | Street Light, Major Road, 3.0m Outreach, 1.0m Uplift, Galv Steel, MA2, EQTS 05-02-01, Dwg 875180-01 (scm) | EZYSTRUT | EZYSTRUT CABLE & PIPE SUPPORTS | E0104187 | CURRENT
000022402 | BRACKET,MOUNTING | Street Light, Major Road, 3.0m Outreach, 1.0m Uplift, Galv Steel, MA2, EQTS 05-02-01, Dwg 875180-01 (scm) | HAYMAN | HAYMANS INDUSTRIES PTY LTD | 22402 | CURRENT
000022402 | BRACKET,MOUNTING | Street Light, Major Road, 3.0m Outreach, 1.0m Uplift, Galv Steel, MA2, EQTS 05-02-01, Dwg 875180-01 (scm) | INGALEPS | INGAL EPS (CONTRACTOR) | GEX22402 | CURRENT
000022402 | BRACKET,MOUNTING | Street Light, Major Road, 3.0m Outreach, 1.0m Uplift, Galv Steel, MA2, EQTS 05-02-01, Dwg 875180-01 (scm) | IUPOLE | INTERNATIONAL UTILITY POLES PTY LTD | EX-22402 | CURRENT
000022402 | BRACKET,MOUNTING | Street Light, Major Road, 3.0m Outreach, 1.0m Uplift, Galv Steel, MA2, EQTS 05-02-01, Dwg 875180-01 (scm) | GM POLES | GM POLES PTY LTD | SL-WPB-MA2 | CURRENT
000022403 | BRACKET,MOUNTING | Street Light, Major Road, 4.5m Outreach, 2.5m Uplift, Galv Steel, MA3 c/w Stays & Clamp, EQTS 05-02-01, Dwg 10-3-9-1(scm) | IPOLES | INTERNATIONAL POLES | EQ-061 | CURRENT
000022403 | BRACKET,MOUNTING | Street Light, Major Road, 4.5m Outreach, 2.5m Uplift, Galv Steel, MA3 c/w Stays & Clamp, EQTS 05-02-01, Dwg 10-3-9-1(scm) | GPA | GALVANISED POLES AUSTRALIA | GPA104188 / 22403 | CURRENT
000022403 | BRACKET,MOUNTING | Street Light, Major Road, 4.5m Outreach, 2.5m Uplift, Galv Steel, MA3 c/w Stays & Clamp, EQTS 05-02-01, Dwg 10-3-9-1(scm) | EZYSTRUT | EZYSTRUT CABLE & PIPE SUPPORTS | E0104188 | CURRENT
000022403 | BRACKET,MOUNTING | Street Light, Major Road, 4.5m Outreach, 2.5m Uplift, Galv Steel, MA3 c/w Stays & Clamp, EQTS 05-02-01, Dwg 10-3-9-1(scm) | HAYMAN | HAYMANS INDUSTRIES PTY LTD | 22403 | CURRENT
000022403 | BRACKET,MOUNTING | Street Light, Major Road, 4.5m Outreach, 2.5m Uplift, Galv Steel, MA3 c/w Stays & Clamp, EQTS 05-02-01, Dwg 10-3-9-1(scm) | INGALEPS | INGAL EPS (CONTRACTOR) | GEX22403 | CURRENT
000022403 | BRACKET,MOUNTING | Street Light, Major Road, 4.5m Outreach, 2.5m Uplift, Galv Steel, MA3 c/w Stays & Clamp, EQTS 05-02-01, Dwg 10-3-9-1(scm) | IUPOLE | INTERNATIONAL UTILITY POLES PTY LTD | EX-22403 | CURRENT
000022403 | BRACKET,MOUNTING | Street Light, Major Road, 4.5m Outreach, 2.5m Uplift, Galv Steel, MA3 c/w Stays & Clamp, EQTS 05-02-01, Dwg 10-3-9-1(scm) | GM POLES | GM POLES PTY LTD | SL-WPB-MA3 | CURRENT
000022404 | BRACKET,MOUNTING | Street Light, Major Road, 3.0m Outreach, 4.0m Uplift, Galv Steel, MA4 c/w Stays & Clamp, EQTS 05-02-01, Dwg 10-3-10-1(scm) | IPOLES | INTERNATIONAL POLES | EQ-062 | CURRENT
000022404 | BRACKET,MOUNTING | Street Light, Major Road, 3.0m Outreach, 4.0m Uplift, Galv Steel, MA4 c/w Stays & Clamp, EQTS 05-02-01, Dwg 10-3-10-1(scm) | GPA | GALVANISED POLES AUSTRALIA | GPA104190 / 22404 | CURRENT
000022404 | BRACKET,MOUNTING | Street Light, Major Road, 3.0m Outreach, 4.0m Uplift, Galv Steel, MA4 c/w Stays & Clamp, EQTS 05-02-01, Dwg 10-3-10-1(scm) | EZYSTRUT | EZYSTRUT CABLE & PIPE SUPPORTS | E0104190 | CURRENT
000022404 | BRACKET,MOUNTING | Street Light, Major Road, 3.0m Outreach, 4.0m Uplift, Galv Steel, MA4 c/w Stays & Clamp, EQTS 05-02-01, Dwg 10-3-10-1(scm) | HAYMAN | HAYMANS INDUSTRIES PTY LTD | 22404 | CURRENT
000022404 | BRACKET,MOUNTING | Street Light, Major Road, 3.0m Outreach, 4.0m Uplift, Galv Steel, MA4 c/w Stays & Clamp, EQTS 05-02-01, Dwg 10-3-10-1(scm) | INGALEPS | INGAL EPS (CONTRACTOR) | GEX22404 | CURRENT
000022404 | BRACKET,MOUNTING | Street Light, Major Road, 3.0m Outreach, 4.0m Uplift, Galv Steel, MA4 c/w Stays & Clamp, EQTS 05-02-01, Dwg 10-3-10-1(scm) | IUPOLE | INTERNATIONAL UTILITY POLES PTY LTD | EX-22404 | CURRENT
000022404 | BRACKET,MOUNTING | Street Light, Major Road, 3.0m Outreach, 4.0m Uplift, Galv Steel, MA4 c/w Stays & Clamp, EQTS 05-02-01, Dwg 10-3-10-1(scm) | GM POLES | GM POLES PTY LTD | SL-WPB-MA4 | CURRENT
000022405 | BRACKET,MOUNTING | Street Light, Minor Road, 1.2m Outreach, Galv Steel, MI1, EQTS 05-02-01, Dwg 875174-01 (scm) | IPOLES | INTERNATIONAL POLES | EQ-064 | CURRENT
000022405 | BRACKET,MOUNTING | Street Light, Minor Road, 1.2m Outreach, Galv Steel, MI1, EQTS 05-02-01, Dwg 875174-01 (scm) | GPA | GALVANISED POLES AUSTRALIA | GPA1140638 / 22405 | CURRENT
000022405 | BRACKET,MOUNTING | Street Light, Minor Road, 1.2m Outreach, Galv Steel, MI1, EQTS 05-02-01, Dwg 875174-01 (scm) | EZYSTRUT | EZYSTRUT CABLE & PIPE SUPPORTS | E1140638 | CURRENT
000022405 | BRACKET,MOUNTING | Street Light, Minor Road, 1.2m Outreach, Galv Steel, MI1, EQTS 05-02-01, Dwg 875174-01 (scm) | HAYMAN | HAYMANS INDUSTRIES PTY LTD | 22405 | CURRENT
000022405 | BRACKET,MOUNTING | Street Light, Minor Road, 1.2m Outreach, Galv Steel, MI1, EQTS 05-02-01, Dwg 875174-01 (scm) | IUPOLE | INTERNATIONAL UTILITY POLES PTY LTD | EX-22405 | CURRENT
000022405 | BRACKET,MOUNTING | Street Light, Minor Road, 1.2m Outreach, Galv Steel, MI1, EQTS 05-02-01, Dwg 875174-01 (scm) | INGALEPS | INGAL EPS (CONTRACTOR) | GEX22405 | CURRENT
000022405 | BRACKET,MOUNTING | Street Light, Minor Road, 1.2m Outreach, Galv Steel, MI1, EQTS 05-02-01, Dwg 875174-01 (scm) | GM POLES | GM POLES PTY LTD | SL-WPB-MI1 | CURRENT
000022406 | BRACKET,MOUNTING | Street Light, Minor Road, 3.0m Outreach, 1.0m Uplift, Galv Steel, MI2, EQTS 05-02-01, Dwg 897227-01 (scm) | INGALEPS | INGAL EPS (CONTRACTOR) | GEX22406 | CURRENT
000022406 | BRACKET,MOUNTING | Street Light, Minor Road, 3.0m Outreach, 1.0m Uplift, Galv Steel, MI2, EQTS 05-02-01, Dwg 897227-01 (scm) | IPOLES | INTERNATIONAL POLES | EQ-065 | CURRENT
000022406 | BRACKET,MOUNTING | Street Light, Minor Road, 3.0m Outreach, 1.0m Uplift, Galv Steel, MI2, EQTS 05-02-01, Dwg 897227-01 (scm) | GPA | GALVANISED POLES AUSTRALIA | GPA104692 / 22406 | CURRENT
000022406 | BRACKET,MOUNTING | Street Light, Minor Road, 3.0m Outreach, 1.0m Uplift, Galv Steel, MI2, EQTS 05-02-01, Dwg 897227-01 (scm) | EZYSTRUT | EZYSTRUT CABLE & PIPE SUPPORTS | E0104692 | CURRENT
000022406 | BRACKET,MOUNTING | Street Light, Minor Road, 3.0m Outreach, 1.0m Uplift, Galv Steel, MI2, EQTS 05-02-01, Dwg 897227-01 (scm) | HAYMAN | HAYMANS INDUSTRIES PTY LTD | 22406 | CURRENT
000022406 | BRACKET,MOUNTING | Street Light, Minor Road, 3.0m Outreach, 1.0m Uplift, Galv Steel, MI2, EQTS 05-02-01, Dwg 897227-01 (scm) | IUPOLE | INTERNATIONAL UTILITY POLES PTY LTD | EX-22406 | CURRENT
000022406 | BRACKET,MOUNTING | Street Light, Minor Road, 3.0m Outreach, 1.0m Uplift, Galv Steel, MI2, EQTS 05-02-01, Dwg 897227-01 (scm) | GM POLES | GM POLES PTY LTD | SL-WPB-MI2 | CURRENT
000022956 | RELAY | PEAKSMART;SIGNAL RECEIVER RELAY; (COOL CHANGE); | THEWMCAN | TMAC THEW & MCCANN GROUP | PEAKSMART | CURRENT
000022950 | PLUG. | INSULATING PLUG;FOR U/W SC22772 WHEN SPARE OUTLET HOLE ON WILDLIFE COVER NEEDS TO BE BLANKED OFF;FOR HVABC PROJECTS; | TYCO | TYCO | BLMT-95/240-13EX | CURRENT
000022957 | WRENCH,IMPACT | MILWAUKEE;IPWE 400 RQ;240 V;1/2 IN DRIVE ;405NM;725 W; | CNWPL | CNW PL - SLACKS CREEK | MILIPWE-400RQ | PURCHASE AS REQUIRED
000022957 | WRENCH,IMPACT | MILWAUKEE;IPWE 400 RQ;240 V;1/2 IN DRIVE ;405NM;725 W; | GLENFORD | GLENFORDS TOOL CENTRE | IPWE 400RQ | PURCHASE AS REQUIRED
000022957 | WRENCH,IMPACT | MILWAUKEE;IPWE 400 RQ;240 V;1/2 IN DRIVE ;405NM;725 W; | C&LTOOL | CALTCO T/A C&L TOOL CENTRE | IPWE 400RQ | PURCHASE AS REQUIRED
000032727 | SCREW,MACHINE | STEEL;ALLEN KEY HD;FOR 11 KV GEC OLX3 ORIFICE;C00288; | ERGON | ERGON ENERGY | C00288 | MAINTENANCE STOCK
000032728 | ROD,LIFTING. | MOVING CONTACT LIFTING ROD;FOR 33 KV AEI LGIC44 CB;C00289; | SCHNEDER | SCHNEIDER PTY LTD | C 4121179 | MAINTENANCE STOCK
000022700 | FRAME,MOUNTING | EQUIPMENT HOUSING FRAME;SUIT SEL 351 HORIZONTAL RELAY; 512MM LG X 92 MM W X 2 MM THK;ALUMINIUM; | ERGON | ERGON ENERGY | 504 MM LG X 92 MM W X 2 MM THK | PURCHASE AS REQUIRED
000022701 | CUBICLE,RACK FRAME. | PLINTH SIDE PIECES;700 MM H;FULL HEIGHT; U/W SC21330 (600 MM X 700 MM PANEL);PACK CONSISTS OF LEFT (LH) & RIGHT (RH) HANDED SIDES;USED IN SUBSTNS; | NHP | NHP ELECTRICAL ENGINEERING | PS1070 | PURCHASE AS REQUIRED
000032729 | COIL,ELECTRICAL | COIL;TRIP;110 V DC;33 KV;WESTINGHOUSE 345 GC;CB;C00295; | ENERGEX | ENERGEX | C00295 | MAINTENANCE STOCK
000032730 | COIL,ELECTRICAL | COIL;TRIP ASSEMBLY;WITH PLUNGER;110 V DC ;33 KV;WESTINGHOUSE 345 GC;CB;C00295A; | ENERGEX | ENERGEX | C00295A | MAINTENANCE STOCK
000032734 | WASHER. | DASHPOT;FELT WASHER;11 KV;AEI BVR P4;CB; C00306; | QLDGASKT |  | 34.9 X 13.68 X 3 MM TENSIT | MAINTENANCE STOCK
000032735 | CONTACT,ELECTRICAL | CONTACT BUTTON;MOVING CONTACT;AEI LSA OLTC;C00308; | ERGON | ERGON ENERGY | C308 | MAINTENANCE STOCK
000032736 | CONTACT,ELECTRICAL | MOVING CONTACT;AEI LSA OLTC;C00309; | ERGON | ERGON ENERGY | C309 | MAINTENANCE STOCK
000032737 | COVER,ELECTRICAL EQUIPMENT | COVER MECHANISM;ENGLISH ELECTRIC OLX SERIES 3;11 KV;CB;C00311; | ERGON | ERGON ENERGY | C00311 | MAINTENANCE STOCK
000032738 | SWITCH. | MICRO SWITCH;ATL/FULLER TYPE F OLTC; CRANK HANDLE INTERLOCK;ROLLER TYPE; C00329; | ELEMENT | ELEMENT14 PTY LTD | BZ-2R-A2 | MAINTENANCE STOCK
000032739 | SEAL, PLAIN | BEARING;ATL/FULLER TYPE F OLTC;C00337; | BSC | BSC MOTION TECHNOLOGY | TC25X47X7 | MAINTENANCE STOCK
000032740 | COIL,ELECTRICAL | CLOSING;110 V DC;33 KV;AEI LG1C44;C00338 ; | ENERGEX | ENERGEX | C00338 | MAINTENANCE STOCK
000032741 | SWITCH. | SWITCH MICRO;ATL/FULLER TYPE F OLTC; CRANK HANDLE INTERLOCK;LEAF TYPE; C00339; | RSCOMP | RADIOSPARES COMPONENT PTY LTD | 338-298 | MAINTENANCE STOCK
000032742 | O-RING | FERRANTI DS2 OLTC;MAX/MIN TPI WINDOW; 55 MM X 10 MM X 5 MM;C00340; | LUDOWICI |  | 55 MM X 10 MM X 5 MM | MAINTENANCE STOCK
000032743 | VIEWING WINDOW. | FERRANTI DS2;OLTC;MAX/MIN TPI WINDOW; C00341; | ERGON | ERGON ENERGY | C00341 | MAINTENANCE STOCK
000032744 | CONTACT,ELECTRICAL | MOVING;ATL ASD 110/132 KV;OLTC CHANGE OVER SELECTOR TO MAIN DIVERTER; C00343; | ERGON | ERGON ENERGY | C00343 | MAINTENANCE STOCK
000032745 | CONTACT,ELECTRICAL | FIXED CONTACT;AEI S21AX2T OLTC;C00344; | SBA | SBA AMALGAMATED PTY LTD | S21 AX2T OLTC C347 | MAINTENANCE STOCK
000032746 | CONTACT,ELECTRICAL | CONTACT BLADE;LEFT HAND (LH);SUBSTN AIR BREAK SWITCH;SEAQ TYPE;C00351; | ERGON | ERGON ENERGY | C00351 | MAINTENANCE STOCK
000032747 | CONTACT,ELECTRICAL | CONTACT BLADE;RIGHT HANDED (RH);SUBSTN AIR BREAK SWITCH;SEAQ TYPE;C00353; | ERGON | ERGON ENERGY | C00353 | MAINTENANCE STOCK
000032748 | SWITCH. | SWITCH MICRO;GAS PRESSURE;33 KV;GEC/ ALSTOM;OX36;CB; | SCHNEDER | SCHNEIDER PTY LTD | BURGESS CR1S | MAINTENANCE STOCK
000032749 | PLUG. | BLANKING PLUG;33 KV;MAGRINI GALILEO;CB; C00356; | ENERGEX | ENERGEX | C00356 | MAINTENANCE STOCK
000032750 | CONTACT,ELECTRICAL | PIVOT;HAWKER SIDDELEY BRUSH PMR; CLOSING COIL;C00357; | ERGON | ERGON ENERGY | C00357 | MAINTENANCE STOCK
000032751 | BRAID,WIRE | ENGLISH ELECTRIC;DIAL OLTC;4 1/2 IN (20 MM);C00804; | ERGON | ERGON ENERGY | C00804 | MAINTENANCE STOCK
000032752 | GAUGE,GLASS | FOR 33 KV;JB424 CB;GAUGE 1102;DIMENSION X FOR KIT 30;C00364; | ERGON | ERGON ENERGY | C00364 | MAINTENANCE STOCK
000032753 | COIL,ELECTRICAL | COIL;TRIP;110 KV;FAULT THROW SWITCH;TYPE PU;C00365; | ENERGEX | ENERGEX | C00365 | MAINTENANCE STOCK
000032754 | MOTOR,DIRECT CURRENT. | MOTOR SPRING CHARGE;110 V DC;11 KV; REYROLLE LMVP;CB; | RPS | RPS SWITCHGEAR AUS | 975P6122 | MAINTENANCE STOCK
000032755 | GAUGE,GLASS | GAUGE 1004 WESTINGHOUSE 345;KIT 58; MAIN LATCH ROLLER GAP;C00368; | ERGON | ERGON ENERGY | C00368 | MAINTENANCE STOCK
000022968 | CONDUIT,NONMETALLIC,FLEXIBLE | PVC, 20mm, Med Duty, Grey, Corrugated, 50m Roll, AS/NZS 2053.4 | HAYMANS | HAYMANS ELECTRICAL | APPCC20GR | PURCHASE AS REQUIRED
000022968 | CONDUIT,NONMETALLIC,FLEXIBLE | PVC, 20mm, Med Duty, Grey, Corrugated, 50m Roll, AS/NZS 2053.4 | TRI UGRD | TRI UNDERGROUND AUSTRALIA PTY LTD | CONCMD2050 | PURCHASE AS REQUIRED
000022702 | RELAY,ELECTROMAGNETIC | TRIPPING APPLICATION;110 V DC COIL;250 V AC CONT;10 AMP AC CONTINUOUS;2 NO,2 NC CONTACTS;NON LATCHING;C/W SURFACE MTG; PLUG-IN BASE;SUITABLE FOR FRONT & REAR | RMS | RELAY MONITORING SYSTEMS PL | 3Y701 K20 110 V DC 2 NO,2 NC | CURRENT
000022703 | RELAY,ELECTROMAGNETIC | TRIPPING APPLICATION;48 V DC COIL;250 V AC CONT;10 AMP AC CONTINUOUS;2 NO,2 NC CONTACTS;NON LATCHING;C/W SURFACE MTG; PLUG-IN BASE;SUITABLE FOR FRONT & REAR | RMS | RELAY MONITORING SYSTEMS PL | 3Y701- K20 48 V DC 2 NO,2 NC | CURRENT
000022969 | POST,FENCE,METAL | 8 MM THK STEEL POST;C/W PIG TAIL & PLASTIC CLIP;1.2 M LG;FOR USE ON MEDIUM BARRIER SUPPORT; 20 PER BOX; | AUSTSAF | AUSTRALIAN SAFETY SUPPLIES | 3571150D | CURRENT
000022967 | RIBBON,FLAGGING,SURVEYORS | Tape, Fluro Pink, Biodegradable, 75m x 25mm | RMS | RELAY MONITORING SYSTEMS PL | 22967 | CURRENT
000030109 | LABEL | ALPHA NUMERIC;COMBINATION TO BE ADVISED WITH ORDER;VINYL BLACK LETTERING & NUMBERS ON SILVER REFLECTIVE BASE 190 MM LG X 50 MM W;50 MM H NUMBERS | UES | UTILITY ENGRAVING & SIGNS | 200 MM LG X 60 MM W | PURCHASE AS REQUIRED
000030109 | LABEL | ALPHA NUMERIC;COMBINATION TO BE ADVISED WITH ORDER;VINYL BLACK LETTERING & NUMBERS ON SILVER REFLECTIVE BASE 190 MM LG X 50 MM W;50 MM H NUMBERS | UES | UTILITY ENGRAVING & SIGNS | 190 MM LG X 50 MM W | PURCHASE AS REQUIRED
000022970 | POST,DRIVER. | HEAVY STEEL CONSTRUCTION;WEIGHTED & REINFORCED HEAD;WELDED HANDLES;400 X MM X 800 MM; (40 CM X 80 CM);USE LIFT DRIVER OVER THE PICKET & LET WEIGHT | SHORCO | SHORCO SYKES HIRE BRENDALE QLD | 12201 MISC-TH | PURCHASE AS REQUIRED
000032756 | CONTACT,ELECTRICAL | MOVING ARCING;REINHAUSEN TYPE M OLTC; C00369; | REINHAUS | REINHAUSEN (AUST) PL | MR701189 | MAINTENANCE STOCK
000032757 | WASHER,LOCK | STAR;M6;FOR SETSCREW C373 TYPE;LSA OLTC;C00374; | RSCOMP | RADIOSPARES COMPONENT PTY LTD | 276-881 | MAINTENANCE STOCK
000032758 | GREASE,SPECIAL PURPOSE | FOMBLIN;PRE-FLUORINATED GREASE;TYPE AR555;100 G;KIT 96;C01406; | HALLMARK |  | AR555 | MAINTENANCE STOCK
000022946 | ROD,EARTH | STEEL;COPPERBONDED;1524 MM LG;13 MM DIA; EXTENDABLE; BUNDLE OF 10; PALLET OF 500, PALLET WEIGHT 775KG; MAYBE EITHER HAND OR MACHINE DRIVEN;U/W SC06144 COUPLING; | ERICO | NVENT ERICO PRODUCTS AUSTRALIA P/L | 611350 | CURRENT
000022946 | ROD,EARTH | STEEL;COPPERBONDED;1524 MM LG;13 MM DIA; EXTENDABLE; BUNDLE OF 10; PALLET OF 500, PALLET WEIGHT 775KG; MAYBE EITHER HAND OR MACHINE DRIVEN;U/W SC06144 COUPLING; | FULTON | FULTON INDUSTRIES PL | 08-CPR13144 | CURRENT
000022946 | ROD,EARTH | STEEL;COPPERBONDED;1524 MM LG;13 MM DIA; EXTENDABLE; BUNDLE OF 10; PALLET OF 500, PALLET WEIGHT 775KG; MAYBE EITHER HAND OR MACHINE DRIVEN;U/W SC06144 COUPLING; | BRITECH | BRI-TECH PTY LTD | CER1315S | CURRENT
000022971 | FLUTEBOARD | Corflute, Yellow Board, 150 x 230mm Nom, Plastic, to Highlight Consignment Stock | PROMARK | PROMARK PACKAGING PTY LTD GEEBUNG | MN1023 | CURRENT
000022974 | POWER BOARD. | CREST POWER BOARD;6 PLUG;STANBY POWER BOARD;SURGE PROTECTION; | CREST | CREST ELECTRONICS BRENDALE QLD | HNES6C | PURCHASE AS REQUIRED
000022980 | BUTANE GAS REFILL. | NEWPORT;BUTANE GAS;EXTRA PURIFIED; 300 ML CAN;FOR REFILLABLE BUTANE LIGHTER BURNERS;REFER SC22981 GAS POCKET TORCH | KEYLINE | KEY-LINE DISTRIBUTORS PTY LTD | HDGAS5 | CURRENT
000022981 | GAS POCKET,TORCH | BLACK PLASTIC;WIND PROOF HOT DEVIL H-07 REFILLABLE BURNER;AUTO IGINITION; REFILLABLE LIGHTER;ADJUSTABLE FLAME HEIGHT;MIN 20 MIN BURN TIME BEFORE | KEYLINE | KEY-LINE DISTRIBUTORS PTY LTD | HOT DEVIL H-08CD | CURRENT
000022975 | JOINT,ELECTRICAL POWER CABLE | 33kV, Straight Joint, Heatshrink, 1Ph, 1 Core, suit 800mm2 Cu XLPE/CWS/LAT/ LLDPE/MDPE (Polylam) c/w Shear Bolt Connectors, Insect Protected | TECONN | TE CONNECTIVITY LTD | MXSU-6171-AU02 | CURRENT
000022976 | JOINT,ELECTRICAL POWER CABLE | 33kV, Transition Joint, Heatshrink, 1Ph, 1 Core, suit 630mm2 Cu to 800mm2 Cu XLPE/CWS/LAT/LLDPE/MDPE c/w Barriered Insect Protected | TECONN | TE CONNECTIVITY LTD | MXSU-6171-T8-AU02 | CURRENT
000022977 | JOINT,ELECTRICAL POWER CABLE | 33kV, Transition Joint, Heatshrink, 1Ph, 1 Core, suit 630mm2 Cu to 1000mm2 Al XLPE/CWS/LAT/LLDPE/MDPE c/w Barriered Insect Protected | TECONN | TE CONNECTIVITY LTD | MXSU-6181-T8-AU02 | CURRENT
000022978 | JOINT,ELECTRICAL POWER CABLE | 33kV, Straight Joint, Heatshrink, 1Ph, 1 Core, suit 630mm2 Cu XLPE/CWS/LAT/ LLDPE/MDPE (Polylam) c/w Shear Bolt Connectors, Insect Protected | TECONN | TE CONNECTIVITY LTD | MXSU-6161-AU02 | CURRENT
000022979 | JOINT,ELECTRICAL POWER CABLE | 33kV, Transition Joint, Heatshrink, 1Ph, 1 Core, suit 630mm2 Cu XLPE/LY to 630mm2 Cu XLPE/LAT c/w Shear Bolt Connectors for Cond & Screen Wires, Inc Outer Box | TECONN | TE CONNECTIVITY LTD | MXSU-EX521 | CURRENT
000022985 | DYNAMOMETER,ELECTRONIC | LLX1-5, Tension Load Cell, 5000kg Capacity, 115 x 275mm, LCD Screen, IP65, able to add remote display if required | SPECFORC | SPECIALISED FORCE | LLX1-5 | PHASING
000022986 | DYNAMOMETER. | HIGH STRENGTH ALUMINIUM ALLOY;LCD DISPLAY;AUTOMATIC ZERO WHEN SWITCHED ON;LOW BATTERY INDICATOR;DIGITAL OUTPUT FOR DATA;PROCESSING LOAD INDICATOR | SPECFORC | SPECIALISED FORCE | LLX1-0500 | PHASING
000022987 | SLING,ENDLESS | SYNTHETIC ENDLESS ROUND;2.0 M LG;C/W PROTECTIVE SLEEVE OVER WLL TAG 2 TONNE; GREEN COLOUR TO IDENTIFY (WLL); | AMPLITUD | AMPLITUDE PTY LTD - 396777 | 900220 | CURRENT
000022987 | SLING,ENDLESS | SYNTHETIC ENDLESS ROUND;2.0 M LG;C/W PROTECTIVE SLEEVE OVER WLL TAG 2 TONNE; GREEN COLOUR TO IDENTIFY (WLL); | BULIVANT | BULLIVANTS LIFTING & SAFETY SPECIALISTS | WRS-020-020-E | CURRENT
000022988 | SLING,ENDLESS | Synthetic Endless Round, 700mm Lg, c/w Protective Sleeve Over WLL Tag, 2 Tonne, Green Colour to Identify WLL | BULIVANT | BULLIVANTS LIFTING & SAFETY SPECIALISTS | WRS-020-007-E | CURRENT
000022988 | SLING,ENDLESS | Synthetic Endless Round, 700mm Lg, c/w Protective Sleeve Over WLL Tag, 2 Tonne, Green Colour to Identify WLL | AMPLITUD | AMPLITUDE PTY LTD - 396777 | 900207 | CURRENT
000022983 | SLING,ENDLESS | Synthetic Endless Round, 2m Lg, 6 Tonne, c/w 1.6m Lg Sleeve, 100mm Web Kooper Cover, for Lifter Borer Only | BULIVANT | BULLIVANTS LIFTING & SAFETY SPECIALISTS | WRS-060-020-E | CURRENT
000022983 | SLING,ENDLESS | Synthetic Endless Round, 2m Lg, 6 Tonne, c/w 1.6m Lg Sleeve, 100mm Web Kooper Cover, for Lifter Borer Only | JOHNLROB | JOHN L ROBERTSON PTY LTD | 2 M 6 TONNE | CURRENT
000022983 | SLING,ENDLESS | Synthetic Endless Round, 2m Lg, 6 Tonne, c/w 1.6m Lg Sleeve, 100mm Web Kooper Cover, for Lifter Borer Only | NOBLE |  | 2 M 6 TONNE | CURRENT
000022983 | SLING,ENDLESS | Synthetic Endless Round, 2m Lg, 6 Tonne, c/w 1.6m Lg Sleeve, 100mm Web Kooper Cover, for Lifter Borer Only | BULIVANT | BULLIVANTS LIFTING & SAFETY SPECIALISTS | 2 M 6 TONNE | CURRENT
000022983 | SLING,ENDLESS | Synthetic Endless Round, 2m Lg, 6 Tonne, c/w 1.6m Lg Sleeve, 100mm Web Kooper Cover, for Lifter Borer Only | AMPLITUD | AMPLITUDE PTY LTD - 396777 | 900620 | CURRENT
000022984 | RELAY,PROTECTION,IMPEDENCE | SEL 311 L;5 AMP;150 V AC;125 V DC AUX; 125 V DC LOGIC INPUT;4U HORIZONTAL RACK MTG; | SEL | SCHWEITZER ENGINEERING LABORATORIES INC. | 0311L7JBB425421XX | CURRENT
000022982 | GASKET | NEOPRENE GASKET;TO SUIT LUCY TEST POINTS (POTP'S);C/W SELF-ADHESIVE BACKING; | ADAPT | ADAPT AUSTRALIA PTY LTD | 4417901001 | CURRENT
000022991 | ARC SUPPRESSOR - INTERRUPTER. | ABB SAFELINK INTERNAL ARC FAULT CONTAINMENT (IAC);ARC DUCT COVERS;SUIT CFC,DFD,CCC OR CF ABB SAFELINK CONFIGURATIONS; | ABB | ABB FAN PTY LTD | CFC,DFD,CCC OR CF | CURRENT
000022989 | SETSCREW | STAINLESS STEEL,GDE 304;INTERNAL HEX DRIVE;BUTTON HEAD;SOCKET SCREW;M6 X 16 MM;BOX OF 100; | HOBSON | HOBSON ENGINEERING CO PTY LTD 393904 | SB04PCM060016 | CURRENT
000022989 | SETSCREW | STAINLESS STEEL,GDE 304;INTERNAL HEX DRIVE;BUTTON HEAD;SOCKET SCREW;M6 X 16 MM;BOX OF 100; | STATEWD | STATEWIDE FSTNERS & ENG SPLS PL | SSBS4M616 | CURRENT
000022990 | SETSCREW | STAINLESS STEEL,GDE 304;INTERNAL HEX DRIVE;BUTTON HEAD;SOCKET SCREW;M8 X M20;BOX OF 100; | HOBSON | HOBSON ENGINEERING CO PTY LTD 393904 | SB04PCM080020 | CURRENT
000022990 | SETSCREW | STAINLESS STEEL,GDE 304;INTERNAL HEX DRIVE;BUTTON HEAD;SOCKET SCREW;M8 X M20;BOX OF 100; | STATEWD | STATEWIDE FSTNERS & ENG SPLS PL | SSBS4M820 | CURRENT
000022992 | PIPE,METALLIC | STEEL;GALV;GDE C200;MED;50 MM NB; PLAIN ENDS;ERW;6.5 M LG;AS1074; | BLUESCOP | BLUESCOPE STEEL | 147682 | CURRENT
000022999 | PAD,KNEE | Gel Foam Knee Pad; Gel Comfort With Slip Resistant; Puncture Resistant Soft Cap; Adjustable Velcro Strap; Proflex 350. | ATOMSUPP | ATOM SUPPLY | PROFLEX 350 | CURRENT
000022999 | PAD,KNEE | Gel Foam Knee Pad; Gel Comfort With Slip Resistant; Puncture Resistant Soft Cap; Adjustable Velcro Strap; Proflex 350. | ATOMSUPP | ATOM SUPPLY | 35001384 | CURRENT
000022998 | CLAMP,ELEC PWR CABLE,SUPPORT | CAST ALUMINIUM TREFOIL CLEAT;CABLE OD 40.5 MM-42.5 MM;2 X M10 BOLTS+ HOLE FOR M12 FIXING;SUIT 400 SQ MM TRIPLEX CABLE; ITEMS TO BE PACKAGED IN PLASTIC BAGS; | INTERTEC | INTERTECH ENGINEERING PTY LTD | 5442 | CURRENT
000022706 | FRAME,MOUNTING | EQUIPMENT HOUSING;SUIT SEL 351 VERTICAL RELAY;100 MM PROJECTION;504 MM LG X 196 MM W X 2 MM THK;ALUMINIUM;USED IN SUBSTNS; | ERGON | ERGON ENERGY | 504 MM LG X 196 MM W X 2 MM TK | PURCHASE AS REQUIRED
000022993 | KIT,RETROFIT. | LV TRANSFORMER MONITORING RETROFIT KIT;100 KVA;CONSISTING OF 3 X CT'S,1 X METER,1 X MODEM,1 X ANTENNA;ENCLOSURE & COMPLETE MTG SOLUTION; | WILSON | WILSON TRANSFORMER CO. PTY LTD | 133-7133-60-AA | CURRENT
000022994 | MONITOR. | LV TRANSFORMER MONITORING METERING DEVICE;PROGRAMMED AT FACTORY;W/- 100/5 AMP CT RATIO'S & LV MONITORING TEMPLATE; | EDMI | EDMI PTY LTD | 2000-1A11-1H11-27-F11201030-3P | PURCHASE AS REQUIRED
000022995 | KIT,RETROFIT. | LV TRANSFORMER MONITORING RETROFIT KIT;200-315 KVA;CONSISTING OF 3 X CT'S, 1 X METER,1 X MODEM,1 X ANTENNA; ENCLOSURE & COMPLETE MTG SOLUTION; | WILSON | WILSON TRANSFORMER CO. PTY LTD | 133-7133-60-AB | CURRENT
000022996 | KIT,RETROFIT. | LV TRANSFORMER MONITORING RETROFIT KIT;500 KVA;CONSISTING OF 3 X CT'S, 1 X METER,1 X MODEM,1 X ANTENNA;ENCLOSURE & COMPLETE MTG SOLUTION; | WILSON | WILSON TRANSFORMER CO. PTY LTD | 133-7133-60-AC | CURRENT
000022707 | CORD,ELECTRICAL | 6 SQ MM;LSFLEX125;0.6/1 KV;RUBBER;1 CORE ;RED;FLEXIBLE COPPER;HEAT RESISTANT V125;100 M DRUM,DRIM WEIGHT 6.2 KG; USED IN SUBSTNS; | BAMBACH | BAMBACH WIRES & CABLES PTY LTD | 26703RD | CURRENT
000022707 | CORD,ELECTRICAL | 6 SQ MM;LSFLEX125;0.6/1 KV;RUBBER;1 CORE ;RED;FLEXIBLE COPPER;HEAT RESISTANT V125;100 M DRUM,DRIM WEIGHT 6.2 KG; USED IN SUBSTNS; | TRIANGLE | TRIANGLE CABLES | LS-XXXD/1C6RE RED | CURRENT
000022708 | CORD,ELECTRICAL | 6 SQ MM;LSFLEX125;0.6/1 KV;RUBBER;1 CORE ;BLACK;FLEXIBLE COPPER;HEAT RESISTANT V125;100 M DRUM,DRUM WEIGHT 6.2 KG; USED IN SUBSTNS; | BAMBACH | BAMBACH WIRES & CABLES PTY LTD | 26703BK | CURRENT
000022708 | CORD,ELECTRICAL | 6 SQ MM;LSFLEX125;0.6/1 KV;RUBBER;1 CORE ;BLACK;FLEXIBLE COPPER;HEAT RESISTANT V125;100 M DRUM,DRUM WEIGHT 6.2 KG; USED IN SUBSTNS; | TRIANGLE | TRIANGLE CABLES | LS-XXXD/1C6BK BLACK | CURRENT
000022997 | MONITOR. | Honeywell BW Flex %LEL(IR) O2 H2S CO, Rechargeable Battery, 3-year Warranty for Sensors & Detector, c/w Test Cap & Hose & USB Charging Cable, | REXEL | REXEL PTY LTD | ZZZGDCPD?W5X1H1M1?Y?00# | CURRENT
000022997 | MONITOR. | Honeywell BW Flex %LEL(IR) O2 H2S CO, Rechargeable Battery, 3-year Warranty for Sensors & Detector, c/w Test Cap & Hose & USB Charging Cable, | AEGISAFE | P.O.BOX 1057 BRIGHTON QLD | GDQT-XWHM-A-Y-AU | CURRENT
000023002 | CONTROL BOX | CAPE Control & Protection Enclosure c/w Box Incl PSU-Power Supply Unit, No Batteries, suit Schneider ADVC, Pack Size 750 x 450 x 320mm, | SCHNEDER | SCHNEIDER PTY LTD | 8800163100 | CURRENT
000023001 | STRAP,RETAINING | STEEL;GALV;U/W LV MONITORING CABLE CONDUITS ON CONCRETE POLES; BAG OF 100;PACK WEIGHT 15 KG; | HAYMANS | HAYMANS ELECTRICAL | 23001 | CURRENT
000023001 | STRAP,RETAINING | STEEL;GALV;U/W LV MONITORING CABLE CONDUITS ON CONCRETE POLES; BAG OF 100;PACK WEIGHT 15 KG; | GLOBAL | GLOBAL MANUFACTURING GROUP | SADDLE | CURRENT
000032202 | FERRULE,ELECTRICAL CONDUCTOR | EXTENDED 630 SQ MM FERRULE;210 MM LG; USED FOR REPAIRS;WHERE IT IS POSSIBLE TO DO 1 JOINT REPAIR INSTEAD OF 2, WHERE DAMAGE NEEDED TO BE CUT IS MINIMAL; | TYCO | TYCO | CKB630X01/1 | STRATEGIC SPARE
000022704 | BOX,ELECTRICAL,MULTIAPPLICATION. | STEEL;500 MM H X 400 MM W X 300 MM D; IP66;C/W RELAY,FUSE LINKS & TERMINALS; FOR USE IN C & I SUBSTNS; | ERGON | ERGON ENERGY | 500 X 400 X 300 | PURCHASE AS REQUIRED
000022697 | TRANSFORMER,ISOLATION | 415 V/415 V;100 KVA;STAR/STAR;SECONDARY NEUTRAL CONNECTED EARTHED TO ENCLOSURE;ENCLOSURE RATING (IP) 56; 70 SQ MM BOLT TERMINATED CONNECTIONS; | GAYRAD | JJ ELECTRICAL MANUFACTURING T/A GAYRAD | STAR/STAR 100 KVA | PURCHASE AS REQUIRED
000022709 | BOX,ELECTRICAL,MULTIAPPLICATION. | STEEL; 500 MM LG X 400 MM W X 300 MM D; IP66; C/W INTERNAL EQUIPMENT PLATE; USED IN SUBSTNS; | NHP | NHP ELECTRICAL ENGINEERING | MAS0504030R5 | PURCHASE AS REQUIRED
000022705 | BOX,ELECTRICAL,MULTIAPPLICATION. | POLYCARBONATE;280 MM LG X 190 MM W; C/W IZUMI RH4B 110 V DC RELAY;FOR USE AS BATTERY INTERUPT RELAY IN MODULAR SUBSTNS; | ERGON | ERGON ENERGY | 280 MM LG X 190 MM W | PURCHASE AS REQUIRED
000023004 | WRENCH, TAP AND REAMER | SMALL TAP WENCH;1/4 IN "T" TYPE SKINPAK; | KEYLINE | KEY-LINE DISTRIBUTORS PTY LTD | M9010635 | CURRENT
000032759 | GAUGE. | GAUGE 1106;JB424 CB CLEVIS GAP GAUGE; KIT 30;C00377; | ERGON | ERGON ENERGY | 00377 | MAINTENANCE STOCK
000032760 | GAUGE. | GAUGE, 1104;JB424;2" MAIN SHAFT GAUGE; KIT 30;C00382; | ERGON | ERGON ENERGY | 00382 | MAINTENANCE STOCK
000032761 | GAUGE. | GAUGE;1103;JB424;1.5" MAIN SHAFT GAUGE; KIT 30;C00385; | ERGON | ERGON ENERGY | 00385 | MAINTENANCE STOCK
000032762 | FUSE,CARTRIDGE | FUSE;24 KV;3.15 A;TYPE OBGNA;SUIT 33 KV BRUSH REGULATOR;C00387; | HAWKSIDD | HAWKER SIDDELEY SWITCHGEAR LTD | 24OBGNA3.15 | MAINTENANCE STOCK
000032763 | RELAY | RELAY,BUCHOLTZ;FLOW RATE 50 - 100 CMS/SEC;C00388; | ENERGEX | ENERGEX | C388 | MAINTENANCE STOCK
000032765 | GAUGE. | GAUGE;1101;JB424;SPRING RELEASE PROP GAUGE;KIT 30;C00399; | ERGON | ERGON ENERGY | 00399 | MAINTENANCE STOCK
000032766 | TOOL,APPLICATION | TOOL;1002;WESTINGHOUSE;345;MAIN LATCH TOOL;KIT 58;C00405; | ERGON | ERGON ENERGY | 00405 | MAINTENANCE STOCK
000032767 | TERMINAL,LUG | PALM;4 HOLE;110 KV;TOFQ;OERLIKON CB; C00408; | ENERGEX | ENERGEX | 00408 | MAINTENANCE STOCK
000032768 | TERMINAL,LUG | PALM;4 HOLE;110 KV;TOFQ;OERLIKON CB; C00409; | ENERGEX | ENERGEX | 00409 | MAINTENANCE STOCK
000032769 | GAUGE. | GAUGE;1201;JB424;PDC SOLENIOD TO MAIN LATCH GAUGE;KIT 30;C00411; | ERGON | ERGON ENERGY | 00411 | MAINTENANCE STOCK
000032770 | BUSHING | M21AX4T;OLTC TANK;C00413; | ERGON | ERGON ENERGY | C00413 | MAINTENANCE STOCK
000032771 | COIL,ELECTRICAL | COIL;TRIP;110 V;OLX3;4550 TURNS X 0.224 MM WIRE (195 OHM);C00421; | ENERGEX | ENERGEX | 4500 TURNS X 0.224 MM WIRE | MAINTENANCE STOCK
000032772 | BUSHING | AEI;M21AX4T;DIVERTER TO TAP CHANGER;C00423; | ENERGEX | ENERGEX | M21A X 4T DIVERTER | MAINTENANCE STOCK
000032773 | RING,RETAINING. | RINGS,COLLECTOR;AEI/ENGLISH ELECTRIC; SD528;OLTC;C00432; | ERGON | ERGON ENERGY | C00432 | MAINTENANCE STOCK
000032774 | SPRING, HELICAL, COMPRESSION | SPRING,MECHANISM;AEI;M24AX4T;OLTC; 243MM OVERALL LENGTH X 9MM DIAMETER; C00434; | ENERGEX | ENERGEX | C00434 | MAINTENANCE STOCK
000032775 | SPRING, HELICAL, COMPRESSION | SPRING,OPERATING;AEI;M21AX4T;OLTC; 143MM OVERALL LENGTH X 19MM DIAMETER; C00435; | ENERGEX | ENERGEX | C00435 | MAINTENANCE STOCK
000032764 | SWITCHBOARD,POWER | DRIVER,GENEVA;ATL;TYPE F;OLTC; WILL ALSO SUIT "TYPE AT" IF CAM REMOVED;C00394; | ENGCOM | ENG-COM PTY LTD | C394 | MAINTENANCE STOCK
000023010 | BIT,AUGER | OZZY AUGER DRIVE BAR;HIGH TENSILE STEEL DRIVE BAR;2470MM X 75MM X 75MM; REQUIRED FOR OZZY CRANES; | OZCRANE | OZZY CRANES MANUFACTURING PL | N-959-A | PURCHASE AS REQUIRED
000023011 | BIT,AUGER | AUGER DRIVE BAR;STEEL DRIVE BAR; KELLY BAR 75 MM X 75 MM X 1830MM; FOR AUGERS ON G.P. TRUCKS & LIFTERBORERS REQUIRED TO BORE HOLES FOR POLES; | PROLINE | PREMIER PROLINE PTY LTD | 73888 | CURRENT
000032776 | GAUGE. | GAUGE 1001;WESTINGHOUSE 345 FIXED CONTACT GAP;KIT 58;C00453; | ERGON | ERGON ENERGY | C00453 | MAINTENANCE STOCK
000032777 | GAUGE. | GAUGE 1105;JB424;PROP ROLLER BUFFER GAP;KIT 30;C00454; | ERGON | ERGON ENERGY | C00454 | MAINTENANCE STOCK
000032778 | TOOL,APPLICATION | TOOL 1302;JB424;S17B;ANTI TRIPPING CLAMP;KIT 30;C00455; | ERGON | ERGON ENERGY | C00455 | MAINTENANCE STOCK
000023012 | HEATER,ELECTRICAL | Makita 2000w Heat Gun, Variable 50 - 650 Degrees Settings, 3 Stage Air Volume, LCD Display. | C&LTOOL | CALTCO T/A C&L TOOL CENTRE | MAKTHG6530V | CURRENT
000023012 | HEATER,ELECTRICAL | Makita 2000w Heat Gun, Variable 50 - 650 Degrees Settings, 3 Stage Air Volume, LCD Display. | STATEWD | STATEWIDE FSTNERS & ENG SPLS PL | PHG500-2 | CURRENT
000023013 | EARTHING EQUIPMENT | EARTH SHORTING SET;PORTABLE O/H EARTH SHORTING SET;CONTAINS CLP520S SHOTGUN RING PHASE / EARTH CLAMPS X 3;35 MM SQ COPPER CABLE 2.6 M LENGTHS X 2 & CLAMP | PENTA | PENTA AUST (TMAC THEW & MCCANN/HYLEC) | PA12830 | PURCHASE AS REQUIRED
000023013 | EARTHING EQUIPMENT | EARTH SHORTING SET;PORTABLE O/H EARTH SHORTING SET;CONTAINS CLP520S SHOTGUN RING PHASE / EARTH CLAMPS X 3;35 MM SQ COPPER CABLE 2.6 M LENGTHS X 2 & CLAMP | THEWMCAN | TMAC THEW & MCCANN GROUP | TM12830 | PURCHASE AS REQUIRED
000023013 | EARTHING EQUIPMENT | EARTH SHORTING SET;PORTABLE O/H EARTH SHORTING SET;CONTAINS CLP520S SHOTGUN RING PHASE / EARTH CLAMPS X 3;35 MM SQ COPPER CABLE 2.6 M LENGTHS X 2 & CLAMP | THEWMCAN | TMAC THEW & MCCANN GROUP | 23013 | PURCHASE AS REQUIRED
000032779 | GAUGE. | GAUGE 1003;WESTINGHOUSE 345 CONTACT & MAIN LATCH;KIT 58;C00456; | ERGON | ERGON ENERGY | C00456 | MAINTENANCE STOCK
000032780 | GAUGE. | GAUGE 1109;AEI;JB424;DASHPOT GAP; KIT 30;C00457; | ERGON | ERGON ENERGY | C00457 | MAINTENANCE STOCK
000032781 | COIL,ELECTRICAL | COIL,TRIP;MERLIN GERIN;FLUARC;FG4;SF6; CB;250VDC;350 & 1000 MVA;MERLIN GERIN; FLUARC;FG2;SF6;CB;110VDC;450 OHM; 0.224MM DAIMETER;9200 TURNS;C00460; | SCHNEDER | SCHNEIDER PTY LTD | 887191BD | MAINTENANCE STOCK
000032782 | COIL,ELECTRICAL | COIL,CLOSING;MERLIN GERIN;FLUARC;FG4; SF6;CB;110VDC;184 OHM;0.280MM DIAMETER; 5850 TURNS;C00472; | SCHNEDER | SCHNEIDER PTY LTD | 887191AF | MAINTENANCE STOCK
000023014 | TRANSFORMER,CURRENT | CT 800/5;LV MONITOR CT;HOLE 60 DIA; SIZE 135X135X30;CLASS 1.0S;5 VA BURDERN; EXT RANGE 200%; SUIT 200-315 KVA WILSON & 100KVA ABB TFMR; | WILSONTR | WILSON POWER TRANSFORMER | 884-7249-20 | CURRENT
000023015 | TRANSFORMER,CURRENT | CT 100/5;LV MONITOR CT; HOLE 45 DIA; SIZE 130x130x35; CLASS 1.0S;5 VA BURDEN; EXT RANGE 120%; SUIT 25- 63KVA TFMR; | WILSONTR | WILSON POWER TRANSFORMER | 884-7363-01 | CURRENT
000023016 | TRANSFORMER,CURRENT | CT 800/5;LV MONITOR CT; HOLE 90 DIA; SIZE 140x140x30; CLASS 1.0S;5 VA BURDEN; CLASS 1.0S;5 VA BURDEN;EXT RANGE 200%; SUIT 500KVA TFMR; | WILSONTR | WILSON POWER TRANSFORMER | 884-7251-01 | CURRENT
000022302 | STRIP,METAL | COPPER;38MM X 3MM X 1040MM;HARD DRAWN; DRILLED AS PER DWG - LOSTD-EG005-05; BRIGHT TIN PLATED TO 30 MICRONS;TEST CERTIFICATE TO BE SUPPLIED WITH ITEM; | GEOWEST | GEORGE WESTON & SONS | 38 MM X 3 MM X 1040 MM COPPER | CURRENT
000032783 | COIL,ELECTRICAL | COIL,TRIP,CLOSE;TOSHIBA VK-10P25; 110 VDC;C00476; | IPSOL | I POWER SOLUTIONS HEMMANT QLD 4174 | VK110V | MAINTENANCE STOCK
000032784 | SPRING,CHARGE | SHAFT;SPRING MOUNTED FOR MOVING CONTACTS;ATL;TYPE ASD;OLTC;C00480; | ENGCOM | ENG-COM PTY LTD | 300-889-1 | MAINTENANCE STOCK
000032785 | BEARING,ROLLER,SEALED | BEARING,NEEDLE ROLLER;HITACHI; 11 KV VACUUM CB;SPRING CHARGE RATCHET GEAR;C00488; | HITACHI | HITACHI ENERGY AUSTRALIA LTD | FCB-20 | MAINTENANCE STOCK
000032721 | BOLT,MACHINE | NUT AND BOLT;AEI;SD528;OLTC;MOVING CONTACT;C00267; | ERGON | ERGON ENERGY | C00267 | MAINTENANCE STOCK
000020040 | MODULE | ADVC2/3 Fast Trip Input Module (FTIM), for Schneider Reclosers N15, N27, N38, E27, E38 & RL Series LBS | SCHNEDER | SCHNEIDER PTY LTD | 999900130 | PURCHASE AS REQUIRED
000020040 | MODULE | ADVC2/3 Fast Trip Input Module (FTIM), for Schneider Reclosers N15, N27, N38, E27, E38 & RL Series LBS | SCHNEDER | SCHNEIDER PTY LTD | 998002055 | PURCHASE AS REQUIRED
000020041 | MODULE | ADVC2/3 Input & Output Expander (IOEX), for Schneider Reclosers N15, N27, N38, E27, E38 & RL Series LBS | SCHNEDER | SCHNEIDER PTY LTD | 999900125 | PURCHASE AS REQUIRED
000020041 | MODULE | ADVC2/3 Input & Output Expander (IOEX), for Schneider Reclosers N15, N27, N38, E27, E38 & RL Series LBS | SCHNEDER | SCHNEIDER PTY LTD | 998002070 | PURCHASE AS REQUIRED
000023017 | LUBRICANT | SILICONE LUBRICANT;SPRAY SILICONE ROCOL SL;250 G;SUITABLE FOR USE WITH DIES; ROLLS;PRESSES;SLIDES;SMALL CAMS; | STATEWD | STATEWIDE FSTNERS & ENG SPLS PL | RSLSS250 | PURCHASE AS REQUIRED
000023019 | LUBRICANT | MECHANISM LUBRICANT OIL;MAGNA GC 32; MACHINE TOOL SLIDEWAY LUBRICANT; 20L DRUM; | CASTROL | CASTROL | MAGNA SW32 | CURRENT
000023021 | CORD,ELECTRICAL | 16 SQ MM;X-HF-110;0.6/1KV;RUBBER; 1 WHITE CORE;ORANGE SHEATH;FLEXIBLE COPPER;HEAT RESISTANT V125;100 M DRUM; | BAMBACH | BAMBACH WIRES & CABLES PTY LTD | 26705WE | CURRENT
000023021 | CORD,ELECTRICAL | 16 SQ MM;X-HF-110;0.6/1KV;RUBBER; 1 WHITE CORE;ORANGE SHEATH;FLEXIBLE COPPER;HEAT RESISTANT V125;100 M DRUM; | TRIANGLE | TRIANGLE CABLES | KL-PAAXN/1C16OR | CURRENT
000023020 | LUBRICANT,DRY | Lubricating Powder, Graphite, Puffer Pack with Nossle, Keyholes, Pack of 30, Protects locks against sticking | LARSENS |  | LWLUBE/15/DP | CURRENT
000021250 | CROSSARM,COMPOSITE | FIBREGLASS;3590 MM LG;125 MM X 125 MM; DRILLED;FOR LONG SPAN LVS2 & LVT2 APPLICATIONS; | WAGNERS | WAGNERS PTY LTD TOOWOOMBA QLD | EC003-00034 | CURRENT
000032786 | BRAID,WIRE | BRAID;POTENTIAL EQUALISATION;ATL; SD528 OLTC;C00490; | ERGON | ERGON ENERGY | C490 | MAINTENANCE STOCK
000032787 | SPRING,CHARGE | MOTOR,SPRING CHARGE;MERLIN GERLIN FLUARC FG2,FG4;FLUAIR 400;110 VDC; C00496; | SCHNEDER | SCHNEIDER PTY LTD | 886661 | MAINTENANCE STOCK
000032788 | SPRING, HELICAL, COMPRESSION | SPRING,ENERGY UNIT;REINHAUSEN;MA4 MOTOR DRIVE UNIT;C00512; | ENERGEX | ENERGEX | C00512 | MAINTENANCE STOCK
000032789 | TUBE,METALLIC | TUBE,BAKELISED;AEI;SD528;OLTC;RESISTOR FORMERS;70 MM OD X 50 MM ID X 900 MM LONG;C00514; | ENERGEX | ENERGEX | C00514 | MAINTENANCE STOCK
000032790 | CONTACT,ELECTRICAL | CONTACT,MOVING;AEI;M21AX4T;OLTC; SELECTOR SWITCH;SEE C 197 FOR CONTACT ASSEMBLY;C00515; | ERGON | ERGON ENERGY | C00515 | MAINTENANCE STOCK
000032791 | RESISTOR, THERMAL | RESISTOR,TRANSITION COMPLETE;AEI; M21AX4T;OLTC;C00516 | ENERGEX | ENERGEX | C00516 | MAINTENANCE STOCK
000032792 | RESISTOR, THERMAL | RESISTOR,TRANSITION;AEI;M21AX4T;OLTC; C00516A; | ENERGEX | ENERGEX | C00516A | MAINTENANCE STOCK
000032793 | CONTACT,ELECTRICAL | CONTACT,FIXED;ATL;TYPE ASD;OLTC; SELECTOR SWITCH;C00520; | ERGON | ERGON ENERGY | C00520 | MAINTENANCE STOCK
000032794 | CONTACT,ELECTRICAL | CONTACT,MOVING;ATL;TYPE ASD;OLTC; SELECTOR SWITCH;C00521 | ERGON | ERGON ENERGY | C00521 | MAINTENANCE STOCK
000023000 | BRACKET,MOUNTING | BRACKET,POLE;STEEL;GALV;FOR USE WITH LV MONITORING BOXES;STOCK CODES - 22993,22994,22995,22996;SUIT WOOD & CONCRETE POLES;ITEM TO BE USED ON | GLOBAL | GLOBAL MANUFACTURING GROUP | BKT,POLE LV MONITORING | PHASING
000022754 | BRACKET,MOUNTING | Wall Mount Brackets, S/Steel Gde 304, 700 x 50 x 5mm, EQTS 06-02-05, Set of 2 | NOJAPWR | NOJA POWER | LVC-3001 | CURRENT
000022755 | BRACKET,MOUNTING | Wall Mount Brackets, S/Steel Gde 304, 890 x 50 x 5mm, EQTS 06-02-05, Set of 2 | NOJAPWR | NOJA POWER | LVC-3002 | CURRENT
000022699 | SIGN | WARNING - CB LOCATING PIN IS DISABLED; ABS PLASTISCREEN PRINTED;YELLOW REFLECTIVE SHEETING;WITH BLACK SCREEN PRINT;90 MM LG,50 MM W,3 MM THK; | ARTCRAFT | ARTCRAFT PTY LTD | CB LOCATING PIN DISABLED | PURCHASE AS REQUIRED
000032795 | GAUGE. | E/E GEC DIAL;OLTC GAUGE 5401;KIT # 10; C00527; | ERGON | ERGON ENERGY | C00527 | MAINTENANCE STOCK
000032796 | NUT,PLAIN,HEXAGON | NUT;3/8 BSF BRASS HALF NUT FOR FULLER TYPE F OLTC;KIT 33;C00552; | ENERGEX | ENERGEX | C00552 | MAINTENANCE STOCK
000032797 | SCREWDRIVER,FLAT TIP | TOOL;SCREWDRIVER;RIGHT ANGLE;FLAT; KIT 41;GAUGE BOX;LG1C44;C00568; | TDETOOL | TRADE TOOLS DIRECT P/L BUNDALL | GEDORE VAN 173/1.2X8 | MAINTENANCE STOCK
000032798 | O-RING | NULEC/TOSHIBA;VK 10;11 KV;CB;FOR FIXED CONTACT TO ORIFICE;PD REDUCTION; C00566; | LUDOWICI |  | BS 139 | MAINTENANCE STOCK
000032799 | GAUGE. | AEI;LG1C44;GAUGE 1408;OVERSHOOT STOP GAUGE;SPRING MECHANISM;C00569; | ERGON | ERGON ENERGY | C569 | MAINTENANCE STOCK
000032800 | GAUGE. | AEI;LG1C44;GAUGE 1410;OVERSHOOT STOP GAUGE;SOLENOID MECHANISM;C00570; | ERGON | ERGON ENERGY | C570 | MAINTENANCE STOCK
000023036 | LADDER,EXTENSION | HEAD ROPE;FOR HILLS BAILEY EXTENSION LADDER - REPLACEMENT PART;LADDER SPARE PARTS; | HILLSIND |  | FS22962 | PURCHASE AS REQUIRED
000023035 | LADDER,EXTENSION | LADDER FEET;FOR HILLS BAILEY EXTENSION LADDER - REPLACEMENT PART;LADDER SPARE PARTS; | HILLSIND |  | FS22731 | PURCHASE AS REQUIRED
000023034 | LADDER,EXTENSION | LADDER ROPE;FOR HILLS BAILEY EXTENSION LADDER - REPLACEMENT PART;LADDER SPARE PARTS; | HILLSIND |  | FS22961 | PURCHASE AS REQUIRED
000023033 | LADDER,EXTENSION | LADDER WEAR STRIP KIT;FOR HILLS BAILEY EXTENSION LADDER - REPLACEMENT PART; LADDER SPARE PARTS; | HILLSIND |  | FS23098 | PURCHASE AS REQUIRED
000023032 | LADDER,EXTENSION | PULLEY;FOR HILLS BAILEY EXTENSION LADDER - REPLACEMENT PART;LADDER SPARE PARTS; | HILLSIND |  | FS22984 | PURCHASE AS REQUIRED
000023031 | LADDER,EXTENSION | REPLACEMENT RUNG KIT;FLY SECTION FOR HILLS BAILEY EXTENSION LADDER - REPLACEMENT PART;LADDER SPARE PARTS; | HILLSIND |  | FS22677 | PURCHASE AS REQUIRED
000023030 | LADDER,EXTENSION | REPLACEMENT RUNG KIT;BASE SECTION FOR HILLS BAILEY EXTENSION LADDER - REPLACEMENT PART; LADDER SPARE PARTS; | HILLSIND |  | FSR1108 | PURCHASE AS REQUIRED
000023029 | LADDER,EXTENSION | TOP GUIDE;FOR HILLS BAILEY EXTENSION LADDER - REPLACEMENT PART;LADDER SPARE PARTS; | HILLSIND |  | FS22985 | PURCHASE AS REQUIRED
000023028 | LADDER,EXTENSION | VEE BRACKET;FOR HILLS BAILEY EXTENSION LADDER - REPLACEMENT PART;LADDER SPARE PARTS; | HILLSIND |  | FS23003 | PURCHASE AS REQUIRED
000023027 | LADDER,EXTENSION | WHITE LADDER BOOTS;FOR HILLS EXTENSION LADDER - REPLACEMENT PART;LADDER SPARE PARTS; | HILLSIND |  | FS23096 | PURCHASE AS REQUIRED
000023040 | TAMPER | Hydraulic, Pole, 2.1m Lg, Kidney Shaped Foot 60 x 200mm, Flush Face Couplers, Kevlar Protection Sleeve, Stress Relief on Hoses | TEN | THE ENERGY NETWORK | REL-TMP-85VH-BPS | CURRENT
000023038 | MODEM,COMMUNICATIONS | PSTN + PILOT CABLE (LEASED LINE) MODEM; (10-30 VAC, 10-60 VDC) DIN RAIL MOUNT; RS485/232;INDUSTRIAL TEMP OPERATING RANGE (-25 TO +70C)B103,212,V21,V22,V22B | WESTERMO | WESTERMO DATA COMMUNICATIONS P/L | 3618-0010 | PURCHASE AS REQUIRED
000023041 | STRAP,EARTH | STRAP:GROUNDING;E BAR,200MM,TERMINATION STRAP,EARTH LENGTH 200MM; 5X13MM DIA HOL ES; SADDLE STRAP; 33 KV P/TERM EARTH BAR STRAP (4 SHEATH EARTH);33 KV POLE TERMI | GLOBAL | GLOBAL MANUFACTURING GROUP | 33 KV P/TERM EARTH BAR STRAP | CURRENT
000023041 | STRAP,EARTH | STRAP:GROUNDING;E BAR,200MM,TERMINATION STRAP,EARTH LENGTH 200MM; 5X13MM DIA HOL ES; SADDLE STRAP; 33 KV P/TERM EARTH BAR STRAP (4 SHEATH EARTH);33 KV POLE TERMI | ERGON | ERGON ENERGY | 33 KV P/TERM EARTH BAR STRAP | CURRENT
000032801 | SPILL KIT,OIL | KIT,MERCURY SPILL;KIT 9;C00571; | ENERGEX | ENERGEX | C00571 | MAINTENANCE STOCK
000032802 | TOOL,APPLICATION | TOOL, REGULATOR TAP POSITION INDICATOR; DOOR REMOVAL TOOL FOR QUALITROL SVR'S; C00591; | ERGON | ERGON ENERGY | C00591 | MAINTENANCE STOCK
000032803 | SWITCH ASSEMBLY | Spacer, Divertor Switch, AEI, SD528, KIT 48, C00611 | ERGON | ERGON ENERGY | C00611 | MAINTENANCE STOCK
000023039 | RADIO SET | SET CONSISTING OF 1 X SC21172 RADIO SET CELLNET SERIES III INTERGRATED WANGATE (IWR);DC POWERED 900 MHZ MESH RADIO;1 X 21708 SURGE ARRESTER | ENERGEX | ENERGEX | SC21172,SC21708,SC21825 | CURRENT
000023043 | BOLT,EYE | M20 x 1100mm, 200mm Thd, 40mm ID Eye, Galv Steel, ISO-M, 120kN Rating c/w M20 Class 8.8, 2 x Nuts & Washer, AS1448 or equiv, use on Tx Poles, Pack of 5 | DULHUNTY | DULHUNTY INDUSTRIES PTY LTD | EB20-1100-F-200 | PURCHASE AS REQUIRED
000023044 | BOLT,EYE | M20 x 1200mm, 200mm Thd, 40mm ID Eye, Galv Steel, ISO-M, 120kN Rating c/w M20 Class 8.8, 2 x Nuts & Washer, AS1448 or equiv, use on Tx Poles | DULHUNTY | DULHUNTY INDUSTRIES PTY LTD | EB20-1200-F-200 | PURCHASE AS REQUIRED
000023045 | BOLT,EYE | M20 x 1300mm, 200mm Thd, 40mm ID Eye, Galv Steel, ISO-M, 120kN Rating c/w M20 Class 8.8, 2 x Nuts & Washer, AS1448 or equiv, use on Tx Poles | DULHUNTY | DULHUNTY INDUSTRIES PTY LTD | EB20-1300-F-200 | PURCHASE AS REQUIRED
000023046 | GRIP,CABLE,WOVEN | SINGLE END EYE PULL;55 - 75 MM DIA CABLE;900 MM GRIP LG;53 KN UTS;17 KN WLL; | SPECFORC | SPECIALISED FORCE | C8055 | CURRENT
000023046 | GRIP,CABLE,WOVEN | SINGLE END EYE PULL;55 - 75 MM DIA CABLE;900 MM GRIP LG;53 KN UTS;17 KN WLL; | TEN | THE ENERGY NETWORK | C8055 | CURRENT
000023047 | GRIP,CABLE,WOVEN | SINGLE END EYE PULL;75 - 95 MM DIA CABLE;1000 MM GRIP LG;70 KN UTS; 23 KN WLL; | SPECFORC | SPECIALISED FORCE | C8075 | CURRENT
000023047 | GRIP,CABLE,WOVEN | SINGLE END EYE PULL;75 - 95 MM DIA CABLE;1000 MM GRIP LG;70 KN UTS; 23 KN WLL; | TEN | THE ENERGY NETWORK | C8075 | CURRENT
000023048 | TESTER,INDICATOR | SMARTHUB KIT TYPE;CONTAINING PCB ON A PLATE;SHORT BLACK CABLE;1 M PINK CAT 5E CABLE;4 SCREWS;INSTALLATION INSTR; MODBUS REGISTER LIST;U/W SC23049; | EAQ | ELECTRONICS ASSEMBLY QUEENSLAND PTY LTD | SMARTHUB | PHASING
000023050 | COUPLING,NONMETALLIC RIGID CONDUIT | UPVC;WHITE;100 MM NOM DIA;SLIP COUPLING COMMUNICATIONS;PACK OF 24; | VINIDEX |  | 31243 | CURRENT
000023051 | COUPLING,NONMETALLIC RIGID CONDUIT | BELL MOUTH;UPVC;WHITE;100 MM NOM DIA; COMMUNICATIONS;PACK OF 24; | VINIDEX |  | 31355 | CURRENT
000032804 | FUSE,CARTRIDGE | FUSE;HRC CARTRIDGE,OLX 2;TIS63 AMP; (S1275);eNGLISH eLECTRIC;C00619; | HAYMANS | HAYMANS ELECTRICAL | TIS 63A | MAINTENANCE STOCK
000032809 | CONTACT,ELECTRICAL | ROLLER CONTACT ASSEMBLY;ALT;TYPE ASD;OLTC;LEFT;COO635; | ENGCOM | ENG-COM PTY LTD | 300-355B | MAINTENANCE STOCK
000032805 | GAUGE. | GAUGE 3001; REYROLLE LMT; SLOTTED LINK GAUGE; COO625; | ERGON | ERGON ENERGY | C00625 | MAINTENANCE STOCK
000032806 | GAUGE. | GAUGE; 3002; REYROLLE; 11 KV LMT CONTACT PENETRATION GAUGE; C00629; | ERGON | ERGON ENERGY | C00629 | MAINTENANCE STOCK
000032807 | GAUGE. | GAUGE 1111; JB424; BUSHING CLAMP; METRIC DISC SPRING; C00630 | ERGON | ERGON ENERGY | C00630 | MAINTENANCE STOCK
000032808 | CONTACT,ELECTRICAL | ROLLER CONTACT ASSEMBLY; ATL TYPE; ASD OLTC; RIGHT; C00634; | ENGCOM | ENG-COM PTY LTD | 300-355-A | MAINTENANCE STOCK
000032810 | CABLE,POWER,ELECTRICAL | SELECTOR ARM CONDUCTOR; COPPER; ALT TYPE ASD OLTC; C00645 | ERGON | ERGON ENERGY | C00571 | MAINTENANCE STOCK
000032811 | RELAY | FOR DILO GAS TRAILER; KIT # SS028; C00641 | NHP | NHP ELECTRICAL ENGINEERING | SYRELEC 415 V 50HZ | MAINTENANCE STOCK
000032813 | TOOL,APPLICATION | TOOL;3003;DASHPOT ADJUSTING;LMT; SEMM-CB 3003;REYROLLE;C00647; | ERGON | ERGON ENERGY | C00647 | MAINTENANCE STOCK
000032812 | CONTACT,ELECTRICAL | ALT TYPE ASD C00646 | ERGON | ERGON ENERGY | C00646 | MAINTENANCE STOCK
000032814 | CONTACT,ELECTRICAL | BRASS; ALT TYPE ASD; C00649 | ERGON | ERGON ENERGY | C00649 | MAINTENANCE STOCK
000032816 | SPRING,CHARGE | SPRING,MECHANISM RETURN;OLX OCB; KIT 12;EE / GEC;CC00678; | ENERGEX | ENERGEX | C00678 | MAINTENANCE STOCK
000032815 | FUSE,CARTRIDGE | GEC. LIST # VTF 11/3 C02023 | ENERGEX | ENERGEX | C02023 | MAINTENANCE STOCK
000032817 | CONTACT,ELECTRICAL | BAR;SECONDARY CONTACT;LMT;11 KV OCB; KIT # 14; REYROLLE;C00684; | ENERGEX | ENERGEX | C00684 | MAINTENANCE STOCK
000032818 | TOOL,APPLICATION | REYROLLE; LMT CB; ANTI CLOSING CLAMP; KIT 14; C00670 | ERGON | ERGON ENERGY | C670 | MAINTENANCE STOCK
000032820 | COIL,ELECTRICAL | ENGLISH ELECTRIC S17B OLX; 32 VOLT; C00673 | ERGON | ERGON ENERGY | C670 | MAINTENANCE STOCK
000032821 | LOCKOUT DEVICE | Tab, Locking for Bolts, 'D' 2 Hole, JB424 CB, AEI | ENERGEX | ENERGEX | C00689 | MAINTENANCE STOCK
000032822 | LOCKOUT DEVICE | JB424 CB, AEI | ENERGEX | ENERGEX | C00690 | MAINTENANCE STOCK
000032823 | BRACKET | BRACKET; LIFTING; 11 KV SBV S/GEAR; GEC; C00694 | ENERGEX | ENERGEX | C00694 | MAINTENANCE STOCK
000032824 | GAUGE. | GAUGE;1409;COMPRESSED SPRING; LG1C44;33 KV;CB;KIT # 41;AEI;C00695; | ENERGEX | ENERGEX | C00695 | MAINTENANCE STOCK
000032825 | GAUGE. | GAUGE; 1403; CROSS BAR HEIGHT; LGIC44 33 KV CB; KIT #41; AE1; C00696 | ENERGEX | ENERGEX | C00696 | MAINTENANCE STOCK
000032826 | GAUGE. | GAUGE;3005;SOLENOID CLEARANCE;LMT; SEMM;CB;3005;REYROLLE;C00700; | ENERGEX | ENERGEX | C00700 | MAINTENANCE STOCK
000032827 | CONTACTOR | COIL; CONTACTOR; 240 V AC M21AX 4T TAP CHANGER AE1; C00702 | ENERGEX | ENERGEX | C00702 | MAINTENANCE STOCK
000032829 | BOLT,MACHINE | BOLT; 1 1/2" X 1/4" SAE OR AF FOR "E" FIG 33 MOVING CONTACT. REFER BOOK 33/1 JB424; AE1; C00705 | ENERGEX | ENERGEX | C00705 | MAINTENANCE STOCK
000032828 | SCREW,MACHINE | SCREW, MACHINE; C/SUNK HEAD. 'O' BA X 20MM FOR FIXED CONTACT STOP PLATE 'F' FIG A2-1; JB424; C/B; AE1; C00704; | ENERGEX | ENERGEX | C00704 | MAINTENANCE STOCK
000032830 | BOLT,MACHINE | BOLT; 1 1/2" X 5/16" SAE OR A/F FOR 'D' FIG 33 (REFER BOOK 33/1) MOVING CONTACT JB424 C/B; AEI; C00706 | ENERGEX | ENERGEX | C00706 | MAINTENANCE STOCK
000032831 | BRACKET,MOUNTING | BRACKET; CYCLO MOUNTING; REYROLLE LMT; C00708 | ENERGEX | ENERGEX | C00708 | MAINTENANCE STOCK
000032832 | COUNTER,ELECTRICAL | COUNTER ELECTRICAL; 120 V; CYCLO COUNTER; VEEDER ROOT; C00711 | ENERGEX | ENERGEX | C00711 | MAINTENANCE STOCK
000032833 | LABEL | TPI DRIVE MODIFIED, McGRAW EDISON REGULATOR;C00712 | ENERGEX | ENERGEX | C00712 | MAINTENANCE STOCK
000032834 | SPRING,CHARGE | SPRING; CYCLO OPERATING; ASEA BUF; OLTC DRIVES; C00713 | ENERGEX | ENERGEX | C00713 | MAINTENANCE STOCK
000032835 | BRAKE SHOE | FORMER; TYPE "F"; OLTC;C00714 FULLER | ERGON | ERGON ENERGY | C00714 | MAINTENANCE STOCK
000032836 | COIL,ELECTRICAL | COIL, ELECTRIACL; COIL; CLOSING; 11 KV; CB 110V; C00720 MITSUBISHIS TYPE; | ENERGEX | ENERGEX | C00720 | MAINTENANCE STOCK
000032837 | CONTACT,ELECTRICAL | CONTACT, ELECTRICAL; CONTACT MOVING; SIVERED; 250 MVA; SOUTH WALES; C/B 25MM CENTRE HOLES; 350 MVA; C00721A TOOWONG | ENERGEX | ENERGEX | C00721A | MAINTENANCE STOCK
000032838 | CONNECTOR,BUSBAR | BUSBAR; CONNECTORS; COPPER; SUIT LONG; & CRAWFORD RMU; C00724 | ENERGEX | ENERGEX | C00724 | MAINTENANCE STOCK
000032839 | GASKET | GASKET; TANK JB424; 33 KV; OCB; C00732 | ENERGEX | ENERGEX | C00732 | MAINTENANCE STOCK
000032840 | VACUUM | VACUUM INTERRUPTER; TYPE V812-20; 11 KV SBV; C00733 | ENERGEX | ENERGEX | C00733 | MAINTENANCE STOCK
000032841 | SEAL, PLAIN | SEAL; MAIN OIL; GEC FGI; 110 KV S/G; C00734; | SCHNEDER | SCHNEIDER PTY LTD | Z4MD52535/07 | MAINTENANCE STOCK
000032842 | STUD,ADAPTER | STUDS;OLTC;LSA;C00735 | ENERGEX | ENERGEX | C00735 | MAINTENANCE STOCK
000032843 | REGULATOR,CONTROLLER | REGULATOR GEAR; MCGRAW EDISON; POLE MOUNTED; C00737 | ENERGEX | ENERGEX | C00737 | MAINTENANCE STOCK
000032844 | CONTROL MODULE. | CONTROL BOX;MOUNTING RUBBERS; M110-40;C00740; | ENERGEX | ENERGEX | M110-40 | MAINTENANCE STOCK
000032845 | SEAL, PLAIN | SEAL; DOOR; RUBBER INSERT; 27MM WIDE; 8MM BEAD; C00741; | ENERGEX | ENERGEX | C00741 | MAINTENANCE STOCK
000032847 | BUSHING | SEAL; BUSHING; HAEFLEY 110 KV; C00748; | ENERGEX | ENERGEX | C00743 | MAINTENANCE STOCK
000032846 | CONTACT,ELECTRICAL | BOLT;STEPPED;FOR MOVING CONTACT; RMU;GEC;DDFC;DDFD;C00742; | ENERGEX | ENERGEX | C00742 | MAINTENANCE STOCK
000032848 | SWITCH. | SWITCH CAM TYPE SUIT AEI LSA OLTC; C00755 | ENERGEX | ENERGEX | C00755 | MAINTENANCE STOCK
000032849 | BEARING,ROLLER,SEALED | BEARING;BRASS;TYPE L;OLTC;AEI;22.2 MM; C00756; | ERGON | ERGON ENERGY | C00756 | MAINTENANCE STOCK
000032850 | BEARING,ROLLER,SEALED | BEARING; BRASS; TYPE L; OLTC; AEI; 22.4MM; C00756A; | ERGON | ERGON ENERGY | C0756A | MAINTENANCE STOCK
000032853 | COUPLING | AEI; LSA; OLTC; INSULATED DRIVE COUPLING BOARD; C00757 | ENERGEX | ENERGEX | C00753 | MAINTENANCE STOCK
000032851 | BEARING,ROLLER,SEALED | BEARING;BRASS;TYPE L;OLTC;AEI;22.6 MM; C00756B; | ERGON | ERGON ENERGY | C00756B | MAINTENANCE STOCK
000032852 | BEARING,ROLLER,SEALED | BEARING;BRASS;TYPE L;OLTC;AEI;22.8 MM; C00756C; | ERGON | ERGON ENERGY | C00756C | MAINTENANCE STOCK
000032854 | COUPLING | AEI; LSA; OLTC; INSULATED DRIVE COUPLING BOARD; C00758 SPECIFICATION: | ENERGEX | ENERGEX | C00758 | MAINTENANCE STOCK
000032855 | COIL,ELECTRICAL | AEI;TYPE L;OLTC;OPERATING SPRING;C00759; | ENERGEX | ENERGEX | C00759 | MAINTENANCE STOCK
000032856 | CAPACITOR. | AEI; TYPE L; OLTC; MOTOR CAPACITOR; 3 MICRO; 400V 50HZ; C00760; | ENERGEX | ENERGEX | C00760 | MAINTENANCE STOCK
000032857 | MOTOR-GENERATOR | MOTOR;220/250 V - 380/440 V;SUIT FULLER TYPE F;OLTC;C00763; | ENERGEX | ENERGEX | C00763 | MAINTENANCE STOCK
000032858 | SEAL, PLAIN | SEAL; E/E; TRANSFORMER; OLTC; C00765; | ENERGEX | ENERGEX | C00765 | MAINTENANCE STOCK
000032859 | CLIP, SPRING TENSION | AEI;M21A2XT;OLTC;33/11 KV;RAISE AND LOWER SPRING;C00766; | ENERGEX | ENERGEX | C00766 | MAINTENANCE STOCK
000032860 | PIN,TIE | FULLER;TYPE F;OLTC;67 CM X 5.09 CM DIA; TIMBER DRIVE SHAFT;C00767; | ENERGEX | ENERGEX | C00767 | MAINTENANCE STOCK
000032861 | FILTER | FILTER; FAF; SM 250E(M3/ES); SUIT REINHAUSEN OLTC; C00769 | ENERGEX | ENERGEX | C00769 | MAINTENANCE STOCK
000032862 | CONTACT,ELECTRICAL | CONTACT,FIXED;FULLER;TYPE F;OLTC;MK 1 MODEL;C00770; | ERGON | ERGON ENERGY | C00770 | MAINTENANCE STOCK
000032863 | TIMBER DRIVE YOKE | AEI; M21 A2XT; M21 A4XT OLTC; TIMBER DRIVE YOKES; C00771; | ENERGEX | ENERGEX | C00771 | MAINTENANCE STOCK
000032864 | SEAL, PLAIN | SEAL; MCGRAW EDISON; SINGLE PHASE; C00772 | ENERGEX | ENERGEX | C00772 | MAINTENANCE STOCK
000032868 | CONTACT,ELECTRICAL | CONTACTS; CURRENT REDUCING; REINHAUSEN; LENGTH 29.25MM; C0776A; | ENERGEX | ENERGEX | C00776A | MAINTENANCE STOCK
000032865 | CONTACTOR | CROMPTON,PARKINSON;OLTC;MOTOR UNIT CONTACTOR;MECHANICAL INTERLOCK; C00774; | ENERGEX | ENERGEX | C00774 | MAINTENANCE STOCK
000032866 | CONTACTOR | CROMPTON,PARKINSON;OLTC;MOTOR UNIT CONTACTOR;ELECTRICAL INTERLOCK; C00775; | ENERGEX | ENERGEX | C00775 | MAINTENANCE STOCK
000032867 | CONTACT,ELECTRICAL | CURRENT REDUCING CONTACT; L25.5MM; REINHAUSEN; OLTC; C00776; | ENERGEX | ENERGEX | C00776 | MAINTENANCE STOCK
000032869 | ACCUMULATOR | ENEGY;OLTC;REINHAUSEN;C00778; | ENERGEX | ENERGEX | C00778 | MAINTENANCE STOCK
000032870 | CONTACT,ELECTRICAL | CONTACT, ELECTRICAL; HIGHDOME; MOVING; TYPE F; OLTC; FULLER; C00785; | ENERGEX | ENERGEX | C00785 | MAINTENANCE STOCK
000032871 | GAUGE. | MOUNTING RUBBERS; TEMPERATURE GAUGE FOR TRANSFORMERS: C00786; | ENERGEX | ENERGEX | SILENTRUBA M163 | MAINTENANCE STOCK
000032872 | SPRING,CHARGE | SPRING; PARALLEL; TYPE F. MOVING CONTACT; OLTC; FULLER; C00787B | ENERGEX | ENERGEX | C00787B | MAINTENANCE STOCK
000032874 | NIPPLE BLEED | NIPPLE BLEED; SUIT TRANSFORMER 3/4"; THREAD; C00790; | ENERGEX | ENERGEX | C00790 | MAINTENANCE STOCK
000032873 | KIT,RETROFIT. | CAM;STEEL MECHANISM;FULLER;TYPE F; OLTC;C00789; | ENERGEX | ENERGEX | C00789 | MAINTENANCE STOCK
000032876 | KIT,RETROFIT. | SHUTTERS;OPERATING MECHANISM;GEC; S63;33 KV;CB;C00798; | ENERGEX | ENERGEX | C00798 | MAINTENANCE STOCK
000032877 | KIT,RETROFIT. | MECHANISM LINK;GEC;JB424;240 MM;33 KV; CB;C00799A; | ENERGEX | ENERGEX | C00799A | MAINTENANCE STOCK
000032878 | KIT,RETROFIT. | MECHANISM COUPLER;AEI;JB424;33 KV;CB; C00799C; | ENERGEX | ENERGEX | C00799C | MAINTENANCE STOCK
000032879 | BRAID,WIRE | BRAID;OLTC;4 1/2";12 MM WIDE;SUIT E/E; DIAL AND DRUM;C00803; | ERGON | ERGON ENERGY | C00803 | MAINTENANCE STOCK
000032880 | BUSHING | BUSHING FOOT;EMAIL;S15;11 KV;CB;400 AMP; C00805; | ENERGEX | ENERGEX | C00805 | MAINTENANCE STOCK
000032875 | CONTACT,ELECTRICAL | CONTACT, ELECTRICAL; CONTACT; FIXED; 54MM WIDE; OLTC; FULLER; TYPE F; C00792; | ERGON | ERGON ENERGY | C00792 | MAINTENANCE STOCK
000032881 | CONTACT,ELECTRICAL | CONTACT;M21AX4T;OLTC;AEI;C00806; | ERGON | ERGON ENERGY | C00806 | MAINTENANCE STOCK
000032883 | CONTACT,ELECTRICAL | CONTACT ELECTRICAL; CONTACT; MOVING; AEI; TYPE HLGIC44; C00808; | ERGON | ERGON ENERGY | AEI HLG1C44 | MAINTENANCE STOCK
000032883 | CONTACT,ELECTRICAL | CONTACT ELECTRICAL; CONTACT; MOVING; AEI; TYPE HLGIC44; C00808; | ERGON | ERGON ENERGY | C00808 | MAINTENANCE STOCK
000032884 | ACTUATOR,MECHANICAL,MANUAL: | "O" RING ACTUATOR ELBOW SEAL; GEC; FG1; 110KV S/GEAR; C00812; | ENERGEX | ENERGEX | GEC R508065/126 | MAINTENANCE STOCK
000032886 | CONTACT,ELECTRICAL | CONTACT ELECTRICAL; CONTACT; LSA; OLTC AUXILLARY SWITCH; AEI; C00816; | ENERGEX | ENERGEX | C00816 | MAINTENANCE STOCK
000032885 | CONTACT,ELECTRICAL | CONTACT;FIXED;AEI;HLG1C 44;C00814; | ERGON | ERGON ENERGY | C00814 | MAINTENANCE STOCK
000032887 | PIN, MECHANISMS | PIN; MECHANISM; GEC; JB424; 33 KV CB; C00817A; | ENERGEX | ENERGEX | C00817A | MAINTENANCE STOCK
000032888 | PIN,FIXED CONTACT | PIN;MECHANISM;GEC;JB424;33 KV;CB; MICRO SWITCH;COO817B; | ENERGEX | ENERGEX | C00817B | MAINTENANCE STOCK
000032889 | PIN,FIXED CONTACT | PIN;MECHANISM;GEC;JB424;33 KV;CB; C00817C; | ENERGEX | ENERGEX | C00817C | MAINTENANCE STOCK
000032890 | SEAL, PLAIN | SEAL & SPACER; MAIN SHAFT BEARING; OLTC; FULLER TYPE F; C00818; | ENERGEX | ENERGEX | NGK TC25-47-8 | MAINTENANCE STOCK
000032891 | BRAID,WIRE | BRAID;COPPER;SELECTOR TANK;E/E;DRUM; OLTC;C00819; | ENERGEX | ENERGEX | C00819 | MAINTENANCE STOCK
000032892 | GEARBOX | DRIVE SHAFT; GEAR BOX; AEI; JB424; 33KV; CB; C00820; | ENERGEX | ENERGEX | C00820 | MAINTENANCE STOCK
000032893 | BRAID,WIRE | BRAID;FLEXIBLE;METRO VICKERS;GPC; 11 KV;CB;C00822; | ENERGEX | ENERGEX | C00822 | MAINTENANCE STOCK
000032894 | SEAL, PLAIN | SEAL;BONDED; GEC; FGI; 110KV ; S/GEAR; PART # R508003/021; C00823; | ENERGEX | ENERGEX | C00823 | MAINTENANCE STOCK
000032896 | CONTROL MODULE. | CONTROL CUBICLE; MOUNTING RUBBERS; C00825; | ENERGEX | ENERGEX | C00825 | MAINTENANCE STOCK
000032895 | SEAL, PLAIN | SEAL;RUBBER;REINHAUSEN CONTROL CABINET DOOR;C00824; | ENERGEX | ENERGEX | C00824 | MAINTENANCE STOCK
000032897 | CONTACT,ELECTRICAL | CONTACT; AUXILLARY; PLUG; FEMALE D4X1; C00826; | ENERGEX | ENERGEX | C00826 | MAINTENANCE STOCK
000032898 | CONTACT,ELECTRICAL | REYROLLE; LMT; CLUSTER; FIXED; 11 KV; OCB; C00828; | ERGON | ERGON ENERGY | C00828 | MAINTENANCE STOCK
000032901 | CONTACT,ELECTRICAL | CONTACT ELECTRICAL; BLOCK VENT; TURBULATOR; REYROLLE; LMT; 11KV; CB; C00829A; | ENERGEX | ENERGEX | C00829A | MAINTENANCE STOCK
000032899 | CONTACT,ELECTRICAL | PLATE;END PLASTIC;FOR FIXED CONTACT RETAINER;REYROLLE;LMT;11 KV;S/G; C00828A; | ERGON | ERGON ENERGY | C00828A | MAINTENANCE STOCK
000032900 | CIRCUIT BREAKER | TURBULATOR;LMT;REYROLLE;800/1200 AMP CB 11 KV;C00829; | ENERGEX | ENERGEX | C00829 | MAINTENANCE STOCK
000032903 | CONTACT,ELECTRICAL | CONTACT;MOVING;SUIT LMT REYROLLE;11 KV; OCB;83204/2;MACHINED GROOVE OPPOSITE ARCING TIP;C00830A; INC ARCING TIP; C00837 WITH 2 MOUNTING SCREWS | ERGON | ERGON ENERGY | C00830A | MAINTENANCE STOCK
000023052 | INSULATION SLEEVING,ELECTRICAL | INSULATION SLEEVING;ELECTRICAL;2438 MM LG;GREY;LINE-DUC (HENDRIX);FOR USE WITH HENDRIX SPACER SYSTEM;REQUIRED FOR CBT-MFD 33 KV FEEDER PROJECT; | BRITECH | BRI-TECH PTY LTD | HENDRIX LINE-DUC | PURCHASE AS REQUIRED
000023053 | WIRE,NONELECTRICAL | COVERED TIE WIRE;ANNEALED ALUMINIUM WITH TPR COVER;TO SUIT HENDRIX CONDUCTOR;FOR USE WITH HENDRIX SPACER SYSTEM;REQUIRED FOR CBT-MFD | BRITECH | BRI-TECH PTY LTD | HENDRIX TIE04ALSOL | PURCHASE AS REQUIRED
000023054 | CABLE,POWER,ELECTRICAL | AERIAL;HENDRIX CONDUCTOR;320 MM SQ; COMPACT ACC1350;SEMICON POLYETHYLENE; LLDPE;HDPE;FOR USE WITH HENDRIX SPACER SYSTEM;REQUIRED FOR CBT-MFD | BRITECH | BRI-TECH PTY LTD | HENDRIX S0636PA35G3-00 | PURCHASE AS REQUIRED
000023056 | INSULATOR,SPREADER | 46 KV SPACER BKT;GREY;POLYETHYLENE;TO SUIT HENDRIX SPACER CABLE;WITH INTEGRAL CLAMPS;REQUIRED FOR CBT-MFD 33 KV FEEDER CABLE; | BRITECH | BRI-TECH PTY LTD | HENDRIX RTL-46 | CURRENT
000023057 | BRACKET,MOUNTING | ANTI SWAY BAR (HENDRIX);WITH PLASTIC BOLT;FOR USE WITH HENDRIX SPACER SYSTEM;REQUIRED FOR CBT-MFD 33 KV FEEDER PROJECT; | BRITECH | BRI-TECH PTY LTD | HENDRIX BAS24-F | CURRENT
000023058 | BRACKET,MOUNTING | 0 - 6 DEGREE TANGENT BKT (HENDRIX);WITH STIRRUP AND MC2 MESSENGER CLAMP;TO SUIT M20 MOUNTING BOLTS;FOR USE WITH HENDRIX SPACER SYSTEM;REQUIRED FOR | BRITECH | BRI-TECH PTY LTD | HENDRIX BM-24 | CURRENT
000023059 | BRACKET,MOUNTING | 6 - 45 DEGREE ANGLE BKT (HENDRIX); GALVANISED STEEL;WITH WELDED GUSSET; TO SUIT M20 MOUNTING BOLTS;FOR USE WITH HENDRIX SPACER SYSTEM;REQUIRED | BRITECH | BRI-TECH PTY LTD | HENDRIX BA3-35 | PURCHASE AS REQUIRED
000023060 | CLAMP,ELECTRICAL | HENDRIX MESSENGER ANGLE CLAMP;DUCTILE IRON;MAX LINE ANGLE 60 DEG;FOR USE WITH M20 EYEBOLTS;FOR USE WITH HENDRIX SPACER SYSTEM;REQUIRED FOR CBT-MFD | BRITECH | BRI-TECH PTY LTD | HENDRIX CMA-1 | CURRENT
000023061 | PLATE, MOUNTING | HENDRIX DOUBLE INSULATOR PLATE; GALVANISED DUCTILE IRON;FOR MTG 2 X HPI INSULATORS;FOR USE WITH BA3-35 ANGLE BKT;FOR USE WITH HENDRIX SPACER SYSTEM | BRITECH | BRI-TECH PTY LTD | HENDRIX 2IP | PURCHASE AS REQUIRED
000023062 | BRACKET,MOUNTING | HENDRIX TERMINATION BKT;GALVANISED STEEL;MTG HOLES SUITABLE FOR M20 BOLTS; FOR USE WITH HENDRIX SPACER SYSTEM; REQUIRED FOR CBT-MFD 33 KV FEEDER | BRITECH | BRI-TECH PTY LTD | HENDRIX BD-35 | PURCHASE AS REQUIRED
000023063 | INSULATOR,PIN | INSULATOR PIN;GALV STEEL;FOR MTG HENDRIX POLYETHYLENE INSULATORS TO BKT;FOR USE WITH HENDRIX SPACER SYSTEM; REQUIRED FOR CBT-MFD 33 KV FEEDER | BRITECH | BRI-TECH PTY LTD | HENDRIX SSP-2 | CURRENT
000032902 | CONTACT,ELECTRICAL | CONTACT; MOVING; SUIT LMT REYROLLE; 11KV OCB 83204/2; MACHINED GROOVE ARCING TIP C00830; INCLUDES ARCING TIP;C00837 WITH 2 MOUNTING SCREWS | ERGON | ERGON ENERGY | C00830 | MAINTENANCE STOCK
000032904 | CONTACT,ELECTRICAL | CONTACT; FIXED; TYPE 345 GC; 33 KV 1600AMP OCB EMAIL; C00831; | ENERGEX | ENERGEX | C00831 | MAINTENANCE STOCK
000023064 | INSULATOR,STANDOFF | HENDRIX PIN INSULATOR;35 KV;CLAMP TOP; MOUNT WITH HENDRIX SSP PIN;FOR USE WITH HENDRIX SPACER SYSTEM;REQUIRED FOR CBT-MFD 33 KV FEEDER PROJECT; | BRITECH | BRI-TECH PTY LTD | HENDRIX HPI-35VTP | PURCHASE AS REQUIRED
000032905 | LUBRICANT | Maxi-Lube Silicone Compound Grease, 500g | STATEWD | STATEWIDE FSTNERS & ENG SPLS PL | WO504 | CURRENT
000032905 | LUBRICANT | Maxi-Lube Silicone Compound Grease, 500g | ENERGEX | ENERGEX | C00834 | CURRENT
000032906 | COIL,ELECTRICAL | COIL; TRIP; 30 V; 11KV OCB S/WALES; C00835; | ENERGEX | ENERGEX | C00835 | MAINTENANCE STOCK
000032907 | SEAL, PLAIN | SEAL; GEC; FG1 110 KV S/GEAR; PART#Z4M05537/02; FLARED COUPLING SEAL; C00836; | ENERGEX | ENERGEX | C00836 | MAINTENANCE STOCK
000032908 | CONTACT,ELECTRICAL | CONTACT ELECTRICAL; CONTACT; MOVING; ARCING TIP; REYROLLE LMT; C00837; | SBA | SBA AMALGAMATED PTY LTD | C00837 | MAINTENANCE STOCK
000032909 | SCREW,MACHINE | SCREW; SAOCKET CAP FOR ARCING TIP; CONTACT; 2BA X 5/16' LONG; LMT MOVING CONTACT; C00838; | ENERGEX | ENERGEX | C00838; | MAINTENANCE STOCK
000032910 | CONTACT,ELECTRICAL | CONTACT; MOVING; OLTC; FOR ENGLISH ELECTRIC DRUM TYPE; C00844; | ERGON | ERGON ENERGY | C00844 | MAINTENANCE STOCK
000032911 | CONTACT,ELECTRICAL | CONTACT; DIVERTER; 7.5MVA; SUITS ENGLISH ELECTRIC TYPE DIAL; SUITS E/E MID POINT REACTOR OLTC; C00846; | ENERGEX | ENERGEX | C00846 | MAINTENANCE STOCK
000023065 | CLAMP,STRAIN | HELICAL DAED END;NEOPRENE COATED; PREFORMED;TO SUIT HENDRIX 35 KV 636 KCMIL CONDUCTOR;FOR USE WITH HENDRIX SPACER SYSTEM;REQUIRED FOR CBT-MFD | BRITECH | BRI-TECH PTY LTD | HENDRIX CG-0128 | CURRENT
000032912 | CONTACT,ELECTRICAL | CONTACT; MOVING; WESTINGHOUSE J18; EMAIL. 6 PER CB; C00847; | ERGON | ERGON ENERGY | C00847 | MAINTENANCE STOCK
000023066 | CLAMP,STRAIN | HELICAL DEAD END;PREFORMED;TO SUIT HENDRIX 7 NO.6 AW MESSENGER WIRE;FOR USE WITH HENDRIX SPACER SYSTEM; REQUIRED FOR CBT-MFD 33 KV FEEDER | BRITECH | BRI-TECH PTY LTD | HENDRIX MG-4128 | CURRENT
000032913 | CONTACT,ELECTRICAL | CONTACT; MOVING; DIVERTED; FOR AEI SD 528; OLTC; C00848; | ERGON | ERGON ENERGY | C00848 | MAINTENANCE STOCK
000023067 | CLEVIS,THIMBLE | GALV STEEL;20000 LB ULTIMATE LOAD;FOR USE WITH HENDRIX DEAD END INSULATORS; FOR USE WITH HENDRIX SPACER SYSTEM; REQUIRED FOR CBT-MFD 33 KV FEEDER | BRITECH | BRI-TECH PTY LTD | HENDRIX SC | CURRENT
000032914 | CONTACT,ELECTRICAL | CONTACT; DIVERTER; FIXED SMALL; FOR AEI SD 528; OLTC; 6 PER OLTC; C00849; | ERGON | ERGON ENERGY | C00849 | MAINTENANCE STOCK
000032915 | CONTACT,ELECTRICAL | CONTACT; DIVERTER; LARGE FIXED; FOR AEI SD528 OLTC; 6 PER OLTC; C00849A; | ERGON | ERGON ENERGY | C00849A | MAINTENANCE STOCK
000032916 | CONTACT,ELECTRICAL | CONTACT; MAIN FINGER; FIXED UNIT; 11 KV OCB; REYROLLE; C00855; | ERGON | ERGON ENERGY | C00855 | MAINTENANCE STOCK
000032917 | SPRING,CHARGE | SPRING; RELEASE (MODIFICATION) SUPPLIED BY REINHAUSEN AUSTRALIA BRSIBANE; C00856; | ENERGEX | ENERGEX | C00856 | MAINTENANCE STOCK
000023068 | SUPPORT | STIRRUP BRACKET;GALV DUCTILE IRON;FOR USE WITH BM24 BRACKET;FOR MOUNTING HENDRIX SPACERS;FOR USE WITH HENDRIX SPACER SYSTEM;REQUIRED FOR CBT-MFD | BRITECH | BRI-TECH PTY LTD | HENDRIX TS-1 | PURCHASE AS REQUIRED
000032918 | SPRING,CHARGE | SPRING; TORSION; TRIPLATCH. LMT; SUPPLIED BY REYEOLLE; C00859; | ENERGEX | ENERGEX | C00859 | MAINTENANCE STOCK
000023069 | CLEVIS,THIMBLE | GALV STEEL;11000 LB ULTIMATE LOAD;FOR USE WITH PREFORMED CONDUCTOR GRIPS; FOR USE WITH HENDRIX SPACER SYSTEM; REQUIRED FOR 33 KV CBT-MFD 33 KV FEEDER | BRITECH | BRI-TECH PTY LTD | HENDRIX TC | CURRENT
000032919 | TANK | STOP; TANK; LMT 11 KV CB; SUPPLIED BY REYROLLE; C00860; | ENERGEX | ENERGEX | C00860 | MAINTENANCE STOCK
000032920 | CONTACT,ELECTRICAL | CONTACT; CLUSTER; STALK; LMT; 11 KV OCB; SUPPLIED BY REYROLLE; C00861; | ENERGEX | ENERGEX | C00861 | MAINTENANCE STOCK
000023070 | CLEVIS,THIMBLE | GALV STEEL;40000 LB ULTIMATE LOAD;FOR USE WITH HENDRIX PREFORMED MESSENGER GRIPS;FOR USE WITH HENDRIX SPACER SYSTEM;REQUIRED FOR CBT-MFD 33 KV | BRITECH | BRI-TECH PTY LTD | HENDRIX HDTC | CURRENT
000032921 | TANK | TANK; DASH POT; JB 424 AEI; C00862; | ENERGEX | ENERGEX | C00862 | MAINTENANCE STOCK
000032922 | SPRING,CHARGE | SPRING; 27MM LONG; 12MM WIDE; 7 1/2 TURNS; REYROLLE LMT; C00845; | ENERGEX | ENERGEX | C00865 | MAINTENANCE STOCK
000023071 | TAPE,INSULATION,ELECTRICAL | BLACK;250 M LG;GELWRAP TW-BR-50-250;FOR USE WITH HENDRIX COVERED CONDUCTOR; FOR USE WITH HENDRIX SPACER SYSTEM; REQUIRED FOR CBT-MFD 33 KV FEEDER | BRITECH | BRI-TECH PTY LTD | GELWRAP TW-BR-50-250 | PURCHASE AS REQUIRED
000032923 | SEPERATOR | SEPERATOR; PLASTIC; REYROLLE; LMT; C00866; | ENERGEX | ENERGEX | C00866 | MAINTENANCE STOCK
000032924 | RESISTOR | RESISTOR; TRANSITION; 19.9 OHMS; AEI; TYPE L; OLTC; C00867; | ENERGEX | ENERGEX | C00867 | MAINTENANCE STOCK
000032925 | RESISTOR | RESISTOR; TRANSITION; 31 OHMS; AEI; TYPE L; OLTC; C00868; | ENERGEX | ENERGEX | C00868 | MAINTENANCE STOCK
000023072 | SPLICE,CONDUCTOR | SPLICE KIT FOR HENDRIX 35 KV 636KCMIL CONDUCTOR;C/W COMPRESSION SLEEVE; COLD SHRINK TUBE;RUBBER MASTIC TAPE; SEMICON TAPE;MASTIC;FOR USE WITH | BRITECH | BRI-TECH PTY LTD | HENDRIX KM6-636 | CURRENT
000032926 | RESISTOR | RESISTOR; TRANSITION; 16.3 OHMS; AEI; TYPE L; OLTC; C00785 | ENERGEX | ENERGEX | C00869 | MAINTENANCE STOCK
000032927 | REMOTE CONTROL | LEVER; OPERATING FOR C4X1; SOUTH WALES; CIRCUIT BREAKER MECHANISM; 11 KV; C00870; | ENERGEX | ENERGEX | C00870 | MAINTENANCE STOCK
000023055 | WIRE,ELECTRICAL | AERIAL;HENDRIX MESSENGER WIRE;7 NO.6 AW; 7 X 4.11 MM STRANDED ALUMOWELD WIRES; FOR USE WITH HENDRIX SPACER SYSTEM; REQUIRED FOR CBT-MFD 33 KV FEEDER | BRITECH | BRI-TECH PTY LTD | HENDRIX 7 NO.6 AW | PURCHASE AS REQUIRED
000032928 | CONTACT,ELECTRICAL | CONTACT; ISOLATING CLUSTER; 1200 AMP/ 1600AMP; ENGLISH ELECTRIC OLX SERIES 3; C00871; | ENERGEX | ENERGEX | C00871 | MAINTENANCE STOCK
000032929 | REGULATOR,CONTROLLER | REGULATOR; SINGLE PHASE CONTROLLER PANEL; MCGRAW EDISON; TYPE CL-2; 11 KV; C00875; | ENERGEX | ENERGEX | C00875 | MAINTENANCE STOCK
000032930 | REGULATOR,CONTROLLER | REGULATOR; SINGLE PHASE; MCGRAW EDISON; CIRCUIT BOARD TO SUIT CONTROL PANEL; TYPE CL-2; C00876; | ENERGEX | ENERGEX | C00876 | MAINTENANCE STOCK
000032933 | CIRCUIT BREAKER SUBASSEMBLY | HWX 800A BUS SPOUT; 11KV; HWX 800A; CB; BUS SPOUT; 3 PHASE; SINGLE MOULDING; | SCHNEDER | SCHNEIDER PTY LTD | CR313 | MAINTENANCE STOCK
000032931 | CONTACT,ELECTRICAL | CONTACT;FEMALE;AUXILARY BOARD;11 KV; SERIES 3;OLX;SUPPLIED BY E/E;C00877; AREVA PART # 106-736 AND 106-737 (CIRCLIP); | ENERGEX | ENERGEX | C00877 | MAINTENANCE STOCK
000030203 | CIRCUIT BREAKER | CIRCUIT BREAKER MECHANISM; 132 KV ASES MODEL - BLG 202; | ASEA |  | N/A | MAINTENANCE STOCK
000030204 | BUSBAR | BUSBAR JOGGLE CHAMBER; END PANEL TO CABLE JOGGLE CHAMBER; 12 KV ALSTOM MODEL - OLX3; | ALSTOM | ALSTOM GRID AUSTRALIA LIMITED | NA | MAINTENANCE STOCK
000023090 | RELAY,ELECTROMAGNETIC | 110V DC TRIP OR CLOSE COIL; SIEMENS TYPE 3AX1510-3E; FOR USE IN SIEMENS 8DA10 36KV SWGR: CAN BE USED FOR EITHER AS TRIP OR CLOSE COIL; | SIEMENS | SIEMENS LTD | 3AX1510-3E | STRATEGIC SPARE
000023091 | RELAY,ELECTROMAGNETIC | RELAY ELECTROMAGNETIC; 110V DC CLOSE COIL; SIEMENS TYPE 3AX1510-3E; FOR USE IN SIEMENS 8DAIO 36KV S/GEAR; | SIEMENS | SIEMENS LTD | 3AX1510-3E | STRATEGIC SPARE
000023042 | CIRCUIT BREAKER | CAPACITOR BANK SWITCHING; FIXED NON WITH DRAWABLE; 12 KV; 630 AMP; 25KA; 3 POLE; 50HZ; 32V SPRING MECHANISM; CB; | IPSOL | I POWER SOLUTIONS HEMMANT QLD 4174 | VEP12T0625DO3P15F | CURRENT
000023143 | INSTRUMENT BAGS | EQUIPMENT BAG MED; PVC ORANGE; FOLD OVER FLAP; HANDLE REINFORCED; (L)460MM X (W)130MM X(H)290MM; 3 EXTERNAL & 3 INTERNAL POCKETS; | TEN | THE ENERGY NETWORK | TENMXXX | CURRENT
000023143 | INSTRUMENT BAGS | EQUIPMENT BAG MED; PVC ORANGE; FOLD OVER FLAP; HANDLE REINFORCED; (L)460MM X (W)130MM X(H)290MM; 3 EXTERNAL & 3 INTERNAL POCKETS; | TEN | THE ENERGY NETWORK | TENM511 | CURRENT
000030205 | CIRCUIT BREAKER | CIRCUIT BREAKER MECHANISM; 132KV SPRECHER & SCHUB. MODEL -HGF 112/1; MECHANISM TYPE:2-6; | SCHNEDER | SCHNEIDER PTY LTD | NA | MAINTENANCE STOCK
000030206 | CIRCUIT BREAKER | CIRCUIT BREAKER MECHANISM 36KV MAGRINI GALILEO; MODEL - 36GI-E25; TYPE -2 & 3; 32V DC CONTROL & 240V AC MOTOR SPRING CHARGE MOTOR; | SIEMENS | SIEMENS LTD | 36GI-E25 | MAINTENANCE STOCK
000030207 | CIRCUIT BREAKER | CIRCUIT BREAKER MECHANISM; 36KV MAGRINI GALILEO; MODEL 36GI-E25; TYPE -2-3 100V DC CONTROL & MOTOR SPRING CHARGE MOTOR; | SIEMENS | SIEMENS LTD | 36GI-E25 | MAINTENANCE STOCK
000030208 | CIRCUIT BREAKER | 12KV OUTDOOR CIRCUIT BREAKER CUBICLE BUSHING + BASE; HITACHI CVG-15F-25FA; MAKE - ZEP; MODEL - FHD3; | ENERGEX | ENERGEX | CVG-15F-25FA | MAINTENANCE STOCK
000030209 | CIRCUIT BREAKER | CIRCUIT BREAKER MECHANISM; 36KV INOUE DENKI; MODEL - 30TEO-150R-S; 110V DC CONTROL AND MOTOR SPRING CHARGE MOTOR; | ENERGEX | ENERGEX | 30TEO-150R-S | MAINTENANCE STOCK
000030210 | CIRCUIT BREAKER | CIRCUIT BREAKER MECHANISM; 36KV HITACHI; MODEL - FPTM-30T-31; 100V DC CONTROL & M OTOR SPRING CHARGE MOTOR; | HITACHI | HITACHI ENERGY AUSTRALIA LTD | FPTM-30T-31 | MAINTENANCE STOCK
000030211 | CIRCUIT BREAKER | 12KV HITACHI; MODEL - CVG-15F-25; 32V DC CONTROL & MOTOR SPRING CHARGE MOTOR; | HITACHI | HITACHI ENERGY AUSTRALIA LTD | CVG-15F-25 | MAINTENANCE STOCK
000030212 | TRANSFORMER,VOLTAGE | TRANSFORMER; BUSHING TRANSFORMER; 36KV GEC/ALSTOM; | HITACHI | HITACHI ENERGY AUSTRALIA LTD | 36KV GEC/ALSTOM | STRATEGIC SPARE
000030213 | CIRCUIT BREAKER | CIRCUIT BREAKER; 12KV MEIDENSHA VCB; | MEDENSHA |  | NA | MAINTENANCE STOCK
000030214 | CIRCUIT BREAKER | 12KV VLX3 VCB; 1250A; 95KV BIL; 25KA FOR 3 SEC'S; 110V DC CONTROL AND MOTOR, TOOL + WIRING PARTS; CAN BE USED AS A RETROFI T FOR A OLX3 CIRCUIT BREAKER; | AREVA | AREVA T&D AUSTRALIA LIMITED | 12KV VLX3 VCB | STRATEGIC SPARE
000030215 | CONTACT,ELECTRICAL | DICERTER SWITCH; 110KV OLTC REINHAUSEN DIVERTER SWITCH ASSEMBLY; MODEL - M111 500Y; TAPS - 27; | REINHAUS | REINHAUSEN (AUST) PL | M111 500Y | MAINTENANCE STOCK
000030216 | ACTUATOR,MECHANICAL,MANUAL: | REMOTE CONTROL ACTUATOR; 12 KV LUCY RIGHT HAND SIDE SINGLE MOTOR; SPECIFICATION: PART#THM0001588; | ADAPT | ADAPT AUSTRALIA PTY LTD | THM0001588 | MAINTENANCE STOCK
000030217 | EXTENSION SHAFT | OLTC MECHANISM; 33KV CROMPTON PARKINSON LONG SHAFT; | CROMPARK | CROMPARK | NA | MAINTENANCE STOCK
000030218 | EXTENSION SHAFT | OLTC MECHANISM; 33KV CROMPTON PARKINSON SHORT SHAFT; | CROMPARK | CROMPARK | N/A | MAINTENANCE STOCK
000030219 | CIRCUIT BREAKER | CIRCUIT BREAKER ARC CHUTE; LOW VOLTAGE; MANUFACTURER - NILSEN; TYPE - NAB; 3150 AMPS; | NILSEN |  | ARC CHUTES-NILSEN NAB 1-3150A | MAINTENANCE STOCK
000030220 | CIRCUIT BREAKER | CIRCUIT BREAKER ARC CHUTE; LOW VOLTAGE; MANUFACTURER - NILSEN; TYPE - NAB; 1600/2500 AMPS; | NILSEN |  | ARC CHUTES-NILSEN- 1600/2500A | MAINTENANCE STOCK
000030221 | CIRCUIT BREAKER | LOW VOLTAGE; MANUFACTURER - FPE AUSTRALIA PL; TYPE - 50.H.2.B; 32 VOLT DC CONTROL AND TRIP; 1600 AMP; | ENERGEX | ENERGEX | N/A | MAINTENANCE STOCK
000030222 | CIRCUIT BREAKER | CIRCUIT BREAKER POLES - COMPLETE; 11OKV ASEA; MODEL - HLG 1200; | ASEA |  | HLG 1200 | MAINTENANCE STOCK
000030223 | CIRCUIT BREAKER | CIRCUIT BREAKER MECHANISM; 110KV ASEA; MODEL HLG 1200; 110 V DC CONTROL AND MOTOR; | ASEA |  | HLG - 1200 | MAINTENANCE STOCK
000030224 | TRANSFORMER,VOLTAGE | TRANSFORMER; TRANSFORMER BUSHING; 110KV EX SSCCY; MANUFACTURER - NGK; CONTRACT - H720/87; | NGK | NGK STANGER PTY LTD | N/A | MAINTENANCE STOCK
000023144 | SIGN | F8601 CONSTRUCTION SITE SIGN; 100 OFF 450MM (H) X 300MM (W) ON 3.3 WHITE CORFLUTE; | UTILENGR | UTILITY ENGRAVING & SIGNS | N/A | PURCHASE AS REQUIRED
000023145 | SIGN | F8600 NO GO AREA SIGN; 100 OFF 450MM (H) X 300MM (W) ON 3.3MM CORFLUTE (DANGER NO GO AREA); | UTILENGR | UTILITY ENGRAVING & SIGNS | F8600 | PHASING
000032979 | CONTACT,ELECTRICAL | CONTACT ELECTRICAL; CAM; TRIP; LATCH; TYPE 1; W/HOUSE 33KV 345 GC; C00988; | ENERGEX | ENERGEX | C00988 | MAINTENANCE STOCK
000023146 | MONITOR. | TRANSFORMER MONITOR - METERING DEVICE; EDMI ATLAS MK10A METER; PROGRAMMED WITHID; 10A-E3-NM-100-5-R1:CT RATIO 100/5 AMP; IP COMMS & COMMISIONING | ENERGEX | ENERGEX | EDMI-1A11-1H11-27-F11-201030-3 | PURCHASE AS REQUIRED
000023148 | SHOE,SAFETY,LADDER | Step Ladder Feet Kit, c/w 4 Yellow Feet, Associated Washers & Rivets, suits Bailley Double Sided Step Ladder | BAILEY | BAILEY ALUMINIUM PRODUCTS PTY LTD | FS22775 | PURCHASE AS REQUIRED
000023148 | SHOE,SAFETY,LADDER | Step Ladder Feet Kit, c/w 4 Yellow Feet, Associated Washers & Rivets, suits Bailley Double Sided Step Ladder | CNWPL | CNW PL - SLACKS CREEK | FS22775 | PURCHASE AS REQUIRED
000023008 | KIT,PC-SACS | BASE UNIT WITHOUT CPU CARD & NO SSD EQUIVALENT TO SC22608 WHEN CPU CARD SC19714 & SSD SC23979 ADDED; REFER TO TECHNICAL INSTRUCTION TSD0123; | ADVANTEC | ADVANTECH AUSTRALIA PTY LTD | PCA-6114P10-0B2E | CURRENT
000032981 | CONTACT,ELECTRICAL | CAM;TRIP;LATCH;TYPE3; W/HOUSE 33KV 345 GC; C00988B; | ENERGEX | ENERGEX | C00988B | MAINTENANCE STOCK
000032980 | CONTACT,ELECTRICAL | CAM;TRIP;LATCH;TYPE 2; WHOUSE 33KV 345 GC; C00988A; | ENERGEX | ENERGEX | C00988A | MAINTENANCE STOCK
000032978 | ADAPTOR | PLATE; ADAPTOR; 1" FEMALE UNION; DRYCOL BREATHER ROUND 120MM; C00987; | ENERGEX | ENERGEX | C00987 | MAINTENANCE STOCK
000032977 | ADAPTOR | PLATE; ADAPTOR; OVAL; FOR DRYCOL; BREATHER; (LARGE); WITH 1" MALE PIPE; C00986; | ENERGEX | ENERGEX | C00986 | MAINTENANCE STOCK
000032976 | PANEL,BLANK | PLATES; BLANKING; LARGE; FOR DRYCOL BREATHER; C00985; | ENERGEX | ENERGEX | C00985 | MAINTENANCE STOCK
000032975 | CONTACT,ELECTRICAL | CONTACT ASSEMBLY; MOVING; EMAIL S15; C00983; | ENERGEX | ENERGEX | C00983 | MAINTENANCE STOCK
000032974 | SPRING,CHARGE | POINTS; SPRING MOUNTING; SPRING CLOSE MECHANISM; GEC; JB424; C00981; | ENERGEX | ENERGEX | C00981 | MAINTENANCE STOCK
000032973 | CONTACT,ELECTRICAL | CONTACT; MOUNT; CENTRE PHASE; MOVING; GEC JB424; C00980; | ENERGEX | ENERGEX | C00980 | MAINTENANCE STOCK
000032972 | SPRING,CHARGE | CLAMP; DOG DRIVE; SPRING CLOSING MECHANISM; AEI; JB424; C00979; | ENERGEX | ENERGEX | C00979 | MAINTENANCE STOCK
000032971 | BAFFLE, FLUID COOLER, INDUSTRIAL | BAFFLE STACK; AEI; JB424; C00978; | ERGON | ERGON ENERGY | C00971 | MAINTENANCE STOCK
000032970 | CONTROL MODULE. | SHROUD;ARC CONTROL; FIBREGLASS; AEI JB424; C00977; | ENERGEX | ENERGEX | C00977 | MAINTENANCE STOCK
000032969 | LABEL | TANK WARNING; LSA OLTC; C00975; | ENERGEX | ENERGEX | C00975 | MAINTENANCE STOCK
000032968 | CONTACT,ELECTRICAL | CONTACT; OLTC; FOR E/E TYPE DIAL;` ELCONITE ON TOE OF CONTACT; FOR SSNGE AND SSSFD; C00974; | ERGON | ERGON ENERGY | C00974 | MAINTENANCE STOCK
000032967 | CONTACT,ELECTRICAL | CONTACT OLTC; FOR E/E TYPE DIAL; ELCONITE ON HEEL OF CONTACT; FOR SSSFD AND SSNGE; C00973; | ERGON | ERGON ENERGY | C00973 | MAINTENANCE STOCK
000032965 | CONTACT,ELECTRICAL | SPRING; FIXED CONTACT; JB424 YELLOW; SUPPLIED BY GEC: C00968; | ENERGEX | ENERGEX | C00968 | MAINTENANCE STOCK
000032964 | COVER,ELECTRICAL EQUIPMENT | GLASS; STATUS INDICATION WINDOW; FUSE ACCESS COVER; LUCY 11KV RMU; C00966; | ENERGEX | ENERGEX | C00966 | MAINTENANCE STOCK
000032963 | SPRING,CHARGE | SPRING; RELATCHING; ITEM 43; 33 KV OCB; LG1C44; AEI; C00962; | ENERGEX | ENERGEX | C00962 | MAINTENANCE STOCK
000032962 | PIN,FIXED CONTACT | PIN; SHEAR; FULLER "F" OLTC MECHANISM; ANI OXIDE COATING; C00961; | ENERGEX | ENERGEX | C00961 | MAINTENANCE STOCK
000032961 | SPRING,CHARGE | SPRING; FIXED CONTACT; LMT; C00960; REYROLLE; | ENERGEX | ENERGEX | C00960 | MAINTENANCE STOCK
000032960 | DETECTOR SOLUTION | SNOOP; DETECTOR SOLUTION; LIQUID REFILL; NUPRO COMPANY; C00959; | ENERGEX | ENERGEX | C00959 | MAINTENANCE STOCK
000032959 | BARRIER, ELECTRICAL | BARRIER; ARC SHUTE (SMALL); TYPE M; REINHAUSEN; C00956; MANUFACTURED BY POWERLINK; | ENERGEX | ENERGEX | C00956 | MAINTENANCE STOCK
000032958 | CONTACT,ELECTRICAL | CONTACT ELECTRICAL; TOOL #1202; PDC MECHANISM; MAIN LATCH TOOL; JB424; USED IN KITS 30A,B,C,D; C00955; | ENERGEX | ENERGEX | C00995 | MAINTENANCE STOCK
000032957 | RESISTOR | RESISTOR; MINIMUM TRIP; FOR KFE RECLOSERS; 280 AMP; C00950; MCGRAW EDISON; | ENERGEX | ENERGEX | C00950 | MAINTENANCE STOCK
000032956 | INTERLOCK,MECHANICAL | PIN; INTERLOCK; FOR J18; 11 KV CB; C00946; EMAIL/WESTINGHOUSE; | ENERGEX | ENERGEX | C00946 | MAINTENANCE STOCK
000032955 | BARRIER, ELECTRICAL | BARRIER; ARC SHUTE;(LARGE); TYPE M REINHAUSEN; C00944; MANUFACTURED BY POWERLINK; | ENERGEX | ENERGEX | C00944 | MAINTENANCE STOCK
000032954 | GAUGE. | GAUGE; #1112; MOVING CONTACT PROFILE; JB424; KIT 30; GEC/AEI; C00940; | ENERGEX | ENERGEX | C00940 | MAINTENANCE STOCK
000032953 | RESISTOR | RESISTOR; 50 RJ; 50 OHM; 25W WIREWOUND; IRH; C00929; | ENERGEX | ENERGEX | C00929 | MAINTENANCE STOCK
000032952 | CHARGER,BATTERY | GEAR; CHARGING; 1KV CB TYPE VK; NULEC/ TOSHIBA; C00928; | ENERGEX | ENERGEX | C00928 | MAINTENANCE STOCK
000032951 | SEAL, PLAIN | SEAL; FLA; KOK-TC12463; AEI; SD 528 OLTC; FOR MOTOR DRIVE HANDLE; KIT 48; C00920; | ENERGEX | ENERGEX | C00920 | MAINTENANCE STOCK
000032950 | CLUTCH | GEAR; CLUTCH; FOR 11 KV CB; TYPE VK; C00916; NULEC/ TOSHIBA; | ENERGEX | ENERGEX | C00916 | CURRENT
000032949 | CONTACT,ELECTRICAL | FOR FIXED CONTACT; TOOL #1113; SPRING COMPRESSION; JB 424; CB AEI; C00914; | ENERGEX | ENERGEX | C00914 | MAINTENANCE STOCK
000032948 | SEAL, PLAIN | GEC; FGI; SEAL; TOP COVER; 110 KV; PART # R508065/338; C00907; | ENERGEX | ENERGEX | C00907 | MAINTENANCE STOCK
000032947 | CONTACT,ELECTRICAL | CONTACT; MOVING; TYPE D4 XD; 11 KV OCB; SUPPLIED BY S/WALES; C00898; | ENERGEX | ENERGEX | C00898 | MAINTENANCE STOCK
000032946 | RING,RETAINING. | RING; BACK UP; GEC; FGI; 110 KV; S/GEAR; PART # R508075/131; C00897; | ENERGEX | ENERGEX | C00897 | MAINTENANCE STOCK
000032945 | CONTACT,ELECTRICAL | CONTACT; MOVING; BRASS; S/WALES; 11 KV WITH THREADED HOLE IN BASE; C00896; | ENERGEX | ENERGEX | C00896 | MAINTENANCE STOCK
000032944 | CONTACT,ELECTRICAL | CONTACT; ASSEMBLY; COMPLETE; MOVING; S/WALES; 11 KV; C00895; | ENERGEX | ENERGEX | C00895 | MAINTENANCE STOCK
000032943 | NUT,SELF-LOCKING,HEXAGON. | LOCKNUT; SQUARE DRIVE; FOR S/WALES; 11KV FIXED CONTACT; TYPE C79; C00894; | ERGON | ERGON ENERGY | C00894 | MAINTENANCE STOCK
000032942 | RING,RETAINING. | RING; SECURING; FOR S/WALES; 11 KV FIXED CONTACT CLUSTER; TYPE CARD C79; TYPE CL-2; C00893; | ENERGEX | ENERGEX | C00893 | MAINTENANCE STOCK
000032941 | O-RING | O-RING; GEC 110 KV S/GEAR; FGI; PART # R508065/131; C00891; | ENERGEX | ENERGEX | C00891 | MAINTENANCE STOCK
000032990 | TRANSFORMER,VOLTAGE | POCKET, EARTHING TRANSFORMER; TEMPERATURE PROBE; C00889; | ERGON | ERGON ENERGY | C00889 | MAINTENANCE STOCK
000032989 | CONTACT,ELECTRICAL | CONTACT; DASH POT; 4 HOLE; WESTINGHOUSE; 345 GC; C00888B | ENERGEX | ENERGEX | C00888B | MAINTENANCE STOCK
000032988 | CONTACT,ELECTRICAL | CASTING; FOR FIXED CONTACTS; ALIMINIMUM HOUSING; JB424; 33 KV CB; SUPPLIED BY GEC; C00887; | ENERGEX | ENERGEX | C00887 | MAINTENANCE STOCK
000032987 | CONTACT,ELECTRICAL | CONTACT; AUXILLARY; D4X1 ETC; 11 KV CB; C00885; S/WALES; | ENERGEX | ENERGEX | C00885 | MAINTENANCE STOCK
000032985 | BUSHING | BUSHING; ALUMINIUM; CAP; AEI; JB424; C00883; | ENERGEX | ENERGEX | C00883 | MAINTENANCE STOCK
000032984 | O-RING | O RING; ACTUATOR COLUMN; GEC FGI 110 KV S/GEAR; PART # R508065/312; C00882; | ENERGEX | ENERGEX | C00882 | MAINTENANCE STOCK
000032983 | CONTACT,ELECTRICAL | CONTACT; CIRCLIP; FOR MALE AND FEMALE CONTACTS; 11 KV SERIES 3 OLX AUXILLARY BOARD; D4X-D8X; AS WELL AS S/WALES; C00879; | ENERGEX | ENERGEX | C00879; | MAINTENANCE STOCK
000032982 | CONTACT,ELECTRICAL | CONTACT; MALE; AUXILLARY BOARD; 11KV SERIES 3 OLX; SUPPLIED BY E/E; C00878; AREVA PART # 422-484 AND 106-737 CIRCLIP | ENERGEX | ENERGEX | C00878 | MAINTENANCE STOCK
000032966 | BREATHER | BREATHER; HAWKE; SPARE TUBE; 385MMX OD 200MM X 190 MM X 4MM THICK; C00972; | ENERGEX | ENERGEX | C00972 | MAINTENANCE STOCK
000032986 | CONTACT,ELECTRICAL | CONTACT; BUNG; FOR FINS/ TRANSFORMER; C00884; | ENERGEX | ENERGEX | C00884 | MAINTENANCE STOCK
000023149 | SPLICE,CONDUCTOR | SPLICE FULL TENSION; TO SUIT HENDRIX; 7 NO.6 AW MESSENGER WIRE; REQUIRED FOR CBT-MFD 33KV FEEDER PROJECT; | BRITECH | BRI-TECH PTY LTD | HENDRIX MS-4128 | CURRENT
000030225 | CABINET,ELEC EQUIP | CABINET OLTC MECHANISM; MODEL ED100S; USED FOR OLTC TYPE - V111 350D; 23 TAP; | REINHAUS | REINHAUSEN (AUST) PL | V111 350D | MAINTENANCE STOCK
000030226 | CABINET,ELEC EQUIP | MODEL ED100S; USED FOR OLTC TYPE - M111 600Y; 21 TAP; OLTC MECHANISM; | REINHAUS | REINHAUSEN (AUST) PL | M111 600Y | MAINTENANCE STOCK
000030228 | BUSHING | MODEL - OTXF 146/650/630; CONTRACT - C118/80; 132KV BUSHING FOR TRANSFORMER AT SSNVL &SSCLD; | ABB | ABB FAN PTY LTD | OTXF 146/650/630 | MAINTENANCE STOCK
000030227 | BUSHING | GAS INSULATED SWITCHGEAR; 100V OVERHEAD BUSHING; TYPE - BAK212LL; CONTRACT C52/80; | FUJI |  | TYPE - BAK212LL | MAINTENANCE STOCK
000030229 | OLTC MECHANISM | MODEL - DIAL; | ENERGEX | ENERGEX | N/A | MAINTENANCE STOCK
000030230 | OLTC MECHANISM | MODEL - AT315,44/300 CF3; 15 TAPS; | ENERGEX | ENERGEX | N/A | MAINTENANCE STOCK
000030231 | OLTC MECHANISM | MODEL - AT321.44/300 CF3; 21 TAPS; | ENERGEX | ENERGEX | N/A | MAINTENANCE STOCK
000030232 | OLTC MECHANISM | MODEL - S21AX2T; 15 TAPS; AEI; | ENERGEX | ENERGEX | N/A | MAINTENANCE STOCK
000020043 | CIRCUIT BREAKER | MCB, 240V AC, 63A, 1P, 10kA, D-Curve, Rail Mount, Special Purpose, Pack of 1 | NHP | NHP ELECTRICAL ENGINEERING | DTM10163D | CURRENT
000020043 | CIRCUIT BREAKER | MCB, 240V AC, 63A, 1P, 10kA, D-Curve, Rail Mount, Special Purpose, Pack of 1 | NHP | NHP ELECTRICAL ENGINEERING | DTCB10163D | CURRENT
000020039 | TRANSFORMER,CURRENT | POST TYPE; OUTDOOR; 36KV;3000 AMP;31.5KA CORES1-2, 1000/1 AMP 0.1PX350 R3.5;CORE3 1500/1AMP15VACLASS0.2 EXT 200%;CORE 4-5; 2000/1600/1AMP0.1PX1280R6.4 ON1600/1AMP; | SCHNEDER | SCHNEIDER PTY LTD | TYPE GIF 36-68 | PURCHASE AS REQUIRED
000033130 | BOLT,MACHINE | BOLT; PIVOT ; BRASS; CB MECHANISM RESET; SOUTH WALES; C4 X 1; 11 KV CB; C01278; | ENERGEX | ENERGEX | C01278 | MAINTENANCE STOCK
000033120 | PIN,TIE | PIN; MAIN SHAFT TO OPERATING MECHANISM; FOR USE WITH CIRCLIP #C1290A; JB424; 33KV; CB C01271; | ENERGEX | ENERGEX | C01271 | MAINTENANCE STOCK
000033037 | SPRING,CHARGE | SPRING; CAM SWITCH; FOR FULLER 'F'; OLTC; C00964; | ENERGEX | ENERGEX | C00964 | MAINTENANCE STOCK
000033078 | O-RING | O RING; 3/16" MATERIALS; C01163; | ENERGEX | ENERGEX | C01163 | MAINTENANCE STOCK
000033079 | O-RING | O RING; 1/4" MATERIAL; C01164; | ENERGEX | ENERGEX | C01164 | MAINTENANCE STOCK
000033080 | O-RING | O RING; 5/16" MATERIAL; C01165; | ENERGEX | ENERGEX | C01165 | MAINTENANCE STOCK
000033081 | O-RING | O RING; 3/8" MATERIAL; C01166; | ENERGEX | ENERGEX | C0116 | MAINTENANCE STOCK
000033082 | BREATHER | 33 KV ; CONSISTS OF BREATHER FITTING; TOP PIPE FITTING; C01181; | ERGON | ERGON ENERGY | C01181 | MAINTENANCE STOCK
000033083 | COIL,ELECTRICAL | TYPE: ELECTRICAL RATING: SPECIAL FEATURES: MANUFACTURERS DATA: | ENERGEX | ENERGEX | C01186 | MAINTENANCE STOCK
000033084 | EXTENSION SHAFT | SHAFT; IDLER GEAR; FOR ATL SD528; STANDARD SIZE 19MM; C01187; | ERGON | ERGON ENERGY | C01187 | MAINTENANCE STOCK
000033085 | EXTENSION SHAFT | SHAFT; IDLER; GEAR; FOR ATL SD528; OLTC; OVERSIZE 20MM; C01188; | ERGON | ERGON ENERGY | C01188 | MAINTENANCE STOCK
000033086 | LOCKOUT DEVICE | Lock, Packing, Garlock, Non Asbestos, for Gate Valves, 6.5mm, Style PM2 | ENERGEX | ENERGEX | C01189 | MAINTENANCE STOCK
000033087 | GAUGE. | GAUGE CLASS; FERRANTI; OLTC; C01190; | ERGON | ERGON ENERGY | C01190 | MAINTENANCE STOCK
000033088 | BREATHER | TUBE; BREATHER; TO SUIT 33 KV CTY; C1181; ID 69MM X OD 75MM X 3MM THICK; 292MM LONG; C01191; | ENERGEX | ENERGEX | C01191 | MAINTENANCE STOCK
000033089 | CONTACT,ELECTRICAL | CONTACT; FIXED; FDE; OLTC; ENGLISH SLECTRIC; 51 PER OLTC; KIT 71; C01192; | ERGON | ERGON ENERGY | C01192 | MAINTENANCE STOCK
000033090 | CONTACT,ELECTRICAL | CONTACT; MOVING; 130MM LONG; FOR ENGLISH ELECTRIC FDE OLTC; 6 PER OLTC; C01193; | ERGON | ERGON ENERGY | C01193 | MAINTENANCE STOCK
000033091 | CONTACT,ELECTRICAL | CONTACT; MOVING; 110MM LONG; FOR ENGLISH ELECTRIC; FDE; OLTC; 6 PER OLTC; C01194; | ERGON | ERGON ENERGY | C01194 | MAINTENANCE STOCK
000033092 | COIL,ELECTRICAL | COIL; TRIP; 30V; 33KV; CB; 1100T 20 SWG; FOR GEC OD6; C01195; | ENERGEX | ENERGEX | C01195 | MAINTENANCE STOCK
000033093 | CONTACT,ELECTRICAL | ROLLER; CROMPTON PARKINSON; OLTC; C01196; | ENERGEX | ENERGEX | C01196 | MAINTENANCE STOCK
000033094 | OLTC MECHANISM | BRAID; DIAL ; OLTC; ENGLISH ELECTRIC; C01197; | ENERGEX | ENERGEX | C01197 | MAINTENANCE STOCK
000033095 | CONTACT,ELECTRICAL | CONTACT; MOVING TIPS; GEC; OD 6/ OD 7 33 KV CB; C01204; | ERGON | ERGON ENERGY | C01204 | MAINTENANCE STOCK
000033096 | CONTACT,ELECTRICAL | BLOCK; CLAMPING; MOVING CONTACT; AEI; LGIC 44; 33 KV CB; C01208; | ENERGEX | ENERGEX | C01208 | MAINTENANCE STOCK
000033097 | PIN,TIE | PIN; FOR TRIP BAR ASSEMBLY; AEI; JB 424; 33KV; C01209; | ENERGEX | ENERGEX | C01209 | MAINTENANCE STOCK
000033098 | SPRING,CHARGE | SPRING MECHANISM MODIFICATION; MA4; CONSISTING OF 3 BEARINGS; 2 SPRINGS; 1 PIN; SEE C512 ENERGY UNIT; C01210; | ENERGEX | ENERGEX | C01210 | MAINTENANCE STOCK
000033099 | RELAY,ELECTROMAGNETIC | RELAY; CHANGEOVER; REINHAUSENTYPEMA2/4: MOTOR DRIVE (REPLACES MERCURY TIPPERS); C01212; | ENERGEX | ENERGEX | C01212 | MAINTENANCE STOCK
000033100 | SPRING,CHARGE | COIL; SPRING RELEASE; 110V DC; 33KV CB; AEI; LGIC 44; C01213; | ENERGEX | ENERGEX | C01213 | MAINTENANCE STOCK
000033101 | SPRING,CHARGE | COIL; SPRING RELEASE; 30V DC; AEI; LGIC 44; 750T; 0.71MM GAUGE; C01214; | ENERGEX | ENERGEX | C01214 | MAINTENANCE STOCK
000033102 | COIL,ELECTRICAL | COIL; CLOSING CONTACTOR; 33 KV OCB; 30V DC; AEI; LGIC 44; C01215; | ENERGEX | ENERGEX | C001215 | MAINTENANCE STOCK
000033103 | COIL,ELECTRICAL | COIL; CLOSING CONTACTOR; 33KV; OCB; 110V DC; AEI; LGIC 44; C01216; | ENERGEX | ENERGEX | C01216 | MAINTENANCE STOCK
000033104 | BOLT,MACHINE | BOLT; FOR CONTACT COVER; 33 KV; OCB/CB; 345 GC; WESTINGHOUSE; C01228; | ENERGEX | ENERGEX | C01228 | MAINTENANCE STOCK
000033105 | RESISTOR | RESISTOR; TRANSITION; 25 OHMS; AEI; TYPE L; OLTC; C01229; | ENERGEX | ENERGEX | C01229 | MAINTENANCE STOCK
000033106 | RESISTOR | RESISTOR; TRANSITION; 21 OHMS; AEI; TYPE L; OLTC; C01230; | ENERGEX | ENERGEX | C01230 | MAINTENANCE STOCK
000033107 | RELAY,ELECTROMAGNETIC | RELAY; 24V; ANTI PUMPING; EMAIL OS15; C01234; | ENERGEX | ENERGEX | C01234 | MAINTENANCE STOCK
000033108 | BEARING,ROLLER,SEALED | BEARING; LATCH CLOSING; AEI; LGIC 44; 33 KV CB; C01239: | ENERGEX | ENERGEX | C01239 | MAINTENANCE STOCK
000033109 | COIL,ELECTRICAL | COIL; CONTACTOR CLOSING; 110V DC; AEI; BVRP4; 11 KV CB; 9230T OF.07: C01242; | ENERGEX | ENERGEX | C01242 | MAINTENANCE STOCK
000033110 | COIL,ELECTRICAL | COIL; TRIP ASSEMBLY; AEI; 11KV; BVRP 4; 30V DC; C01243; | ENERGEX | ENERGEX | C01243 | MAINTENANCE STOCK
000033111 | SCREW,MACHINE | CSREW; COUNTER SUNK; FIXED CONTACT; SUIT FULLER; TYPE F; OLTC; 1 1/2" X 5/16";BSF; A/KEY HEAD; C01258; | ENERGEX | ENERGEX | C01258 | MAINTENANCE STOCK
000033112 | SCREW,MACHINE | SCREW; CHEESE HEAD; FIXED CONTACT; FULLER TYPE F; OLTC; C01259; | ENERGEX | ENERGEX | C01259 | MAINTENANCE STOCK
000033113 | CONTACT,ELECTRICAL | NUT; 5/16" BSF NYLOCK; FULLER TYPE F ; OLTC; FOR FIXED CONTACT; C01259A; | ENERGEX | ENERGEX | C01259A | MAINTENANCE STOCK
000033114 | SCREW,MACHINE | SCREW; CHEESE HEAD; 2BA; FULLER TYPE F; OLTC; MOVING CONTACT; C01260; | ENERGEX | ENERGEX | C01260 | MAINTENANCE STOCK
000033115 | CAPACITOR. | CAPACITOR; MOTOR START; GEC JB424; 33 KV CB; CAPACITOR 55 MICRO FARADS; C01263; | ENERGEX | ENERGEX | C01263 | MAINTENANCE STOCK
000033116 | GAUGE,GLASS | GLASS; GAUGE; OIL LEVEL; LUCY 11KV RMU; HEX SHAPED; (THREADED); C01265; | ENERGEX | ENERGEX | C01265 | MAINTENANCE STOCK
000033117 | SEAL, PLAIN | SEAL; CT; BUSHING; FOR ENGLISH ELECTRIC; 8MM HOLE; NITRILE CONE SEAL (TYPE 1); C01266; | ENERGEX | ENERGEX | C01266 | MAINTENANCE STOCK
000033118 | SEAL, PLAIN | SEAL; CT; BUSHING; 8MM HOLE; TYPE 3; FOR ENGLISH ELECTRIC; C01267; | ENERGEX | ENERGEX | C01267 | MAINTENANCE STOCK
000033119 | OLTC MECHANISM | BELT; DRIVE; RUBBER; FOR SEQUENCING SWITCH MOTOR DRIVE CABINET; FDE OLTC MECHANISM; PART# 160XL037; C01270; | ENERGEX | ENERGEX | C01270 | MAINTENANCE STOCK
000033121 | PIN,TIE | PIN; MAIN SHAFT TO OPEARTING MECHANISM; (LARGE); FOR USE WITH CIRCLIP #C1290A; JB 424 33 KV CB; C01271A; | ERGON | ERGON ENERGY | C01271A | MAINTENANCE STOCK
000033122 | CONTACT,ELECTRICAL | CONTACT; SPACER FOR PALLET SWITCH; BAKELITE; 18MM LONG X 19MM WIDE; WESTINGHOUSE J18; 11KV CB; C01272; | ENERGEX | ENERGEX | C01272 | MAINTENANCE STOCK
000033123 | ROD,EARTH | ROD; THREADED NYLON; 5/16" WW X 2" LONG; CO1273; | ENERGEX | ENERGEX | C01273 | MAINTENANCE STOCK
000033124 | NUT, PLAIN, CASTELLATED, HEXAGON | NUT; NYLON; 5/16"; WW; 4 PER OLTC; C01274; | ENERGEX | ENERGEX | C01274 | MAINTENANCE STOCK
000033125 | SEAL, PLAIN | SEAL; DOOR; RUBBER INSERT; 25MM WIDE X 7MM BEAD; C01275; | ENERGEX | ENERGEX | C01275 | MAINTENANCE STOCK
000033126 | CONTACT,ELECTRICAL | CONTACT; PALLET SWITCH; 25MM WIDE (SMALL); AEI; LGIC 44; C01276; | ENERGEX | ENERGEX | C01276 | MAINTENANCE STOCK
000033127 | CONTACT,ELECTRICAL | CONTACTL PALLET SWITCH; 25MM WIDE; (LARGE); AEI; LGIC 44; C01276A; | ENERGEX | ENERGEX | C01276A | MAINTENANCE STOCK
000033128 | CONTACT,ELECTRICAL | CONTACT; PALLET SWITCH; 25MM WIDE; (NARROW; AEI; LGIC 44; C01276B; | ENERGEX | ENERGEX | C01276B | MAINTENANCE STOCK
000033129 | CONTACT,ELECTRICAL | CONTACT; CLUSTER STALK; 25MM; REUROLLE 400 AMP; C01277; | ENERGEX | ENERGEX | C01277 | MAINTENANCE STOCK
000032206 | JOINT,ELECTRICAL POWER CABLE | JOINT ELECTRICAL POWER CABLE; 110KV; 500MM2; SINGLE CORE; OIL FILLED; STRAIGHT JOINT; PIRELLI; EX NON STOCK 6756 OLD F781; | ENERGEX | ENERGEX | N/A | STRATEGIC SPARE
000032203 | JOINT,ELECTRICAL POWER CABLE | JOINT ELECTRICAL POWER CABLE; 33KV; UP TO 185MM2; 3 CORE; OIL FILLED; STRAIGHT JOINT; POSSIBLY SUIT 300MM2; | ENERGEX | ENERGEX | N/A | STRATEGIC SPARE
000032204 | JOINT,ELECTRICAL POWER CABLE | 33KV; TRANSITION JOINT; 3CORE; OILFILLED STOP JOINT TO PLY STRAIGHT JOINT; C.U. TO C.U. 3 CRATES MAKES COMPLETE KIT | ENERGEX | ENERGEX | N/A | STRATEGIC SPARE
000032205 | JOINT,ELECTRICAL POWER CABLE | 110KV; 500MM2; SINGLE CORE; OIL FILLED; STOP JOINT; PIRELLI EX NON STOCK 6753; OLD F781; | ENERGEX | ENERGEX | N/A | STRATEGIC SPARE
000033146 | CLAMP,ELECTRICAL | CLAMP; PAIRS; PLASTIC; NULEC; 11KV/ S/GEAR; C01304; | ENERGEX | ENERGEX | C01304 | MAINTENANCE STOCK
000033145 | CLAMP,ELECTRICAL | CLAMP; FULL; PLASTIC; NULEC; 11KV SWITCH GEAR; C01303; | ENERGEX | ENERGEX | C01303 | MAINTENANCE STOCK
000033142 | WASHER,FLAT | WASHER; PACKING; FOR MECHANISM SOLENOID; LGIC 44; AEI; 33KV CB; C01301; | ENERGEX | ENERGEX | C01301 | MAINTENANCE STOCK
000033143 | PIN,TIE | PIN; ROLL; SPRING RELEASE MECHANISM; SOUTH WALES; 11KV CB; FOR LOCATING ITEM 13; C01300; | ENERGEX | ENERGEX | C01300 | MAINTENANCE STOCK
000033144 | SPRING,CHARGE | SWITCH; MICRO; SPRING RELEASE MECHANISM; SOUTH WALES; 11KV CB; PART # CT2Q-A2; C01299; | ENERGEX | ENERGEX | C01299 | MAINTENANCE STOCK
000033141 | SPRING,CHARGE | SPRING; TRIP BAR RETURN; GEC JB 424 33KV CB; C01297; | ENERGEX | ENERGEX | C01297 | MAINTENANCE STOCK
000033140 | SWITCHGEAR,TRANSFORMER | ORIFACE; SWITCHGEAR; REYROLLE; LMT; C01293; | ENERGEX | ENERGEX | C01293 | MAINTENANCE STOCK
000033139 | GAUGE,GLASS | GAUGE; GLASS; WESTINGHOUSE 345 GC; 33KV CB; C01292; | ENERGEX | ENERGEX | C01292 | MAINTENANCE STOCK
000033138 | FUSE,CARTRIDGE | LINK; FUSE; 25 LET; 240V AC; SEMI CONDUCTOR PROTECTION; C01291; | ENERGEX | ENERGEX | C01291 | MAINTENANCE STOCK
000033136 | CONTACT,ELECTRICAL | CIRCLIP; FOR PIN MAIN SHAFT TO OPERATING MECHANISM; JB424; PIN # C01271; GEC/AEI; C01290; | ENERGEX | ENERGEX | C01290 | MAINTENANCE STOCK
000033137 | CONTACT,ELECTRICAL | CIRCLIP; FOR PIN; MAIN SHAFT TO OPERATING MECHANISM; FOR USE WITH PIN # C0127A; C01290A; | ENERGEX | ENERGEX | C01290A | MAINTENANCE STOCK
000033149 | CONTACT,ELECTRICAL | FOOT; BUSHING; WITH FIXED CONTACTS; CENTRE PHASE; AEI; JB424; 33KV CB; C01310; | ENERGEX | ENERGEX | C01310 | MAINTENANCE STOCK
000033150 | CONTACT,ELECTRICAL | BAR; LIFTING; MOVING CONTACTS; (TIMBER); AEI; JB 424; 33KV CB; C01311; | ENERGEX | ENERGEX | C01311 | MAINTENANCE STOCK
000033151 | CONTACT,ELECTRICAL | FOOT; BUSHING; MOVING CONTACTS; BRASS; AEI; JB 424; 33KV CB; OUTER PHASE; C01312; | ENERGEX | ENERGEX | C01312 | MAINTENANCE STOCK
000033152 | RELAY,ELECTROMAGNETIC | RELAY; PHASE SEQUENCE; FOR VACUUM PUMPS; WITH B3 PHASE ENGINES; 440V; C01313; | ENERGEX | ENERGEX | C01313 | MAINTENANCE STOCK
000033153 | SPRING,CHARGE | SPRING; HINGE; JB 424; 33KV; CB; AEI; C01314; | ENERGEX | ENERGEX | C01314 | MAINTENANCE STOCK
000033157 | NUT, PLAIN, CASTELLATED, HEXAGON | NUT; FOR HINGE SPRING; AEI; JB 424; 33KV CB; C01315; | ENERGEX | ENERGEX | C01315 | MAINTENANCE STOCK
000033158 | SCREW,MACHINE | GRUB SCREW; 5/16" X 1" LONG; FOR KIT 18A; 18B; C01333; | ENERGEX | ENERGEX | C01333 | MAINTENANCE STOCK
000033159 | COIL,ELECTRICAL | LINK; REVERSE TRIP; AEI; LGIC 44; OCB; C01336; | ENERGEX | ENERGEX | C01336 | MAINTENANCE STOCK
000033154 | COIL,ELECTRICAL | COIL; CLOSING; 30 VOLT; REYROLLE LMVP SWITCHGEAR; C04007; | REYROLLE |  | 86693046 | MAINTENANCE STOCK
000033155 | COIL,ELECTRICAL | COIL; TRIP; 30 VOLT; REYROLLE LMVP SWITCHGEAR; C04008; | REYROLLE |  | C04008 | MAINTENANCE STOCK
000033156 | MOTOR AND GEARBOX | MOTOR; 30 VOLT; REYROLLE LMVP SWITCHGEAR; C04009; | REYROLLE |  | 866P869 | MAINTENANCE STOCK
000032991 | COVER,ACCESS | COVER; INDICATOR GLASS; W/HOUSE 345GC; 33 KV CB; C00991; | ENERGEX | ENERGEX | C00991 | MAINTENANCE STOCK
000023150 | BACKING BOARD,METER | Type 'X' Meter Panel, 200 x 250 x 6mm, Insulation Panel, for Network Meter Installation & Replacement | INSULECT | INSULECT AUSTRALIA PL | 613060 200 X 250 X 6MM | CURRENT
000023150 | BACKING BOARD,METER | Type 'X' Meter Panel, 200 x 250 x 6mm, Insulation Panel, for Network Meter Installation & Replacement | APPROD | AUSTRALIAN PANEL PRODUCTS | N/A | CURRENT
000033148 | CLAMP,ELECTRICAL | CLAMP; CABLE GLAND; BRASS; NULEC; 11 KV S/GEAR; C01305; | ENERGEX | ENERGEX | C01305 | MAINTENANCE STOCK
000033054 | SWITCH,PUSH | BUTTON; PUSH; 11OV DC; PANEL MONUTED; C01121; | ENERGEX | ENERGEX | C01121 | MAINTENANCE STOCK
000033048 | CONTACT,ELECTRICAL | CONTACT; MOVING ROLLER; FERRANTI OLTC DS2; C01113; | ENERGEX | ENERGEX | C01113 | MAINTENANCE STOCK
000033049 | CONTACT,ELECTRICAL | CONTACT; MOVING MAIN; FERRANTI DS2; C01114; | ENERGEX | ENERGEX | C01114 | MAINTENANCE STOCK
000033049 | CONTACT,ELECTRICAL | CONTACT; MOVING MAIN; FERRANTI DS2; C01114; | SBA | SBA AMALGAMATED PTY LTD | C01114 | MAINTENANCE STOCK
000033051 | CONTACT,ELECTRICAL | CONTACT; FIXED; COMPLETE WITH ROLLER; FERRANTI; DS2; C01116; | ENERGEX | ENERGEX | C01116 | MAINTENANCE STOCK
000033052 | GASKET | GASKET; FIXED; MAIN; BARRIER BOARD; FERRANTI; DS2; C01117; | ENERGEX | ENERGEX | C01117 | MAINTENANCE STOCK
000033053 | HEATER,ELECTRICAL | HEATER; 240V; 25 WATT; HELIOS; ST8; C01119; | ENERGEX | ENERGEX | C01119 | MAINTENANCE STOCK
000033055 | CONTACT,ELECTRICAL | CONTACT; STALK CLUSTER; WESTINGHOUSE J18 OCB; C01122; | ENERGEX | ENERGEX | C01122 | MAINTENANCE STOCK
000033056 | CONTACT,ELECTRICAL | CONTACT; TRUNKING; WESTINGHOUSE; J18 OCB; C01123; | ENERGEX | ENERGEX | C01123 | MAINTENANCE STOCK
000033057 | HEATER,ELECTRICAL | HEATER; HELIOS 25778; 240V; 120W; C01125; | ENERGEX | ENERGEX | C01125 | MAINTENANCE STOCK
000033058 | CONTACT,ELECTRICAL | CONTACT; MOVING; LEFT; 11 KV ABS; C01126; | ERGON | ERGON ENERGY | C01126 | MAINTENANCE STOCK
000033059 | CONTACT,ELECTRICAL | CONTACT; MOVING; RIGHT; 1KV ABS; C01129; | ERGON | ERGON ENERGY | C01129 | MAINTENANCE STOCK
000033071 | BOLT-NUT | BOLT AND NUT; M5; REINHAUSEN TYPE B; PART # 45003(BOLT); PART # 451237(NUT); C01144; | ENERGEX | ENERGEX | C01144 | MAINTENANCE STOCK
000033070 | WASHER,FLAT | WASHER; FLAT; REINHAUSEN TYPE B; PART # 452358; C01143; | ENERGEX | ENERGEX | C01143 | MAINTENANCE STOCK
000033069 | STRIP,METAL | STRIP; SECURING; REINHAUSEN TYPE B; PART # 021613; C01142; | ENERGEX | ENERGEX | C01142 | MAINTENANCE STOCK
000033068 | STRIP,METAL | STRIP; SECURING; REINHAUSEN TYPE B; PART # 022019; C01140; | ENERGEX | ENERGEX | C01140 | MAINTENANCE STOCK
000033067 | STRIP,METAL | STRIP; SECURING; REINHAUSEN TYPE B; PART # 022018; C01139; | ENERGEX | ENERGEX | C01139 | MAINTENANCE STOCK
000033066 | SPACER,STRAIGHT | SPACER; BAR; STEEL; REINHAUSEN; TYPE B; PART # 021979; C01138; | ENERGEX | ENERGEX | C01138 | MAINTENANCE STOCK
000033065 | SPACER,STRAIGHT | SPACER; TUBE; STEEL; REINHAUSEN TYPE B; PART # 021980; C01137; | ENERGEX | ENERGEX | C01137 | MAINTENANCE STOCK
000033064 | SPACER,STRAIGHT | SPACER; TUBE; STEEL; REINHAUSEN TYPE B; PART # 021984; C01136; | ENERGEX | ENERGEX | C01136 | MAINTENANCE STOCK
000033063 | SPACER,STRAIGHT | SPACER; TUBE; STEEL; REINHAUSEN TYPE B; PART # 021976; C01135; | ENERGEX | ENERGEX | C01135 | MAINTENANCE STOCK
000033062 | SPACER,STRAIGHT | SPACER; TUBE; STEEL; REINHAUSEN TYPE B; PART # 021605; C01134; | ENERGEX | ENERGEX | C01134 | MAINTENANCE STOCK
000033061 | NUT,PLAIN,HEXAGON | NUT; BRASS; FOR SPECIAL TOOL; REINHAUSEN TYPE B; PART # 420685; C01133; | ENERGEX | ENERGEX | C01133 | MAINTENANCE STOCK
000033060 | CONTACT,ELECTRICAL | CONTACT; FIXED; 11KV; ABS; C01130; | ERGON | ERGON ENERGY | C01130 | MAINTENANCE STOCK
000033072 | LINK,TENSION | LINKAGE; OPERATING TIMBER; GEC DDFC-DDFD RMU; C01146; | ENERGEX | ENERGEX | C01146 | MAINTENANCE STOCK
000033073 | OIL PUMP | IMPELLER; JABSCO OIL PUMP; C01148; PART # 17956-0003; | ENERGEX | ENERGEX | C01148 | MAINTENANCE STOCK
000033074 | GEAR, SPUR | GEAR; STEEL; WITH BEVEL GEAR MACHINED ON ONE SIDE; FOEAEI M21A X 4T OLTC; C01149; | ENERGEX | ENERGEX | C01149 | MAINTENANCE STOCK
000033075 | GEAR, SPUR | GEAR; STEEL; BEVEL; AEI; M21A X 4T; OLTC; C01150; | ENERGEX | ENERGEX | C01150 | MAINTENANCE STOCK
000033076 | GEAR, SPUR | GEAR; STEEL; WITH GENEVA WHEEL; AEI M21A X AT OLTC; C01151; | ENERGEX | ENERGEX | C01151 | MAINTENANCE STOCK
000033077 | O-RING | O RING; 1/8" MATERIAL; C01161; | ENERGEX | ENERGEX | C01161 | MAINTENANCE STOCK
000033131 | COIL,ELECTRICAL | COIL; CONTACTOR; GEC; OLX 3; MC 45; 110V DC; C01279; | ENERGEX | ENERGEX | C01279 | MAINTENANCE STOCK
000033132 | PIN,TIE | PIN; FIXING; MICRO SWITCH; OPERATING ROD; JB424; 33 KV CB; C01283; | ENERGEX | ENERGEX | C01283 | MAINTENANCE STOCK
000033133 | SCREW,MACHINE | SCREW; BUCKHOLZ; LOW OIL TRIP DEFEAT; 3/16" WIDE X 1/4" LONG; C01284; | ENERGEX | ENERGEX | C01284 | MAINTENANCE STOCK
000033134 | GAUGE,GLASS | GLASS; TAP POSITION INDICATOR; (PERSPLEX); SD528; C01285; | ENERGEX | ENERGEX | C01285 | MAINTENANCE STOCK
000033135 | BRAID,WIRE | BRAID; 115MM X 5MM; C01286; | ENERGEX | ENERGEX | C01286 | MAINTENANCE STOCK
000033027 | CONTACT,ELECTRICAL | CONTACTOR; 32V DC; BROWN BOVERI; C01079; | ENERGEX | ENERGEX | C01079 | MAINTENANCE STOCK
000033026 | CONTACT,ELECTRICAL | CONTACTOR; MOTOR; ENGLISH ELECTRIC; C01078; | ENERGEX | ENERGEX | C01078 | MAINTENANCE STOCK
000033025 | EXTENSION SHAFT | SHAFT; SOLENOID OPERATING; MAKE FROM BROKEN SAMPLE IF REQUIRED; C01076; | ERGON | ERGON ENERGY | C01076 | MAINTENANCE STOCK
000033024 | CONTACT,ELECTRICAL | CONTACT; DIVERTER; NARROW DIAL; SUIT RG'S AT POSTMANS RIDGE; OLTC; ENGLISH ELECTRIC; C01072; | ERGON | ERGON ENERGY | C01072 | MAINTENANCE STOCK
000033023 | GEAR, SPUR | GEAR; INTERMEDIATE; FOR MA2 MOTOR DRIVE; REINHAUSEN; OLTC; C01069; | ENERGEX | ENERGEX | C01069 | MAINTENANCE STOCK
000033035 | CONTACT,ELECTRICAL | CONTACTOR; 415V; 22 AMP; BROWN BOVERI; CAT # B9; C01093; | ENERGEX | ENERGEX | C01093 | MAINTENANCE STOCK
000033036 | BUSHING | BUSHING; CT; TERMINAL BOX; 33/11 TRANSFORMER; C01095; | ENERGEX | ENERGEX | C01095 | MAINTENANCE STOCK
000033038 | SWITCH, PRESSURE | SWITCH; QUALITROL; PRESSURE RELIEF VALVE; C01100; | INSULECT | INSULECT AUSTRALIA PL | Q415-P73E | MAINTENANCE STOCK
000033039 | PIN,TIE | PIN; RETAINING; FUSE CLIP; LENGTH 50MM; LONG AND CRAWFORD RMU; C01101; | ENERGEX | ENERGEX | C01101 | MAINTENANCE STOCK
000033040 | STRIP,METAL | STRAP; COPPER; FLAT 16MM; FOR SD 528; OLTC; C01102; | ENERGEX | ENERGEX | C01102 | MAINTENANCE STOCK
000033041 | CONTACT,ELECTRICAL | BAR; CONTACT STRIP; WITH MAIN CONTACT POLE; SUPPLIED BY REINHAUSEN; C01103; | ENERGEX | ENERGEX | C01103 | MAINTENANCE STOCK
000033042 | PLATE,IDENTIFICATION | GUIDE; PLATE; REINHAUSEN BIll 100; C01104; | ENERGEX | ENERGEX | C01104 | MAINTENANCE STOCK
000033043 | PLATE,IDENTIFICATION | GUIDE; PLATE; REINHAUSEN; TYPE B lll 100; C01105; | ENERGEX | ENERGEX | C01105 | MAINTENANCE STOCK
000033044 | CONTACT,ELECTRICAL | CONTACT; ASSEMBLY; COMPLETE; REINHAUSEN TYPE B; B 111 100; C01106; | ENERGEX | ENERGEX | C01106 | MAINTENANCE STOCK
000033045 | CONTACT,ELECTRICAL | TRIP LATCH; MECHANISM; GEC DDFD-DDFC RMU; C01108; | ENERGEX | ENERGEX | C01108 | MAINTENANCE STOCK
000033046 | BOLT,MACHINE | BOLT; SPRING CLOSE; HANDLE PIVOT; SOUTH WALES 11KV CB; C01111; | ENERGEX | ENERGEX | C01111 | MAINTENANCE STOCK
000033047 | FUSEHOLDER,BASE & CARRIER | FUSE; SOLENOID PROTECTION; TIS 50; 50 AMP; SUIT WESTINGHOUSE 346; SOUTH WALES; LGIC 44; C01112; | ENERGEX | ENERGEX | C01112 | MAINTENANCE STOCK
000033034 | PIN,TIE | PIN; INDICATOR; QUALITROL; PRESSURE RELIEF VALVE; C01092; | ENERGEX | ENERGEX | C01092 | MAINTENANCE STOCK
000033033 | STRIP,METAL | STRAP; COPPER FOR DIVERTER SWITCH; FIXED CONTACTS; CROMPTON PARKINSON; C01090; | ENERGEX | ENERGEX | C01090 | MAINTENANCE STOCK
000033032 | WASHER,FLAT | WASHER; BRASS; FOR LSA OLTC; MERCURY SEAL; C01089; | ENERGEX | ENERGEX | C01089 | MAINTENANCE STOCK
000033031 | RELAY,ELECTROMAGNETIC | BAKELITE RELAY; MOUNITING; BOARD; CROMPTON PARKINSON; MOTOR UNIT; C01083; | ENERGEX | ENERGEX | C01083 | MAINTENANCE STOCK
000033030 | SPRING,CHARGE | ABSORBER; SPRING ENERGY; FOR LGIC 44; SPRING CLOSE MECHANISM; 33 KV OCB; C01082; | ENERGEX | ENERGEX | C01082 | MAINTENANCE STOCK
000033029 | COIL,ELECTRICAL | COL; TRIP; 11KV CB; 110V DC; SOUTH WALES; C01081; | ENERGEX | ENERGEX | C01081 | MAINTENANCE STOCK
000033028 | SWITCH. | SWITCH; MAINTAINED RELEASE; MAGRININ GALILEO; CB; TYPE GI-E; C30/90; 33 KV; C01080; | ENERGEX | ENERGEX | C01080 | MAINTENANCE STOCK
000032992 | CONTACT,ELECTRICAL | CONTACT ELECTRICAL; TAB LOCKING; REINHAUSEN; B111; PART # 021934; C00995; | ENERGEX | ENERGEX | C00995 | MAINTENANCE STOCK
000032993 | CONTACT,ELECTRICAL | FOR REDUCING CONTACTS; TAB; LOCKING; REINHAUSEN; C00997; | ENERGEX | ENERGEX | C00997 | MAINTENANCE STOCK
000032994 | PIN,TIE | PIN; SHEAR; REINHAUSEN; MA4 MECHANISM; C00998; | ENERGEX | ENERGEX | C00998 | MAINTENANCE STOCK
000032995 | BOLT,MACHINE | BOLT; REINHAUSEN; PART # 450358 B111; C01000; | ENERGEX | ENERGEX | C01000 | MAINTENANCE STOCK
000032996 | BOLT,MACHINE | BOLTL REINHAUSEN; B111; PART # 450355; C01001; | ENERGEX | ENERGEX | C01001 | MAINTENANCE STOCK
000032997 | CONTACT,ELECTRICAL | CONTACTOR; TYPE BBCSLA16; 415V COIL; 240V RAISE; LOWER REINHAUSEN; C01002; | ENERGEX | ENERGEX | C01002 | MAINTENANCE STOCK
000032998 | SPRING,CHARGE | SPRING CHARGE; MOTOR; 240V; 33KV CB; C01004; TOSHIBA; INNOUE-DENKI; | ENERGEX | ENERGEX | C01004 | MAINTENANCE STOCK
000033010 | BRACKET,MOUNTING | BRACKET; BARRIER BOARD; TYPE A; OLTC; FDE; C01037; | ENERGEX | ENERGEX | C01037 | MAINTENANCE STOCK
000033009 | JOINT,ELECTRICAL POWER CABLE | CLAMP; 2 BOLT; STRAIGHT JOINT; OLTC; FDE; C01034; | ENERGEX | ENERGEX | C01034 | MAINTENANCE STOCK
000033008 | SPACER,STRAIGHT | SPACER; BARRIER BOARD; OLTC FDE; C01032; | ENERGEX | ENERGEX | C01032 | MAINTENANCE STOCK
000033007 | TRANSFORMER,CURRENT | TRANSFORMER CURRENT; TYPE WI1-W2; MAKE MESSWANDLER; SUITABLE FOR 500KVA TRANSFORMER; C01030; | ENERGEX | ENERGEX | C01030 | MAINTENANCE STOCK
000033006 | RESISTOR | TRANSITION RESISTOR; FORMER; TYPE AT; TAPCHANGER; MAKE AEI; (SAMPLE ONLY); C01029; | ENERGEX | ENERGEX | C01029 | MAINTENANCE STOCK
000033005 | BRUSH, WIRE, ROTARY WHEEL | WHEEL; DRIVE; TAP CHANGER; AEI; TYPE AT; C01028; | ENERGEX | ENERGEX | C01028 | MAINTENANCE STOCK
000033004 | O-RING | O RING; OD 25MM; MANIFOLD FOR MAGRINI GALILEO; USED IN KIT 96; C01019; | ENERGEX | ENERGEX | C01019 | MAINTENANCE STOCK
000033003 | CONTACT,ELECTRICAL | CONTACT; FIXED (L SHAPED); FULLER; TYPE HS317; OLTC; C01013; | ERGON | ERGON ENERGY | C01013 | MAINTENANCE STOCK
000023151 | TERMINATION,ELECTRICAL POWER CABLE | 36 KV; OUTDOOR; NO VOLTAGE TAP; TO SUIT; TYPE 3 SOCKET; FOR 33 KV 400 SQMM CU; XLPE/LY/HDPE; OLEX PART NO. XNQP28RP001; 3PH SET; | INTERTEC | INTERTECH ENGINEERING PTY LTD | CONNEX 870 330 400 | CURRENT
000033002 | CONTACT,ELECTRICAL | REYROLLE; LMT; VT HIGH VOLTAGE CONTACTS; C01012; | ENERGEX | ENERGEX | C01012 | MAINTENANCE STOCK
000033001 | COIL,ELECTRICAL | COIL; TRIP; SPRING RELEASE; 110V DC; 0.4 X 1400T; INOUE-DENKI; C01007; | ENERGEX | ENERGEX | C01007 | MAINTENANCE STOCK
000033000 | COIL,ELECTRICAL | COIL; TRIP; SPRING RELEASE; 110V DC; 0.4 X 1400T; INOUE-DENKI; C01006; | ENERGEX | ENERGEX | C01006 | MAINTENANCE STOCK
000032999 | COIL,ELECTRICAL | COIL; TRIP; SPRING RELEASE; 32V DC; 0.89 X 780T; INOUE-DENKI; C01005; | ENERGEX | ENERGEX | C01005 | MAINTENANCE STOCK
000033011 | BRACKET,MOUNTING | BRACKET; BARRIER BOARD; TYPE B; OLTC; FDE; C01038; | ENERGEX | ENERGEX | C01038 | MAINTENANCE STOCK
000033012 | BRACKET,MOUNTING | BRACKET; BARRIER BOARD; TYPE C; OLTC; FDE; C01039; | ENERGEX | ENERGEX | C01039 | MAINTENANCE STOCK
000033013 | CONTACT,ELECTRICAL | BLOCK; FIXED CONTACT MOUNTING; OLTC; FDE; C01040; | ENERGEX | ENERGEX | C01040 | MAINTENANCE STOCK
000033014 | CIRCUIT BREAKER | CIRCUIT BREAKER; 1.6 - 2.4 SELECTABLE AMPS; TRIPPING; FOR MA7 MOTOR DRIVE; PART # 3VU1300-1MH00; C01041; | ENERGEX | ENERGEX | C01041 | MAINTENANCE STOCK
000033015 | OLTC MECHANISM | OLTC FDE; BLOCK; MOUNTING; STEEL; C010143; | ENERGEX | ENERGEX | C01043 | MAINTENANCE STOCK
000033016 | SPACER,STRAIGHT | SPACER; FOR BRAIDS; REDUCES TO 6MM; TYPE F; OLTC; FULLER; BRASS; C01046; | ENERGEX | ENERGEX | C01046 | MAINTENANCE STOCK
000033017 | CONTACT,ELECTRICAL | CONTACTS; TRUNKING; WAREHOUSE; SPRING LEAF TYPE; J18 OCB; C01047; | ENERGEX | ENERGEX | C01047 | MAINTENANCE STOCK
000033018 | CONTACT,ELECTRICAL | BLOCK; TRUNKING WAREHOUSE; 11KV OCB; J18; C01048; | ENERGEX | ENERGEX | C01048 | MAINTENANCE STOCK
000033019 | SWITCH. | SWITCH; ROD PALLET; DRIVE; 33 KV; OCB; LGIC; C01054; | ENERGEX | ENERGEX | C01054 | MAINTENANCE STOCK
000033020 | SWITCH. | ROD; PALLET SWITCH; 33KV; OCB; LGIC; C01055; | ENERGEX | ENERGEX | C01055 | MAINTENANCE STOCK
000033021 | CONTACT,ELECTRICAL | BARRIER BOARD; MOVING CONTACT CRADLE; TYPE F; OLTC; FULLER; C01059; | ERGON | ERGON ENERGY | C01059 | MAINTENANCE STOCK
000033022 | CONTACT,ELECTRICAL | ARM; E POXY; MOVING CONTACT; OLTC; FDE; SUPPLIED BY ENGLISH ELECTRIC; C01068; | ENERGEX | ENERGEX | C01068 | MAINTENANCE STOCK
000021036 | REMOTE I/O MODULE | SEL 2505; 48/125 V DC AUX; 48V DC LOGIC INPUTS; SINGLE MODE OPTICAL FIBRE; ST CONNECTOR; | SEL | SCHWEITZER ENGINEERING LABORATORIES INC. | 2505332XX | CURRENT
000020044 | BOX,ELECTRICAL,MULTIAPPLICATION. | REVENUE METERING MARSHALLING BOX; POLYCARBONATE; 558MM (L) X 378MM (W) 150MM (D); INDOOR USE; TERMINALS; COVER SUPPORT; MOUNTING RAIL; TERMINAL COVER; | ERGON | ERGON ENERGY | CCSTD-AR084-01 | CURRENT
000033161 | FERRULE,ELECTRICAL CONDUCTOR | FERRULE; FRICTION FOR REVERSE TRIP LINK; LGIC 44 OCB; AEI; SEE C01336; C01366B; | ENERGEX | ENERGEX | C01366B | MAINTENANCE STOCK
000033162 | PIN,TIE | PIN; PLUNGER SOLENOID; SOUTH WALES; D12X1 11 KV CB; #5 MECHANISM (1200A); C01338; NO DRAWING, MAKE ON SAMPLE; | ENERGEX | ENERGEX | C01338 | MAINTENANCE STOCK
000033163 | SWITCH. | SWITCH; ARM LEVER; ON/OFF INDICATOR; 11 KV GEC; SBV SW; GEAR; C01341; | ENERGEX | ENERGEX | C01341 | MAINTENANCE STOCK
000033164 | SPRING,CHARGE | MOTOR; SPRING CHARGE; FLUROKI; RMU; 24V DC; C01342; | ENERGEX | ENERGEX | C01342 | MAINTENANCE STOCK
000033165 | BRACKET | BRACKET; MICRO SWITCH; FOR SPRING RELEASE MODIFICATION; SOUTH WALES; 11 KV CB; C01343; | ENERGEX | ENERGEX | C01343 | MAINTENANCE STOCK
000033166 | CONTACT,ELECTRICAL | CONTACT; MOVING SELECTOR; 7.5MVA; TRANSFORMER; DIAL; ENGLISH ELECTRIC; C01349; | ENERGEX | ENERGEX | C01349 | MAINTENANCE STOCK
000033167 | CONTACT,ELECTRICAL | CONTACT; FIXED; SELECTOR; DIAL; 7.5MVA TRANFORMER; ENGLISH ELECTRIC; C01350; | ENERGEX | ENERGEX | C01350 | MAINTENANCE STOCK
000033168 | CONTACT,ELECTRICAL | MOVING ROLLER CONTACT;LEFT CRADLE; ATL FULLER "F" OLTC; COMPLETE WITH PIN; C01353;ORDER ALSO SC32555 SC32556; | ENERGEX | ENERGEX | C01353 | MAINTENANCE STOCK
000033169 | GAUGE. | GAUGE #1114; OVERSHOOT STOP SPRING; STALK SET LENGTH; JB424; AEI; C01354; | ENERGEX | ENERGEX | C01354 | MAINTENANCE STOCK
000033170 | SPACER,STRAIGHT | SPACER; MECHANISM; DRIVESHAFT; FULLER "F"; OLTC; C01355; | ENERGEX | ENERGEX | C01355 | MAINTENANCE STOCK
000033160 | SPRING,CHARGE | SPRING FOR REVERSE TRIP LINK; LGIC 44 OCB; AEI; C01336A; | ENERGEX | ENERGEX | C01336A | MAINTENANCE STOCK
000032882 | CONTACT,ELECTRICAL | CONTACT; MOVING; AEI; S21AX2T; C00807; | ERGON | ERGON ENERGY | C00807 | MAINTENANCE STOCK
000023159 | BUSHING | BUSHING INSULATING BOOT; SUITS LBS BUSHINGS; NGK; | NGK | NGK STANGER PTY LTD | 90531 | CURRENT
000023160 | GUARD,ANIMAL | WILDLIFE PROOF COVER; FOR SURGE ARRESTORS ON NGK STANGER LOAD BREAK SWITCH; AS PER DRAWING 95129; 1600MM LONG; 110MM DIAMETER; | NGK | NGK STANGER PTY LTD | 95129 | CURRENT
000021925 | COIL,ELECTRICAL | NILSEN; 48V DC SHUNT TRIP COIL; 415V AC CIRCUIT BREAKERS; | NILSEN |  | NAB1 ACBS | CURRENT
000023092 | MOTOR,DIRECT CURRENT. | 110 125V DC FOR VCB; FOR USE IN SIEMENS 8DA10; 36KV SWGR; SIEMENS TYPE 3AY1711-3E; | SIEMENS | SIEMENS LTD | 3AY1511-3E | STRATEGIC SPARE
000023093 | GAUGE,PRESSURE | AUGE,PRESSURE;SF6;110 KV; SIEMENS TYPE N/A; FOR USE IN SIEMENS 8DA10 36KV SWGR; | SIEMENS | SIEMENS LTD | 9000023933 | STRATEGIC SPARE
000023094 | O-RING | O-RING,SIEMENS TYPE xxxxxxx; SIEMENS TYPE SN 63250-240x 6- NBR; FOR USE IN SIEMENS 8DA10 36KV SWGR; | SIEMENS | SIEMENS LTD | SN 63250-240X 6- NBR | STRATEGIC SPARE
000023095 | BAG,PLASTIC | DESSICANT BAG:SIEMENS; SIEMENS TYPE 58154-GDT70-Vlies250(250g); FOR USE IN SIEMENS 8DA10 36KV SWGR; | SIEMENS | SIEMENS LTD | 58154-GDT70-VLIES | STRATEGIC SPARE
000023096 | GREASE,SPECIAL PURPOSE | GREASE,SPECIAL PURPOSE; SIEMENS TYPE 5000000209; FOR USE IN SIEMENS 8DA10 36KV SWGR; | SIEMENS | SIEMENS LTD | 5000000209 | STRATEGIC SPARE
000023097 | BRUSH | BRUSH;SIEMENS TYPE 5820000004; FOR USE IN SIEMENS 8DA10 36KV SWGR | SIEMENS | SIEMENS LTD | 5820000004 | CURRENT
000023098 | BOLT,MACHINE | BUS BOLTS AND INSULATING CAPS; SIEMENS TYPE 86282883; FOR USE IN SIEMENS 8DA10 36KV SWGR; | SIEMENS | SIEMENS LTD | 86282883 | CURRENT
000023099 | BOLT,MACHINE | BOLTS BUSBAR HOUSING SECURING; SIEMENS TYPE 86282863; FOR USE IN SIEMENS 8DA10 36KV SWGR | SIEMENS | SIEMENS LTD | 86282863 | STRATEGIC SPARE
000023100 | KIT,WIRING | WIRING KIT; TERMINAL AND PLUG KIT; SIEMENS TYPE 73012103; FOR USE IN SIEMENS 8DA10 36KV SWGR; | SIEMENS | SIEMENS LTD | 73012103 | STRATEGIC SPARE
000023101 | KIT, TERMINATION | TERMINATION 2X S3 AND 1X S2 WITH CONTACT BOLT; (LENGTH = 177 MM); SIEMENS TYPE 86361263 + 86118150; FOR USE IN SIEMENS 8DA10 36KV SWGR; | SIEMENS | SIEMENS LTD | 73012103 | STRATEGIC SPARE
000023102 | KIT,RETROFIT. | WITHOUT MOTOR CONTROL UNIT; THREE POSITION SWITCH; OPERATING MECHANI WITH WIRING;SIEMENSTYPE86369683+86721243 FOR USE IN SIEMENS 8DA10 36KV SWGR; | SIEMENS | SIEMENS LTD | 86369683 + 86721243 | CURRENT
000023103 | KIT,RETROFIT. | OPERATING MECHANISM;BOX FOR EARTH SWITCH;SIEMENS TYPE 86288723; FOR USE IN SIEMENS 8DA10 36KV SWGR; | SIEMENS | SIEMENS LTD | 86288723 | CURRENT
000023104 | TESTER,INDICATOR | CAPACITIVE VOLTAGE INDICATOR; TYPE CAPDIS S2+; FOR USE IN SIEMENS 8DA10 36KV SWGR; | SIEMENS | SIEMENS LTD | 8DX4002-2SA01 | PURCHASE AS REQUIRED
000023105 | MOTOR,DIRECT CURRENT. | MOTOR SPRING CHARGE;110 V DC; SIEMENS TYPE 8210103; FOR USE INSIEMENS 8DN8 145KV INDOOR SWG; | SIEMENS | SIEMENS LTD | 8210103 | STRATEGIC SPARE
000023106 | KIT,RETROFIT. | SPRING CHANRGED OPERATING MECHANISM; W/O MOTOR AND CONTROL UNIT; SIEMENS TYPE 8210102; FOR USE IN SIEMENS 8DN8 145KV INDOOR SWGR; | SIEMENS | SIEMENS LTD | 8210102 | STRATEGIC SPARE
000023107 | CONTACT,ELECTRICAL | CONTACTS; COMPLETE FIXED AND MOVING ASSEMBLY; SIEMENS TYPE 8210101; FOR USE IN SIEMENS 8DN8 145KV INDOOR SWITCHGEAR; | SIEMENS | SIEMENS LTD | 8210101 | CURRENT
000023108 | DISK, PRESSURE RELIEF | PRESSURE RELIEF DISC; CB; SIEMENS TYPE 8210111; FOR USE IN SIEMENS 8DN8 145KV INDOOR SWITCHGEAR; | SIEMENS | SIEMENS LTD | 8210111 | STRATEGIC SPARE
000023109 | GAUGE,PRESSURE | DENSITY MONITOR; CB; SIEMENS TYPE 8210110; FOR USE IN SIEMENS 8DN8 145KV INDOOR SWITCHGEAR; | SIEMENS | SIEMENS LTD | 8210110 | STRATEGIC SPARE
000023110 | CONTACT,ELECTRICAL | 3 POSITION OPERATING MECHANISM; SIEMENS TYPE 8210508; FOR USE IN SIEMENS 8DN8 145KV INDOOR SWITCHGEAR; | SIEMENS | SIEMENS LTD | 8210508 | STRATEGIC SPARE
000023111 | MOTOR,DIRECT CURRENT. | MOTOR, OPERATING MECANISM; 110V DC; SIEMENS TYPE 8210502; FOR USE IN SIEMENS 8DN8 145KV INDOOR SWITCHGEAR; | SIEMENS | SIEMENS LTD | 8210502 | STRATEGIC SPARE
000023112 | CONTACT. | CONTACTS; TO SUIT SINGLE POLE DISCONNECT SWITCH; SIEMENS TYPE 8210301; FOR USE IN SIEMENS 8DN8 145KV INDOOR SWITCHGEAR; | SIEMENS | SIEMENS LTD | 8210301 | STRATEGIC SPARE
000023113 | CONTACT. | CONTACTS; TO SUIT SINGLE POLE EARTH SWITCH; SIEMENS TYPE 8210302; FOR USE IN SIEMENS 8DN8 145KV INDOOR SWITCHGEAR; | SIEMENS | SIEMENS LTD | 8210302 | STRATEGIC SPARE
000023114 | CONTACT. | CONTACTS; TO SUIT SINGLE POLE xxxx; SIEMENS TYPE 8210402; FOR USE IN SIEMENS 8DN8 145KV INDOOR SWITCHGEAR; | SIEMENS | SIEMENS LTD | 8210402 | STRATEGIC SPARE
000023162 | STAND,POLE | 4 TONNE; 500MM HIGH ALLUMINIUM FLAT STACK; FOLDABLE FOR EASY STORAGE; LOAD RATING TAGGED; SERIAL NUMBERED; | TEN | THE ENERGY NETWORK | PS-AF-4T-S | PURCHASE AS REQUIRED
000023158 | DRAIN,PROTECTION,BARRIER | GEOTEXTILE MATERIAL; PORESIZE 80MICRONS; ROLL 2M X 50M; PRODUCT A44200050; FILTRATION, DEWATERING OF ELEC PITS; | GEOFAB | GEOFABRICS AUSTRALASIA PTD LTD. | BIDIM A44 | PURCHASE AS REQUIRED
000023115 | MOTOR,DIRECT CURRENT. | MOTOR, OPERATING MECANISM; 110V DC;WITHOUT ROD;SIEMENS TYPE8210504; FOR USE IN SIEMENS 8DN8 145KV INDOOR SWITCHGEAR; | SIEMENS | SIEMENS LTD | 8210504 | STRATEGIC SPARE
000023116 | SWITCH, EARTHING | EARTH SWITCH; HIGH SPEED; SIEMENS TYPE 8DN8-2 ( Item 3c); FOR USE IN SIEMENS 8DN8 145KV INDOOR SWITCHGEAR; | SIEMENS | SIEMENS LTD | 8DN8-2 ( ITEM 3C) | CURRENT
000023117 | BUSBAR | OUTDOOR GIS;1600 AMP; 145 KV; 40 KA; SIEMENS TYPE 8DN8-2 ( Item 3D ); FOR USE IN SIEMENS 8DN8 145KV INDOOR SWITCHGEAR; | SIEMENS | SIEMENS LTD | 8DN8-2 ( ITEM 3D) | CURRENT
000023118 | BUSBAR | OUTDOOR GIS;1600 AMP;145 KV;40 KA; SIEMENS TYPE 8DN8-2 ( Item 3e); FOR USE IN SIEMENS 8DN8 145KV INDOOR SWITCHGEAR; | SIEMENS | SIEMENS LTD | 8DN8-2 ( ITEM 3E) | CURRENT
000023119 | DISK, PRESSURE RELIEF | PRESSURE RELIEF DISC; ALL COMPARTMENTS (W/O CB);SIEMENS TYPE 8210003; FOR USE IN SIEMENS 8DN8 INDOOR SWITCHGEAR; | SIEMENS | SIEMENS LTD | 8210003 | STRATEGIC SPARE
000023120 | GAUGE. | DENSITY MONITOR ALL COMPARTMENTS (W/O CB); SIEMENS TYPE 8210001; FOR USE IN SIEMENS 8DN8 145KV INDOOR SWITCHGEAR; | SIEMENS | SIEMENS LTD | 8210001 | STRATEGIC SPARE
000023121 | BARRIER,INSULATION | BUSBAR INSULATOR GAS PERMEABLE; SIEMENS TYPE 8210007; FOR USE IN SIEMENS 8DN8 145KV INDOOR SWITCHGEAR; | SIEMENS | SIEMENS LTD | 8210007 | STRATEGIC SPARE
000023122 | BARRIER,INSULATION | BUSBAR INSULATOR GAS TIGHT; SIEMENS TYPE 8210005; FOR USE IN SIEMENS 8DN8 145KV INDOOR SWITCHGEAR; | SIEMENS | SIEMENS LTD | 8210005 | STRATEGIC SPARE
000023123 | GASKET | GASKETKIT,SUITS 145KV CABLE TERMINATION; SIEMENS TYPE 8210006; FOR USE IN SIEMENS 8DN8 145KV INDOOR SWITCHGEAR; | SIEMENS | SIEMENS LTD | 8210006 | STRATEGIC SPARE
000023124 | MOTOR,DIRECT CURRENT. | MOTOR SPRING CHARGE;110 V DC; SIEMENS TYPE 8310303; FOR USE IN SIEMENS 8DN8 145KV OUTDOOR SWITCHGEAR; | SIEMENS | SIEMENS LTD | 8310303 | STRATEGIC SPARE
000023125 | KIT,RETROFIT. | SPRING CHANRGED OPERATING MECHANISM; W/O MOTOR AND CONTROL UNIT; SIEMENS TYPE 8310202; FOR USE IN SIEMENS 8DN8 145KV OUTDOOR SWGR; | SIEMENS | SIEMENS LTD | 8310202 | STRATEGIC SPARE
000023126 | CONTACT,ELECTRICAL | CONTACTS; COMPLETE FIXED AND MOVING ASSEMBLY; SIEMENS TYPE 8310201; FOR USE IN SIEMENS 8DN8 145KV OUTDOOR SWITCHGEAR; | SIEMENS | SIEMENS LTD | 8310201 | CURRENT
000023127 | DISK, PRESSURE RELIEF | PRESSURE RELIEF DISC; CB; SIEMENS TYPE 8310211; FOR USE IN SIEMENS 8DN8 145KV OUTDOOR SWITCHGEAR; | SIEMENS | SIEMENS LTD | 8310211 | STRATEGIC SPARE
000023128 | GAUGE,PRESSURE | DENSITY MONITOR; CB; SIEMENS TYPE 8310210; FOR USE IN SIEMENS 8DN8 145KV OUTDOOR SWITCHGEAR; | SIEMENS | SIEMENS LTD | 8310210 | STRATEGIC SPARE
000023129 | CONTACT,ELECTRICAL | 3 POSITION OPERATING MECHANISM; SIEMENS TYPE 8310501; FOR USE IN SIEMENS 8DN8 145KV OUTDOOR SWITCHGEAR; | SIEMENS | SIEMENS LTD | 8310501 | CURRENT
000023130 | MOTOR,DIRECT CURRENT. | MOTOR, OPERATING MECANISM; 110V DC; SIEMENS TYPE 8310502; FOR USE IN SIEMENS 8DN8 145KV OUTDOOR SWITCHGEAR; | SIEMENS | SIEMENS LTD | 8310502 | STRATEGIC SPARE
000023131 | CONTACT. | TO SUIT SINGLE POLE DISCONNECT SWITCH; SIEMENS TYPE 8310301; FOR USE IN SIEMENS 8DN8 145KV OUTDOOR SWITCHGEAR; | SIEMENS | SIEMENS LTD | 8310301 | STRATEGIC SPARE
000023132 | CONTACT. | TO SUIT SINGLE POLE EARTHSWITCH; SIEMENS TYPE 8310302; FOR USE IN SIEMENS 8DN8 145KV OUTDOOR SWITCHGEAR; | SIEMENS | SIEMENS LTD | 8310302 | STRATEGIC SPARE
000023133 | CONTACT. | TO SUIT SINGLE POLE xxxx; SIEMENS TYPE 8310402; FOR USE IN SIEMENS 8DN8 145KV OUTDOOR SWITCHGEAR; | SIEMENS | SIEMENS LTD | 8310402 | STRATEGIC SPARE
000023134 | MOTOR,DIRECT CURRENT. | MOTOR, OPERATING MECANISM; 110V DC;WITHOUT ROD; SIEMENS TYPE 8310504; FOR USE IN SIEMENS 8DN8 145KV OUTDOOR SWGR | SIEMENS | SIEMENS LTD | 8310504 | STRATEGIC SPARE
000023135 | SWITCH, EARTHING | EARTH SWITCH; HIGH SPEED; SIEMENS TYPE 8DN8-3 ( Item 7c); FOR USE IN SIEMENS 8DN8 145KV OUTDOOR SWITCHGEAR; | SIEMENS | SIEMENS LTD | 8DN8-3 ( ITEM 7C) | CURRENT
000023136 | SWITCH, EARTHING | EARTH SWITCH; HIGH SPEED; SIEMENS TYPE 8DN8-3 ( Item 7d); FOR USE IN SIEMENS 8DN8 145KV OUTDOOR SWITCHGEAR; | SIEMENS | SIEMENS LTD | 8DN8-3 ( ITEM 7D) | CURRENT
000023137 | DISK, PRESSURE RELIEF | PRESSURE RELIEF DISC; SUITABLE FOR USE IN ALL COMPARTMENTS (W/O CB); SIEMENS TYPE 8310002;FOR USE IN SIEMENS 8DN8 145KV OUTDOOR SWGR; | SIEMENS | SIEMENS LTD | 8310002 | STRATEGIC SPARE
000023138 | GAUGE. | DENSITY MONITOR; SUITABLE FOR USE IN ALL COMPARTMENTS (W/O CB); SIEMENS TYPE 8310001;FOR USE IN SIEMENS 8DN8 145KV OUTDOOR SWITCHGEAR; | SIEMENS | SIEMENS LTD | 8310001 | STRATEGIC SPARE
000023139 | BARRIER,INSULATION | BUSBAR INSULATOR GAS PERMEABLE; SIEMENS TYPE 8310006; FOR USE IN SIEMENS 8DN8 145KV OUTDOOR SWITCHGEAR; | SIEMENS | SIEMENS LTD | 8310006 | STRATEGIC SPARE
000023140 | BARRIER,INSULATION | BUSBAR INSULATOR GAS TIGHT; SIEMENS TYPE 8310004; FOR USE IN SIEMENS 8DN8 145KV OUTDOOR SWITCHGEAR; | SIEMENS | SIEMENS LTD | 8310004 | STRATEGIC SPARE
000023141 | GASKET | GASKET KIT,SUITS145KV CABLE TERMINATION; SIEMENS TYPE 8310005; FOR USE IN SIEMENS 8DN8 145KV OUTDOOR SWITCHGEAR; | SIEMENS | SIEMENS LTD | 8310005 | STRATEGIC SPARE
000023161 | ADAPTOR PLATE | GROUND MOUNT CANTILEVER ADAPTOR PLATE; SUITS DISTRIBUTION CABINETS (SC21876/ SC231877); GRADE 304 STAINLESS STEEL; 1100MM (L); 180MM (W); | NOJAPWR | NOJA POWER | LVC-3003 | CURRENT
000023173 | BUSHING | BUSHING SUPPORT KIT FOR VK10; IPOWER VK10 CIRCUIT BREAKER; UPPER & LOWER SUPPORTS; PRE ASSMEBLED INSULATOR | POWINS | POWINS PL | X1 & X2 | PURCHASE AS REQUIRED
000023175 | SWITCH FUSE GEAR | SAFELINK OVERTRAVEL ARRESTOR; EARTH SWITCHES; ABB SAFELINK RMU OVERTRAVEL ARRESTOR; OTA KIT; EARTH SWITCH; GREEN & RED; | ABB | ABB FAN PTY LTD | 1YJH00003 | CURRENT
000023176 | SWITCH FUSE GEAR | ABB SAFELINK RMU; OVERTRAVEL ARRESTOR; OTA; MAIN SWITCH; RED; | ABB | ABB FAN PTY LTD | 1YJR100001H001 | PURCHASE AS REQUIRED
000023178 | TERMINATION,ELECTRICAL POWER CABLE | 36 KV; OUTDOOR; NO VOLTAGE TAP; TO SUIT; TYPE 3 SOCKET; FOR 33 KV 185 SQMM CU; XLPE/LY/HDPE; OLEX PART NO. XNQP25RP001; 3PH SET; | TYCO | TYCO | RPIT-631X | PURCHASE AS REQUIRED
000023178 | TERMINATION,ELECTRICAL POWER CABLE | 36 KV; OUTDOOR; NO VOLTAGE TAP; TO SUIT; TYPE 3 SOCKET; FOR 33 KV 185 SQMM CU; XLPE/LY/HDPE; OLEX PART NO. XNQP25RP001; 3PH SET; | NKT | NKT CABLES AUSTRALIA P/L | CP13-27 | PURCHASE AS REQUIRED
000023178 | TERMINATION,ELECTRICAL POWER CABLE | 36 KV; OUTDOOR; NO VOLTAGE TAP; TO SUIT; TYPE 3 SOCKET; FOR 33 KV 185 SQMM CU; XLPE/LY/HDPE; OLEX PART NO. XNQP25RP001; 3PH SET; | INTERTEC | INTERTECH ENGINEERING PTY LTD | CONNEX 870 330 185 | PURCHASE AS REQUIRED
000023180 | TERMINATION KIT,ELECTRICAL CABLE | 11kV Connecting Plug, 600 Series, suit XR-EP-90 Insulated, 1C, 300mm2 Cu Flex Cable, Set of 3 | AUSTMOLD | AUSTRALMOLD PTY LTD | K650-CP | CURRENT
000023181 | TERMINATION,ELECTRICAL POWER CABLE | ELBOW; TERMINATION POWER CABLE; INSULATED DEAD BREAK SCREENED; SEPERABLE CONNECTORS (ELBOWS); SET 3; SUIT ANSI 600 SERIES PROFILE; TO SUIT | AUSTMOLD | AUSTRALMOLD PTY LTD | K655LR-L-0360 | PURCHASE AS REQUIRED
000023182 | TERMINATION,ELECTRICAL POWER CABLE | INSULATED DEAD BREAK SEPERABLE; CONNECTOR (STRAIGHT); SET OF 3; TO SUIT ANSI; 600 PROFILE; TO SUIT 11 KV 400SQMM AL TRIPLEX CABLE; C/'W EARTHING KIT; | AUSTMOLD | AUSTRALMOLD PTY LTD | K655SR-L-0360 | PURCHASE AS REQUIRED
000023183 | BOLT-NUT SET | CAGE NUT SET; CAGE NUT M6 SCREW AND WASHER; SILVER PKT 50; | B&R | B&R ENCLOSURES | ARCN | CURRENT
000034123 | SWITCHGEAR | RMU, SafeLink 2 CFC, Single Switch Fuse, for 11kV Oil Type & Dry Type Transformer Connection up to 1500kVA, Mech D | ABB | ABB FAN PTY LTD | CFC INDOOR | CURRENT
000034124 | SWITCHGEAR | RMU, SafeLink 2 CFCF, Double Switch Fuse, for 11kV Oil Type & Dry Type Transformer Connection up to 1500kVA, Mech D | ABB | ABB FAN PTY LTD | CFCF INDOOR | CURRENT
000034125 | SWITCHGEAR | RMU, SafeLink 2 CFCC, 3-Way Single Switch Fuse, 11kV Oil Type & Dry Type Transformer Connection up to 1500kVA, Mech D | ABB | ABB FAN PTY LTD | CFCC INDOOR | CURRENT
000034126 | SWITCHGEAR | 11kV, SafeLink 2 CCC, 3-Way Switching Unit, Mech D | ABB | ABB FAN PTY LTD | CCC INDOOR | CURRENT
000034127 | SWITCHGEAR | 11kV, SafeLink 2 CCCC, 4-Way Switching Unit, Mech D | ABB | ABB FAN PTY LTD | CCCC INDOOR | CURRENT
000034128 | KIT,SHUNT TRIP | SHUNT TRIP CFC 240 VAC; 240 V AC SHUNT TRIP KIT FOR ITEM 1; SUITABLE FOR ABB SAFELINK2 RMU: | ABB | ABB FAN PTY LTD | SHUNT TRIP CFC 240VAC | CURRENT
000034129 | KIT,SHUNT TRIP | SHUNT TRIP CFCF 240VAC; 240 V AC SHUNT TRIP KIT FOR ITEM 2 ; SUITABLE FOR ABB SAFELINK2 RMU: | ABB | ABB FAN PTY LTD | SHUNT TRIP CFCF 240VAC | CURRENT
000034130 | KIT,SHUNT TRIP | SHUNT TRIP CFCC 240VAC; 240 V AC SHUNT TRIP KIT FOR ITEM 3; SUITABLE FOR ABB SAFELINK2 RMU: | ABB | ABB FAN PTY LTD | SHUNT TRIP CFCC 240VAC | CURRENT
000034131 | KIT,SHUNT TRIP | SHUNT TRIP CFC 48VDC; 12 - 48 V DC SHUNT TRIP KIT; FOR ITEM 1; SUITABLE FOR ABB SAFELINK2 RMU: | ABB | ABB FAN PTY LTD | SHUNT TRIP CFC 48VDC | CURRENT
000034132 | KIT,SHUNT TRIP | SHUNT TRIP CFC 110VDC; 110 V DC SHUNT TRIP KIT FOR ITEM 1; SUITABLE FOR ABB SAFELINK2 RMU: | ABB | ABB FAN PTY LTD | SHUNT TRIP CFC 110VDC | CURRENT
000034138 | SWITCHGEAR | RMU, 12kV, SafeLink 2 CFC c/w Mounting Plinth & Outdoor Encl, for 11kV Oil Type Transformer Connection to 1000kVA & Dry Type Transformer Connection to 1500kVA, | ABB | ABB FAN PTY LTD | CFC OUTDOOR | CURRENT
000034139 | SWITCHGEAR | RMU, 12kV, SafeLink 2 CFCF c/w Mounting Plinth & Outdoor Encl, for 11kV Oil Type Transformer Connection to 1000kVA & Dry Type Transformer Connection to 1500kVA, | ABB | ABB FAN PTY LTD | SAFELINK 2 CFCF OD | CURRENT
000034140 | SWITCHGEAR | RMU, 12kV, SafeLink 2 CFCC c/w Mounting Plinth & Outdoor Encl, for 11kV Oil Type Transformer Connection to 1000kVA & Dry Type Transformer Connection to 1500kVA, | ABB | ABB FAN PTY LTD | CFCC OUTDOOR | CURRENT
000034141 | SWITCHGEAR | RMU, 12kV, SafeLink 2 CCC c/w Mounting Plinth & Outdoor Enclosure, JTS 06-08-01 | ABB | ABB FAN PTY LTD | CCC OUTDOOR | CURRENT
000034142 | SWITCHGEAR | RMU, 12kV, SafeLink 2 CCCC c/w Outdoor Enclosure & Plinth, JTS 06-08-01 (scm) | ABB | ABB FAN PTY LTD | CCCC OUTDOOR | CURRENT
000034143 | SWITCH FUSE GEAR | SAFELINK 2 CFC OD RC; SINGL SWITCH FUSE RMU; 11KV OILTYPE TRANSFORMER CONNECTION UP TO 100KVA; WITH REMOTE CONTROL KIT; CONTROLS ALL CABLE SWITCH DISCONNECTORS; | ABBAUST | ABB AUSTRALIA PTY LTD | 5811946 | CURRENT
000034143 | SWITCH FUSE GEAR | SAFELINK 2 CFC OD RC; SINGL SWITCH FUSE RMU; 11KV OILTYPE TRANSFORMER CONNECTION UP TO 100KVA; WITH REMOTE CONTROL KIT; CONTROLS ALL CABLE SWITCH DISCONNECTORS; | ABB | ABB FAN PTY LTD | CFC AUTOMATED | CURRENT
000034144 | SWITCH FUSE GEAR | SAFELINK 2 CFFC OD RC; DOUBLE SWITCH FUSE RMU; 11KV OILTYPE TRANSFORMER CONNECTION UP TO 1000KVA; COMPLETE WITH REMOTE CONTROL KIT TO CONTROL ALL | ABBAUST | ABB AUSTRALIA PTY LTD | 5811947 | CURRENT
000034144 | SWITCH FUSE GEAR | SAFELINK 2 CFFC OD RC; DOUBLE SWITCH FUSE RMU; 11KV OILTYPE TRANSFORMER CONNECTION UP TO 1000KVA; COMPLETE WITH REMOTE CONTROL KIT TO CONTROL ALL | ABB | ABB FAN PTY LTD | CFCF AUTOMATED | CURRENT
000034145 | SWITCH FUSE GEAR | SAFELINK 2 CFFCFC OD RC; 3 WAY SINGLE SWITCH FUSE RMU;11KV OILTYPE TRANSFORMER CONNECTION; UP TO 1000KVA; COMPLETE WITH REMOTE CONTROL KIT; CONTROLS ALL CABLE | ABBAUST | ABB AUSTRALIA PTY LTD | 5811948 | CURRENT
000034145 | SWITCH FUSE GEAR | SAFELINK 2 CFFCFC OD RC; 3 WAY SINGLE SWITCH FUSE RMU;11KV OILTYPE TRANSFORMER CONNECTION; UP TO 1000KVA; COMPLETE WITH REMOTE CONTROL KIT; CONTROLS ALL CABLE | ABB | ABB FAN PTY LTD | CFCC AUTOMATED | CURRENT
000034146 | SWITCH FUSE GEAR | SAFELINK 2 CCC OD RC; 3 WAY SWITCHING UNIT; REMOTE CONTROL KIT TO CONTROL ALL CABLE SWITCH DISCONNECTORS; INCLUDING MOUNTING PLINTH AND OUTDOOR | ABBAUST | ABB AUSTRALIA PTY LTD | 5811949 | CURRENT
000034146 | SWITCH FUSE GEAR | SAFELINK 2 CCC OD RC; 3 WAY SWITCHING UNIT; REMOTE CONTROL KIT TO CONTROL ALL CABLE SWITCH DISCONNECTORS; INCLUDING MOUNTING PLINTH AND OUTDOOR | ABB | ABB FAN PTY LTD | CCC AUTOMATED | CURRENT
000034147 | SWITCH FUSE GEAR | SAFELINK 2 CCCC OD RC; 4 WAY SWITCHING UNIT; WITH REMOTE CONTROLKIT; CONTROLS CABLE SWUTCH DISCONNECTORS; INCLUDING MOUNTING PLINTH AND OUTDOOR ENCLOSURE; | ABBAUST | ABB AUSTRALIA PTY LTD | 5811950 | CURRENT
000034147 | SWITCH FUSE GEAR | SAFELINK 2 CCCC OD RC; 4 WAY SWITCHING UNIT; WITH REMOTE CONTROLKIT; CONTROLS CABLE SWUTCH DISCONNECTORS; INCLUDING MOUNTING PLINTH AND OUTDOOR ENCLOSURE; | ABB | ABB FAN PTY LTD | CCCC AUTOMATED | CURRENT
000034153 | ENCLOSURE, OUTDOOR | OUTDOOR ENCLOSURE KIT; GROUP 1; 3 WAY; STANDARD HEIGHT; SUITABLE FOR ABB SAFELINK2 RMU; | ABB | ABB FAN PTY LTD | 5811912 | CURRENT
000034154 | PLINTH | Mounting Plinth, Concrete, Group 1, 3-Way Unit, Mechanism D, for ABB SAFELINK2 RMU | ABB | ABB FAN PTY LTD | 5811913 | PURCHASE AS REQUIRED
000034155 | CONTROL MODULE. | REMOTE CONTROL KIT; FOR SAFELINK TO RMU | ABB | ABB FAN PTY LTD | REMOTE CONTROL KIT | CURRENT
000034156 | ACTUATOR, MOTOR | MOTOR ACTUATOR; FOR REMOTE CONTROL OF DISCONNECTING SWITCH; GROUPS 1 *1A; ITEMS 1 - 5; | ABB | ABB FAN PTY LTD | MOTOR ACTUATOR | CURRENT
000023184 | CLAMP,ELECTRICAL | HELICAL DEAD END; FT, 7/3.40 AAC, 7/.134 AAC "Fly" (Imp) Colour Code Purple (P40) | TECONN | TE CONNECTIVITY LTD | FAD1015-1050-6 | CURRENT
000023184 | CLAMP,ELECTRICAL | HELICAL DEAD END; FT, 7/3.40 AAC, 7/.134 AAC "Fly" (Imp) Colour Code Purple (P40) | PLP AUST | PREFORMED LINE PRODUCTS (AUST) | D-ADE1015 | CURRENT
000023184 | CLAMP,ELECTRICAL | HELICAL DEAD END; FT, 7/3.40 AAC, 7/.134 AAC "Fly" (Imp) Colour Code Purple (P40) | DULMISON | DULMISON (AUST) PTY LTD | ADE1015 | CURRENT
000023184 | CLAMP,ELECTRICAL | HELICAL DEAD END; FT, 7/3.40 AAC, 7/.134 AAC "Fly" (Imp) Colour Code Purple (P40) | DULHUNTY | DULHUNTY INDUSTRIES PTY LTD | NE | CURRENT
000023187 | MOTOR-GENERATOR | HONDA 3KW PETROL GENERATOR; W/PROOF RCD FITTED;MAX WATTS 3000; RAT WATTS 240V/50HZ;12 VOLT DCA AMPS; 5.9L ULP; 2 WHEEL & HANDLE KIT; | ATOMSUPP | ATOM SUPPLY | 297980 | CURRENT
000023187 | MOTOR-GENERATOR | HONDA 3KW PETROL GENERATOR; W/PROOF RCD FITTED;MAX WATTS 3000; RAT WATTS 240V/50HZ;12 VOLT DCA AMPS; 5.9L ULP; 2 WHEEL & HANDLE KIT; | CNWPL | CNW PL - SLACKS CREEK | EU30IU | CURRENT
000023187 | MOTOR-GENERATOR | HONDA 3KW PETROL GENERATOR; W/PROOF RCD FITTED;MAX WATTS 3000; RAT WATTS 240V/50HZ;12 VOLT DCA AMPS; 5.9L ULP; 2 WHEEL & HANDLE KIT; | GENPLACE | THE GENERATOR PLACE BRISBANE | HOGEU30I | CURRENT
000023188 | MOTOR-GENERATOR | GENERATOR 2KW; RCD FITTED; MAX WATTS 2000; RAT WATTS 240V/50HZ; 12 VOLT DC/AMPS; BATTERY CHARGING; OIL ALERT SYSTEM; 4.1L ULP; | CNWPL | CNW PL - SLACKS CREEK | EU22I | CURRENT
000023188 | MOTOR-GENERATOR | GENERATOR 2KW; RCD FITTED; MAX WATTS 2000; RAT WATTS 240V/50HZ; 12 VOLT DC/AMPS; BATTERY CHARGING; OIL ALERT SYSTEM; 4.1L ULP; | GENPLACE | THE GENERATOR PLACE BRISBANE | EU22I | CURRENT
000023188 | MOTOR-GENERATOR | GENERATOR 2KW; RCD FITTED; MAX WATTS 2000; RAT WATTS 240V/50HZ; 12 VOLT DC/AMPS; BATTERY CHARGING; OIL ALERT SYSTEM; 4.1L ULP; | ATOMSUPP | ATOM SUPPLY | 312830 | CURRENT
000023190 | EARTH LINK BOX | BX:ELEC;33KV CBL SYS,CONNIONS,316 EARTH LINK BOX 33 KV CABLE SYSTEM; SHEAT H EARTH CROSS BONDING WITH 120 SQ MM CU XLPE INSULATED CONCENTRIC BONDING LEAD C | AKPOWER | AK POWER SOLUTIONS PTY LTD | BC6 | CURRENT
000034157 | SWITCH FUSE GEAR | SAFELINK 2 CFC OD RC; SINGL SWITCH FUSE RMU; 11KV OILTYPE TRANSFORMER CONNECTION UP TO 100KVA; WITH REMOTE CONTROL KIT; CONTROLS ALL CABLE SWITCH DISCONNECTORS; | ABB | ABB FAN PTY LTD | CFC AUTOMATED | CURRENT
000034158 | SWITCH FUSE GEAR | SAFELINK 2 CFFC OD RC; DOUBLE SWITCH FUSE RMU; 11KV OILTYPE TRANSFORMER CONNECTION UP TO 1000KVA; COMPLETE WITH REMOTE CONTROL KIT TO CONTROL ALL | ABB | ABB FAN PTY LTD | CFCF AUTOMATED | CURRENT
000034159 | SWITCH FUSE GEAR | SAFELINK 2 CFFCFC OD RC; 3 WAY SINGLE SWITCH FUSE RMU;11KV OILTYPE TRANSFORMER CONNECTION; UP TO 1000KVA; COMPLETE WITH REMOTE CONTROL KIT; CONTROLS ALL CABLE | ABB | ABB FAN PTY LTD | CFCC AUTOMATED | CURRENT
000034160 | SWITCH FUSE GEAR | SAFELINK 2 CCC OD RC; 3 WAY SWITCHING UNIT; REMOTE CONTROL KIT TO CONTROL ALL CABLE SWITCH DISCONNECTORS; INCLUDING MOUNTING PLINTH AND OUTDOOR | ABB | ABB FAN PTY LTD | CCC AUTOMATED | CURRENT
000034161 | SWITCH FUSE GEAR | SAFELINK 2 CCCC OD RC; 4 WAY SWITCHING UNIT; WITH REMOTE CONTROLKIT; CONTROLS CABLE SWUTCH DISCONNECTORS; INCLUDING MOUNTING PLINTH AND OUTDOOR ENCLOSURE; | ABB | ABB FAN PTY LTD | CCCC AUTOMATED | CURRENT
000023192 | L.V. LINE COVER | CLASS 4 LIVE LINE; HARD COVER; GRIP ALL ADAPTOR; HIGH DENSITY; BRIGHT ORANGEPOLYETHYLENE; 5 FOOT; RATED 36.6KV PHASE TO PHASE; | TEN | THE ENERGY NETWORK | C406-0514GA | CURRENT
000023192 | L.V. LINE COVER | CLASS 4 LIVE LINE; HARD COVER; GRIP ALL ADAPTOR; HIGH DENSITY; BRIGHT ORANGEPOLYETHYLENE; 5 FOOT; RATED 36.6KV PHASE TO PHASE; | BRITECH | BRI-TECH PTY LTD | C4060514GA | CURRENT
000020048 | PANEL,RELAY | EQUIPMENT HOUSING; SUITS RMS SIZE 2M RELAY; 100MM PROJECTION; 1.6MM ALUMINIUM; 200MM HIGH; 52MM WIDE; | ERGON | ERGON ENERGY | CCSTD-EP022-17 | PURCHASE AS REQUIRED
000020046 | PANEL,RELAY | EQUIPMENT HOUSING; SUITS ARGUS 1 RELAY; 100MM PROJECTION; 1.6MM ALUMINIUM; 194MM HIGH; 155MM WIDE; | ERGON | ERGON ENERGY | CCSTD-EP022-16 | PURCHASE AS REQUIRED
000020045 | PANEL,RELAY | EQUIPMENT HOUSING; SUIT AREVA P123 RELAY; 100MM PROJECTION; 1.6MM ALUMINIUM; 194MM HIGH; 103MM WIDE; | GLOBAL | GLOBAL MANUFACTURING GROUP | CCSTD-EP022-15 | CURRENT
000020045 | PANEL,RELAY | EQUIPMENT HOUSING; SUIT AREVA P123 RELAY; 100MM PROJECTION; 1.6MM ALUMINIUM; 194MM HIGH; 103MM WIDE; | ERGON | ERGON ENERGY | CCSTD-EP022-15 | CURRENT
000023294 | GOGGLES,INDUSTRIAL | GOGGLE; DURAMAXX; ANTIFOG; HONEYWELL; BLUE/GREY BODY; TSR GREY PC;FABRIC HEAD BAND;OTG CAPABLE;POLYCARBONATE;95 GRAMS; ADJUSTABLE;LIGHTWEIGHT;ANTIFOG;FLEXIBLE; | ATOMSUPP | ATOM SUPPLY | 60020378 | CURRENT
000023294 | GOGGLES,INDUSTRIAL | GOGGLE; DURAMAXX; ANTIFOG; HONEYWELL; BLUE/GREY BODY; TSR GREY PC;FABRIC HEAD BAND;OTG CAPABLE;POLYCARBONATE;95 GRAMS; ADJUSTABLE;LIGHTWEIGHT;ANTIFOG;FLEXIBLE; | ATOMSUPP | ATOM SUPPLY | 60020738 | CURRENT
000023294 | GOGGLES,INDUSTRIAL | GOGGLE; DURAMAXX; ANTIFOG; HONEYWELL; BLUE/GREY BODY; TSR GREY PC;FABRIC HEAD BAND;OTG CAPABLE;POLYCARBONATE;95 GRAMS; ADJUSTABLE;LIGHTWEIGHT;ANTIFOG;FLEXIBLE; | TEN | THE ENERGY NETWORK | HONEYWELL 1017738 | CURRENT
000023301 | FUSE,CARTRIDGE | 125 AMP;500 V AC;BLADE TYPE CONTACTS; DIN SIZE 1;AS2005,PART 1;PACK OF 3, PACK WEIGHT 0.70 KG;FOR USE WITH FUSE- SWITCH COMBINATION (STOCK CODES 15194 & | FUSECO | FUSECO PTY LTD | NH1F-125 | CURRENT
000023301 | FUSE,CARTRIDGE | 125 AMP;500 V AC;BLADE TYPE CONTACTS; DIN SIZE 1;AS2005,PART 1;PACK OF 3, PACK WEIGHT 0.70 KG;FOR USE WITH FUSE- SWITCH COMBINATION (STOCK CODES 15194 & | FLOWLINE | FLOWLINE INDUSTRIES PTY LTD | NH1GG50V125 | CURRENT
000023301 | FUSE,CARTRIDGE | 125 AMP;500 V AC;BLADE TYPE CONTACTS; DIN SIZE 1;AS2005,PART 1;PACK OF 3, PACK WEIGHT 0.70 KG;FOR USE WITH FUSE- SWITCH COMBINATION (STOCK CODES 15194 & | IPD | IPD GROUP LIMITED | NHG1-125 | CURRENT
000023301 | FUSE,CARTRIDGE | 125 AMP;500 V AC;BLADE TYPE CONTACTS; DIN SIZE 1;AS2005,PART 1;PACK OF 3, PACK WEIGHT 0.70 KG;FOR USE WITH FUSE- SWITCH COMBINATION (STOCK CODES 15194 & | EATON | EATON ELECTRIC SYSTEMS PTY LTD | LSPN1125 | CURRENT
000023301 | FUSE,CARTRIDGE | 125 AMP;500 V AC;BLADE TYPE CONTACTS; DIN SIZE 1;AS2005,PART 1;PACK OF 3, PACK WEIGHT 0.70 KG;FOR USE WITH FUSE- SWITCH COMBINATION (STOCK CODES 15194 & | FLOWLINE | FLOWLINE INDUSTRIES PTY LTD | EM371692 | CURRENT
000023302 | CLAMP,ELECTRICAL | Parallel Groove, 16-70mm2 Al/Steel Main & 6-50mm2 Cu Tap, 2 Bolt, NT, Transverse Grooved (scm) | CABAC | CABAC (MANUFACTURER) | BPG70/50 | CURRENT
000023302 | CLAMP,ELECTRICAL | Parallel Groove, 16-70mm2 Al/Steel Main & 6-50mm2 Cu Tap, 2 Bolt, NT, Transverse Grooved (scm) | LEGEND | LEGEND POWER SYSTEMS | BPG70/50 | CURRENT
000023302 | CLAMP,ELECTRICAL | Parallel Groove, 16-70mm2 Al/Steel Main & 6-50mm2 Cu Tap, 2 Bolt, NT, Transverse Grooved (scm) | THEWMCAN | TMAC THEW & MCCANN GROUP | P2B16-70 | CURRENT
000023197 | FUSE,CARTRIDGE | ENCLOSED ELEMENT; BLADE TYPE CONTACTS; SIZE DN 00; 160 AMP; 500V; AS60269; | WEBER | WEBER SOUTH PACIFIC PTY LTD | NH00KYF-160 | CURRENT
000023196 | FUSE,CARTRIDGE | ENCLOSED ELEMENT; BLADE TYPE CONTACTS; SIZE DIN 00; 80 AMP; 500V; AS60269 | WEBER | WEBER SOUTH PACIFIC PTY LTD | FUSELINK 80AMP | CURRENT
000023195 | FUSE,CARTRIDGE | ENCLOSED ELEMENT; BLADE TYPE CONTACTS; SIZE DIN00; 50 AMP; 500 V; AS60269; | WEBER | WEBER SOUTH PACIFIC PTY LTD | NH00KTF-050 | CURRENT
000023194 | FUSE,CARTRIDGE | ENCLOSED ELEMENT; BLADE TYPE CONTACTS; SIZEDIN00; 40 AMP; 500V; AS60269; | WEBER | WEBER SOUTH PACIFIC PTY LTD | NH00KTF-040 | CURRENT
000023193 | FUSE,CARTRIDGE | ENCLOSED ELEMENT; BLADE TYPE CONTACTS; SIZE DIN00; 35 AMP; 500V; AS60269; | WEBER | WEBER SOUTH PACIFIC PTY LTD | NH00KTF-035 | CURRENT
000023296 | BASE,DISTRIBUTION PILLAR | 400A LV Link Pillar Base Assy, UDC, C&I, 336mm H x 695mm W x 613mm D, Green PPL, suit LV 3Ph 400A Fuse Switch, TS 521 (scm) | FLOWLINE | FLOWLINE INDUSTRIES PTY LTD | ES23296 | CURRENT
000023295 | COVER,ELECTRICITY SUPPLY PILLAR | 400A LV Link Pillar Cover Assy, UDC, C&I, 755mm H x 521mm W x 449mm D, Green PPL, suit LV 3Ph 400A Fuse Switch, TS 521 (scm) | FLOWLINE | FLOWLINE INDUSTRIES PTY LTD | ES23295 | CURRENT
000023300 | SWITCH,FUSED | 400A Fuse Disconnector Switch, 415V, 3 Ph, Vertically Mounted on a Steel Frame c/w Rear Termination Cover & Mounting Fixings, TS 521 (scm) | FLOWLINE | FLOWLINE INDUSTRIES PTY LTD | ESQ23300 | CURRENT
000032207 | TERMINATION,ELECTRICAL POWER CABLE | 33KV GAS TERMINATION; SPLITTER STYLE; JD SPLITTER STYLE;NO TAPES; INCLUDES BELLS; JD SPLITTER; BOTTOM CANS; PALLET NUMBER UGM 9; | ENERGEX | ENERGEX | UGM 9 | STRATEGIC SPARE
000032208 | JOINT,ELECTRICAL POWER CABLE | 33KV-GAS XLPE;JOINT TRANSITION TYPE; NO TAPES; INCLUDES GAS TO XLPE JOINT HARDWARE; PALLET NUMBER UGM 10; | ENERGEX | ENERGEX | UGM 10 | STRATEGIC SPARE
000032209 | NITROGEN GAS CUBICLE | 33KV NITROGEN GAS CABLE CUBICLE AND COMPONENTS; INCLUDING CABINET; BOTTLE STAND; REGULATOR PANEL; PALLET NUMBER UGM 11; | ENERGEX | ENERGEX | UGM 11 | STRATEGIC SPARE
000032210 | JOINT OUTER BOX,ELECTRICAL POWER CABLE. | 33KV OIL JOINT OUTERBOX MOLDS TYPE 5,4 & 3; USED TO MAKE THE TYPE 5,4 AND 3 OUTER BOXES; PALLET NUMBER UGM 12; | ENERGEX | ENERGEX | UGM 12 | STRATEGIC SPARE
000032212 | JOINT OUTER BOX,ELECTRICAL POWER CABLE. | 33KV OIL JOINT OUTER BOX FOR TYPE 8 AND MOLD FOR TYPE 8; PALLET NUMBER UGM 17; | ENERGEX | ENERGEX | UGM 17 | STRATEGIC SPARE
000032214 | JOINT OUTER BOX,ELECTRICAL POWER CABLE. | 33KV OIL JOINT OUTER BOX MOLD FOR TYPE 7 AND ONE 110KV UNKNOWN TYPE; PALLET NUMBER UGM 29; | ENERGEX | ENERGEX | UGM 29 | STRATEGIC SPARE
000032216 | EARTH LINK BOX | PIRELLI 110KV LINK BOXES TO SUIT 240MM CABLE; PALLET NUMBER UGM 33; | ENERGEX | ENERGEX | UGM 33 | STRATEGIC SPARE
000032217 | TERMINATION,ELECTRICAL POWER CABLE | 110KV 1000MM XLPE STRAIGHT JOINT SPARE TAPES AND ACCESSORIES FOR TRAINING AND SPARE PARTS FROM STOCK CODE 18667; PALLET NUMBER UGM 41; | ENERGEX | ENERGEX | UGM 41 | STRATEGIC SPARE
000032218 | JOINT,ELECTRICAL POWER CABLE | 110KV 100MM XLPE STRAIGHT JOINT SPARE OUTERBOX KIT; ACCESSORIES FOR TRAINING SPARE PARTS FROM STOCK CODE 18667; PALLET NUMBER UGM 42; | ENERGEX | ENERGEX | UGM 42 | STRATEGIC SPARE
000032219 | PULLING EYE & END SEAL | 33KV XLPE PULLING EYE; SUITS 630MM2 AND 800MM2; UGM 47; | ENERGEX | ENERGEX | UGM 47 | STRATEGIC SPARE
000032220 | TERMINATION,ELECTRICAL POWER CABLE | 110KV OIL TERMINATION SEALING; END BELL TO SUIT F809/810 AT SSVPK; VICTORIA PARK; PALLET NUMBER UGM 48; | ENERGEX | ENERGEX | UGM 48 | STRATEGIC SPARE
000032221 | TERMINATION,ELECTRICAL POWER CABLE | 110KV OIL TERMINATION SEALING; END BELL TO SUIT F737/738; 0.3SQ IN; PALLET NUMBER UGM 49; | ENERGEX | ENERGEX | UGM 49 | STRATEGIC SPARE
000032222 | TERMINATION,ELECTRICAL POWER CABLE | 33KV OIL TERMINATION; INCLUDING 1 X SPLITTER; (SOLID SUPPORT); 3 X SEALING ENDS; BOX O RINGS; EXTRA PIECES; NO TAPE PALLET NUMBER UGM 51; | ENERGEX | ENERGEX | UGM 51 | STRATEGIC SPARE
000032223 | JOINT OUTER BOX,ELECTRICAL POWER CABLE. | 33KV OIL JOINT OUTERBOX MOLDS; TYPE 6&5; OUTERBOX; PLUS TWO UNKNOWN TYPES; PALLET NUMBER UGM 55; | ENERGEX | ENERGEX | UGM 55 | STRATEGIC SPARE
000032224 | EARTH LINK BOX | 110KV AK POWER LINKBOX; PALLET NUMBER UGM 59; | ENERGEX | ENERGEX | UGM 59 | STRATEGIC SPARE
000032225 | PULLING EYE & END SEAL | 33KV XLPE PULLING EYE; CAPS TO SUIT 630MMS AND 800MM2; PALLET NUMBER UGM 60; | ENERGEX | ENERGEX | UGM 60 | STRATEGIC SPARE
000032226 | JOINT OUTER BOX,ELECTRICAL POWER CABLE. | 110KV OIL JOINT OUTER BOX TYPE 1; PALLET NUMBER UGM 61; | ENERGEX | ENERGEX | UGM 61 | STRATEGIC SPARE
000032227 | JOINT OUTER BOX,ELECTRICAL POWER CABLE. | OIL JOINT OUTER BOX TYPE 5 AND TYPE 9 MOLDS; ALSO ROUND LID TOP MOLDS; PALLET NUMBER UGM 64; | ENERGEX | ENERGEX | UGM 64 | STRATEGIC SPARE
000032228 | JOINT OUTER BOX,ELECTRICAL POWER CABLE. | 110KV JOINT OUTER BOX TO SUIT F833/F829; SUIT STOCK CODE 18667; PALLET NUMBER UGM 78; | ENERGEX | ENERGEX | UGM 78 | STRATEGIC SPARE
000032230 | TERMINATION,ELECTRICAL POWER CABLE | QRT 110KV PHISTERER TERMINATION; SSFIS 56KV TERMINATION AND 3M 33KV MOBILE SUB TERMINATIONS; PALLET NUMBER UGM 87; | ENERGEX | ENERGEX | UGM 87 | STRATEGIC SPARE
000032231 | TERMINATION,ELECTRICAL POWER CABLE | 33KV; 500-800MM2; XLPE; OUTDOOR TERMINATION; JOINT NUMBER OXSU-F6151; PALLET NUMBER UGM 88; | TYCO | TYCO | OXSU-F6151 | STRATEGIC SPARE
000020055 | JOINT OUTER BOX,ELECTRICAL POWER CABLE. | JOINT OUTERBOX ELECTRICAL TYPE 7; 33KV FIBREGLASS OUTERBOX TYPE 7; TO SUIT MAJORITY OF 33KV OIL STRAIGHT JOINTS; UGM 8 | AFP | ALL FIBREGLASS PRODUCTS | TYPE 7 OUTERBOX | CURRENT
000020203 | STRAP,RETAINING | Ratchet Tie Down Assembly 9m Long, 2.5 Tonne Rating, c/w Hook & Keeper Fitting, AS/NZS 4380-2001 | BULIVANT | BULLIVANTS LIFTING & SAFETY SPECIALISTS | WRA-050-2500-090-HK | CURRENT
000020229 | CABLE GLAND | NYLON; WEATHERPROOF; M63 OD; C/W; WASHERS, RING, SCREW & LOCKNUT; FOR CABLE OD 34-44MM; PACK OF 2; UOI is EACH | GENERAL | GENERAL TRADE SUPPLIES | TGN63 | CURRENT
000022954 | TAG,ASSEMBLY | SICM TAG ASSEMBLY; DS1201 REPLACEMENT; ELECTRONIC TAG; CONFIGURES SICM1/SICMSB; DIRECT PLUG IN; SUBSTITUTES SC19009; U/W SICM1(SC18272);SICM2B(SC18273); | CIRCSOL | CIRCUIT SOLUTIONS PL | 100-0003 | CURRENT
000022954 | TAG,ASSEMBLY | SICM TAG ASSEMBLY; DS1201 REPLACEMENT; ELECTRONIC TAG; CONFIGURES SICM1/SICMSB; DIRECT PLUG IN; SUBSTITUTES SC19009; U/W SICM1(SC18272);SICM2B(SC18273); | EAQ | ELECTRONICS ASSEMBLY QUEENSLAND PTY LTD | ENE32 | CURRENT
000023303 | SPECTACLES,INDUSTRIAL | DURAMAX GOGGLES; SAFETY EYE WEAR; CLEAR; BLUE/ GREY BODY; FABRIC HEADBAND; 95 GRAMS; MEDIUM IMPACT; SPLASH PROTECT; LIGHTWEIGHT;OTG CAPABLE;ANTI FOG;FLEX; | TEN | THE ENERGY NETWORK | 1017750 | CURRENT
000820363 | CABLE,POWER,ELECTRICAL | 6.35/11 KV;240 SQ MM;TRIPLEX STRANDED CIRCULAR COMPACTED WB AL;TRXLPE/CU SCREEN/WBT/HDPE; MATERIAL SALES ONLY | MIDLANDS | MIDLAND METALS | MMO-11KV 3X1X240ATRXSCRWBTH | PURCHASE AS REQUIRED
000820363 | CABLE,POWER,ELECTRICAL | 6.35/11 KV;240 SQ MM;TRIPLEX STRANDED CIRCULAR COMPACTED WB AL;TRXLPE/CU SCREEN/WBT/HDPE; MATERIAL SALES ONLY | MIDLANDS | MIDLAND METALS | MMO-11KV 3X1X240 | PURCHASE AS REQUIRED
000023163 | BACKING BOARD,METER | Type 'X' Meter Panel, 200 x 350 x 6mm, Insulation Panel, for Network Meter Installation & Replacement | INSULECT | INSULECT AUSTRALIA PL | 613060 -200 X 350 X 6MM | CURRENT
000023163 | BACKING BOARD,METER | Type 'X' Meter Panel, 200 x 350 x 6mm, Insulation Panel, for Network Meter Installation & Replacement | RMHOLD |  | 200 X 350 X 6 | CURRENT
000023164 | BACKING BOARD,METER | Type 'X' Meter Panel, 340 x 250 x 6mm, Insulation Panel, for Network Meter Installation & Replacement | INSULECT | INSULECT AUSTRALIA PL | 613060 -340 X 250 X 6 | CURRENT
000023164 | BACKING BOARD,METER | Type 'X' Meter Panel, 340 x 250 x 6mm, Insulation Panel, for Network Meter Installation & Replacement | RMHOLD |  | 250 X 300 X 6 | CURRENT
000021360 | CAP,BUMPER | BUMP CAP; BASEBALL CAP; PLASTIC INSERT, HARD; LIGHTWEIGHT; EN812 INDUSTRIAL CAP STANDARDS; | ATOMSUPP | ATOM SUPPLY | 185066 | CURRENT
000021360 | CAP,BUMPER | BUMP CAP; BASEBALL CAP; PLASTIC INSERT, HARD; LIGHTWEIGHT; EN812 INDUSTRIAL CAP STANDARDS; | HAYMANS | HAYMANS ELECTRICAL | ONSW91BL | CURRENT
000021669 | CIRCUIT BREAKER | LMT RETROFIT;INDOOR METAL CLAD; 25KA 3 SECS;12KV;800AMP;LMVP RPM1/QMRO; 32VDC TRIPPING CHARGE;32VDC CLOSING COIL 32VDC TRIP COIL; SIC; SECONDARY CONTACTS | RPS | RPS SWITCHGEAR AUS | 866P411 | PURCHASE AS REQUIRED
000021671 | SLING,ENDLESS | Synthetic Endless Round, c/w Protective Sleeve Over WLL Tag, 3m, 2 Tonne Capacity | BULIVANT | BULLIVANTS LIFTING & SAFETY SPECIALISTS | 131266 | CURRENT
000021671 | SLING,ENDLESS | Synthetic Endless Round, c/w Protective Sleeve Over WLL Tag, 3m, 2 Tonne Capacity | AMPLITUD | AMPLITUDE PTY LTD - 396777 | 900230 | CURRENT
000021673 | COVER,ELECTRICAL EQUIPMENT | Replacement Cover, Clip-On, for Electrical Box, Streetlight, Circuit Breaker, Enclosure | ACCULEC | ACCULEC PTY LTD - E18524 | CB-MF-CR | CURRENT
000021673 | COVER,ELECTRICAL EQUIPMENT | Replacement Cover, Clip-On, for Electrical Box, Streetlight, Circuit Breaker, Enclosure | CABLACES | CABLACES | CB-MF-CR | CURRENT
002433811 | CABLE,POWER,ELECTRICAL | U/Ground, 6.35/11kV, Triplex, 1Cx400mm2 Al/TR-XLPE Insulated/WBT/CWS 13.1kA 1Sec /MDPE, 350m Steel Drum, ETS 04-01-11 | HCA | HENGTONG CABLE AUSTRALIA PTY LTD | HCA2433811EQL | PURCHASE AS REQUIRED
002433811 | CABLE,POWER,ELECTRICAL | U/Ground, 6.35/11kV, Triplex, 1Cx400mm2 Al/TR-XLPE Insulated/WBT/CWS 13.1kA 1Sec /MDPE, 350m Steel Drum, ETS 04-01-11 | MIDLANDS | MIDLAND METALS | MMO-11KV 3X1X400ATRXWBTCWSWBTM | PURCHASE AS REQUIRED
000023316 | HARNESS,SAFETY,INDUSTRIAL | HEIGHT SAFETY, HARNESS; FOR REPLACEMENT KITS; SMALL; | ALSAFE | ALSAFE SAFETY INDUSTRIES PTY LTD | VHI TOW 5-S | PURCHASE AS REQUIRED
000023316 | HARNESS,SAFETY,INDUSTRIAL | HEIGHT SAFETY, HARNESS; FOR REPLACEMENT KITS; SMALL; | AEGISAFE | P.O.BOX 1057 BRIGHTON QLD | VHI TOW 5-S | PURCHASE AS REQUIRED
000023316 | HARNESS,SAFETY,INDUSTRIAL | HEIGHT SAFETY, HARNESS; FOR REPLACEMENT KITS; SMALL; | HEIGHDYN | HEIGHT DYNAMICS | VHI TOW5-S | PURCHASE AS REQUIRED
000023317 | HARNESS,SAFETY,INDUSTRIAL | HEIGHT SAFETY,HARNESS; FOR REPLACEMENT IN KITS; MEDIUM; | MINEMECH | MINEMECH SERVICES (QLD) PL | 99FVHI-TOW5-M | PURCHASE AS REQUIRED
000023317 | HARNESS,SAFETY,INDUSTRIAL | HEIGHT SAFETY,HARNESS; FOR REPLACEMENT IN KITS; MEDIUM; | ALSAFE | ALSAFE SAFETY INDUSTRIES PTY LTD | VHI TOW 5-M | PURCHASE AS REQUIRED
000023317 | HARNESS,SAFETY,INDUSTRIAL | HEIGHT SAFETY,HARNESS; FOR REPLACEMENT IN KITS; MEDIUM; | AEGISAFE | P.O.BOX 1057 BRIGHTON QLD | VHI TOW 5-M | PURCHASE AS REQUIRED
000023317 | HARNESS,SAFETY,INDUSTRIAL | HEIGHT SAFETY,HARNESS; FOR REPLACEMENT IN KITS; MEDIUM; | HEIGHDYN | HEIGHT DYNAMICS | VHI TOW5-M | PURCHASE AS REQUIRED
000023199 | CIRCUIT BREAKER | INDOOR METAL CLAD;OLX3 RETROFIT; VLX3 VACUUM CIRCUIT BREAKER; 800 AMP; 32 V DC SPRING CHARGE MOTOR; 32V DC CLOSING COIL;32VDC TRIPPING COIL; | SCHNEDER | SCHNEIDER PTY LTD | TBA | PURCHASE AS REQUIRED
000021675 | KIT, HEAT SHRINK | OVAL PORT ACCESSORY KIT; FOR 2X4 CORE; 16MM; USE WITH JUNCTION BOX SC17377; | VELNAH | VELNAH PTY LIMITED EAST RYDE NSW | HKM65212 | PHASING
000023328 | TERMINATION KIT,ELECTRICAL CABLE | 33kV, 400mm2 Cold Shrink, 34.1 to 50mm Range, 400mm2 Sub Leads, use on Mobile Subs, 1 Kit - 3 Terminations per Kit | NKT | NKT CABLES AUSTRALIA P/L | NKT-ENE-TC-F33KV400MM2CUFLEX | CURRENT
000023329 | TERMINATION,ELECTRICAL POWER CABLE | 33KV 400MM NKT ELBOW BRANCH TERMINATION KIT;CB24/36-630 TYPE 5037;INS DIA 39. 0-51.0; TYPE C BUSHING; INCLUDING LUGS; USED ON MOBILE SUB 400MM2 SUB LEADS | NKT | NKT CABLES AUSTRALIA P/L | ENE-CB 36-1250 33KV 400MM2 CU | PURCHASE AS REQUIRED
000023311 | TERMINAL BLOCK | BLOCK,TERMINAL;SAK6N; DIN RAIL;COMPATIBLE WITH DIN RAIL COMPONENTS ONLY; | WEIDMULL | WEIDMULLER (AUST) PTY LTD | 0380520000 | PURCHASE AS REQUIRED
000023312 | CONNECTOR ASSEMBLY,ELECTRICAL. | CONNECTOR, POLE CROSS; SAK6N; LINK FOR MODULAR TERMINAL; PRE-ASSEMBLED; POLES-10; COMPATIBLE WITH GRAIL AND DIN RAIL; | WEIDMULL | WEIDMULLER (AUST) PTY LTD | 0457000000 | PURCHASE AS REQUIRED
000023313 | CLAMP,ELECTRICAL | END CLAMP; DIN RAIL; COMPATIBLE WITH DIN RAIL ONLY COMPONENTS; | WEIDMULL | WEIDMULLER (AUST) PTY LTD | 0383560000 | PURCHASE AS REQUIRED
000023314 | MARKER KIT,CABLE | CABLE MARKERS 1-10; COMPATIBLE WITH G RAIL AND DIN RAIL COMPONENTS; | WEIDMULL | WEIDMULLER (AUST) PTY LTD | 046066001 | PURCHASE AS REQUIRED
000023315 | MARKER KIT,CABLE | CABLE MARKERS 11-20; COMPATIBLE COMPONENTS G RAIL & DIN RAIL; | WEIDMULL | WEIDMULLER (AUST) PTY LTD | 0460660011 | PURCHASE AS REQUIRED
000023330 | INSULATING OIL,ELECTRICAL | INSULATING OIL, PASSIVATOR; METAL SOLUBLE; NYPASS DILUTION; IN AN UNINHIBITED MINERAL TRANSFORMER OIL;205 LITRE DRUM; | NYNAS | NYNAS AUST PTY LTD | NYPASS | CURRENT
000021716 | TRANSFORMER,CURRENT | CT 800/5;LV MONITOR CT; HOLE 45 DIA; SIZE 100x100x35; CLASS 1.0S;5 VA BURDEN; EXT RANGE 200%;SIZE SUIT 100kVA WILSON TFMR; | WILSONTR | WILSON POWER TRANSFORMER | 884-7275-01 | CURRENT
000023331 | DISPENSER,PALLET WRAP | DISPENSER, 100MM BUNDLING FILM; 38MM CORE; PVC APPLICATOR; SL-275JP; | PROMARK | PROMARK PACKAGING PTY LTD GEEBUNG | DC9002 | PURCHASE AS REQUIRED
000023333 | POLYTUBE. | LDPE POLYTUBE; 250MMX100UM; 20KG PER ROLL FOR SLEEVING X-ARMS | PROMARK | PROMARK PACKAGING PTY LTD GEEBUNG | PT250100 | PURCHASE AS REQUIRED
000022084 | BUSBAR | 33\11KV TRX; 33KV LAT CABLE ADAPT BUSBAR 33\11KV TRANSFORMER; 33KV CABLE BOX; BUSBAR ADAPTER PLATE TO SUIT, 33KV LAT 1000MM2 ALUMINIUM CABLE; | COPLYN | COPLYN ENGINEERING | UT1337A3 | CURRENT
000023332 | WRAPPING,STRETCH | FILM, BUNDLING; USED WITH SC23331 - DISPENSER; 100MMX150MM; 10 ROLLS PER CARTON; | PROMARK | PROMARK PACKAGING PTY LTD GEEBUNG | SD1009 | PURCHASE AS REQUIRED
000023297 | DISCONNECTOR,HIGH VOLTAGE | 400A FUSE SWITCH DISCONNECTOR; SPARE FUSE SWITCH DISCONNECTOR FOR 400A LV LINK PILLAR; ASSEMBLY (USED WITH SC23300); | FLOWLINE | FLOWLINE INDUSTRIES PTY LTD | ESQ23297 | PURCHASE AS REQUIRED
000023298 | PANEL,FUSE | FUSE PANEL MOUNTED, ON STEEL FRAME FOR FSD; 400A LV LINK PILLAR; | FLOWLINE | FLOWLINE INDUSTRIES PTY LTD | ERM23298 | PURCHASE AS REQUIRED
000023299 | COVER,ELECTRICAL EQUIPMENT | TOUCHSAFE TERMINATION COVER; SPARE TERMINATION COVER MOUNTED AT REAR OF FUSE SWITCH DISCONNECTOR SUPPORT FRAME (SC23300); REFER TS521 | FLOWLINE | FLOWLINE INDUSTRIES PTY LTD | ESP23299 | PURCHASE AS REQUIRED
000022343 | RELAY,ELECTROMAGNETIC | SIEMENS TYPE 118 08323; 125VDC COIL; REPLACEMENT INTERLOCK COIL; FOR USE IN SIEMENS 8DA10 36 KV SWGR; Y15 EARTH SWITCH BUS BLOCKING SOLENOID; | SIEMENS | SIEMENS LTD | 118 08323 | CURRENT
000022963 | CAPACITOR SHUNT INSTALLATION. | 12KV; 6.6 MVAR, 11KV CAPACITOR BANK; INCOMING MODULE;C/W DISCONNECTOR, EARTH SWITCH, SURGE ARRESTERS AND THREE 2.2 MVAR CAPACITOR BANKS; | ABB | ABB FAN PTY LTD | ABBACUS 22963 | PURCHASE AS REQUIRED
000022964 | CAPACITOR BANK | 12KV; 2.2 MVAR, 11KV SWITCHED CAPACITOR BANK; INCOMING MODULE;C/W DISCONNECTOR, EARTH SWITCH, SURGE ARRESTERS AND ONE SINGLE SWITCHED 2.2MVAR CAPACITOR BANK; | ABB | ABB FAN PTY LTD | ABBACUS 22964 | PURCHASE AS REQUIRED
000022965 | CAPACITOR SHUNT INSTALLATION. | 12KV; 2.2 MVAR, 11KV SWITCHED CAPACITOR BANK;OUTDOOR USE; C/W DE-TUNING REACTORS ,PRETECTION EQUIPMENT;SUITABLE FOR OPERATION AT 110V DC;SUITABLE FOR | ABB | ABB FAN PTY LTD | ABBACUS 22965 | PURCHASE AS REQUIRED
000022966 | CAPACITOR SHUNT INSTALLATION. | 12KV; 5.0 MVAR, 11KV SWITCHED CAPACITOR BANK;OUTDORR USE;C/W DISCONNECTOR; EARTH SWITCH;SURGE ARRESTERS AND SINGLE SWITCHED 5.0MVAR CAPACITOR BANK; | ABB | ABB FAN PTY LTD | ABBACUS 22966 | PURCHASE AS REQUIRED
000023335 | PADLOCK | PD TYPE LOCK CYLINDER REPLACEMENT OF EXISTING CYLINDER LOCKS AT SG SITES; | JLARSEN | J LARSEN PTY LTD (LOCKSMITH) | OZ1/CAR/CYL/S3 | CURRENT
000023336 | BOLT ASSEMBLY,FOUNDATION | M24 FOUNDATION EXTENSION, 480 MM FULL THREAD; WITH COUPLER;USE ON M24 MAJOR RD RAGBOLT ASSEMBLY SC 14108; POLES UP TO 10M;OUTREACH UP TO 3M; SET OF 4; | GM POLES | GM POLES PTY LTD | FB-M24-SS-EXT | CURRENT
000023337 | BOLT ASSEMBLY,FOUNDATION | M20 FOUNDATION EXTENSION, 480 MM FULL THREAD; C/W COUPLER; USE ON M20 MINOR RD RAGBOLT ASSEMBLY SC14129; POLES UP TO 10M WITH OUTREACH UP TO 3M; SET OF 4; | GM POLES | GM POLES PTY LTD | FB-M20-SS-EXT | CURRENT
000023338 | ASPHALT MIX | COLD MIX ASPHALT; BITUPACK 20KG BAG; 50 BAGS PER PALLET; | BORAL | BORAL | BITUPACK | CURRENT
000022365 | JOINT,ELECTRICAL POWER CABLE | TRANSITION JOINT WITH OUTER BOX; SINGLE PHASE; FOR ELEC POWER CABLE; 63.5/110 KV 1000 SQMM CU - 1600 SQMM CU; XLPE INSULATED; F835 CUTOVER AT VPK | NKT | NKT CABLES AUSTRALIA P/L | SM245 | STRATEGIC SPARE
000032554 | CONTACT,ELECTRICAL | CRADLE, MOVING ROLLER CONTACT, RIGHT ATL, FULLER, C01353, "F", OLTC, PIN, RIGHT HAND SIDE; | ENGCOM | ENG-COM PTY LTD | P300239/2 | MAINTENANCE STOCK
000032555 | CONTACT,ELECTRICAL | U CLIP; FULLER; ATL, TYPE F TAPCHANGER SC 32554, SC33168 | ENGCOM | ENG-COM PTY LTD | 947-012-1 | MAINTENANCE STOCK
000032556 | CONTACT,ELECTRICAL | CONTACT HOLDER PIN; FULLER; ATL; TYPE F TAPCHANGER; SC 32554, SC33168; | ENGCOM | ENG-COM PTY LTD | P300218/1 | MAINTENANCE STOCK
000023340 | BRACKET,MOUNTING | Upgrade ABB SDAF to ABB Safelink RMU, Enables Safelink RMU to be Installed on Square Padmount Plinth, Dwg 1052548-02 (scm) | ERGON | ERGON ENERGY | NA | CURRENT
000023341 | BLADE,RECIPROCATING SAW | Pruning, 230mm, 5 TPI, 5 Blades Per Pack | MILWAUKE | MILWAUKEE POWER TOOLS | 48001301 | CURRENT
000023341 | BLADE,RECIPROCATING SAW | Pruning, 230mm, 5 TPI, 5 Blades Per Pack | C&LTOOL | CALTCO T/A C&L TOOL CENTRE | MILWA48001301 | CURRENT
000023343 | RELAY | BUSBAR CT SUPERVISION; AUX SUPPLY 40-275V AC 40-300V DC; SUPERVISION RELAY ONLY; FOR BZ SCHEME; REFER SC21043 & SC21044 | RMSPROD | RMS PRODUCTS (RELAY MONITORING SYSTEMS) | 2V68-S-BAB | PHASING
000023343 | RELAY | BUSBAR CT SUPERVISION; AUX SUPPLY 40-275V AC 40-300V DC; SUPERVISION RELAY ONLY; FOR BZ SCHEME; REFER SC21043 & SC21044 | SEL | SCHWEITZER ENGINEERING LABORATORIES INC. | 2V68-S-BAB | PHASING
000023344 | KIT,RETROFIT. | LV TRANSFORMER MONITORING RETROFIT KIT; 63 KVA AND UNDER;CONSISTING OF 3 X CT'S, 1 XMETER,1 X MODEM,1 X ANTENNA;ENCLOSURE COMPLETE MTG SOLUTION; USE BRACKET; | WILSON | WILSON TRANSFORMER CO. PTY LTD | 133-7133-60-AD | CURRENT
000023345 | POLE,PUBLIC LIGHTING | BASE PLATE MTD;STEEL;GALV;10.5 M ABOVEGROUND;76 MM SPIGOT;MID- HINGED; COUNTER BALANCED; ROTATING SPIGOT FOR MAINTENANCE; | GM POLES | GM POLES PTY LTD | TRIAL | CURRENT
000023359 | KEY,SOCKET HEAD SCREW | SHORT ARM ALLEN KEY; 5MM HEX DRIVE | GLENFORD | GLENFORDS TOOL CENTRE | AKM5 | CURRENT
000023359 | KEY,SOCKET HEAD SCREW | SHORT ARM ALLEN KEY; 5MM HEX DRIVE | TOOLCITY | TOOL CITY | AKM5 | CURRENT
000023359 | KEY,SOCKET HEAD SCREW | SHORT ARM ALLEN KEY; 5MM HEX DRIVE | STATEWD | STATEWIDE FSTNERS & ENG SPLS PL | AKM5 | CURRENT
000023360 | LABEL | 3M SCOTCHLITE REFLECTIVE SHEETING, WHITE DIAMOND 4991;SELF ADHESIVE;75MM X 10M ROLL;BLANK;FOR USE WITH SERVICE PILLARS; PACK OF 10 | CUTLER | CUTLER BRANDS PTY LTD | ENERGE-23360 | CURRENT
000023358 | KIT,RETROFIT. | TOP ESCUTCHEON;PROTECTIVE BARRIER; SUITS VF130300-EGX42 OR VF234250-EGX32; SUITS LV ISOLATOR;(ALL BOTTOM CABLE TERMINATION);750 kV.A - 1500 kV.A | WEBER | WEBER SOUTH PACIFIC PTY LTD | VF130300-EGX42-K | PURCHASE AS REQUIRED
000032934 | CIRCUIT BREAKER SUBASSEMBLY | HWX 800A CABLE SPOUT; 11KV; 800A CABLE SPOUT; 3 PHASE; SINGLE MOULDING; | SCHNEDER | SCHNEIDER PTY LTD | CR314 | PURCHASE AS REQUIRED
000023361 | ADAPTOR | Streetlight Base, Connects 4 Bolt Pole to 3 Bolt Ragbolt Foundation, for Minor Road Poles c/w 4 x M20 x 75mm Bolts & 4 x M20 Washers (scm) | IPOLES | INTERNATIONAL POLES | EQ-071 | CURRENT
000023361 | ADAPTOR | Streetlight Base, Connects 4 Bolt Pole to 3 Bolt Ragbolt Foundation, for Minor Road Poles c/w 4 x M20 x 75mm Bolts & 4 x M20 Washers (scm) | INGALEPS | INGAL EPS (CONTRACTOR) | XBPADAPT-E302 | CURRENT
000023363 | FIXTURE,LIGHTING | COMPACT FLUORESCENT LUMINAIRE;32W CFL; BULKHEAD CEILING OR WALL;POLYCARBONATE BOWL;ALUMINIUM BODY;C/W GUARDS,WIRE GUARDS,INTEGRAL CONTROL GEAR; | ZUMTOBEL | ZUMTOBEL LIGHTING PL | BE 2599/GW (SAP96541096) | PURCHASE AS REQUIRED
000032935 | CIRCUIT BREAKER SUBASSEMBLY | 11KV HWX 1250A CB BUS SPOUT; 3 PHASE SINGLE MOULDING; CAN SUBSTITUTE 800A BUS SPOUT; | SCHNEDER | SCHNEIDER PTY LTD | CR312-5 | PURCHASE AS REQUIRED
000032936 | CIRCUIT BREAKER SUBASSEMBLY | 11KV HWX 1250A CB CABLE SPOUT; 3 PHASE SINGLE MOULDING; | SCHNEDER | SCHNEIDER PTY LTD | CR311 | PURCHASE AS REQUIRED
000032937 | CIRCUIT BREAKER SUBASSEMBLY | 11KV HWX 2000A CB BUS SPOUT; 3 PHASE SINGLE MOULDING; RED AND BLUE PHASE ONLY; | SCHNEDER | SCHNEIDER PTY LTD | CR322 | MAINTENANCE STOCK
000032939 | CIRCUIT BREAKER SUBASSEMBLY | 11KV HWX 2000A CB BUS SPOUT; SINGLE PHASE SINGLE MOULDING; YELLOW PHASE ONLY; | SCHNEDER | SCHNEIDER PTY LTD | CR321 | MAINTENANCE STOCK
000032940 | CIRCUIT BREAKER SUBASSEMBLY | 11KV HWX 2000A CB CABLE SPOUT; SINGLE PHASE SINGLE MOULDING; RED AND BLUE PHASE ONLY | SCHNEDER | SCHNEIDER PTY LTD | CR320 | PURCHASE AS REQUIRED
000023369 | CABLE,POWER,ELECTRICAL | CABLE,FLEXIBLE; GREEN/YELLOW 2.5SQ MM; CLASS 5 FLEXIBLE CABLE; 50/0.25;100M ROLL; | POWERFLE | POWERFLEX | FBW50025GNYW | CURRENT
000023370 | TERMINAL,LUG | LUG,TWO HOLE;RIGHT ANGLE; TWO HOLE LUG;1/4'STUD; 14-10 AWG WIRE SIZE RIGHT ANGLE; BOX OF 50; | HAYMANS | HAYMANS ELECTRICAL | PANLCD10-14AF-L | CURRENT
000023371 | CABLE,FIBRE OPTIC | FIBRE OPTIC PATCH CABLE; 5M LC-LC MULTIMODE OM3;50U FIBRE OPTIC; PATCH LEAD;BLUE;3MM JACKET; INDIVIDUALLY SEALED; | QCC-CONN | QLD CONNECTORS AND CABLES PL | FB-DM3LCLC-05I | CURRENT
000023372 | RACK,ELEC EQUIP | LACING BAR; SMALL PROFILE LACING BAR; 6MM SCREWS; FOR MPLS INSTALLATION; | HAYMANS | HAYMANS ELECTRICAL | RTT9091 | CURRENT
000023373 | CABLE,FIBRE OPTIC | PATCH CABLES, FIBRE OPTIC; 3M LC-LC MULTIMODE OM3; 50U;BLUE;3MM JACKET; INDIVIDUALLY SEALED; | QCC-CONN | QLD CONNECTORS AND CABLES PL | FM10G-LCLC03 | CURRENT
000023374 | TERMINAL,LUG | LUG;TWO HOLE;STRAIGHT; 1/4" STUD; 14-10 AWG WIRE SIZE; BOX OF 50; | HAYMANS | HAYMANS ELECTRICAL | PANLCD10-14A-L | CURRENT
000023375 | RACK,CABLE | Patch Cord Minder, 1RU, 5 Ring, Krone, Black | REXEL | REXEL PTY LTD | SRVEREDGE: CMR-01-5R OPEN BACK | CURRENT
000023376 | SHELF,ELECTRICAL EQUIPMENT | SLIDING STORAGE TRAY;FIBRE OPTICS; FIBRE MANAGEMENT TRAY;SLIDING SHELF; 1RU; | HAYMANS | HAYMANS ELECTRICAL | ATAFRE-1RU-STO-C | CURRENT
000023339 | CONDUIT,NONMETALLIC,RIGID | UPVC, 125mm Nom, 4m Lg, HD, Orange, Solid Wall Construction, Socket Moulded One End, Marked "ELECTRICITY SUPPLY CABLES", AS2053, Pack of 38 | TRI UGRD | TRI UNDERGROUND AUSTRALIA PTY LTD | CONHD125P | CURRENT
000023339 | CONDUIT,NONMETALLIC,RIGID | UPVC, 125mm Nom, 4m Lg, HD, Orange, Solid Wall Construction, Socket Moulded One End, Marked "ELECTRICITY SUPPLY CABLES", AS2053, Pack of 38 | VINIDEX |  | 21050 | CURRENT
000023339 | CONDUIT,NONMETALLIC,RIGID | UPVC, 125mm Nom, 4m Lg, HD, Orange, Solid Wall Construction, Socket Moulded One End, Marked "ELECTRICITY SUPPLY CABLES", AS2053, Pack of 38 | IPLEX | IPLEX PIPELINES AUSTRALIA PTY LTD | A27 | CURRENT
000023200 | PANEL,BLANK | BLANK PLATE, SIZE1D;SUIT H02 & H04; EPSILON SIZE 6 CUTOUT; | ERGONWS | PROVISION OF WORKSHOP SERVICES | 23200 | CURRENT
000023201 | PANEL,BLANK | BLANK PLATE, SIZE 1D;SUIT H02 & H04; RELAY CUTOUT; 210MM X 270MM; | ERGONWS | PROVISION OF WORKSHOP SERVICES | 23201 | CURRENT
000023377 | LUBRICATING OIL,ENGINE | CHAINSAW 2 STROKE OIL; 1 LITRE 2 STROKE OIL FOR AIR-COOLED TWO STROKE ENGINES; SPECIFIC OIL FOR USE ON STIHL CHAINSAWS; FUEL/OIL RATIO 50:1: | STIHL | STIHL GROUP | LUB6005S | CURRENT
000023377 | LUBRICATING OIL,ENGINE | CHAINSAW 2 STROKE OIL; 1 LITRE 2 STROKE OIL FOR AIR-COOLED TWO STROKE ENGINES; SPECIFIC OIL FOR USE ON STIHL CHAINSAWS; FUEL/OIL RATIO 50:1: | ARBORLNK | ARBORLINK PTY LTD | 781319841 | CURRENT
000023319 | ARRESTER,ELECTRICAL SURGE | GAPLESS,METAL OXIDE;110 KV;10 KA; VERTICAL OR HORIZONTAL MOUNTING; POLYMER HOUSING; | BRITECH | BRI-TECH PTY LTD | 310076-EN | CURRENT
000023319 | ARRESTER,ELECTRICAL SURGE | GAPLESS,METAL OXIDE;110 KV;10 KA; VERTICAL OR HORIZONTAL MOUNTING; POLYMER HOUSING; | MVTECH | MV TECHNOLOGY SOLUTIONS P/L | S3EL2 096-2PJ31-4XA5 | CURRENT
000023400 | ARRESTER,ELECTRICAL SURGE | GAPLESS,METAL OXIDE;132 KV;10 KA; VERTICAL OR HORIZONTAL MOUNTING; POLYMER HOUSING | BRITECH | BRI-TECH PTY LTD | 310098-EN2 | CURRENT
000023400 | ARRESTER,ELECTRICAL SURGE | GAPLESS,METAL OXIDE;132 KV;10 KA; VERTICAL OR HORIZONTAL MOUNTING; POLYMER HOUSING | MVTECH | MV TECHNOLOGY SOLUTIONS P/L | S3EL2 120-2PJ31-4XA5 | CURRENT
000023366 | SWIVEL, EYE AND LINK | Line Swivel, S/Steel Line Swivel, suits Cable Socks, 1.38" Dia, Rating 26.7kN WLL - 2.67T Marking Required | SPECFORC | SPECIALISED FORCE | 00505-025 | CURRENT
000023366 | SWIVEL, EYE AND LINK | Line Swivel, S/Steel Line Swivel, suits Cable Socks, 1.38" Dia, Rating 26.7kN WLL - 2.67T Marking Required | AMPLITUD | AMPLITUDE PTY LTD - 396777 | CT250AR | CURRENT
000023367 | NUT,HOOK | NUT CONNECTOR - TO SUIT CABLE SOCKS; STAINLESS STEEL WLL - 2.5T MARKING REQUIRED | SPECFORC | SPECIALISED FORCE | MRNI12.0 | CURRENT
000023379 | GRIP,CABLE,WOVEN | CABLE SOCK 20MM-29MM; OD RANGE; UTS-73kN, WLL 2477KG MARKED ON EQUIP; USED ON CONDUCTOR CCT ONLY; USED WITH SWIVEL SC23366 & NUT CONNECTOR SC23367 | SPECFORC | SPECIALISED FORCE | HDGW20CS | CURRENT
000023379 | GRIP,CABLE,WOVEN | CABLE SOCK 20MM-29MM; OD RANGE; UTS-73kN, WLL 2477KG MARKED ON EQUIP; USED ON CONDUCTOR CCT ONLY; USED WITH SWIVEL SC23366 & NUT CONNECTOR SC23367 | TEN | THE ENERGY NETWORK | HDGW20CS | CURRENT
000023380 | GRIP,CABLE,WOVEN | CABLE SOCK 31MM; OD RANGE; UTS-25kN, WLL 846KG MARKED ON EQUIP;USED ON CONDUCTOR LVABC95 ONLY; USE WITH SWIVEL SC23366 & NUT CONNECTOR SC23367 | SPECFORC | SPECIALISED FORCE | LV495 | CURRENT
000023380 | GRIP,CABLE,WOVEN | CABLE SOCK 31MM; OD RANGE; UTS-25kN, WLL 846KG MARKED ON EQUIP;USED ON CONDUCTOR LVABC95 ONLY; USE WITH SWIVEL SC23366 & NUT CONNECTOR SC23367 | TEN | THE ENERGY NETWORK | LV495 | CURRENT
000023381 | GRIP,CABLE,WOVEN | CABLE SOCK 57MM: OD RANGE;UTS-31kN, WLL 1050KG MARKED ON EQUIP;USED ON CONDUCTOR HVABC 120 ONLY; USE WITH SWIVEL SC23366 & NUT CONNECTOR SC23367 | SPECFORC | SPECIALISED FORCE | HV3120 | CURRENT
000023382 | GRIP,CABLE,WOVEN | CABLE SOCK 48MM; OD RANGE; UTS-25kN, WLL 846KG MARKED ON EQUIP; USED ON CONDUCTOR HVABC 35 ONLY; USED WITH SWIVEL SC23366 & NUT CONNECTOR SC23367 | SPECFORC | SPECIALISED FORCE | HV335 | CURRENT
000023383 | GRIP,CABLE,WOVEN | CABLE SOCK 6MM-11MM; UTS-8kN, WLL MARKED ON EQUIP; USED ON CONDUCTORS LIBRA, RAISIN & APPLE ONLY;U/W SWIVEL SC23366 & NUT CONNECTOR SC23367; WLL 265kg | SPECFORC | SPECIALISED FORCE | CHD1006 | CURRENT
000023383 | GRIP,CABLE,WOVEN | CABLE SOCK 6MM-11MM; UTS-8kN, WLL MARKED ON EQUIP; USED ON CONDUCTORS LIBRA, RAISIN & APPLE ONLY;U/W SWIVEL SC23366 & NUT CONNECTOR SC23367; WLL 265kg | TEN | THE ENERGY NETWORK | CHD1006 | CURRENT
000023384 | GRIP,CABLE,WOVEN | CABLE SOCK 8MM-11MM;UTS-28kN, WLL 948KG MARKED ON EQUIP;USED ON CONDUCTORS APPLE, GAL STEEL 7/2.75 & 19/2.00 ONLY; USE WITH SWIVEL SC23366/NUT CON SC23367; | SPECFORC | SPECIALISED FORCE | HDGW08CS | CURRENT
000023384 | GRIP,CABLE,WOVEN | CABLE SOCK 8MM-11MM;UTS-28kN, WLL 948KG MARKED ON EQUIP;USED ON CONDUCTORS APPLE, GAL STEEL 7/2.75 & 19/2.00 ONLY; USE WITH SWIVEL SC23366/NUT CON SC23367; | TEN | THE ENERGY NETWORK | HDGW08CS | CURRENT
000023385 | GRIP,CABLE,WOVEN | CABLE SOCK 10-15MM; UTS-37kN, WLL 1254KG MARKED ON EQUIP; USED ON CONDUCTORS MARS ,MOON, BANANA, CHERRY, GAL STEEL 19/2.75 & HVABC 35/120 CATENARY 19/200; USE WITH | TEN | THE ENERGY NETWORK | HDGW10CS | CURRENT
000023385 | GRIP,CABLE,WOVEN | CABLE SOCK 10-15MM; UTS-37kN, WLL 1254KG MARKED ON EQUIP; USED ON CONDUCTORS MARS ,MOON, BANANA, CHERRY, GAL STEEL 19/2.75 & HVABC 35/120 CATENARY 19/200; USE WITH | SPECFORC | SPECIALISED FORCE | HDGW10CS | CURRENT
000023386 | GRIP,CABLE,WOVEN | CABLE SOCK 15-21MM; UTS-87kN, WLL 1937KG MARKED ON EQUIP; USE ON CONDUCTORPLUTO ONLY; USE WITH SWIVEL SC23366 & NUT CONNECTOR SC23367 | TEN | THE ENERGY NETWORK | HDGW15CS | CURRENT
000023386 | GRIP,CABLE,WOVEN | CABLE SOCK 15-21MM; UTS-87kN, WLL 1937KG MARKED ON EQUIP; USE ON CONDUCTORPLUTO ONLY; USE WITH SWIVEL SC23366 & NUT CONNECTOR SC23367 | SPECFORC | SPECIALISED FORCE | HDGW15CS | CURRENT
000023387 | FUSE,CARTRIDGE | FUSE LINK;8.3kV;KMATE TYPE 25K; FOR 300/315 kVA TRANSFORMER IN HIGH FAULT CURRENT AREAS; FITTED WITH COPPER ROD (90 DEGREE ANGLE);PACK OF 1 | BRITECH | BRI-TECH PTY LTD | HTDE236-025KIT | CURRENT
000023388 | FUSE,CARTRIDGE | FUSE LINK; 8.3kV; KMATE TYPE 40K; FOR 500 kVA TRANSFORMERS IN HIGH FAULT CURRENT AREAS;FITTED WITH COPPER ROD (90 DEGREE ANGLE);PACK OF 1 | BRITECH | BRI-TECH PTY LTD | HTDE236-040 | CURRENT
000023391 | SIGN | DANGER HIGH VOLTAGE, KEEP ROOF CLEAR AT ALL TIMES;ALUMINIUM;RETROFLECTIVE; 200 MM LG, 115 MM WIDE, 0.55 MM THK; OACK OF 10 | ARTCRAFT | ARTCRAFT PTY LTD | SIGN-SPECIAL | CURRENT
000023392 | PLATE,IDENTIFICATION | Plastic, Red, Phase Identification, suit Sicame Multi-Service LV ABC Connectors | SICAME | SICAME AUSTRALIA PTY LTD | MSC BASE PLATE R | CURRENT
000023393 | PLATE,IDENTIFICATION | Plastic, White, Phase Identification, suit Sicame Multi-Service LV ABC Connectors | SICAME | SICAME AUSTRALIA PTY LTD | MSC BASE PLATE W | CURRENT
000023394 | PLATE,IDENTIFICATION | Plastic, Blue, Phase Identification, suit Sicame Multi-Service LV ABC Connectors | SICAME | SICAME AUSTRALIA PTY LTD | MSC BASE PLATE B | CURRENT
000023395 | FACESHIELD,INDUSTRIAL | Arc Flash Protection Faceshield c/w Chin Guard, 10cal/cm2 | LEGEND | LEGEND POWER SYSTEMS | 140204BSDERGOS | CURRENT
000023395 | FACESHIELD,INDUSTRIAL | Arc Flash Protection Faceshield c/w Chin Guard, 10cal/cm2 | EFO | ELECTRICAL FACTORY OUTLET PTY LTD | SALISBURY AS1000 | CURRENT
000023395 | FACESHIELD,INDUSTRIAL | Arc Flash Protection Faceshield c/w Chin Guard, 10cal/cm2 | CNWPL | CNW PL - SLACKS CREEK | VLTARC-FS | CURRENT
000023396 | TRANSFORMER,DISTRIBUTION | WILSON - SWER POLE MOUNT; 12.7kV, 25kVA (scm); (PURCHASE FROM ERGON); | ERGON | ERGON ENERGY | ERGON SC 859807 | PURCHASE AS REQUIRED
000023405 | EARTH ROD DRIVER | Temporary Earth Rod Driver, Steel Const, Coated Rubber handles 16mm Dia SS Rod, 1600mm length | ENERGYNW | THE ENERGY NETWORK | TENW001 | CURRENT
000023546 | CIRCUIT BREAKER | 145kV;1600A;40kA;OUTDOOR LIVE TANK; CIRCUIT BREAKER UNIT;C/W 110V DC; AUXILIARY SUPPLY; | ABB | ABB FAN PTY LTD | LTB 145D1/B | CURRENT
000023547 | CIRCUIT BREAKER | 1454kV;1250 A;40kA;OUTDOOR LIVE TANK CIRCUIT BREAKER UNIT;C/W 110V DC AUXILIARY SUPPLY; | ABB | ABB FAN PTY LTD | LTB 145D1/B | CURRENT
000023600 | SWITCHGEAR,FEEDER | FEEDER SWGR UNIT;12kV;630 A;25KA;2000 A BUS;METAL ENCLOSED FIXED SWGR; CONTROL GEAR ASSEMBLY;110 V DC AUX SUPPLY; C/W CURRENT TRANSFORMERS FOR FEEDER, | SCHNEDER | SCHNEIDER PTY LTD | 23600 | CURRENT
000023601 | SWITCHGEAR,FEEDER | COMBINATION FEEDER;MOBILE KIOSK SWGR UNIT;12 KV;1250 A;25KA;2000 A BUS;METAL ENCLOSED FIXED SWGR;CONTROL GEAR ASSEMBLY;110 V DC AUX SUPPLY C/W | SCHNEDER | SCHNEIDER PTY LTD | 23601 | CURRENT
000023602 | SWITCHGEAR,BUS SECTION | BUS SECTION SWGR UNIT;12 KV;2000 A;25KA; 2000 A BUS;METAL ENCLOSED;FIXED SWGR; CONTROL GEAR ASSEMBLY;110 V DC AUX SUPPLY C/W CURRENT TRANSFORMERS FOR | SCHNEDER | SCHNEIDER PTY LTD | 23602 | CURRENT
000023603 | SWITCHGEAR,BUS SECTION | BUS TIE SWGR UNIT:12 KV;1250 A;25 KA; 2000 A BUS;METAL ENCLOSED FIXED SWGR; CONTROL GEAR ASSEMBLY WITH 110 V DC AUX SUPPLY C/W CURRENTTRANSFORMERS | SCHNEDER | SCHNEIDER PTY LTD | 23603 | CURRENT
000023604 | SWITCHGEAR,TRANSFORMER | TRANSFORMER SWGR UNIT;12 KV;2000 A;25KA; 2000 A BUS;METAL ENCLOSED FIXED SWGR; CONTROL GEAR ASSEMBLY;110 V DC AUX SUP- PLY C/W CURRENT TRANSFORMERS FOR | SCHNEDER | SCHNEIDER PTY LTD | 23604 | CURRENT
000023605 | SWITCHGEAR,BUS SECTION | BUSBAR EARTH SWITCH;12KV;25KA;SUIT- ABLE FOR FAULT MAKE DUTY ON 2000 A BUS; MANUAL OPERATION ONLY; | SCHNEDER | SCHNEIDER PTY LTD | 23605 | CURRENT
000023617 | SWITCHGEAR,FEEDER | FEEDER SWGR UNIT;36KV;800 A;31.5KA;1250A BUS METAL ENCLOSED FIXED SWGR;CONTROL GEAR ASSEMBLY SUITS 110V DC AUX SUPPLY; C/W CURRENT TRANSFORMERS FOR FEEDER,BZ | SCHNEDER | SCHNEIDER PTY LTD | 23617 | CURRENT
000023618 | SWITCHGEAR,TRANSFORMER | TRANSFORMER SWGR UNIT;36KV;800A;31.5KA; 1250A BUS METAL ENCLOSED;SPECIAL FEATURE SWGR;CONTROL GEAR ASSEMBLY;SUITS 110V DC AUX SUPPLY C/W 3 PHASE BUS; | SCHNEDER | SCHNEIDER PTY LTD | 23618 | CURRENT
000023619 | SWITCHGEAR,BUS SECTION | BUS TIE SWITCHGEAR UNIT;36 KV;800 A; 1250 A BUS METAL ENCLOSED FIXED SWITCH- GEAR;CONTROL GEAR ASSEMBLY SUITABLE FOR 110 V DC AUXILIARY SUPPLY INC; | SCHNEDER | SCHNEIDER PTY LTD | 23619 | CURRENT
000023620 | DISCONNECTOR,HIGH VOLTAGE | BUS TEE OFF DISCONNECTOR UNIT;36KV; 800A;31.5KA;1250A BUS METAL ENCLOSED; FIXED SWGR;CONTROL GEAR ASSEMBLY C/W FAULT MAKE BUS EARTH SWITCH; | SCHNEDER | SCHNEIDER PTY LTD | 23620 | CURRENT
000023621 | SWITCHGEAR,FEEDER | FEEDER SWGR UNIT;36KV;800A;31.5KA; 1600A BUS METAL ENCLOSED FIXED SWGR; CONTROL GEAR ASSEMBLY;SUITS 110V DC AUX SUPPLY C/W CURRENT TRANSFORMERS | SCHNEDER | SCHNEIDER PTY LTD | 23621 | PURCHASE AS REQUIRED
000023622 | SWITCHGEAR,FEEDER | FEEDER SWGR UNIT;36KV;1250A;31.5KA; 1600A BUS METAL ENCLOSED FIXED SWGR; CONTROL GEAR ASSEMBLY;SUITS 110V DC AUX SUPPLY C/W CURRENT TRANSFORMERS | SCHNEDER | SCHNEIDER PTY LTD | 23622 | PURCHASE AS REQUIRED
000023557 | SWITCHGEAR,FEEDER | INDOOR FEEDER SWITCHGEAR UNIT; 12KV;630A;25KA;2000A BUS;METAL ENCLOSED FIXED SWITCHGEAR, CONTROL GEAR ASSEMBLY; C/W 110V DC AUXILIARY SUPPLY, INCLUDES | HAWKSIDD | HAWKER SIDDELEY SWITCHGEAR LTD | ECLIPSE | PURCHASE AS REQUIRED
000023558 | SWITCHGEAR,FEEDER | INDOOR COMBINATION FEEDER, MOBILE KIOSK SWGR UNIT;12KV;1250A;25KA;2000A BUS; METAL ENCLOSED FIXED SWGR, CONTROL GEAR ASSEMBLY; C/W 110 VDC AUX SUPPLY, | HAWKSIDD | HAWKER SIDDELEY SWITCHGEAR LTD | ECLIPSE | PURCHASE AS REQUIRED
000023559 | SWITCHGEAR,BUS SECTION | INDOOR BUS SECTION SWGR UNIT;12KV;2000A; 25KA;2000A BUS;METAL ENCLOSED FIXED SWGR CONTROL GEAR ASSEMBLY;C/W 110 V DC AUX SUPPLY, CURRENT TRANSFORMERS FOR DUAL | HAWKSIDD | HAWKER SIDDELEY SWITCHGEAR LTD | ECLIPSE | PURCHASE AS REQUIRED
000023560 | SWITCHGEAR,BUS SECTION | INDOOR BUS TIE SWGR UNIT;12KV;1250A; 25KA;200A BUS;METAL ENCLOSED FIXED SWGR, CONTROL GEAR ASSEMBLY;C/W 110V DC AUX SUPPLY, CURRENT TRANSFORMERS FOR BUS TIE | HAWKSIDD | HAWKER SIDDELEY SWITCHGEAR LTD | ECLIPSE | PURCHASE AS REQUIRED
000023561 | SWITCHGEAR,TRANSFORMER | INDOOR TRANSFORMER SWGR UNIT;12KV;2000A 25KA;2000A BUS;METAL ENCLOSED SWGR & CONTROL GEAR ASSEMBLY; C/W 110V DC AUX SUPPLY, CURRENT TRANSFORMERS FOR | HAWKSIDD | HAWKER SIDDELEY SWITCHGEAR LTD | ECLIPSE | PURCHASE AS REQUIRED
000023562 | SWITCHGEAR,BUS SECTION | INDOOR BUSBAR EARTH SWITCH;12KV;25KA; SUITS FAULT MAKE DUTY ON 2000A BUS; MANUAL OPERATION ONLY; | HAWKSIDD | HAWKER SIDDELEY SWITCHGEAR LTD | ECLIPSE | PURCHASE AS REQUIRED
000023580 | CIRCUIT BREAKER | OUTDOOR DEAD TANK CIRCUIT BREAKER UNIT; 36KV; 250A; 31.5KA;C/W FOUR BUSHING PROTECTION 1A CURRENT TRANSFORMERS & 125 V DC AUX SUPPLY; | HAWKSIDD | HAWKER SIDDELEY SWITCHGEAR LTD | HORIZON | PURCHASE AS REQUIRED
000023581 | CIRCUIT BREAKER | OUTDOOR DEAD TANK CIRCUIT BREAKER UNIT; 36KV; 250A; 31.5KA;C/W FOUR BUSHING PROTECTION 5A CURRENT TRANSFORMERS & 125 V DC AUX SUPPLY; | HAWKSIDD | HAWKER SIDDELEY SWITCHGEAR LTD | HORIZON | PURCHASE AS REQUIRED
000023582 | CIRCUIT BREAKER | OUTDOOR DEAD TANK CIRCUIT BREAKER UNIT; 36KV; 1250A; 31.5KA;C/W FOUR BUSHING PROTECTION CURRENT TRANSFORMERS, ONE BUSHING METERING CURRENT TRANSFORMER | HAWKSIDD | HAWKER SIDDELEY SWITCHGEAR LTD | HORIZON | PURCHASE AS REQUIRED
000023583 | CIRCUIT BREAKER | OUTDOOR DEAD TANK CIRCUIT BREAKER UNIT; 36KV; 1250A; 31.5KA;C/W FOUR BUSHING PROTECTION CURRENT TRANSFORMERS, ONE BUSHING METERING CURRENT TRANSFORMER | HAWKSIDD | HAWKER SIDDELEY SWITCHGEAR LTD | HORIZON | PURCHASE AS REQUIRED
000023623 | SWITCHGEAR,TRANSFORMER | TRANSFORMER SWGR UNIT;36 KV;1600 A; 31.5 KA1600 A BUS METAL ENCLOSED FIXED, SWGR, CONTROL GEAR ASSEMBLY;SUITABLE FOR 110 V DC AUX SUPPLY C/W 3 PHASE BUS | SCHNEDER | SCHNEIDER PTY LTD | 23623 | PURCHASE AS REQUIRED
000023624 | SWITCHGEAR,TRANSFORMER | TRANSFORMER SWGR UNIT;36 KV;1250 A; 31.5 KA;1600 A BUS METAL ENCLOSED FIXED SWGR, CONTROL GEAR ASSEMBLY;SUITABLE FOR 110 V DC AUX SUPPLY C/W 3 PHASE BUS | SCHNEDER | SCHNEIDER PTY LTD | 23624 | PURCHASE AS REQUIRED
000023625 | SWITCHGEAR,BUS SECTION | BUS SECTION SWGR UNIT;36 KV;1600 A; 31.5 KA;1600 A BUS METAL ENCLOSED FIXED SWGR, CONTROL GEAR ASSEMBLY;SUITABLE FOR 110 V DC AUX SUPPLY;INC CURRENT | SCHNEDER | SCHNEIDER PTY LTD | 23625 | PURCHASE AS REQUIRED
000023584 | CIRCUIT BREAKER | OUTDOOR DEAD TANK CIRCUIT BREAKER UNIT;FOUR BUSHING PROTECTION CURRENT TRANSFORMERS;C/W 110V DC AUX SUPPLY; 1A CURENT TRANSFORMERS; | HAWKSIDD | HAWKER SIDDELEY SWITCHGEAR LTD | HORIZON | PURCHASE AS REQUIRED
000023585 | CIRCUIT BREAKER | OUTDOOR DEAD TANK CIRCUIT BREAKER UNIT;FOUR BUSHING PROTECTION CURRENT TRANSFORMERS;C/W 110V DC AUX SUPPLY; 5A CURENT TRANSFORMERS; | HAWKSIDD | HAWKER SIDDELEY SWITCHGEAR LTD | HORIZON | PURCHASE AS REQUIRED
000023626 | SWITCHGEAR,BUS SECTION | BUS TIE SWGR UNIT;36 KV;1600 A;31.5 KA; 1600 A BUS METAL ENCLOSED FIXED SWGR; CONTROL GEAR ASSEMBLY SUITS 110 V DC AUX SUPPLY;INC FAULT MAKE BUS EARTH | SCHNEDER | SCHNEIDER PTY LTD | 23626 | PURCHASE AS REQUIRED
000023586 | CIRCUIT BREAKER | OUTDOOR DEAD TANK CIRCUIT BREAKER UNIT;36 KV;1250 A;31.5 KA;FOUR BUSHING PROTECTION;CURRENT TRANSFORMERS;110V DC AUX SUPPLY 1A CURRENT TRANSFORMERS; | HAWKSIDD | HAWKER SIDDELEY SWITCHGEAR LTD | HORIZON | PURCHASE AS REQUIRED
000023627 | DISCONNECTOR,HIGH VOLTAGE | BUS TEE OFF DISCONNECTOR UNIT;36 KV; 1600 A;31.5 KA;1600 A BUS METAL ENCLOSED FIXED SWGR, CONTROL GEAR ASSEMBLY; INC FAULT MAKE BUS EARTH SWITCH | SCHNEDER | SCHNEIDER PTY LTD | 23627 | PURCHASE AS REQUIRED
000023587 | CIRCUIT BREAKER | OUTDOOR DEAD TANK CIRCUIT BREAKER UNIT;36 KV;1250 A;31.5 KA;FOUR BUSHING PROTECTION;CURRENT TRANSFORMERS;110V DC AUX SUPPLY 5A CURRENT TRANSFORMERS; | HAWKSIDD | HAWKER SIDDELEY SWITCHGEAR LTD | HORIZON | PURCHASE AS REQUIRED
000023588 | CIRCUIT BREAKER | OUTDOOR DEAD TANK CIRCUIT BREAKER UNIT; FOUR BUSHING CURRENT PROTECTION TRANSFORMERS;36KV;1250A;31.5KA;32V DC AUX SUPPLY; 1A CURRENT TRANSFORMERS; | HAWKSIDD | HAWKER SIDDELEY SWITCHGEAR LTD | HORIZON | PURCHASE AS REQUIRED
000023628 | SWITCHGEAR,BUS SECTION | FEEDER SWGR UNIT;36 KV;800 A;31.5KA; 2000 A BUS METAL ENCLOSED FIXED SWGR, CONTROLGEAR ASSEMBLY SUITS AMPAGE RATING: | SCHNEDER | SCHNEIDER PTY LTD | 23628 | PURCHASE AS REQUIRED
000023589 | CIRCUIT BREAKER | OUTDOOR DEAD TANK CIRCUIT BREAKER UNIT; FOUR BUSHING CURRENT PROTECTION TRANSFORMERS;36KV;1250A;31.5KA;32V DC AUX SUPPLY; 5A CURRENT TRANSFORMERS; | HAWKSIDD | HAWKER SIDDELEY SWITCHGEAR LTD | HORIZON | PURCHASE AS REQUIRED
000023629 | SWITCHGEAR,TRANSFORMER | TRANSFORMER SWGR UNIT;36 KV;800 A; 31.5 KA;2000 A BUS METAL ENCLOSED FIXED SWGR, CONTROL GEAR ASSEMBLY;SUITS 110 V DC AUX SUPPLY C/W CURRENT TRANS- | SCHNEDER | SCHNEIDER PTY LTD | 23629 | PURCHASE AS REQUIRED
000023590 | CIRCUIT BREAKER | OUTDOOR DEAD TANK CIRCUIT BREAKER UNIT; 36KV;1250A;31.5KA;FOUR BUSHING CURRENT PROTECTION TRANSFORMERS;32 V DC AUX SUPPLY;1 BUSHING METERING CURRENT | HAWKSIDD | HAWKER SIDDELEY SWITCHGEAR LTD | HORIZON | PURCHASE AS REQUIRED
000023591 | CIRCUIT BREAKER | OUTDOOR DEAD TANK CIRCUIT BREAKER UNIT; 36KV;1250A;31.5KA;FOUR BUSHING CURRENT PROTECTION TRANSFORMERS;32 V DC AUX SUPPLY;1 BUSHING METERING CURRENT | HAWKSIDD | HAWKER SIDDELEY SWITCHGEAR LTD | HORIZON | PURCHASE AS REQUIRED
000023592 | CIRCUIT BREAKER | OUTDOOR DEAD TANK CIRCUIT BREAKER UNIT; 36KV;2000A;31.5KA;4 BUSHING PROTECTION CURRENT TRANSFORMERS;110V DC AUX SUPPLY 1A CURRENT TRANSFORMERS | HAWKSIDD | HAWKER SIDDELEY SWITCHGEAR LTD | HORIZON | PURCHASE AS REQUIRED
000023593 | CIRCUIT BREAKER | OUTDOOR DEAD TANK CIRCUIT BREAKER UNIT; 36KV;2000A;31.5KA;4 BUSHING PROTECTION CURRENT TRANSFORMERS;110V DC AUX SUPPLY 5A CURRENT TRANSFORMERS | HAWKSIDD | HAWKER SIDDELEY SWITCHGEAR LTD | HORIZON | PURCHASE AS REQUIRED
000023630 | SWITCHGEAR,TRANSFORMER | TRANSFORMER SWGR UNIT;36 KV;800 A; 31.5 KA;2000 A BUS METAL ENCLOSED FIXED SWGR, CONTROL GEAR ASSEMBLY C/W 3 PHASE BUS VOLTAGE TRANSFORMER, | SCHNEDER | SCHNEIDER PTY LTD | 23630 | PURCHASE AS REQUIRED
000023594 | CIRCUIT BREAKER | OUTDOOR DEAD TANK CIRCUIT BREAKER UNIT; 4 BUSHING PROTECTION CURRENT TRANSFORMER 36KV;2000A;31.5KA;1 BUSHING METERING CURRENT TRANSFORMER;110V DC AUX SUPPLY | HAWKSIDD | HAWKER SIDDELEY SWITCHGEAR LTD | HORIZON | PURCHASE AS REQUIRED
000023595 | CIRCUIT BREAKER | OUTDOOR DEAD TANK CIRCUIT BREAKER UNIT; 4 BUSHING PROTECTION CURRENT TRANSFORMER 36KV;2000A;31.5KA;1 BUSHING METERING CURRENT TRANSFORMER;110V DC AUX SUPPLY | HAWKSIDD | HAWKER SIDDELEY SWITCHGEAR LTD | HORIZON | PURCHASE AS REQUIRED
000023631 | SWITCHGEAR,TRANSFORMER | TRANSFORMER SWGR UNIT;36 KV;2000 A; 31.5 KA;2000 A BUS METAL ENCLOSED FIXED SWGR, CONTROL GEAR ASSEMBLY, SUITS 110 V DC AUX SUPPLY C/W CURRENT TRANS- | SCHNEDER | SCHNEIDER PTY LTD | 23631 | CURRENT
000023632 | SWITCHGEAR,BUS SECTION | BUS SECTION SWGR UNIT;36 KV;2000 A; 31.5 KA;2000 A BUS METAL ENCLOSED FIXED SWGR, CONTROL GEAR ASSEMBLY SUITS 110 V DC AUX SUPPLY C/W CURRENT TRANS- | SCHNEDER | SCHNEIDER PTY LTD | 23632 | CURRENT
000023633 | SWITCHGEAR,BUS SECTION | BUS TIE SWITCHGEAR UNIT;36 KV;2000 A; 31.5 KA;2000 A BUS METAL ENCLOSED FIXED SWGR, CONTROL GEAR ASSEMBLY SUITS 110 V DC AUX SUPPLY C/W CURRENT TRANS- | SCHNEDER | SCHNEIDER PTY LTD | 23633 | CURRENT
000023634 | DISCONNECTOR,HIGH VOLTAGE | BUS TEE OFF DISCONNECTOR UNIT;36 KV; 2000 A;31.5KA 2000 A BUS METAL ENCLOSED FIXED SWGR, CONTROL GEAR ASSEMBLY; SUITS CONNECTION EITHER END OF 36KB BUS | SCHNEDER | SCHNEIDER PTY LTD | 23634 | PURCHASE AS REQUIRED
000023635 | CIRCUIT BREAKER | OUTDOOR 36 KV;1250 A;31.5 KA;LIVE TANK CIRCUIT BREAKER UNIT | SCHNEDER | SCHNEIDER PTY LTD | 23635 | PURCHASE AS REQUIRED
000023636 | CIRCUIT BREAKER | OUTDOOR 36 KV;3150 A;31.5 KA LIVE TANK CIRCUIT BREAKER UNIT | SCHNEDER | SCHNEIDER PTY LTD | 23636 | PURCHASE AS REQUIRED
000023411 | KEY | AN389900010, Powerlock Release Key, Black, for Uncoupling Powerlock Connectors | PRODSHOP | THE PRODUCTION SHOP | LL0023N | CURRENT
000023411 | KEY | AN389900010, Powerlock Release Key, Black, for Uncoupling Powerlock Connectors | ITT INC | ITT INC. (MANUFACTURER) | LL0023N | CURRENT
000023202 | BARRIER,INSULATION | HDPE;180 SQ MM;20 MM THK; 4 x 20MM DIAMETER HOLES; | ERGON | ERGON ENERGY | BARRIER,INSULATION; HDPE | CURRENT
000023412 | SIGN | WARNING CONFINED SPACE BY PERMIT ONLY; ALUMINIUM;YELLOW 3M RETROFLECTIVE; 3271; CLASS 2;210MMX150MM; | ARTCRAFT | ARTCRAFT PTY LTD | SIGN-SPECIAL | PURCHASE AS REQUIRED
000023420 | SIGN | WARNING CONFINED SPACE BY PERMIT ONLY; ALUMINIUM;YELLOW 3M RETROFLECTIVE; 3271; CLASS 2; 300MMX200MM; | ARTCRAFT | ARTCRAFT PTY LTD | SIGN-SPECIAL | PURCHASE AS REQUIRED
000015183 | CIRCUIT BREAKER | RATED NORMAL CURRENT: NO. OF PHASES/POLES: TRIPPING VOLTAGE: TYPE: | ENERGEX | ENERGEX | SBV2 | STRATEGIC SPARE
000023413 | EYE WASH | Saline Solution, 1L Bottle, Pack of 2 Replacement Bottles, Single Use Eyewash | SETON | SETON AUSTRALIA PTY LTD | TOB126 | CURRENT
000023413 | EYE WASH | Saline Solution, 1L Bottle, Pack of 2 Replacement Bottles, Single Use Eyewash | ATOMSUPP | ATOM SUPPLY | 60011183 | CURRENT
000023414 | BATTERY,STORAGE | 12V, 4.0Ah, M12 Red Li-Ion, for Milwaukee Tools | C&LTOOL | CALTCO T/A C&L TOOL CENTRE | MILWAM12B4 | CURRENT
000023414 | BATTERY,STORAGE | 12V, 4.0Ah, M12 Red Li-Ion, for Milwaukee Tools | MILWAUKE | MILWAUKEE POWER TOOLS | M12B4 | CURRENT
000023421 | TICK REMOVER | REMOVAL TICK;SPOON; HELPS IN REMOVAL OF TICKS; | ALPHA | ALPHA FIRST AID SUPPLIES QLD | 250108 | PHASING
000023406 | RECLOSER,AUTO | NOJA Power OSM15, 15.5kV, 3 Ph, 800A, 16kA Vacuum Interupter c/w Control Cubicle, 9m Control Cable, Pole Mounting Bracket, Aux Supply VT w/-CCT Bridges, | NOJAPWR | NOJA POWER | OSM15-16-800-310 | CURRENT
000023407 | RECLOSER,AUTO | NOJA Power OSM38, 38kV, 3 Ph, 800A, 12.5kA Vacuum Interupter c/w Control Cubicle, 9m Control Cable, Pole Mounting Bracket, Aux Supply VT w/-CCT Bridges, | NOJAPWR | NOJA POWER | OSM38-12-800-300 | CURRENT
000023408 | CONTROLLER | TEST BENCH CONTROLLER;RACK MOUNTED CONTROL PANEL;SUITS 19 INCH RACK; FOR NOJA OSM RECLOSERS WITH RC10 CONTROLLER; | NOJAPWR | NOJA POWER | RMT-10 | PURCHASE AS REQUIRED
000023409 | TEST SET | Interface, Field Test Equip, for NOJA RC10 Controller Testing c/w 10m Unarmoured Control Cable | NOJAPWR | NOJA POWER | ITS-04 | PURCHASE AS REQUIRED
000020047 | PANEL,ASSEMBLY | PANEL;RELAY;EQUIPMENT HOUSING: SUIT SIEMENS SOLKOR RF RELAY; 100MM PROJECTION:215MM HIGH;150MM WIDE: 1.6MM ALUMINIUM | ERGON | ERGON ENERGY | CCSTD-EP022-18 | CURRENT
000023203 | PANEL,BLANK | PLATE BLANK; AREVA P123; MICOM SIZE 20TE HORIZONTAL; PLATE SIZE 580 X 200; | ERGON | ERGON ENERGY | EP022-21 | PURCHASE AS REQUIRED
000023204 | PANEL,BLANK | PLATE BLANK; SEL TYPE 351-6; HORIZONTAL;PLATE SIZE 580 X 200; | ERGON | ERGON ENERGY | EP022-22 | PURCHASE AS REQUIRED
000023205 | PANEL,BLANK | PLATE,BLANK;AREVA P123; MICOM SIZE 20TE; VERTICAL;PLATE SIZE 570 X 170; | ERGON | ERGON ENERGY | EP022-23 | PURCHASE AS REQUIRED
000023206 | PANEL,BLANK | PLATE,BLANK; SEL TYPE 351-6; VERTICAL - PLATE SIZE 570 X 170; | ERGON | ERGON ENERGY | EP022-24 | PURCHASE AS REQUIRED
000023500 | SWITCHGEAR,FEEDER | FEEDER SWGR UNIT;36kV;800 A;31.5 kA; 1250 A BUS; METAL ENCLOSED FIXED SWGR & CONTROL GEAR ASSY SUIT 110 V DC AUX SUPPLY C/W CURRENT TRANSFORMERS FOR | SIEMENS | SIEMENS LTD | 8DA10 - 23500 | PURCHASE AS REQUIRED
000023501 | SWITCHGEAR,TRANSFORMER | TRANSFORMER SWITCHGEAR UNIT;36KV;800A; 31.5 kA;1250 A BUS;METAL ENCLOSED FIXED SWITCHGEAR & CONTROL GEAR ASSY; SUIT 110 V DC AUX SUPPLY; C/W 3PH | SIEMENS | SIEMENS LTD | 8DA10-23501 | PURCHASE AS REQUIRED
000023502 | SWITCHGEAR,BUS SECTION | BUS TIE SWGR UNIT;36kV;800A;31.5KA; 1250 A BUS;METAL ENCLOSED FIXED SWGR & CONTROL GEAR ASSY;SUITS110 V DC AUX SUPPLY;INC FAULT MAKE BUS EARTH SWITCH | SIEMENS | SIEMENS LTD | 8DA10-23502 | PURCHASE AS REQUIRED
000023422 | DUMMY CONNECTOR,PLUG | Type 6, suit Pfisterer Size 6 Cable Sockets | INTERTEC | INTERTECH ENGINEERING PTY LTD | 827 706 001 | CURRENT
000023422 | DUMMY CONNECTOR,PLUG | Type 6, suit Pfisterer Size 6 Cable Sockets | PFISTER | PFISTERER HOLDINGS | 827 706 013 | CURRENT
000023423 | TERMINATION,ELECTRICAL POWER CABLE | 132 KV;OUTDOOR;NO VOLTAGE TAP;TO SUIT TYPE 6 SOCKET;FOR 145 KV 1600 SQ MM S/C XLPE/CCu/MDPE;ILJIN DESIGN NO.080627-04P 1 PH SET; | INTERTEC | INTERTECH ENGINEERING PTY LTD | 869 999 999 VAR: 1349 | PURCHASE AS REQUIRED
000023424 | TERMINATION,ELECTRICAL POWER CABLE | 132 KV;OUTDOOR;NO VOLTAGE TAP;TO SUIT TYPE 6 SOCKET;FOR 145 KV 800 SQMM S/C CU XLPE/CCu/MDPE;ILJIN DESIGN NO.080627-02P 1 PH SET; | INTERTEC | INTERTECH ENGINEERING PTY LTD | 869 999 999 VAR: 1348 | PURCHASE AS REQUIRED
000023425 | TERMINATION,ELECTRICAL POWER CABLE | 132 KV;OUTDOOR;NO VOLTAGE TAP;TO SUIT TYPE 6 SOCKET;FOR 145 KV 400 SQMM S/C CU XLPE/CCu/MDPE;ILJIN DESIGN NO.080627-01P 1 PH SET; | INTERTEC | INTERTECH ENGINEERING PTY LTD | 869 999 999 VAR: 1347 | PURCHASE AS REQUIRED
000023503 | SWITCHGEAR,BUS SECTION | 36kV PRIMARY SUBSTATION SWGR;BUS TEE OFF DISCONNECTOR UNIT;36kV;800A;31.5 KA;1250 A BUS;METAL ENCLOSED FIXED SWGR & CNTRL GEAR ASSEMBLY INC FAULT MAKE BUS EARTH | SIEMENS | SIEMENS LTD | 8DA10-23503 | PURCHASE AS REQUIRED
000023504 | SWITCHGEAR,FEEDER | 36kV PRIMARY SUBSTATION SWGR;FEEDER SWGR UNIT;36kV;800A;31.5 kA;1600 A BUS; METAL ENCLOSED FIXED SWGR & CONTROL GEAR ASSEMBLY SUITS 110 V DC AUX SUPPLY: | SIEMENS | SIEMENS LTD | 8DA10-23504 | PURCHASE AS REQUIRED
000023505 | SWITCHGEAR,FEEDER | 36kV PRIMARY SUBSTATION SWGR;FEEDER SWGR UNIT;36 kV;800 A;31.5 kA;1600 BUS: METAL ENCLOSED FIXED SWGR & CONTROL GEAR ASSEMBLY SUITS 110 V DC AUX SUPPLY | SIEMENS | SIEMENS LTD | 8DA10-23505 | PURCHASE AS REQUIRED
000023506 | SWITCHGEAR,TRANSFORMER | 36kV PRIMARY SUBSTATION SWGR; TRANSFORMER SWGR UNITT;36 kV;1600 A; 31.5kA;1600 A BUS;CONTROL GEAR ASSEMBLY; SUITS 110 V DC AUX SUPPLY INC 3 PHASE | SIEMENS | SIEMENS LTD | 8DA10-23506 | PURCHASE AS REQUIRED
000023507 | SWITCHGEAR,TRANSFORMER | 36kV PRIMARY SUBSTATION SWGR; TRANSFORMER SWGR UNIT;36kV;1250A; 31.5kA;1600 A BUS;CONTROL GEAR ASSEMBLY; SUITS 110V DC AUX SUPPLY INC 3 PHASE BUS | SIEMENS | SIEMENS LTD | 8DA10-23507 | PURCHASE AS REQUIRED
000023426 | CLAMP,ELECTRICAL | Termination Clamp, Double Bolted, 11kV Inline Links, suit ACSR & AAC Conductors with Dia Range 12.75mm to 22.35mm, Cherry, Moon, Pluto, Saturn Only, WLL | BRITECH | BRI-TECH PTY LTD | ASOD8582N | CURRENT
000023426 | CLAMP,ELECTRICAL | Termination Clamp, Double Bolted, 11kV Inline Links, suit ACSR & AAC Conductors with Dia Range 12.75mm to 22.35mm, Cherry, Moon, Pluto, Saturn Only, WLL | BRITECH | BRI-TECH PTY LTD | ASOD858-2 | CURRENT
000023508 | SWITCHGEAR,BUS SECTION | 36kV PRIMARY SUBSTATION SWGR;BUS SECTION SWGR UNIT;36kV;1600 A;31.5kA; 1600 A BUS;METAL ENCLOSED FIXED SWGR/ CONTROL GEAR ASSEMBLY SUITS 110V DC AUX | SIEMENS | SIEMENS LTD | 8DA10-23508 | PURCHASE AS REQUIRED
000023509 | SWITCHGEAR,BUS SECTION | 36kV PRIMARY SUBSTATION SWGR;BUS TIE SWGR;36kV;1600 A; 31.5 kA;1600 A BUS; METAL ENCLOSED FIXED SWGR/CONTROL GEAR ASSEMBLY SUITS 110V DC AUX SUPPLY INC | SIEMENS | SIEMENS LTD | 8DA10-23509 | PURCHASE AS REQUIRED
000023510 | SWITCHGEAR,BUS SECTION | 36kV PRIMARY SUBSTATION SWGR;BUS TEE DISCONNECTOR UNIT;36kV;1600A;31.5kA;600 A BUS;METAL ENCLOSED FIXED SWGR/CONTROL GEAR ASSEMBLY INC FAULT MAKE BUS EARTH | SIEMENS | SIEMENS LTD | 8DA10-23510 | PURCHASE AS REQUIRED
000023511 | SWITCHGEAR,FEEDER | 36kV PRIMARY SUBSTATION SWGR;FEEDER SWGR UNIT;36kV;800A;31.5 kA;1600 A BUS; METAL ENCLOSED FIXED SWGR/CONTROL GEAR ASSEMBLY SUITS 110 V DC AUX SUPPLY | SIEMENS | SIEMENS LTD | 8DA10-23511 | PURCHASE AS REQUIRED
000023512 | SWITCHGEAR,TRANSFORMER | 36kV PRIMARY SUBSTATION SWRG; TRANSFORMER SWGR UNIT 36kV;800 A;31.5kA; 2000 A BUS;METAL ENCLOSED FIXED SWGR/ CONTROL GEAR ASSEMBLY SUITS 110 V DC, | SIEMENS | SIEMENS LTD | 8DA10-23512 | PURCHASE AS REQUIRED
000023513 | SWITCHGEAR,TRANSFORMER | 36kV PRIMARY SUBSTATION SWGR; TRANSFORMER SWGR UNIT;36kV;800 A;31.5kA; 2000 A BUS/CONTROL GEAR ASSEMBLY C/W 3 PHASE BUS VOLTAGE TRANSFORMER/ | SIEMENS | SIEMENS LTD | 8DA10-23513 | PURCHASE AS REQUIRED
000023514 | SWITCHGEAR,TRANSFORMER | 36kV PRIMARY SUBSTATION SWGR; TRANSFORMER SWGR UNIT;36kV;2000A;31.5kA; 2000 A BUS/CONTROL GEAR ASSEMBLY SUITS 110 V DC AUX SUPPLY C/W CURRENT TRANS- | SIEMENS | SIEMENS LTD | 8DA10-23514 | PURCHASE AS REQUIRED
000023515 | SWITCHGEAR,BUS SECTION | 36kV PRIMARY SUBSTATION SWGR;BUS SECTION SWGR UNIT;36kV;2000 A;31.5kA; 2000 A BUS;METAL ENCLOSED FIXED SWGR/ CONTROL GEAR ASSEMBLY SUITS 110V DC AUX | SIEMENS | SIEMENS LTD | 8DA10-23515 | PURCHASE AS REQUIRED
000023516 | SWITCHGEAR,BUS SECTION | 36kV PRIMARY SUBSTATION SWGR;BUS TIE SWGR UNIT;36kV;2000 A;31.5kA;2000 A BUS; METAL ENCLOSED FIXED SWGR/CONTROL GEAR ASSEMBLY SUITS 110 V DC AUX SUPPLY C/W | SIEMENS | SIEMENS LTD | 8DA10-23516 | PURCHASE AS REQUIRED
000023517 | DISCONNECTOR,HIGH VOLTAGE | 36kV PRIMARY SUBSTATION SWGR;BUS TEE OFF DISCONNECTOR UNIT;36kV;2000 A;31.5kA; 2000 A BUS;METAL ENCLOSED FIXED SWGR/ CONTROL GEAR ASSEMBLY SUITS CONNECTION | SIEMENS | SIEMENS LTD | 8DA10-23517 | PURCHASE AS REQUIRED
000023524 | SWITCHGEAR,FEEDER | 145kV GAS INSULATED SWGR;FEEDER/ TRANSFORMER SWGR BAY;145kV;1600 A;40kA; 1600 A BUS;BUS DISC/EARTH SW;CB;4 x PROT CTs;LINE DISC/EARTH SW; LINE SIDE FAULT | SIEMENS | SIEMENS LTD | 8DN8-145KV-23524 | PURCHASE AS REQUIRED
000023525 | SWITCHGEAR,TRANSFORMER | 145kV GAS INSULATED SWGR;TRANSFORMER; INDOOR FEEDER SWGR BAY;145kV;1600A;40kA; 1600 A BUS;BUS DISC/EARTH SW;CB;4 x PROT CTs;METERING CT & PROVISION FOR VT, LINE | SIEMENS | SIEMENS LTD | 8DN8-145KV-23525 | PURCHASE AS REQUIRED
000023526 | SWITCHGEAR,BUS SECTION | 145kV GAS INSULATED SWGR;BUS SECTION; INDOOR BUS SECTION SWGR BAY;145kV;1600A; 40kA;1600A BUS;LHS DISC/EARTH SW;CB; 4 x PROT CTs;RHS DISC/EARTH SW | SIEMENS | SIEMENS LTD | 8DN8-145KV-23526 | PURCHASE AS REQUIRED
000023348 | RELAY,PROTECTION | O/C, 24VDC Logic 6/8 I/O, 24/48VDC Pwr, 5A, 110VAC Input, 2U Horiz Rack, Std Protocols | SEL | SCHWEITZER ENGINEERING LABORATORIES INC. | 0351A0H0X2H51X1 | PHASING
000023349 | RELAY,PROTECTION | Digital Feeder Mngmt, 125/250VDC Pwr, 110VDC Aux, 5A Ph & 1A Neutral Current, Horiz Case c/w IDMT, Definite Time Phase & E/F, Directional Control, Digital | SEL | SCHWEITZER ENGINEERING LABORATORIES INC. | 035162A4H63XX1 | STRATEGIC SPARE
000023362 | SWITCHBOARD,LV | WEBER TYPE;CLEAR POLYCARBONATE DEAD FRONT CUBICLE TYPE ASSEMBLY;U/W 750 T; 1500 KVA DIST TX'S;3150 AMP ISOL;ENERGEX BOTTOM ENTRY;NETWORK USER BOTTOM EXIT; | WEBER | WEBER SOUTH PACIFIC PTY LTD | VF130300-EGX42 | PURCHASE AS REQUIRED
000023355 | RELAY, CURRENT MEASURING | SEL-487B-1 BUS DIFFERENTIAL AND BREAKER FAILURE RELAY;5 AMP;POWER SUPPLY 48/125 V DC;AUX 110 V DC; | SEL | SCHWEITZER ENGINEERING LABORATORIES INC. | 0487B1X4X52XC4XDH9DDDXX | PHASING
000023356 | RELAY, CURRENT MEASURING | SEL-487B-1 BUS DIFFERENTIAL AND BREAKER FAILURE RELAY;1 AMP;POWER SUPPLY 48/125 VDC;AUX 110 V DC; | SEL | SCHWEITZER ENGINEERING LABORATORIES INC. | 0487B1X4X12XC4XDH9DDDXX | PHASING
000023527 | TRANSFORMER,VOLTAGE | 145kV GAS INSULATED SWGR;TRANSFOMER, VOLTAGE;INDOOR 132/3kV;110/3 VOLTAGE TRANSFORMER MODEL WITH DISCONNECTOR; CONNECTS TO SC23524, SC23525, SC23526 | SIEMENS | SIEMENS LTD | 8DN8-145KV-23527 | PURCHASE AS REQUIRED
000023528 | TRANSFORMER,VOLTAGE | 145kV GAS INSULATED SWGR;TRANSFOMER, VOLTAGE;INDOOR 110/3kV;110/3 VOLTAGE TRANSFORMER MODEL WITH DISCONNECTOR; CONNECTS TO SC23524, SC23525, SC23526 | SIEMENS | SIEMENS LTD | 8DN8-145KV-23528 | PURCHASE AS REQUIRED
000023529 | SWITCH,EARTHING | 145kV GAS INSULATED SWGR;SWITCH,EARTH; SUITS CONNECTION TO INDOOR FEEDER/ TRANSFORMER SWGR BAYS OR INDOOR BUS SECTION SWGR BAYS | SIEMENS | SIEMENS LTD | 8DN8-145KV-23529 | PURCHASE AS REQUIRED
000023530 | SWITCHGEAR,FEEDER | 145kV GAS INSULATED SWGR;FEEDER/ TRAMSFORMER;OUTDOOR FEEDER/TRANS- FORMER SWGR BAY;145kV;1600A;40kA;1600A BUS;BUS DISC/EARTH Sw;CB;4 x PROT CT's; | SIEMENS | SIEMENS LTD | 8DN8-145KV-23530 | PURCHASE AS REQUIRED
000023479 | SADDLE,ELECTRICAL POWER CABLE | 110kV FEEDER CABLE SADDLE 1600 SQ MM; EPDM RUBBER LINING;S/STEEL STRAP 2 x 55 | ENI | ENI INDUSTRIES PL | 87426 | CURRENT
000023478 | CLAMP,ELEC PWR CABLE,SUPPORT | 110kV VARIABLE FLOOR CLEAT;CABLE SUPPORT STAND;CLEAT SUPPORT HEIGHT ADJUSTABLE 100MM TO 1900MM; SUPPLY PARTS BOLTED TOGETHER LAYERED ON PALLET; | ENI | ENI INDUSTRIES PL | 87270 | CURRENT
000023480 | CLAMP,ELEC PWR CABLE,SUPPORT | TREFOIL CLEAT 11kV TRANSFORMER CABLES 630 SQ MM XLPE;S/STEEL STRAP 1.9 x 55 MM | ENI | ENI INDUSTRIES PL | 87432 | CURRENT
000023481 | CLAMP,ELEC PWR CABLE,SUPPORT | TREFOIL CLEAT 11kV TRANSFORMER CABLES 800 SQ MM XLPE;S/STEEL STRAP 1.9 x 55 MM | ENI | ENI INDUSTRIES PL | 87434 | CURRENT
000023482 | CLAMP,ELEC PWR CABLE,SUPPORT | TREFOIL CLEAT 33kV XLPE LY CABLES 630 MM S/STEEL STRAP 1.9 x 55 MM | ENI | ENI INDUSTRIES PL | 87441 | CURRENT
000023485 | SADDLE,ELECTRICAL POWER CABLE | TREFOIL SADDLE;SUITS 33Kv CCu 630SQMM; LAT 800SQMM;S/STEEL STRAP 1.9X55MM; | ENI | ENI INDUSTRIES PL | 87439 | CURRENT
000023486 | SADDLE,ELECTRICAL POWER CABLE | TREFOIL SADDLE;SUITS 110Kv 800SQMM XLPE CABLES;S/STEEL STRAP 1.9X55MM; | ENI | ENI INDUSTRIES PL | 87277 | PURCHASE AS REQUIRED
000023490 | SADDLE,ELECTRICAL POWER CABLE | TREFOIL SADDLE;SUITS 110Kv 400SQMM XLPE CABLES;S/STEEL STRAP 1.9X55MM; | ENI | ENI INDUSTRIES PL | 87278 | PURCHASE AS REQUIRED
000023489 | CLAMP,ELEC PWR CABLE,SUPPORT | SUITS 110kV 800SQ MM CABLE WITH 96.7MM NOM DIA;TYPE T ASE PLAS T100; GLASS REINFORCED COMPOSITE; | INTERTEC | INTERTECH ENGINEERING PTY LTD | T100/M16/96.7 | CURRENT
000023488 | CLAMP,ELEC PWR CABLE,SUPPORT | SUITS 110kV 1600SQ MM CABLE WITH 112.3MM NOM DIA;TYPE T ASE PLAS T116; GLASS REINFORCED COMPOSITE; | INTERTEC | INTERTECH ENGINEERING PTY LTD | T116/M16/112.3 | CURRENT
000023487 | CLAMP,ELEC PWR CABLE,SUPPORT | SUITS 110kV 400SQ MM CABLE WITH 84.3MM NOM DIA;TYPE T ASE PLAS T96; GLASS REINFORCED COMPOSITE; | INTERTEC | INTERTECH ENGINEERING PTY LTD | T96/M16/84.3 | CURRENT
000023495 | TRANSFORMER,DISTRIBUTION | 11kV;100KVA;3PHASE;POLE BOLT MTG;BSH HV 90 LV BSH; MINERAL OIL INSUL; ONAN; DYN11;ON-LOAD TAP CHG +- 10%;11kV/433- 250V;GALV TANK;PREF-FITTED WITH SURGE | TYREE | TYREE INDUSTRIES PL MITTAGONG NSW | 100R400 | PURCHASE AS REQUIRED
000023483 | SWITCH,LOAD BREAK | MANUALLY OPERATED;12kV;630 A;3 PHASE; SF6;FAULT MAKE;LOAD BREAK SWITCH; FITTED WITH SURGE ARRESTERS AND BRIDGING CABLE; C/W MID POLE ACTUATOR; | AKPOWER | AK POWER SOLUTIONS PTY LTD | GSO80882 | CURRENT
000023484 | HANDLE,SWITCH | 5 METRE DOWN ROD ASSEMBLY WITH UV STABILISED INSULATING COVER; | AKPOWER | AK POWER SOLUTIONS PTY LTD | 80903-1 | CURRENT
000023531 | SWITCHGEAR,BUS SECTION | 145kV GAS INSULATED SWGR;OUTDOOR BUS SECTION SWGR BAY;145kV;1600A;40kA; 1600A BUS;LHS DISC/EARTH SW;CB;4 x PROT CT's:RHS DISC/EARTH SW | SIEMENS | SIEMENS LTD | 8DN8-145KV-23531 | PURCHASE AS REQUIRED
000023491 | BRACKET,MOUNTING | CABLE SUPPORT FLOOR MOUNTED T BRACKET; SUITS CABLE SIZES UP TO 1600SQ MM; | ENI | ENI INDUSTRIES PL | 87269 | CURRENT
000023389 | CONTROLLER | TEST BENCH CONTROLLER;SCHNEIDER TEST AND TRAINING SET(TTS);TTS IS FOR TESTING SCHNEIDER RECLOSERS AND LOAD BREAK SWITCHES WITH ADVC2 CONTROLLER; | SCHNEDER | SCHNEIDER PTY LTD | 990003000 | PURCHASE AS REQUIRED
000023390 | TEST KIT | FIELD TEST EQUIP SCHNIEDER;FOR USE IN SITU TESTING OF SCHNEIDER RECLOSERS AND LOAD BREAK SWITCH WITH ADVC2 CONTROLLER ADVC-UL-INT/FT-FV-230-GPO-LRG-ENG-ADVC | SCHNEDER | SCHNEIDER PTY LTD | 8800163100 | PURCHASE AS REQUIRED
000023650 | PATCH LEAD,FIBRE OPTIC | INDOOR OPTICAL PATCH LEAD;SINGLE MODE; DUPLEX;1M LONG;2 X FC CONNECTOR TERMINATED AT EACH END; SINGLE MODE ITU-T G.652.D; | OPTICAL | OPTICAL SYSTEMS DESIGN | OFS-CAB-092-II-1 | PURCHASE AS REQUIRED
000023651 | PATCH LEAD,FIBRE OPTIC | INDOOR OPTICAL PATCH LEAD;SINGLE MODE; DUPLEX;3M LONG;2 X FC CONNECTOR TERMINATED AT EACH END; SINGLE MODE ITU-T G.652.D; | OPTICAL | OPTICAL SYSTEMS DESIGN | OFS-CAB-092-II-3 | PURCHASE AS REQUIRED
000023652 | PATCH LEAD,FIBRE OPTIC | INDOOR OPTICAL PATCH LEAD;SINGLE MODE; DUPLEX;5M LONG;2 X FC CONNECTOR TERMINATED AT EACH END; SINGLE MODE ITU-T G.652.D; | OPTICAL | OPTICAL SYSTEMS DESIGN | OFS-CAB-092-II-5 | PURCHASE AS REQUIRED
000023653 | PATCH LEAD,FIBRE OPTIC | INDOOR OPTICAL PATCH LEAD;SINGLE MODE; DUPLEX;10M LONG;2 X FC CONNECTOR TERMINATED AT EACH END;SINGLE MODE ITU-T G.652.D; | OPTICAL | OPTICAL SYSTEMS DESIGN | OFS-CAB-092-II-10 | PURCHASE AS REQUIRED
000023699 | CONVERTER | 110V;48V DC W200-110-48FT; 4A DC/DC CONVERTER; | AMTEX | AMTEX ELECTRONICS | DCW200-100/48FT-P9200 | CURRENT
000023654 | PATCH LEAD,FIBRE OPTIC | INDOOR OPTICAL PATCH LEAD;SINGLE MODE; DUPLEX;15M LONG;2 X FC CONNECTOR TERMINATED AT EACH END;SINGLE MODE ITU-T G.652.D; | OPTICAL | OPTICAL SYSTEMS DESIGN | OFS-CAB-092-II-15 | PURCHASE AS REQUIRED
000023655 | PATCH LEAD,FIBRE OPTIC | INDOOR OPTICAL PATCH LEAD;SINGLE MODE; SIMPLEX;1M LONG;1 X FC CONNECTOR TERMINATED AT EACH END;SINGLE MODE ITU-T G.652.D; | OPTICAL | OPTICAL SYSTEMS DESIGN | OFS-CAB-091-II-1 | PURCHASE AS REQUIRED
000023656 | PATCH LEAD,FIBRE OPTIC | INDOOR OPTICAL PATCH LEAD;SINGLE MODE; SIMPLEX;3M LONG;1 X FC CONNECTOR TERMINATED AT EACH END;SINGLE MODE ITU-T G.652.D; | OPTICAL | OPTICAL SYSTEMS DESIGN | OFS-CAB-091-II-3 | PURCHASE AS REQUIRED
000023657 | PATCH LEAD,FIBRE OPTIC | INDOOR OPTICAL PATCH LEAD;SINGLE MODE; SIMPLEX;5M LONG;1 X FC CONNECTOR TERMINATED AT EACH END;SINGLE MODE ITU-T G.652.D; | OPTICAL | OPTICAL SYSTEMS DESIGN | OFS-CAB-091-II-5 | PURCHASE AS REQUIRED
000023658 | PATCH LEAD,FIBRE OPTIC | INDOOR OPTICAL PATCH LEAD;SINGLE MODE; SIMPLEX;10 M LONG;1 X FC CONNECTOR TERNATED AT EACH END;SINGLE MODE ITU-T G.652.D; | OPTICAL | OPTICAL SYSTEMS DESIGN | OFS-CAB-091-II-10 | PURCHASE AS REQUIRED
000023659 | PATCH LEAD,FIBRE OPTIC | INDOOR OPTICAL PATCH LEAD;SINGLE MODE; SIMPLEX;15 M LONG;1 X FC CONNECTOR TERMINATED AT EACH END;SINGLE MODE ITU-T G.652.D; | OPTICAL | OPTICAL SYSTEMS DESIGN | OFS-CAB-091-II-15 | PURCHASE AS REQUIRED
000023532 | TRANSFORMER,VOLTAGE | OUTDOOR 132/3kV;110/3 V VOLTAGE TRANSFORMER MODULE;INCLUDING DISCONNECTOR;FOR CONNECTION TO SC23534 & SC23535 | SIEMENS | SIEMENS LTD | 8DN8-145KV-23532 | PURCHASE AS REQUIRED
000023533 | TRANSFORMER,VOLTAGE | OUTDOOR 110/3 kV;110/3 V VOLTAGE TRANSFORMER MODULE;INCLUDING DISCONNECTOR;FOR CONNECTION TO SC23534 & SC23535 | SIEMENS | SIEMENS LTD | 8DN8-145KV-23533 | PURCHASE AS REQUIRED
000023534 | SWITCH,EARTHING | OUTDOOR BUS EARTH SWITCH MODULE; SUITABLE FOR CONNECTION TO OUTDOOR FEEDER/TRANSFORMER SWGR BAYS OR OUTDOOR BUS SECTION SWGR BAYS; | SIEMENS | SIEMENS LTD | 8DN8-145KV-23534 | PURCHASE AS REQUIRED
000023535 | BUSBAR | OUTDOOR BUS EXTENSION BAY TYPE 1; BETWEEN TWO ADJACENT OUTDOOR FEEDER/ TRANSFORMER SWITCHGEAR BAYS; CONNECTED IN SAME ORIENTATION; | SIEMENS | SIEMENS LTD | 8DN8-145KV-23535 | PURCHASE AS REQUIRED
000023536 | BUSBAR | OUTDOOR BUS EXT BAY TYPE 2;BETWEEN 2 ADJACENT OUTDOOR FEEDER/TRANSFORMER SWITCHGEAR BAYS;CONNECTED IN THE SAME ORIENTATION WITH;SINGLE OUTDOOR FEEDER/ | SIEMENS | SIEMENS LTD | 8DN8-145KV-23536 | PURCHASE AS REQUIRED
000023537 | BUSBAR | OUTDOOR BUS EXT BAY TYPE 3;BETWEEN 2 ADJACENT OUTDOOR FEEDER/TRANSFORMER SWGR BAYS CONNECTED THE SAME ORIENTATION AS AN OUTDOOR BUS SECTION SWGR BAY | SIEMENS | SIEMENS LTD | 8DN8-145KV-23537 | PURCHASE AS REQUIRED
000023538 | BUSBAR | OUTDOOR BUS SECTION BAY TYPE 4;BETWEEN 2 ADJACENT OUTDOOR FEEDER/TRANSFORMER SWGR BAYS;CONNECTED SAME ORIENTATION WITH AN OUTDOOR BUS SECTION SWGR BAY | SIEMENS | SIEMENS LTD | 8DN8-145KV-23538 | PURCHASE AS REQUIRED
000023539 | ARRESTER,ELECTRICAL SURGE | MO SURGE ARRESTER MODULE TO SUIT145kV SIEMENS 8DN8 GIS; | SIEMENS | SIEMENS LTD | SURGE ARRESTER 8DN8GIS | PURCHASE AS REQUIRED
000023702 | ANCHOR,MASONRY | SHIELD EXPANSION;M12;140 MM LG; 12 MM HOLE DIAMETER;GALVANISED TRUBOLT; USED FOR ATTACHING CABLE RACK SUPPORTS; PACK SIZE 100; | STATEWD | STATEWIDE FSTNERS & ENG SPLS PL | M12 X 140MM GALV TRUBOLT | CURRENT
000023540 | CAMERA SUBASSEMBLY | CAMERA SET AND SOFTWARE; VIEWS DISCONNECTOR AND EARTH SWITCH POSITIONS; SIEMENS 8DN8 GIS SWITCHGEAR; CONTRACT 10142 - PRIMARY SWITCHGEAR; | SIEMENS | SIEMENS LTD | 8DN8 GIS CAMERA - 23540 | PURCHASE AS REQUIRED
000023541 | BUSHING | TEST BUSHING ADAPTOR; SUITS SIEMENS 8DN8 GIS SWITCHGEAR; CONTRACT 10142 - PRIMARY SWITCHGEAR; | SIEMENS | SIEMENS LTD | TEST ADAPTOR 8DN8 GIS | PURCHASE AS REQUIRED
000023542 | SENSOR,ARC | ARC SENSOR;USED IN 8DN8 GIS SWITCHGEAR; CONTRACT 10142 PRIMARY SWITCHGEAR; | SIEMENS | SIEMENS LTD | 8DN8 GIS ARC SENSOR | PURCHASE AS REQUIRED
000023703 | BRACKET,MOUNTING | STEEL;GALVANISED;FOR POLE CENTRALLY MTD ILJIN;MANUALLY OPERATED LOAD BREAK SWITCH;SC23483;PALLET OF12; | HAYMAN | HAYMANS INDUSTRIES PTY LTD | POLE MTD BKT | CURRENT
000023703 | BRACKET,MOUNTING | STEEL;GALVANISED;FOR POLE CENTRALLY MTD ILJIN;MANUALLY OPERATED LOAD BREAK SWITCH;SC23483;PALLET OF12; | AKPOWER | AK POWER SOLUTIONS PTY LTD | POLE MTD BKT | CURRENT
000023208 | PANEL,BLANK | BLANK PLATE, MICOM SIZE 20TE; BRUSHED METAL; AREVA P123; HORIZONTAL - PLATE SIZE 500 x 250 | ERGONWS | PROVISION OF WORKSHOP SERVICES | CCSTD-EP022-25 | CURRENT
000023661 | PATCH LEAD,FIBRE OPTIC | INDOOR OPTICAL PATCH LEAD;SINGLE MODE; DUPLEX;3M LONG;2 X LC CONNECTOR TERMINATED AT EACH END;SINGLE MODE ITU-T G.652.D; | OPTICAL | OPTICAL SYSTEMS DESIGN | OFS-CAB-092-VV-3 | PURCHASE AS REQUIRED
000023662 | PATCH LEAD,FIBRE OPTIC | INDOOR OPTICAL PATCH LEAD;SINGLE MODE; DUPLEX;5M LONG;2 X LC CONNECTOR TERMINATED AT EACH END;SINGLE MODE ITU-T G.652.D; | OPTICAL | OPTICAL SYSTEMS DESIGN | OFS-CAB-092-VV-5 | PURCHASE AS REQUIRED
000023663 | PATCH LEAD,FIBRE OPTIC | INDOOR OPTICAL PATCH LEAD;SINGLE MODE; DUPLEX;10M LONG;2 X LC CONNECTOR TERMINATED AT EACH END;SINGLE MODE ITU-T G.652.D; | OPTICAL | OPTICAL SYSTEMS DESIGN | OFS-CAB-092-VV-10 | PURCHASE AS REQUIRED
000023210 | CONNECTOR,BUSBAR | FLAT PALM CONNECTOR;BUSBAR; TUBULAR COPPER BUSBAR;ADAPTOR PALM | ERGONWS | PROVISION OF WORKSHOP SERVICES | LOSTD-EC043-04 | PURCHASE AS REQUIRED
000032557 | INDICATOR,VOLTAGE | SIEMENS 33KV 8A10 VOLTAGE INDICATOR; 33KV CIRCUTI BREAKER VOLTAGE INDICATOR: | SIEMENS | SIEMENS LTD | 104212321,CAPDIS-S2+R4.5/L MLB | MAINTENANCE STOCK
000023705 | JOINT,ELECTRICAL POWER CABLE | 33/11KV;HEATSHRINK;TRANSITION JOINT; 3 PHASE; FOR 33KV 0.25 SQIN HSL TO 11KV 185 SQMM CU PLYHDPE; C/W BARRIER COMPRESSION FERRULES; PACK 1; WT 9KG | TECONN | TE CONNECTIVITY LTD | EPKJ-24C/3HL-3SB-AU02 | PURCHASE AS REQUIRED
000023700 | LABEL | VINYL OUTDOOR STICKER WHITE; AFLC LV SINKING CIRCUIT;145mm x 145mm; FOR USE ON LV AFLC FILTERS | UTILENGR | UTILITY ENGRAVING & SIGNS | 23700 | CURRENT
000023701 | LABEL | GRAVOPOLY RED BACKGROUND, WHITE LETTERING;AFLC LV SINKING CIRCUIT; 55mm x 40mm;FOR USE ON LV AFLC FILTERS | CUTLER | CUTLER BRANDS PTY LTD | ENERGE-23701 | CURRENT
000023701 | LABEL | GRAVOPOLY RED BACKGROUND, WHITE LETTERING;AFLC LV SINKING CIRCUIT; 55mm x 40mm;FOR USE ON LV AFLC FILTERS | UTILENGR | UTILITY ENGRAVING & SIGNS | 23701 | CURRENT
000023664 | PATCH LEAD,FIBRE OPTIC | INDOOR OPTICAL PATCH LEAD;SINGLE MODE; DUPLEX;15M LONG;2 X LC CONNECTOR TERMINATED AT EACH END;SINGLE MODE (ITU-T G.652.D); | OPTICAL | OPTICAL SYSTEMS DESIGN | OFS-CAB-092-VV-15 | PURCHASE AS REQUIRED
000023665 | PATCH LEAD,FIBRE OPTIC | DINDOOR OPTICAL PATCH LEAD;SINGLE MODE; DUPLEX;1M LONG; TERMINATED WITH 2 X FC CONNECTOR AT ONE END & 2 X LC CONNECTOR AT OTHER END;(ITU-T G.652.D) | OPTICAL | OPTICAL SYSTEMS DESIGN | OFS-CAB-091-IV-1 | PURCHASE AS REQUIRED
000023666 | PATCH LEAD,FIBRE OPTIC | INDOOR OPTICAL PATCH LEAD;SINGLE MODE; DUPLEX;3M LONG;TERMINATED WITH 2 X FC CONNECTOR AT ONE END AND 2 X LC AT THE OTHER END;SINGLE MODE (ITU-T G.652.D); | OPTICAL | OPTICAL SYSTEMS DESIGN | OFS-CAB-091-IV-3 | PURCHASE AS REQUIRED
000023667 | PATCH LEAD,FIBRE OPTIC | INDOOR OPTICAL PATCH LEAD;SINGLE MODE; DUPLEX;5M LONG;TERMINATED WITH 2 X FC CONNECTOR AT ONE END AND 2 X LC AT THE OTHER END;SINGLE MODE (ITU-T G.652.D); | OPTICAL | OPTICAL SYSTEMS DESIGN | OFS-CAB-091-IV-5 | PURCHASE AS REQUIRED
000023668 | PATCH LEAD,FIBRE OPTIC | INDOOR OPTICAL PATCH LEAD;SINGLE MODE; DUPLEX;10M LONG;TERMINATED WITH 2 X FC CONNECTOR AT ONE END AND 2 X LC AT THE OTHER END;SINGLE MODE (ITU-T G.652.D); | OPTICAL | OPTICAL SYSTEMS DESIGN | OFS-CAB-091-IV-10 | PURCHASE AS REQUIRED
000023669 | PATCH LEAD,FIBRE OPTIC | INDOOR OPTICAL PATCH LEAD;SINGLE MODE; DUPLEX;15M LONG;TERMINATED WITH 2 X FC CONNECTOR AT ONE END AND 2 X LC AT THE OTHER END;SINGLE MODE (ITU-T G.652.D); | OPTICAL | OPTICAL SYSTEMS DESIGN | OFS-CAB-091-IV-15 | PURCHASE AS REQUIRED
000023670 | PATCH LEAD,FIBRE OPTIC | INDOOR OPTICAL PATCH LEAD;MULTIMODE; OM3 (50/125UM);DUPLEX;1M LONG;2 X LC CONNECTOR TERMINATED AT EACH END; | OPTICAL | OPTICAL SYSTEMS DESIGN | OFS0CAB-052-VV-1 | PURCHASE AS REQUIRED
000023671 | PATCH LEAD,FIBRE OPTIC | INDOOR OPTICAL PATCH LEAD;MULTIMODE;OM3; (50/125UM);DUPLEX;3M LONG;2 X LC CONNECTOR TERMINATED AT EACH END; | OPTICAL | OPTICAL SYSTEMS DESIGN | OFS0CAB-052-VV-3 | PURCHASE AS REQUIRED
000023672 | PATCH LEAD,FIBRE OPTIC | INDOOR OPTICAL PATCH LEAD;MULTIMODE;OM3; (50/125UM);DUPLEX;5M LONG;2 X LC CONNECTOR TERMINATED AT EACH END; | OPTICAL | OPTICAL SYSTEMS DESIGN | OFS0CAB-052-VV-5 | PURCHASE AS REQUIRED
000023673 | PATCH LEAD,FIBRE OPTIC | INDOOR OPTICAL PATCH LEAD;MULTIMODE;OM3; (50/125UM);DUPLEX;10M LONG; 2 X LC CONNECTOR TERMINATED AT EACH END; | OPTICAL | OPTICAL SYSTEMS DESIGN | OFS0CAB-052-VV-10 | PURCHASE AS REQUIRED
000023674 | PATCH LEAD,FIBRE OPTIC | INDOOR OPTICAL PATCH LEAD;MULTIMODE;OM3 (50/125UM);DUPLEX;15M LONG;2 X LC CONNECTOR TERMINATED AT EACH END; | OPTICAL | OPTICAL SYSTEMS DESIGN | OFS0CAB-052-VV-15 | PURCHASE AS REQUIRED
000023675 | PATCH LEAD,FIBRE OPTIC | INDOOR OPTICAL PATCH LEAD;MULTIMODE;OM3; (50/125UM);DUPLEX;1M LONG;2 X FC CONNECTOR TERMINATED AT EACH END; | OPTICAL | OPTICAL SYSTEMS DESIGN | OFS0CAB-052-BB-1 | PURCHASE AS REQUIRED
000023676 | PATCH LEAD,FIBRE OPTIC | INDOOR OPTICAL PATCH LEAD;MULTIMODE;OM3; (50/125UM);DUPLEX;3M LONG;2 X FC CONNECTOR TERMINATED AT EACH END; | OPTICAL | OPTICAL SYSTEMS DESIGN | OFS0CAB-052-BB-3 | PURCHASE AS REQUIRED
000023677 | PATCH LEAD,FIBRE OPTIC | INDOOR OPTICAL PATCH LEAD;MULTIMODE;OM3; (50/125UM);DUPLEX;5M LONG;2 X FC CONNECTOR TERMINATED AT EACH END; | OPTICAL | OPTICAL SYSTEMS DESIGN | OFS0CAB-052-BB-5 | PURCHASE AS REQUIRED
000023678 | PATCH LEAD,FIBRE OPTIC | INDOOR OPTICAL PATCH LEAD;MULTIMODE;OM3; (50/125UM);DUPLEX;10M LONG;2 X FC CONNECTOR TERMINATED AT EACH END; | OPTICAL | OPTICAL SYSTEMS DESIGN | OFS0CAB-052-BB-10 | PURCHASE AS REQUIRED
000023679 | PATCH LEAD,FIBRE OPTIC | INDOOR OPTICAL PATCH LEAD;MULTIMODE;OM3; (50/125UM);DUPLEX;15M LONG;2 X FC CONNECTOR TERMINATED AT EACH END; | OPTICAL | OPTICAL SYSTEMS DESIGN | OFS0CAB-052-BB-15 | PURCHASE AS REQUIRED
000023680 | PATCH LEAD,FIBRE OPTIC | INDOOR OPTICAL PATCH LEAD;MULTIMODE;OM3; (50/125UM);DUPLEX;1M LONG;TERMINATED WITH 2 X FC CONNECTOR AT ONE END & 2 XLC CONNECTOR AT OTHER END; | OPTICAL | OPTICAL SYSTEMS DESIGN | OFS0CAB-052-BV-1 | PURCHASE AS REQUIRED
000023681 | PATCH LEAD,FIBRE OPTIC | INDOOR OPTICAL PATCH LEAD;MULTIMODE;OM3; (50/125UM);DUPLEX;3M LONG;TERMINATED WITH 2 X FC CONNECTOR AT ONE END & 2 XLC CONNECTOR AT OTHER END; | OPTICAL | OPTICAL SYSTEMS DESIGN | OFS0CAB-052-BV-3 | PURCHASE AS REQUIRED
000023682 | PATCH LEAD,FIBRE OPTIC | INDOOR OPTICAL PATCH LEAD;MULTIMODE;OM3; (50/125UM);DUPLEX;5M LONG;TERMINATED WITH 2 X FC CONNECTOR AT ONE END & 2 XLC CONNECTOR AT OTHER END; | OPTICAL | OPTICAL SYSTEMS DESIGN | OFS0CAB-052-BV-5 | PURCHASE AS REQUIRED
000023719 | CLAMP,STRAIN | COMPRESSION DEAD-END; TO SUIT GOAT 30/7/.146 ACSR;NO LUG SUPPLIED;HAS EYE- TAIL ARRANGEMENT;STANDARD PALM CONFIG; 2 HOLES AT 14MM & 50MM CENTRES | PLP AUST | PREFORMED LINE PRODUCTS (AUST) | CDE-260-1 | CURRENT
000023720 | TERMINAL,LUG | COMPRESSION PALM LUG TO SUIT GOAT 30/7/.146 ACSR;30 DEG BENT ON EDGE, LUG TO SUIT COMP DEAD, 2 HOLES 14MM DIA AT 50MM CENTRES | PLP AUST | PREFORMED LINE PRODUCTS (AUST) | CDET-260 | PURCHASE AS REQUIRED
000023378 | FUSE LINK,ENCLOSED ELEMENT | Type 12k, 12A, 23kV, Air Insulated, HRC Current Limiting, Spade Terminals Each End | BRITECH | BRI-TECH PTY LTD | HTDE25(9)012 | CURRENT
000023715 | BATTERY,STORAGE | 12V, 25.4Ah, for RC10 Control Box, suit NOJA RC10 ES Controller | NOJAPWR | NOJA POWER | BAT-0004 | CURRENT
000023716 | TRANSFORMER,VOLTAGE | POLE MOUNTED VOLTAGE TRANSFORMER; TO SUIT 33KV NOJA OSM38 RECLOSER; INCLUDES MOUNTING BRACKET AND ACCESSORIES; | NOJAPWR | NOJA POWER | VT33/220-03 | PURCHASE AS REQUIRED
000023683 | PATCH LEAD,FIBRE OPTIC | INDOOR OPTICAL PATCH LEAD;OM3(50/125UM) DUPLEX;10 M LONG;TERMINATED WITH 2XFC CONNECTOR AT ONE END AND 2XLC CONNECTOR AT OTHER END; | OPTICAL | OPTICAL SYSTEMS DESIGN | OFS0CAB-052-BV-10 | PURCHASE AS REQUIRED
000023684 | PATCH LEAD,FIBRE OPTIC | INDOOR OPTICAL PATCH LEAD;OM3(50/125UM) DUPLEX;15 M LONG;TERMINATED WITH 2XFC CONNECTOR AT ONE END AND 2XLC CONNECTOR AT OTHER END; | OPTICAL | OPTICAL SYSTEMS DESIGN | OFS0CAB-052-BV-15 | PURCHASE AS REQUIRED
000023685 | PATCH LEAD,FIBRE OPTIC | INDOOR OPTICAL PATCH LEAD;MULTIMODE; OM1;(62.5/125UM);DUPLEX;1M LONG; 2 X FC CONNECTOR TERMINATED AT EACH END; | OPTICAL | OPTICAL SYSTEMS DESIGN | OFS0CAB-062-BB-1 | PURCHASE AS REQUIRED
000023723 | CLAMP,SUSPENSION,ELEC CONDUCTOR | STRAIGHT-LINE OR ANGLE;AMOUR GRIP SUSPENSION UNIT (AGSU);TO SUIT 30/7/.146 GOAT;25.55 TO 26.0MM DIA CONDUCTOR;SUITS AAC AAAC ACSR; | PLP AUST | PREFORMED LINE PRODUCTS (AUST) | AGS-5126-16 | CURRENT
000023724 | CARD,COMPUTER | EXPANSION CARD;FOR EDMI MK10E; MK10E SMART GRID EXPANSION;UPS; | EDMI | EDMI PTY LTD | SC23724 | PURCHASE AS REQUIRED
000023725 | BATTERY, METER | BATTERY (ATLAS) | EDMI | EDMI PTY LTD | SC23725 | PURCHASE AS REQUIRED
000023726 | BATTERY, METER | BATTERY (GENIUS) | EDMI | EDMI PTY LTD | MK6 BATTERY | PURCHASE AS REQUIRED
000023727 | BATTERY, METER | BATTERY (MK3) | EDMI | EDMI PTY LTD | MK3 BATTERY | PURCHASE AS REQUIRED
000023728 | MODULE | ETHERNET MODULE | EDMI | EDMI PTY LTD | EDMW107SR | PURCHASE AS REQUIRED
000023729 | ANTENNA | Paddle Pop, 3G/4G on Glass, 700-2700MHz Freq Range c/w 1.2m Lead, FME Connector & Red Heatshrink | INTERCEL | INTERCEL PTY LTD | ANTMPATCHEGX1200 | CURRENT
000023730 | CONNECTOR,ELECTRICAL | Terminal Clamp, In-Line Bi-Metal Service Connector, suit 6-35mm2 Cable, 13mm AF 12nm Shear Head | TECONN | TE CONNECTIVITY LTD | BPC P35-P35I | CURRENT
000023730 | CONNECTOR,ELECTRICAL | Terminal Clamp, In-Line Bi-Metal Service Connector, suit 6-35mm2 Cable, 13mm AF 12nm Shear Head | SICAME | SICAME AUSTRALIA PTY LTD | ILC635E | CURRENT
000023731 | CLAMP,ELECTRICAL | IN-LINE BI-METAL WATER BLOCK SERVICE CONNECTOR;TO SUIT 1.5 - 25MM CABLE; FITT 16MM CU CABLE 150MM LONG; | SICAME | SICAME AUSTRALIA PTY LTD | WBC125E | CURRENT
000023211 | PANEL,BLANK | BLANKING PLATE & RELAY CUTOUT; SCHNEIDER/AREVA P123 CUTOUT; VERTICAL PLATE SIZE 249 X 210; SUITABLE TO REPLACE CMG R12; | ERGON | ERGON ENERGY | 23211 | CURRENT
000023212 | RELAY,ELECTROMAGNETIC | SEL TYPE 351 HORIZONTAL RELAY; EQUIPMENT PLATE TO COVER TJM11; HORIZONTAL PLATE SIZE 520 X 250; | ERGON | ERGON ENERGY | 23212 SEL RELAY | PURCHASE AS REQUIRED
000023737 | CHARGER,BATTERY | 13.5V ;7A; FLOAT CHARGER; COMPLETE WITH IEC C8 TWO PIN POWER CABLE; | AMTEX | AMTEX ELECTRONICS | 2840-12-000051 | CURRENT
000023733 | CLAMP,ELECTRICAL | CLAMP,SUSPENSION;ELECTRICAL CONDUCTOR; STRAIGHT LINE OR ANGLE;ARMOUR GRIP; SUSPENSION UNIT (AGSU);TO SUIT 7/2.75, 7/2.64;7/104 OR 7/12 SC/GZ (STEEL);8.00 | PLP AUST | PREFORMED LINE PRODUCTS (AUST) | AGS-7101 | CURRENT
000023734 | CLAMP,ELECTRICAL | CLAMP,SUSPENSION,ELECTRICAL CONDUCTOR; STRAIGHT-LINE OR ANGLE;AMOUR GRIP SUSPENSION UNIT (AGSU);SUITS 19/.080 19/2.00, SC/GZ (STEEL);SUITS 10.00MM DIA | PLP AUST | PREFORMED LINE PRODUCTS (AUST) | AGS-8104 | CURRENT
000023735 | CLAMP,ELECTRICAL | CLAMP,SUSPENSION,ELECTRICAL CONDUCTOR STRAIGHT-LINE OR ANGLE;AMOUR GRIP SUSPENSION UNIT (AGSU);SUITS 19/.083 CU (COPPER);SUITS 10.2 TO 10.6MM DIA COPPER | PLP AUST | PREFORMED LINE PRODUCTS (AUST) | AGS-9107 | CURRENT
000023736 | CLAMP,ELECTRICAL | CLAMP,SUSPENSION,ELECTRICAL CONDUCTOR STRAIGHT-LINE OR ANGLE;AMOUR GRIP SUSPENSION UNIT (AGSU);SUITS 19/.101 CU (COPPER);SUITS 12.2 TO 12.9MM DIA COPPER | PLP AUST | PREFORMED LINE PRODUCTS (AUST) | AGS-9112 | CURRENT
000023738 | BAG,TEXTILE | Bulk Dirt Bag, Open Top Flat Bottom, 90 x 90 x 120cm, Heavy Duty Lifting via 4 Corner Loops, Single Trip Bag Safety Factor 5:1, SWL 1, 250kg | CRASTI | CARSTI AND COMPANY PL | 120-BB01900-187 | CURRENT
000023738 | BAG,TEXTILE | Bulk Dirt Bag, Open Top Flat Bottom, 90 x 90 x 120cm, Heavy Duty Lifting via 4 Corner Loops, Single Trip Bag Safety Factor 5:1, SWL 1, 250kg | DAWSON | DAWSON PACKAGING AMD TRADING | ENER-BULK | CURRENT
000023738 | BAG,TEXTILE | Bulk Dirt Bag, Open Top Flat Bottom, 90 x 90 x 120cm, Heavy Duty Lifting via 4 Corner Loops, Single Trip Bag Safety Factor 5:1, SWL 1, 250kg | BHA | BULK HANDLING AUSTRALIA | 3BUILD151R-Q | CURRENT
000023739 | SPONGE, CLEANING | SPONGE, SCOURING;NYLON #110 GREEN; 15X10 CM:PACK OF 10 | BLKWOOD | J BLACKWOOD & SON LTD | SC-110 | CURRENT
000023739 | SPONGE, CLEANING | SPONGE, SCOURING;NYLON #110 GREEN; 15X10 CM:PACK OF 10 | ATOMSUPP | ATOM SUPPLY | 81002203 | CURRENT
000023686 | PATCH LEAD,FIBRE OPTIC | INDOOR OPTICAL PATCH LEAD;MULTIMODE; OM1;(62.5/125UM);DUPLEX;3M LONG; 2 X FC CONNECTOR TERMINATED AT EACH END; | OPTICAL | OPTICAL SYSTEMS DESIGN | OFS0CAB-062-BB-3) | PURCHASE AS REQUIRED
000023687 | PATCH LEAD,FIBRE OPTIC | INDOOR OPTICAL PATCH LEAD;MULTIMODE; OM1;(62.5/125UM);DUPLEX;5M LONG; 2 X FC CONNECTOR TERMINATED AT EACH END; | OPTICAL | OPTICAL SYSTEMS DESIGN | OFS0CAB-062-BB-5 | PURCHASE AS REQUIRED
000023688 | PATCH LEAD,FIBRE OPTIC | INDOOR OPTICAL PATCH LEAD;MULTIMODE; OM1;(62.5/125UM);DUPLEX;10M LONG; 2 X FC CONNECTOR TERMINATED AT EACH END; | OPTICAL | OPTICAL SYSTEMS DESIGN | OFS0CAB-062-BB-10 | PURCHASE AS REQUIRED
000023689 | PATCH LEAD,FIBRE OPTIC | INDOOR OPTICAL PATCH LEAD;MULTIMODE; OM1;(62.5/125UM);DUPLEX;15M LONG; 2 X FC CONNECTOR TERMINATED AT EACH END; | OPTICAL | OPTICAL SYSTEMS DESIGN | OFS0CAB-062-BB-15 | PURCHASE AS REQUIRED
000023690 | PATCH LEAD,FIBRE OPTIC | INDOOR OPTICAL PATCH LEAD;MULTIMODE; OM1;(62.5/125UM);DUPLEX;1M LONG; 2 X FC CONNECTOR TERMINATED AT EACH END; 2 X ST CONNECTOR AT OTHER END; | OPTICAL | OPTICAL SYSTEMS DESIGN | OFS-CAB-062-BA-1 | PURCHASE AS REQUIRED
000023691 | PATCH LEAD,FIBRE OPTIC | INDOOR OPTICAL PATCH LEAD;MULTIMODE; OM1;(62.5/125UM);DUPLEX;3M LONG; 2 X FC CONNECTOR TERMINATED AT EACH END; 2 X ST CONNECTOR AT OTHER END; | OPTICAL | OPTICAL SYSTEMS DESIGN | OFS-CAB-062-BA-3 | PURCHASE AS REQUIRED
000023692 | PATCH LEAD,FIBRE OPTIC | INDOOR OPTICAL PATCH LEAD;MULTIMODE; OM1;(62.5/125UM);DUPLEX;5M LONG; 2 X FC CONNECTOR TERMINATED AT EACH END; 2 X ST CONNECTOR AT OTHER END; | OPTICAL | OPTICAL SYSTEMS DESIGN | OFS-CAB-062-BA-5 | PURCHASE AS REQUIRED
000023693 | PATCH LEAD,FIBRE OPTIC | INDOOR OPTICAL PATCH LEAD;MULTIMODE; OM1;(62.5/125UM);DUPLEX;10M LONG; 2 X FC CONNECTOR TERMINATED AT EACH END; 2 X ST CONNECTOR AT OTHER END; | OPTICAL | OPTICAL SYSTEMS DESIGN | OFS-CAB-062-BA-10 | PURCHASE AS REQUIRED
000023694 | PATCH LEAD,FIBRE OPTIC | INDOOR OPTICAL PATCH LEAD;MULTIMODE; OM1;(62.5/125UM);DUPLEX;15M LONG; 2 X FC CONNECTOR TERMINATED AT EACH END; 2 X ST CONNECTOR AT OTHER END; | OPTICAL | OPTICAL SYSTEMS DESIGN | OFS-CAB-062-BA-15 | PURCHASE AS REQUIRED
000023695 | PATCH LEAD,FIBRE OPTIC | INDOOR OPTICAL PATCH LEAD;MULTIMODE; OM1;(62.5/125UM);DUPLEX;1M LONG; 2 X FC CONNECTOR TERMINATED AT EACH END; 2 X LC CONNECTOR AT OTHER END; | OPTICAL | OPTICAL SYSTEMS DESIGN | OFS-CAB-062-BV-1 | PURCHASE AS REQUIRED
000023696 | PATCH LEAD,FIBRE OPTIC | INDOOR OPTICAL PATCH LEAD;MULTIMODE; OM1;(62.5/125UM);DUPLEX;3M LONG; 2 X FC CONNECTOR TERMINATED AT EACH END; 2 X LC CONNECTOR AT OTHER END; | OPTICAL | OPTICAL SYSTEMS DESIGN | OFS-CAB-062-BV-3 | PURCHASE AS REQUIRED
000023697 | PATCH LEAD,FIBRE OPTIC | INDOOR OPTICAL PATCH LEAD;MULTIMODE; OM1;(62.5/125UM);DUPLEX;5M LONG; 2 X FC CONNECTOR TERMINATED AT EACH END; 2 X LC CONNECTOR AT OTHER END; | OPTICAL | OPTICAL SYSTEMS DESIGN | OFS-CAB-062-BV-5 | PURCHASE AS REQUIRED
000023698 | PATCH LEAD,FIBRE OPTIC | INDOOR OPTICAL PATCH LEAD;MULTIMODE; OM1;(62.5/125UM);DUPLEX;10M LONG; 2 X FC CONNECTOR TERMINATED AT EACH END; 2 X LC CONNECTOR AT OTHER END; | OPTICAL | OPTICAL SYSTEMS DESIGN | OFS-CAB-062-BV-10 | PURCHASE AS REQUIRED
000023740 | PATCH LEAD,FIBRE OPTIC | INDOOR OPTICAL PATCH LEAD;MULTIMODE; OM1;(62.5/125UM);DUPLEX;15M LONG; 2 X FC CONNECTOR TERMINATED AT EACH END; 2 X LC CONNECTOR AT OTHER END; | OPTICAL | OPTICAL SYSTEMS DESIGN | OFS-CAB-062-BV-15 | PURCHASE AS REQUIRED
000023743 | CIRCUIT BREAKER | 10A; QY 80V DC, 10KA CURVE U3; WITH AUX CONTACTS, DIN; QYDM19U310B0; | CBI-ELEC | CBI ELECTRIC | QYDM19U310B0 | PHASING
000023744 | CIRCUIT BREAKER | 20A; QY 80V DC; 10KA CURVE U3; WITH AUX CONTACTS; DIN; QYDM19U320B0; | CBI-ELEC | CBI ELECTRIC | QYDM19U320B0 | PHASING
000023747 | CONNECTOR,BUSBAR | BUSBAR, 1 POLE, 10 WAY; TO SUIT CBI CIRCUIT BREAKERS; STOCK CODES 23741 TO 23746; QYBB10X; 180MM IN LENGTH; | CBI-ELEC | CBI ELECTRIC | QYBB10X | CURRENT
000023748 | BATTERY,STORAGE | Model PS-12260 NB, 12V, 24-26Ah, suit Noja RC01 Controller | NOJAPWR | NOJA POWER | BAT-0002 | CURRENT
000023213 | PANEL,BLANK | BLANK PLATE;W/ RELAY CUTOUT; SUITS ARGUS 1;REPLACES AEI TYPE PBO2; HORIZONTAL PLATE SIZE 580 X 200; | ERGON | ERGON ENERGY | BLANK PLATE | CURRENT
000023750 | FUSESAVER. | RATED;24KV;32 A;1 KA RMS;SELF POWERED; 150mA;SINGLE PHASE FAULT INTERUPTING DEVICE;TRIPS BEFORE USE & RECLOSES; RECLOSE CAN BE DISABLED W/ HANDLE 4.8KG; | SIEMENS | SIEMENS LTD | 3AD8234-0CA00-0AA1 | CURRENT
000023751 | CULVERT BOX UNIT | CONCRETE;INVERT;1500 X 900 X 1200 LG;C/W LIFTING LUGS IN BOTTM OF INVERT;AS1597.2 EXP B1; NET WEIGHT 1805KG; | AQUARIUS | AQUARIUS PRECAST PL | 545Q150912EX | PURCHASE AS REQUIRED
000023751 | CULVERT BOX UNIT | CONCRETE;INVERT;1500 X 900 X 1200 LG;C/W LIFTING LUGS IN BOTTM OF INVERT;AS1597.2 EXP B1; NET WEIGHT 1805KG; | TRI UGRD | TRI UNDERGROUND AUSTRALIA PTY LTD | TRICUL1500 | PURCHASE AS REQUIRED
000023751 | CULVERT BOX UNIT | CONCRETE;INVERT;1500 X 900 X 1200 LG;C/W LIFTING LUGS IN BOTTM OF INVERT;AS1597.2 EXP B1; NET WEIGHT 1805KG; | HUMES | HUMES | 15965-TA-01 | PURCHASE AS REQUIRED
000023752 | CONTROL MODULE. | CONTROL MODULE 110V DUAL TRIP; SUITS HSS HORIZON 36KV OUTDOOR SC19731; | BRUSH | BRUSH SWITCHGEAR AUSTRALIA | 2802324 | MAINTENANCE STOCK
000023753 | CONTROL MODULE. | 24/30V DUAL TRIP; SUITS HSS HORIZON 36KV OUTDOOR SC20066; | HAWKSIDD | HAWKER SIDDELEY SWITCHGEAR LTD | 2802413-7 | MAINTENANCE STOCK
000023754 | CONTROL MODULE. | DC/DC CONVERTER BOARD 110V/12V; SUITS HSS HORIZON 36KV OUTDOOR CB SC19731; | HAWKSIDD | HAWKER SIDDELEY SWITCHGEAR LTD | 2801853-0 | MAINTENANCE STOCK
000023755 | CONTROL MODULE. | DC/DC CONVERTER BOARD 30V/12V; SUITS HSS HORIZON 36KV OUTDOOR CB SC20066; | HAWKSIDD | HAWKER SIDDELEY SWITCHGEAR LTD | 2801884-T | MAINTENANCE STOCK
000023756 | CONTROL MODULE. | LOW GAS ALARM BOARD; SUITS HSS HORIZON 36KV OUTDOOR CB SC19731 OR SC20066; | HAWKSIDD | HAWKER SIDDELEY SWITCHGEAR LTD | 2801714-9 | MAINTENANCE STOCK
000023757 | CONTROL MODULE. | CAPACITOR CHARGE BOARD 32V; SUITS HSS HORIZON 36KV OUTDOOR CB SC20066; | HAWKSIDD | HAWKER SIDDELEY SWITCHGEAR LTD | 2802416-1 | MAINTENANCE STOCK
000023758 | CONTROL MODULE. | MODULE:CTRL;SGL TRIP,110V,FEEDER & BUS CONTROL MODULE. SINGLE TRIP CONTROL MODU LE 110V; SUITS HSS ECLISPE 12KV INDOOR F EEDER AND BUS SECTION CB; | HAWKSIDD | HAWKER SIDDELEY SWITCHGEAR LTD | DV12509 | CURRENT
000023759 | CONTROL MODULE. | DUAL TRIP CONTROL MODULE 110V; SUITS HSS ECLIPSE 12KV TFMR CB; | HAWKSIDD | HAWKER SIDDELEY SWITCHGEAR LTD | 2802324-3 | MAINTENANCE STOCK
000023760 | CONTROL MODULE. | REPEAT RELAY BOARD; SUITS HSS ECLIPSE 12KV CB; | HAWKSIDD | HAWKER SIDDELEY SWITCHGEAR LTD | 2802330 | MAINTENANCE STOCK
000023773 | RAG,WIPING | SUITABLE FOR CLEANING FIBREGLASS, GLASS; USED ON FIBREGLASS FOR INSULATION TESTING;WHITE RAG TOWELLING; 10KG BAG; | KEYLINE | KEY-LINE DISTRIBUTORS PTY LTD | RAGWH | CURRENT
000023773 | RAG,WIPING | SUITABLE FOR CLEANING FIBREGLASS, GLASS; USED ON FIBREGLASS FOR INSULATION TESTING;WHITE RAG TOWELLING; 10KG BAG; | KEYLINE | KEY-LINE DISTRIBUTORS PTY LTD | QTOWW10 | CURRENT
000023761 | CIRCUIT BREAKER | OUTDOOR LIVE TANK CIRCUIT BREAKER UNIT; 145KV; 1600A; 40KA; C/W 48V DC AUXIIARY SUPPLY; LT 145D1/B; | ABB | ABB FAN PTY LTD | LTB 145D1/B - 48V | CURRENT
000023775 | CONDUIT,NONMETALLIC,RIGID | Bend, 125mm Nom Dia, 30 Deg, 1.83m Rad, UPVC, HD, Socket Moulded One End, Orange, AS2053 | TRI UGRD | TRI UNDERGROUND AUSTRALIA PTY LTD | HDE1253018 30MFS | CURRENT
000023775 | CONDUIT,NONMETALLIC,RIGID | Bend, 125mm Nom Dia, 30 Deg, 1.83m Rad, UPVC, HD, Socket Moulded One End, Orange, AS2053 | VINIDEX |  | 30718 | CURRENT
000023776 | SLEEVE,COMPRESSION | FT, Fly, 7/0.134 AAC (7/3.40), 18.0mm A/F, Al, AS1154-1 | PLP AUST | PREFORMED LINE PRODUCTS (AUST) | CMSA-102 7/3.40 AAC | CURRENT
000023777 | SLEEVE,COMPRESSION | FT, Mercury 7/4.50 AAC, Wasp 7/0.173, Hex Die 21.0mm A/F, Al, AS1154-1 | PLP AUST | PREFORMED LINE PRODUCTS (AUST) | CMSA-135 | CURRENT
000023778 | BEND,NONMETALLIC RIGID CONDUIT | UPVC;ORANGE;125 MM NOM DIA;HEAVY DUTY; 15 DEG;1.83 M RAD;SOCKET MOULDED ONE END;MARKED "ELECTRICITY SUPPLY CABLES"; SOLID WALL CONDUIT ONLY;AS2053;PACK OF 1 | VINIDEX |  | 30717 | CURRENT
000023781 | POWER SUPPLY | RCD/GPO Inverter Plate, suit Xantrex 12V & 24V Inverters | ENERDRIV | ENERDRIVE PTY LTD | RCD-GPO-P178 | CURRENT
000023782 | LUBRICATING OIL,HYDRAULIC | Gde 68 (Bulk), Mineral Base Hydraulic Fluid, Oil to be pumped into Bulk Tank at Geebung Plant Workshop. HYSPIN AWS 68 1000L | MOBIL |  | NUTO H 68 (BULK) 5219-000 | PURCHASE AS REQUIRED
000023782 | LUBRICATING OIL,HYDRAULIC | Gde 68 (Bulk), Mineral Base Hydraulic Fluid, Oil to be pumped into Bulk Tank at Geebung Plant Workshop. HYSPIN AWS 68 1000L | CASTROL | CASTROL | 3334437 | PURCHASE AS REQUIRED
000023722 | MICROCONTROLLER | MC68HC711E9CFN2 MICROCONTROLLER FOR BATTERY MONITOR;PART USED IN THE MANUFACTURE OF SC17779 BATTERY,MONITOR SYSTEM; REFER TS519;SEE EXT TEXT; | SEMICO | SEMICO COMPONENTS PL | MC68HC711E9CFN2 | CURRENT
000023784 | ROLLER,CABLE | Crossarm, suits Fibreglass & wooden Crossarms, c/w Ratchet Strap, WLL 250kg WLL 250KG | TEN | THE ENERGY NETWORK | SPP-CARR-080 | CURRENT
000023784 | ROLLER,CABLE | Crossarm, suits Fibreglass & wooden Crossarms, c/w Ratchet Strap, WLL 250kg WLL 250KG | SPECFORC | SPECIALISED FORCE | CARR-080 | CURRENT
000023785 | REEL,TEST | Extension Reel, Green & Yellow, 100m Cable Earth Test Reel, PTE-004 | PACTEST | PACIFIC TEST EQUIPMENT P/L | PTE-004/GEEN & YELLOW | CURRENT
000023710 | SWITCH FUSE GEAR | SWITCHCRAFT iGIS MESH SPECIAL SWGR; VTT-VVV+ CONFIG;DOUBLE FUSE-SWITCH; (T-PANEL), STANDARD;DOUBLE FEEDER CIRCUIT BREAKER WITH FEEDER DIFFERENTIAL | EDS | ELECTRICAL DISTRIBUTION SOLUTIONS | SPECIAL BUILD | PURCHASE AS REQUIRED
000023786 | RELAY,TRANSFORMER DIFFERENTIAL | SCHNEDIER P643; 5/1 AMP;110 V AC; 48 V TO 110 V DC AUX; 24 V TO 250 V DC LOGICINPUTS; FLUSH MTG; | SCHNEDER | SCHNEIDER PTY LTD | P64322BE8M0048K | PHASING
000023762 | SUBSTATION,CONTROL PANEL | CONTROL PANEL;REMOTE GENERATOR CONTROL SYSTEM SICM & COMMS INTERFACE; | ERGON | ERGON ENERGY | CCMAST-AR049-01 | PURCHASE AS REQUIRED
000023763 | SUBSTATION,CONTROL PANEL | CONTROL PANEL;11KV UNDER FREQUENCY | ERGON | ERGON ENERGY | CCMAST-AR112-01 | PURCHASE AS REQUIRED
000023764 | SUBSTATION,CONTROL PANEL | CONTROL PANEL;33/11KV TRANSFORMER | ERGON | ERGON ENERGY | CC-MAST-AR110-01 | PURCHASE AS REQUIRED
000023765 | SUBSTATION,CONTROL PANEL | CONTROL PANEL;33/11KV TRANSFORMER PROT | ERGON | ERGON ENERGY | CCMAST-AR113-01 | PURCHASE AS REQUIRED
000023766 | SUBSTATION,CONTROL PANEL | CONTROL PANEL;33KV | ERGON | ERGON ENERGY | CCMAST-AR115-01 | PURCHASE AS REQUIRED
000023767 | SUBSTATION,CONTROL PANEL | CONTROL PANEL;33KV CAPACITOR PROT PANEL | ERGON | ERGON ENERGY | CCMAST-AR116-01 | PURCHASE AS REQUIRED
000023768 | SUBSTATION,CONTROL PANEL | CONTROL PANEL;33KV BUS ZONE/SECTION | ERGON | ERGON ENERGY | SSCHL-AR014-01 | PURCHASE AS REQUIRED
000023769 | SUBSTATION,CONTROL PANEL | CONTROL PANEL;132/110KV FEEDER CONTROL & | ERGON | ERGON ENERGY | CCMAST-AR120-01 | PURCHASE AS REQUIRED
000023770 | SUBSTATION,CONTROL PANEL | CONTROL PANEL;110/11/11KV TFMR CONTROL | ERGON | ERGON ENERGY | CCMAST-AR122-01 | PURCHASE AS REQUIRED
000023771 | SUBSTATION,CONTROL PANEL | CONTROL PANEL;132/110KV BUS SECTION | ERGON | ERGON ENERGY | CCMAST-AR130-01 | PURCHASE AS REQUIRED
000023772 | SUBSTATION,CONTROL PANEL | CONTROL PANEL;132/110KV BUS ZONE | ERGON | ERGON ENERGY | CCMAST-AR132-01 | PURCHASE AS REQUIRED
000023704 | TRANSFORMER,DISTRIBUTION | Padmount, 11kV, 500kVA, 4-Way (Rect) HV Haz LV Bsh, Mineral Oil Insulated, ONAN, Dyn11, 3CR12 Cubicle, 7 Tap Posn c/w ABB Safelink 11kV RMU CFCC & | WILSON | WILSON TRANSFORMER CO. PTY LTD | FOUR WAY 500KVA RECTANGULAR PA | CURRENT
000023704 | TRANSFORMER,DISTRIBUTION | Padmount, 11kV, 500kVA, 4-Way (Rect) HV Haz LV Bsh, Mineral Oil Insulated, ONAN, Dyn11, 3CR12 Cubicle, 7 Tap Posn c/w ABB Safelink 11kV RMU CFCC & | WILSON | WILSON TRANSFORMER CO. PTY LTD | 881-0651-11-AC | CURRENT
000023787 | FUSE LINK,ENCLOSED ELEMENT | 500 AMP; 500 V AC;CLASS GG BLADE TYPE CONTACTS,DIN SIZE 3;AS2005.1; PACK OF 3 FUSECO PART # NH3F-500 ; HOLEC PART # LSPN3500 ALSTOM PART # NHG2-500 | FLOWLINE | FLOWLINE INDUSTRIES PTY LTD | EM373050 | CURRENT
000023787 | FUSE LINK,ENCLOSED ELEMENT | 500 AMP; 500 V AC;CLASS GG BLADE TYPE CONTACTS,DIN SIZE 3;AS2005.1; PACK OF 3 FUSECO PART # NH3F-500 ; HOLEC PART # LSPN3500 ALSTOM PART # NHG2-500 | EATON | EATON ELECTRIC SYSTEMS PTY LTD | F5GG500U3 | CURRENT
000023787 | FUSE LINK,ENCLOSED ELEMENT | 500 AMP; 500 V AC;CLASS GG BLADE TYPE CONTACTS,DIN SIZE 3;AS2005.1; PACK OF 3 FUSECO PART # NH3F-500 ; HOLEC PART # LSPN3500 ALSTOM PART # NHG2-500 | ALSTOM | ALSTOM GRID AUSTRALIA LIMITED | NHG2-500 | CURRENT
000023787 | FUSE LINK,ENCLOSED ELEMENT | 500 AMP; 500 V AC;CLASS GG BLADE TYPE CONTACTS,DIN SIZE 3;AS2005.1; PACK OF 3 FUSECO PART # NH3F-500 ; HOLEC PART # LSPN3500 ALSTOM PART # NHG2-500 | HOLEC | HOLEC | LSPN3500 | CURRENT
000023787 | FUSE LINK,ENCLOSED ELEMENT | 500 AMP; 500 V AC;CLASS GG BLADE TYPE CONTACTS,DIN SIZE 3;AS2005.1; PACK OF 3 FUSECO PART # NH3F-500 ; HOLEC PART # LSPN3500 ALSTOM PART # NHG2-500 | FUSECO | FUSECO PTY LTD | NH3F-500 | CURRENT
000023788 | CUBICLE,RACK FRAME. | INDOOR SUBSTATION SACS CUBICLE 19" RACK; SCADA RACK;STEEL FRAME;C/W SIDE PANELS; PLINTH;REAR DOOR;C/W SHELVES;BLANK PLATES;EARTH BAR;G-RAIL, FITTED; | ERNTEC | ERNTEC PL | 3515884 | CURRENT
000023789 | SADDLE,ELECTRICAL POWER CABLE | TREFOIL SADDLE SUIT 33KV LAT 1000SPMM XLPE S/STEEL STRAP 1.9X55MM | ENI | ENI INDUSTRIES PL | 87439 | CURRENT
000023790 | CABLE SUPPORT STAND,LV | 33 & 11KV VARIABLE FLOOR CLEAT CABLE CABLE,SUPPORT STAND FABRICATED STRUCTURE | ENI | ENI INDUSTRIES PL | 89910 | CURRENT
000023791 | CLAMP,ELEC PWR CABLE,SUPPORT | SINGLE CLEAT TO SUIT 110KV CCU 400SQMM CCU 400SQMM XLPE; CAST ALUMINIUM 59 SERIES 86-92MM + NI INSERT | INTERTEC | INTERTECH ENGINEERING PTY LTD | 5992 | CURRENT
000023791 | CLAMP,ELEC PWR CABLE,SUPPORT | SINGLE CLEAT TO SUIT 110KV CCU 400SQMM CCU 400SQMM XLPE; CAST ALUMINIUM 59 SERIES 86-92MM + NI INSERT | INTERTEC | INTERTECH ENGINEERING PTY LTD | 5992NI | CURRENT
000023792 | CONDUIT,NONMETALLIC,RIGID | 200 MM NOM SIZE;UPVC;ORANGE;HEAVY DUTY; SOCKET MOULDED ONE END;6 M LG;MARKED "ELECTRICITY SUPPLY CABLES";AS2053 | VINIDEX |  | 21065 | VENDOR HELD
000023793 | BEND,NONMETALLIC RIGID CONDUIT | UPVC;ORANGE;150 MM NOM DIA;HEAVY DUTY;15 DEG;6 M RAD;SOCKET MOULDED ONE END; MARKED "ELECTRICITY SUPPLY CABLES"; AS2053 SOLID WALL CONDUIT ONLY ;PK OF 1; | VINIDEX |  | 30597 | VENDOR HELD
000023794 | BEND,ELECTRICAL CONDUIT | 200mm Nom, 15 Deg, 8m Rad, UPVC, HD, Orange, Socket Moulded One End, Marked "ELECTRICITY SUPPLY CABLES", Solid Wall Pipe Only, AS2053 | VINIDEX |  | 31069 | VENDOR HELD
000023795 | BEND,NONMETALLIC RIGID CONDUIT | UPVC;ORANGE;150 MM NOM DIA;HEAVY DUTY;45 DEG;1.83 M RAD;SOCKET MOULDED ONE END; MARKED "ELECTRICITY SUPPLY CABLES"; AS2053 SOLID WALL CONDUIT ONLY; PK OF 1; | VINIDEX |  | 30807 | VENDOR HELD
000023797 | BLADE,RECIPROCATING SAW | RECIPROCATING SAW BLADE; 9 INCH; 10 TPI;BI-METAL SAW BLADE; | MILWAUKE | MILWAUKEE POWER TOOLS | 48005706 | CURRENT
000023797 | BLADE,RECIPROCATING SAW | RECIPROCATING SAW BLADE; 9 INCH; 10 TPI;BI-METAL SAW BLADE; | C&LTOOL | CALTCO T/A C&L TOOL CENTRE | MILWA48005706 | CURRENT
000023797 | BLADE,RECIPROCATING SAW | RECIPROCATING SAW BLADE; 9 INCH; 10 TPI;BI-METAL SAW BLADE; | C&LTOOL | CALTCO T/A C&L TOOL CENTRE | LEN20372960R5 | CURRENT
000023797 | BLADE,RECIPROCATING SAW | RECIPROCATING SAW BLADE; 9 INCH; 10 TPI;BI-METAL SAW BLADE; | TOOLCITY | TOOL CITY | 20372960R5 | CURRENT
000032232 | TERMINATION COMPONENTS,ELEC POWER CABLE | WOODEN MANDRELS FOR LEAD SLEEVES; ASORTED SIZES FROM PILOT CABLE TO GAS JOINT SIZE;SEE UGM DBASE FOR SIZES; | ENERGEX | ENERGEX | UGM2 | CURRENT
000032233 | JOINT,ELECTRICAL POWER CABLE | COPPER JOINTING CANS FOR OIL AND XLPE CABLES;SEE UGM DBASE FOR THE VARIOUS SIZES AVAILABLE; | ENERGEX | ENERGEX | UGM3 | CURRENT
000032235 | TERMINATION COMPONENTS,ELEC POWER CABLE | VARIOUS SPARE PIECES OF BICC 110KV OIL TERMINATION CAN BE USED FOR PARTS OR TRAINING; | ENERGEX | ENERGEX | UGM20 | CURRENT
000032236 | TERMINATION COMPONENTS,ELEC POWER CABLE | BRAND NEW 33KV CABUS SEALING ENDS; TOP BELL ONLY, NO CABLE BOTTOM GLANDS; | ENERGEX | ENERGEX | UGM21 | CURRENT
000032237 | JOINT,ELECTRICAL POWER CABLE | 110KV 1.3" AL STRAIGHT JOINT; SUIT F809/F810 BICC JOINT;INCLUDES TAPES AND OTHER SPARE OIL CANS;SUITS DIFFERENT CABLE; | ENERGEX | ENERGEX | UGM26 | CURRENT
000032238 | TERMINATION,ELECTRICAL POWER CABLE | COMPLETE 33KV OIL TERMINATION;INCLUDING SPLITTER (SOLID SUPPORT TYPE); AND SEALING END BELLS; | ENERGEX | ENERGEX | UGM36 | CURRENT
000032239 | TERMINATION COMPONENTS,ELEC POWER CABLE | 33KV PIRELLI PORCELAIN SEALING ENDS; | ENERGEX | ENERGEX | UGM37 | CURRENT
000032240 | TERMINATION COMPONENTS,ELEC POWER CABLE | 33KV PIRELLI PORCELAIN SEALING ENDS; INCLUDES 3 CORE - 3 SINGLE CORE SPLITTER CANS;SMALL NON SUPPORTING TYPES; | ENERGEX | ENERGEX | UGM38 | CURRENT
000032241 | TERMINATION COMPONENTS,ELEC POWER CABLE | COMPLETE 33KV OIL TERMINATION; INCLUDING SPLITTER (SOLID SUPPORT TYPE); AND SEALING END BELLS; | ENERGEX | ENERGEX | UGM39 | CURRENT
000032242 | TERMINATION COMPONENTS,ELEC POWER CABLE | 110KV TAP SETS TO SUIT F809/810; SSVPK - SSNSD; | ENERGEX | ENERGEX | UGM40 | CURRENT
000032243 | TERMINATION,ELECTRICAL POWER CABLE | COMPLETE 33KV OIL TERMINATION; INCLUDING SPLITTER (SOLID SUPPORT TYPE); AND SEALING END BELLS. 33KV .85" PIRELLI TERMINATION E22/70; | ENERGEX | ENERGEX | UGM43 | CURRENT
000032244 | TERMINATION,ELECTRICAL POWER CABLE | 33KV OIL TERMINATION TAP SET TO SUIT 33KV .85" PIRELLI TERMINATION E22/70; BELLS AVAILABLE ON UGM PALLETS 43, 39, 38, 37, 36 | ENERGEX | ENERGEX | UGM44 | CURRENT
000032245 | TERMINATION COMPONENTS,ELEC POWER CABLE | 110KV SINGLE CORE 500MM2 OIL STRAIGHT JOINT;SUITS DECOMED F781/782(AGW TO MST) TAPES AND BITUMEN ONLY. PARTS MIGHT BE SUITABLE FOR F809/810 | ENERGEX | ENERGEX | UGM45 | CURRENT
000032246 | TERMINATION,ELECTRICAL POWER CABLE | OIL PAPER;OIL CREPE PAPER;HSL TAPES; GAS TAPES AND OIL CARBON TAPES; SEE UGM DBASE FOR VARIOUS QUANTITIES; | ENERGEX | ENERGEX | UGM46 | CURRENT
000032247 | TERMINATION COMPONENTS,ELEC POWER CABLE | BRAND NEW 33KV CABUS SEALING ENDS; TOP BELL ONLY;NO CABLE BOTTOM GLANDS; | ENERGEX | ENERGEX | UGM58 | CURRENT
000032248 | JOINT,ELECTRICAL POWER CABLE | 33KV OIL JOINT PARTS;OUTER BOXES; TAPE SETS;CANS;NO GLOVES; | ENERGEX | ENERGEX | UGM63 | CURRENT
000032249 | TERMINATION COMPONENTS,ELEC POWER CABLE | 110KV EUROMOLD TOOLS X 3 BOXES; SPARE TEST MOLD; | ENERGEX | ENERGEX | UGM67 | CURRENT
000032250 | TERMINATION COMPONENTS,ELEC POWER CABLE | 110KV SING CORE 500MM2OIL STRAIGHT JOINT SUITS DECOMED F781/782(AGW TO MST); TAPES AND BITUMEN ONLY; PARTS MIGHT BE SUITABLE FOR F809/810 | ENERGEX | ENERGEX | UGM75 | CURRENT
000032234 | INSULATOR,STANDOFF | G&W TERMINATION;STAND OFF SUPPORT INSULATORS; | ENERGEX | ENERGEX | UGM15 | STRATEGIC SPARE
000023218 | FILTER, OIL | AES BUND FILTER; REPLACEMENTCARTRIDGE; 500MM X 150MM DIA; | ABSORBEN | ABSORB ENVIROMENTAL SOLUTIONS | AES BF C500 | CURRENT
000023214 | PLATE,BLANKING | TO SUIT CDG31, CDG33 & CDG66; | ERGON | ERGON ENERGY | PLATE, BLANKING | CURRENT
000023821 | CLEANING COMPOUND | CRC BRAKLEEN SPRAY CAN; NECESSARY FOR CLEANING PARTS TO CHECK FOR OIL LEAKS; 500ML CAN; | CRC | CRC INDUSTRIES AUSTRALIA PTY LTD | 5089 | CURRENT
000023821 | CLEANING COMPOUND | CRC BRAKLEEN SPRAY CAN; NECESSARY FOR CLEANING PARTS TO CHECK FOR OIL LEAKS; 500ML CAN; | GILBLODG | GILBERT LODGE AUSTRALIA | CRC5089 | CURRENT
000023821 | CLEANING COMPOUND | CRC BRAKLEEN SPRAY CAN; NECESSARY FOR CLEANING PARTS TO CHECK FOR OIL LEAKS; 500ML CAN; | ATOMSUPP | ATOM SUPPLY | 1310021 | CURRENT
000023821 | CLEANING COMPOUND | CRC BRAKLEEN SPRAY CAN; NECESSARY FOR CLEANING PARTS TO CHECK FOR OIL LEAKS; 500ML CAN; | BLKWOODS | J BLACKWOOD & SON LTD | 04404301 | CURRENT
000023823 | LUBRICANT | CRC 808 Silicone Multi-Service Spray, 330g Aerosol, for Lubricating Fibreglass Booms on EWPS | ATOMSUPP | ATOM SUPPLY | 80500914 | CURRENT
000023823 | LUBRICANT | CRC 808 Silicone Multi-Service Spray, 330g Aerosol, for Lubricating Fibreglass Booms on EWPS | BLKWOODS | J BLACKWOOD & SON LTD | 04843063 | CURRENT
000023823 | LUBRICANT | CRC 808 Silicone Multi-Service Spray, 330g Aerosol, for Lubricating Fibreglass Booms on EWPS | CRC | CRC INDUSTRIES AUSTRALIA PTY LTD | 3055 | CURRENT
000023825 | TRANSFORMER,CURRENT | 6 CORE;LOAD SIDE;TORODIAL CURRENT TRANSFORMER;200/1000/800/1 0; CLASS 0.5PL500R3.5 ON 800/1 TAP; | HAWKSIDD | HAWKER SIDDELEY SWITCHGEAR LTD | 0.5PL500R3.5 | PURCHASE AS REQUIRED
000023826 | ROPE,FIBROUS | Red Kernmantle Type, c/w Black Fleck, 200m x 11mm, for Reroping Extension Ladder Equip Services | DONAGHYS | DONAGHYS PTY LTD | PRP1146 | CURRENT
000023828 | BREATHER | Omni-tuff, 0.8kg Capacity, Desiccant Silica Gel, 3/4" BSP Connection c/w Oil Bath & e-Gel (Orange Unspent, Green Spent) | SMSOMNI | SMS OMNI-TUFF GROUP PTY LTD | 09-YDB2 | CURRENT
000023830 | BREATHER | Omni-tuff, 6.5kg Capacity, Desiccant Silica Gel, 3 Connections 3/4" BSP & 1" BSP & Flange Mount c/w Oil Bath & e-Gel (Orange Unspent, Green Spent) | SMSOMNI | SMS OMNI-TUFF GROUP PTY LTD | 09-YDB6 | CURRENT
000023831 | BRACKET | BRACKET, LIFTING LIFTING BRACKET TO SUIT PLP 11 AND 33KV AIR BREAK SWITCH; C/W U BOLTS TO MOUNT TO ARM AND NAMEPLATE WITH TEST CERT NO. | PLP AUST | PREFORMED LINE PRODUCTS (AUST) | A8756 | CURRENT
000023832 | BAG,TOOL | OVERHEAD EARTH BAGS; ORANGE PVC WITH BLACK HANDLES; 400 X 280 X 370MM, 2 DIV, VERCO FLAP, HANDLE, MFG; STORAGE OF OVERHEAD EARTHS & TRAILING LEADS | TEN | THE ENERGY NETWORK | TENM423 | PURCHASE AS REQUIRED
000023832 | BAG,TOOL | OVERHEAD EARTH BAGS; ORANGE PVC WITH BLACK HANDLES; 400 X 280 X 370MM, 2 DIV, VERCO FLAP, HANDLE, MFG; STORAGE OF OVERHEAD EARTHS & TRAILING LEADS | ENERGYNW | THE ENERGY NETWORK | TENM423 | PURCHASE AS REQUIRED
000023834 | CUBICLE,RACK FRAME. | INDOOR TELECOMMUNICATIONS GENERAL NODE CUBICLE 45RU 19" RACK; STEEL FRAME;SIDE PANELS;FRONT & REAR DOORS; EARTH BAR; G-RAIL; MOD19" RAILS | B&R | B&R ENCLOSURES | XB-416158A/1 | CURRENT
000023835 | SWITCH ISOLATOR. | 12 KV;630 AMP;3 PHASE;MID POLE MTG OR POLE TOP MTG;UNITISED AIR BREAK SWITCH; FITTED WITH ARC INTERRUPTER & EXT SIDE MTG BKT; PLUS EXTENSIBLE DOWNROD; | PLP AUST | PREFORMED LINE PRODUCTS (AUST) | A10245-05 | CURRENT
000023836 | SWITCH ISOLATOR. | 36 KV;630 AMP;3 PHASE;MID POLE MTG OR POLE TOP MTG;UNITISED AIR BREAK SWITCH; FITTED WITH ARC INTERRUPTER; & EXT SIDE MTG BKT;PLUS EXTENSIBLE DOWNROD; | PLP AUST | PREFORMED LINE PRODUCTS (AUST) | A10243-05 | CURRENT
000023798 | CHANNEL,STRUCTURAL | UNISTRUT CHANNEL P5501-HG COMB CHANNEL 41 X 124 X 6M HDG 6MTR LENGHTS | EZYSTRUT | EZYSTRUT CABLE & PIPE SUPPORTS | E5501H | CURRENT
000023799 | BRACKET,ANGLE | Gusset Angle Fitting, 90 Deg, 6 Hole Braced Fitting, 14mm Dia Holes, HD Galv Steel, suit Unistrut Stuctural Channel, 102 x 102 x 40mm, 6mm Thk | EZYSTRUT | EZYSTRUT CABLE & PIPE SUPPORTS | E2484H | CURRENT
000023837 | RESCUE KIT | POLE TOP RESCUE ROPES;BLUE; RESCUE ROPES 45M WITH 2 X DA HOOKS; HD PTRK45M; | HEIGHDYN | HEIGHT DYNAMICS | HD PTRK45M | PURCHASE AS REQUIRED
000023838 | RESCUE KIT | STRAP, POLE TOP POLE POLETOP RESCUER;POLE STRAP BLUE WITH FLOATING D RING; | HEIGHDYN | HEIGHT DYNAMICS | HD PTRK POLESTRAP BLUE | PURCHASE AS REQUIRED
000023839 | RESCUE KIT | HARNESS, POLE TOP BELT; POLE BELT STANDARD C/W QUICK CONNECT BUCKLES;COLOUR - BLUE; | HEIGHDYN | HEIGHT DYNAMICS | E116M | PURCHASE AS REQUIRED
000023839 | RESCUE KIT | HARNESS, POLE TOP BELT; POLE BELT STANDARD C/W QUICK CONNECT BUCKLES;COLOUR - BLUE; | HEIGHDYN | HEIGHT DYNAMICS | HD PTRK POLEBELTQC | PURCHASE AS REQUIRED
000023800 | BARRIER,INSULATION | INSULATION BARRIER 330MM X 50MM X 20MM HDPE PLATE TO SUIT UNISTRUT STAND; | DOTMAR | DOTMAR EPP PTY LTD | 330MM X 50MM X 20MM HDPE | CURRENT
000023801 | BOX,ELECTRICAL,MULTIAPPLICATION. | ALARM INTERFACE PANEL; IP66; 1000MMH, 600MMW, 300MMD; INDOOR USE | NHP | NHP ELECTRICAL ENGINEERING | MAS1006030R5 | PURCHASE AS REQUIRED
000023842 | BLOCK, FENCING | POLYBLOK;BLOCK FOR TEMPORARY WORKSITE FENCING PANELS;BLACK POLYBLOK;43MM HOLE; | JAYBRO | JAYBRO CIVIL & SAFETY PRODUCTS | 02-P43B | PURCHASE AS REQUIRED
000023843 | JOINER, FENCING | COUPLER;FOR TEMPORARY WORKSITE FENCING PANELS;HEAVY DUTY COUPLER; 40MM OD;LINK FOR TEMP FENCE PANELS; | JAYBRO | JAYBRO CIVIL & SAFETY PRODUCTS | 01-FCP40 | PURCHASE AS REQUIRED
000023844 | PALLET, MATERIAL HANDLING | STORAGE PALLET FOR TEMP FENCING PANELS; STILLAGE TO SUIT 2.5M TEMP FENCE PANEL; 25 PANELS PER STILLAGE; | JAYBRO | JAYBRO CIVIL & SAFETY PRODUCTS | 01-FPST24CH | PURCHASE AS REQUIRED
000023846 | PANEL, FENCING | TEMPORARY WORKSITE FENCING PANELS; A/CLIMB MESH PANEL;40MM OD;2.55M X 2.1M; PANELS COME IN 25 PER PALLET;STILLAGE PALLET SC23844; | JAYBRO | JAYBRO CIVIL & SAFETY PRODUCTS | 01-3400 | PURCHASE AS REQUIRED
000023802 | RELAY,PROTECTION,IMPEDENCE | SEL 311 L;5 A;MAX 150 V AC;125V DC AUX; 125V DC LOGIC INPUT;4U HORIZONTAL RACK MOUNT TWO 10/100BASE-T ETHERNET 850NM MM OPTICAL FIBRE; | SEL | SCHWEITZER ENGINEERING LABORATORIES INC. | 0311L1JCC325424XX | CURRENT
000023783 | RELAY,PROTECTION,IMPEDENCE | SEL 311 L;5 A;MAX 150 V AC;125V DC AUX 125 V DC LOGIC INPUT;4U HORIZONTAL RACK MOUNT TWO 10/100BASE-T ETHERNET 1300NM SM OPTICAL FIBRE; | SEL | SCHWEITZER ENGINEERING LABORATORIES INC. | 0311L1JDD325424XX | CURRENT
000023804 | PANEL,BLANK | NILSTAT; BLANK PLATE;AREVA P123; TERMINAL STRIP;PRE-WIRED ZONE SUBSTATIONS; | ERGON | ERGON ENERGY | 23804 | PURCHASE AS REQUIRED
000023803 | PLATE,BLANKING | BLANKING PLATE, RELAY CUTOUT; SEL TYPE;311L HORIZONTAL RELAY; HORIZONTAL PLATE SIZE 580 X 300; | ERGON | ERGON ENERGY | 23803 | PURCHASE AS REQUIRED
000023854 | LIGHT UNIT,PORTABLE | Milwaukee LED Area Light, 18V, 1100 Lumens, M18 Red Li-Ion, Cordless, Octagonal Roll Cage, 222mm | MILWAUKE | MILWAUKEE POWER TOOLS | M18AL-0 | CURRENT
000023854 | LIGHT UNIT,PORTABLE | Milwaukee LED Area Light, 18V, 1100 Lumens, M18 Red Li-Ion, Cordless, Octagonal Roll Cage, 222mm | TOOLCITY | TOOL CITY | M18AL-0 (MILWAUKEE) | CURRENT
000023854 | LIGHT UNIT,PORTABLE | Milwaukee LED Area Light, 18V, 1100 Lumens, M18 Red Li-Ion, Cordless, Octagonal Roll Cage, 222mm | C&LTOOL | CALTCO T/A C&L TOOL CENTRE | MILWTM18AL-0 | CURRENT
000034077 | PLINTH,CONCRETE | IGIS; CONCRETE MOUNTING PLINTH; GROUPS 1-4; 4 WAY UNITS; | EDS | ELECTRICAL DISTRIBUTION SOLUTIONS | 6124-404 - 4 | CURRENT
000023850 | SWITCH FUSE GEAR | ABB SAFEPLUS VFV- SINGLE TRANSFORMER FUSE SWITCH DOUBLE FEEDER CIRCUIT BREAKER REAR TOP OR FRONT BOTTOM CABLE ENTRY | ABB | ABB FAN PTY LTD | 51033AFLR | PURCHASE AS REQUIRED
000023850 | SWITCH FUSE GEAR | ABB SAFEPLUS VFV- SINGLE TRANSFORMER FUSE SWITCH DOUBLE FEEDER CIRCUIT BREAKER REAR TOP OR FRONT BOTTOM CABLE ENTRY | ABB | ABB FAN PTY LTD | 51033CNAFLR | PURCHASE AS REQUIRED
000023851 | SWITCH FUSE GEAR | ABB SAFEPLUS VFFV- DOUBLE TRANSFORMER FUSE SWITCH DOUBLE FEEDER CIRCUIT BREAKER REAR TOP OR FRONT BOTTOM CABLE ENTRY | ABB | ABB FAN PTY LTD | 51034AFLR | PURCHASE AS REQUIRED
000023851 | SWITCH FUSE GEAR | ABB SAFEPLUS VFFV- DOUBLE TRANSFORMER FUSE SWITCH DOUBLE FEEDER CIRCUIT BREAKER REAR TOP OR FRONT BOTTOM CABLE ENTRY | ABB | ABB FAN PTY LTD | 51034CNAFLR | PURCHASE AS REQUIRED
000023852 | SWITCH FUSE GEAR | ABB SAFEPLUS VFF-FV- TRIPLE TRANSFORMER FUSE SWITCH DOUBLE FEEDER CIRCUIT BREAKER REAR TOP OR FRONT BOTTOM CABLE ENTRY | ABB | ABB FAN PTY LTD | 51035AFLR | PURCHASE AS REQUIRED
000023852 | SWITCH FUSE GEAR | ABB SAFEPLUS VFF-FV- TRIPLE TRANSFORMER FUSE SWITCH DOUBLE FEEDER CIRCUIT BREAKER REAR TOP OR FRONT BOTTOM CABLE ENTRY | ABB | ABB FAN PTY LTD | 51035CNAFLR | PURCHASE AS REQUIRED
000023853 | SWITCH FUSE GEAR | ABB SAFEPLUS VFFV-FV- TRIPLE TRANSFORMER FUSE SWITCH TRIPLE FEEDER CIRCUIT BREAKER REAR TOP OR FRONT BOTTOM CABLE ENTRY | ABB | ABB FAN PTY LTD | 51036AFLR | PURCHASE AS REQUIRED
000023853 | SWITCH FUSE GEAR | ABB SAFEPLUS VFFV-FV- TRIPLE TRANSFORMER FUSE SWITCH TRIPLE FEEDER CIRCUIT BREAKER REAR TOP OR FRONT BOTTOM CABLE ENTRY | ABB | ABB FAN PTY LTD | 51036CNAFLR | PURCHASE AS REQUIRED
000023856 | FUSE | INPUT FUSE FOR SFU-K203; MAIN FUSE OF CONVERTER POWER SUPPLY; ULTRA RAPID;INPUT FUSE 125A FOR SFU-K203 | LANDIS | LANDIS GYR (AUST) PTY LTD | 155.307.00125 | CURRENT
000023857 | FUSE | INPUT FUSE 63A; SFU-K101/103; MAIN FUSE; CONVERTER POWER SUPPLY; ULTRA RAPID; INPUT FUSE 63A FOR SFU-K101/103; | LANDIS | LANDIS GYR (AUST) PTY LTD | 155.307.00063 | PURCHASE AS REQUIRED
000023849 | POWER MODULE CONVERTER | SFU-K103 POWER MODULE; W/OPERATING PANEL;POWER MODULE SUITABLE FOR SFU-K103 TRANSMITTER RACK SC17518; | LANDIS | LANDIS GYR (AUST) PTY LTD | SFU-K103 POWER MODULE | CURRENT
000032819 | SWITCH, PRESSURE | GAS PRESSURE SWITCH; MITSUBISHI TYPE GR 110KV SWITCHGEAR; | MITSUBIS | MITSUBISHI | TPS-35-3 | MAINTENANCE STOCK
000023848 | POWER SUPPLY | DC/DC CONVERTER;18-75VDC INPUT;24VDC OUT 6.3AMP OUTPUT;C/W DIN RAIL MOUNTING BRACKET;2250VDC INPUT TO OUTPUT ISOLATION;1600VDC IN/OUT TO CASE | AMTEX | AMTEX ELECTRONICS | WAF150-48S24W-DN | CURRENT
000023861 | SPECTACLES,INDUSTRIAL | POLARISED SAFETY GLASSES;MACK B-DOUBLE; BLACK SILVER FRAME;SMOKED POLARISED LENS MEDIUM IMPACT;SCRATCH AND ANTI FOG LENS; | ATOMSUPP | ATOM SUPPLY | 162195 | CURRENT
000023861 | SPECTACLES,INDUSTRIAL | POLARISED SAFETY GLASSES;MACK B-DOUBLE; BLACK SILVER FRAME;SMOKED POLARISED LENS MEDIUM IMPACT;SCRATCH AND ANTI FOG LENS; | NOBLE |  | ME503 | CURRENT
000023865 | GOGGLES,INDUSTRIAL | GOGGLE UVEX CARBONVISION CLEAR; MEDIUM IMPACT GOGGLE;SPLASH PROOF; WRAP AROUND CLEAR LENS;ANTI FOG; AS/NZS 1337.1 | BLKWOODS | J BLACKWOOD & SON LTD | 09813835 | CURRENT
000023866 | GOGGLES,INDUSTRIAL | Safety Goggle, Medium Impact, Wraparound Smoke Lens, Anti-Fog, Anti-Scratch, Platinum Coating, TPR Foam Seal, Nylon Strap, AS/NZS 1337.1 | BOLLE | BOLLE SAFETY | 1667102 | CURRENT
000023866 | GOGGLES,INDUSTRIAL | Safety Goggle, Medium Impact, Wraparound Smoke Lens, Anti-Fog, Anti-Scratch, Platinum Coating, TPR Foam Seal, Nylon Strap, AS/NZS 1337.1 | BLKWOODS | J BLACKWOOD & SON LTD | 03253077 | CURRENT
000023866 | GOGGLES,INDUSTRIAL | Safety Goggle, Medium Impact, Wraparound Smoke Lens, Anti-Fog, Anti-Scratch, Platinum Coating, TPR Foam Seal, Nylon Strap, AS/NZS 1337.1 | BLKWOODS | J BLACKWOOD & SON LTD | 09813869 | CURRENT
000023868 | INSULATOR,TEST | HIGH VOLTAGE INSULATOR TESTER FOR LIVE LINE TESTING OF DISC INSULATORS;RANGE 0 TO 40KV RESOLUTION;100V ACCURACY +/-5% 7 SEGMENT 25MM LCD;CARRY CASE C/W SET OF | PENTA | PENTA AUST (TMAC THEW & MCCANN/HYLEC) | PA21410 | CURRENT
000023868 | INSULATOR,TEST | HIGH VOLTAGE INSULATOR TESTER FOR LIVE LINE TESTING OF DISC INSULATORS;RANGE 0 TO 40KV RESOLUTION;100V ACCURACY +/-5% 7 SEGMENT 25MM LCD;CARRY CASE C/W SET OF | HYLEC | HYLEC PTY LTD | E1669001 | CURRENT
000023859 | CUBICLE,RACK FRAME. | INDOOR TELECOMMUNICATIONS WALL MOUNT CUBICLE; 6RU 19"; 6RU X 350; HORIZONTAL EARTH BAR 3MM X 18MM C/W 14 X M6; | B&R | B&R ENCLOSURES | XB-416156/4 | CURRENT
000023867 | SWITCHBOARD,LV | WEBER TYPE;CLEAR POYCARBONATE DEAD FRONT CUBICLE TYPE ASSEMBLY;U/W 1000 OR 1500 KVA DIST TX'S;3150A TRANSFORMER;LV ISOL;4 FUSE BASES;ENERGEX DIST TX BOTTOM | WEBER | WEBER SOUTH PACIFIC PTY LTD | VF234250-EGX10 | PURCHASE AS REQUIRED
000023869 | CYLINDER,GAS | Empty Cylinder, 10kg, for SF6 Cleaned/ Used Gas Purity > 97%, Apple Green Body, Golden Yellow Shoulder, Type 31 Valve c/w Handle | CATALINA | CATALINA INDUSTRIES PL | 10KG APPLE GREEN + GOLD YELLOW | PURCHASE AS REQUIRED
000023870 | DRILL,ELECTRIC | Bosch rotary hammer drill, 1150w, 1-11j, 6.8kg, accepts SDS Max drill bits 12-40mm; | BOSCH | ROBERT BOSCH (AUST) PTY LTD | GBH-5-40 DCE PROFESSIONAL | CURRENT
000023871 | TEST PROBE,EXTENSION | Test Lamp Probe Long; 170mm long probe suits Thew & McCann tesT Lamps; | PENTA | PENTA AUST (TMAC THEW & MCCANN/HYLEC) | PA12767 | PHASING
000023871 | TEST PROBE,EXTENSION | Test Lamp Probe Long; 170mm long probe suits Thew & McCann tesT Lamps; | THEWMCAN | TMAC THEW & MCCANN GROUP | TLP-101-FIXED | PHASING
000023872 | CONNECTOR,ELECTRICAL | CONNEX PFISTERER TYPE 3;SEPARABLE CONNECTOR TO SUIT ILJIN 33 KV 630 SQ XLPE/LAT CABLE; C/W KEVLAR STRING, MESH, ROLL SPRING & 3 ROLLS CREPE PAPER; W/O | INTERTEC | INTERTECH ENGINEERING PTY LTD | 870 335 630 (23872) | CURRENT
000023900 | CONNECTOR,ELECTRICAL | CONNEX PFISTERER TYPE 3;SEPARABLE CONNECTOR TO SUIT ILJIN 33 KV 800 SQ XLPE/LAT CABLE; C/W KEVLAR STRING, MESH, ROLL SPRING & 3 ROLLS CREPE PAPER; W/O | TECONN | TE CONNECTIVITY LTD | RPIT-6380-S465W350PNA | PURCHASE AS REQUIRED
000023900 | CONNECTOR,ELECTRICAL | CONNEX PFISTERER TYPE 3;SEPARABLE CONNECTOR TO SUIT ILJIN 33 KV 800 SQ XLPE/LAT CABLE; C/W KEVLAR STRING, MESH, ROLL SPRING & 3 ROLLS CREPE PAPER; W/O | INTERTEC | INTERTECH ENGINEERING PTY LTD | 870 335 800 (23900) | PURCHASE AS REQUIRED
000023900 | CONNECTOR,ELECTRICAL | CONNEX PFISTERER TYPE 3;SEPARABLE CONNECTOR TO SUIT ILJIN 33 KV 800 SQ XLPE/LAT CABLE; C/W KEVLAR STRING, MESH, ROLL SPRING & 3 ROLLS CREPE PAPER; W/O | STREAM | STREAMLINED ENERGY PTY LTD | SES.33SEIK35/800.EN | PURCHASE AS REQUIRED
000023873 | SWITCH ISOLATOR. | ABB R SERIES 36kV POLYMER AIR BREAK SWITCH 800 AMP SINGLE PHASE ASSEMBLY; U/W PLATE DWG SST136-ST008-01; FOR SUBSTATION USE; | ABB | ABB FAN PTY LTD | 7506348 | PURCHASE AS REQUIRED
000023219 | PLATE,BLANKING | RELAY CUTOUT; SIEMENS SOLKOR Rf RELAY; VERTICAL PLATE SIZE 400 X 250; TO SUIT EX-BCC 255mm WIDE PANELS; | ERGON | ERGON ENERGY | CCSTD-EP022-29 AMENDMENT A | PURCHASE AS REQUIRED
000023874 | MODEM,COMMUNICATIONS | ZIGBEE MODEM; EDMI ZIGBEE MODEM; | EDMI | EDMI PTY LTD | ZCA4-124 | PURCHASE AS REQUIRED
000023875 | METER,LOGGER | ZIGBEE LOGGER; EDMI ZIGBEE LOGGER FOR WATER & GAS; | EDMI | EDMI PTY LTD | 23875 | PURCHASE AS REQUIRED
000023876 | BOLT,MACHINE | STEEL;GALV;HEX;M20;100 MM LG;W/HEX NUT TO BE FITTED TO BOLT; FULL SIZE SHANK; BAG OF 30; PACKWEIGHT 12KG; | STATEWD | STATEWIDE FSTNERS & ENG SPLS PL | M20X100MMGALHEXBOLTGR4.4&NUT | CURRENT
000023877 | JOINT,ELECTRICAL POWER CABLE | OIL JOINTING TAP SETS; VARIOUS UNDERGROUND OIL CABLE JOINTING TAP SETS; REFER TO UGM STOCKDATABASE NUMBER "UGM5" PALLET NUMBER | ENERGEX | ENERGEX | UGM5 | CURRENT
000023878 | JOINT,ELECTRICAL POWER CABLE | OIL JOINTING TAP SETS; VARIOUS UNDERGROUND OIL CABLE JOINTING TAP SETS; REFER TO UGM STOCKDATABASE "UGM4" PALLET NUMBER FOR ACTUAL NUMBERS | ENERGEX | ENERGEX | UGM4 | CURRENT
000023879 | JOINT,ELECTRICAL POWER CABLE | OIL JOINTING TAP SETS; VARIOUS UNDERGROUND OIL CABLE JOINTING TAP SETS; REFER TO UGM STOCKDATABASE "UGM1" PALLET NUMBER FOR ACTUAL NUMBERS | ENERGEX | ENERGEX | UGM1 | CURRENT
000023881 | INSULATING COMPOUND,ELECTRICAL | Resin & Hardener Compound DS700A&B, Alt Resin for Prysmian 110kV Joint Outer Box, 20kg When Mixed, 6 Units per Joint | MIDLANDS | MIDLAND METALS | DS700A & B | CURRENT
000023882 | RELAY,PROTECTION | Busbar CT Supervision, 40-275V AC & 62-250V DC Aux Supply, Supervision Relay Only, For BZ Schemesee SC21043 & SC21044 | RMSPROD | RMS PRODUCTS (RELAY MONITORING SYSTEMS) | 2V68-S-BAB | CURRENT
000023883 | DISCONNECT BOX,ELECTRICAL POWER CABLE | LV;2 WAY UNIVERSAL;RESIN FILLED TURRET; CASTIRONLID;1430MM LG,620MM W,342MM H; INCLUDES 60L RESIN; WT 32KG (LID) & 55KG (TURRET); | SICAME | SICAME AUSTRALIA PTY LTD | LVD-FLB-2-4C-RES | PURCHASE AS REQUIRED
000023884 | LINK,ELECTRICAL DISCONNECT | 415 V;400 AMP;DISCONNECT LINK FOR USE WITH SICAME 4 WAY DB (6584); | SICAME | SICAME AUSTRALIA PTY LTD | WL-82 | CURRENT
000023901 | RELAY,ELECTROMAGNETIC | BUSBAR PROTECTION; RMS TYPE 2C73-AAA- 1A INPUT 0.1 - 0.4In IN 7x 5% STEPS; | RMS | RELAY MONITORING SYSTEMS PL | 2C73-AAA- | CURRENT
000023885 | RELAY,ELECTROMAGNETIC | BUSBAR PROTECTION RMS TYPE 2C73-ABA- 5A INPUT 0.1 - 0.4In IN 7x 5% STEPS; | RMS | RELAY MONITORING SYSTEMS PL | 2C73-ABA- | PURCHASE AS REQUIRED
000023886 | WRENCH,RATCHET | Large VDE Adjustable Torque Wrench, 460mm,Dualescale, 20-100Nm(15-80 lbf.ft) 1/2" Drive, CW/CCW Operation, Reversible Ratchet, 1000V AC/1500V DC, | CNWPL | CNW PL - SLACKS CREEK | 36 50393 0100 029 ASSY | CURRENT
000023886 | WRENCH,RATCHET | Large VDE Adjustable Torque Wrench, 460mm,Dualescale, 20-100Nm(15-80 lbf.ft) 1/2" Drive, CW/CCW Operation, Reversible Ratchet, 1000V AC/1500V DC, | TORQUE | TORQUE TECHNOLOGIES PTY LTD | 36 50393 0100 029 | CURRENT
000020781 | SOLVENT,INDUSTRIAL. | SEPTONE, ACETONE 1LTR; ACETONE FOR RESINS,GUMS,FATS,OILS,WAXES, RUBBER, PLASTICS,NITROCELLULOSE,LACQUERS, PAINTS,VARNISH, ADHESIVES&RUBBERCEMENTS; | BLKWOOD | J BLACKWOOD & SON LTD | 05235395 | CURRENT
000020781 | SOLVENT,INDUSTRIAL. | SEPTONE, ACETONE 1LTR; ACETONE FOR RESINS,GUMS,FATS,OILS,WAXES, RUBBER, PLASTICS,NITROCELLULOSE,LACQUERS, PAINTS,VARNISH, ADHESIVES&RUBBERCEMENTS; | ATOMSUPP | ATOM SUPPLY | ASA1 | CURRENT
000023805 | BRACKET,MOUNTING | MOUNTING BRACKET POLE N SERIES TYPE C POLE MOUNTING; FOR POLE MOUNTING SUBSTATIONS N38 ACRs; | SCHNEDER | SCHNEIDER PTY LTD | 991000005 | CURRENT
000034200 | ENCLOSURE, OUTDOOR | OUTDOOE ENCLOSURE KIT; GROUP 1; 4 WAY RMU; SUITABLE FOR ABB SAFELINK2 RMU; | ABB | ABB FAN PTY LTD | 5811914 | CURRENT
000023887 | LINK,STRESS | Replacement Stress Link, for Lugall Webbing Strap Serial Hoists, Silver | TEN | THE ENERGY NETWORK | PLA-572 | CURRENT
000034201 | ENCLOSURE, OUTDOOR | OUTDOOR ENCLOSURE KIT; GROUP 1; 4 WAY CFCF SPECIFIC RMU; SUITABLE FOR ABB SAFELINK2 RMU; | ABB | ABB FAN PTY LTD | 5811915 | CURRENT
000034202 | PLINTH | Mounting Plinth, Concrete, Group 1, 4-Way RMU, for ABB SAFELINK2 RMU | ABB | ABB FAN PTY LTD | 5811916 | CURRENT
000034203 | PLINTH | Mounting Plinth, Concrete, Group 1, 4-Way CFCF Specific RMU, for ABB SAFELINK2 RMU | ABB | ABB FAN PTY LTD | 5811917 | CURRENT
000023888 | CONVERTER,FREQUENCY,STATIC | SFU-K 203 IN AN OUTDOOR ENCLOSURE; 2 OUTPUTS; STAINLESS STEEL; OUTDOOR RITTAL CUBICLE INCLUDING AIRCONDITIONING SIMILAR TO SC17519 (INDOOR VERSION) | LANDIS | LANDIS GYR (AUST) PTY LTD | 175.203.00001 | CURRENT
000023889 | TRANSFORMER,VOLTAGE | 12KV DUAL SECONDARY VOLTAGE TRANSFORMER; STAR / STAR / OPEN DELTA; | TWS | TWS ENERGY CONTROLS | 12KV 3P VT | PHASING
000023892 | SPLICE,CONDUCTOR | SPLICES, FULL COMPRESSION, ALUMINIUM; 19/4.75MM AAC (TAURUS); 60TON (TRANSMISSION USE); | PLP AUST | PREFORMED LINE PRODUCTS (AUST) | CMS-238-3 | CURRENT
000023893 | PLATE,EARTHING | TRIFURCATING EARTHING PLATE; COPPER EARTHING 6.3MM PLATE WITH 3 X 25MM BALLCLAMPS WITH 50MM COPPER CABLE TAIL TO CLE420 CLAMP; | THEWMCAN | TMAC THEW & MCCANN GROUP | TM00124 | PURCHASE AS REQUIRED
000023891 | MODBUS | SINGLE METER SMARTHUB; SMSH PCB ON A MOUNTING PLATE, Ni-MH BATTERY, MODEM & INTERCONNECTING CABLES; IN ENCLOSURE 150 X 150 X 76 WITH CAT5E CABLE; | RFTECH | RF TECHNOLOGIES | SINGLE METER SMARTHUB | PURCHASE AS REQUIRED
000023896 | STRAP,WEBBING | YELLOW STRAP 32 X 3.05M (10') LONG; REPLACEMENT STRAP FOR LUGALL/LINCOLN SERIAL HOISTS; | SPECFORC | SPECIALISED FORCE | 646 | PURCHASE AS REQUIRED
000023897 | LINK,INLINE | Temp 11kV, 600A Continous, Flathooks, Single Unit, c/w Arc Chute | ACCULEC | ACCULEC PTY LTD - E18524 | ALTD06200RLH | CURRENT
000023903 | LINK,INLINE | Duckbill Lead, 1.2m Clear Cu Braid Cable 360A Cont Rated, Chance Duckbill to HD Dbl Bolt Palm Lug End Fitting, Dual Thick-walled Clear Heatshrink/Stress | ACCULEC | ACCULEC PTY LTD - E18524 | ALTDLEAD1.2LGDK | CURRENT
000023903 | LINK,INLINE | Duckbill Lead, 1.2m Clear Cu Braid Cable 360A Cont Rated, Chance Duckbill to HD Dbl Bolt Palm Lug End Fitting, Dual Thick-walled Clear Heatshrink/Stress | BRITECH | BRI-TECH PTY LTD | ALTDLEAD1.2LGDK | CURRENT
000023914 | LINK,INLINE | Temp 11kV, 600A Continous, Full assembly Flathooks, Ratchet Turnbuckle, Clevis & Shackles, w/o Arc Chute | ACCULEC | ACCULEC PTY LTD - E18524 | ALTDCSN_ARCEX | CURRENT
000023922 | LINK,INLINE | Temp 11kV, 600A Continous, Full Assembly w/o Leads, c/w Arc Chute & Customised Wooden Box, Set of 3 | ACCULEC | ACCULEC PTY LTD - E18524 | ALTDCS-EXKIT | CURRENT
000023930 | LINK,INLINE | Ferrule Lead, 1.2m Clear Cu Braid Cable, 360A Cont Rated, Screw Ferrule for Duckbill Clamp to HD Dbl Bolt Palm Lug End Fitting, Dual Thick-walled Clear | ACCULEC | ACCULEC PTY LTD - E18524 | ALTDLEAD1.2LGFR | PURCHASE AS REQUIRED
000023930 | LINK,INLINE | Ferrule Lead, 1.2m Clear Cu Braid Cable, 360A Cont Rated, Screw Ferrule for Duckbill Clamp to HD Dbl Bolt Palm Lug End Fitting, Dual Thick-walled Clear | BRITECH | BRI-TECH PTY LTD | ALTDLEAD1.2LGFR | PURCHASE AS REQUIRED
000023917 | LINK,INLINE | Stalk Lead, 1.2m Clear Cu Braid Cable, 360A Cont Rated, Tinned Cu 120mm2 Stalk Lug to HD Dbl Bolt Palm Lug End Fitting, Dual Thick-walled Clear Heatshrink/ | ACCULEC | ACCULEC PTY LTD - E18524 | ALTDLEAD1.2LGSTK | CURRENT
000023917 | LINK,INLINE | Stalk Lead, 1.2m Clear Cu Braid Cable, 360A Cont Rated, Tinned Cu 120mm2 Stalk Lug to HD Dbl Bolt Palm Lug End Fitting, Dual Thick-walled Clear Heatshrink/ | BRITECH | BRI-TECH PTY LTD | ALTDLEAD1.2LGSTK | CURRENT
000023898 | TERMINAL COVER SCREW | TERMINAL COVER SCREW FOR MK10A; FOR ATLAS SERIES OF METERS; PACK OF 100; | EDMI | EDMI PTY LTD | MWORK19113 | PURCHASE AS REQUIRED
000023905 | TERMINAL SCREW | TERMINAL SCREWS BEVEL BOTTOM (FLAT BLADE | EDMI | EDMI PTY LTD | MWORK19116 | PURCHASE AS REQUIRED
000023915 | TERMINAL SCREW | TERMINAL SCREWS FLAT BOTTOM (FLAT BLADE) | EDMI | EDMI PTY LTD | MWORK19136 | PURCHASE AS REQUIRED
000023923 | SWITCH. | HPB HAND SWITCH | EDMI | EDMI PTY LTD | DSTU WC | PURCHASE AS REQUIRED
000023906 | READING HEAD | MR2 OPTICAL READ HEAD | EDMI | EDMI PTY LTD | MTVS/DSTU | PURCHASE AS REQUIRED
000023920 | PROBE ENDS | PROBE END BLACK / RED / WHITE | EDMI | EDMI PTY LTD | DSTU | PURCHASE AS REQUIRED
000023907 | HANGING CLIP | HANGING CLIPS - SINGLE-PHASE MK7C ONLY METERS | EDMI | EDMI PTY LTD | PLAS19753 | PURCHASE AS REQUIRED
000023908 | FINGERGUARD | FINGER GUARD  MK7C | EDMI | EDMI PTY LTD | PLAS19775 | PURCHASE AS REQUIRED
000023921 | FINGERGUARD | FINGER GUARD  MK10A | EDMI | EDMI PTY LTD | PLAS19131 | PURCHASE AS REQUIRED
000023931 | READING HEAD | OPTICAL READ HEAD ANSI DB9; READING HEAD FOR PROGRAMMING OF EDMI METERS; | EDMI | EDMI PTY LTD | 200187 | PURCHASE AS REQUIRED
000023940 | READING HEAD | OPTICAL PROBE ANSI (USB) | EDMI | EDMI PTY LTD | 200056 | PURCHASE AS REQUIRED
000023909 | COVER,TERMINAL | TERMINAL COVER - SHORT - MK7C | EDMI | EDMI PTY LTD | PLAS19750 | CURRENT
000023927 | COVER,TERMINAL | TERMINAL COVER - MK10A | EDMI | EDMI PTY LTD | PLAS19129 | PURCHASE AS REQUIRED
000023941 | LINK,INLINE | Temp 11kV, 600A Continous, Flathooks, Link Only, w/o Arc Chute, Hardware or Turnbuckle | ACCULEC | ACCULEC PTY LTD - E18524 | ALTD06200RH | CURRENT
000023911 | HOIST,CHAIN | CHAIN LEVERBLOCK; 6300KG VITAL VR-2 SERIES LEVER BLOCK;C/W 3 MTR H.O.L; FITTED WITH GRADE 100 LOAD CHAIN; | STEHOUSE | STENHOUSE LIFTING EQUIPMENT PL | VR2-60 | PURCHASE AS REQUIRED
000023912 | ROPE CRIMP | ROPE CRIMP ALUMINIUM; USED FOR CREATING EYE SPLICES IN 11MM LADDER ROPE; PACK OF 100; | STEHOUSE | STENHOUSE LIFTING EQUIPMENT PL | AA63A | PURCHASE AS REQUIRED
000023918 | JOINER, DOWNROD | COUPLER;FOR PLP AIR BREAK SWITCH DOWNROD; CAST ALUMINIUM COUPLER; 23/32 NB PIPE; 8 X M10 BOLTS;MAINTENANCE SPARE ONLY FOR SC23835 & 23836; | PLP AUST | PREFORMED LINE PRODUCTS (AUST) | E928 | MAINTENANCE STOCK
000023813 | ADAPTOR | ADAPTOR PALM - 2HOLES RADIUS SLOT; 33kV & 11kV CABLE TERMINATION; 25,38 & 50 OD; TUBULAR COPPER BUSBAR; | GLOBAL | GLOBAL MANUFACTURING GROUP | 23813 | CURRENT
000023926 | TERMINAL,LUG | Mechanical Shear Bolt, Al-Cu, 185-400mm2 1 x M12 Palm Bolt Hole, suit Al or Cu Conductor, Pack of 3 | AUSTMOLD | AUSTRALMOLD PTY LTD | C 185-400 X 12 | CURRENT
000023926 | TERMINAL,LUG | Mechanical Shear Bolt, Al-Cu, 185-400mm2 1 x M12 Palm Bolt Hole, suit Al or Cu Conductor, Pack of 3 | INTERTEC | INTERTECH ENGINEERING PTY LTD | SICON 332625010 | CURRENT
000023926 | TERMINAL,LUG | Mechanical Shear Bolt, Al-Cu, 185-400mm2 1 x M12 Palm Bolt Hole, suit Al or Cu Conductor, Pack of 3 | TECONN | TE CONNECTIVITY LTD | BLMT-185/400-13 | CURRENT
000023926 | TERMINAL,LUG | Mechanical Shear Bolt, Al-Cu, 185-400mm2 1 x M12 Palm Bolt Hole, suit Al or Cu Conductor, Pack of 3 | TECONN | TE CONNECTIVITY LTD | BLMT-150/400 MK2-13 | CURRENT
000023928 | SEALER,STEEL STRAPPING HAND | Band-It Giant Strapping Tool, Crimp Tool G40269, for Crimping 32mm S/Steel Strapping | BLKWOODS | J BLACKWOOD & SON LTD | 0425 0908 | CURRENT
000023928 | SEALER,STEEL STRAPPING HAND | Band-It Giant Strapping Tool, Crimp Tool G40269, for Crimping 32mm S/Steel Strapping | STATEWD | STATEWIDE FSTNERS & ENG SPLS PL | G40269 | CURRENT
000023929 | TERMINAL,LUG | Mechanical Shear Bolt, Al-Cu, 95-240mm2, 1 x M12 Palm Bolt Hole, suit Al or Cu Conductor, Pack of 3 | LEGEND | LEGEND POWER SYSTEMS | KSSP-12-95240 | CURRENT
000023929 | TERMINAL,LUG | Mechanical Shear Bolt, Al-Cu, 95-240mm2, 1 x M12 Palm Bolt Hole, suit Al or Cu Conductor, Pack of 3 | AUSTMOLD | AUSTRALMOLD PTY LTD | C 95-240 X 12 | CURRENT
000023929 | TERMINAL,LUG | Mechanical Shear Bolt, Al-Cu, 95-240mm2, 1 x M12 Palm Bolt Hole, suit Al or Cu Conductor, Pack of 3 | INTERTEC | INTERTECH ENGINEERING PTY LTD | SICON 332605010 | CURRENT
000023929 | TERMINAL,LUG | Mechanical Shear Bolt, Al-Cu, 95-240mm2, 1 x M12 Palm Bolt Hole, suit Al or Cu Conductor, Pack of 3 | TECONN | TE CONNECTIVITY LTD | BLMT-95/240-13 | CURRENT
000023932 | SLEEVE,ELECTRICAL CONNECTOR | Mechanical Shear Bolt, 25-95mm2, 65mm Lg, 5mm Barrier, Al, Blocked, 2 x 13mm A/F Hex Contact Bolts | LEGEND | LEGEND POWER SYSTEMS | ZSSP-1695 | CURRENT
000023932 | SLEEVE,ELECTRICAL CONNECTOR | Mechanical Shear Bolt, 25-95mm2, 65mm Lg, 5mm Barrier, Al, Blocked, 2 x 13mm A/F Hex Contact Bolts | TECONN | TE CONNECTIVITY LTD | BSM-25/95 | CURRENT
000023932 | SLEEVE,ELECTRICAL CONNECTOR | Mechanical Shear Bolt, 25-95mm2, 65mm Lg, 5mm Barrier, Al, Blocked, 2 x 13mm A/F Hex Contact Bolts | AUSTMOLD | AUSTRALMOLD PTY LTD | M 16-95 | CURRENT
000023932 | SLEEVE,ELECTRICAL CONNECTOR | Mechanical Shear Bolt, 25-95mm2, 65mm Lg, 5mm Barrier, Al, Blocked, 2 x 13mm A/F Hex Contact Bolts | INTERTEC | INTERTECH ENGINEERING PTY LTD | SICON 332601010 | CURRENT
000023942 | SLEEVE,ELECTRICAL CONNECTOR | Mechanical Shear Bolt, Al-Cu, 185-400mm2 170mm Lg, Blocked, 6 x Contact Bolts | AUSTMOLD | AUSTRALMOLD PTY LTD | M 185-400 | CURRENT
000023942 | SLEEVE,ELECTRICAL CONNECTOR | Mechanical Shear Bolt, Al-Cu, 185-400mm2 170mm Lg, Blocked, 6 x Contact Bolts | INTERTEC | INTERTECH ENGINEERING PTY LTD | SICON 332617010 | CURRENT
000023942 | SLEEVE,ELECTRICAL CONNECTOR | Mechanical Shear Bolt, Al-Cu, 185-400mm2 170mm Lg, Blocked, 6 x Contact Bolts | TECONN | TE CONNECTIVITY LTD | BSM-185/400 | CURRENT
000023933 | FUSESAVER KIT | 100A; KIT CONTAINS 1 X FUSESAVER 100A, 1 X LINE CLAMP ASSEMBLY, 1 X COMMUNICATION MODULE, 1 X BIRD GUARD; | SIEMENS | SIEMENS LTD | 3AD8222-1EA00-0AA1 | CURRENT
000023945 | FUSESAVER KIT | 32A; KIT CONTAINS 1 X FUSESAVER 32A, 1 X LINE CLAMP ASSEMBLY, 1 X COMMUNICATION MODULE, 1 X BIRD GUARD; | SIEMENS | SIEMENS LTD | 3AD8234-1EA00-0AA1 | CURRENT
000023934 | PIT,UTILITY | SERVICE PIT; 950LG X 430WD X 685D;TYPE B REMOVABLE LID; 6 X 100A SERVICE FUSES; SUIT 16SQMM CU XLPE INCOMING CABLE; C/W 1M X 16SQMM FLEXIBLE TAILS | WEBER | WEBER SOUTH PACIFIC PTY LTD | PE02508007004 | CURRENT
000023935 | METER,WATTHOUR | EDMI MK10A WC METER SHOP; EDMI MK10A 10(100)A WC METER FOR METER SHOP. 3 INPUTS; | EDMI | EDMI PTY LTD | 1A11-1J21-27-F11-203010-3 | CURRENT
000023946 | METER,WATTHOUR | 3 PHASE, 4 WIRE 240VAC, 5-20A CT CLASS 1 WITH POWERED COMMUNICATIONS PORT METERING DYNAMICS, NON PLANT ITEM WITH THREE PULSE INPUTS | EDMI | EDMI PTY LTD | 1A11-1H11-27-F11-203030-3 | CURRENT
000023946 | METER,WATTHOUR | 3 PHASE, 4 WIRE 240VAC, 5-20A CT CLASS 1 WITH POWERED COMMUNICATIONS PORT METERING DYNAMICS, NON PLANT ITEM WITH THREE PULSE INPUTS | EDMI | EDMI PTY LTD | 1A11-1H11-27-F11-203010-3 | CURRENT
000023809 | ALARM INTERFACE | C&I ALARM INTERFACE FOR REMOTE CONTROL; STEEL; 1200MMH, 800MMW, 300MMD; IP66; SICMS, BATTERY SUPERVISION, RELAYS & TERMINALS FOR USE IN C&I SUBSTATIONS; | NHP | NHP ELECTRICAL ENGINEERING | EGXSC23809 | CURRENT
000023943 | FILE,HAND | ORANGE PLASTIC FILE HANDLE; TO SUIT ROUND 3/16 4.8MM ROUND FILE (SC2317) FOR CHAINSAW SHARPENING; | ARBORLNK | ARBORLINK PTY LTD | 00008814500 | CURRENT
000023947 | CAPACITOR, MOTOR | COOPER 15UF CAPACITOR; TO SUIT QUIK-DRIVE TAPCHANGER TYPE; | COOPELEC | COOPER ELECTRICAL AUSTRALIA PTY LTD | A84363410 | CURRENT
000023948 | CABLE,CONTROL,ELECTRICAL | REPLACEMENT UNIVERSAL CONTROL CABLE; FOR STEP VOLTAGE REGULATOR; 14 PIN 30FT LEAD; FOR USE WITH ALL CPS REGULATORS POST 2009 WITH 230V AUX WINDINGS; PACK 1 | COOPELEC | COOPER ELECTRICAL AUSTRALIA PTY LTD | 5041490B0360 | CURRENT
000033171 | CIRCUIT BREAKER | TURBULATOR; LMT; REYROLLE; 400 AMP CB 11KV; | QK124 | MISC ELECTRICAL WORKS SUBSTATIONS | 861P311 | CURRENT
000023949 | TERMINATION,ELECTRICAL POWER CABLE | 33 KV; FOR 800 SQ MM S/C CU XLPE/LAT/ LLDPE/MDPE CABLE; HEAT SHRINK; 3 PHASE; OUTDOOR TERMINATION; TO AS/NZS 4805 PART 2; PACK OF 1; WEIGHT 5KG; | TECONN | TE CONNECTIVITY LTD | EPKT-EX531 | PHASING
000023951 | TERMINATION,ELECTRICAL POWER CABLE | 33KV; FOR 630 SQ MM S/C CU XLPE/LAT/ LLDPE/MDPE CABLE; HEAT SHRINK; 3 PHASE; OUTDOOR TERMINATION; TO AS/NZS 4805 PART 2; PACK OF 1; WEIGHT 5KG; | TECONN | TE CONNECTIVITY LTD | EPKT-EX530 | PURCHASE AS REQUIRED
000023953 | INVERTER,SINE WAVE | 600W CONTINUOUS (1800W 5 SEC SURGE) SINE WAVE INVERTER;INPUT 24V DC (21-34V) OUTPUT 240VAC; U/W SACS EQUIPMENT | LATRONIC | LATRONIC SUNPOWER PL | LS624CG | CURRENT
000023980 | INVERTER,SINE WAVE | 600W CONTINUOUS (1800W 5 SEC SURGE) SINE WAVE INVERTER;INPUT 48V DC (42-68V) OUTPUT 240VAC; U/W SACS EQUIPMENT; | LATRONIC | LATRONIC SUNPOWER PL | LS648CG | CURRENT
000023965 | INVERTER,SINE WAVE | 600W CONTINUOUS (1800W 5 SEC SURGE) SINE WAVE INVERTER; INPUT 100-120 VDC OUTPUT 230VAC; | LATRONIC | LATRONIC SUNPOWER PL | LS6120CG | CURRENT
000023954 | EARTHING BOLT KIT | M12 SS SUIT AL LAT 33KV POLE TERMINATION LAT EARTHING BOLT KIT WITH EXTRA THREAD TO SUIT AL LAT SHEAR BOLT LUG;KIT=3 SET BOLTS, WASHERS & NUTS FOR 3 PHASE TERM; | COPLYN | COPLYN ENGINEERING | 23954 | CURRENT
000023816 | TERMINAL,LUG | BOLTED RUN PALM TAP; ALUMINIUM TYPE; 2000 AMP; 4 HOLE 18MM DIA PALM; 60MM CENTRES; SUIT 37/3.00 AAC CABLE; | PLP AUST | PREFORMED LINE PRODUCTS (AUST) | BRPT-210-AS8 | PURCHASE AS REQUIRED
000023970 | TERMINATION,ELECTRICAL POWER CABLE | 33KV; FOR 630 SQ MM S/C CU XLPE/LAT/ LLDPE/MDPE CABLE; COLD SHRINK; 3 PHASE; OUTDOOR TERMINATION; FOR FUSE UNIT CUBICLE; PACK OF 1; WEIGHT5KG; | INTERTEC | INTERTECH ENGINEERING PTY LTD | 7666-S-8-3+LUGS+EARTH KIT | PURCHASE AS REQUIRED
000023970 | TERMINATION,ELECTRICAL POWER CABLE | 33KV; FOR 630 SQ MM S/C CU XLPE/LAT/ LLDPE/MDPE CABLE; COLD SHRINK; 3 PHASE; OUTDOOR TERMINATION; FOR FUSE UNIT CUBICLE; PACK OF 1; WEIGHT5KG; | TECONN | TE CONNECTIVITY LTD | CSTI-6152-ML-7-13 | PURCHASE AS REQUIRED
000023955 | BRACKET,MOUNTING | OVERHEAD STRINGING ROLLER; BRACKET TO CONNECT THE STRINGING ROLLERS TO THE INSULATORS; U/W UNIVERSAL STRINGING ROLLER ASSEMBLY SC23956; | SPECFORC | SPECIALISED FORCE | IB-1 | CURRENT
000023955 | BRACKET,MOUNTING | OVERHEAD STRINGING ROLLER; BRACKET TO CONNECT THE STRINGING ROLLERS TO THE INSULATORS; U/W UNIVERSAL STRINGING ROLLER ASSEMBLY SC23956; | TEN | THE ENERGY NETWORK | 1A-2A | CURRENT
000023956 | STRINGING ROLLER ASSEMBLY | UNIVERSAL CONDUCTOR STRINGING ROLLER; 1.135T, 175MM SHEAVE; BALL EYE CLEVIS HOOK ATTACHED; U/W BRACKET SC23955. | TEN | THE ENERGY NETWORK | SPP-1A-T12 | CURRENT
000023956 | STRINGING ROLLER ASSEMBLY | UNIVERSAL CONDUCTOR STRINGING ROLLER; 1.135T, 175MM SHEAVE; BALL EYE CLEVIS HOOK ATTACHED; U/W BRACKET SC23955. | SPECFORC | SPECIALISED FORCE | CB-1-T12 | CURRENT
000023910 | SPILL SMART FLOOR SWEEP | FLOOR SWEEP, ABSORBENT FOR WATER, OIL & CHEMICAL SPILLS; INSOLUBLE IN WATER; 2.5KG BAG; | ALLENS | ALLENS INDUSTRIAL PRODUCTS PTY LTD | SPILLSMART 2.5KG | CURRENT
000023910 | SPILL SMART FLOOR SWEEP | FLOOR SWEEP, ABSORBENT FOR WATER, OIL & CHEMICAL SPILLS; INSOLUBLE IN WATER; 2.5KG BAG; | ABSORBEN | ABSORB ENVIROMENTAL SOLUTIONS | SPILLSMART 2.5KG | CURRENT
000023924 | SPILL SMART FLOOR SWEEP | FLOOR SWEEP; ABSORBENT FOR WATER, OIL & CHEMICAL SPILLS; INSOLUBLE IN WATER; 5KG BAG; | ABSORBEN | ABSORB ENVIROMENTAL SOLUTIONS | AES PFS 5KG | CURRENT
000023924 | SPILL SMART FLOOR SWEEP | FLOOR SWEEP; ABSORBENT FOR WATER, OIL & CHEMICAL SPILLS; INSOLUBLE IN WATER; 5KG BAG; | AUSTSAF | AUSTRALIAN SAFETY SUPPLIES | SPILLSMART 5KG | CURRENT
000023924 | SPILL SMART FLOOR SWEEP | FLOOR SWEEP; ABSORBENT FOR WATER, OIL & CHEMICAL SPILLS; INSOLUBLE IN WATER; 5KG BAG; | ALLENS | ALLENS INDUSTRIAL PRODUCTS PTY LTD | SPILLSMART 5KG | CURRENT
000023957 | CLIP | Helmet Clip, for LED Safety Helmet Lamp, Pack of 4 | BLKWOOD | J BLACKWOOD & SON LTD | 03959103/PETZL L360-Z06 | CURRENT
000023957 | CLIP | Helmet Clip, for LED Safety Helmet Lamp, Pack of 4 | ATOMSUPP | ATOM SUPPLY | 297089 | CURRENT
000023958 | CABLE,POWER,ELECTRICAL | 0.6/1kV, 240mm2, 4 Core, Sector Shape, Stranded Al, XLPE Insulated, PVC/HDPE | CABLGRID | CABLE GRID AUSTRALIA PL | CGA413 | CURRENT
000023958 | CABLE,POWER,ELECTRICAL | 0.6/1kV, 240mm2, 4 Core, Sector Shape, Stranded Al, XLPE Insulated, PVC/HDPE | JBJOINT | JB JOINTING SUPPLIES PTY LTD | JB-1KV-240AL-4C | CURRENT
000023958 | CABLE,POWER,ELECTRICAL | 0.6/1kV, 240mm2, 4 Core, Sector Shape, Stranded Al, XLPE Insulated, PVC/HDPE | PRYSMIAN | PRYSMIAN POWER CABLES & SYSTEMS AUST | 5209617 | CURRENT
000023958 | CABLE,POWER,ELECTRICAL | 0.6/1kV, 240mm2, 4 Core, Sector Shape, Stranded Al, XLPE Insulated, PVC/HDPE | HCA | HENGTONG CABLE AUSTRALIA PTY LTD | HCA23958EQL | CURRENT
000023958 | CABLE,POWER,ELECTRICAL | 0.6/1kV, 240mm2, 4 Core, Sector Shape, Stranded Al, XLPE Insulated, PVC/HDPE | NANELECT | NAN ELECTRICAL CABLE AUSTRALIA PL | 4CX240MLVPMEX | CURRENT
000023958 | CABLE,POWER,ELECTRICAL | 0.6/1kV, 240mm2, 4 Core, Sector Shape, Stranded Al, XLPE Insulated, PVC/HDPE | MIDLANDS | MIDLAND METALS | MMO-1KV 4X240AXPM | CURRENT
000023959 | CARD,CIRCUIT | PSMS-PCB; REPLACEMENT PC CARD FOR NOJA RC10 CONTROLLER ON NOJA RECLOSERS; | NOJAPWR | NOJA POWER | PSMS-PCB | CURRENT
000023959 | CARD,CIRCUIT | PSMS-PCB; REPLACEMENT PC CARD FOR NOJA RC10 CONTROLLER ON NOJA RECLOSERS; | NOJAPWR | NOJA POWER | REL-02 | CURRENT
000023818 | TRANSFORMER,CURRENT | INTERPOSING CT 5/5A; MES-62/20B; STEMAR INTERPOSING CT; 5A/5A CLASS 0.5 2.5VA; | STEMAR |  | MES-62/20B | PURCHASE AS REQUIRED
000023962 | STAND,EXTENSION | ABB SAFELINK METAL STAND, EXTENTION; METAL PLINTH EXTENDED 300MM HEIGHT FOR 4-WAY RMU CFCC/CCCC; W 893MM, D 500MM, H 300MM, WEIGHT 40KG; | ABB | ABB FAN PTY LTD | C0220 | CURRENT
000023972 | SPLICE,CONDUCTOR | Shear Bolt, Full Tension, Cable Range 6-11.3mm Dia, suit AAC/AAAC/ACSR, Box of 1 | SICAME | SICAME AUSTRALIA PTY LTD | MTRS06-11 | PHASING
000023974 | SPLICE,CONDUCTOR | Mechanical Shear Head Bolt, 44.4kN, 800A, Cable Range 11-18.8mm Dia, suit AAC/AAAC/ACSR, Box of 1 (scm) | SICAME | SICAME AUSTRALIA PTY LTD | MTRS11-18 | CURRENT
000023971 | HARNESS,SAFETY,INDUSTRIAL | HEIGHT, SAFTEY, HARNESS; FOR REPLACEMENT IN KITS; LARGE; | PROTECTR |  | VHI TOW 5 - L | PURCHASE AS REQUIRED
000023971 | HARNESS,SAFETY,INDUSTRIAL | HEIGHT, SAFTEY, HARNESS; FOR REPLACEMENT IN KITS; LARGE; | AEGISAFE | P.O.BOX 1057 BRIGHTON QLD | VHI TOW 5 - L | PURCHASE AS REQUIRED
000023971 | HARNESS,SAFETY,INDUSTRIAL | HEIGHT, SAFTEY, HARNESS; FOR REPLACEMENT IN KITS; LARGE; | HEIGHDYN | HEIGHT DYNAMICS | VHI TOW5-L | PURCHASE AS REQUIRED
000023817 | MODULAR OUTLET. | RJ45 OUTLET DIN RAIL MOUNTED; TERMINAL RAIL OUTLET, RJ45 MODULE EIA/TIA 568B, IP 20, CAT.6 ISO/IEC 11801; | HAYMANS | HAYMANS ELECTRICAL | KLI8808360000 | CURRENT
000023963 | BLADE,CABLE STRIPPER | Replacement Alroc CCT Stripper Blade, Short, Circular, for Circumference Cutting 3mm | PENTA | PENTA AUST (TMAC THEW & MCCANN/HYLEC) | PA21217 | CURRENT
000023963 | BLADE,CABLE STRIPPER | Replacement Alroc CCT Stripper Blade, Short, Circular, for Circumference Cutting 3mm | HYLEC | HYLEC PTY LTD | MTC4/30 | CURRENT
000023952 | WRENCH/DRILL,IMPACT,BATTERY | Milwaukee 18V, M18 Fuel, 7/16" Hex High Impact Drill, Hi-Torq | C&LTOOL | CALTCO T/A C&L TOOL CENTRE | M18CHIDH716-0 | CURRENT
000023952 | WRENCH/DRILL,IMPACT,BATTERY | Milwaukee 18V, M18 Fuel, 7/16" Hex High Impact Drill, Hi-Torq | ATOMSUPP | ATOM SUPPLY | 191306/M18CHIDH716-0 | CURRENT
000023952 | WRENCH/DRILL,IMPACT,BATTERY | Milwaukee 18V, M18 Fuel, 7/16" Hex High Impact Drill, Hi-Torq | TOOLCITY | TOOL CITY | M18CHIDH716-0 | CURRENT
000023952 | WRENCH/DRILL,IMPACT,BATTERY | Milwaukee 18V, M18 Fuel, 7/16" Hex High Impact Drill, Hi-Torq | CNWPL | CNW PL - SLACKS CREEK | M18CHIDH716-0 | CURRENT
000023952 | WRENCH/DRILL,IMPACT,BATTERY | Milwaukee 18V, M18 Fuel, 7/16" Hex High Impact Drill, Hi-Torq | C&LTOOL | CALTCO T/A C&L TOOL CENTRE | MILWTM18ONEFHIWF716-0 | CURRENT
000023952 | WRENCH/DRILL,IMPACT,BATTERY | Milwaukee 18V, M18 Fuel, 7/16" Hex High Impact Drill, Hi-Torq | MILWAUKE | MILWAUKEE POWER TOOLS | M18ONEFHIWH7160 | CURRENT
000023967 | MODEM,COMMUNICATIONS | 3G Modem (Smart SAM3T) c/w TGSM/GPRS SIM, Feature 5 Band with Label, Vodafone SIM Fitted & Tested with RJ45 to RJ45 Lead | INTERCEL | INTERCEL PTY LTD | SAM3T - VODAFONE STOCK, PLANT | PHASING
000023977 | MULTIMETER | Flexible Clamp Meter, TrueRMS 30A/300A/ 3000A, Flexible Coil, Backlight LCD Display, 1.8m Lead c/w 2 x AAA Batteries | AMPLITUD | AMPLITUDE PTY LTD - 396777 | DCL3000R | CURRENT
000023977 | MULTIMETER | Flexible Clamp Meter, TrueRMS 30A/300A/ 3000A, Flexible Coil, Backlight LCD Display, 1.8m Lead c/w 2 x AAA Batteries | REXEL | REXEL PTY LTD | KEW2210R | CURRENT
000023977 | MULTIMETER | Flexible Clamp Meter, TrueRMS 30A/300A/ 3000A, Flexible Coil, Backlight LCD Display, 1.8m Lead c/w 2 x AAA Batteries | KYORITSU | KYORITSU | KEW2210R | CURRENT
000023977 | MULTIMETER | Flexible Clamp Meter, TrueRMS 30A/300A/ 3000A, Flexible Coil, Backlight LCD Display, 1.8m Lead c/w 2 x AAA Batteries | TRIOSMAR | TRIO SMARTCAL PL | 26-18 | CURRENT
000023978 | ROLLER,CABLE | Max Rated Tension 15kN c/w Saftey Hook designed for 4 x 95mm2 or 4 x 150mm2 ABC, for Installing Inuslated Cable | FULTON | FULTON INDUSTRIES PL | L5300/3 | CURRENT
000024062 | BOLT,MACHINE | STAINLESS STEEL. GDE 304; HEX HD; M10; ISO M; 130MM LG; BOX OF 25; | STATEWD | STATEWIDE FSTNERS & ENG SPLS PL | HBS4M10130 | CURRENT
000024063 | MONITOR. | LV MONITORING - FRU; LV MONITORING FIELD REPLACEMENT UNIT FOR DEFECTIVE LV MONITORS; | WILSONTR | WILSON POWER TRANSFORMER | 133-7133-80 | CURRENT
000024067 | SHOE,SAFETY,LADDER | Step ladder Feet Kit, c/w 1 Foot, Accociated Washers & Rivets, suits Ladamax Step Ladders | LADAMAX | LADAMAX ALUMINIUM PRODUCTS PL | FSA090 | PURCHASE AS REQUIRED
000024068 | FIBRE CONVERTER | ETHERNET TO FIBRE CONVERTER; SUPPLIED WITH SX SFP MODULE WITH LC CONNECTOR; EKI-2741F-AE + SFP-GMM-550, FOR SUBSTATION COMMUNICATIONS; | ADVANTEC | ADVANTECH AUSTRALIA PTY LTD | EKI-2741F-BE | CURRENT
000024068 | FIBRE CONVERTER | ETHERNET TO FIBRE CONVERTER; SUPPLIED WITH SX SFP MODULE WITH LC CONNECTOR; EKI-2741F-AE + SFP-GMM-550, FOR SUBSTATION COMMUNICATIONS; | ADVANTEC | ADVANTECH AUSTRALIA PTY LTD | EKI-BTO | CURRENT
000024069 | EARTH LINK BOX | BX:ELEC;33KV CBL SYS,SHEATH E COMBINED EARTH LINK BOX 33KV CABLE SYSTEM; SHEATH EARTH COMBINED DIRECT & SVL BONDING WIT H 120SQMM CU XLPE INSULATED CONCENTRIC B | AKPOWER | AK POWER SOLUTIONS PTY LTD | AKPOWER/TC6/DRAWING 21274 | CURRENT
000024071 | JOINT BOX,ELECTRIC CABLE | BX:ELEC;E LINK,W/ 240MM2 CU XLPE INSUL JOINT BOX,ELECTRIC CABLE Earth Link Box, 110kV Cable System, Sheath Earth Break c/w 240mm2 Cu XLPE Insulated Concentric | AKPOWER | AK POWER SOLUTIONS PTY LTD | AKPOWER/LC6/DRAWING 21190 | CURRENT
000024080 | EARTH LINK BOX | BX:ELEC;33KV CBL SYS,NO SVLS,CONNCETIONS EARTH LINK BOX 33KV CABLE SYSTEM; SHEATH EARTH DIRECT BONDING WITH 120SQMM CU XL PE INSULATED CONCENTRIC BONDING LEAD CON | AKPOWER | AK POWER SOLUTIONS PTY LTD | AKPOWER/EC6/DRAWING 21214 | CURRENT
000024076 | EARTH LINK BOX | BX:ELEC;SHEATH E COMBINED DIR & SVL BD EARTH LINK BOX 110KV CABLE SYSTEM; SHEAT H EARTH COMBINED DIRECT & SVL BONDING WI TH 240SQMM CU XLPE INSULATED CONCENTRIC | AKPOWER | AK POWER SOLUTIONS PTY LTD | AKPOWER/TC6/DRAWING 21274 | CURRENT
000033172 | GAUGE. | GUAGE, OIL LEVEL; TRANSFORMER OIL LEVEL GUAGE WILSON; | WILSON | WILSON TRANSFORMER CO. PTY LTD | 280-0057P10 | CURRENT
000024072 | ARRESTER,ELECTRICAL SURGE | GAPLESS; METAL OXIDE; 27KV; 20KA PEAK; CLASS 4 LINE DISCHARGE; POLMER HOUSING; SURGE ARRESTER BODY ONLY SUITS SC19942 (36KV CAPACITOR BANK); REFER EXTENDED | ABB | ABB FAN PTY LTD | 784123 | PURCHASE AS REQUIRED
000024074 | LID,PIT | CONCRETE; MARKING "ELECTRICITY"; SUITS BODY SC17736; 18KG; | PLP AUST | PREFORMED LINE PRODUCTS (AUST) | D-PIT300DLCTE | PURCHASE AS REQUIRED
000024075 | TOOL,MULTIFUNCTION | Milwaukee Multi-Tool, Conduit Cutter, 18V c/w Carry Case & Battery Charger, Skin Only | MILWAUKE | MILWAUKEE POWER TOOLS | M18FMT-0 | CURRENT
000024075 | TOOL,MULTIFUNCTION | Milwaukee Multi-Tool, Conduit Cutter, 18V c/w Carry Case & Battery Charger, Skin Only | C&LTOOL | CALTCO T/A C&L TOOL CENTRE | M18FMT-0 | CURRENT
000024077 | GRINDER,BATTERY,PORTABLE | Milwaukee, 18V, suit 115-125mm Disk, Skin Only | MILWAUKE | MILWAUKEE POWER TOOLS | M18FSAG125XPDB0 | CURRENT
000024077 | GRINDER,BATTERY,PORTABLE | Milwaukee, 18V, suit 115-125mm Disk, Skin Only | C&LTOOL | CALTCO T/A C&L TOOL CENTRE | MILWTM18FSAG125XPDB20 | CURRENT
000024078 | ADAPTOR | BAYONET ADAPTOR; PUSH IN BUTTON NYLON BAYONET FOR 32MM FIBREGLASS STICKS (AD070); SUITABLE TO BE USED WITH LINK STICKS - SC19191 & SC19192; | PENTA | PENTA AUST (TMAC THEW & MCCANN/HYLEC) | PA10527 | PURCHASE AS REQUIRED
000024078 | ADAPTOR | BAYONET ADAPTOR; PUSH IN BUTTON NYLON BAYONET FOR 32MM FIBREGLASS STICKS (AD070); SUITABLE TO BE USED WITH LINK STICKS - SC19191 & SC19192; | THEWMCAN | TMAC THEW & MCCANN GROUP | TM10527 | PURCHASE AS REQUIRED
000024082 | INSULATION SLEEVING,ELECTRICAL | POLYOLEFIN, HEAT SHRINKABLE; 51MM MIN ID XP, 25.4MM MAX ID RECOVERED 1.14MM MIN THK RECOVERED; 1.2M LG; BLACK | LEGEND | LEGEND POWER SYSTEMS | XLP51BK/4FT | CURRENT
000024082 | INSULATION SLEEVING,ELECTRICAL | POLYOLEFIN, HEAT SHRINKABLE; 51MM MIN ID XP, 25.4MM MAX ID RECOVERED 1.14MM MIN THK RECOVERED; 1.2M LG; BLACK | TECONN | TE CONNECTIVITY LTD | HS-BK-50/25 | CURRENT
000024083 | CUBICLE,ELECTRICAL EQUIPMENT. | COOLING FANS, ASSEMBLY STRUCTURES AND CONTROL CUBICLE(SUPPLY & INSTALLATION); SERIAL NUMBER : 140488; | ABB | ABB FAN PTY LTD | Z-AFC063-SDQ.41.3 | STRATEGIC SPARE
000024084 | CABLE,POWER,ELECTRICAL | 33 KV; 50 SQMM; TRIPLEX STRANDED CIRCULAR AL; XLPE; CWS 38/1.04MM; WBT/PVC/HDPE; STRATEGIC SPARE SSBTG; AS1429.1 | MIDLANDS | MIDLAND METALS | T28514 | STRATEGIC SPARE
000024085 | CUSHION KIT,DOWNLEAD | OPGW TOWER DOWNLEAD WITH EXTENSION TO SUIT 14.48 OPGW; | PLP AUST | PREFORMED LINE PRODUCTS (AUST) | OFDLM-22E-144166 | CURRENT
000024112 | RESISTOR,FIXED,FILM. | RESISTOR,FIXED,FILM; METAL; 1K OHMS; + OR -5% 1W; | RMSCOMP | RMS COMPONENTS PL | PR01/1K0 | CURRENT
000024086 | SAFELINK FUSE AUXILIARY | FUSE AUXILIARY SWITCH FOR RETROFITTING ONTO FUSE MODULE SAFELINK RMU'S; SUITABLE FOR BOTH ABB SAFELINK2 RMUs; REFER TO EXTENDED TEXT; | ABB | ABB FAN PTY LTD | SAFELINK SWITCH FUSE AUXILIARY | CURRENT
000024139 | METER | Phase Angle Meter, Model 597C, 50Hz, Accuracy 0.1Deg, Voltage Range 10V to 500V, DC Input Range 50mA to 50A | REDPHASE | RED PHASE INSTRUMENTS AUSTRALIA P/L | 597C | PURCHASE AS REQUIRED
000024145 | DETECTOR,SYSTEM VOLTAGE | DETECTOR,SYSTEM VOLTAGE REPLACEMENT HOUSING; CONTACT VOLTAGE DETECTOR, RANGE 11-33KV; TAG 200 REPLACEMENT WHITE POLYCARBONATE HOUSING; | PENTA | PENTA AUST (TMAC THEW & MCCANN/HYLEC) | PA21487 | PURCHASE AS REQUIRED
000024145 | DETECTOR,SYSTEM VOLTAGE | DETECTOR,SYSTEM VOLTAGE REPLACEMENT HOUSING; CONTACT VOLTAGE DETECTOR, RANGE 11-33KV; TAG 200 REPLACEMENT WHITE POLYCARBONATE HOUSING; | HYLEC | HYLEC PTY LTD | BT200 | PURCHASE AS REQUIRED
000024113 | CONDUIT,NONMETALLIC,RIGID | 50MM WHITE; CONDUIT STRAIGHT 4.5M LONG; ID 50MM; TELSTRA/NBN LEAD IN CABLE; | TRI UGRD | TRI UNDERGROUND AUSTRALIA PTY LTD | CONTS50 | PURCHASE AS REQUIRED
000024114 | CONDUIT,NONMETALLIC,RIGID | 50MM WHITE; CONDUIT 90 DEG BEND 300; RAD ID 50MM; TELSTRA/NBN LEAD IN CABLE; | TRI UGRD | TRI UNDERGROUND AUSTRALIA PTY LTD | TS5090300FFS | PURCHASE AS REQUIRED
000024143 | SIGN | HV EARTHING DANGER SIGN; FOR USE IN MEN AREAS; | UES | UTILITY ENGRAVING & SIGNS | 24143 | PURCHASE AS REQUIRED
000024144 | ELBOW,TERMINATION POWER CABLE. | INSULATED DEAD-BREAK SCREENED SEPARABLE CONNECTORS (ELBOW); SET OF 3 FOR 3 PHASE; 24KV TO SUIT 630SQ MM CU CABLE; 11KV; C/W SCREEN LUG 10-70SQ MM; | NKT | NKT CABLES AUSTRALIA P/L | CB12/24-630 (1250) - 630SQMM | CURRENT
000024144 | ELBOW,TERMINATION POWER CABLE. | INSULATED DEAD-BREAK SCREENED SEPARABLE CONNECTORS (ELBOW); SET OF 3 FOR 3 PHASE; 24KV TO SUIT 630SQ MM CU CABLE; 11KV; C/W SCREEN LUG 10-70SQ MM; | STREAM | STREAMLINED ENERGY PTY LTD | SES.11SAT12.SKS500-630.EN | CURRENT
000024144 | ELBOW,TERMINATION POWER CABLE. | INSULATED DEAD-BREAK SCREENED SEPARABLE CONNECTORS (ELBOW); SET OF 3 FOR 3 PHASE; 24KV TO SUIT 630SQ MM CU CABLE; 11KV; C/W SCREEN LUG 10-70SQ MM; | INTERTEC | INTERTECH ENGINEERING PTY LTD | EGX24144 | CURRENT
000024153 | SIGN | DANGER, DO NOT CLIMB, Energex Logo, Climbing Deterrent for High Risk Steel Lattice Towers, Dwg 29122-A3-3 | UES | UTILITY ENGRAVING & SIGNS | 24153 | PURCHASE AS REQUIRED
000023864 | SIGN | AUTHORISED PERSONS ONLY; ALUMINIUM; RETROREFLECTIVE; 450MM H, 330MM W, 2MM THK; AS 1319; | ARTCRAFT | ARTCRAFT PTY LTD | 23864 | CURRENT
000024155 | EARTHING EQUIPMENT | AFLC ZELLWEGER PORTABLE EARTHS; FOR EARTHING APPARATUS WITHIN SUBSTATION AFLC ZELLWEGER CUBICLES; PLEASE REFER TO EXTENDED TEXT FOR MORE INFORMATION; | PENTA | PENTA AUST (TMAC THEW & MCCANN/HYLEC) | PA11286 | PURCHASE AS REQUIRED
000024155 | EARTHING EQUIPMENT | AFLC ZELLWEGER PORTABLE EARTHS; FOR EARTHING APPARATUS WITHIN SUBSTATION AFLC ZELLWEGER CUBICLES; PLEASE REFER TO EXTENDED TEXT FOR MORE INFORMATION; | THEWMCAN | TMAC THEW & MCCANN GROUP | FR0J3A3.0A03RF AFLC EARTH | PURCHASE AS REQUIRED
000024155 | EARTHING EQUIPMENT | AFLC ZELLWEGER PORTABLE EARTHS; FOR EARTHING APPARATUS WITHIN SUBSTATION AFLC ZELLWEGER CUBICLES; PLEASE REFER TO EXTENDED TEXT FOR MORE INFORMATION; | THEWMCAN | TMAC THEW & MCCANN GROUP | 24155 | PURCHASE AS REQUIRED
000024156 | CLAMP,ELEC PWR CABLE,SUPPORT | SINGLE CABLE; GALV STEEL & STAINLESS STEEL; TO SUIT CABLE 20 TO 90MM DIA; LOCKING RATCHET DIANMETER ADJUSTMENT; TWO BOLT HORIZ MTG; M12 CLEARANCE; | TYCO | TYCO | CBH30-100V/1 | CURRENT
000024158 | WHEEL, CUT-OFF | ABRASIVE:WHEEL;CUTTING DISC,125MM,22MM WHEEL, CUT-OFF 125MM ULTRA THIN STAINLES S CUTTING DISC; FLEXOVIT 125MM X 0.8MM X 22MM; | ATOMSUPP | ATOM SUPPLY | 92600039 | CURRENT
000024158 | WHEEL, CUT-OFF | ABRASIVE:WHEEL;CUTTING DISC,125MM,22MM WHEEL, CUT-OFF 125MM ULTRA THIN STAINLES S CUTTING DISC; FLEXOVIT 125MM X 0.8MM X 22MM; | C&LTOOL | CALTCO T/A C&L TOOL CENTRE | MAKACOW125X0.8-12 | CURRENT
000024164 | DISK,ABRASIVE | 125mm Zirconia Flap Disc, 80 Grit | C&LTOOL | CALTCO T/A C&L TOOL CENTRE | JAY1-AF12580 | CURRENT
000024164 | DISK,ABRASIVE | 125mm Zirconia Flap Disc, 80 Grit | BLKWOOD | J BLACKWOOD & SON LTD | 01521955 | CURRENT
000024164 | DISK,ABRASIVE | 125mm Zirconia Flap Disc, 80 Grit | ATOMSUPP | ATOM SUPPLY | 233097 | CURRENT
000024159 | LABEL | BRADY BM71-32-427; LABEL FOR USE WITH BRADY BMP71 LABELER; SUITABLE FOR USE WITH CAT5 CABLES & FIBRE PATCH CABLES; USE RIBBON M71-R4300; BOX OF 1000; | CNWPL | CNW PL - SLACKS CREEK | BM-32-427 | CURRENT
000024159 | LABEL | BRADY BM71-32-427; LABEL FOR USE WITH BRADY BMP71 LABELER; SUITABLE FOR USE WITH CAT5 CABLES & FIBRE PATCH CABLES; USE RIBBON M71-R4300; BOX OF 1000; | APCS | INACO AUTOMATION CONTROLS | 114877 | CURRENT
000024159 | LABEL | BRADY BM71-32-427; LABEL FOR USE WITH BRADY BMP71 LABELER; SUITABLE FOR USE WITH CAT5 CABLES & FIBRE PATCH CABLES; USE RIBBON M71-R4300; BOX OF 1000; | CNWPL | CNW PL - SLACKS CREEK | 114877 | CURRENT
000024160 | LABEL | BRADY M71-32-427; LABEL FOR USE WITH THE BRADY BMP71 LABELER; SUITABLE FOR USE WITH CAT5 CABLES & FIBRE PATCH CABLES; USE RIBBON M71-R4300; | APCS | INACO AUTOMATION CONTROLS | 115093 | CURRENT
000024160 | LABEL | BRADY M71-32-427; LABEL FOR USE WITH THE BRADY BMP71 LABELER; SUITABLE FOR USE WITH CAT5 CABLES & FIBRE PATCH CABLES; USE RIBBON M71-R4300; | CNWPL | CNW PL - SLACKS CREEK | 115093 | CURRENT
000024161 | LABEL | BRADY M7 1FT-1-425; LABEL FOR USE WITH BRADY BMP71 LABELER; SUITABLE FOR USE WITH RG-179 AND FIBRE PIG TAILS; USE RIBBON M71-R4300; | CNWPL | CNW PL - SLACKS CREEK | M7-1-425-FT | CURRENT
000024161 | LABEL | BRADY M7 1FT-1-425; LABEL FOR USE WITH BRADY BMP71 LABELER; SUITABLE FOR USE WITH RG-179 AND FIBRE PIG TAILS; USE RIBBON M71-R4300; | APCS | INACO AUTOMATION CONTROLS | 114706 | CURRENT
000024161 | LABEL | BRADY M7 1FT-1-425; LABEL FOR USE WITH BRADY BMP71 LABELER; SUITABLE FOR USE WITH RG-179 AND FIBRE PIG TAILS; USE RIBBON M71-R4300; | CNWPL | CNW PL - SLACKS CREEK | 114706 | CURRENT
000024162 | LABEL | BRADY M71EP-7-7593-WT; LABEL FOR USE WITH THE BRADY LABELER; 35MM X 18MM LABEL; SUITABLE FOR CB LABELS; USE RIBBON M71-R6000; | CNWPL | CNW PL - SLACKS CREEK | M7-7-7593-WT | CURRENT
000024162 | LABEL | BRADY M71EP-7-7593-WT; LABEL FOR USE WITH THE BRADY LABELER; 35MM X 18MM LABEL; SUITABLE FOR CB LABELS; USE RIBBON M71-R6000; | APCS | INACO AUTOMATION CONTROLS | 872120 | CURRENT
000024162 | LABEL | BRADY M71EP-7-7593-WT; LABEL FOR USE WITH THE BRADY LABELER; 35MM X 18MM LABEL; SUITABLE FOR CB LABELS; USE RIBBON M71-R6000; | CNWPL | CNW PL - SLACKS CREEK | 872120 | CURRENT
000024165 | LABEL | BRADY M71-33-427; LABEL FOR USE WITH THE BRADY BMP71 LABELER; SUITABLE FOR USE WITH 20 PAIR CABLES & FIBRE CABLES; USE RIBBON M71-R43000; | REXEL | REXEL PTY LTD | BRD173335 | CURRENT
000024165 | LABEL | BRADY M71-33-427; LABEL FOR USE WITH THE BRADY BMP71 LABELER; SUITABLE FOR USE WITH 20 PAIR CABLES & FIBRE CABLES; USE RIBBON M71-R43000; | APCS | INACO AUTOMATION CONTROLS | 115095 | CURRENT
000024165 | LABEL | BRADY M71-33-427; LABEL FOR USE WITH THE BRADY BMP71 LABELER; SUITABLE FOR USE WITH 20 PAIR CABLES & FIBRE CABLES; USE RIBBON M71-R43000; | REXEL | REXEL PTY LTD | BRD115095 | CURRENT
000024166 | LABEL | BRADY M71-45-422; LABEL FOR USE WITH THE BRADY BMP71 LABELER; 38MM X 9.5MM LABEL; SUITABLE FOR LABELLING MODEMS, DATA PORTS; USE RIBBON M71-R6000; | APCS | INACO AUTOMATION CONTROLS | 114833 | CURRENT
000024166 | LABEL | BRADY M71-45-422; LABEL FOR USE WITH THE BRADY BMP71 LABELER; 38MM X 9.5MM LABEL; SUITABLE FOR LABELLING MODEMS, DATA PORTS; USE RIBBON M71-R6000; | REXEL | REXEL PTY LTD | BRD114833 | CURRENT
000024170 | PRINTER RIBBON | BRADY R4300 BLACK; M71-R4300; PRINTER RIBBON FOR BRADY BMP71 LABELER; SUITABLE FOR USE WITH M71-32-427 LABELS; | CNWPL | CNW PL - SLACKS CREEK | M7-R4300 | CURRENT
000024170 | PRINTER RIBBON | BRADY R4300 BLACK; M71-R4300; PRINTER RIBBON FOR BRADY BMP71 LABELER; SUITABLE FOR USE WITH M71-32-427 LABELS; | APCS | INACO AUTOMATION CONTROLS | 114548 | CURRENT
000024170 | PRINTER RIBBON | BRADY R4300 BLACK; M71-R4300; PRINTER RIBBON FOR BRADY BMP71 LABELER; SUITABLE FOR USE WITH M71-32-427 LABELS; | CNWPL | CNW PL - SLACKS CREEK | 114548 | CURRENT
000024180 | PRINTER RIBBON | BRADY R6000 BLACK; M71-R6000; PRINTER RIBBON FOR BRADY BMP71 LABELER; SUITABLE FOR USE WITH M71EP-7593-WT LABELS; | CNWPL | CNW PL - SLACKS CREEK | M7-R6000 | CURRENT
000024180 | PRINTER RIBBON | BRADY R6000 BLACK; M71-R6000; PRINTER RIBBON FOR BRADY BMP71 LABELER; SUITABLE FOR USE WITH M71EP-7593-WT LABELS; | APCS | INACO AUTOMATION CONTROLS | BRD114547 | CURRENT
000024180 | PRINTER RIBBON | BRADY R6000 BLACK; M71-R6000; PRINTER RIBBON FOR BRADY BMP71 LABELER; SUITABLE FOR USE WITH M71EP-7593-WT LABELS; | CNWPL | CNW PL - SLACKS CREEK | 114547 | CURRENT
000024174 | SHELF,ELECTRICAL EQUIPMENT | TRAY, 19' CABINET, 1 RU PERFORATED; XB-425636/1; 1 RU MOUNTING TRAY FOR USE IN MPLS SLIMLINE CABINETS; USED FOR PSU AND DISTRIBUTION BOX MOUNTING; | B&R | B&R ENCLOSURES | XB-425636/1 | CURRENT
000822339 | CABLE,POWER,ELECTRICAL | 11KV; TRIPLEX 3 X 1 CORE; 400SQ MM AL WB STRANDED CONDUCTOR; TRXLPE INSULATED WATER BLOCKED COPPER WIRE SCREEN; BLACK MDPE; CUT TO LENGTH; | MIDLANDS | MIDLAND METALS | MMO11KV3X1CX400ATRXWBTSCRWBTH | PURCHASE AS REQUIRED
000023979 | DISK,CPU | Solid State Disk, SACS SSD 16GB, 2.5" IDE, Industrial Grade | SYNERGY | CONTROL SYNERGY PL | KD16GFI-303 | CURRENT
000023814 | FRAME,MOUNTING | 11Kx NEX SUPPORT STRUCTURE; STRUCTURE; STEEL; GALV; HOT DIPPED; NEX; DIM X= 3600MM; TYPE 1; ENERGEX DWG LOSTD-ST042-02; USED IN SUBSTNS; | ERGON | ERGON ENERGY | 23814 - LOSTD-ST042-02 | PURCHASE AS REQUIRED
000023815 | FRAME,MOUNTING | 11Kx NEX SUPPORT STRUCTURE; STRUCTURE; STEEL; GALV; HOT DIPPED; NEX; DIM X = 2700MM; TYPE 2; ENERGEX DWG LOSTD-ST042-02; USED IN SUBSTATIONS; | ERGON | ERGON ENERGY | 23815 - LOSTD-ST042-02 | PURCHASE AS REQUIRED
000024168 | COVER,ELECTRICAL EQUIPMENT | DUST COVER FOR RJ45 PORTS; USED ON EQUIPMENT IN THE MPLS NETWORK; | HELLERMN |  | 854-40246 | CURRENT
000024168 | COVER,ELECTRICAL EQUIPMENT | DUST COVER FOR RJ45 PORTS; USED ON EQUIPMENT IN THE MPLS NETWORK; | RSCOMP | RADIOSPARES COMPONENT PTY LTD | 719-0797 | CURRENT
000024169 | COVER,ELECTRICAL EQUIPMENT | DUST COVER FOR SFP CAGE, BLACK; DUST COVER FOR SFP PORTS USED ON EQUIPMENT IN THE MPLS NETWORK; | RSCOMP | RADIOSPARES COMPONENT PTY LTD | 680-9446 | CURRENT
000024171 | METER | AFLC Meter, "DINGO", for Measuring Audio Frequency Signal Strength on Distribution Networks | PENTA | PENTA AUST (TMAC THEW & MCCANN/HYLEC) | PA01964 | PURCHASE AS REQUIRED
000024171 | METER | AFLC Meter, "DINGO", for Measuring Audio Frequency Signal Strength on Distribution Networks | THEWMCAN | TMAC THEW & MCCANN GROUP | TM00544 | PURCHASE AS REQUIRED
000024171 | METER | AFLC Meter, "DINGO", for Measuring Audio Frequency Signal Strength on Distribution Networks | THEWMCAN | TMAC THEW & MCCANN GROUP | TM01964 | PURCHASE AS REQUIRED
000024146 | SWITCHGEAR,TRANSFORMER | TRANSFORMER SWGR UNIT; 12KV; 1250 A; 25KA; 2000 A BUS; METAL ENCLOSED FIXED SWGR; CONTROL GEAR ASSEMBLY; 110 V DC AUX SUPPLY, C/W CURRENT TRANSFORMERS | 10142D | SCHNEIDER - EI8618 - PRIMARY SWITCHGEAR | 24146 | CURRENT
000024146 | SWITCHGEAR,TRANSFORMER | TRANSFORMER SWGR UNIT; 12KV; 1250 A; 25KA; 2000 A BUS; METAL ENCLOSED FIXED SWGR; CONTROL GEAR ASSEMBLY; 110 V DC AUX SUPPLY, C/W CURRENT TRANSFORMERS | SCHNEIDR | SCHNEIDER PTY LTD (MANUFACTURER) | 24146 | CURRENT
000023982 | RELAY,OVERCURR & EARTH FAULT,DIRECTIONAL | 48/110V DC pwr; 48/110V DC logic; 1A/5A-ph 1A/5A-resd, 1A/5A-SEF; Flush/60TE Rack;100BaseTx;100Base FX; | SCHNEDER | SCHNEIDER PTY LTD | P14221BC8M0469J | PHASING
000023988 | RELAY,PROTECTION | Directional O/C & E/F, 110VDC Logic, 48/125VDC Pwr, 1A Ph & 1A Resd, 3U Vert Panel, 10/100T, MMST, 100FX, MMLC, RS232/RS485 Flush | SEL | SCHWEITZER ENGINEERING LABORATORIES INC. | 035179A3H134X2 | PHASING
000023998 | RELAY,PROTECTION | Line Diff, OC & Dir EF, 16/10 I/O, 48-250VDC Pwr, 1/5A CT, 1300nm FO Line Comms Module, DNP3 over RS485 & 100BaseTX, 4U Case | ABB | ABB FAN PTY LTD | RED615 HBDDAEAGAHH1AMA1XG | CURRENT
000023998 | RELAY,PROTECTION | Line Diff, OC & Dir EF, 16/10 I/O, 48-250VDC Pwr, 1/5A CT, 1300nm FO Line Comms Module, DNP3 over RS485 & 100BaseTX, 4U Case | ABB | ABB FAN PTY LTD | HBDDAEAGAHH1AMA1XG | CURRENT
000024024 | RELAY,FEEDER DIFFERENTIAL. | 48/110V DC PWR; 24/250V DC LOGIC; 1A/5A-PH 1A/5A-RESD; FLUSH OR 80TE CASE RACK MOUNTING; | SCHNEDER | SCHNEIDER PTY LTD | P54321BC8M0D19M | PHASING
000024025 | RELAY,FEEDER DIFFERENTIAL. | 48/110V DC PWR; 24/250V DC LOGIC; 1A/5A-PH 1A/5A-RESD; FLUSH OR 80TE CASE RACK MOUNTING; | SCHNEDER | SCHNEIDER PTY LTD | P54321BA8M0D19M | STRATEGIC SPARE
000024026 | RELAY,FEEDER DIFFERENTIAL. | 48/110V DC PWR; 24/250V DC LOGIC; 1A/5A-PH 1A/5A-RESD; FLUSH OR 80TE CASE RACK MOUNTING; | SCHNEDER | SCHNEIDER PTY LTD | P54321BB8M0D19M | PHASING
000024060 | METER,LOGGER | METER,CURRENT AND VOLTAGE MEASURING; 125/250 Vdc pwr; 110V DC logic; 1A/5A-ph 1A/5A-resd; Flush Mount;EIA-232;EIA-485;100BASE-FX; | SEL | SCHWEITZER ENGINEERING LABORATORIES INC. | 0735BX20943GXXXXXX15121XX | CURRENT
000023215 | ADAPTOR | EARTHING TAGS; SET INCLUDES ZERO(0) DEGREES; FOURTY-FIVE(45)DEGREES NINETY(90) DEGREES; USED FOR AFLC COUPLING CELL; | ERGON | ERGON ENERGY | EARTHING TAGS SC23215 | CURRENT
000023986 | RELAY,PROTECTION | Directional O/C & E/F, 110VDC Logic, 48/125VDC Pwr, 1A Ph & 1A Resd, 3U Horiz Rack, 10/100T, MMST, 100FX, MMLC, RS232/RS485 Flush | SEL | SCHWEITZER ENGINEERING LABORATORIES INC. | 035173A3H134X2 | PHASING
000023518 | SWITCHGEAR,TRANSFORMER | TRANSFORMER SWITCHGEAR UNIT, 36KV, 1250A, 31.5KA, 2000 A BUS; TRANSFORMER CB UNIT WITH BUS EARTH SWITCH; CONTRACT 10142C; REFER TO EXTENDED DESCRIPTION; | SIEMENS | SIEMENS LTD | 8DA10 - SC23518 | PURCHASE AS REQUIRED
000024172 | WHEEL,ABRASIVE | ABRASIVE:WHEEL;CUT-OFF,125MM,22.23MM WHEEL,ABRASIVE Cut Off Wheel, 125 x 1 x 22.23mm Disc, Complies with AS17788.1 - 1987 | TOOLCITY | TOOL CITY | B-18150-10 | CURRENT
000024172 | WHEEL,ABRASIVE | ABRASIVE:WHEEL;CUT-OFF,125MM,22.23MM WHEEL,ABRASIVE Cut Off Wheel, 125 x 1 x 22.23mm Disc, Complies with AS17788.1 - 1987 | BLKWOOD | J BLACKWOOD & SON LTD | B-18150-10 | CURRENT
000024172 | WHEEL,ABRASIVE | ABRASIVE:WHEEL;CUT-OFF,125MM,22.23MM WHEEL,ABRASIVE Cut Off Wheel, 125 x 1 x 22.23mm Disc, Complies with AS17788.1 - 1987 | C&LTOOL | CALTCO T/A C&L TOOL CENTRE | MAKACOW125X1INOX | CURRENT
000024173 | BEACON,PERSONAL LOCATOR | GPS, Digital 406MHz, High Intensity Flashing LED, 7 Year Battery Life, IP67 Carry Case, supplied with Asset & Barcode | PENTA | PENTA AUST (TMAC THEW & MCCANN/HYLEC) | PA21663 | CURRENT
000024173 | BEACON,PERSONAL LOCATOR | GPS, Digital 406MHz, High Intensity Flashing LED, 7 Year Battery Life, IP67 Carry Case, supplied with Asset & Barcode | GME | GME INNOVATIVE ELECTRONICS | MT610G | CURRENT
000024173 | BEACON,PERSONAL LOCATOR | GPS, Digital 406MHz, High Intensity Flashing LED, 7 Year Battery Life, IP67 Carry Case, supplied with Asset & Barcode | HYLEC | HYLEC PTY LTD | MT610GBAUS | CURRENT
000024173 | BEACON,PERSONAL LOCATOR | GPS, Digital 406MHz, High Intensity Flashing LED, 7 Year Battery Life, IP67 Carry Case, supplied with Asset & Barcode | HYLEC | HYLEC PTY LTD | MT610GAUS | CURRENT
000024178 | ADAPTOR,CONNECTOR,ELECTRICAL | CRIMP CONNECTOR, LIP BLADE, BLUE 5MM WIDE; USED ON TERMINAL BLOCK AND SWITCHBOARDS FOR COMMUNICATION INSTALLATIONS;PACK OF 50 | LEGEND | LEGEND POWER SYSTEMS | LB2-5DG | CURRENT
000024178 | ADAPTOR,CONNECTOR,ELECTRICAL | CRIMP CONNECTOR, LIP BLADE, BLUE 5MM WIDE; USED ON TERMINAL BLOCK AND SWITCHBOARDS FOR COMMUNICATION INSTALLATIONS;PACK OF 50 | HAYMANS | HAYMANS ELECTRICAL | CAALB2-5DG | CURRENT
000023398 | FUSE ELEMENT,ELEC | 250 AMP; 12 KV; FUSE; HRC TYPE; FOR PROTECTING 2.2 MVAR (CONTRACT 09019) AND 3.75 MVAR (CONTRACT CL45) CAPACITOR BANK STAGES; 442MM LONG; | ABB | ABB FAN PTY LTD | 3010314.250A | CURRENT
000023399 | CAPACITOR UNIT. | 7.5 KV;TWO BUSHING (2-S1);50 HZ;476KVAR; INTERNALLY FUSED; CAPACITOR CAN TO SUIT ENERGEX ABB 2.2MVAR ABBACUS CAPACITOR BANK STAGES; | ABB | ABB FAN PTY LTD | HVA15007.10-X | STRATEGIC SPARE
000023401 | CAPACITOR UNIT. | 7.45 KV;800kVAr;TWO BUSHING;INTERNALLY FUSED; CAPACITOR CAN; 45.88 MICROFARAD; 2.250MOHM; TYPE CHDB 162; USED WITH 3.75MVAR 11KV STAGE CAPACITOR BANK; | ABB | ABB FAN PTY LTD | HVA13024.10-X | CURRENT
000023402 | CONTACTOR | HIGH VOLTAGE; VACUUM; 12KV; 250AMP; 6KA 1S; FIXED NON-WITHDRAWABLE; FOR CAP BANK SWITCHING; 3 PHASE VACUUM CONTACTOR; VSC-S/G; SCO; BASIC; OPTION BOAR; | ABB | ABB FAN PTY LTD | 1VCF305532R1100 | CURRENT
000023403 | TRANSFORMER,CURRENT | CT; 12KV; 600/5A; 20kA 3s; OVER CURRENT EARTH FAULT (OCEF) PROTECTION CT; TO SUIT 3.75MVAR (CONTRACT CL45) 11KV CAPACITOR BANK STAGES; | ABB | ABB FAN PTY LTD | HVA13024.32 | CURRENT
000023404 | TRANSFORMER,CURRENT | CT; 12KV; 20/5A; 30VA; 2kA 1s; OUT OF BALANCE (OOB) PROTECTION CT (AKA AS UNBALANCE CT);TO SUIT 3.75MVAR (CONTRACT CL45) 11KV CAPACITOR BANK STAGES; | ABB | ABB FAN PTY LTD | HVA13024.31 | CURRENT
000024141 | CIRCUIT BREAKER | VACUUM;ABB;VD4; 12KV; 3 PHASE; 630AMP; 25KA/3s; 210MM POLE DISTANCE; TO SUIT ABB 11kV 5.0 MVAR SINGLE-STAGE CAPACITOR BANK (CONTRACT 09019); | ABB | ABB FAN PTY LTD | HVA15007.41 | STRATEGIC SPARE
000024179 | LOCKOUT DEVICE | Lock, Handle & Hasp, 3 Point Locking System, c/w S/Steel Rods, S/Steel Handle S/Steel Lock & Hasp, for Padmount Transformers (Rect & Sq) | WILSON | WILSON TRANSFORMER CO. PTY LTD | 3PT LOCKING SET | CURRENT
000024142 | TRANSFORMER,CURRENT | OVER CURRENT EARTH FAULT (OC EF) PROTECTION; CT; 12KV; 1000/600/1A; 2.5VA 20KA/3s; TYPE SW45; CURRENT TRANSFORMER TO SUIT 5.0MVAR 11KV CAP SINGLE BANK | ABB | ABB FAN PTY LTD | HVA15007.32 | CURRENT
000024152 | TRANSFORMER,CURRENT | CT; 12KV; 15/1A; 30VA; 2KA 1s;TYPE SW44; OUT OF BALANCE(OOB) PROTECTION CT (AKA UNBALANCE CT); TO SUIT 11KV 5.0MVAR 11KV SINGLE STAGE CAPACITOR BANK; | ABB | ABB FAN PTY LTD | HVA15007.31 | CURRENT
000024132 | CAPACITOR UNIT. | 6.93 KV RMS; 667KVAR, TWO BUSHING(2-S1); INTERNALLY FUSED; CAPACITOR CAN; 44.2 MICROFARAD; 1.12MOHM; TYPE CHD850B; USED WITH 20MVAR 33KV STAGE CAPACITOR BANK; | ABB | ABB FAN PTY LTD | HVB10023.10 | CURRENT
000024134 | INSULATOR,STANDOFF | STATION POST, CYLINDRICAL; PORCELAIN, SOLID CORE; 458MM H; VERTICAL; BASE MTG; 33 KV NOM SYS V; 200KV LIWV; NOM CREEPAGE 995MM; APPROX WEIGHT 15KG; | DULMISON | DULMISON (AUST) PTY LTD | H10765 | CURRENT
000024138 | GUARD,ANIMAL | BIRD CAP; WILDLIFE PROOFING; TO SUIT ABB 33KV CAPACITOR BANKS SC19442 (CONTRACT 09019); POLYPROPELENE; GREY; | ABB | ABB FAN PTY LTD | BIRD04 | CURRENT
000024182 | INVERTER,POWER | POWERPOINT; DOUBLE POWERPOINT FOR VEHICLE INVERTERS; 240V; DUAL SWITCHED, WHITE; ONLY COMPATIBLE WITH CMS CABLING; OVERALL SIZE IS 130MM X 72MM; | ENERDRIV | ENERDRIVE PTY LTD | CMS-C16.2WT | PURCHASE AS REQUIRED
000024183 | INSULATING COMPOUND,ELECTRICAL | GUROFLEX MV INSULATING COMPOUND;TWO PART COLD POUR;FOR 33 KV STRAIGHT JOINTS ,USING COPPER SLEEVES ON 185-800 SQ MM XLPE/LY/HDPE;4.3 L KIT;SHELF LIFE 2 YRS | TYCO | TYCO | GUROFLEX-MV-C430B 4.3L | PURCHASE AS REQUIRED
000024194 | INSULATING COMPOUND,ELECTRICAL | GUROFLEX MV INSULATING COMPOUND;TWO PART COLD POUR;FOR 33 KV STRAIGHT JOINTS ,USING COPPER SLEEVES ON 185-800 SQ MM XLPE/LY/HDPE;10L KIT;SHELF LIFE 2 YRS | TYCO | TYCO | GUROFLEX-MV-C1000 10L | PURCHASE AS REQUIRED
000024184 | CUBICLE,ELECTRICAL EQUIPMENT. | SURFACE MOUNTED ENCLOSURES, HAGAR LOAD CENTRE; LOAD CENTRE 8 CB POSITIONS USED IN SLIMLINE RACKS FOR MPLS COMMUNICATIONS INSTALLATIONS; | HAYMANS | HAYMANS ELECTRICAL | HAGGD108T | CURRENT
000024185 | CHARGER,BATTERY | Milwaukee 18V, 6-Bay Sequential Charger, for Li-Ion Batteries | MILWAUKE | MILWAUKEE POWER TOOLS | M1418C6 | CURRENT
000024185 | CHARGER,BATTERY | Milwaukee 18V, 6-Bay Sequential Charger, for Li-Ion Batteries | TOOLCITY | TOOL CITY | M1418C6 | CURRENT
000024185 | CHARGER,BATTERY | Milwaukee 18V, 6-Bay Sequential Charger, for Li-Ion Batteries | TDETOOLS | TRADE TOOLS DIRECT (GEEBUNG) | M1418C6 | CURRENT
000024185 | CHARGER,BATTERY | Milwaukee 18V, 6-Bay Sequential Charger, for Li-Ion Batteries | C&LTOOL | CALTCO T/A C&L TOOL CENTRE | MILWAM1418C6 | CURRENT
000024187 | DRILL | Milwaukee, 18V Hammer Drill, M18 Fuel Rotary, 3-Mode, Skin Only | MILWAUKE | MILWAUKEE POWER TOOLS | M18FHP-0 | CURRENT
000024187 | DRILL | Milwaukee, 18V Hammer Drill, M18 Fuel Rotary, 3-Mode, Skin Only | C&LTOOL | CALTCO T/A C&L TOOL CENTRE | M18FHP-0 | CURRENT
000023216 | CABLE GLAND | CABLE GLAND SET; CABLE GLAND; LOCK NUT, EARTH TAG (SET) FOR ARMOURED CABLE; USED FOR AFLC COUPLING EQUIPMENT; | CABAC | CABAC (MANUFACTURER) | CW25, LNM25, ET25 | CURRENT
000024188 | METER | Load Unit, 100A CT, Min Cat III 600V, Input Leads 10A Fused Retractable Shrouds, Output Leads 16mm2 Cu Cable all Colour Coded & Double Insulated c/w | GAYRAD | JJ ELECTRICAL MANUFACTURING T/A GAYRAD | MLU100-3 | CURRENT
000024190 | ELBOW,TERMINATION POWER CABLE. | SET OF 3 X 630A DYSCONS EXT BUSHINGS FOR SCHNEIDER GENIE EVO SWITCHGEAR 1250A PANELS; COUPLING FOR SECOND CABLE, 1 X 13MM HOLE SUIT M12 BOLT; | SCHNEDER | SCHNEIDER PTY LTD | GDVA-203 | CURRENT
000024200 | ELBOW,TERMINATION POWER CABLE. | SET OF 3 X 630A DYSCONS TO SUIT SCHNEIDER GENIE EVO SWITCHGEAR 1250A PANELS; 1 X CABLE PER PHASE, 1 X 13MM HOLE SUIT M12 BOLT; | SCHNEDER | SCHNEIDER PTY LTD | GDVA-202 | CURRENT
000024197 | ELBOW,TERMINATION POWER CABLE. | INSULATED DEAD-BREAK SCREENED SEPARABLE CONNECTORS (ELBOWS); SET OF 3 FOR 3 PHASE; 24KV TO SUIT 800SQMM CU CABLE; 11KV; C/W SCREEN LUG 10-70SQMM; | NKT | NKT CABLES AUSTRALIA P/L | 2662545 | CURRENT
000024197 | ELBOW,TERMINATION POWER CABLE. | INSULATED DEAD-BREAK SCREENED SEPARABLE CONNECTORS (ELBOWS); SET OF 3 FOR 3 PHASE; 24KV TO SUIT 800SQMM CU CABLE; 11KV; C/W SCREEN LUG 10-70SQMM; | SICAME | SICAME AUSTRALIA PTY LTD | CST1250 11 24197 | CURRENT
000024197 | ELBOW,TERMINATION POWER CABLE. | INSULATED DEAD-BREAK SCREENED SEPARABLE CONNECTORS (ELBOWS); SET OF 3 FOR 3 PHASE; 24KV TO SUIT 800SQMM CU CABLE; 11KV; C/W SCREEN LUG 10-70SQMM; | STREAM | STREAMLINED ENERGY PTY LTD | SES.24SAT24.SKS800-1000.EN | CURRENT
000024147 | SWITCHGEAR,FEEDER | FEEDER SWGR UNIT;12 KV;1250 A;25KA;C&I; 2000 A BUS;METAL ENCLOSED FIXED SWGR; 110 V DC AUX SUP-PLY C/W VT & CURRENT TFMRS FOR 3OC EF SEF CBF (P142) FD & IS | SCHNEDER | SCHNEIDER PTY LTD | CONTRACT 10142D ITEM 41 | CURRENT
000024148 | SWITCHGEAR,FEEDER | FEEDER SWGR UNIT;12 KV;1250 A;25KA;C&I; 2000 A BUS;METAL ENCLOSED FIXED SWGR; 110 V DC AUX SUP-PLY C/W CURRENT TFMRS FOR 3OC EF SEF CBF (P142); | SCHNEDER | SCHNEIDER PTY LTD | CONTRACT 10142D ITEM 42 | CURRENT
000024149 | SWITCHGEAR,FEEDER | FEEDER SWGR UNIT;12 KV;1250 A;25KA;C&I; 2000 A BUS;METAL ENCLOSED FIXED SWGR; 110 V DC AUX SUP-PLY C/W VT & CURRENT TFMRS FOR CUST METERING & 3OC EF SEF CBF | SCHNEDER | SCHNEIDER PTY LTD | CONTRACT 10142D ITEM 43 | CURRENT
000024192 | SWITCH FUSE GEAR | ABB SAFE+ AFLR VVVV-VV;REAR TOP OR FRONT BOTTOM CABLE ENTRY;630A CB INCOMER; 630A TRANSFORMER CB; FOR USE IN CBD MESH SUBS; 2050X925X2486H; 800+430KG; EXT RHS | ABB | ABB FAN PTY LTD | 510106 | PURCHASE AS REQUIRED
000024196 | SWITCHGEAR,FEEDER | ABB SAFEPLUS VVV-VV- TRIPLE TRANSFORMER CIRCUIT BREAKER DOUBLE FEEDER CIRCUIT BREAKER REAR TOP OR FRONT BOTTOM CABLE ENTRY | ABB | ABB FAN PTY LTD | 510105 | PURCHASE AS REQUIRED
000024199 | SWITCHGEAR,FEEDER | ABB SAFEPLUS VVV- SINGLE TRANSFORMER CIRCUIT BREAKER DOUBLE FEEDER CIRCUIT BREAKER REAR TOP OR FRONT BOTTOM CABLE ENTRY | ABB | ABB FAN PTY LTD | 510103 | PURCHASE AS REQUIRED
000024204 | SWITCH FUSE GEAR | ABB SAFEPLUS AFLR VVVV-; REAR TOP OR FRONT BOTTOM CABLE ENTRY;630A CB INCOMER 630A TRANSFORMER CB; FOR USE IN CBD MESH SUBS; 1346X925X2486H; 800KG; EXT RHS; | ABB | ABB FAN PTY LTD | 510104 | PURCHASE AS REQUIRED
000024193 | CONNECTOR,ELECTRICAL | TYPE 3 SEPARABLE CONNECTOR TO SUIT ILJIN 33KV 630SQMM XLPE/LAT CABLE; C/W KEVLAR STRING; W/O VOLTAGE TAP; SET OF 3 PACK WEIGHT 11KG: | NKT | NKT CABLES AUSTRALIA P/L | CPI-3 630SQMM | CURRENT
000024193 | CONNECTOR,ELECTRICAL | TYPE 3 SEPARABLE CONNECTOR TO SUIT ILJIN 33KV 630SQMM XLPE/LAT CABLE; C/W KEVLAR STRING; W/O VOLTAGE TAP; SET OF 3 PACK WEIGHT 11KG: | TECONN | TE CONNECTIVITY LTD | RPIT-6363-W | CURRENT
000024175 | CIRCUIT BREAKER | OUTDOOR; SF6; SCHNEIDER; 36KV; MTR CHG SPRING; 110V TRIP; INCLUDES 3 X 36KV POST CTS; | SCHNEDER | SCHNEIDER PTY LTD | 36GIE31 | CURRENT
000024198 | RELAY,OVERCURRENT | UNDER-/OVERCURRENT RELAY; 50HZ 0.5-1.5A; DC 110-125/220-250V; ABB RXIG 22; RK411006-DF; | ABB | ABB FAN PTY LTD | RK411006-DF | CURRENT
000024201 | RELAY,OVERCURRENT | UNDER-/OVERCURRENT RELAY; 50HZ 1-3A; DC 110-125/220-250V; ABB RXIG 22; RK411006-DG; | ABB | ABB FAN PTY LTD | RK411006-DG | CURRENT
000024203 | RELAY,OVERCURRENT | TIME OVERCURRENT RELAY; ABB RXIDK 2 H LR = AC 1A 50-60HZ; STANDARD FILTER; 1MRK000838-AA; | ABB | ABB FAN PTY LTD | 1MRK000838-AA | CURRENT
000024205 | RELAY,OVERCURRENT | TIME OVERCURRENT RELAY; ABB RXIDK 2 HR LR = SC 5A 50-60HZ; STANDARD FILTER; 1MRK000838-HA; | ABB | ABB FAN PTY LTD | 1MRK000838-HA | CURRENT
000024210 | RELAY,OVERCURRENT | UNDER VOLTAGE; OVER VOLTAGE; AC 5-15V DC 110-125/220-250V; ABB RXEG21 RK411102-DA; | ABB | ABB FAN PTY LTD | RK411102-DA | CURRENT
000024206 | FUSEHOLDER,BASE & CARRIER | 100AMP; 500V;OUTDOOR SERVICE TYPE;SINGLE POLE;6-95 SQ MM INSULATED AL/CU; C/W YELLOW NUMBER PLATE; SPECIAL USE FOR FUSE BASE REPLACEMENT PROGRAM; | SICAME | SICAME AUSTRALIA PTY LTD | PFV100 695E IDP YELLOW PLATE | CURRENT
000023519 | SWITCHGEAR,FEEDER | FEEDER SWITCHGEAR UNIT, 36KV; 800A, 31.5KA, 200 A BUS; SUITABLE FOR 110 V DC AUXILLARY SUPPLY INCLUDING CURRENT TRANSFORMERS FOR FEEDER AND BZ & HI | SIEMENS | SIEMENS LTD | 8DA10 - SC23519 | PURCHASE AS REQUIRED
000023520 | SWITCHGEAR,TRANSFORMER | TRANSFORMER SWITCHGEAR UNIT, 36KV; INCLUDING 3 PHASE BUS VOLTAGE TFORMER AND CURRENT TFORMERS FOR TFORMER AND BZ HI & LI PROTECTION; | SIEMENS | SIEMENS LTD | 8DA10 - SC23520 | PURCHASE AS REQUIRED
000024211 | MICROCIRCUIT,DIGITAL | RENESAS MICROCONTROLLER; HD64F7051SFJ20V; CPU IC USED ON SICM2B; | 10315 | CIRCUIT SOLUTIONS PL - 075383 | HD64F7051SFJ20V | CURRENT
000024208 | MONITOR. | LOW VOLTAGE FEEDER MONITOR; OVERHEAD LV FEEDER MONITORING; LOW VOLTAGE CIRCUIT MONITORING; EDMI MK10A, INTERCELL SAM3S, TELSTRA NETWORK; | WILSONTR | WILSON POWER TRANSFORMER | 133-7135-01 | CURRENT
000024049 | RELAY | MULTITRIP; RMS 2HSM520D2-E-20M00B-4M56S1 HR FLAG;20 SR CONT; 125 V DC;SIZE 4 MODULAR CASE; Non-Latched Multitrip | RMS | RELAY MONITORING SYSTEMS PL | 2HSM520D2-E-20M00B-4M56S1 | CURRENT
000023810 | BOX,ELECTRICAL,MULTIAPPLICATION. | ENCLOSURE W/MOUNT M/STEEL IP66; H1200xW800xD300mm S/DOOR; | NHP | NHP ELECTRICAL ENGINEERING | MAS1208030R5 | PURCHASE AS REQUIRED
000024117 | PANEL,INTERFACE | ZONE SUBSTATION ALARM INTERFACE PANEL; 15 ALARMS; ENCLOSURE W/MOUNT M/STEEL IP66; H800xW400xD300mm S/DOOR; 15 ALARMS | NHP | NHP ELECTRICAL ENGINEERING | EGXSC24117 | CURRENT
000024117 | PANEL,INTERFACE | ZONE SUBSTATION ALARM INTERFACE PANEL; 15 ALARMS; ENCLOSURE W/MOUNT M/STEEL IP66; H800xW400xD300mm S/DOOR; 15 ALARMS | NHP | NHP ELECTRICAL ENGINEERING | MCLSPEC-BIT0317186 | CURRENT
000024212 | FIXTURE,LIGHTING | LED; 32W 3000K; 350MM - 3725 LUMENS; BULKHEAD CEILING OR WALL MTG; POLYCARBONATE BOWL;CAST ALUMINIUM BODY C/W S/S WIRE GUARD;INTEGRAL CONTROL | ZUMTOBEL | ZUMTOBEL LIGHTING PL | BEG24079 | CURRENT
000024116 | SIGN | DANGER HIGH VOLTAGE SYMBOLIC, Alum Retro Reflective, 220mm Dia, 1.6mm Thk, Dwg 2900-A3 D53 | ARTCRAFT | ARTCRAFT PTY LTD | 24116 | CURRENT
000024115 | SIGN | LOW LIVE PARTS KEEP CLEAR; ALUMINIUM RETRO REFLECTIVE; 220mm x 180mm x 1.6mm THICK; DRAWING 2900-A3 D52 | ARTCRAFT | ARTCRAFT PTY LTD | 24115 | CURRENT
000024213 | HOIST,CHAIN | Vital Lever Hoist, 1.5m Height of Lift, 800kg WLL, AS1418.2 | STEHOUSE | STENHOUSE LIFTING EQUIPMENT PL | 44202 | PURCHASE AS REQUIRED
000024213 | HOIST,CHAIN | Vital Lever Hoist, 1.5m Height of Lift, 800kg WLL, AS1418.2 | STEHOUSE | STENHOUSE LIFTING EQUIPMENT PL | VR2-08 | PURCHASE AS REQUIRED
000024214 | HOIST,CHAIN | Vital Lever Hoist, 1.5m Height of Lift, 1.6t WLL, AS1418.2 | STEHOUSE | STENHOUSE LIFTING EQUIPMENT PL | VR2-15 | PURCHASE AS REQUIRED
000024215 | HOIST,WINCH,RATCHET LEVER. | CHAIN LEVER HOIST; 1.5 (HOL) HEIGHT OF LIFT; WLL 3.2TN; WEIGHT 16.3KG COMPLIES TO AS1418.2 | STEHOUSE | STENHOUSE LIFTING EQUIPMENT PL | VR2-30 | PURCHASE AS REQUIRED
000024217 | BOX, ESCAPE | Orange, 200 x 100 x 500mm, EWP Plastic Escape Box Only, to house Descending Rope | HEIGHDYN | HEIGHT DYNAMICS | ENERGEX ESCAPE MASTER BOX | PURCHASE AS REQUIRED
000024217 | BOX, ESCAPE | Orange, 200 x 100 x 500mm, EWP Plastic Escape Box Only, to house Descending Rope | HEIGHDYN | HEIGHT DYNAMICS | EWP BOX | PURCHASE AS REQUIRED
000024218 | STEPLADDER | Folding Step Stool, 2 Ft, Rated to 136Kg, Plastic, 2 Step, Industrial Use, 10Kg | AMPLITUD | AMPLITUDE PTY LTD - 396777 | FG420903CYLND | PURCHASE AS REQUIRED
000024218 | STEPLADDER | Folding Step Stool, 2 Ft, Rated to 136Kg, Plastic, 2 Step, Industrial Use, 10Kg | HYLEC | HYLEC PTY LTD | 4209EZSTEP | PURCHASE AS REQUIRED
000024051 | RELAY,ELECTROMAGNETIC | RELAY, VOLTAGE MEASUREMENT; SETTING RANGE 1-255 V AC IN 1V STEPS; AUX VOLTAGE 40-275V AC & 40-300V DC; | RMS | RELAY MONITORING SYSTEMS PL | 2V76-BA | CURRENT
000024050 | RELAY,ELECTROMAGNETIC | RELAY, VOLTAGE MEASUREMENT; SETTING RANGE 1-255 V AC IN 1V STEPS; AUX VOLTAGE 20-70V DC; | RMS | RELAY MONITORING SYSTEMS PL | 2V76-AA | CURRENT
000024119 | PLATE,BLANKING | Relay Cutout, ABB Type RED615, Brushed Al, Vertical Plate, 200 x 350mm, suitable to replace SOLKOR RF | ERGON | ERGON ENERGY | CCSTD-EP022-34/B | PURCHASE AS REQUIRED
000024118 | PLATE,BLANKING | RELAY CUTOUT; ABB TYPE RED615 RELAY; VERTICAL PLATE; SIZE 300 X 250; TO SUIT EX-BCC; 255mm WIDE PANELS; | ERGON | ERGON ENERGY | CCSTD-EP022-33 AMENDMENT 1 | PURCHASE AS REQUIRED
000024279 | CORONA RING | CORONA RING TO SUIT 110/132KV SYNTHETIC LONGROD INSULATORS (120 OR 160KN); SC04552; SC18680; SC19833; SC19834 | FLOWLINE | FLOWLINE INDUSTRIES PTY LTD | 148 040-005 | CURRENT
000024089 | CONTACTOR, AUXILIARY | SFUK AUXIALIARY CONTACT; RETRO FIT 100-FAB22; USED IN PROCEDURE SCC UPGRADE PDF; USED WITH 100-C CONTACTORS | ALL&BRAD | ALLEN & BRADLEY MANUFACTURER | ALB100FAB22 | MAINTENANCE STOCK
000024088 | CONTACTOR, ELECTRICAL | SFU-K 203 MAIN CONTACTOR; RETRO FIT C/W AUX CONTACT; | REXEL | REXEL PTY LTD | ALB100D140EA11 | MAINTENANCE STOCK
000024087 | CONTACTOR, ELECTRICAL | SFU-K 103 MAIN CONTACTOR; SFU-K 203; SHORTING CONTACTOR; UPGRADE RETROFIT | ALL&BRAD | ALLEN & BRADLEY MANUFACTURER | 100D140T200 | MAINTENANCE STOCK
000024280 | LID,PIT | DTMR; PIT LID FOR MAIN ROADS TYPE 8 PIT; DTMR SPEC MRTS91 CONUITS AND PITS; DRAWINGS DTMR 1634 PIT LIDS, 1631 PITS; | DTMROADS | DEPARTMENT OF MAIN ROADS | DRAWING 1634 & 1631 | PURCHASE AS REQUIRED
000024281 | LID,PIT | DTMR, for Main Roads Type 7 Pit, 2 Half Lids per Set, DTMR Spec MRTS91 Conduits & Pits, Dwg 1634 Pit Lids & 1631 Pits | DTMROADS | DEPARTMENT OF MAIN ROADS | DRAWING 1634 & 1631 TYPE 7 | PURCHASE AS REQUIRED
000024283 | ADAPTER, METER | MINI HUBS | EDMI | EDMI PTY LTD | ECD485 | CURRENT
000024282 | METER,WATTHOUR | MK6E HV 3Ph, 4 Wire/ 3 Wire 63.5/240VAC 1A CT Class 0.2 c/w Aux Supply & Powered Comms Port, Metering Dynamics Label, Plant Item | EDMI | EDMI PTY LTD | 2000-6E20-1A351-220-521-F02 | CURRENT
000023811 | BOX,ELECTRICAL,MULTIAPPLICATION. | WALL MOUNTED, AFLC LINK BOX ENCLOSURE; AUDIO FREQUENCY LOAD CONTROL; ISOLATION LINKS INSTALLED H343XW330XD254 S/DOOR; | ERGON | ERGON ENERGY | SC23811 | CURRENT
000024305 | PATCH LEAD,FIBRE OPTIC | OPTICAL FIBRE PATCH CABLE D4LCLC1M-C2 LC-LC DUPLEX OM4 1 METRE | OPTIMAL | OPTIMAL CABLE SERVICES PTY LTD | D4LCLC1M-C2 | PURCHASE AS REQUIRED
000024306 | PATCH LEAD,FIBRE OPTIC | OPTICAL FIBRE PATCH CABLE D4STLC1M-C2 ST-LC DUPLEX OM4 1 METRE | OPTIMAL | OPTIMAL CABLE SERVICES PTY LTD | D4STLC1M-C2 | PURCHASE AS REQUIRED
000024307 | PATCH LEAD,FIBRE OPTIC | OPTICAL FIBRE PATCH CABLE D4LCLC3M-C2 LC-LC DUPLEX OM4 3 METRE | OPTIMAL | OPTIMAL CABLE SERVICES PTY LTD | D4LCLC3M-C2 | PURCHASE AS REQUIRED
000024308 | PATCH LEAD,FIBRE OPTIC | OPTICAL FIBRE PATCH CABLE D4STLC3M-C2 ST-LC DUPLEX OM4 3 METRE | OPTIMAL | OPTIMAL CABLE SERVICES PTY LTD | D4STLC3M-C2 | PURCHASE AS REQUIRED
000024309 | PATCH LEAD,FIBRE OPTIC | OPTICAL FIBRE PATCH CABLE D4LCLC5M-C2 LC-LC DUPLEX OM4 5 METRE | OPTIMAL | OPTIMAL CABLE SERVICES PTY LTD | D4LCLC5M-C2 | PURCHASE AS REQUIRED
000024310 | PATCH LEAD,FIBRE OPTIC | OPTICAL FIBRE PATCH CABLE D4STLC5M-C2 ST-LC DUPLEX OM4 5 METRE | OPTIMAL | OPTIMAL CABLE SERVICES PTY LTD | D4STLC5M-C2 | PURCHASE AS REQUIRED
000024311 | PATCH LEAD,FIBRE OPTIC | OPTICAL FIBRE PATCH CABLE D4LCLC10M-C2 LC-LC DUPLEX OM4 10 METRE | OPTIMAL | OPTIMAL CABLE SERVICES PTY LTD | D4LCLC10M-C2 | PURCHASE AS REQUIRED
000024312 | PATCH LEAD,FIBRE OPTIC | OPTICAL FIBRE PATCH CABLE D4STLC10M-C2 ST-LC DUPLEX OM4 10 METRE | OPTIMAL | OPTIMAL CABLE SERVICES PTY LTD | D4STLC10M-C2 | PURCHASE AS REQUIRED
000024313 | PATCH LEAD,FIBRE OPTIC | OPTICAL FIBRE PATCH CABLE D4LCLC15M-C2 LC-LC DUPLEX OM4 15 METRE | OPTIMAL | OPTIMAL CABLE SERVICES PTY LTD | D4LCLC15M-C2 | PURCHASE AS REQUIRED
000024314 | PATCH LEAD,FIBRE OPTIC | OPTICAL FIBRE PATCH CABLE D4STLC15M-C2 ST-LC DUPLEX OM4 15 METRE | OPTIMAL | OPTIMAL CABLE SERVICES PTY LTD | D4STLC15M-C2 | PURCHASE AS REQUIRED
000024315 | PATCH LEAD,FIBRE OPTIC | OPTICAL FIBRE PATCH CABLE D4LCLC20M-C2 LC-LC DUPLEX OM4 20 METRE | OPTIMAL | OPTIMAL CABLE SERVICES PTY LTD | D4LCLC20M-C2 | PURCHASE AS REQUIRED
000024316 | PATCH LEAD,FIBRE OPTIC | OPTICAL FIBRE PATCH CABLE D4STLC20M-C2 ST-LC DUPLEX OM4 20 METRE | OPTIMAL | OPTIMAL CABLE SERVICES PTY LTD | D4STLC20M-C2 | PURCHASE AS REQUIRED
000024317 | PATCH LEAD,FIBRE OPTIC | OPTICAL FIBRE PATCH CABLE D4LCLC25M-C2 LC-LC DUPLEX OM4 25 METRE | OPTIMAL | OPTIMAL CABLE SERVICES PTY LTD | D4LCLC25M-C2 | PURCHASE AS REQUIRED
000024318 | PATCH LEAD,FIBRE OPTIC | OPTICAL FIBRE PATCH CABLE D4STLC25M-C2 ST-LC DUPLEX OM4 25 METRE | OPTIMAL | OPTIMAL CABLE SERVICES PTY LTD | D4STLC25M-C2 | PURCHASE AS REQUIRED
000024319 | PATCH LEAD,FIBRE OPTIC | OPTICAL FIBRE PATCH CABLE D4LCLC30M-C2 LC-LC DUPLEX OM4 30 METRE | OPTIMAL | OPTIMAL CABLE SERVICES PTY LTD | D4LCLC30M-C2 | PURCHASE AS REQUIRED
000024320 | PATCH LEAD,FIBRE OPTIC | OPTICAL FIBRE PATCH CABLE D4STLC30M-C2 ST-LC DUPLEX OM4 30 METRE | OPTIMAL | OPTIMAL CABLE SERVICES PTY LTD | D4STLC30M-C2 | PURCHASE AS REQUIRED
000024321 | PATCH LEAD,FIBRE OPTIC | OPTICAL FIBRE PATCH CABLE D4LCLC35M-C2 LC-LC DUPLEX OM4 35 METRE | OPTIMAL | OPTIMAL CABLE SERVICES PTY LTD | D4LCLC35M-C2 | PURCHASE AS REQUIRED
000024322 | PATCH LEAD,FIBRE OPTIC | OPTICAL FIBRE PATCH CABLE D4STLC35M-C2 ST-LC DUPLEX OM4 35 METRE | OPTIMAL | OPTIMAL CABLE SERVICES PTY LTD | D4STLC35M-C2 | PURCHASE AS REQUIRED
000024284 | ENCLOSURE,DATA LOGGER | SMARTNET MESH END POINT; END POINT LOGGER; USED WITH SMARTNET MESH GATEWAY AND REPEATERS | RFTECH | RF TECHNOLOGIES | SMARTNET MESH END POINT | CURRENT
000024284 | ENCLOSURE,DATA LOGGER | SMARTNET MESH END POINT; END POINT LOGGER; USED WITH SMARTNET MESH GATEWAY AND REPEATERS | PACDATA | PACIFIC DATA SYSTEMS QLD | SMARTNET MESH END POINT | CURRENT
000024284 | ENCLOSURE,DATA LOGGER | SMARTNET MESH END POINT; END POINT LOGGER; USED WITH SMARTNET MESH GATEWAY AND REPEATERS | EAQ | ELECTRONICS ASSEMBLY QUEENSLAND PTY LTD | SMARTNET MESH END POINT | CURRENT
000024299 | BRACKET,MOUNTING | CABLE SUPPORT; FLOOR MOUNTED; T BRACKET; 400MM HIGH;400MM L CHANNEL; SUITS CABLE SIZES UP TO 1600SQ MM; REFER DRAWING UT1239-A3; | MAXFAB | MAXWORHTY FABRICATION (QLD) PL | UT1239-A3-1-B | CURRENT
000024285 | PROCESSOR,GATEWAY | SMARTNET MESH GATEWAY;RADIO RECEIVER; CONCENTRATOR; INCLUDES MODEM AND ANNTENNA | RFTECH | RF TECHNOLOGIES | SMARTNET MESH GATEWAY | CURRENT
000024285 | PROCESSOR,GATEWAY | SMARTNET MESH GATEWAY;RADIO RECEIVER; CONCENTRATOR; INCLUDES MODEM AND ANNTENNA | PACDATA | PACIFIC DATA SYSTEMS QLD | SMARTNET MESH GATEWAY | CURRENT
000024285 | PROCESSOR,GATEWAY | SMARTNET MESH GATEWAY;RADIO RECEIVER; CONCENTRATOR; INCLUDES MODEM AND ANNTENNA | EAQ | ELECTRONICS ASSEMBLY QUEENSLAND PTY LTD | SMARTNET MESH GATEWAY | CURRENT
000024288 | BREATHER | MTraB DB200-T, Dehydrating Breather, Self Regenerative, for Transformer Main Tank > 40MVA | REINHAUS | REINHAUSEN (AUST) PL | DB200-T | PURCHASE AS REQUIRED
000024289 | BRACKET,MOUNTING | 1000MM CABLE SUPPORT ARM; 33 & 11kV VARIABLE FLOOR CLEAT CABLE SUPPORT; ARM ONLY; | ENI | ENI INDUSTRIES PL | UT1189-A2-1-B | CURRENT
000024621 | ACCESSORIES,FIBRE OPTIC | Fibre Channel; 6 Foot lg 100x100 (1.8m); mm Fibre Ducting - Yellow; Panduit; | HAYMAN | HAYMANS INDUSTRIES PTY LTD | FR4X4YL-01 | PURCHASE AS REQUIRED
000024621 | ACCESSORIES,FIBRE OPTIC | Fibre Channel; 6 Foot lg 100x100 (1.8m); mm Fibre Ducting - Yellow; Panduit; | RFTECH | RF TECHNOLOGIES | FR4X4YL - 01 | PURCHASE AS REQUIRED
000024622 | ACCESSORIES,FIBRE OPTIC | Fibre Channel; Coupler; 100 x 100 mm; Panduit; | HAYMANS | HAYMANS ELECTRICAL | FRBC4X4LYL | PURCHASE AS REQUIRED
000024622 | ACCESSORIES,FIBRE OPTIC | Fibre Channel; Coupler; 100 x 100 mm; Panduit; | RFTECH | RF TECHNOLOGIES | FRBC4X4YL | PURCHASE AS REQUIRED
000024623 | ACCESSORIES,FIBRE OPTIC | End Cap;; 100 x 100 mm Fibre Channel; Panduit; | HAYMAN | HAYMANS INDUSTRIES PTY LTD | FREC4X4YL | PURCHASE AS REQUIRED
000024623 | ACCESSORIES,FIBRE OPTIC | End Cap;; 100 x 100 mm Fibre Channel; Panduit; | RFTECH | RF TECHNOLOGIES | FREC4X4YL | PURCHASE AS REQUIRED
000024624 | ACCESSORIES,FIBRE OPTIC | 90 DEGREE HORIZONTAL SWEEP; 100 X100 MM HORIZONTAL 90 DEGREE SWEEP ; FRRA4X4YL;PANDUIT; | HAYMAN | HAYMANS INDUSTRIES PTY LTD | FRRA4X4YL | PURCHASE AS REQUIRED
000024624 | ACCESSORIES,FIBRE OPTIC | 90 DEGREE HORIZONTAL SWEEP; 100 X100 MM HORIZONTAL 90 DEGREE SWEEP ; FRRA4X4YL;PANDUIT; | RFTECH | RF TECHNOLOGIES | FRRA4X4YL | PURCHASE AS REQUIRED
000024625 | ACCESSORIES,FIBRE OPTIC | 45 DEGREE VERTICAL INSIDE BEND; 100 X 10 MM; VERTICAL INSIDE 45 DEGREE BEND; FRIV454X4YL;PANDUIT; | RFTECH | RF TECHNOLOGIES | FRIV454X4YL | PURCHASE AS REQUIRED
000024626 | ACCESSORIES,FIBRE OPTIC | 45 DEGREE VERTICAL OUTSIDE BEND; 100 X 100 MM VERTICAL OUTSIDE 45 DEGREE BEND;FROV454X4YL;PANDUIT; | HAYMAN | HAYMANS INDUSTRIES PTY LTD | FROV454X4YL | PURCHASE AS REQUIRED
000024626 | ACCESSORIES,FIBRE OPTIC | 45 DEGREE VERTICAL OUTSIDE BEND; 100 X 100 MM VERTICAL OUTSIDE 45 DEGREE BEND;FROV454X4YL;PANDUIT; | RFTECH | RF TECHNOLOGIES | FROV454X4YL | PURCHASE AS REQUIRED
000024627 | ACCESSORIES,FIBRE OPTIC | TEE FITTING; 100 X 100MM HORIZONTAL 3 WAY T PIECE;FRT4X4YL;PANDUIT; | HAYMAN | HAYMANS INDUSTRIES PTY LTD | FRT4X4YL | PURCHASE AS REQUIRED
000024627 | ACCESSORIES,FIBRE OPTIC | TEE FITTING; 100 X 100MM HORIZONTAL 3 WAY T PIECE;FRT4X4YL;PANDUIT; | RFTECH | RF TECHNOLOGIES | FRT4X4YL | PURCHASE AS REQUIRED
000024628 | ACCESSORIES,FIBRE OPTIC | FOUR WAY CROSS FITTING; 100 X 100MM 4 WAY HORIZONTAL INTERSECTION; FRFWC4X4YL;PANDUIT; | RFTECH | RF TECHNOLOGIES | FRFWC4X4YL | PURCHASE AS REQUIRED
000024629 | ACCESSORIES,FIBRE OPTIC | VERTICAL TEE; 100 X 100MM VERTICAL T-PIECE;FRVT4X4YL;PANDUIT; | HAYMAN | HAYMANS INDUSTRIES PTY LTD | FRVT4X4YL | PURCHASE AS REQUIRED
000024629 | ACCESSORIES,FIBRE OPTIC | VERTICAL TEE; 100 X 100MM VERTICAL T-PIECE;FRVT4X4YL;PANDUIT; | RFTECH | RF TECHNOLOGIES | FRVT4X4YL | PURCHASE AS REQUIRED
000024630 | ACCESSORIES,FIBRE OPTIC | 2 PORT SPILLOUT; 2 PORT SPILLOUT FROM VERTICAL T-PIECE TO CORRUGATED CONDUIT;FIDT4X4BL;PANDUIT; | HAYMAN | HAYMANS INDUSTRIES PTY LTD | FIDT4X4BL | PURCHASE AS REQUIRED
000024630 | ACCESSORIES,FIBRE OPTIC | 2 PORT SPILLOUT; 2 PORT SPILLOUT FROM VERTICAL T-PIECE TO CORRUGATED CONDUIT;FIDT4X4BL;PANDUIT; | RFTECH | RF TECHNOLOGIES | FIDT4X4BL | PURCHASE AS REQUIRED
000024631 | ACCESSORIES,FIBRE OPTIC | 1 PORT SPILLOUT; 1 PORT SPILLOUT SIDE MOUNTING TO CORRUGATED CONDUIT; FR1.5IDEYL;PANDUIT; | HAYMAN | HAYMANS INDUSTRIES PTY LTD | FR1.5IDEYL | PURCHASE AS REQUIRED
000024631 | ACCESSORIES,FIBRE OPTIC | 1 PORT SPILLOUT; 1 PORT SPILLOUT SIDE MOUNTING TO CORRUGATED CONDUIT; FR1.5IDEYL;PANDUIT; | RFTECH | RF TECHNOLOGIES | FR1.5IDEYL | PURCHASE AS REQUIRED
000024632 | ACCESSORIES,FIBRE OPTIC | CORRUGATED TUBE; 38 MM CORRUGATED CONDUIT - YELLOW;CLT150F-X4; PANDUIT; | HAYMAN | HAYMANS INDUSTRIES PTY LTD | CLT150F-X4 | PURCHASE AS REQUIRED
000024632 | ACCESSORIES,FIBRE OPTIC | CORRUGATED TUBE; 38 MM CORRUGATED CONDUIT - YELLOW;CLT150F-X4; PANDUIT; | RFTECH | RF TECHNOLOGIES | CLT150F-X4 | PURCHASE AS REQUIRED
000024633 | ACCESSORIES,FIBRE OPTIC | ADJUSTABLE CABLE LADDER BRACKET; FR6ALB;PANDUIT; | HAYMAN | HAYMANS INDUSTRIES PTY LTD | FR6ALB | PURCHASE AS REQUIRED
000024633 | ACCESSORIES,FIBRE OPTIC | ADJUSTABLE CABLE LADDER BRACKET; FR6ALB;PANDUIT; | RFTECH | RF TECHNOLOGIES | FR6ALB | PURCHASE AS REQUIRED
000024634 | CABLE,CONTROL,ELECTRICAL | Control, 450/750V; 12C,1.5mm2, Unbunched PVC/PVC, Black Sheath, Metre Marked, Numbered Active Cores, 250m Drum, Drum Weight 148kg, AS5000.3 | MIDLANDS | MIDLAND METALS | MMO-12X1.5 CU PVC PVC UG | CURRENT
000024634 | CABLE,CONTROL,ELECTRICAL | Control, 450/750V; 12C,1.5mm2, Unbunched PVC/PVC, Black Sheath, Metre Marked, Numbered Active Cores, 250m Drum, Drum Weight 148kg, AS5000.3 | BAMBACH | BAMBACH WIRES & CABLES PTY LTD | T-ENQ 222 | CURRENT
000024634 | CABLE,CONTROL,ELECTRICAL | Control, 450/750V; 12C,1.5mm2, Unbunched PVC/PVC, Black Sheath, Metre Marked, Numbered Active Cores, 250m Drum, Drum Weight 148kg, AS5000.3 | MIDLANDS | MIDLAND METALS | MMO-12X1.5+ECUPVCPVCUG | CURRENT
000024634 | CABLE,CONTROL,ELECTRICAL | Control, 450/750V; 12C,1.5mm2, Unbunched PVC/PVC, Black Sheath, Metre Marked, Numbered Active Cores, 250m Drum, Drum Weight 148kg, AS5000.3 | NANELECT | NAN ELECTRICAL CABLE AUSTRALIA PL | 12E915CLVCCEX | CURRENT
000024634 | CABLE,CONTROL,ELECTRICAL | Control, 450/750V; 12C,1.5mm2, Unbunched PVC/PVC, Black Sheath, Metre Marked, Numbered Active Cores, 250m Drum, Drum Weight 148kg, AS5000.3 | OLEX | OLEX AUSTRALIA PTY LTD | BPAP05RP012 | CURRENT
000024635 | CABLE,CONTROL,ELECTRICAL | Control, 450/750V; 6C, 4mm2, Stranded, PVC/PVC, Black Sheath, Metre Marked, Numbered Active Cores, 250m Drum, Drum Weight 129kg, AS5000.3 | MIDLANDS | MIDLAND METALS | MMO-6X4 CU PVC PVC UG | PURCHASE AS REQUIRED
000024635 | CABLE,CONTROL,ELECTRICAL | Control, 450/750V; 6C, 4mm2, Stranded, PVC/PVC, Black Sheath, Metre Marked, Numbered Active Cores, 250m Drum, Drum Weight 129kg, AS5000.3 | BAMBACH | BAMBACH WIRES & CABLES PTY LTD | T-ENQ 229 | PURCHASE AS REQUIRED
000024635 | CABLE,CONTROL,ELECTRICAL | Control, 450/750V; 6C, 4mm2, Stranded, PVC/PVC, Black Sheath, Metre Marked, Numbered Active Cores, 250m Drum, Drum Weight 129kg, AS5000.3 | NANELECT | NAN ELECTRICAL CABLE AUSTRALIA PL | 6CE004CLVCCEX | PURCHASE AS REQUIRED
000024635 | CABLE,CONTROL,ELECTRICAL | Control, 450/750V; 6C, 4mm2, Stranded, PVC/PVC, Black Sheath, Metre Marked, Numbered Active Cores, 250m Drum, Drum Weight 129kg, AS5000.3 | OLEX | OLEX AUSTRALIA PTY LTD | BPAP09RP006 | PURCHASE AS REQUIRED
000024636 | CABLE,CONTROL,ELECTRICAL | Control, 450/750V; 2C, 4mm2, Stranded, PVC/PVC, Black Sheath, Metre Marked, Numbered Active Cores, 250m Drum, Drum Weight 74kg, AS5000.3 | MIDLANDS | MIDLAND METALS | MMO-2X4 CU PVC PVC UG | PURCHASE AS REQUIRED
000024636 | CABLE,CONTROL,ELECTRICAL | Control, 450/750V; 2C, 4mm2, Stranded, PVC/PVC, Black Sheath, Metre Marked, Numbered Active Cores, 250m Drum, Drum Weight 74kg, AS5000.3 | BAMBACH | BAMBACH WIRES & CABLES PTY LTD | T-ENQ 227 | PURCHASE AS REQUIRED
000024636 | CABLE,CONTROL,ELECTRICAL | Control, 450/750V; 2C, 4mm2, Stranded, PVC/PVC, Black Sheath, Metre Marked, Numbered Active Cores, 250m Drum, Drum Weight 74kg, AS5000.3 | MIDLANDS | MIDLAND METALS | MMO-2 X 4 +E CU PVC PVC UG | PURCHASE AS REQUIRED
000024636 | CABLE,CONTROL,ELECTRICAL | Control, 450/750V; 2C, 4mm2, Stranded, PVC/PVC, Black Sheath, Metre Marked, Numbered Active Cores, 250m Drum, Drum Weight 74kg, AS5000.3 | NANELECT | NAN ELECTRICAL CABLE AUSTRALIA PL | 2CE004CLVCCEX | PURCHASE AS REQUIRED
000024636 | CABLE,CONTROL,ELECTRICAL | Control, 450/750V; 2C, 4mm2, Stranded, PVC/PVC, Black Sheath, Metre Marked, Numbered Active Cores, 250m Drum, Drum Weight 74kg, AS5000.3 | OLEX | OLEX AUSTRALIA PTY LTD | DAHP09RP002 | PURCHASE AS REQUIRED
000024637 | CABLE,CONTROL,ELECTRICAL | Control, 450/750V; 4C, 4mm2, Stranded, PVC/PVC, Black Sheath, Metre Marked, Numbered Active Cores, 250m Drum, Drum Weight 104kg, AS5000.3 | MIDLANDS | MIDLAND METALS | MMO-4X4 CU PVC PVC UG | CURRENT
000024637 | CABLE,CONTROL,ELECTRICAL | Control, 450/750V; 4C, 4mm2, Stranded, PVC/PVC, Black Sheath, Metre Marked, Numbered Active Cores, 250m Drum, Drum Weight 104kg, AS5000.3 | BAMBACH | BAMBACH WIRES & CABLES PTY LTD | T-ENQ 228 | CURRENT
000024637 | CABLE,CONTROL,ELECTRICAL | Control, 450/750V; 4C, 4mm2, Stranded, PVC/PVC, Black Sheath, Metre Marked, Numbered Active Cores, 250m Drum, Drum Weight 104kg, AS5000.3 | MIDLANDS | MIDLAND METALS | MMO-4X4+EPVCPVCUG | CURRENT
000024637 | CABLE,CONTROL,ELECTRICAL | Control, 450/750V; 4C, 4mm2, Stranded, PVC/PVC, Black Sheath, Metre Marked, Numbered Active Cores, 250m Drum, Drum Weight 104kg, AS5000.3 | NANELECT | NAN ELECTRICAL CABLE AUSTRALIA PL | 4CE004CLVCCEX | CURRENT
000024637 | CABLE,CONTROL,ELECTRICAL | Control, 450/750V; 4C, 4mm2, Stranded, PVC/PVC, Black Sheath, Metre Marked, Numbered Active Cores, 250m Drum, Drum Weight 104kg, AS5000.3 | OLEX | OLEX AUSTRALIA PTY LTD | HAHP09RP004 | CURRENT
000024638 | CABLE,CONTROL,ELECTRICAL | Control, 450/750V; 8C, 4mm2, Stranded, PVC/PVC, Black Sheath, Metre Marked, Numbered Active Cores, 250m Drum, Drum Weight 164kg, AS5000.3 | MIDLANDS | MIDLAND METALS | MMO-8X4 CU PVC PVC UG | PURCHASE AS REQUIRED
000024638 | CABLE,CONTROL,ELECTRICAL | Control, 450/750V; 8C, 4mm2, Stranded, PVC/PVC, Black Sheath, Metre Marked, Numbered Active Cores, 250m Drum, Drum Weight 164kg, AS5000.3 | BAMBACH | BAMBACH WIRES & CABLES PTY LTD | T-ENQ 230 | PURCHASE AS REQUIRED
000024638 | CABLE,CONTROL,ELECTRICAL | Control, 450/750V; 8C, 4mm2, Stranded, PVC/PVC, Black Sheath, Metre Marked, Numbered Active Cores, 250m Drum, Drum Weight 164kg, AS5000.3 | MMMETALS | MM METALS | MMO-8X4 CU PVC PVC UG | PURCHASE AS REQUIRED
000024638 | CABLE,CONTROL,ELECTRICAL | Control, 450/750V; 8C, 4mm2, Stranded, PVC/PVC, Black Sheath, Metre Marked, Numbered Active Cores, 250m Drum, Drum Weight 164kg, AS5000.3 | NANELECT | NAN ELECTRICAL CABLE AUSTRALIA PL | 8CE004CLVCCEX | PURCHASE AS REQUIRED
000024638 | CABLE,CONTROL,ELECTRICAL | Control, 450/750V; 8C, 4mm2, Stranded, PVC/PVC, Black Sheath, Metre Marked, Numbered Active Cores, 250m Drum, Drum Weight 164kg, AS5000.3 | OLEX | OLEX AUSTRALIA PTY LTD | BPAP09RP008 | PURCHASE AS REQUIRED
000024639 | CABLE,CONTROL,ELECTRICAL | Control, 450/750V; 12C, 4mm2, Stranded, PVC/PVC, Black Sheath, Metre Marked, Numbered Active Cores, 250m Drum, Drum Weight 224kg, AS5000.3 | BAMBACH | BAMBACH WIRES & CABLES PTY LTD | T-ENQ 231 | CURRENT
000024639 | CABLE,CONTROL,ELECTRICAL | Control, 450/750V; 12C, 4mm2, Stranded, PVC/PVC, Black Sheath, Metre Marked, Numbered Active Cores, 250m Drum, Drum Weight 224kg, AS5000.3 | MIDLANDS | MIDLAND METALS | MMO-12X4 CU PVC PVC UG | CURRENT
000024639 | CABLE,CONTROL,ELECTRICAL | Control, 450/750V; 12C, 4mm2, Stranded, PVC/PVC, Black Sheath, Metre Marked, Numbered Active Cores, 250m Drum, Drum Weight 224kg, AS5000.3 | NANELECT | NAN ELECTRICAL CABLE AUSTRALIA PL | 12E004CLVCCEX | CURRENT
000024639 | CABLE,CONTROL,ELECTRICAL | Control, 450/750V; 12C, 4mm2, Stranded, PVC/PVC, Black Sheath, Metre Marked, Numbered Active Cores, 250m Drum, Drum Weight 224kg, AS5000.3 | OLEX | OLEX AUSTRALIA PTY LTD | BPAP09RP012 | CURRENT
000024323 | TRANSFORMER,CURRENT | SINGLE PHASE;POST TYPE;OUTDOOR; 4 CORES; 2x 1200/600/400/5 A;10 VA 5P20 @ 400/5 A 2x 2000/1600/1000/800/5 A; 0.2PX180R0.4 @;800/5A; | ABB | ABB FAN PTY LTD | RITZ GIF 36-68 | PURCHASE AS REQUIRED
000024327 | SWITCH FUSE GEAR | ABB SAFE+ AFLR -VV-; REAR TOP OR FRONT BOTTOM CABLE ENTRY; 2 X 630A TRANSFORME CBS; FOR USE IN CBD MESH SUBS; 696X925X2486H; 430KG; EXT BOTH SIDES | ABB | ABB FAN PTY LTD | 510102 | PURCHASE AS REQUIRED
000024326 | CABLE,CONTROL,ELECTRICAL | Control, 450/750V; 7C, 4mm2, Stranded, PVC/PVC, Black Sheath, Metre Marked, Numbered Active Cores, 100m Drum, AS5000.3 | MIDLANDS | MIDLAND METALS | MMO-7X4 CU PVC PVC UG | CURRENT
000024326 | CABLE,CONTROL,ELECTRICAL | Control, 450/750V; 7C, 4mm2, Stranded, PVC/PVC, Black Sheath, Metre Marked, Numbered Active Cores, 100m Drum, AS5000.3 | BAMBACH | BAMBACH WIRES & CABLES PTY LTD | T-ENQ 243 | CURRENT
000024326 | CABLE,CONTROL,ELECTRICAL | Control, 450/750V; 7C, 4mm2, Stranded, PVC/PVC, Black Sheath, Metre Marked, Numbered Active Cores, 100m Drum, AS5000.3 | MIDLANDS | MIDLAND METALS | MM0-7X4+ECUPVCPVCUG | CURRENT
000024326 | CABLE,CONTROL,ELECTRICAL | Control, 450/750V; 7C, 4mm2, Stranded, PVC/PVC, Black Sheath, Metre Marked, Numbered Active Cores, 100m Drum, AS5000.3 | OLEX | OLEX AUSTRALIA PTY LTD | BPAP09SU007 | CURRENT
000024325 | CABLE,CONTROL,ELECTRICAL | Control, 450/750V; 7C, 2.5mm2, Stranded, PVC/PVC, Black Sheath, Metre Marked, Numbered Active Cores, 100m Drum, AS5000.3 | MIDLANDS | MIDLAND METALS | MMO-7X2.5 CU PVC PVC UG | CURRENT
000024325 | CABLE,CONTROL,ELECTRICAL | Control, 450/750V; 7C, 2.5mm2, Stranded, PVC/PVC, Black Sheath, Metre Marked, Numbered Active Cores, 100m Drum, AS5000.3 | BAMBACH | BAMBACH WIRES & CABLES PTY LTD | T-ENQ 242 | CURRENT
000024325 | CABLE,CONTROL,ELECTRICAL | Control, 450/750V; 7C, 2.5mm2, Stranded, PVC/PVC, Black Sheath, Metre Marked, Numbered Active Cores, 100m Drum, AS5000.3 | MIDLANDS | MIDLAND METALS | MMO-7X2.5+ECUPVCPVCUG | CURRENT
000024325 | CABLE,CONTROL,ELECTRICAL | Control, 450/750V; 7C, 2.5mm2, Stranded, PVC/PVC, Black Sheath, Metre Marked, Numbered Active Cores, 100m Drum, AS5000.3 | OLEX | OLEX AUSTRALIA PTY LTD | BPAP07SU007 | CURRENT
000024220 | CONVERTER | NETWORK MEDIA CONVERTER; 100BASE-FX TO 100BASE-TX; HIGH ELECTROMAGNETIC IMMUNITY;UNMANAGED 88-300VDC SUPPLY | SIEMENS | SIEMENS LTD | RMC-HI-TXFXMMLC-XX | CURRENT
000024328 | EARTHING EQUIPMENT | PORTABLE EARTH H-FRAME; 3M X 6M PHASE CLEAR CABLES W/BAYONETCLAMPS; 1X20M EARTH CLEAR CABLE;17.5KA/0.5S OUTDOOR /14.0KA/0.5S INDOOR MAX CURRENT FAULT | PENTA | PENTA AUST (TMAC THEW & MCCANN/HYLEC) | PA11530 | PURCHASE AS REQUIRED
000024328 | EARTHING EQUIPMENT | PORTABLE EARTH H-FRAME; 3M X 6M PHASE CLEAR CABLES W/BAYONETCLAMPS; 1X20M EARTH CLEAR CABLE;17.5KA/0.5S OUTDOOR /14.0KA/0.5S INDOOR MAX CURRENT FAULT | THEWMCAN | TMAC THEW & MCCANN GROUP | TM11530 | PURCHASE AS REQUIRED
000024328 | EARTHING EQUIPMENT | PORTABLE EARTH H-FRAME; 3M X 6M PHASE CLEAR CABLES W/BAYONETCLAMPS; 1X20M EARTH CLEAR CABLE;17.5KA/0.5S OUTDOOR /14.0KA/0.5S INDOOR MAX CURRENT FAULT | THEWMCAN | TMAC THEW & MCCANN GROUP | 24328 | PURCHASE AS REQUIRED
000024090 | CROSSARM,COMPOSITE | COMPOSITE;2700 MM LG;125 MM X 125 MM; DISTRIBUTION;11SU CONSTR;DRILLED; U/O ENERGEX CONSTRUCTION; CROSS-SECTION DIMENSIONS: | WAGNERS | WAGNERS PTY LTD TOOWOOMBA QLD | EC003-00048 | CURRENT
000024090 | CROSSARM,COMPOSITE | COMPOSITE;2700 MM LG;125 MM X 125 MM; DISTRIBUTION;11SU CONSTR;DRILLED; U/O ENERGEX CONSTRUCTION; CROSS-SECTION DIMENSIONS: | WAGNERS | WAGNERS PTY LTD TOOWOOMBA QLD | ENB04821 | CURRENT
000024091 | CROSSARM,COMPOSITE | Fibre, Predrilled, 2700mm Lg Nom, 125 x 125mm 11kV Suspension, Energex 11SUA 11SUAH, 33P | WAGNERS | WAGNERS PTY LTD TOOWOOMBA QLD | EC003-00050 | CURRENT
000024091 | CROSSARM,COMPOSITE | Fibre, Predrilled, 2700mm Lg Nom, 125 x 125mm 11kV Suspension, Energex 11SUA 11SUAH, 33P | WAGNERS | WAGNERS PTY LTD TOOWOOMBA QLD | ENB05021 | CURRENT
000024092 | CROSSARM,COMPOSITE | COMPOSITE;3600 MM LG;125 MM X 125 MM; DISTRIBUTION;33PO CONSTR;DRILLED; U/O ENERGEX CONSTRUCTION; CROSS-SECTION DIMENSIONS: | WAGNERS | WAGNERS PTY LTD TOOWOOMBA QLD | EC003-00046 | CURRENT
000024092 | CROSSARM,COMPOSITE | COMPOSITE;3600 MM LG;125 MM X 125 MM; DISTRIBUTION;33PO CONSTR;DRILLED; U/O ENERGEX CONSTRUCTION; CROSS-SECTION DIMENSIONS: | WAGNERS | WAGNERS PTY LTD TOOWOOMBA QLD | ENB04658 | CURRENT
000024093 | CROSSARM,COMPOSITE | COMPOSITE;3600 MM LG;125 MM X 125 MM; DISTRIBUTION;33SU CONSTR;DRILLED; U/O ENERGEX CONSTRUCTION; CROSS-SECTION DIMENSIONS: | WAGNERS | WAGNERS PTY LTD TOOWOOMBA QLD | EC003-00043 | CURRENT
000024093 | CROSSARM,COMPOSITE | COMPOSITE;3600 MM LG;125 MM X 125 MM; DISTRIBUTION;33SU CONSTR;DRILLED; U/O ENERGEX CONSTRUCTION; CROSS-SECTION DIMENSIONS: | WAGNERS | WAGNERS PTY LTD TOOWOOMBA QLD | ENB04358 | CURRENT
000024094 | CROSSARM,COMPOSITE | Fibre, Predrilled, 3600mm Lg Nom, 125 x 125mm 22/33kV Suspension, Energex 33SUA | WAGNERS | WAGNERS PTY LTD TOOWOOMBA QLD | EC003-00044 | CURRENT
000024094 | CROSSARM,COMPOSITE | Fibre, Predrilled, 3600mm Lg Nom, 125 x 125mm 22/33kV Suspension, Energex 33SUA | WAGNERS | WAGNERS PTY LTD TOOWOOMBA QLD | ENB04458 | CURRENT
000024095 | CROSSARM,COMPOSITE | COMPOSITE;3600 MM LG;125 MM X 125 MM; DISTRIBUTION;33SUAH CONSTR;DRILLED; U/O ENERGEX CONSTRUCTION; CROSS-SECTION DIMENSIONS: | WAGNERS | WAGNERS PTY LTD TOOWOOMBA QLD | EC003-00045 | CURRENT
000024095 | CROSSARM,COMPOSITE | COMPOSITE;3600 MM LG;125 MM X 125 MM; DISTRIBUTION;33SUAH CONSTR;DRILLED; U/O ENERGEX CONSTRUCTION; CROSS-SECTION DIMENSIONS: | WAGNERS | WAGNERS PTY LTD TOOWOOMBA QLD | ENB04558 | CURRENT
000024096 | CROSSARM,COMPOSITE | Predrilled, 2700mm Lg, 125 x 125mm, Distribution, Wishbone Top Arm, u/o Energex Construction, Cross-Section Dimensions | WAGNERS | WAGNERS PTY LTD TOOWOOMBA QLD | EC003-00042 | CURRENT
000024096 | CROSSARM,COMPOSITE | Predrilled, 2700mm Lg, 125 x 125mm, Distribution, Wishbone Top Arm, u/o Energex Construction, Cross-Section Dimensions | WAGNERS | WAGNERS PTY LTD TOOWOOMBA QLD | ENB04221 | CURRENT
000024097 | CROSSARM,COMPOSITE | Predrilled, 2700mm Lg, 125 x 125mm, Distribution, Wishbone Bottom Arm, u/o Energex Construction, Cross-Section Dimensions | WAGNERS | WAGNERS PTY LTD TOOWOOMBA QLD | EC003-00041 | CURRENT
000024097 | CROSSARM,COMPOSITE | Predrilled, 2700mm Lg, 125 x 125mm, Distribution, Wishbone Bottom Arm, u/o Energex Construction, Cross-Section Dimensions | WAGNERS | WAGNERS PTY LTD TOOWOOMBA QLD | ENB04121 | CURRENT
000024098 | BRACKET,MOUNTING | L-Shape Stabilising Bracket, Galv Steel, 150mm Lg, 50mm W, 163mm H, 6mm Thk | SEWELFRG | GREG SEWELL FORGINGS PTY LTD | M05796 | CURRENT
000024278 | CABLE,FIBRE OPTIC | 8 FIBRE MULTIMODE 50U/125/UM; OM4; OVERHEAD; ADSS LOOSE TUBE CABLE; NOM 12.8MM OD; 150M SPAN; SACRIFICIAL OUTER SHEATH; DRUM SIZE 2000M; | OPTIMAL | OPTIMAL CABLE SERVICES PTY LTD | EPM655LA008BK | PURCHASE AS REQUIRED
000024645 | HOLDER, ROD | Hand held Mini Rodding Equipment; Spring coiled Polyester Rod x 30m; Housed in 3/4 round PVC holder; Non Conductive | CBLAYING | CABLE LAYING PRODUCTS -027250 | MRH-P802163 | PURCHASE AS REQUIRED
000024644 | SUN SHIELD | ALUMINIUM SUN SHIELDS; RETROFIT KIT FOR SUN SHIELDS TO USE WITH SECURITY PANEL SC21872 IN SUBSTATION SWITCHYARDS | NHP | NHP ELECTRICAL ENGINEERING | EGXALISUNKIT | PURCHASE AS REQUIRED
000024329 | ROAD BASE | MIN GRADE CBR15;BULK 1 TONNE BAG; 4 LOOP SINGLE TRIP BAG; TO AS3668-1989 AND OR ISO21898;SAFTEY FACTOR 5:1; MIN SWL 1000KG; TO BE LIFTED FROM CENTRE | BORAL | BORAL | 2.5 CBR15 | CURRENT
000024329 | ROAD BASE | MIN GRADE CBR15;BULK 1 TONNE BAG; 4 LOOP SINGLE TRIP BAG; TO AS3668-1989 AND OR ISO21898;SAFTEY FACTOR 5:1; MIN SWL 1000KG; TO BE LIFTED FROM CENTRE | BUNINGS | BUNNINGS HARDWARE | ROAD BASE | CURRENT
000024329 | ROAD BASE | MIN GRADE CBR15;BULK 1 TONNE BAG; 4 LOOP SINGLE TRIP BAG; TO AS3668-1989 AND OR ISO21898;SAFTEY FACTOR 5:1; MIN SWL 1000KG; TO BE LIFTED FROM CENTRE | NUTCRUSH | NUTCRUSH PL - 71558 | TYPE 2.1 ""C"" GRADING - 20MM | CURRENT
000024329 | ROAD BASE | MIN GRADE CBR15;BULK 1 TONNE BAG; 4 LOOP SINGLE TRIP BAG; TO AS3668-1989 AND OR ISO21898;SAFTEY FACTOR 5:1; MIN SWL 1000KG; TO BE LIFTED FROM CENTRE | LAKELAND | LAKELAND SANDS PTY LED - 006127 | CBR15 | CURRENT
000024646 | RELAY,TIME | ABB;RXKL 1 - 1MRK000066-AB; 24-250 V DC/24-240 V AC ;20MS-99HR | ABB | ABB FAN PTY LTD | RXKL 1 - 1MRK000066-AB | CURRENT
000024640 | TRANSFORMER,DISTRIBUTION | 11 KV;315 KVA;PADMOUNT (SQUARE STYLE);HV IAC-AB;HV HAZ LV BSH;MINERAL OIL INSULAT ONAN;DYN 11;3CR12 CUBICLE;7 TAP POSN;C/W ABB SAFELINK2 C-F-C(CFI) NON-EXT HV RMU | ABB | ABB FAN PTY LTD | 315KVA | PURCHASE AS REQUIRED
000024641 | TRANSFORMER,DISTRIBUTION | 11 KV;500 KVA;PADMOUNT (SQUARE STYLE); IAC-AB;HV HAZ LV BSH;MINERAL OIL INSULAT ONAN;DYN 11;3CR12 CUBICLE;7 TAP POSN;C/W SAFELINK2 C-F-C(CFI) NON-EXT HV RMU | ABB | ABB FAN PTY LTD | 500KVA | PURCHASE AS REQUIRED
000024643 | TRANSFORMER,DISTRIBUTION | 11 KV;1000 KVA;PADMOUNT (SQUARE STYLE) IAC-AB;HV HAZ LV BSH;MINERAL OIL INSULA ONAN;DYN 11;3CR12 CUBICLE; 7 TAP POSN C\W SAFELINK2 C-F-C(CFI) NON-EXT HV | ABB | ABB FAN PTY LTD | 1000 KVA | PURCHASE AS REQUIRED
000024679 | SOCKET,SOCKET WRENCH | Impact, Female, 13mm, 1/2" Drive, Long Shank | MILWAUKE | MILWAUKEE POWER TOOLS | 49666274 | CURRENT
000024679 | SOCKET,SOCKET WRENCH | Impact, Female, 13mm, 1/2" Drive, Long Shank | C&LTOOL | CALTCO T/A C&L TOOL CENTRE | MILWA49666274 | CURRENT
000024679 | SOCKET,SOCKET WRENCH | Impact, Female, 13mm, 1/2" Drive, Long Shank | BLKWOOD | J BLACKWOOD & SON LTD | 1247256 | CURRENT
000024679 | SOCKET,SOCKET WRENCH | Impact, Female, 13mm, 1/2" Drive, Long Shank | SPECFORC | SPECIALISED FORCE | 65827013 | CURRENT
000024679 | SOCKET,SOCKET WRENCH | Impact, Female, 13mm, 1/2" Drive, Long Shank | TEN | THE ENERGY NETWORK | 84571 | CURRENT
000024679 | SOCKET,SOCKET WRENCH | Impact, Female, 13mm, 1/2" Drive, Long Shank | C&LTOOL | CALTCO T/A C&L TOOL CENTRE | ACT60522013 | CURRENT
000024679 | SOCKET,SOCKET WRENCH | Impact, Female, 13mm, 1/2" Drive, Long Shank | C&LTOOL | CALTCO T/A C&L TOOL CENTRE | GEN447813 | CURRENT
000024680 | SOCKET,SOCKET WRENCH | Impact, Female, 15mm, 1/2" Drive, Long Shank | C&LTOOL | CALTCO T/A C&L TOOL CENTRE | GEN447815 | CURRENT
000024680 | SOCKET,SOCKET WRENCH | Impact, Female, 15mm, 1/2" Drive, Long Shank | MILWAUKE | MILWAUKEE POWER TOOLS | 49666276 | CURRENT
000024680 | SOCKET,SOCKET WRENCH | Impact, Female, 15mm, 1/2" Drive, Long Shank | C&LTOOL | CALTCO T/A C&L TOOL CENTRE | MILWA49666276 | CURRENT
000024680 | SOCKET,SOCKET WRENCH | Impact, Female, 15mm, 1/2" Drive, Long Shank | C&LTOOL | CALTCO T/A C&L TOOL CENTRE | ACT60522015 | CURRENT
000024680 | SOCKET,SOCKET WRENCH | Impact, Female, 15mm, 1/2" Drive, Long Shank | BLKWOOD | J BLACKWOOD & SON LTD | 1247455 | CURRENT
000024680 | SOCKET,SOCKET WRENCH | Impact, Female, 15mm, 1/2" Drive, Long Shank | SPECFORC | SPECIALISED FORCE | 65827015 | CURRENT
000024680 | SOCKET,SOCKET WRENCH | Impact, Female, 15mm, 1/2" Drive, Long Shank | TEN | THE ENERGY NETWORK | 84573 | CURRENT
000024681 | SOCKET,SOCKET WRENCH | Impact, Female, 16mm, 1/2" Drive, Long Shank | C&LTOOL | CALTCO T/A C&L TOOL CENTRE | GEN447816 | CURRENT
000024681 | SOCKET,SOCKET WRENCH | Impact, Female, 16mm, 1/2" Drive, Long Shank | MILWAUKE | MILWAUKEE POWER TOOLS | 49666277 | CURRENT
000024681 | SOCKET,SOCKET WRENCH | Impact, Female, 16mm, 1/2" Drive, Long Shank | C&LTOOL | CALTCO T/A C&L TOOL CENTRE | MILWA49666277 | CURRENT
000024681 | SOCKET,SOCKET WRENCH | Impact, Female, 16mm, 1/2" Drive, Long Shank | BLKWOOD | J BLACKWOOD & SON LTD | 1247552 | CURRENT
000024681 | SOCKET,SOCKET WRENCH | Impact, Female, 16mm, 1/2" Drive, Long Shank | SPECFORC | SPECIALISED FORCE | 65827016 | CURRENT
000024681 | SOCKET,SOCKET WRENCH | Impact, Female, 16mm, 1/2" Drive, Long Shank | TEN | THE ENERGY NETWORK | 85474 | CURRENT
000024681 | SOCKET,SOCKET WRENCH | Impact, Female, 16mm, 1/2" Drive, Long Shank | C&LTOOL | CALTCO T/A C&L TOOL CENTRE | ACT60522016 | CURRENT
000024682 | SOCKET,SOCKET WRENCH | Impact, Female, 17mm, 1/2" Drive, Long Shank | MILWAUKE | MILWAUKEE POWER TOOLS | 49666278 | CURRENT
000024682 | SOCKET,SOCKET WRENCH | Impact, Female, 17mm, 1/2" Drive, Long Shank | C&LTOOL | CALTCO T/A C&L TOOL CENTRE | MILWA49666278 | CURRENT
000024682 | SOCKET,SOCKET WRENCH | Impact, Female, 17mm, 1/2" Drive, Long Shank | C&LTOOL | CALTCO T/A C&L TOOL CENTRE | ACT60522017 | CURRENT
000024682 | SOCKET,SOCKET WRENCH | Impact, Female, 17mm, 1/2" Drive, Long Shank | BLKWOOD | J BLACKWOOD & SON LTD | 1247654 | CURRENT
000024682 | SOCKET,SOCKET WRENCH | Impact, Female, 17mm, 1/2" Drive, Long Shank | SPECFORC | SPECIALISED FORCE | 65827017 | CURRENT
000024682 | SOCKET,SOCKET WRENCH | Impact, Female, 17mm, 1/2" Drive, Long Shank | TEN | THE ENERGY NETWORK | 74575D | CURRENT
000024683 | SOCKET,SOCKET WRENCH | Impact, Female, 19mm, 1/2" Drive, Long Shank | MILWAUKE | MILWAUKEE POWER TOOLS | 49666280 | CURRENT
000024683 | SOCKET,SOCKET WRENCH | Impact, Female, 19mm, 1/2" Drive, Long Shank | C&LTOOL | CALTCO T/A C&L TOOL CENTRE | MILWA49666280 | CURRENT
000024683 | SOCKET,SOCKET WRENCH | Impact, Female, 19mm, 1/2" Drive, Long Shank | C&LTOOL | CALTCO T/A C&L TOOL CENTRE | ACT60522019 | CURRENT
000024683 | SOCKET,SOCKET WRENCH | Impact, Female, 19mm, 1/2" Drive, Long Shank | BLKWOOD | J BLACKWOOD & SON LTD | 1247853 | CURRENT
000024683 | SOCKET,SOCKET WRENCH | Impact, Female, 19mm, 1/2" Drive, Long Shank | SPECFORC | SPECIALISED FORCE | 65827019 | CURRENT
000024683 | SOCKET,SOCKET WRENCH | Impact, Female, 19mm, 1/2" Drive, Long Shank | TEN | THE ENERGY NETWORK | 84577 | CURRENT
000024684 | SOCKET,SOCKET WRENCH | Impact, Female, 21mm, 1/2" Drive, Long Shank | MILWAUKE | MILWAUKEE POWER TOOLS | 49666282 | CURRENT
000024684 | SOCKET,SOCKET WRENCH | Impact, Female, 21mm, 1/2" Drive, Long Shank | C&LTOOL | CALTCO T/A C&L TOOL CENTRE | MILWA49666282 | CURRENT
000024684 | SOCKET,SOCKET WRENCH | Impact, Female, 21mm, 1/2" Drive, Long Shank | C&LTOOL | CALTCO T/A C&L TOOL CENTRE | ACT60522021 | CURRENT
000024684 | SOCKET,SOCKET WRENCH | Impact, Female, 21mm, 1/2" Drive, Long Shank | BLKWOOD | J BLACKWOOD & SON LTD | 1247954 | CURRENT
000024684 | SOCKET,SOCKET WRENCH | Impact, Female, 21mm, 1/2" Drive, Long Shank | SPECFORC | SPECIALISED FORCE | 65827021 | CURRENT
000024684 | SOCKET,SOCKET WRENCH | Impact, Female, 21mm, 1/2" Drive, Long Shank | TEN | THE ENERGY NETWORK | 84579 | CURRENT
000024684 | SOCKET,SOCKET WRENCH | Impact, Female, 21mm, 1/2" Drive, Long Shank | C&LTOOL | CALTCO T/A C&L TOOL CENTRE | GEN447821 | CURRENT
000024685 | SOCKET,SOCKET WRENCH | Impact, Female, 23mm, 1/2" Drive, Long Shank | C&LTOOL | CALTCO T/A C&L TOOL CENTRE | GEN447823 | CURRENT
000024685 | SOCKET,SOCKET WRENCH | Impact, Female, 23mm, 1/2" Drive, Long Shank | MILWAUKE | MILWAUKEE POWER TOOLS | 49666284 | CURRENT
000024685 | SOCKET,SOCKET WRENCH | Impact, Female, 23mm, 1/2" Drive, Long Shank | C&LTOOL | CALTCO T/A C&L TOOL CENTRE | MILWA49666284 | CURRENT
000024685 | SOCKET,SOCKET WRENCH | Impact, Female, 23mm, 1/2" Drive, Long Shank | C&LTOOL | CALTCO T/A C&L TOOL CENTRE | ACT60522023 | CURRENT
000024685 | SOCKET,SOCKET WRENCH | Impact, Female, 23mm, 1/2" Drive, Long Shank | BLKWOOD | J BLACKWOOD & SON LTD | 1248153 | CURRENT
000024685 | SOCKET,SOCKET WRENCH | Impact, Female, 23mm, 1/2" Drive, Long Shank | SPECFORC | SPECIALISED FORCE | 65827023 | CURRENT
000024685 | SOCKET,SOCKET WRENCH | Impact, Female, 23mm, 1/2" Drive, Long Shank | TEN | THE ENERGY NETWORK | 84581 | CURRENT
000024686 | SOCKET,SOCKET WRENCH | Impact, Female, 24mm, 1/2" Drive, Long Shank | C&LTOOL | CALTCO T/A C&L TOOL CENTRE | GEN447824 | CURRENT
000024686 | SOCKET,SOCKET WRENCH | Impact, Female, 24mm, 1/2" Drive, Long Shank | MILWAUKE | MILWAUKEE POWER TOOLS | 49666285 | CURRENT
000024686 | SOCKET,SOCKET WRENCH | Impact, Female, 24mm, 1/2" Drive, Long Shank | C&LTOOL | CALTCO T/A C&L TOOL CENTRE | MILWA49666285 | CURRENT
000024686 | SOCKET,SOCKET WRENCH | Impact, Female, 24mm, 1/2" Drive, Long Shank | BLKWOOD | J BLACKWOOD & SON LTD | 1248255 | CURRENT
000024686 | SOCKET,SOCKET WRENCH | Impact, Female, 24mm, 1/2" Drive, Long Shank | SPECFORC | SPECIALISED FORCE | 65827024 | CURRENT
000024686 | SOCKET,SOCKET WRENCH | Impact, Female, 24mm, 1/2" Drive, Long Shank | TEN | THE ENERGY NETWORK | 84582 | CURRENT
000024686 | SOCKET,SOCKET WRENCH | Impact, Female, 24mm, 1/2" Drive, Long Shank | C&LTOOL | CALTCO T/A C&L TOOL CENTRE | ACT60522024 | CURRENT
000024687 | SOCKET,SOCKET WRENCH | Impact, Female, 25mm, 1/2" Drive, Long Shank | C&LTOOL | CALTCO T/A C&L TOOL CENTRE | GEN447825 | CURRENT
000024687 | SOCKET,SOCKET WRENCH | Impact, Female, 25mm, 1/2" Drive, Long Shank | MILWAUKE | MILWAUKEE POWER TOOLS | 49666286 | CURRENT
000024687 | SOCKET,SOCKET WRENCH | Impact, Female, 25mm, 1/2" Drive, Long Shank | C&LTOOL | CALTCO T/A C&L TOOL CENTRE | MILWA49666286 | CURRENT
000024687 | SOCKET,SOCKET WRENCH | Impact, Female, 25mm, 1/2" Drive, Long Shank | BLKWOOD | J BLACKWOOD & SON LTD | 1245253 | CURRENT
000024687 | SOCKET,SOCKET WRENCH | Impact, Female, 25mm, 1/2" Drive, Long Shank | SPECFORC | SPECIALISED FORCE | 65827025 | CURRENT
000024687 | SOCKET,SOCKET WRENCH | Impact, Female, 25mm, 1/2" Drive, Long Shank | TEN | THE ENERGY NETWORK | 84583 | CURRENT
000024687 | SOCKET,SOCKET WRENCH | Impact, Female, 25mm, 1/2" Drive, Long Shank | C&LTOOL | CALTCO T/A C&L TOOL CENTRE | ACT60522025 | CURRENT
000024688 | SOCKET,SOCKET WRENCH | Impact, Female, 27mm, 1/2" Drive, Long Shank | MILWAUKE | MILWAUKEE POWER TOOLS | 49666288 | CURRENT
000024688 | SOCKET,SOCKET WRENCH | Impact, Female, 27mm, 1/2" Drive, Long Shank | C&LTOOL | CALTCO T/A C&L TOOL CENTRE | MILWA49666288 | CURRENT
000024688 | SOCKET,SOCKET WRENCH | Impact, Female, 27mm, 1/2" Drive, Long Shank | BLKWOOD | J BLACKWOOD & SON LTD | 1248357 | CURRENT
000024688 | SOCKET,SOCKET WRENCH | Impact, Female, 27mm, 1/2" Drive, Long Shank | SPECFORC | SPECIALISED FORCE | 65827027 | CURRENT
000024688 | SOCKET,SOCKET WRENCH | Impact, Female, 27mm, 1/2" Drive, Long Shank | TEN | THE ENERGY NETWORK | 84585D | CURRENT
000024688 | SOCKET,SOCKET WRENCH | Impact, Female, 27mm, 1/2" Drive, Long Shank | C&LTOOL | CALTCO T/A C&L TOOL CENTRE | ACT60522027 | CURRENT
000024688 | SOCKET,SOCKET WRENCH | Impact, Female, 27mm, 1/2" Drive, Long Shank | C&LTOOL | CALTCO T/A C&L TOOL CENTRE | GEN447827 | CURRENT
000024689 | SOCKET,SOCKET WRENCH | Impact, Female, 30mm, 1/2" Drive, Long Shank | C&LTOOL | CALTCO T/A C&L TOOL CENTRE | GEN447830 | CURRENT
000024689 | SOCKET,SOCKET WRENCH | Impact, Female, 30mm, 1/2" Drive, Long Shank | MILWAUKE | MILWAUKEE POWER TOOLS | 49666291 | CURRENT
000024689 | SOCKET,SOCKET WRENCH | Impact, Female, 30mm, 1/2" Drive, Long Shank | C&LTOOL | CALTCO T/A C&L TOOL CENTRE | MILWA49666291 | CURRENT
000024689 | SOCKET,SOCKET WRENCH | Impact, Female, 30mm, 1/2" Drive, Long Shank | C&LTOOL | CALTCO T/A C&L TOOL CENTRE | ACT60522030 | CURRENT
000024689 | SOCKET,SOCKET WRENCH | Impact, Female, 30mm, 1/2" Drive, Long Shank | BLKWOOD | J BLACKWOOD & SON LTD | 01248556 | CURRENT
000024689 | SOCKET,SOCKET WRENCH | Impact, Female, 30mm, 1/2" Drive, Long Shank | SPECFORC | SPECIALISED FORCE | 65827030 | CURRENT
000024689 | SOCKET,SOCKET WRENCH | Impact, Female, 30mm, 1/2" Drive, Long Shank | TEN | THE ENERGY NETWORK | 84588 | CURRENT
000024690 | SOCKET,SOCKET WRENCH | Impact, Female, 32mm, 1/2" Drive, Long Shank | C&LTOOL | CALTCO T/A C&L TOOL CENTRE | GEN447832 | CURRENT
000024690 | SOCKET,SOCKET WRENCH | Impact, Female, 32mm, 1/2" Drive, Long Shank | BLKWOOD | J BLACKWOOD & SON LTD | 01248658 | CURRENT
000024690 | SOCKET,SOCKET WRENCH | Impact, Female, 32mm, 1/2" Drive, Long Shank | SPECFORC | SPECIALISED FORCE | 65827032 | CURRENT
000024690 | SOCKET,SOCKET WRENCH | Impact, Female, 32mm, 1/2" Drive, Long Shank | TEN | THE ENERGY NETWORK | 84590D | CURRENT
000024690 | SOCKET,SOCKET WRENCH | Impact, Female, 32mm, 1/2" Drive, Long Shank | C&LTOOL | CALTCO T/A C&L TOOL CENTRE | ACT60522032 | CURRENT
000024690 | SOCKET,SOCKET WRENCH | Impact, Female, 32mm, 1/2" Drive, Long Shank | MILWAUKE | MILWAUKEE POWER TOOLS | 49666293 | CURRENT
000024690 | SOCKET,SOCKET WRENCH | Impact, Female, 32mm, 1/2" Drive, Long Shank | C&LTOOL | CALTCO T/A C&L TOOL CENTRE | MILWA49666293 | CURRENT
000919731 | CIRCUIT BREAKER | REFURBISHED; OUTDOOR;SF6;HAWKER SIDDELEY HORIZON;36 KV;3 PHASE; 2000 AMP;31.5 BKG CAP;110 V DC | HAWKSIDD | HAWKER SIDDELEY SWITCHGEAR LTD | HORIZON | CURRENT
000024121 | SWITCH,ROTARY | 660 V AC;20 AMP NOM; 2 POLE DT,2 POSN; PANEL MTG,BLACK HANDLE TYPE G001; ;60 DEG SWITCHING ;ESCUTCHEON PLATE "SUBSTATION SEF/NSEF PROTECTION" | KRAUSNMR | KRAUS & NAIMER (MANUFACTURER) | CAD12B.AU2R24-604.E.AUS0004 | PURCHASE AS REQUIRED
000024696 | SLEEVE,MARKER,CABLE | 1.3MM-3MM WIRE MARKERS SLEEVES; 15MM LENGTH; USED FOR CONTROL PANEL WIRING; BOX OF 1000 | CNWPL | CNW PL - SLACKS CREEK | DMC-1.3/3-15 | CURRENT
000024696 | SLEEVE,MARKER,CABLE | 1.3MM-3MM WIRE MARKERS SLEEVES; 15MM LENGTH; USED FOR CONTROL PANEL WIRING; BOX OF 1000 | APCS | INACO AUTOMATION CONTROLS | BRD 13255 | CURRENT
000024696 | SLEEVE,MARKER,CABLE | 1.3MM-3MM WIRE MARKERS SLEEVES; 15MM LENGTH; USED FOR CONTROL PANEL WIRING; BOX OF 1000 | REXEL | REXEL PTY LTD | BRD13255 | CURRENT
000024696 | SLEEVE,MARKER,CABLE | 1.3MM-3MM WIRE MARKERS SLEEVES; 15MM LENGTH; USED FOR CONTROL PANEL WIRING; BOX OF 1000 | CNWPL | CNW PL - SLACKS CREEK | 13255 | CURRENT
000700002 | SPACER, SLEEVE | APPROVED MATERIALS ONLY CONDUIT SPACER PLASTIC SUIT 150MM NOT FOR ENERGEX USE | SPACER | THE SPACER COMPANY | CS150 | PURCHASE AS REQUIRED
000700003 | SPACER, SLEEVE | APPROVED MATERIALS ONLY CONDUIT SPACER PLASTIC SUIT 200MM NOT FOR ENERGEX USE | SPACER | THE SPACER COMPANY | CS200 | PURCHASE AS REQUIRED
000700004 | SPACER, SLEEVE | APPROVED MATERIALS ONLY CONDUIT HOLD DOWN PLASTIC NOT FOR ENERGEX USE | SPACER | THE SPACER COMPANY | CHD | PURCHASE AS REQUIRED
000700005 | SPACER, SLEEVE | APPROVED MATERIALS ONLY CONDUIT HOLD DOWN PLASTIC NOT FOR ENERGEX USE | SPACER | THE SPACER COMPANY | SHD | PURCHASE AS REQUIRED
000700006 | SPACER, SLEEVE | APPROVED MATERIALS ONLY CONDUIT SPACER BLOCK PLASTIC 20MM NOT FOR ENERGEX USE | SPACER | THE SPACER COMPANY | SB20 | PURCHASE AS REQUIRED
000700007 | SPACER, SLEEVE | APPROVED MATERIALS ONLY CONDUIT SPACER BLOCK PLASTIC 25MM NOT FOR ENERGEX USE | SPACER | THE SPACER COMPANY | SB25 | PURCHASE AS REQUIRED
000700008 | SPACER, SLEEVE | APPROVED MATERIALS ONLY CONDUIT SPACER BLOCK PLASTIC 50MM NOT FOR ENERGEX USE | SPACER | THE SPACER COMPANY | SB50 | PURCHASE AS REQUIRED
000024697 | LABEL | B390 SYNTHENTIC PAPER;WHITE; FOR CONTROL PANEL WIRE MARKERS; LENGTH 4MM X WIDTH15MM; ROLL OF 300; | CNWPL | CNW PL - SLACKS CREEK | M7-15-390 | CURRENT
000024697 | LABEL | B390 SYNTHENTIC PAPER;WHITE; FOR CONTROL PANEL WIRE MARKERS; LENGTH 4MM X WIDTH15MM; ROLL OF 300; | CNWPL | CNW PL - SLACKS CREEK | BRA880873 | CURRENT
000024697 | LABEL | B390 SYNTHENTIC PAPER;WHITE; FOR CONTROL PANEL WIRE MARKERS; LENGTH 4MM X WIDTH15MM; ROLL OF 300; | APCS | INACO AUTOMATION CONTROLS | BRD 872146 | CURRENT
000024697 | LABEL | B390 SYNTHENTIC PAPER;WHITE; FOR CONTROL PANEL WIRE MARKERS; LENGTH 4MM X WIDTH15MM; ROLL OF 300; | REXEL | REXEL PTY LTD | BRD 872146 | CURRENT
000024697 | LABEL | B390 SYNTHENTIC PAPER;WHITE; FOR CONTROL PANEL WIRE MARKERS; LENGTH 4MM X WIDTH15MM; ROLL OF 300; | CNWPL | CNW PL - SLACKS CREEK | 872146 | CURRENT
000024698 | SLEEVE,MARKER,CABLE | PLASTIC;CLEAR FOR CONTROL PANEL WIRING; 2.5-5MM WIDE X 15MM LONG; BOX OF 1000; | CNWPL | CNW PL - SLACKS CREEK | DMC-2.5/5-15 | CURRENT
000024698 | SLEEVE,MARKER,CABLE | PLASTIC;CLEAR FOR CONTROL PANEL WIRING; 2.5-5MM WIDE X 15MM LONG; BOX OF 1000; | APCS | INACO AUTOMATION CONTROLS | BRD 13256 | CURRENT
000024698 | SLEEVE,MARKER,CABLE | PLASTIC;CLEAR FOR CONTROL PANEL WIRING; 2.5-5MM WIDE X 15MM LONG; BOX OF 1000; | REXEL | REXEL PTY LTD | BRD 13256 | CURRENT
000024698 | SLEEVE,MARKER,CABLE | PLASTIC;CLEAR FOR CONTROL PANEL WIRING; 2.5-5MM WIDE X 15MM LONG; BOX OF 1000; | CNWPL | CNW PL - SLACKS CREEK | 13256 | CURRENT
000024710 | SEALING COMPOUND | TWO PART WATER BLOCK FORM; SEALS 1X 125MM CONDUIT;POLYWATER;INCLUDES 8 OZ CARTRIDGE; FOAM STRIPS; MIXING NOZZLES AND GLOVES | TEN | THE ENERGY NETWORK | FST-250KIT1 | PURCHASE AS REQUIRED
000024648 | ADAPTOR,BRACKET | STEEL; GALVANISED; 630MM LONG 200MM WIDE 4 ATTACHMENT POINTS; 2 X 22MM & 1X 18MM HOLES WITH A 20MM & 16MM NUT WELDED BEHIND ON 1X 22MM HOLE &1X 18MM HOLE IN | HAYMANS | HAYMANS ELECTRICAL | 24648 | CURRENT
000024649 | STRAP,RETAINING | STEEL; HOT DIPPED GALV; 2 HOLES BY 18MM; ONE HOLE BY 22MM; 180MM LENGTH FOR USE ON NON STANDARD CONCRETE POLE | HAYMANS | HAYMANS ELECTRICAL | 24649 | CURRENT
000024650 | BRACKET,MOUNTING | STEEL; GALVANISED; LENGTH 470MM SUIT POLE DIAMETER 200MM; 2X 18MM HOLES; FOR USE ON NON STANDARD CONCRETE POLE | HAYMANS | HAYMANS ELECTRICAL | 24650 | CURRENT
000024651 | BRACKET,MOUNTING | STEEL; GALVANISED; LENGTH 590MM SUIT POLE DIAMETER 250MM; 2X 18MM HOLES; FOR USE ON NON STANDARD CONCRETE POLE | HAYMANS | HAYMANS ELECTRICAL | 24651 | CURRENT
000024652 | BRACKET,MOUNTING | STEEL; GALVANISED; LENGTH 705MM SUIT POLE DIAMETER 300MM; 2X 18MM HOLES; FOR USE ON NON STANDARD CONCRETE POLE | HAYMANS | HAYMANS ELECTRICAL | 24652 | CURRENT
000024653 | BRACKET,MOUNTING | STEEL; GALVANISED; LENGTH 825MM SUIT POLE DIAMETER 350MM; 2X 18MM HOLES; FOR USE ON NON STANDARD CONCRETE POLE | HAYMANS | HAYMANS ELECTRICAL | 24653 | CURRENT
000024654 | BRACKET,MOUNTING | STEEL; GALVANISED; LENGTH 940MM SUIT POLE DIAMETER 400MM; 2X 18MM HOLES; FOR USE ON NON STANDARD CONCRETE POLE | HAYMANS | HAYMANS ELECTRICAL | 24654 | CURRENT
000024655 | BRACKET,MOUNTING | STEEL; GALVANISED; LENGTH 1060MM SUIT POLE DIAMETER 450MM; 2X 18MM HOLES; FOR USE ON NON STANDARD CONCRETE POLE | HAYMANS | HAYMANS ELECTRICAL | 24655 | CURRENT
000024656 | BRACKET,MOUNTING | STEEL; GALVANISED; LENGTH 1180MM SUIT POLE DIAMETER 500MM; 2X 18MM HOLES; FOR USE ON NON STANDARD CONCRETE POLE | HAYMANS | HAYMANS ELECTRICAL | 24656 | CURRENT
000024657 | BRACKET,MOUNTING | STEEL; GALVANISED; LENGTH 12950MM SUIT POLE DIAMETER 550MM; 2X 18MM HOLES; FOR USE ON NON STANDARD CONCRETE POLE | HAYMANS | HAYMANS ELECTRICAL | 24657 | CURRENT
000024658 | BRACKET,MOUNTING | STEEL; GALVANISED; LENGTH 1415MM SUIT POLE DIAMETER 600MM; 2X 18MM HOLES; FOR USE ON NON STANDARD CONCRETE POLE | HAYMANS | HAYMANS ELECTRICAL | 24658 | CURRENT
000024659 | BRACKET,MOUNTING | STEEL; GALVANISED; LENGTH 1530MM SUIT POLE DIAMETER 650MM; 2X 18MM HOLES; FOR USE ON NON STANDARD CONCRETE POLE | HAYMANS | HAYMANS ELECTRICAL | 24659 | CURRENT
000024660 | BRACKET,MOUNTING | STEEL; GALVANISED; LENGTH 1650MM SUIT POLE DIAMETER 700MM; 2X 18MM HOLES; FOR USE ON NON STANDARD CONCRETE POLE | HAYMANS | HAYMANS ELECTRICAL | 24660 | CURRENT
000024661 | BRACKET,POLE | STEEL; HOT DIPPED GALC; 3X 22MM HOLES POLE BAND DIAMETER 275 FOR USE ON NON STANDARD CONCRETE POLE | HAYMANS | HAYMANS ELECTRICAL | 24661 | CURRENT
000024662 | BRACKET,POLE | STEEL; HOT DIPPED GALC; 3X 22MM HOLES POLE BAND DIAMETER 300 FOR USE ON NON STANDARD CONCRETE POLE | HAYMANS | HAYMANS ELECTRICAL | 24662 | CURRENT
000024663 | BRACKET,POLE | STEEL; HOT DIPPED GALC; 3X 22MM HOLES POLE BAND DIAMETER 325 FOR USE ON NON STANDARD CONCRETE POLE | HAYMANS | HAYMANS ELECTRICAL | 24663 | CURRENT
000024664 | BRACKET,POLE | STEEL; HOT DIPPED GALC; 3X 22MM HOLES POLE BAND DIAMETER 350 FOR USE ON NON STANDARD CONCRETE POLE | HAYMANS | HAYMANS ELECTRICAL | 24664 | CURRENT
000024665 | BRACKET,POLE | STEEL; HOT DIPPED GALC; 3X 22MM HOLES POLE BAND DIAMETER 375 FOR USE ON NON STANDARD CONCRETE POLE | HAYMANS | HAYMANS ELECTRICAL | 24665 | CURRENT
000024666 | BRACKET,POLE | STEEL; HOT DIPPED GALC; 3X 22MM HOLES POLE BAND DIAMETER 400 FOR USE ON NON STANDARD CONCRETE POLE | HAYMANS | HAYMANS ELECTRICAL | 24666 | CURRENT
000024667 | BRACKET,POLE | STEEL; HOT DIPPED GALC; 3X 22MM HOLES POLE BAND DIAMETER 425 FOR USE ON NON STANDARD CONCRETE POLE | HAYMANS | HAYMANS ELECTRICAL | 24667 | CURRENT
000024668 | BRACKET,POLE | STEEL; HOT DIPPED GALC; 3X 22MM HOLES POLE BAND DIAMETER 450 FOR USE ON NON STANDARD CONCRETE POLE | HAYMANS | HAYMANS ELECTRICAL | 24668 | CURRENT
000024669 | BRACKET,POLE | STEEL; HOT DIPPED GALC; 3X 22MM HOLES POLE BAND DIAMETER 475 FOR USE ON NON STANDARD CONCRETE POLE | HAYMANS | HAYMANS ELECTRICAL | 24669 | CURRENT
000024670 | BRACKET,POLE | STEEL; HOT DIPPED GALC; 3X 22MM HOLES POLE BAND DIAMETER 500 FOR USE ON NON STANDARD CONCRETE POLE | HAYMANS | HAYMANS ELECTRICAL | 24670 | CURRENT
000024671 | BRACKET,POLE | STEEL; HOT DIPPED GALC; 3X 22MM HOLES POLE BAND DIAMETER 525 FOR USE ON NON STANDARD CONCRETE POLE | HAYMANS | HAYMANS ELECTRICAL | 24671 | CURRENT
000024672 | BRACKET,POLE | STEEL; HOT DIPPED GALC; 3X 22MM HOLES POLE BAND DIAMETER 550 FOR USE ON NON STANDARD CONCRETE POLE | HAYMANS | HAYMANS ELECTRICAL | 24672 | CURRENT
000024673 | BRACKET,POLE | STEEL; HOT DIPPED GALC; 3X 22MM HOLES POLE BAND DIAMETER 575 FOR USE ON NON STANDARD CONCRETE POLE | HAYMANS | HAYMANS ELECTRICAL | 24673 | CURRENT
000024674 | BRACKET,POLE | STEEL; HOT DIPPED GALC; 3X 22MM HOLES POLE BAND DIAMETER 600 FOR USE ON NON STANDARD CONCRETE POLE | HAYMANS | HAYMANS ELECTRICAL | 24674 | CURRENT
000024675 | BRACKET,POLE | STEEL; HOT DIPPED GALC; 3X 22MM HOLES POLE BAND DIAMETER 625 FOR USE ON NON STANDARD CONCRETE POLE | HAYMANS | HAYMANS ELECTRICAL | 24675 | CURRENT
000024676 | BRACKET,POLE | STEEL; HOT DIPPED GALC; 3X 22MM HOLES POLE BAND DIAMETER 650 FOR USE ON NON STANDARD CONCRETE POLE | HAYMANS | HAYMANS ELECTRICAL | 24676 | CURRENT
000024677 | BRACKET,POLE | STEEL; HOT DIPPED GALC; 3X 22MM HOLES POLE BAND DIAMETER 675 FOR USE ON NON STANDARD CONCRETE POLE | HAYMANS | HAYMANS ELECTRICAL | 24677 | CURRENT
000024678 | BRACKET,POLE | STEEL; HOT DIPPED GALC; 3X 22MM HOLES POLE BAND DIAMETER 700 FOR USE ON NON STANDARD CONCRETE POLE | HAYMANS | HAYMANS ELECTRICAL | 24678 | CURRENT
000024712 | DISCONNECTOR,HIGH VOLTAGE | OUTDOOR SINGLE VERTICAL BREAK; 36KV;800 AMP;25KA FOR 3 SEC;GANG 3 PHASE;MANUALLY OPERATED;TYPE VR-P;SUPPLIED WITH POLYMER INSULATORS; WEIGHT 80KG | PLP AUST | PREFORMED LINE PRODUCTS (AUST) | A9365 | PURCHASE AS REQUIRED
000024713 | POWER STRIP,ELECTRICAL OUTLET | 4 Outlet, 10A, Portable Power Device, MCB & RCD Protection, Double Pole Shuttered Outlets, 240V, IP33 Rated, 30mA Sensitivity, Meets AS/NZS3012, | CNWPL | CNW PL - SLACKS CREEK | 485P4CB30-EO | CURRENT
000024713 | POWER STRIP,ELECTRICAL OUTLET | 4 Outlet, 10A, Portable Power Device, MCB & RCD Protection, Double Pole Shuttered Outlets, 240V, IP33 Rated, 30mA Sensitivity, Meets AS/NZS3012, | BLKWOOD | J BLACKWOOD & SON LTD | 0622 3095 | CURRENT
000024713 | POWER STRIP,ELECTRICAL OUTLET | 4 Outlet, 10A, Portable Power Device, MCB & RCD Protection, Double Pole Shuttered Outlets, 240V, IP33 Rated, 30mA Sensitivity, Meets AS/NZS3012, | CNWPL | CNW PL - SLACKS CREEK | SG10R | CURRENT
000024714 | MARKER,UNDERGROUND ELECTRIC CABLE. | ENERGEX 33KV ASSETS LESS THAN 300MM COVER DEPTH; CAST ALUMINIUM; 275 SQ SUITABLE FOR KEYING INTO CAST CONCRETE ENGRAVED AS PRE DRAWING UDS-001 ITEM 1 | RMS | RELAY MONITORING SYSTEMS PL | 24714 | PURCHASE AS REQUIRED
000024715 | MARKER,UNDERGROUND ELECTRIC CABLE. | ENERGEX 11KV ASSETS LESS THAN 300MM COVER DEPTH; CAST ALUMINIUM; 275 SQ SUITABLE FOR KEYING INTO CAST CONCRETE ENGRAVED AS PRE DRAWING UDS-001 ITEM 2 | RMS | RELAY MONITORING SYSTEMS PL | 24715 | PURCHASE AS REQUIRED
000024717 | MARKER,UNDERGROUND ELECTRIC CABLE. | ENERGEX 11KV ASSETS SHALLOW DEPTH CAST ALUMINIUM; 275 SQ SUITABLE FOR KEYING INTO CAST CONCRETE ENGRAVED AS PRE DRAWING UDS-001 ITEM 4 | RMS | RELAY MONITORING SYSTEMS PL | 24717 | PURCHASE AS REQUIRED
000024716 | MARKER,UNDERGROUND ELECTRIC CABLE. | ENERGEX 33KV ASSETS SHALLOW DEPTH CAST ALUMINIUM; 275 SQ SUITABLE FOR KEYING INTO CAST CONCRETE ENGRAVED AS PRE DRAWING UDS-001 ITEM 3 | RMS | RELAY MONITORING SYSTEMS PL | 24716 | PURCHASE AS REQUIRED
000024708 | MARKER,TRAFFIC | PLASTIC "T" TOP; STACKABLE; CONE BOLLARD ORANGE AND WHITE; HIGH VISIBLE; BASE 400MMX400MMX220MM; 1150MM TALL; WEIGHT 6KG; | BRONSON | BRONSON SAFETY PTY LTD | A3329 | CURRENT
000024052 | RELAY | MULTITRIP; 6R MATRIX TRIP RELAY;SIZE D HR FLAG;32V DC; 20 MAKE +0 BREAK SR HD CONTACTS; ONE ELEMENT IN A SIZE 4M56-S CASE; | RMS | RELAY MONITORING SYSTEMS PL | 2HSM520D2-B-20M00B-4M56S1 | CURRENT
000024120 | ENCLOSURE,ELECTRICAL BOX | PAINTED MILD STEEL; 500 MM H;400 MM W; 300MMD; C/W PROTECTION RELAY; REF RESISTOR AND TERMINALS; USED IN C & I INDOOR APPLICATIONS; | ERGON | ERGON ENERGY | 24120 | PURCHASE AS REQUIRED
000024120 | ENCLOSURE,ELECTRICAL BOX | PAINTED MILD STEEL; 500 MM H;400 MM W; 300MMD; C/W PROTECTION RELAY; REF RESISTOR AND TERMINALS; USED IN C & I INDOOR APPLICATIONS; | NHP | NHP ELECTRICAL ENGINEERING | MCLSPEC-BIT0360100 | PURCHASE AS REQUIRED
000024123 | ENCLOSURE,ELECTRICAL BOX | PAINTED MILD STEEL;600 MM H; 600 MM W 400 MM D; C/W PROTECTION RELAY REF RESISTOR AND TERMINALS FOR USE IN C & I OUTDOOR APPLICATIONS; | NHP | NHP ELECTRICAL ENGINEERING | EGXSC24123 | CURRENT
000024709 | POLE,LIGHTNING MAST | SPIRAL; MILD STEEL; HOT DIP GALV; 3300MM LONG;340MM DIA BASE; C/W HEX NUTS, SPRINGS AND WASHERS; USED WITH LANDING POLES/ STRAIN BEAMS; | MAXFAB | MAXWORHTY FABRICATION (QLD) PL | LOSTD-CV013-05 | PURCHASE AS REQUIRED
000024692 | SOLVENT | Magnefix, MAC-05 Conditioner for Hazemeyer RMU Maintenance, 500ml Bottle | EATON | EATON ELECTRIC SYSTEMS PTY LTD | 685.133 | PURCHASE AS REQUIRED
000024693 | SEALING COMPOUND | Dow Corning, Number 7 Silicone Grease, for Use in Magnefix RMU Maintenance | EATON | EATON ELECTRIC SYSTEMS PTY LTD | 3983.302 | PURCHASE AS REQUIRED
000024691 | TOOL KIT | Magnefix 11kV, Hazemeyer, Complete Tool Kit for RMU Maintenance | EATON | EATON ELECTRIC SYSTEMS PTY LTD | 913.4003 | PURCHASE AS REQUIRED
000024718 | STEPLADDER | Fibreglass; 1.2m Double sided; Load rated 150 kg; AS1892.3 | LADAMAX | LADAMAX ALUMINIUM PRODUCTS PL | FDS042 | PURCHASE AS REQUIRED
000024720 | FAN,CIRCULATING | Milwaukee, M18 Jobsite Fan, 18V, Portable, 3-Speed Setting, Skin Only c/w AC Adaptor | C&LTOOL | CALTCO T/A C&L TOOL CENTRE | MILWTM18AF20 | CURRENT
000024720 | FAN,CIRCULATING | Milwaukee, M18 Jobsite Fan, 18V, Portable, 3-Speed Setting, Skin Only c/w AC Adaptor | MILWAUKE | MILWAUKEE POWER TOOLS | M18AF-0 | CURRENT
000024720 | FAN,CIRCULATING | Milwaukee, M18 Jobsite Fan, 18V, Portable, 3-Speed Setting, Skin Only c/w AC Adaptor | C&LTOOL | CALTCO T/A C&L TOOL CENTRE | MILWTM18AF-0 | CURRENT
000024711 | SWITCHBOARD,LV | FRONT LV CUBICLE TYPE ASSEMBLY; 1600AMP TRANSFORMER ISOL;U/W (315,500 OR 750 KVA TX'S);4 X 630 AMP SW FUSE BASES;ENERGEX TXF LHS BOTTOM ENTRY/NETWORK USER RHS TO | WEBER | WEBER SOUTH PACIFIC PTY LTD | VF124160-EGX14 | PURCHASE AS REQUIRED
000024721 | MODEM,COMMUNICATIONS | SYMMETRICAL HIGH-SPEED DIGITAL SUBSCRIBE LINE (SHDSL); ETHERNET MODEM SUITABLE COPPER PILOT CABLES; CONNECTION OF C&I SUBSTATIONS TO A C&I CONCENTRATIOR | COMMTEL | COMMTEL NETWORK SOLUTIONS PL | FG-PAM-SA4N-4ETH,V84 | PURCHASE AS REQUIRED
000024724 | LANTERN,ELECTRIC | Milwaukee, 12V Portable LED, 180 - 360 Deg of Light, 4 Light Settings c/w S/Steel Hooks | C&LTOOL | CALTCO T/A C&L TOOL CENTRE | MILWTM12LL-0 | CURRENT
000024724 | LANTERN,ELECTRIC | Milwaukee, 12V Portable LED, 180 - 360 Deg of Light, 4 Light Settings c/w S/Steel Hooks | MILWAUKE | MILWAUKEE POWER TOOLS | M12LL-0 | CURRENT
000024219 | TRANSFORMER,ISOLATION | 15KV ISOLATION TRANSFORMER; 150 OHM:150 OHM; WIDE PASS BAND SUITABLE FOR XDSL; 8KHZ TO 12 MHZ; TRANSFORMER ENCAPSULATED IN EPOXY RESIN; USE TO | DYNE-IND | DYNE INDUSTRIES PTY LTD | 8812 | PURCHASE AS REQUIRED
000024725 | TRANSFORMER,CURRENT | Metering, Toroidal, Indoor, 2kV, 2000/1600/600/5, 15VA Class 0.5, Thermal Limit 200%, for HSS Horizon CB | HAWKSIDD | HAWKER SIDDELEY SWITCHGEAR LTD | HORIZON CT 10142 - ITEM 9 | CURRENT
000024726 | TRANSFORMER,CURRENT | Protection, Toroidal, Indoor, 2kV, 1200/800/200/5, 0.3PX280 R0.35 @800/5, Thermal Limit 200%, for HSS Horizon CB | HAWKSIDD | HAWKER SIDDELEY SWITCHGEAR LTD | HORIZON CT 10142 - ITEM 10 | CURRENT
000024701 | TRANSFORMER,CURRENT | Horizon Bushing Mounted, Outdoor, 1200/800/200/1, 0.02PX1300 R4 @1200/1, Axial 125mm Lg | BRUSH | BRUSH SWITCHGEAR AUSTRALIA | HORIZON BUSHING MOUNT CT | CURRENT
000024702 | TRANSFORMER,CURRENT | Horizon Bushing Mounted, Outdoor, 1200/800/200/5, 0.2PX310 R0.5 @1200/5, Axial 115mm Lg | HAWKSIDD | HAWKER SIDDELEY SWITCHGEAR LTD | HORIZON BUSHING MOUNT CT | CURRENT
000024703 | TRANSFORMER,CURRENT | Horizon Bushing Mounted, Outdoor, 1200/800/200/1, 5VA 0.5S, Axial 55mm Lg | HAWKSIDD | HAWKER SIDDELEY SWITCHGEAR LTD | HORIZON BUSHING MOUNT CT | CURRENT
000024704 | TRANSFORMER,CURRENT | Horizon Bushing Mounted, Outdoor, 1200/800/200/5, 15VA 0.5S, Axial 75mm Lg | HAWKSIDD | HAWKER SIDDELEY SWITCHGEAR LTD | HORIZON BUSHING MOUNT CT | CURRENT
000024705 | TRANSFORMER,CURRENT | Horizon Bushing Mounted, Outdoor, 2000/1600/600/1, 0.02PX1250 R6.6 @200, Axial 115mm Lg | BRUSH | BRUSH SWITCHGEAR AUSTRALIA | HORIZON BUSHING MOUNT CT | CURRENT
000024706 | TRANSFORMER,CURRENT | Horizon Bushing Mounted, Outdoor, 000/1600/600/5, 0.1PX310 R0.7 @2000, Axial 95mm Lg | HAWKSIDD | HAWKER SIDDELEY SWITCHGEAR LTD | HORIZON BUSHING MOUNT CT | CURRENT
000024728 | TAPE,INSULATION,ELECTRICAL | Non Adhesive;Varnished Rayon Tape; 0.18MM x 19MM x 60M Roll;For Use With Underground Transmission Fluid Filled Cables; Sundry Item 4 11KV SWGR & 33kv | NKT | NKT CABLES AUSTRALIA P/L | SP1715 | CURRENT
000024728 | TAPE,INSULATION,ELECTRICAL | Non Adhesive;Varnished Rayon Tape; 0.18MM x 19MM x 60M Roll;For Use With Underground Transmission Fluid Filled Cables; Sundry Item 4 11KV SWGR & 33kv | NITTO |  | NITVRT | CURRENT
000024728 | TAPE,INSULATION,ELECTRICAL | Non Adhesive;Varnished Rayon Tape; 0.18MM x 19MM x 60M Roll;For Use With Underground Transmission Fluid Filled Cables; Sundry Item 4 11KV SWGR & 33kv | GILBLODG | GILBERT LODGE AUSTRALIA | NITVRT | CURRENT
000024729 | GLOVES | Inner for HV Insulating Gloves, Size S, Nylon Shell with PU Coating | ATOMSUPP | ATOM SUPPLY | 159038 | CURRENT
000024729 | GLOVES | Inner for HV Insulating Gloves, Size S, Nylon Shell with PU Coating | ATOMSUPP | ATOM SUPPLY | P4003.S | CURRENT
000024729 | GLOVES | Inner for HV Insulating Gloves, Size S, Nylon Shell with PU Coating | WORKSENS | WORKSENSE WORKWEAR AND SAFETY PL | P4003.S | CURRENT
000024731 | GLOVES,CLOTH | NYLON GLOVE FOR USE INSIDE OF INSULATING GLOVES; COATED WITH POLYURETHANE; SIZE : LARGE | ATOMSUPP | ATOM SUPPLY | 90110276 | CURRENT
000024731 | GLOVES,CLOTH | NYLON GLOVE FOR USE INSIDE OF INSULATING GLOVES; COATED WITH POLYURETHANE; SIZE : LARGE | ATOMSUPP | ATOM SUPPLY | P4003.L | CURRENT
000024731 | GLOVES,CLOTH | NYLON GLOVE FOR USE INSIDE OF INSULATING GLOVES; COATED WITH POLYURETHANE; SIZE : LARGE | WORKSENS | WORKSENSE WORKWEAR AND SAFETY PL | P4003.L | CURRENT
000024735 | COVER,ELECTRICAL EQUIPMENT | LV LINK COVER; PVC COVER DUAL LAYER YELLOW/GREY; 270MMX125MM FOLDED & VULCANIZED; COMPLIES WITH AS4202 CLASS II; 650V MAX; BARCODE & | BALMORAL | BALMORAL ENGINEERING | 8021 | CURRENT
000024736 | EARTHING EQUIPMENT | SCAFFOLD PORTABLE EARTH; 5M LENGTH OUTDOOR RATING 18KA/0.5 SEC 50MM SQ SINGLE CLEAR INSULATION COPPER CABLE; G CLAMP & BUSBAR CLAMP | PENTA | PENTA AUST (TMAC THEW & MCCANN/HYLEC) | PA00731 | PURCHASE AS REQUIRED
000024736 | EARTHING EQUIPMENT | SCAFFOLD PORTABLE EARTH; 5M LENGTH OUTDOOR RATING 18KA/0.5 SEC 50MM SQ SINGLE CLEAR INSULATION COPPER CABLE; G CLAMP & BUSBAR CLAMP | THEWMCAN | TMAC THEW & MCCANN GROUP | TM00731 | PURCHASE AS REQUIRED
000024736 | EARTHING EQUIPMENT | SCAFFOLD PORTABLE EARTH; 5M LENGTH OUTDOOR RATING 18KA/0.5 SEC 50MM SQ SINGLE CLEAR INSULATION COPPER CABLE; G CLAMP & BUSBAR CLAMP | THEWMCAN | TMAC THEW & MCCANN GROUP | 24736 | PURCHASE AS REQUIRED
000024734 | INSULATING OIL,ELECTRICAL | SILICONE OIL; USED IN 110KV OUTDOOR TERMINATIONS; SIMILAR TO 99.821.8.214; 99.824.8.032; 99.821.3.214; EMAX561; | PRYSMIAN | PRYSMIAN POWER CABLES & SYSTEMS AUST | 99.821.8.214 - SIMILAR | MAINTENANCE STOCK
000024737 | SHEATH,VOLTAGE LIMITER | 4.5KV TYPE TZA 20KA; FOR USE IN 110KV UNDEGROUND LINK BOX; | INSULECT | INSULECT AUSTRALIA PL | TZS 4.5 | CURRENT
000024738 | SHEATH,VOLTAGE LIMITER | SVL 3.0KV TYPE TZS 20KV FOR USE IN 33KV UNDERGROUND LINK BOX | INSULECT | INSULECT AUSTRALIA PL | TZS 3.0 | CURRENT
000024739 | TELEPHONE | 4 LINE PROFESSIONAL IP PHONE 10/100 TX PORT; POE;VOIP PHONE | TELECOM | THE TELECOM SHOP PTY LTD | SNOM-D713 | CURRENT
000024740 | DRILL,PORTABLE | Milwaukee, M12 Fuel, 13mm Hammer Drill/ Driver, 12V, Brushless Motor, LED Light, Battery Level Gauge, Skin Only | MILWAUKE | MILWAUKEE POWER TOOLS | M12FPD20 | CURRENT
000024740 | DRILL,PORTABLE | Milwaukee, M12 Fuel, 13mm Hammer Drill/ Driver, 12V, Brushless Motor, LED Light, Battery Level Gauge, Skin Only | C&LTOOL | CALTCO T/A C&L TOOL CENTRE | M12FPD20 | CURRENT
000024755 | SWITCHGEAR,FEEDER | ABB SAFEPLUS VV- SINGLE TRANSFORMER CIRCUIT BREAKER SINGLE FEEDER CIRCUIT BREAKER REAR TOP OR FRONT BOTTOM CABLE ENTRY | ABB | ABB FAN PTY LTD | 510108 | PURCHASE AS REQUIRED
000024756 | SWITCHGEAR,FEEDER | ABB SAFEPLUS CCV (INDOOR) SINGLE TRANSFORMER CIRCUIT BREAKER DOUBLE FEEDER ISOLATOR REAR TOP OR FRONT BOTTOM CABLE ENTRY | ABB | ABB FAN PTY LTD | 510110 | PURCHASE AS REQUIRED
000024757 | SWITCHGEAR,FEEDER | ABB SAFEPLUS CCV (OUTDOOR) SINGLE TRANSFORMER CIRCUIT BREAKER DOUBLE FEEDER ISOLATOR REAR TOP OR FRONT BOTTOM CABLE ENTRY | ABB | ABB FAN PTY LTD | 510111 | PURCHASE AS REQUIRED
000024758 | SWITCHGEAR,FEEDER | ABB SAFEPLUS CCVV (INDOOR) DOUBLE TRANSFORMER CIRCUIT BREAKER DOUBLE FEEDER ISOLATOR REAR TOP OR FRONT BOTTOM CABLE ENTRY | ABB | ABB FAN PTY LTD | 510112 | PURCHASE AS REQUIRED
000024759 | SWITCHGEAR,FEEDER | ABB SAFEPLUS CCVV (OUTDOOR) DOUBLE TRANSFORMER CIRCUIT BREAKER DOUBLE FEEDER ISOLATOR REAR TOP OR FRONT BOTTOM CABLE ENTRY | ABB | ABB FAN PTY LTD | 510113 | PURCHASE AS REQUIRED
000024760 | SWITCHGEAR,FEEDER | ABB SAFEPLUS CCCV (INDOOR) SINGLE TRANSFORMER CIRCUIT BREAKER TRIPLE FEEDER ISOLATOR REAR TOP OR FRONT BOTTOM CABLE ENTRY | ABB | ABB FAN PTY LTD | 510114 | PURCHASE AS REQUIRED
000024761 | SWITCHGEAR,FEEDER | ABB SAFEPLUS CCCV (OUTDOOR) SINGLE TRANSFORMER CIRCUIT BREAKER TRIPLE FEEDER ISOLATOR REAR TOP OR FRONT BOTTOM CABLE ENTRY | ABB | ABB FAN PTY LTD | 510115 | PURCHASE AS REQUIRED
000024762 | SWITCHGEAR,FEEDER | ABB SAFEPLUS CCV (INDOOR, REMOTE) SINGLE TRANSFORMER CIRCUIT BREAKER DOUBLE FEEDER ISOLATOR REAR TOP OR FRONT BOTTOM CABLE ENTRY | ABB | ABB FAN PTY LTD | 510116 | PURCHASE AS REQUIRED
000024763 | SWITCHGEAR,FEEDER | ABB SAFEPLUS CCV (OUTDOOR, REMOTE) SINGLE TRANSFORMER CIRCUIT BREAKER DOUBLE FEEDER ISOLATOR REAR TOP OR FRONT BOTTOM CABLE ENTRY | ABB | ABB FAN PTY LTD | 510117 | PURCHASE AS REQUIRED
000024764 | SWITCHGEAR,FEEDER | ABB SAFEPLUS CCVV (INDOOR, REMOTE) DOUBLE TRANSFORMER CIRCUIT BREAKER DOUBLE FEEDER ISOLATOR REAR TOP OR FRONT BOTTOM CABLE ENTRY | ABB | ABB FAN PTY LTD | 510118 | PURCHASE AS REQUIRED
000024765 | SWITCHGEAR,FEEDER | ABB SAFEPLUS CCVV (OUTDOOR, REMOTE) DOUBLE TRANSFORMER CIRCUIT BREAKER DOUBLE FEEDER ISOLATOR REAR TOP OR FRONT BOTTOM CABLE ENTRY | ABB | ABB FAN PTY LTD | 510119 | PURCHASE AS REQUIRED
000024766 | SWITCHGEAR,FEEDER | ABB SAFEPLUS CCCV (INDOOR, REMOTE) SINGLE TRANSFORMER CIRCUIT BREAKER TRIPLE FEEDER ISOLATOR REAR TOP OR FRONT BOTTOM CABLE ENTRY | ABB | ABB FAN PTY LTD | 510120 | PURCHASE AS REQUIRED
000024767 | SWITCHGEAR,FEEDER | ABB SAFEPLUS CCCV (OUTDOOR, REMOTE) SINGLE TRANSFORMER CIRCUIT BREAKER TRIPLE FEEDER ISOLATOR REAR TOP OR FRONT BOTTOM CABLE ENTRY | ABB | ABB FAN PTY LTD | 510121 | PURCHASE AS REQUIRED
000024768 | SWITCHGEAR,FEEDER | ABB SAFEPLUS -VFV SINGLE TRANSFORMER FUSE SWITCH DOUBLE FEEDER CIRCUIT BREAKER REAR TOP OR FRONT BOTTOM CABLE ENTRY | ABB | ABB FAN PTY LTD | 51033AFLR-EXL | PURCHASE AS REQUIRED
000024769 | FUSE,CARTRIDGE | ABB SAFEPLUS VT FUSE METERING PANEL FUSE 12 kV, 0.6 A, 250 mm length | ABB | ABB FAN PTY LTD | NHSN706046P10 | PURCHASE AS REQUIRED
000024770 | SWITCHGEAR,FEEDER | ABB SAFEPLUS -VV- SINGLE TRANSFORMER CIRCUIT BREAKER SINGLE FEEDER CIRCUIT BREAKER REAR TOP OR FRONT BOTTOM CABLE ENTRY | ABB | ABB FAN PTY LTD | 510109 | PURCHASE AS REQUIRED
000024771 | RELAY,PROTECTION,IMPEDENCE | ABB REJ603 1A DUAL POWERED PROTECTION RELAY TO PROTECT 1500 kVA TRANSFORMER | ABB | ABB FAN PTY LTD | REJ603B1NN1NB42NJ | CURRENT
000024772 | RELAY,PROTECTION,IMPEDENCE | ABB REJ603 5A DUAL POWERED PROTECTION RELAY TO PROTECT 1500 kVA TRANSFORMER | ABB | ABB FAN PTY LTD | REJ603B5NN1NB42NJ | CURRENT
000024741 | DRILL | Milwaukee, 18V Hammer Drill, 13mm Chuck, Brushless Powerstate Motor, LED Light, Battery Level Gauge, Skin Only | MILWAUKE | MILWAUKEE POWER TOOLS | M18FPD30 | CURRENT
000024743 | WRENCH,IMPACT | Milwaukee, M18 Fuel, Large 205mm, 1/2" Pin Detent Anvil, 18V, Powerstate Brushless Motor, 4-Mode Drive Control, Skin Only | C&LTOOL | CALTCO T/A C&L TOOL CENTRE | MILWTM18FHIW2P120 | CURRENT
000024743 | WRENCH,IMPACT | Milwaukee, M18 Fuel, Large 205mm, 1/2" Pin Detent Anvil, 18V, Powerstate Brushless Motor, 4-Mode Drive Control, Skin Only | MILWAUKE | MILWAUKEE POWER TOOLS | M18FHIW2P120 | CURRENT
000024744 | BIT,AUGER | KELLY BAR; 500MM LONG; TO SUIT POLE DRILLING AUGERS; AUGER DRIVE BAR SHORT; | PROLINE | PREMIER PROLINE PTY LTD | 80884 | PURCHASE AS REQUIRED
000024745 | SAW,RECIP,PORTABLE,ELEC | Milwaukee, 18V Battery Powered, M18 Fuel Sawzall, Brushless Powerstate Motor, Adjustable Shoe, Overload Protection, 29mm Stroke Length, Skin Only | C&LTOOL | CALTCO T/A C&L TOOL CENTRE | MILWTM18CSX2-0 | CURRENT
000024745 | SAW,RECIP,PORTABLE,ELEC | Milwaukee, 18V Battery Powered, M18 Fuel Sawzall, Brushless Powerstate Motor, Adjustable Shoe, Overload Protection, 29mm Stroke Length, Skin Only | MILWAUKE | MILWAUKEE POWER TOOLS | M18CSX2-0 | CURRENT
000024773 | SWITCHGEAR,FEEDER | ABB SAFEPLUS VVV SINGLE TRANSFORMER CIRCUIT BREAKER DOUBLE FEEDER CIRCUIT BREAKER REAR TOP OR FRONT BOTTOM CABLE ENTRY; LEFT EXTENSIBLE; | ABB | ABB FAN PTY LTD | 510103-EXL | PURCHASE AS REQUIRED
000024774 | FILTER,RESPIRATOR | Pre-Filter, Replacement Part for Powered Air Purification Respirators | ALLENS | ALLENS INDUSTRIAL PRODUCTS PTY LTD | UN052691 | CURRENT
000024774 | FILTER,RESPIRATOR | Pre-Filter, Replacement Part for Powered Air Purification Respirators | ALLENS | ALLENS INDUSTRIAL PRODUCTS PTY LTD | UU010979779 | CURRENT
000024774 | FILTER,RESPIRATOR | Pre-Filter, Replacement Part for Powered Air Purification Respirators | SAFESCTT | SCOTT SAFETY AUSTRALIA | 052691 | CURRENT
000024054 | RELAY,FEEDER DIFFERENTIAL. | 90-250V DC PWR; 90-250V DC LOGIC 6I 1A-PH ; 850NM FIBRE + 850NM FIBRE+ 850NM FIBRE; 4U HORZ; | ABB | ABB FAN PTY LTD | REFERENCE EXTENDED TEXT | CURRENT
000024055 | RELAY,FEEDER DIFFERENTIAL. | 90-250V DC PWR; 90-250V DC LOGIC; 6I 1A-PH ; 850NM FIBRE + 850NM FIBRE; 4U HORZ; | ABB | ABB FAN PTY LTD | REFERENCE EXTENDED TEXT | CURRENT
000024056 | RELAY,FEEDER DIFFERENTIAL. | 90-250V DC PWR; 90-250V DC LOGIC 6I 5A-PH ; 850NM FIBRE + 850NM FIBRE 4U HORZ | ABB | ABB FAN PTY LTD | REFERENCE EXTENDED TEXT | CURRENT
000024779 | JOINT,ELECTRICAL POWER CABLE | 11KV;HEATSHRINK JOINT;3 PHASE; 400 SQMM AL TRXLPE TRIPLEX TO 3C 0.25 SQIN CU PLY C/W 3 SHEAR BOLT BARRIERED CONNECTORS; | RAYCHEM | RAYCHEM (AUSTRALIA) PTY LTD | MXSU-EX532 | CURRENT
000024775 | RETAINER,FILTER,RESPIRATOR | Pre-Filter Holder, Replacement Part for Powered Air Purification Respirators | ALLENS | ALLENS INDUSTRIAL PRODUCTS PTY LTD | UN052692 | PURCHASE AS REQUIRED
000024775 | RETAINER,FILTER,RESPIRATOR | Pre-Filter Holder, Replacement Part for Powered Air Purification Respirators | SAFESCTT | SCOTT SAFETY AUSTRALIA | 052692 | PURCHASE AS REQUIRED
000024775 | RETAINER,FILTER,RESPIRATOR | Pre-Filter Holder, Replacement Part for Powered Air Purification Respirators | ALLENS | ALLENS INDUSTRIAL PRODUCTS PTY LTD | XP100544434 | PURCHASE AS REQUIRED
000024776 | CAP | Proflow Fit Tester, Replacement Part for Powered Air Purification Respirators | ALLENS | ALLENS INDUSTRIAL PRODUCTS PTY LTD | UN052693 | CURRENT
000024776 | CAP | Proflow Fit Tester, Replacement Part for Powered Air Purification Respirators | SAFESCTT | SCOTT SAFETY AUSTRALIA | 052693 | CURRENT
000024777 | CARTRIDGE,RESPIRATOR,AIR FILTERING | Pro2000 PF 10, P3 PAPR, Particulate Filter, for Solid/Liquid Particulates, Radioactive/Toxic Particles, Bacteria, Viruses, Fumes/Mists | ALLENS | ALLENS INDUSTRIAL PRODUCTS PTY LTD | UN052670 | CURRENT
000024777 | CARTRIDGE,RESPIRATOR,AIR FILTERING | Pro2000 PF 10, P3 PAPR, Particulate Filter, for Solid/Liquid Particulates, Radioactive/Toxic Particles, Bacteria, Viruses, Fumes/Mists | SAFESCTT | SCOTT SAFETY AUSTRALIA | 052670 | CURRENT
000024777 | CARTRIDGE,RESPIRATOR,AIR FILTERING | Pro2000 PF 10, P3 PAPR, Particulate Filter, for Solid/Liquid Particulates, Radioactive/Toxic Particles, Bacteria, Viruses, Fumes/Mists | CNWPL | CNW PL - SLACKS CREEK | UN052670 | CURRENT
000023999 | RELAY,PROTECTION | Line Diff, OC & Dir EF, 16/10 I/O, 24-60VDC Pwr, 1/5A CT, 1300nm FO Line Comms Module, DNP3 over RS485 & 100BaseTX, 4U Case | ABB | ABB FAN PTY LTD | RED615 HBDDAEAGAHH1AMA2XG | CURRENT
000023999 | RELAY,PROTECTION | Line Diff, OC & Dir EF, 16/10 I/O, 24-60VDC Pwr, 1/5A CT, 1300nm FO Line Comms Module, DNP3 over RS485 & 100BaseTX, 4U Case | ABB | ABB FAN PTY LTD | HBDDAEAGAHH1AMA2XG | CURRENT
000024046 | RELAY,PROTECTION | Line Diff, OC & Dir EF, 16/10 I/O, 48-250VDC Pwr, 1/5A CT, 850nm FO Line Comms Module, DNP3 over RS485 & 100BaseTX, 4U Case | ABB | ABB FAN PTY LTD | RED615 HBDDAEAGAJH1AMA1XG | CURRENT
000024046 | RELAY,PROTECTION | Line Diff, OC & Dir EF, 16/10 I/O, 48-250VDC Pwr, 1/5A CT, 850nm FO Line Comms Module, DNP3 over RS485 & 100BaseTX, 4U Case | ABB | ABB FAN PTY LTD | HBDDAEAGAJH1AMA1XG | CURRENT
000024047 | RELAY,PROTECTION | Line Diff, OC & Dir EF, 16/10 I/O, 24-60VDC Pwr, 1/5A CT, 850nm FO Line Comms Module, DNP3 over RS485 & 100BaseTX, 4U Case | ABB | ABB FAN PTY LTD | RED615 HBDDAEAGAJH1AMA2XG | CURRENT
000024047 | RELAY,PROTECTION | Line Diff, OC & Dir EF, 16/10 I/O, 24-60VDC Pwr, 1/5A CT, 850nm FO Line Comms Module, DNP3 over RS485 & 100BaseTX, 4U Case | ABB | ABB FAN PTY LTD | HBDDAEAGAJH1AMA2XG | CURRENT
000024000 | RELAY,FEEDER DIFFERENTIAL. | 48/110V DC PWR; 110V DC LOGIC 1A-PH 1A-RESD; 1300NM OPTICAL FIBRE (2X 1300NM); 4U HORZ | SEL | SCHWEITZER ENGINEERING LABORATORIES INC. | 0311L1JDD321423XX | CURRENT
000024001 | RELAY,FEEDER DIFFERENTIAL. | 48/110V DC PWR; 110V DC LOGIC 5APH 5A-RESD; 1300NM OPTICAL FIBRE (2X 1300NM); 4U HORZ | SEL | SCHWEITZER ENGINEERING LABORATORIES INC. | 0311L1JDD325423XX | CURRENT
000024002 | RELAY,FEEDER DIFFERENTIAL. | 48/110V DC PWR; 110V DC LOGIC 1A-PH 1A-RESD; 1300NM OPTICAL FIBRE (2X 1300NM); 4U VERT | SEL | SCHWEITZER ENGINEERING LABORATORIES INC. | 0311L1LDD321423XX | CURRENT
000024003 | RELAY,FEEDER DIFFERENTIAL. | 48/110V DC PWR; 110V DC LOGIC 5APH 5A-RESD; 1300NM OPTICAL FIBRE (2X 1300NM); 4U VERT | SEL | SCHWEITZER ENGINEERING LABORATORIES INC. | 0311L1LDD325423XX | CURRENT
000024004 | RELAY,FEEDER DIFFERENTIAL. | 48/110V DC PWR; 110V DC LOGIC 1A-PH 1A-RESD; 850NM OPTICAL FIBRE (2X 1300NM); 4U HORZ | SEL | SCHWEITZER ENGINEERING LABORATORIES INC. | 0311L1JCC321423XX | CURRENT
000024005 | RELAY,FEEDER DIFFERENTIAL. | 48/110V DC PWR; 110V DC LOGIC 5APH 5A-RESD; 850NM OPTICAL FIBRE (2X 1300NM); 4U HORZ | SEL | SCHWEITZER ENGINEERING LABORATORIES INC. | 0311L1JCC325423XX | CURRENT
000024006 | RELAY,FEEDER DIFFERENTIAL. | 48/110V DC PWR; 110V DC LOGIC 1A-PH 1A-RESD; 850NM OPTICAL FIBRE (2X 1300NM); 4U VERT | SEL | SCHWEITZER ENGINEERING LABORATORIES INC. | 0311L1LDC321423XX | CURRENT
000024007 | RELAY,FEEDER DIFFERENTIAL. | 48/110V DC PWR; 110V DC LOGIC 5APH 5A-RESD; 850NM OPTICAL FIBRE (2X 1300NM); 4U VERT | SEL | SCHWEITZER ENGINEERING LABORATORIES INC. | 0311L1LDC325423XX | CURRENT
000024008 | RELAY,FEEDER DIFFERENTIAL. | 48/110V DC PWR; 110V DC LOGIC 1A-PH 1A-RESD; 1300NM OPTICAL FIBRE 4U HORZ | SEL | SCHWEITZER ENGINEERING LABORATORIES INC. | 0311L1JD0321423XX | CURRENT
000024009 | RELAY,FEEDER DIFFERENTIAL. | 48/110V DC PWR; 110V DC LOGIC 5APH 5A-RESD; 1300NM OPTICAL FIBRE 4U HORZ | SEL | SCHWEITZER ENGINEERING LABORATORIES INC. | 0311L1JD0325423XX | CURRENT
000024010 | RELAY,FEEDER DIFFERENTIAL. | 48/110V DC PWR; 110V DC LOGIC 1A-PH 1A-RESD; 1300NM OPTICAL FIBRE 4U VERT | SEL | SCHWEITZER ENGINEERING LABORATORIES INC. | 0311L1LD0321423XX | CURRENT
000024011 | RELAY,FEEDER DIFFERENTIAL. | 48/110V DC PWR; 110V DC LOGIC 5APH 5A-RESD; 1300NM OPTICAL FIBRE 4U VERT | SEL | SCHWEITZER ENGINEERING LABORATORIES INC. | 0311L1LD0325423XX | CURRENT
000024012 | RELAY,FEEDER DIFFERENTIAL. | 24/48V DC PWR; 110V DC LOGIC 1A-PH 1A-RESD; 1300NM OPTICAL FIBRE (2X 1300NM) 4U HORZ | SEL | SCHWEITZER ENGINEERING LABORATORIES INC. | 0311L1JDD221223XX | CURRENT
000024013 | RELAY,FEEDER DIFFERENTIAL. | 24/48V DC PWR; 110V DC LOGIC 5APH 5A-RESD; 1300NM OPTICAL FIBRE (2X 1300NM); 4U HORZ | SEL | SCHWEITZER ENGINEERING LABORATORIES INC. | 0311L1JDD225323XX | CURRENT
000024014 | RELAY,FEEDER DIFFERENTIAL. | 24/48V DC PWR; 110V DC LOGIC 1A-PH 1A-RESD; 1300NM OPTICAL FIBRE (2X 1300NM) 4U VERT | SEL | SCHWEITZER ENGINEERING LABORATORIES INC. | 0311L1LDD221223XX | CURRENT
000024015 | RELAY,FEEDER DIFFERENTIAL. | 24/48V DC PWR; 110V DC LOGIC 5APH 5A-RESD; 1300NM OPTICAL FIBRE (2X 1300NM); 4U VERT | SEL | SCHWEITZER ENGINEERING LABORATORIES INC. | 0311L1LDD225223XX | CURRENT
000024016 | RELAY,FEEDER DIFFERENTIAL. | 24/48V DC PWR; 110V DC LOGIC 1A-PH 1A-RESD; 850NM OPTICAL FIBRE (2X 1300NM); 4U HORZ | SEL | SCHWEITZER ENGINEERING LABORATORIES INC. | 0311L1JDC221223XX | CURRENT
000024017 | RELAY,FEEDER DIFFERENTIAL. | 24/48V DC PWR; 110V DC LOGIC 5APH 5A-RESD; 850NM OPTICAL FIBRE (2X 1300NM); 4U HORZ | SEL | SCHWEITZER ENGINEERING LABORATORIES INC. | 0311L1JCC225323XX | CURRENT
000024018 | RELAY,FEEDER DIFFERENTIAL. | 24/48V DC PWR; 110V DC LOGIC 1A-PH 1A-RESD; 850NM OPTICAL FIBRE (2X 1300NM); 4U VERT | SEL | SCHWEITZER ENGINEERING LABORATORIES INC. | 0311L1LDC221223XX | CURRENT
000024019 | RELAY,FEEDER DIFFERENTIAL. | 24/48V DC PWR; 110V DC LOGIC 5APH 5A-RESD; 850NM OPTICAL FIBRE (2X 1300NM); 4U VERT | SEL | SCHWEITZER ENGINEERING LABORATORIES INC. | 0311L1LDC225223XX | CURRENT
000024020 | RELAY,FEEDER DIFFERENTIAL. | 24/48V DC PWR; 110V DC LOGIC 1A-PH 1A-RESD; 1300NM OPTICAL FIBRE 4U HORZ | SEL | SCHWEITZER ENGINEERING LABORATORIES INC. | 0311L1JD0221223XX | CURRENT
000024021 | RELAY,FEEDER DIFFERENTIAL. | 24/48V DC PWR; 110V DC LOGIC 5APH 5A-RESD; 1300NM OPTICAL FIBRE 4U HORZ | SEL | SCHWEITZER ENGINEERING LABORATORIES INC. | 0311L1JD0225323XX | CURRENT
000024022 | RELAY,FEEDER DIFFERENTIAL. | 24/48V DC PWR; 110V DC LOGIC 1A-PH 1A-RESD; 1300NM OPTICAL FIBRE 4U VERT | SEL | SCHWEITZER ENGINEERING LABORATORIES INC. | 0311L1LD0221223XX | CURRENT
000024023 | RELAY,FEEDER DIFFERENTIAL. | 24/48V DC PWR; 110V DC LOGIC 5APH 5A-RESD; 1300NM OPTICAL FIBRE 4U VERT | SEL | SCHWEITZER ENGINEERING LABORATORIES INC. | 0311L1LD0225223XX | CURRENT
000024029 | RELAY,FEEDER DIFFERENTIAL. | 24/48V DC PWR; 24/250V DC LOGIC 1A/5A-PH 1A/5A-RESD FLUSH OR 80TE CASE RACK MOUNTING | SCHNEDER | SCHNEIDER PTY LTD | P54391BB8M0D19M | PHASING
000024038 | RELAY,TRANSFORMER DIFFERENTIAL | 48/110V DC PWR; LOGIC 5A ALL TERMS ; PORT F RS232, PORT 3 RS485; 7U HORZ | SEL | SCHWEITZER ENGINEERING LABORATORIES INC. | 0487E3X411XXC4X3H74323X | CURRENT
000024039 | RELAY,TRANSFORMER DIFFERENTIAL | 48/110V DC PWR; LOGIC 1A ALL TERMS ; PORT F RS232, PORT 3 RS485; 7U HORZ | SEL | SCHWEITZER ENGINEERING LABORATORIES INC. | 0487E3X448XXC4X3H74323X | CURRENT
000024040 | RELAY,TRANSFORMER DIFFERENTIAL | 48/110V DC PWR; LOGIC 5A HV 1A LV 1A LV 5A 5A 1A 1A 1A PORT F RS232, 7U HORZ | SEL | SCHWEITZER ENGINEERING LABORATORIES INC. | 0487E3X431XXC4X3H74323X | CURRENT
000024041 | REMOTE I/O MODULE | 48/110V DC PWR; 110V LOGIC SINGLE MODE GLASS | SEL | SCHWEITZER ENGINEERING LABORATORIES INC. | 2505333XX | CURRENT
000024045 | REMOTE I/O MODULE | 24V DC PWR; 24V DC LOGIC SINGLE MODE GLASS | SEL | SCHWEITZER ENGINEERING LABORATORIES INC. | 2505131XX | CURRENT
000024042 | REMOTE I/O MODULE | 48/110V DC PWR; 48V LOGIC MULTI MODE PLASTCI V-PIN CONNECTOR | SEL | SCHWEITZER ENGINEERING LABORATORIES INC. | 2505312XX | CURRENT
000024043 | RELAY,ELECTROMAGNETIC | MULTITRIP 48V DC 2HSM514B2 B 10M00B 2M CASE | RMS | RELAY MONITORING SYSTEMS PL | 2HSM514B2-B-10M0B-2M28-S1 | CURRENT
000024044 | RELAY,TRANSFORMER DIFFERENTIAL | 24/32V DC PWR; 24/250V LOGIC OPTICAL FIBRE LC MM, ETHERNET UTP 60TE CASE | SCHNEDER | SCHNEIDER PTY LTD | P64392BE8M0048K | PHASING
000024781 | GLOVES,PROTECTIVE | MAXICUT 5; PREFERRED GENERAL PURPOSE WORK GLOVE; HIGH CUT & PUNTURE RESISTANT; MICRO-FOAM NITRILE COATING; SIZE 7; (VENDING PACKS) | ATOMSUPP | ATOM SUPPLY | 30000325 | CURRENT
000024782 | GLOVES,PROTECTIVE | MAXICUT 5; PREFERRED GENERAL PURPOSE WORK GLOVE; HIGH CUT & PUNTURE RESISTANT; MICRO-FOAM NITRILE COATING; SIZE 8;(VENDING PACKS) | ATOMSUPP | ATOM SUPPLY | 30000269 | CURRENT
000024783 | GLOVES,PROTECTIVE | MAXICUT 5; PREFERRED GENERAL PURPOSE WORK GLOVE; HIGH CUT & PUNTURE RESISTANT; MICRO-FOAM NITRILE COATING; SIZE 9;(VENDING PACKS) | ATOMSUPP | ATOM SUPPLY | 30000270 | CURRENT
000024784 | GLOVES,PROTECTIVE | MAXICUT 5; PREFERRED GENERAL PURPOSE WORK GLOVE; HIGH CUT & PUNTURE RESISTANT; MICRO-FOAM NITRILE COATING; SIZE 10; VENDING PACK | ATOMSUPP | ATOM SUPPLY | 30000271 | CURRENT
000024785 | GLOVES,PROTECTIVE | GLOVES:CUT RESISTANT;11,MICRO-FOAM GLOVES,PROTECTIVE MaxiCut 5 Ultra, Size 11, Micro-Foam Nitrile Coated, Cut & Pun ture Resistant | ATOMSUPP | ATOM SUPPLY | 30000272 | CURRENT
000024786 | GLOVES,PROTECTIVE | MAXICUT 5; PREFERRED GENERAL PURPOSE WORK GLOVE; HIGH CUT & PUNTURE RESISTANT; MICRO-FOAM NITRILE COATING; SIZE 12; VENDING PACKS | ATOMSUPP | ATOM SUPPLY | 30000514 | CURRENT
000024824 | GLOVES,PROTECTIVE | MAXICUT 5; PREFERRED GENERAL PURPOSE WORK GLOVE; HIGH CUT & PUNTURE RESISTANT; MICRO-FOAM NITRILE COATING; SIZE 6; | ATOMSUPP | ATOM SUPPLY | 30000324 | CURRENT
000024824 | GLOVES,PROTECTIVE | MAXICUT 5; PREFERRED GENERAL PURPOSE WORK GLOVE; HIGH CUT & PUNTURE RESISTANT; MICRO-FOAM NITRILE COATING; SIZE 6; | ATOMSUPP | ATOM SUPPLY | 44-3745-6 | CURRENT
000024787 | GLOVES,PROTECTIVE | MaxiChem, Size 7, Neoprene, for handling Oils & Chemicals like Solvents, Acids, Hydrocarbons, Oil, Grease, Organic Solvents | ATOMSUPP | ATOM SUPPLY | 490354 | CURRENT
000024787 | GLOVES,PROTECTIVE | MaxiChem, Size 7, Neoprene, for handling Oils & Chemicals like Solvents, Acids, Hydrocarbons, Oil, Grease, Organic Solvents | ATOMSUPP | ATOM SUPPLY | 56-635-7 | CURRENT
000024787 | GLOVES,PROTECTIVE | MaxiChem, Size 7, Neoprene, for handling Oils & Chemicals like Solvents, Acids, Hydrocarbons, Oil, Grease, Organic Solvents | ATOMSUPP | ATOM SUPPLY | CS721-07 | CURRENT
000024788 | GLOVES,PROTECTIVE | MaxiChem, Size 8, Neoprene, for handling Oils & Chemicals like Solvents, Acids, Hydrocarbons, Oil, Grease, Organic Solvents | ATOMSUPP | ATOM SUPPLY | 30001063 | CURRENT
000024788 | GLOVES,PROTECTIVE | MaxiChem, Size 8, Neoprene, for handling Oils & Chemicals like Solvents, Acids, Hydrocarbons, Oil, Grease, Organic Solvents | ATOMSUPP | ATOM SUPPLY | 56-635-8 | CURRENT
000024788 | GLOVES,PROTECTIVE | MaxiChem, Size 8, Neoprene, for handling Oils & Chemicals like Solvents, Acids, Hydrocarbons, Oil, Grease, Organic Solvents | ATOMSUPP | ATOM SUPPLY | 490355 | CURRENT
000024788 | GLOVES,PROTECTIVE | MaxiChem, Size 8, Neoprene, for handling Oils & Chemicals like Solvents, Acids, Hydrocarbons, Oil, Grease, Organic Solvents | ATOMSUPP | ATOM SUPPLY | CS721-08 | CURRENT
000024790 | GLOVES,PROTECTIVE | MaxiChem, Size 10, Neoprene, for handling Oils & Chemicals like Solvents, Acids, Hydrocarbons, Oil, Grease, Organic Solvents | ATOMSUPP | ATOM SUPPLY | 490358 | CURRENT
000024790 | GLOVES,PROTECTIVE | MaxiChem, Size 10, Neoprene, for handling Oils & Chemicals like Solvents, Acids, Hydrocarbons, Oil, Grease, Organic Solvents | ATOMSUPP | ATOM SUPPLY | CS721 | CURRENT
000024790 | GLOVES,PROTECTIVE | MaxiChem, Size 10, Neoprene, for handling Oils & Chemicals like Solvents, Acids, Hydrocarbons, Oil, Grease, Organic Solvents | ATOMSUPP | ATOM SUPPLY | 30001065 | CURRENT
000024790 | GLOVES,PROTECTIVE | MaxiChem, Size 10, Neoprene, for handling Oils & Chemicals like Solvents, Acids, Hydrocarbons, Oil, Grease, Organic Solvents | ATOMSUPP | ATOM SUPPLY | 56-635-10 | CURRENT
000024790 | GLOVES,PROTECTIVE | MaxiChem, Size 10, Neoprene, for handling Oils & Chemicals like Solvents, Acids, Hydrocarbons, Oil, Grease, Organic Solvents | ATOMSUPP | ATOM SUPPLY | CS711 | CURRENT
000024791 | GLOVES,PROTECTIVE | MaxiChem, Size 11, Neoprene, for handling Oils & Chemicals like Solvents, Acids, Hydrocarbons, Oil, Grease, Organic Solvents | ATOMSUPP | ATOM SUPPLY | 30001066 | CURRENT
000024791 | GLOVES,PROTECTIVE | MaxiChem, Size 11, Neoprene, for handling Oils & Chemicals like Solvents, Acids, Hydrocarbons, Oil, Grease, Organic Solvents | ATOMSUPP | ATOM SUPPLY | 56-635-11 | CURRENT
000024791 | GLOVES,PROTECTIVE | MaxiChem, Size 11, Neoprene, for handling Oils & Chemicals like Solvents, Acids, Hydrocarbons, Oil, Grease, Organic Solvents | ATOMSUPP | ATOM SUPPLY | 490359 | CURRENT
000024791 | GLOVES,PROTECTIVE | MaxiChem, Size 11, Neoprene, for handling Oils & Chemicals like Solvents, Acids, Hydrocarbons, Oil, Grease, Organic Solvents | ATOMSUPP | ATOM SUPPLY | CS721-11 | CURRENT
000024792 | GLOVES,PROTECTIVE | MaxiDry GP, Size 7, Neoprene Non-Slip, Fully Coated Gauntlet, Shortcuff, for handling Chemicals like Solvents, Acids, Hydrocarbons, Oil, Grease, Organic | ATOMSUPP | ATOM SUPPLY | 30001057 | CURRENT
000024792 | GLOVES,PROTECTIVE | MaxiDry GP, Size 7, Neoprene Non-Slip, Fully Coated Gauntlet, Shortcuff, for handling Chemicals like Solvents, Acids, Hydrocarbons, Oil, Grease, Organic | ATOMSUPP | ATOM SUPPLY | 56-426-7 | CURRENT
000024793 | GLOVES,PROTECTIVE | MaxiDry GP, Size 8, Neoprene Non-Slip, Fully Coated Gauntlet, Shortcuff, for handling Chemicals like Solvents, Acids, Hydrocarbons, Oil, Grease, Organic | ATOMSUPP | ATOM SUPPLY | 30001058 | CURRENT
000024793 | GLOVES,PROTECTIVE | MaxiDry GP, Size 8, Neoprene Non-Slip, Fully Coated Gauntlet, Shortcuff, for handling Chemicals like Solvents, Acids, Hydrocarbons, Oil, Grease, Organic | ATOMSUPP | ATOM SUPPLY | 56-426-8 | CURRENT
000024794 | GLOVES,PROTECTIVE | MaxiDry GP, Size 9, Neoprene Non-Slip, Fully Coated Gauntlet, Shortcuff, for handling Chemicals like Solvents, Acids, Hydrocarbons, Oil, Grease, Organic | ATOMSUPP | ATOM SUPPLY | 30001059 | CURRENT
000024794 | GLOVES,PROTECTIVE | MaxiDry GP, Size 9, Neoprene Non-Slip, Fully Coated Gauntlet, Shortcuff, for handling Chemicals like Solvents, Acids, Hydrocarbons, Oil, Grease, Organic | ATOMSUPP | ATOM SUPPLY | 56-426-9 | CURRENT
000024795 | GLOVES,PROTECTIVE | MaxiDry GP, Size 10, Neoprene Non-Slip, Fully Coated Gauntlet, Shortcuff, for handling Chemicals like Solvents, Acids, Hydrocarbons, Oil, Grease, Organic | ATOMSUPP | ATOM SUPPLY | 30002761 | CURRENT
000024795 | GLOVES,PROTECTIVE | MaxiDry GP, Size 10, Neoprene Non-Slip, Fully Coated Gauntlet, Shortcuff, for handling Chemicals like Solvents, Acids, Hydrocarbons, Oil, Grease, Organic | ATOMSUPP | ATOM SUPPLY | 56-426-10 | CURRENT
000024796 | GLOVES,PROTECTIVE | MaxiDry GP, Size 11, Neoprene Non-Slip, Fully Coated Gauntlet, Shortcuff, for handling Chemicals like Solvents, Acids, Hydrocarbons, Oil, Grease, Organic | ATOMSUPP | ATOM SUPPLY | 30002758 | CURRENT
000024796 | GLOVES,PROTECTIVE | MaxiDry GP, Size 11, Neoprene Non-Slip, Fully Coated Gauntlet, Shortcuff, for handling Chemicals like Solvents, Acids, Hydrocarbons, Oil, Grease, Organic | ATOMSUPP | ATOM SUPPLY | 56-426-11 | CURRENT
000024797 | GLOVES,PROTECTIVE | MaxiFlex Elite, Size 6, Micro-Foam Nitrile Coating, High Dexterity, 25% Thinner GP Glove for Sensitive Handling | ATOMSUPP | ATOM SUPPLY | 30001018 | CURRENT
000024797 | GLOVES,PROTECTIVE | MaxiFlex Elite, Size 6, Micro-Foam Nitrile Coating, High Dexterity, 25% Thinner GP Glove for Sensitive Handling | ATOMSUPP | ATOM SUPPLY | 34-274-6 | CURRENT
000024798 | GLOVES,PROTECTIVE | MaxiFlex Elite, Size 7, Micro-Foam Nitrile Coating, High Dexterity, 25% Thinner GP Glove for Sensitive Handling | ATOMSUPP | ATOM SUPPLY | 30001019 | CURRENT
000024798 | GLOVES,PROTECTIVE | MaxiFlex Elite, Size 7, Micro-Foam Nitrile Coating, High Dexterity, 25% Thinner GP Glove for Sensitive Handling | ATOMSUPP | ATOM SUPPLY | 34-274-7 | CURRENT
000024799 | GLOVES,PROTECTIVE | MaxiFlex Elite, Size 8, Micro-Foam Nitrile Coating, High Dexterity, 25% Thinner GP Glove for Sensitive Handling | ATOMSUPP | ATOM SUPPLY | 30001020 | CURRENT
000024799 | GLOVES,PROTECTIVE | MaxiFlex Elite, Size 8, Micro-Foam Nitrile Coating, High Dexterity, 25% Thinner GP Glove for Sensitive Handling | ATOMSUPP | ATOM SUPPLY | 34-274-8 | CURRENT
000024800 | GLOVES,PROTECTIVE | MaxiFlex Elite, Size 9, Micro-Foam Nitrile Coating, High Dexterity, 25% Thinner GP Glove for Sensitive Handling | ATOMSUPP | ATOM SUPPLY | 30001021 | CURRENT
000024800 | GLOVES,PROTECTIVE | MaxiFlex Elite, Size 9, Micro-Foam Nitrile Coating, High Dexterity, 25% Thinner GP Glove for Sensitive Handling | ATOMSUPP | ATOM SUPPLY | 34-274-9 | CURRENT
000024801 | GLOVES,PROTECTIVE | Micro Foam Nitrile Grey Black, Band Size 10 XL Helio 101 Wirra | ATOMSUPP | ATOM SUPPLY | 55040876 | CURRENT
000024801 | GLOVES,PROTECTIVE | Micro Foam Nitrile Grey Black, Band Size 10 XL Helio 101 Wirra | ATOMSUPP | ATOM SUPPLY | 34-274-10 | CURRENT
000024802 | GLOVES,PROTECTIVE | MaxiFlex Elite, Size 11, Micro-Foam Nitrile Coating, High Dexterity, 25% Thinner GP Glove for Sensitive Handling | ATOMSUPP | ATOM SUPPLY | 30001023 | CURRENT
000024802 | GLOVES,PROTECTIVE | MaxiFlex Elite, Size 11, Micro-Foam Nitrile Coating, High Dexterity, 25% Thinner GP Glove for Sensitive Handling | ATOMSUPP | ATOM SUPPLY | 34-274-11 | CURRENT
000024126 | JUNCTION BOX. | 316 STAINLESS STEEL; ENCLOSURE 316; SUSTATION CB JUNCTION BOX H400XW600XD200 SWING DOOR | HAWKSIDD | HAWKER SIDDELEY SWITCHGEAR LTD | ASI316L ENCLOSURE WITH IP31 | CURRENT
000024126 | JUNCTION BOX. | 316 STAINLESS STEEL; ENCLOSURE 316; SUSTATION CB JUNCTION BOX H400XW600XD200 SWING DOOR | NHP | NHP ELECTRICAL ENGINEERING | SQO01171293-1 | CURRENT
000024804 | TRANSFORMER,DISTRIBUTION | 11 KV;1500 KVA;3 PH;EPOXY ENCAPSULATED; DRY TYPE;IP21;ENCLOSURE;TOP OR BOTTOM CABLE ENTRY;7 TAP 6% Z;75 KV BIL (IMPULSE STRENGTH);C/W LOW-VOLTAGE | ABB | ABB FAN PTY LTD | 9021571 | PURCHASE AS REQUIRED
000024806 | VENT CHUTE | BLAST SHIELD FOR SCHNEIDER N38 RECLOSER; REQUIRED FOR SUBSTATION INSTALLATION; USE WITH SC21059; | SCHNEDER | SCHNEIDER PTY LTD | 991000210 | PURCHASE AS REQUIRED
000024730 | GLOVES,CLOTH | NYLON GLOVE FOR USE INSIDE OF INSULATING GLOVES; COATED WITH POLYURETHANE; SIZE : MEDIUM | ATOMSUPP | ATOM SUPPLY | 139148 | CURRENT
000024730 | GLOVES,CLOTH | NYLON GLOVE FOR USE INSIDE OF INSULATING GLOVES; COATED WITH POLYURETHANE; SIZE : MEDIUM | ATOMSUPP | ATOM SUPPLY | P4003.M | CURRENT
000024730 | GLOVES,CLOTH | NYLON GLOVE FOR USE INSIDE OF INSULATING GLOVES; COATED WITH POLYURETHANE; SIZE : MEDIUM | WORKSENS | WORKSENSE WORKWEAR AND SAFETY PL | P4003.M | CURRENT
000024732 | GLOVES,CLOTH | NYLON GLOVE FOR USE INSIDE OF INSULATING GLOVES; COATED WITH POLYURETHANE; SIZE : EXTRA LARGE | ATOMSUPP | ATOM SUPPLY | 139149 | CURRENT
000024732 | GLOVES,CLOTH | NYLON GLOVE FOR USE INSIDE OF INSULATING GLOVES; COATED WITH POLYURETHANE; SIZE : EXTRA LARGE | ATOMSUPP | ATOM SUPPLY | P4003.XL | CURRENT
000024732 | GLOVES,CLOTH | NYLON GLOVE FOR USE INSIDE OF INSULATING GLOVES; COATED WITH POLYURETHANE; SIZE : EXTRA LARGE | WORKSENS | WORKSENSE WORKWEAR AND SAFETY PL | P4003.XL | CURRENT
000024809 | MASK,AIR FILTERING | HOSE ONLY FOR FLOWHOOD T2 PART REPLACMENT OF SC24778; POWERED AIR PURIFYING RESPIRATOR; NOT SUITABLE FOR SUNDSTROM EQUIPMENT | ALLENS | ALLENS INDUSTRIAL PRODUCTS PTY LTD | UN064280 | CURRENT
000024807 | POWER SUPPLY | 12VDC 1A; AC/DC PLUG PACK; SUITS SC23711 OPENGEAR ACM5004; SUITS SC22388 DIMOTO POF MEDIA CONVERTER | OPENGEAR | OPENGEAR INC. | 450031 | CURRENT
000024807 | POWER SUPPLY | 12VDC 1A; AC/DC PLUG PACK; SUITS SC23711 OPENGEAR ACM5004; SUITS SC22388 DIMOTO POF MEDIA CONVERTER | COMLINX | COMLINX PL | 450031 | CURRENT
000025002 | METER,WATTHOUR | MK10H DIN RAIL 3 PHASE, 4 WIRE 240VAC, 5A TB2 RS-485 MODBUS; CT CLASS 1 WITH POWERED COMMUNICATIONS PORT; SUBMETER METERING DYNAMICS LABEL, NON PLANT; | EDMI | EDMI PTY LTD | 1H11-1G1-1S-F12-230-0 | PHASING
000025003 | TERMINAL SCREW | TERMINAL SCREWS VT (FLAT BLADE) PACK OF 100 | EDMI | EDMI PTY LTD | MWORK16813 | PURCHASE AS REQUIRED
000025004 | COVER,TERMINAL | TERMINAL COVER - MK10D, MK10E, MK6E | EDMI | EDMI PTY LTD | PLAS16804 | PURCHASE AS REQUIRED
000025005 | COVER,TERMINAL | TERMINAL COVER  EXTENDED  MK7C | EDMI | EDMI PTY LTD | PLAS19756 | PURCHASE AS REQUIRED
000025006 | FINGERGUARD | FINGER GUARD  MK10E, MK10D, MK6E | EDMI | EDMI PTY LTD | PLAS16849 | PURCHASE AS REQUIRED
000025007 | FINGERGUARD | FINGER GUARD  MK7A | EDMI | EDMI PTY LTD | PLAS19707 | PURCHASE AS REQUIRED
000025008 | BRACKET,MOUNTING | MODEM BRACKET (INCLUDING FINGER GUARD) MK7A | EDMI | EDMI PTY LTD | PLAS19777 | PURCHASE AS REQUIRED
000025009 | PROBE,FIBRE OPTIC | OPTICAL PROBE FLAG (USB) | EDMI | EDMI PTY LTD | 2000-0460 | PURCHASE AS REQUIRED
000023862 | SIGN | *DANGER-ANTI CLIMBING DEVICE INSTALLED* WHITE RETROFLECTIVE CLASS 2; 1.8MM THICK 170H X 180W; AS1319; 2XM10 HOLES ALUMINIUM | ARTCRAFT | ARTCRAFT PTY LTD | EESS-10181-16 | PURCHASE AS REQUIRED
000024810 | CUBICLE,RACK FRAME. | STEEL;47RU 600MM x 700MM 19 INCH RACK FRAME AT FRONT; REAR DOOR; 600MM WIDE; 700D 2200MM H; C/W 100MM PLINTH FITTED- SOLID FRONT AND BACK AND PLINTH | RITTAL | RITTAL AUSTRALIA PTY LTD | 7187709 | PURCHASE AS REQUIRED
000024811 | CUBICLE,RACK FRAME. | SIDE PANEL ONLY SUITS SC24810; STEEL; 47RU 600MM X 700MM 19 INCH RACK FRAME AT FRONT DOOR; 600MM W; 700MM D; 2200MM H; C/W 100 PLINTH FITTED; SOLID | RITTAL | RITTAL AUSTRALIA PTY LTD | SIDE PANEL- 7187709 | PURCHASE AS REQUIRED
000024817 | TRANSFORMER,METERING | OUTDOOR TYPE;FREE STANDING;12 KV; 100A;13 KA/3 SECS;OIL INSULATED; BOTTOM; ENTRY; COMPACT DESIGN; TYPE C HV BUSHING C/W50/5A WOUND PRIMARY CTS; 550KG; | TWS | TWS ENERGY CONTROLS | SCR80A | PURCHASE AS REQUIRED
000024818 | TRANSFORMER,METERING | OUTDOOR TYPE;FREE STANDING;12 KV; 400A;25 KA/3 SECS;OIL INSULATED; BOTTOM ENTRY;COMPACT DESIGN; TYPE C HV BUSHING; 550KG | TWS | TWS ENERGY CONTROLS | SCR79A | PURCHASE AS REQUIRED
000024819 | SLING,ENDLESS | 70T; ROUND SLING; 2 METRES; TAGGED & STENCILLED FOR PULLING ONLY USED WITH POLE EXTRACTION DEVICE | STEHOUSE | STENHOUSE LIFTING EQUIPMENT PL | E20000-PULL-0X2.0 | CURRENT
000024820 | SLING,ENDLESS | 70T; ROUND SLING; 3 METRES; TAGGED & STENCILLED FOR PULLING ONLY USED WITH POLE EXTRACTION DEVICE | STEHOUSE | STENHOUSE LIFTING EQUIPMENT PL | E20000-PULL-0X3.0 | CURRENT
000024825 | PANEL | HMI Operator Panel, for NOJA RC10 Series | NOJAPWR | NOJA POWER | PANS-01E | PURCHASE AS REQUIRED
000024826 | MODULE | Relay Module, for NOJA RC10 Series | NOJAPWR | NOJA POWER | REL-02R | PURCHASE AS REQUIRED
000024826 | MODULE | Relay Module, for NOJA RC10 Series | NOJAPWR | NOJA POWER | REL-02 | PURCHASE AS REQUIRED
000024826 | MODULE | Relay Module, for NOJA RC10 Series | NOJAPWR | NOJA POWER | RELS-02 | PURCHASE AS REQUIRED
000024827 | MODULE | Switch Interface Module, for NOJA RC10 Series | NOJAPWR | NOJA POWER | SIMS-01 | PURCHASE AS REQUIRED
000024828 | POWER SUPPLY | Power Supply Module, for NOJA RC10 Series | NOJAPWR | NOJA POWER | PSMS-02 | PURCHASE AS REQUIRED
000024814 | CORD ASSY,ELEC | CAT6A Ethernet Patch Cable, Grey or Blue Sheath, 1m Lg | RAMELEC | RAMELEC ELECTRICAL PTY LTD | 1165940010 | CURRENT
000024814 | CORD ASSY,ELEC | CAT6A Ethernet Patch Cable, Grey or Blue Sheath, 1m Lg | WEIDMULL | WEIDMULLER (AUST) PTY LTD | 1165940010 | CURRENT
000024815 | CORD ASSY,ELEC | CAT6A Ethernet Patch Cable, Grey Sheath, 2m Lg | RAMELEC | RAMELEC ELECTRICAL PTY LTD | 1165940020 | CURRENT
000024815 | CORD ASSY,ELEC | CAT6A Ethernet Patch Cable, Grey Sheath, 2m Lg | WEIDMULL | WEIDMULLER (AUST) PTY LTD | 1165940020 | CURRENT
000024816 | CORD ASSY,ELEC | CAT6A Ethernet Patch Cable, Grey Sheath, 3m Lg | OPTIMAL | OPTIMAL CABLE SERVICES PTY LTD | AFL6A030-GY-L | CURRENT
000024816 | CORD ASSY,ELEC | CAT6A Ethernet Patch Cable, Grey Sheath, 3m Lg | RAMELEC | RAMELEC ELECTRICAL PTY LTD | 1165940030 | CURRENT
000024816 | CORD ASSY,ELEC | CAT6A Ethernet Patch Cable, Grey Sheath, 3m Lg | WEIDMULL | WEIDMULLER (AUST) PTY LTD | 1165940030 | CURRENT
000024822 | SPOTLIGHT | Milwaukee, M12 LED High Output Spotlight 12V, 750 Lumens, 640m Beam, IP24, Skin Only | C&LTOOL | CALTCO T/A C&L TOOL CENTRE | MILWTM12SLED-0 | CURRENT
000024822 | SPOTLIGHT | Milwaukee, M12 LED High Output Spotlight 12V, 750 Lumens, 640m Beam, IP24, Skin Only | MILWAUKE | MILWAUKEE POWER TOOLS | M12SLED-0 | CURRENT
000024823 | BLOWER,ELECTRIC,PORTABLE | Milwaukee, M18 Cordless Compact Blower, 18V, 3-Speed Electronic Switch, Variable Speed Trigger, Air Velocity 259km/h, Universal Inflator/Deflator, Skin Only | C&LTOOL | CALTCO T/A C&L TOOL CENTRE | MILWTM18BBL-0 | CURRENT
000024823 | BLOWER,ELECTRIC,PORTABLE | Milwaukee, M18 Cordless Compact Blower, 18V, 3-Speed Electronic Switch, Variable Speed Trigger, Air Velocity 259km/h, Universal Inflator/Deflator, Skin Only | MILWAUKE | MILWAUKEE POWER TOOLS | M18BBL-0 | CURRENT
000024829 | FILTER,FLUID | 2.5M WATER FILTER SOCK; 1.5" FEMALE CAMLOCK; COMES IN SEALABLE 20 LITRE BUCKET FOR STORAGE; | ADAPT | ADAPT AUSTRALIA PTY LTD | P81.5F | PURCHASE AS REQUIRED
000024832 | BOX,TOTE | No. 4, 290mm Lg, 178mm W, 143mm H, Polypropylene, Stackable, Open End w/o Lid | ATOMSUPP | ATOM SUPPLY | 217692 | CURRENT
000024833 | BOX,TOTE | No. 5, 290mm Lg, 363mm W, 145mm H, Polypropylene, Stackable, Open End w/o Lid | ATOMSUPP | ATOM SUPPLY | 91368009 | CURRENT
000024830 | CABLE,FIBRE OPTIC | Aerial, 72 Fibres SMOF, OPGW, 11.1mm Dia 4.9kA, Left Hand Lay, 4000m Drum | SFPOC | SUZHOU FURUKAWA POWER OPTIC CABLE CO LTD | SFSJ-J-10777 | CURRENT
000024834 | GREASE,SPECIAL PURPOSE | TRANZ Q47-3, Electrical Conducting Lubricant, NLGI Gde 1, Intense Black, Grease-gel, 500g Jar | PENTA | PENTA AUST (TMAC THEW & MCCANN/HYLEC) | PA21637 | CURRENT
000024834 | GREASE,SPECIAL PURPOSE | TRANZ Q47-3, Electrical Conducting Lubricant, NLGI Gde 1, Intense Black, Grease-gel, 500g Jar | HYLEC | HYLEC PTY LTD | TRANZQ47-3JAR | CURRENT
000024840 | ADAPTOR,POLE TO CROSSARM | FLOATING;ALUMINIUM;125 MM FLAT FACE; BAG OF 50,PACK WEIGHT 20 KG | DOWNCAST | DOWNS ALUMINIUM CASTINGS | BG125 | CURRENT
000024839 | SAFETY HELMET ASSEMBLY | HELMET CLIPS,RATCHET STYLE INSERT; USED WITH ENERGEX HELMET (SC14294); UNISAFE TA550, TA560, TA570; RESTRICTED ITEM - FOR USE WITH PAPR KITS ONLY; | BOC | BOC GASES | TA598 | PURCHASE AS REQUIRED
000024841 | BOLT,MACHINE | STAINLESS STEEL; GDE 304; HEX HD; M6; 50MM LG; BOX 100; ISSUED AS BOX | STATEWD | STATEWIDE FSTNERS & ENG SPLS PL | HBS4M650 | CURRENT
000024843 | CABLE GLAND | NICKEL PLATED BRASS; M63 OD;IP 66/67/68; IEC 62444;MIN CABLE OD 44MM; MAX CABLE OD 57MM; C/W WASHERS RINGS AND LOCKNUTS | PENTA | PENTA AUST (TMAC THEW & MCCANN/HYLEC) | PA21327 | CURRENT
000024843 | CABLE GLAND | NICKEL PLATED BRASS; M63 OD;IP 66/67/68; IEC 62444;MIN CABLE OD 44MM; MAX CABLE OD 57MM; C/W WASHERS RINGS AND LOCKNUTS | HYLEC | HYLEC PTY LTD | 053506 | CURRENT
000024842 | LANYARD,SHOCK ABSORBER | Scaffold Hook Lanyard; SWL 140kg 1.6m LG; Elasticised Webbing; Double action Aluminium Shark Hook; Triple action Carbon Steel Karabiner; Built | HEIGHDYN | HEIGHT DYNAMICS | LP16K19 | PURCHASE AS REQUIRED
000024125 | PLATE, MOUNTING | EQUIPMENT PLATE FOR ABB TYPE RED615; 482MM RACK TYPE EQUIPMENT PLATE - 5U 482MM X 222MM WITH 166MM X 162MM CUTOUT | ERGON | ERGON ENERGY | SC24125 | PURCHASE AS REQUIRED
000024837 | CHARGER,BATTERY | SINGLE PHASE,240 V AC INPUT; 110 V DC, 25 AMP OUTPUT; FREE STANDING CUBICLE; U/W 110 V 160 A/HR SEALED LEADACID BATTERIES; SIZE H1000 X W500; | BRODRIBB | M BRODRIBB PTY LTD (MANUFACTURER) | D5703.1-110-0025-0X | CURRENT
000024803 | CHARGER,BATTERY | SINGLE PHASE; 240 V AC INPUT; 30 V DC; 20 AMP OUTPUT;FREE STANDING CUBICLE; U/W 30 V 160 A/HR SEALED LEADACID BATTERIES; SIZE H 1270XW600XD400; | BRODRIBB | M BRODRIBB PTY LTD (MANUFACTURER) | D5703.1-030-0020-01 | CURRENT
000024845 | CABLE,POWER,ELECTRICAL | 6.35/11KV; 1C X 300 SQMM CU FLEX; XR-EP-90 INSULATED; CWS 6KA/1S; TPE OR CSP SHEATH; UP TO 90 DEG; SUPPLIED ON STEEL DRUM; 300M NOM LENGTH | PRYSMIAN | PRYSMIAN POWER CABLES & SYSTEMS AUST | YAUEGYLOCALMV 11KV 300X1C FLEX | CURRENT
000024845 | CABLE,POWER,ELECTRICAL | 6.35/11KV; 1C X 300 SQMM CU FLEX; XR-EP-90 INSULATED; CWS 6KA/1S; TPE OR CSP SHEATH; UP TO 90 DEG; SUPPLIED ON STEEL DRUM; 300M NOM LENGTH | MIDLANDS | MIDLAND METALS | 11KV 1CX300MM2 CU (FLEXIBLE) | CURRENT
000024845 | CABLE,POWER,ELECTRICAL | 6.35/11KV; 1C X 300 SQMM CU FLEX; XR-EP-90 INSULATED; CWS 6KA/1S; TPE OR CSP SHEATH; UP TO 90 DEG; SUPPLIED ON STEEL DRUM; 300M NOM LENGTH | CABLGRID | CABLE GRID AUSTRALIA PL | KEI/DWG/6.35/11(12)KV,1CX300MM | CURRENT
000024845 | CABLE,POWER,ELECTRICAL | 6.35/11KV; 1C X 300 SQMM CU FLEX; XR-EP-90 INSULATED; CWS 6KA/1S; TPE OR CSP SHEATH; UP TO 90 DEG; SUPPLIED ON STEEL DRUM; 300M NOM LENGTH | OLEX | OLEX AUSTRALIA PTY LTD | RGER69AA001CXAA | CURRENT
000024846 | CABLE,POWER,ELECTRICAL | 19/33KV; 1C X 400 SQMM CU FLEX; XR-EP-90 INSULATED; CWS 5KA/3S; TPE OR CSP SHEATH; UP TO 90 DEG; SUPPLIED ON STEEL DRUM; 300M NOM LENGTH | MIDLANDS | MIDLAND METALS | 33KV 1CX400MM2 CU (FLEXIBLE) | CURRENT
000024846 | CABLE,POWER,ELECTRICAL | 19/33KV; 1C X 400 SQMM CU FLEX; XR-EP-90 INSULATED; CWS 5KA/3S; TPE OR CSP SHEATH; UP TO 90 DEG; SUPPLIED ON STEEL DRUM; 300M NOM LENGTH | CABLGRID | CABLE GRID AUSTRALIA PL | KEI/DWG/19/33(36)KV,1C X 400MM | CURRENT
000024846 | CABLE,POWER,ELECTRICAL | 19/33KV; 1C X 400 SQMM CU FLEX; XR-EP-90 INSULATED; CWS 5KA/3S; TPE OR CSP SHEATH; UP TO 90 DEG; SUPPLIED ON STEEL DRUM; 300M NOM LENGTH | OLEX | OLEX AUSTRALIA PTY LTD | RHGR701AA001CXAA | CURRENT
000024847 | CABLE,POWER,ELECTRICAL | 19/33KV; 1C X 95 SQMM CU FLEX; XR-EP-90 INSULATED; CWS 5KA/3S; TPE OR CSP SHEATH UP TO 90 DEG; SUPPLIED ON STEEL DRUM; 300M NOM LENGTH; | PRYSMIAN | PRYSMIAN POWER CABLES & SYSTEMS AUST | YAUEGYLOCALMV 33KV 95X1C FLEX | CURRENT
000024847 | CABLE,POWER,ELECTRICAL | 19/33KV; 1C X 95 SQMM CU FLEX; XR-EP-90 INSULATED; CWS 5KA/3S; TPE OR CSP SHEATH UP TO 90 DEG; SUPPLIED ON STEEL DRUM; 300M NOM LENGTH; | MIDLANDS | MIDLAND METALS | 33KV 1CX95MM2 CU (FLEXIBLE) | CURRENT
000024847 | CABLE,POWER,ELECTRICAL | 19/33KV; 1C X 95 SQMM CU FLEX; XR-EP-90 INSULATED; CWS 5KA/3S; TPE OR CSP SHEATH UP TO 90 DEG; SUPPLIED ON STEEL DRUM; 300M NOM LENGTH; | CABLGRID | CABLE GRID AUSTRALIA PL | KEI/DWG/19/33(36)KV 1C X 95MM2 | CURRENT
000024847 | CABLE,POWER,ELECTRICAL | 19/33KV; 1C X 95 SQMM CU FLEX; XR-EP-90 INSULATED; CWS 5KA/3S; TPE OR CSP SHEATH UP TO 90 DEG; SUPPLIED ON STEEL DRUM; 300M NOM LENGTH; | OLEX | OLEX AUSTRALIA PTY LTD | RHGR64AA001CXAA | CURRENT
000024852 | HOIST,CHAIN | Vital Lever Hoist, 1.5m Height of Lift, 250kg WLL, 4mm Chain, AS1418.2 | STEHOUSE | STENHOUSE LIFTING EQUIPMENT PL | VLB202 | PURCHASE AS REQUIRED
000024853 | COATING COMPOUND KIT | Crossarm Coating Kit c/w Brush Grey Poolcoat NSC73 500g, Catalyst 10ml, 1 x 50mm Paintbrush, 1 x Stirring Stick, 1 Pair Latex Gloves, 2 x Plastic Bags, | CGCOMP | CG COMPOSITES (AUS) PL | 309481 | CURRENT
000024854 | CONTACTOR | CONTACTORS, ALLEN BRADLEY; IEC 40 A IEC CONTACTOROIL; 2 X NC CONTACTOR; FOR USE WITH SFUK103 &203; 100-C40*200; 600V AC MAX, 60 AMPS ENCL; | ALL&BRAD | ALLEN & BRADLEY MANUFACTURER | CA740M22240VAC | CURRENT
000024854 | CONTACTOR | CONTACTORS, ALLEN BRADLEY; IEC 40 A IEC CONTACTOROIL; 2 X NC CONTACTOR; FOR USE WITH SFUK103 &203; 100-C40*200; 600V AC MAX, 60 AMPS ENCL; | LANDGYR |  | 100-C40KF200 | CURRENT
000024854 | CONTACTOR | CONTACTORS, ALLEN BRADLEY; IEC 40 A IEC CONTACTOROIL; 2 X NC CONTACTOR; FOR USE WITH SFUK103 &203; 100-C40*200; 600V AC MAX, 60 AMPS ENCL; | APCS | INACO AUTOMATION CONTROLS | ALB100C40T200 | CURRENT
000024848 | CLAMP,CABLE | IPC Connector, 7/1.00-19/3.00, 3-14mm Dia Bare Cu Main, 6-35mm2 IPC Tap, Double Bolt, EQTS 01-09-05 (P6) | SICAME | SICAME AUSTRALIA PTY LTD | CCW35DBE | CURRENT
000024849 | CLAMP,CABLE | IPC Connector, 7/1.75-19/3.75, 5-19mm Dia Bare Al Main, 6-35mm2 IPC Tap, Double Bolt, EQTS 01-09-05 (P6) | SICAME | SICAME AUSTRALIA PTY LTD | CAW35DBE | CURRENT
000024850 | FUSECARRIER | LV Fuse Holder, 100A max, White c/w House Number Id Plate, suit PFV100 & PFV100695 Base & Carrier Fuse Holders, for use with SC19910 (scm) | SICAME | SICAME AUSTRALIA PTY LTD | PFIDPW | CURRENT
000024851 | FUSECARRIER | LV Fuse Holder, 100A max, Yellow c/w House Number Id Plate, suit PFV100 & PFV100695 Base & Carrier Fuse Holders, for use with SC19910 & SC24206 (scm) | SICAME | SICAME AUSTRALIA PTY LTD | PFIDPY | CURRENT
000024838 | ROLLER,CABLE | ROLLER MOUNTING BRACKET; RATCHET STRAP; FOR MOUNTING CB-1 ROLLER; SWL 600KG; | SPECFORC | SPECIALISED FORCE | RS-1 | PURCHASE AS REQUIRED
000024838 | ROLLER,CABLE | ROLLER MOUNTING BRACKET; RATCHET STRAP; FOR MOUNTING CB-1 ROLLER; SWL 600KG; | TEN | THE ENERGY NETWORK | SPP-1A-BKT | PURCHASE AS REQUIRED
000024855 | GLOVES,ELECTRICAL WORKER'S | Rubber, Insulating Class 0, Size 7, Max 1000V AC, Yellow, ANSI/ASTM D120 | BALMORAL | BALMORAL ENGINEERING | RIG014YS7 | CURRENT
000024855 | GLOVES,ELECTRICAL WORKER'S | Rubber, Insulating Class 0, Size 7, Max 1000V AC, Yellow, ANSI/ASTM D120 | TEN | THE ENERGY NETWORK | E014BY-7 | CURRENT
000024855 | GLOVES,ELECTRICAL WORKER'S | Rubber, Insulating Class 0, Size 7, Max 1000V AC, Yellow, ANSI/ASTM D120 | SALSBURY | SALISBURY (MANUFACTURER) | E014BY-7 | CURRENT
000024856 | GLOVES,ELECTRICAL WORKER'S | Ansell ActivArmr, Class 00, 500VAC, Size 7, Insulating Rubber, Red, Straight Cuff, 280mm (11") Lg, ASTM D120 | ANSELL | ANSELL LTD | RIG0011RS7 | CURRENT
000024856 | GLOVES,ELECTRICAL WORKER'S | Ansell ActivArmr, Class 00, 500VAC, Size 7, Insulating Rubber, Red, Straight Cuff, 280mm (11") Lg, ASTM D120 | BALMORAL | BALMORAL ENGINEERING | RIG0011RS7 | CURRENT
000024857 | PLUG,PROTECTIVE,DUST & MOISTURE | 11 & 33KV; LIVE END PLUG FOR DIN TYPE C BUSHING ON RMU AND SWITCHGEAR; M12 BACK SIDE THREAD; SET OF 3; WITH EARTH DRAIN WIRE | NKT | NKT CABLES AUSTRALIA P/L | CBC 40.5-630 M12 | CURRENT
000024858 | POWER SUPPLY | Primary 80-370VDC / 85-277VAC, Secondary 24VDC 72W, Replacement Component for Wilson Transformer DRMCC | WILSON | WILSON TRANSFORMER CO. PTY LTD | 134-0269N10 | MAINTENANCE STOCK
000024858 | POWER SUPPLY | Primary 80-370VDC / 85-277VAC, Secondary 24VDC 72W, Replacement Component for Wilson Transformer DRMCC | WEIDMULL | WEIDMULLER (AUST) PTY LTD | 1478100000 | MAINTENANCE STOCK
000024859 | ARRESTER,ELECTRICAL SURGE | SURGE ARRESTER; 120V DC/AC 20A; DIN RAIL MOUNTED; REPLACEMENT COMPONENT FOR WILSON TRANSFORMER DRMCC; | WILSON | WILSON TRANSFORMER CO. PTY LTD | TLP-SP20SL-150 | MAINTENANCE STOCK
000024860 | TRANSDUCER, MOTIONAL PICKUP | FAN SPEED TRANSDUCER; 4-20mA/0-10V; REPLACEMENT COMPONENT FOR WILSON TRANSFORMER DRMCC; | WILSON | WILSON TRANSFORMER CO. PTY LTD | WAS5 CVC 4-20MA/0-10V | MAINTENANCE STOCK
000024861 | RELAY,PHASE FAILURE | SIEMENS RELAY DIGITAL LINE MONITORING; 160-690V;REPACEMENT COMPONENT FOR WILSON TRANSFORMER DRMCC; | WILSON | WILSON TRANSFORMER CO. PTY LTD | 3UG5514-1BR20 | MAINTENANCE STOCK
000024862 | ADAPTOR | SUNRISE FITTING TO BAYONET MALE ADAPTER FOR USE WITH SUBSTATION EARTHS AND VOLTAGE DETECTORS | PENTA | PENTA AUST (TMAC THEW & MCCANN/HYLEC) | PA21527 | PURCHASE AS REQUIRED
000024862 | ADAPTOR | SUNRISE FITTING TO BAYONET MALE ADAPTER FOR USE WITH SUBSTATION EARTHS AND VOLTAGE DETECTORS | HYLEC | HYLEC PTY LTD | BVU | PURCHASE AS REQUIRED
000024891 | ADAPTOR,SOCKET WRENCH | Impact, 1/2" Square Drive to 7/16 Hex Drive, Milwaukee | C&LTOOL | CALTCO T/A C&L TOOL CENTRE | MILWA48660061 | CURRENT
000024891 | ADAPTOR,SOCKET WRENCH | Impact, 1/2" Square Drive to 7/16 Hex Drive, Milwaukee | C&LTOOL | CALTCO T/A C&L TOOL CENTRE | ACT69112A14 | CURRENT
000024891 | ADAPTOR,SOCKET WRENCH | Impact, 1/2" Square Drive to 7/16 Hex Drive, Milwaukee | MILWAUKE | MILWAUKEE POWER TOOLS | 48660061 | CURRENT
000024892 | SOCKET,SOCKET WRENCH | Impact, 1/2" Square Drive, 50mm Extension | TDETOOLS | TRADE TOOLS DIRECT (GEEBUNG) | 8044050MPB | CURRENT
000024892 | SOCKET,SOCKET WRENCH | Impact, 1/2" Square Drive, 50mm Extension | C&LTOOL | CALTCO T/A C&L TOOL CENTRE | 8044050MPB | CURRENT
000024892 | SOCKET,SOCKET WRENCH | Impact, 1/2" Square Drive, 50mm Extension | C&LTOOL | CALTCO T/A C&L TOOL CENTRE | GEN480075 | CURRENT
000024863 | SIGN | WARNING-HIGH IMPEDANCE TRANSFORMER 80A FUSE ONLY; BLACK LETTERING ON YELLOW ENGRAVING PLASTIC; 120 MM W X 45 MM LG; PACK OF 10;APX PACK WEIGHT 1.0 KG; | UTILENGR | UTILITY ENGRAVING & SIGNS | 80 MM X 45 MM | CURRENT
000024863 | SIGN | WARNING-HIGH IMPEDANCE TRANSFORMER 80A FUSE ONLY; BLACK LETTERING ON YELLOW ENGRAVING PLASTIC; 120 MM W X 45 MM LG; PACK OF 10;APX PACK WEIGHT 1.0 KG; | CUTLER | CUTLER BRANDS PTY LTD | ENERGE-24863 | CURRENT
000024893 | WATER,PUMP. | TSURUMI SUBMERSIBLE PUMP; MANUAL PUMP .4KW; 50MM Camlock Fitting 207LTR/MIN, MAX SOLIDS 7MM; SEMI-VORTEX IMPELLER; | PUMSOLAU | PUMP SOLUTIONS AUSTRALASIA - 309870 | HS2.4S | CURRENT
000024894 | WATER,PUMP. | HOSE TO SUIT SUBMERSIBLE PUMP SC24893;20M ROLL; 2 INCH LOW PRESSURE LAYFLAT; INCLUDES CAM LOCKS AND CLAMPS; SUITS 50MM Camlock Fittings. | PUMSOLAU | PUMP SOLUTIONS AUSTRALASIA - 309870 | LAYFLAT50 | CURRENT
000024127 | BARRIER, MOISTURE | DELRIN;NYLON; SET TO SUIT MULTICORE CABLE; SUPPORT STRUCTURE FOR USE IN SUBSTATIONS; SET CONTAINS FOUR PIECES; | ERGON | ERGON ENERGY | LOSTD-ST095-01 | CURRENT
000024124 | EARTHING EQUIPMENT KIT. | EARTHING TAGS; SET INCLUDES 3 X 90 DEGREES COPPER BAR 100MM WITH ATTACHED 95MM TERMINAL LUG; USED FOR AFLC COUPLING CELL; | ERGON | ERGON ENERGY | LOSTD-EG008-06 | CURRENT
000024896 | MONITOR | Transformer Monitor 1000/1, FIP 1500/1 400/1 200/1, 3 Ph, 4 Wire, 240V AC, 5-20A CT Class 1 c/w Powered Comms Port, Energex Label, Plant Item | EDMI | EDMI PTY LTD | 1A11-1H11-27-F11-201030-3 | CURRENT
000024895 | TRANSFORMER,CURRENT | FLEXIBLE CURRENT TRANSFORMER (CT) 100-3600A; COLOUR GREEN; 600MM LONG; TO SUIT POWERMONIC PM45 UNIT ONLY | CHKPOWER | CHK POWER QUALITY PL | 1AF3000-6-G | CURRENT
000023812 | FUSEHOLDER | SURFACE MTG; RS100HWH FUSE FITTING; 100A RS FRONT WIRE; WHITE BODY | FUSECO | FUSECO PTY LTD | RS100HWH | CURRENT
000023812 | FUSEHOLDER | SURFACE MTG; RS100HWH FUSE FITTING; 100A RS FRONT WIRE; WHITE BODY | ALSTOM | ALSTOM GRID AUSTRALIA LIMITED | RS100HWH | CURRENT
000024884 | CLAMP,PARALLEL,ELECTRICAL CONNECTOR. | COMPRESSION TYPE; 95-120 SQMM TO 16-70 SQ MM STRANDED COPPER CABLE; BAG OF 25; PACK WEIGHT 3.25KG | ERICO | NVENT ERICO PRODUCTS AUSTRALIA P/L | ELT-3-MM | CURRENT
000024884 | CLAMP,PARALLEL,ELECTRICAL CONNECTOR. | COMPRESSION TYPE; 95-120 SQMM TO 16-70 SQ MM STRANDED COPPER CABLE; BAG OF 25; PACK WEIGHT 3.25KG | PLP AUST | PREFORMED LINE PRODUCTS (AUST) | D-CEC12070 | CURRENT
000024884 | CLAMP,PARALLEL,ELECTRICAL CONNECTOR. | COMPRESSION TYPE; 95-120 SQMM TO 16-70 SQ MM STRANDED COPPER CABLE; BAG OF 25; PACK WEIGHT 3.25KG | DULMISON | DULMISON (AUST) PTY LTD | D-CEC12070 | CURRENT
000024885 | CLAMP,PARALLEL,ELECTRICAL CONNECTOR. | COMPRESSION TYPE; 120SQ MM CU CABLE TO 13MM EARTH ROD; BAG OF 25 PACK WEIGHT 2.675KG | ERICO | NVENT ERICO PRODUCTS AUSTRALIA P/L | ELT-6-MM | CURRENT
000024885 | CLAMP,PARALLEL,ELECTRICAL CONNECTOR. | COMPRESSION TYPE; 120SQ MM CU CABLE TO 13MM EARTH ROD; BAG OF 25 PACK WEIGHT 2.675KG | PLP AUST | PREFORMED LINE PRODUCTS (AUST) | D-CEC15120 | CURRENT
000024885 | CLAMP,PARALLEL,ELECTRICAL CONNECTOR. | COMPRESSION TYPE; 120SQ MM CU CABLE TO 13MM EARTH ROD; BAG OF 25 PACK WEIGHT 2.675KG | DULMISON | DULMISON (AUST) PTY LTD | D-CEC15120 | CURRENT
000024886 | CLAMP,PARALLEL,ELECTRICAL CONNECTOR. | U BOLT TYPE; 16-120MM CABLE TO 13MM EARTH ROD; BAG OF 100 PACK WEIGHT 14.1 KG | PLP AUST | PREFORMED LINE PRODUCTS (AUST) | D-CLAMP210 | CURRENT
000024886 | CLAMP,PARALLEL,ELECTRICAL CONNECTOR. | U BOLT TYPE; 16-120MM CABLE TO 13MM EARTH ROD; BAG OF 100 PACK WEIGHT 14.1 KG | DULMISON | DULMISON (AUST) PTY LTD | D-CLAMP210 | CURRENT
000024897 | CLEANING COMPOUND,ELECTRICAL CONTACT | NDI65 HEAVY DUTY WATER-SOLUBLE; 10 L; BIODEGRADABLE CLEANER/DEGREASER; USED FOR LIVE LINE CLEANING; FOR CLEANING GREASE, DIRT, DUST, OIL, CARBON, MILDEW | CHEMSRCH | CHEMSEARCH | ND165 | CURRENT
000024898 | WRENCH,RATCHET | METRIC;SINGLE ENDED;REVERSIBLE RATCHET; 13 MM & 17 MM SOCKETS;PLASTIC HANDLE; 190/200 MM;6 SIDED SOCKET PACK OF 1 | SICAME | SICAME AUSTRALIA PTY LTD | RPS13/17-6SH | CURRENT
000024864 | ALARM INTERFACE | C&I ALARM INTERFACE FOR REMOTE CONTROL WITHOUT BSM; STEEL; 1200MM H, 800MM W, 300MM D; IP66;SICMS,RELAYS AND TERMINALS WITHOUT BATTERY SYSTEM SUPERVISION; | NHP | NHP ELECTRICAL ENGINEERING | SQO01341255-1 | PURCHASE AS REQUIRED
000024901 | MONITOR. | LV MONITORING; PADMOUNT TX RETROFIT; MONITOR WITH MAGNETS; PROGRAMMED TO 1000/1A; USE ONLY WITH WITH ROGOWSKI COIL FLEXIBLE CT 1000/1A (SC24888); | WILSON | WILSON TRANSFORMER CO. PTY LTD | 133-7133-82 | CURRENT
000024899 | SEALING COMPOUND | SILICON RUBBER SEALAND; ELECTRICAL 738 RTV; WHITE; DOW CORNING; | STATEWD | STATEWIDE FSTNERS & ENG SPLS PL | DCS738W90 | CURRENT
000024899 | SEALING COMPOUND | SILICON RUBBER SEALAND; ELECTRICAL 738 RTV; WHITE; DOW CORNING; | BLKWOOD | J BLACKWOOD & SON LTD | 05801411 | CURRENT
000024899 | SEALING COMPOUND | SILICON RUBBER SEALAND; ELECTRICAL 738 RTV; WHITE; DOW CORNING; | ATOMSUPP | ATOM SUPPLY | 082980 | CURRENT
000024902 | TRANSFORMER,VOLTAGE | ABB SAFEPLUS-M; METERING PANEL; SINGLE METERING PANEL; EXTERNAL BUSBARS LEFT; LEFT EXTENSIBLE | ABB | ABB FAN PTY LTD | 510MAFL | CURRENT
000024902 | TRANSFORMER,VOLTAGE | ABB SAFEPLUS-M; METERING PANEL; SINGLE METERING PANEL; EXTERNAL BUSBARS LEFT; LEFT EXTENSIBLE | ABB | ABB FAN PTY LTD | 51010MCN | CURRENT
000024904 | TRANSFORMER,CURRENT | 11KV SWITCHGEAR 1600/1000/1A; CLASS 0.06PX200 R6.0 ON 1600/1 FOR NEF PROTECTION; C/W FOOT MOUNTING BRACKET; TO AS 60044.1: | TWS | TWS ENERGY CONTROLS | SCR83 | CURRENT
000024904 | TRANSFORMER,CURRENT | 11KV SWITCHGEAR 1600/1000/1A; CLASS 0.06PX200 R6.0 ON 1600/1 FOR NEF PROTECTION; C/W FOOT MOUNTING BRACKET; TO AS 60044.1: | STEMAR |  | 9564-A4-1 | CURRENT
000024903 | TRANSFORMER,CURRENT | PROTECTION;WINDOW TYPE;TOROIDAL;INDOOR FOR 11KV SWITCHGEAR B LEG; CLASS 0.06PX276;R4.32 ON 1000/1; | TWS | TWS ENERGY CONTROLS | SCR82 | CURRENT
002457695 | FIXTURE,LIGHTING | LED; L25 NOSTALGIA GREEN; TYPE 1 BKT AND LED STREETLIGHT; C/W INTEGRAL CONTROL GEAR, PE CELL, LAMP & POWER FACTOR CORRECTION, MINOR ROADS; | GERARD | GERARD PROFESSIONAL SOLUTIONS PL | LC99BD11L25 | PHASING
002457703 | FIXTURE,LIGHTING | 30W Modular LED (L30), 4K, Nostalgia Type 1, Bottle Green c/w NEMA PE Cell, Bracket to Dwg 05-01-02, Minor Road, EQTS 05-01-02 (scm) | GERARD | GERARD PROFESSIONAL SOLUTIONS PL | LC99BD11L30 | PHASING
002457711 | FIXTURE,LIGHTING | LED; L17 NOSTALGIA BLACK; TYPE 1 BKT AND LED STREETLIGHT; C/W INTEGRAL CONTROL GEAR, PE CELL, LAMP & POWER FACTOR CORRECTION, MINOR ROADS; | GERARD | GERARD PROFESSIONAL SOLUTIONS PL | LC99BD12L17 | PHASING
002457729 | FIXTURE,LIGHTING | LED; L25 NOSTALGIA BLACK TYPE 1 BKT AND LED STREETLIGHT; C/W INTEGRAL CONTROL GEAR, PE CELL, LAMP & POWER FACTOR CORRECTION, MINOR ROADS; | GERARD | GERARD PROFESSIONAL SOLUTIONS PL | LC99BD12L25 | PHASING
002457737 | FIXTURE,LIGHTING | LED; L17 NOSTALGIA BLUE/GREY; TYPE 2 BKT AND LED STREETLIGHT; C/W INTEGRAL CONTROL GEAR, PE CELL, LAMP & POWER FACTOR CORRECTION, MINOR ROADS; | GERARD | GERARD PROFESSIONAL SOLUTIONS PL | LC99BD13L17 | PHASING
002457745 | FIXTURE,LIGHTING | LED; L25 NOSTALGIA BLUE/GREY; TYPE 2 BKT AND LED STREETLIGHT; C/W INTEGRAL CONTROL GEAR, PE CELL, LAMP & POWER FACTOR CORRECTION, MINOR ROADS; | GERARD | GERARD PROFESSIONAL SOLUTIONS PL | LC99BD13L25 | PHASING
000024905 | TUBE,METALLIC | Spiral, Seam Casing Liners, Galv, 0.8mm x 508mm Dia, 1500mm Lg, used to contain Pole Foundations | ROLADUCT | ROLADUCT SPIRAL TUBING PTY LTD 310357 | 508 - DIA | CURRENT
000024906 | TUBE,METALLIC | Spiral, Seam Casing Liners, Galv, 0.8mm x 610mm Dia, 1500mm Lg, used to contain Pole Foundations | ROLADUCT | ROLADUCT SPIRAL TUBING PTY LTD 310357 | 610 - DIA | CURRENT
000024907 | TUBE,METALLIC | Spiral, Seam Casing Liners, Galv, 0.8mm x 711mm Dia, 2000mm Lg, used to contain Pole Foundations | ROLADUCT | ROLADUCT SPIRAL TUBING PTY LTD 310357 | 711 - DIA | CURRENT
000024991 | CLAMP,STRAIN | COMPRESSION DEADEND; TO SUIT 37/3.75 AAAC PHOSPHORUS; EYE TAIL ARRANGEMENT; 2 X 14MM HOLE; PALM 50MM SPACING; NO LUG SUPPLIED | PLP AUST | PREFORMED LINE PRODUCTS (AUST) | CDEAAAC-263-1 | CURRENT
000024992 | SLEEVE,ELECTRICAL POWER CABLE,JOINT | FULL TENSION COMPRESSION SPLICE SUITS 37/3.75 AAAC; PHOSPHORUS; | PLP AUST | PREFORMED LINE PRODUCTS (AUST) | CMSAAAC-263-1 | CURRENT
000024993 | CLAMP,STRAIN | ARMOUR GRIP SUSPENSION UNIT (AGSU) ALLUMINIUM ALLY WITH NEOPRENE INSERT SUITS ALLUMINIUM COND DIA 26-26.49 UP TO 30 DEG; SUITS PHOSPHORUS; TRITON | PLP AUST | PREFORMED LINE PRODUCTS (AUST) | AGS-5127-16 | CURRENT
000024994 | TERMINAL,LUG | JUMPER TERMINAL; TO SUIT 37/3.75 AAAC PHOSPHORUS CONDUCTOR 30 DEG BENT ON EDGE; 2 X 14MM HOLE; PALM 50MM SPACING | PLP AUST | PREFORMED LINE PRODUCTS (AUST) | CDET-263 | CURRENT
000024995 | SPACER,CONDUCTOR. | TWINLOK SPACER TO SUIT 37/3.75 AAAC PHOSPHORUS 380MM CONDUCTOR SEPERATION | PLP AUST | PREFORMED LINE PRODUCTS (AUST) | SPT-270-380-4 | CURRENT
000024996 | SPACER,CONDUCTOR. | TWINLOK SPACER TO SUIT BEAR 30/7/.132 ACSR/GZ; 380MM CONDUCTOR SEPERATION | PLP AUST | PREFORMED LINE PRODUCTS (AUST) | SPT-238-380 | CURRENT
000024908 | BEND,NONMETALLIC RIGID CONDUIT | UPVC;ORANGE 125 MM NOM SIZE;HVY DUTY 15 DEG;6.0 M RAD;SOCKET MOULDED ONE END SOLID WALL CONDUIT;PACK OF 1 | TRI UGRD | TRI UNDERGROUND AUSTRALIA PTY LTD | SWHDE1251560 00MFS | CURRENT
000024908 | BEND,NONMETALLIC RIGID CONDUIT | UPVC;ORANGE 125 MM NOM SIZE;HVY DUTY 15 DEG;6.0 M RAD;SOCKET MOULDED ONE END SOLID WALL CONDUIT;PACK OF 1 | TRI UGRD | TRI UNDERGROUND AUSTRALIA PTY LTD | HDE125156000MFS-SW | CURRENT
000024909 | KIT, INSPECTION | REQUIRED FOR INSPECTION & OIL CHANGE OF VACUTAP VV;CONTAINS:1X OLTC COVER O-RING 2X DRIVE SHAFT O-RING, 2X DRIVE SHAFT AND SMALL PARTS;SEE EXTENDED DESCRIPTION | REINHAUS | REINHAUSEN (AUST) PL | QUOTE 10253236 | CURRENT
000024997 | SWITCH FUSE GEAR | ABB SAFEPLUS CCF RMU 12 KV; 3 PHASE; 630A; 50HZ; FAULTMAKE,LOAD BREAK; TRIPLE POLE OPERATED;SF6; METAL CLAD | ABB | ABB FAN PTY LTD | 5811356 | CURRENT
000024998 | WRENCH,SOCKET | J Hook Centre Impact Socket 49mm x 14mm 1/2 Square Drive | SPECFORC | SPECIALISED FORCE | JHOOK-CENTRE | CURRENT
000025052 | CUTTER,CABLE,POWERED | Izumi Battery Powered, 18V Series 7, Cuts up to 50mm Non-Ferrous Cable & 21mm Hard Cu, Skin Only, c/w Milwaukee Adaptor | IZUMI | IZUMI PRODUCTS (MANUFACTURER) | S7-K50M-EQ | CURRENT
000025052 | CUTTER,CABLE,POWERED | Izumi Battery Powered, 18V Series 7, Cuts up to 50mm Non-Ferrous Cable & 21mm Hard Cu, Skin Only, c/w Milwaukee Adaptor | SPECFORC | SPECIALISED FORCE | S7-K50M-EQ | CURRENT
000025051 | CRIMPER,BATTERY OPERATED | 12 TON; C FRAME OPENING;30 MM JAW OPENING; SKIN ONLY; PINCH FREE; MAX 300 MM2 AL/CU;14.4 V DC MOTOR; 350 DEGREE SWIVEL HEAD; | SPECFORC | SPECIALISED FORCE | REC-3430A | CURRENT
000025051 | CRIMPER,BATTERY OPERATED | 12 TON; C FRAME OPENING;30 MM JAW OPENING; SKIN ONLY; PINCH FREE; MAX 300 MM2 AL/CU;14.4 V DC MOTOR; 350 DEGREE SWIVEL HEAD; | SPECFORC | SPECIALISED FORCE | S7L-431M-EQ | CURRENT
000024130 | PANEL,ASSEMBLY | EQUIPMENT HOUSING; SUIT ABB SPAJ140C RELAY; 100MM PROJECTION; 170MM H, 142MM W; 1.6 ALUMINIUM | ERGON | ERGON ENERGY | SC24130 | CURRENT
000025053 | CLAMP,ELEC PWR CABLE,SUPPORT | SINGLE CABLE;PHOSPHOROUS FREE NYLON; FLAME RETARDENT;TO SUIT SINGLE CABLE 38MM TO 46MM OD;DOUBLE BOLT MTG;M10; | IPD | IPD GROUP LIMITED | ELLIS EP2F-07LSF | CURRENT
000025053 | CLAMP,ELEC PWR CABLE,SUPPORT | SINGLE CABLE;PHOSPHOROUS FREE NYLON; FLAME RETARDENT;TO SUIT SINGLE CABLE 38MM TO 46MM OD;DOUBLE BOLT MTG;M10; | CMI ELEC | CMI ELECTRICAL PRODUCTS GEEBUNG | EP2F-07LSF | CURRENT
000025054 | CLAMP,ELEC PWR CABLE,SUPPORT | SINGLE CABLE;PHOSPHOROUS FREE NYLON; FLAME RETARDENT;TO SUIT SINGLE CABLE 51MM TO 57MM OD;DOUBLE BOLT MTG;M10; | IPD | IPD GROUP LIMITED | ELLIS EP2F-09LSF | CURRENT
000025054 | CLAMP,ELEC PWR CABLE,SUPPORT | SINGLE CABLE;PHOSPHOROUS FREE NYLON; FLAME RETARDENT;TO SUIT SINGLE CABLE 51MM TO 57MM OD;DOUBLE BOLT MTG;M10; | CMI ELEC | CMI ELECTRICAL PRODUCTS GEEBUNG | EP2F-09LSF | CURRENT
000025055 | CLAMP,ELEC PWR CABLE,SUPPORT | SINGLE CABLE;PHOSPHOROUS FREE NYLON; FLAME RETARDENT;TO SUIT SINGLE CABLE 97MM TO 105MM OD;DOUBLE BOLT MTG;M10; U/WINSERT 22440 SFT43 FOR TRIPLEX CABLES | IPD | IPD GROUP LIMITED | ELLIS EP2F-132LSF | CURRENT
000025055 | CLAMP,ELEC PWR CABLE,SUPPORT | SINGLE CABLE;PHOSPHOROUS FREE NYLON; FLAME RETARDENT;TO SUIT SINGLE CABLE 97MM TO 105MM OD;DOUBLE BOLT MTG;M10; U/WINSERT 22440 SFT43 FOR TRIPLEX CABLES | CMI ELEC | CMI ELECTRICAL PRODUCTS GEEBUNG | EP2F-132LSF | CURRENT
000025056 | CLAMP,ELEC PWR CABLE,SUPPORT | SINGLE CABLE;PHOSPHOROUS FREE NYLON; FLAME RETARDENT;TO SUIT SINGLE CABLE 76MM TO 83MM OD;DOUBLE BOLT MTG;M10; USE WITH INSERT | IPD | IPD GROUP LIMITED | ELLIS EP2F-1201LSF | CURRENT
000025056 | CLAMP,ELEC PWR CABLE,SUPPORT | SINGLE CABLE;PHOSPHOROUS FREE NYLON; FLAME RETARDENT;TO SUIT SINGLE CABLE 76MM TO 83MM OD;DOUBLE BOLT MTG;M10; USE WITH INSERT | CMI ELEC | CMI ELECTRICAL PRODUCTS GEEBUNG | EP2F-1201LSF | CURRENT
000025057 | CLAMP,ELEC PWR CABLE,SUPPORT | SINGLE CABLE; STAINLESS STEEL; TO SUIT SINGLE CABLE 73MM TO 90MM OD;SINGLE BOLT MTG;M10;USE WITH INSERT SFT36 FOR TRIPLE CABLES 33MM TO 39MM OD | IPD | IPD GROUP LIMITED | ELLIS EPVRT-07 | CURRENT
000025057 | CLAMP,ELEC PWR CABLE,SUPPORT | SINGLE CABLE; STAINLESS STEEL; TO SUIT SINGLE CABLE 73MM TO 90MM OD;SINGLE BOLT MTG;M10;USE WITH INSERT SFT36 FOR TRIPLE CABLES 33MM TO 39MM OD | CMI ELEC | CMI ELECTRICAL PRODUCTS GEEBUNG | EPVRT-07 | CURRENT
000025058 | CLAMP,ELEC PWR CABLE,SUPPORT | TRIPLEX INSERT;FOR U/W EP2F-1201LSF OR VULCAN EPVRT-07 SINGLE CABLE CLEAT; TO SUIT TRIPLEX CORE 33MM - 39MM OD | IPD | IPD GROUP LIMITED | ELLIS EPSFT36 | CURRENT
000025058 | CLAMP,ELEC PWR CABLE,SUPPORT | TRIPLEX INSERT;FOR U/W EP2F-1201LSF OR VULCAN EPVRT-07 SINGLE CABLE CLEAT; TO SUIT TRIPLEX CORE 33MM - 39MM OD | CMI ELEC | CMI ELECTRICAL PRODUCTS GEEBUNG | EPSFT36 | CURRENT
000024870 | CIRCUIT BREAKER | GENERAL PURPOSE; 240 V AC; 125 AMP; TWO POLE; C CURVE; 6 KA BREAK CAPACITY; DIN RAIL MTG; PACK OF 1; | NHP | NHP ELECTRICAL ENGINEERING | DINT10H2125C | PURCHASE AS REQUIRED
000024812 | CLAMP,ELEC PWR CABLE,SUPPORT | SINGLE/TREFOIL CABLE;STAINLESS STEEL; TO SUIT SINGLE CABLE 38MM TO 50MM OD; TREFOIL CABLES 23MM TO 28MM OD; SINGLE BOLT MTG;M10 | CMI ELEC | CMI ELECTRICAL PRODUCTS GEEBUNG | EPVRT-01 | CURRENT
000024131 | ARRESTER,ELECTRICAL SURGE | SURGE DIVERTER; GENERAL PURPOSE;240 V AC MOD6 1P+N 20kA; USED IN SUBSATION FIRE BOARDS | NHP | NHP ELECTRICAL ENGINEERING | MOD6SD220230 | PURCHASE AS REQUIRED
000024866 | TERMINAL BLOCK | 57 AMP;800 V; 1.5 TO 16 MM CONDUCTOR; UNIVERSALMTG;4 CONNECTIONS; WEIDMULLER TYPE WDK 10V | APS IND | APS INDUSTRIAL | KLI 1186770000 | CURRENT
000024866 | TERMINAL BLOCK | 57 AMP;800 V; 1.5 TO 16 MM CONDUCTOR; UNIVERSALMTG;4 CONNECTIONS; WEIDMULLER TYPE WDK 10V | RMSCOMP | RMS COMPONENTS PL | 826-3206 | CURRENT
000024866 | TERMINAL BLOCK | 57 AMP;800 V; 1.5 TO 16 MM CONDUCTOR; UNIVERSALMTG;4 CONNECTIONS; WEIDMULLER TYPE WDK 10V | HAYMANS | HAYMANS ELECTRICAL | KLI 1186770000 | CURRENT
000024867 | END PLATE,TERMINAL BLOCK | TYPE WAP WDK10; SUIT WEIDMULLER TERMINAL; TYPE WDK 10V; | HAYMANS | HAYMANS ELECTRICAL | WEI1186720000 | CURRENT
000024867 | END PLATE,TERMINAL BLOCK | TYPE WAP WDK10; SUIT WEIDMULLER TERMINAL; TYPE WDK 10V; | HAYMANS | HAYMANS ELECTRICAL | KLI 1186720000 | CURRENT
000024868 | TERMINAL BLOCK | 57 AMP;BRIDGE 4 POLE; SUIT WEIDMULLER TYPE WDK 10V; | HAYMANS | HAYMANS ELECTRICAL | KLI 1052460000 | PURCHASE AS REQUIRED
000024999 | HOLDER,BIT EXTENSION | 1/2 INCH SQUARE DRIVE 1/4 INCH BIT STEEL; IMPACT SOCKET ADAPTOR | MILWAUKE | MILWAUKEE POWER TOOLS | 48034410 | CURRENT
000024999 | HOLDER,BIT EXTENSION | 1/2 INCH SQUARE DRIVE 1/4 INCH BIT STEEL; IMPACT SOCKET ADAPTOR | C&LTOOL | CALTCO T/A C&L TOOL CENTRE | MILWA48034410 | CURRENT
000025126 | MODEM,COMMUNICATIONS | SHORT RANGE; SINGLE MODE FIBRE-OPTIC TRANSCEIVER/MODEM; ST FIBRE CONNECTORS DB9 MALE ELECTRICAL CONNECTIONS; USED ON PROTECTION RELAYS FOR COMMUNICATION | SEL | SCHWEITZER ENGINEERING LABORATORIES INC. | 2829MXO | CURRENT
000025127 | CLEANER,VACUUM | Milwaukee, M18 Wet/Dry Vacuum, 7.5 Ltr, 18V, Built in Blower Port, HEPA Filter, On-Board Accessory & Hose Storage, Skin Only | C&LTOOL | CALTCO T/A C&L TOOL CENTRE | MILWTM18WDV-0 | CURRENT
000025127 | CLEANER,VACUUM | Milwaukee, M18 Wet/Dry Vacuum, 7.5 Ltr, 18V, Built in Blower Port, HEPA Filter, On-Board Accessory & Hose Storage, Skin Only | MILWAUKE | MILWAUKEE POWER TOOLS | M18WDV-0 | CURRENT
000024865 | CAPACITOR BANK | KIT REQUIRED TO CONVERT ERGON 5.4MVAR CAPACITOR BANK TO 2.7 MVAR; AS PER ENERGEX DRAWING 31442-A3; KIT PART INCLUDE - | ERGON | ERGON ENERGY | QUOTE JE166298 | PURCHASE AS REQUIRED
000025128 | LINK,INSULATING | Fuse Bypass Link, Convert NGK Low Voltage Fused Isolators (LVFI) up to 800A (500kVA) 210 x 30 x 6mm, 4 Bolt Holes | NGK | NGK STANGER PTY LTD | NH43060 | CURRENT
000024888 | TRANSFORMER,CURRENT | ROGOWSKI COIL FLEXIBLE CT; 1000/1A CONTAINS FEMALE HARTING CONNECTOR FOR USE WITH EDMI METER SC24901; 1 X SET CONTAINS 3 CTS PER BOX; | PHOENIX | PHOENIX CONTACT PTY LTD | ITEM 1000, MATERIAL 8195461 | CURRENT
000025117 | TRANSFORMER,DISTRIBUTION | Padmount, 11kV, 315kVA, (Sq) HV Haz LV Bsh, Mineral Oil Insulated, ONAN, DYN 11, 3CR12 Cubicle, 7 Tap Posn c/w Siemens 8DJH RMU RRT Non-Ext HV RMU & | WILSON | WILSON TRANSFORMER CO. PTY LTD | 880-A311-11-AB | CURRENT
000025118 | TRANSFORMER,DISTRIBUTION | 11kV, 500kVA, Padmount, Square, HV Haz LV Bsh, Mineral Oil Insulated, ONAN, DYN 11, 3CR12 Cubicle, 7 Tap Posn c/w Siemens 8DJH RMU RRT Non-Ext HV RMU & | WILSON | WILSON TRANSFORMER CO. PTY LTD | 880-A312-11-AB | CURRENT
000025119 | TRANSFORMER,DISTRIBUTION | 11kV, 750kVA, Padmount, Square, HV Haz LV Bsh, Mineral Oil Insulated, ONAN, DYN 11, 3CR12 Cubicle, 7 Tap Posn c/w Siemens 8DJH RMU RRT Non-Ext HV RMU & | WILSON | WILSON TRANSFORMER CO. PTY LTD | 880-A313-11-AB | CURRENT
000025120 | TRANSFORMER,DISTRIBUTION | 11kV, 1000kVA, Padmount, Square, HV Haz LV Bsh, Mineral Oil Insulated, ONAN, DYN 11, 3CR12 Cubicle, 7 Tap Posn c/w Siemens 8DJH RMU RRT Non-Ext HV RMU & | WILSON | WILSON TRANSFORMER CO. PTY LTD | 880-A314-11-AB | CURRENT
000025121 | TRANSFORMER,DISTRIBUTION | 11 KV;1500 KVA;PADMOUNT (SQUARE STYLE); HV HAZ LV BSH;MINERAL OIL INSULATED; ONAN;DYN 11;3CR12 CUBICLE;7 TAP POSN;C/W SIEMENS 8DJH/RRT NON-EXT HV RMU; | WILSON | WILSON TRANSFORMER CO. PTY LTD | 1500 KVA | CURRENT
000025115 | BATTERY,STORAGE | VALVE REGULATED SEALED BATTERY BANK 24 V;80 A/HR NOMINAL 2 X 12 V INDIVIDUAL BATTERIES = (1 BANK) | LEGEND | LEGEND POWER SYSTEMS | HZB12/F-AGM-80 | PURCHASE AS REQUIRED
000025116 | BATTERY,STORAGE | VALVE REGULATED SEALED BATTERY BANK; 24 V;44 A/HR NOMINAL 2 X 12 V INDIVIDUAL BATTERIES = (1 BANK) | M&H PWR | M + H POWER SYSTEMS P/L | HZB12/F-AGM-44 | PURCHASE AS REQUIRED
000025132 | TRANSFORMER,CURRENT | SINGLE PHASE;POST TYPE;OUTDOOR; 5 CORES; 4x 1600/1200/1000/400/1 A, 0.1PX2400 R8.0 @ 1600/1 A; 1x 200/1 A ;5VA CL 0.2S EXT 200% | GFFPOWER | GFF POWER | CA-145 | PURCHASE AS REQUIRED
000025133 | CONVERSION KIT | Hazemeyer Lug Connector Kit c/w 3 x Sicon 50/240 Lugs, 3 x 94mm Lg, 12.7mm Thk Cu Rods, 3 x Hazemeyer Clamping Collars | THEWMCAN | TMAC THEW & MCCANN GROUP | DWG 846-2 | CURRENT
000025133 | CONVERSION KIT | Hazemeyer Lug Connector Kit c/w 3 x Sicon 50/240 Lugs, 3 x 94mm Lg, 12.7mm Thk Cu Rods, 3 x Hazemeyer Clamping Collars | LEGEND | LEGEND POWER SYSTEMS | SGCK120 | CURRENT
000025133 | CONVERSION KIT | Hazemeyer Lug Connector Kit c/w 3 x Sicon 50/240 Lugs, 3 x 94mm Lg, 12.7mm Thk Cu Rods, 3 x Hazemeyer Clamping Collars | INTERTEC | INTERTECH ENGINEERING PTY LTD | HAZE CONV KIT | CURRENT
000178855 | CONNECTOR,LUG. | HAZEMEYER CONVERSION KIT; INCLUDES 3 X SICON 50/240 LUGS; 3 X 12.7MM CU ROD (94MM); 3 X HAZEMEYER CLAMPING COLLAR (2 SCREW) PACKAGED AS SET; WT 500G EA | INTERTEC | INTERTECH ENGINEERING PTY LTD | HAZE CONV KIT | CURRENT
000025134 | COVERALLS, UNISEX | SIZE 77S;STYLE & MFR TO ENERGEX SAMPLE; TECASAFE 500, 197GSM, YELLOW & BLUE ENERGEX/SAFETY FIRST LOGO ARC FLASH RATED | AUSDEF | AUSTRALIAN DEFENCE APPAREL | 81F174VJ | CURRENT
000025135 | COVERALLS, UNISEX | SIZE 82S;STYLE & MFR TO ENERGEX SAMPLE; TECASAFE 500, 197GSM, YELLOW & BLUE ENERGEX / SAFETY FIRST LOGO ARC FLASH RATED | AUSDEF | AUSTRALIAN DEFENCE APPAREL | 81F174VJ | CURRENT
000025136 | COVERALLS, UNISEX | SIZE 87S;STYLE & MFR TO ENERGEX SAMPLE; TECASAFE 500, 197GSM, YELLOW & BLUE ENERGEX / SAFETY FIRST LOGO ARC FLASH RATED | AUSDEF | AUSTRALIAN DEFENCE APPAREL | 81F174VJ | CURRENT
000025137 | COVERALLS, UNISEX | SIZE 97S;STYLE & MFR TO ENERGEX SAMPLE; TECASAFE 500, 197GSM, YELLOW & BLUE ENERGEX / SAFETY FIRST LOGO ARC FLASH RATED | AUSDEF | AUSTRALIAN DEFENCE APPAREL | 81F174VJ | CURRENT
000025138 | COVERALLS, UNISEX | SIZE 102S;STYLE & MFR TO ENERGEX SAMPLE; TECASAFE 500, 197GSM, YELLOW & BLUE ENERGEX / SAFETY FIRST LOGO ARC FLASH RATED | AUSDEF | AUSTRALIAN DEFENCE APPAREL | 81F174VJ | CURRENT
000025139 | COVERALLS, UNISEX | SIZE 107S;STYLE & MFR TO ENERGEX SAMPLE; TECASAFE 500, 197GSM, YELLOW & BLUE ENERGEX / SAFETY FIRST LOGO ARC FLASH RATED | AUSDEF | AUSTRALIAN DEFENCE APPAREL | 81F174VJ | CURRENT
000025140 | COVERALLS, UNISEX | SIZE 112S;STYLE & MFR TO ENERGEX SAMPLE; TECASAFE 500, 197GSM, YELLOW & BLUE ENERGEX / SAFETY FIRST LOGO ARC FLASH RATED | AUSDEF | AUSTRALIAN DEFENCE APPAREL | 81F174VJ | CURRENT
000025141 | COVERALLS, UNISEX | SIZE 117S;STYLE & MFR TO ENERGEX SAMPLE; TECASAFE 500, 197GSM, YELLOW & BLUE ENERGEX / SAFETY FIRST LOGO ARC FLASH RATED | AUSDEF | AUSTRALIAN DEFENCE APPAREL | 81F174VJ | CURRENT
000025142 | COVERALLS, UNISEX | SIZE 122S;STYLE & MFR TO ENERGEX SAMPLE; TECASAFE 500, 197GSM, YELLOW & BLUE ENERGEX / SAFETY FIRST LOGO ARC FLASH RATED | AUSDEF | AUSTRALIAN DEFENCE APPAREL | 81F174VJ | CURRENT
000025143 | COVERALLS, UNISEX | SIZE 127S;STYLE & MFR TO ENERGEX SAMPLE; TECASAFE 500, 197GSM, YELLOW & BLUE ENERGEX / SAFETY FIRST LOGO ARC FLASH RATED | AUSDEF | AUSTRALIAN DEFENCE APPAREL | 81F174VJ | CURRENT
000025144 | COVERALLS, UNISEX | SIZE 132S;STYLE & MFR TO ENERGEX SAMPLE; TECASAFE 500, 197GSM, YELLOW & BLUE ENERGEX / SAFETY FIRST LOGO ARC FLASH RATED | AUSDEF | AUSTRALIAN DEFENCE APPAREL | 81F174VJ | CURRENT
000025145 | COVERALLS, UNISEX | SIZE 72R;STYLE & MFR TO ENERGEX SAMPLE; TECASAFE 500, 197GSM, YELLOW & BLUE ENERGEX / SAFETY FIRST LOGO ARC FLASH RATED | AUSDEF | AUSTRALIAN DEFENCE APPAREL | 81F174VJ | CURRENT
000025146 | COVERALLS, UNISEX | SIZE 77R;STYLE & MFR TO ENERGEX SAMPLE; TECASAFE 500, 197GSM, YELLOW & BLUE ENERGEX / SAFETY FIRST LOGO ARC FLASH RATED | AUSDEF | AUSTRALIAN DEFENCE APPAREL | 81F174VJ | CURRENT
000025147 | COVERALLS, UNISEX | SIZE 82R;STYLE & MFR TO ENERGEX SAMPLE; TECASAFE 500, 197GSM, YELLOW & BLUE ENERGEX / SAFETY FIRST LOGO ARC FLASH RATED | AUSDEF | AUSTRALIAN DEFENCE APPAREL | 81F174VJ | CURRENT
000025148 | COVERALLS, UNISEX | SIZE 92R;STYLE & MFR TO ENERGEX SAMPLE; TECASAFE 500, 197GSM, YELLOW & BLUE ENERGEX / SAFETY FIRST LOGO ARC FLASH RATED | AUSDEF | AUSTRALIAN DEFENCE APPAREL | 81F174VJ | CURRENT
000025149 | COVERALLS, UNISEX | SIZE 97R;STYLE & MFR TO ENERGEX SAMPLE; TECASAFE 500, 197GSM, YELLOW & BLUE ENERGEX / SAFETY FIRST LOGO ARC FLASH RATED | AUSDEF | AUSTRALIAN DEFENCE APPAREL | 81F174VJ | CURRENT
000025150 | COVERALLS, UNISEX | SIZE 102R;STYLE & MFR TO ENERGEX SAMPLE; TECASAFE 500, 197GSM, YELLOW & BLUE ENERGEX / SAFETY FIRST LOGO ARC FLASH RATED | AUSDEF | AUSTRALIAN DEFENCE APPAREL | 81F174VJ | CURRENT
000025151 | COVERALLS, UNISEX | SIZE 107R;STYLE & MFR TO ENERGEX SAMPLE; TECASAFE 500, 197GSM, YELLOW & BLUE ENERGEX / SAFETY FIRST LOGO ARC FLASH RATED | AUSDEF | AUSTRALIAN DEFENCE APPAREL | 81F174VJ | CURRENT
000025152 | COVERALLS, UNISEX | SIZE 112R;STYLE & MFR TO ENERGEX SAMPLE; TECASAFE 500, 197GSM, YELLOW & BLUE ENERGEX / SAFETY FIRST LOGO ARC FLASH RATED | AUSDEF | AUSTRALIAN DEFENCE APPAREL | 81F174VJ | CURRENT
000025154 | COVERALLS, UNISEX | SIZE 122R;STYLE & MFR TO ENERGEX SAMPLE; TECASAFE 500, 197GSM, YELLOW & BLUE ENERGEX / SAFETY FIRST LOGO ARC FLASH RATED | AUSDEF | AUSTRALIAN DEFENCE APPAREL | 81F174VJ | CURRENT
000025155 | COVERALLS, UNISEX | SIZE 127R;STYLE & MFR TO ENERGEX SAMPLE; TECASAFE 500, 197GSM, YELLOW & BLUE ENERGEX / SAFETY FIRST LOGO ARC FLASH RATED | AUSDEF | AUSTRALIAN DEFENCE APPAREL | 81F174VJ | CURRENT
000025156 | COVERALLS, UNISEX | SIZE 132R;STYLE & MFR TO ENERGEX SAMPLE; TECASAFE 500, 197GSM, YELLOW & BLUE ENERGEX / SAFETY FIRST LOGO ARC FLASH RATED | AUSDEF | AUSTRALIAN DEFENCE APPAREL | 81F174VJ | CURRENT
000025157 | COVERALLS, UNISEX | SIZE 79L;STYLE & MFR TO ENERGEX SAMPLE; TECASAFE 500, 197GSM, YELLOW & BLUE ENERGEX / SAFETY FIRST LOGO ARC FLASH RATED | AUSDEF | AUSTRALIAN DEFENCE APPAREL | 81F174VJ | CURRENT
000025158 | COVERALLS, UNISEX | SIZE 84L;STYLE & MFR TO ENERGEX SAMPLE; TECASAFE 500, 197GSM, YELLOW & BLUE ENERGEX / SAFETY FIRST LOGO ARC FLASH RATED | AUSDEF | AUSTRALIAN DEFENCE APPAREL | 81F174VJ | CURRENT
000025159 | COVERALLS, UNISEX | SIZE 89L;STYLE & MFR TO ENERGEX SAMPLE; TECASAFE 500, 197GSM, YELLOW & BLUE ENERGEX / SAFETY FIRST LOGO ARC FLASH RATED | AUSDEF | AUSTRALIAN DEFENCE APPAREL | 81F174VJ | CURRENT
000025160 | COVERALLS, UNISEX | SIZE 94L;STYLE & MFR TO ENERGEX SAMPLE; TECASAFE 500, 197GSM, YELLOW & BLUE ENERGEX / SAFETY FIRST LOGO ARC FLASH RATED | AUSDEF | AUSTRALIAN DEFENCE APPAREL | 81F174VJ | CURRENT
000025161 | COVERALLS, UNISEX | SIZE 99L;STYLE & MFR TO ENERGEX SAMPLE; TECASAFE 500, 197GSM, YELLOW & BLUE ENERGEX / SAFETY FIRST LOGO ARC FLASH RATED | AUSDEF | AUSTRALIAN DEFENCE APPAREL | 81F174VJ | CURRENT
000025162 | COVERALLS, UNISEX | SIZE 89L;STYLE & MFR TO ENERGEX SAMPLE; TECASAFE 500, 197GSM, YELLOW & BLUE ENERGEX / SAFETY FIRST LOGO ARC FLASH RATED | AUSDEF | AUSTRALIAN DEFENCE APPAREL | 81F174VJ | CURRENT
000025163 | COVERALLS, UNISEX | SIZE 104L;STYLE & MFR TO ENERGEX SAMPLE; TECASAFE 500, 197GSM, YELLOW & BLUE ENERGEX / SAFETY FIRST LOGO ARC FLASH RATED | AUSDEF | AUSTRALIAN DEFENCE APPAREL | 81F174VJ | CURRENT
000025164 | COVERALLS, UNISEX | SIZE 109L;STYLE & MFR TO ENERGEX SAMPLE; TECASAFE 500, 197GSM, YELLOW & BLUE ENERGEX / SAFETY FIRST LOGO ARC FLASH RATED | AUSDEF | AUSTRALIAN DEFENCE APPAREL | 81F174VJ | CURRENT
000025165 | COVERALLS, UNISEX | SIZE 114L;STYLE & MFR TO ENERGEX SAMPLE; TECASAFE 500, 197GSM, YELLOW & BLUE ENERGEX / SAFETY FIRST LOGO ARC FLASH RATED | AUSDEF | AUSTRALIAN DEFENCE APPAREL | 81F174VJ | CURRENT
000025167 | SHIRT, WOMAN'S | SIZE 6;STYLE & MFR TO ENERGEX SAMPLE; TECASAFE 500, 197GSM, YELLOW & BLUE ENERGEX / SAFETY FIRST LOGO ARC FLASH RATED | AUSDEF | AUSTRALIAN DEFENCE APPAREL | 81K129VJ | CURRENT
000025168 | SHIRT, WOMAN'S | SIZE 8;STYLE & MFR TO ENERGEX SAMPLE; TECASAFE 500, 197GSM, YELLOW & BLUE ENERGEX / SAFETY FIRST LOGO ARC FLASH RATED | AUSDEF | AUSTRALIAN DEFENCE APPAREL | 81K129VJ | CURRENT
000025169 | SHIRT, WOMAN'S | SIZE 10;STYLE & MFR TO ENERGEX SAMPLE; TECASAFE 500, 197GSM, YELLOW & BLUE ENERGEX / SAFETY FIRST LOGO ARC FLASH RATED | AUSDEF | AUSTRALIAN DEFENCE APPAREL | 81K129VJ | CURRENT
000025170 | SHIRT, WOMAN'S | SIZE 12;STYLE & MFR TO ENERGEX SAMPLE; TECASAFE 500, 197GSM, YELLOW & BLUE ENERGEX / SAFETY FIRST LOGO ARC FLASH RATED | AUSDEF | AUSTRALIAN DEFENCE APPAREL | 81K129VJ | CURRENT
000025171 | SHIRT, WOMAN'S | SIZE 14;STYLE & MFR TO ENERGEX SAMPLE; TECASAFE 500, 197GSM, YELLOW & BLUE ENERGEX / SAFETY FIRST LOGO ARC FLASH RATED | AUSDEF | AUSTRALIAN DEFENCE APPAREL | 81K129VJ | CURRENT
000025172 | SHIRT, WOMAN'S | SIZE 16;STYLE & MFR TO ENERGEX SAMPLE; TECASAFE 500, 197GSM, YELLOW & BLUE ENERGEX / SAFETY FIRST LOGO ARC FLASH RATED | AUSDEF | AUSTRALIAN DEFENCE APPAREL | 81K129VJ | CURRENT
000025173 | SHIRT, WOMAN'S | SIZE 18;STYLE & MFR TO ENERGEX SAMPLE; TECASAFE 500, 197GSM, YELLOW & BLUE ENERGEX / SAFETY FIRST LOGO ARC FLASH RATED | AUSDEF | AUSTRALIAN DEFENCE APPAREL | 81K129VJ | CURRENT
000025174 | SHIRT, WOMAN'S | SIZE 20;STYLE & MFR TO ENERGEX SAMPLE; TECASAFE 500, 197GSM, YELLOW & BLUE ENERGEX / SAFETY FIRST LOGO ARC FLASH RATED | AUSDEF | AUSTRALIAN DEFENCE APPAREL | 81K129VJ | CURRENT
000025175 | SHIRT, WOMAN'S | SIZE 22;STYLE & MFR TO ENERGEX SAMPLE; TECASAFE 500, 197GSM, YELLOW & BLUE ENERGEX / SAFETY FIRST LOGO ARC FLASH RATED | AUSDEF | AUSTRALIAN DEFENCE APPAREL | 81K129VJ | CURRENT
000025176 | SHIRT,MAN'S. | SIZE XS;STYLE & MFR TO ENERGEX SAMPLE; TECASAFE 500, 197GSM, YELLOW & BLUE ENERGEX / SAFETY FIRST LOGO ARC FLASH RATED | AUSDEF | AUSTRALIAN DEFENCE APPAREL | 81A194VJ | CURRENT
000025177 | SHIRT,MAN'S. | SIZE S;STYLE & MFR TO ENERGEX SAMPLE; TECASAFE 500, 197GSM, YELLOW & BLUE ENERGEX / SAFETY FIRST LOGO ARC FLASH RATED | AUSDEF | AUSTRALIAN DEFENCE APPAREL | 81A194VJ | CURRENT
000025178 | SHIRT,MAN'S. | SIZE M;STYLE & MFR TO ENERGEX SAMPLE; TECASAFE 500, 197GSM, YELLOW & BLUE ENERGEX / SAFETY FIRST LOGO ARC FLASH RATED | AUSDEF | AUSTRALIAN DEFENCE APPAREL | 81A194VJ | CURRENT
000025179 | SHIRT,MAN'S. | SIZE L;STYLE & MFR TO ENERGEX SAMPLE; TECASAFE 500, 197GSM, YELLOW & BLUE ENERGEX / SAFETY FIRST LOGO ARC FLASH RATED | AUSDEF | AUSTRALIAN DEFENCE APPAREL | 81A194VJ | CURRENT
000025180 | SHIRT,MAN'S. | SIZE XL;STYLE & MFR TO ENERGEX SAMPLE; TECASAFE 500, 197GSM, YELLOW & BLUE ENERGEX / SAFETY FIRST LOGO ARC FLASH RATED | AUSDEF | AUSTRALIAN DEFENCE APPAREL | 81A194VJ | CURRENT
000025181 | SHIRT,MAN'S. | SIZE 2XL;STYLE & MFR TO ENERGEX SAMPLE; TECASAFE 500, 197GSM, YELLOW & BLUE ENERGEX / SAFETY FIRST LOGO ARC FLASH RATED | AUSDEF | AUSTRALIAN DEFENCE APPAREL | 81A194VJ | CURRENT
000025182 | SHIRT,MAN'S. | SIZE 3XL;STYLE & MFR TO ENERGEX SAMPLE; TECASAFE 500, 197GSM, YELLOW & BLUE ENERGEX / SAFETY FIRST LOGO ARC FLASH RATED | AUSDEF | AUSTRALIAN DEFENCE APPAREL | 81A194VJ | CURRENT
000025183 | SHIRT,MAN'S. | SIZE 4XL;STYLE & MFR TO ENERGEX SAMPLE; TECASAFE 500, 197GSM, YELLOW & BLUE ENERGEX / SAFETY FIRST LOGO ARC FLASH RATED | AUSDEF | AUSTRALIAN DEFENCE APPAREL | 81A194VJ | CURRENT
000025184 | SHIRT,MAN'S. | SIZE 5XL;STYLE & MFR TO ENERGEX SAMPLE; TECASAFE 500, 197GSM, YELLOW & BLUE ENERGEX / SAFETY FIRST LOGO ARC FLASH RATED | AUSDEF | AUSTRALIAN DEFENCE APPAREL | 81A194VJ | CURRENT
000025185 | SHIRT,MAN'S. | SIZE 6XL;STYLE & MFR TO ENERGEX SAMPLE; TECASAFE 500, 197GSM, YELLOW & BLUE ENERGEX / SAFETY FIRST LOGO ARC FLASH RATED | AUSDEF | AUSTRALIAN DEFENCE APPAREL | 81A194VJ | CURRENT
000025186 | TROUSERS,WOMEN'S | SIZE 6;STYLE & MFR TO ENERGEX SAMPLE; TECASAFE 500, 197GSM, BLUE ENERGEX LOGO ARC FLASH RATED | AUSDEF | AUSTRALIAN DEFENCE APPAREL | 81P106VJ | CURRENT
000025187 | TROUSERS,WOMEN'S | SIZE 8;STYLE & MFR TO ENERGEX SAMPLE; TECASAFE 500, 197GSM, BLUE ENERGEX LOGO ARC FLASH RATED | AUSDEF | AUSTRALIAN DEFENCE APPAREL | 81P106VJ | CURRENT
000025188 | TROUSERS,WOMEN'S | SIZE 10;STYLE & MFR TO ENERGEX SAMPLE; TECASAFE 500, 197GSM, BLUE ENERGEX LOGO ARC FLASH RATED | AUSDEF | AUSTRALIAN DEFENCE APPAREL | 81P106VJ | CURRENT
000025189 | TROUSERS,WOMEN'S | SIZE 12;STYLE & MFR TO ENERGEX SAMPLE; TECASAFE 500, 197GSM, BLUE ENERGEX LOGO ARC FLASH RATED | AUSDEF | AUSTRALIAN DEFENCE APPAREL | 81P106VJ | CURRENT
000025190 | TROUSERS,WOMEN'S | SIZE 14;STYLE & MFR TO ENERGEX SAMPLE; TECASAFE 500, 197GSM, BLUE ENERGEX LOGO ARC FLASH RATED | AUSDEF | AUSTRALIAN DEFENCE APPAREL | 81P106VJ | CURRENT
000025191 | TROUSERS,WOMEN'S | SIZE 16;STYLE & MFR TO ENERGEX SAMPLE; TECASAFE 500, 197GSM, BLUE ENERGEX LOGO ARC FLASH RATED | AUSDEF | AUSTRALIAN DEFENCE APPAREL | 81P106VJ | CURRENT
000025192 | TROUSERS,WOMEN'S | SIZE 18;STYLE & MFR TO ENERGEX SAMPLE; TECASAFE 500, 197GSM, BLUE ENERGEX LOGO ARC FLASH RATED | AUSDEF | AUSTRALIAN DEFENCE APPAREL | 81P106VJ | CURRENT
000025193 | TROUSERS,WOMEN'S | SIZE 20;STYLE & MFR TO ENERGEX SAMPLE; TECASAFE 500, 197GSM, BLUE ENERGEX LOGO ARC FLASH RATED | AUSDEF | AUSTRALIAN DEFENCE APPAREL | 81P106VJ | CURRENT
000025194 | TROUSERS,WOMEN'S | SIZE 22;STYLE & MFR TO ENERGEX SAMPLE; TECASAFE 500, 197GSM, BLUE ENERGEX LOGO ARC FLASH RATED | AUSDEF | AUSTRALIAN DEFENCE APPAREL | 81P106VJ | CURRENT
000025195 | TROUSERS,WOMEN'S | SIZE 24;STYLE & MFR TO ENERGEX SAMPLE; TECASAFE 500, 197GSM, BLUE ENERGEX LOGO ARC FLASH RATED | AUSDEF | AUSTRALIAN DEFENCE APPAREL | 81P106VJ | CURRENT
000025196 | TROUSERS,MEN'S. | SIZE 82S;STYLE & MFR TO ENERGEX SAMPLE; TECASAFE 500, 197GSM, BLUE ENERGEX LOGO ARC FLASH RATED | AUSDEF | AUSTRALIAN DEFENCE APPAREL | 81E255VJ | CURRENT
000025197 | TROUSERS,MEN'S. | SIZE 87S;STYLE & MFR TO ENERGEX SAMPLE; TECASAFE 500, 197GSM, BLUE ENERGEX LOGO ARC FLASH RATED | AUSDEF | AUSTRALIAN DEFENCE APPAREL | 81E255VJ | CURRENT
000025198 | TROUSERS,MEN'S. | SIZE 92S;STYLE & MFR TO ENERGEX SAMPLE; TECASAFE 500, 197GSM, BLUE ENERGEX LOGO ARC FLASH RATED | AUSDEF | AUSTRALIAN DEFENCE APPAREL | 81E255VJ | CURRENT
000025199 | TROUSERS,MEN'S. | SIZE 97S;STYLE & MFR TO ENERGEX SAMPLE; TECASAFE 500, 197GSM, BLUE ENERGEX LOGO ARC FLASH RATED | AUSDEF | AUSTRALIAN DEFENCE APPAREL | 81E255VJ | CURRENT
000025200 | TROUSERS,MEN'S. | SIZE 102S;STYLE & MFR TO ENERGEX SAMPLE; TECASAFE 500, 197GSM, BLUE ENERGEX LOGO ARC FLASH RATED | AUSDEF | AUSTRALIAN DEFENCE APPAREL | 81E255VJ | CURRENT
000025201 | TROUSERS,MEN'S. | SIZE 107S;STYLE & MFR TO ENERGEX SAMPLE; TECASAFE 500, 197GSM, BLUE ENERGEX LOGO ARC FLASH RATED | AUSDEF | AUSTRALIAN DEFENCE APPAREL | 81E255VJ | CURRENT
000025202 | TROUSERS,MEN'S. | SIZE 112S;STYLE & MFR TO ENERGEX SAMPLE; TECASAFE 500, 197GSM, BLUE ENERGEX LOGO ARC FLASH RATED | AUSDEF | AUSTRALIAN DEFENCE APPAREL | 81E255VJ | CURRENT
000025203 | TROUSERS,MEN'S. | SIZE 117S;STYLE & MFR TO ENERGEX SAMPLE; TECASAFE 500, 197GSM, BLUE ENERGEX LOGO ARC FLASH RATED | AUSDEF | AUSTRALIAN DEFENCE APPAREL | 81E255VJ | CURRENT
000025204 | TROUSERS,MEN'S. | SIZE 122S;STYLE & MFR TO ENERGEX SAMPLE; TECASAFE 500, 197GSM, BLUE ENERGEX LOGO ARC FLASH RATED | AUSDEF | AUSTRALIAN DEFENCE APPAREL | 81E255VJ | CURRENT
000025205 | TROUSERS,MEN'S. | SIZE 127S;STYLE & MFR TO ENERGEX SAMPLE; TECASAFE 500, 197GSM, BLUE ENERGEX LOGO ARC FLASH RATED | AUSDEF | AUSTRALIAN DEFENCE APPAREL | 81E255VJ | CURRENT
000025206 | TROUSERS,MEN'S. | SIZE 72R;STYLE & MFR TO ENERGEX SAMPLE; TECASAFE 500, 197GSM, BLUE ENERGEX LOGO ARC FLASH RATED | AUSDEF | AUSTRALIAN DEFENCE APPAREL | 81E255VJ | CURRENT
000025207 | TROUSERS,MEN'S. | SIZE 77R;STYLE & MFR TO ENERGEX SAMPLE; TECASAFE 500, 197GSM, BLUE ENERGEX LOGO ARC FLASH RATED | AUSDEF | AUSTRALIAN DEFENCE APPAREL | 81E255VJ | CURRENT
000025208 | TROUSERS,MEN'S. | SIZE 82R;STYLE & MFR TO ENERGEX SAMPLE; TECASAFE 500, 197GSM, BLUE ENERGEX LOGO ARC FLASH RATED | AUSDEF | AUSTRALIAN DEFENCE APPAREL | 81E255VJ | CURRENT
000025209 | TROUSERS,MEN'S. | SIZE 87R;STYLE & MFR TO ENERGEX SAMPLE; TECASAFE 500, 197GSM, BLUE ENERGEX LOGO ARC FLASH RATED | AUSDEF | AUSTRALIAN DEFENCE APPAREL | 81E255VJ | CURRENT
000025210 | TROUSERS,MEN'S. | SIZE 92R;STYLE & MFR TO ENERGEX SAMPLE; TECASAFE 500, 197GSM, BLUE ENERGEX LOGO ARC FLASH RATED | AUSDEF | AUSTRALIAN DEFENCE APPAREL | 81E255VJ | CURRENT
000025211 | TROUSERS,MEN'S. | SIZE 97R;STYLE & MFR TO ENERGEX SAMPLE; TECASAFE 500, 197GSM, BLUE ENERGEX LOGO ARC FLASH RATED | AUSDEF | AUSTRALIAN DEFENCE APPAREL | 81E255VJ | CURRENT
000025212 | TROUSERS,MEN'S. | SIZE 102R;STYLE & MFR TO ENERGEX SAMPLE; TECASAFE 500, 197GSM, BLUE ENERGEX LOGO ARC FLASH RATED | AUSDEF | AUSTRALIAN DEFENCE APPAREL | 81E255VJ | CURRENT
000025213 | TROUSERS,MEN'S. | SIZE 107R;STYLE & MFR TO ENERGEX SAMPLE; TECASAFE 500, 197GSM, BLUE ENERGEX LOGO ARC FLASH RATED | AUSDEF | AUSTRALIAN DEFENCE APPAREL | 81E255VJ | CURRENT
000025214 | TROUSERS,MEN'S. | SIZE 112R;STYLE & MFR TO ENERGEX SAMPLE; TECASAFE 500, 197GSM, BLUE ENERGEX LOGO ARC FLASH RATED | AUSDEF | AUSTRALIAN DEFENCE APPAREL | 81E255VJ | CURRENT
000025215 | TROUSERS,MEN'S. | SIZE 74L;STYLE & MFR TO ENERGEX SAMPLE; TECASAFE 500, 197GSM, BLUE ENERGEX LOGO ARC FLASH RATED | AUSDEF | AUSTRALIAN DEFENCE APPAREL | 81E255VJ | CURRENT
000025216 | TROUSERS,MEN'S. | SIZE 79L;STYLE & MFR TO ENERGEX SAMPLE; TECASAFE 500, 197GSM, BLUE ENERGEX LOGO ARC FLASH RATED | AUSDEF | AUSTRALIAN DEFENCE APPAREL | 81E255VJ | CURRENT
000025217 | TROUSERS,MEN'S. | SIZE 84L;STYLE & MFR TO ENERGEX SAMPLE; TECASAFE 500, 197GSM, BLUE ENERGEX LOGO ARC FLASH RATED | AUSDEF | AUSTRALIAN DEFENCE APPAREL | 81E255VJ | CURRENT
000025218 | TROUSERS,MEN'S. | SIZE 89L;STYLE & MFR TO ENERGEX SAMPLE; TECASAFE 500, 197GSM, BLUE ENERGEX LOGO ARC FLASH RATED | AUSDEF | AUSTRALIAN DEFENCE APPAREL | 81E255VJ | CURRENT
000025219 | TROUSERS,MEN'S. | SIZE 94L;STYLE & MFR TO ENERGEX SAMPLE; TECASAFE 500, 197GSM, BLUE ENERGEX LOGO ARC FLASH RATED | AUSDEF | AUSTRALIAN DEFENCE APPAREL | 81E255VJ | CURRENT
000025220 | TROUSERS,MEN'S. | SIZE 99L;STYLE & MFR TO ENERGEX SAMPLE; TECASAFE 500, 197GSM, BLUE ENERGEX LOGO ARC FLASH RATED | AUSDEF | AUSTRALIAN DEFENCE APPAREL | 81E255VJ | CURRENT
000025221 | JACKET, UNISEX | SIZE XS;STYLE & MFR TO ENERGEX SAMPLE; TECASAFE 700, 235GSM, YELLOW & BLUE ENERGEX / SAFETY FIRST LOGO ARC FLASH RATED | AUSDEF | AUSTRALIAN DEFENCE APPAREL | 81D197VJ | CURRENT
000025222 | JACKET, UNISEX | SIZE S;STYLE & MFR TO ENERGEX SAMPLE; TECASAFE 700, 235GSM, YELLOW & BLUE ENERGEX / SAFETY FIRST LOGO ARC FLASH RATED | AUSDEF | AUSTRALIAN DEFENCE APPAREL | 81D197VJ | CURRENT
000025223 | JACKET, UNISEX | SIZE M;STYLE & MFR TO ENERGEX SAMPLE; TECASAFE 700, 235GSM, YELLOW & BLUE ENERGEX / SAFETY FIRST LOGO ARC FLASH RATED | AUSDEF | AUSTRALIAN DEFENCE APPAREL | 81D197VJ | CURRENT
000025224 | JACKET, UNISEX | SIZE L;STYLE & MFR TO ENERGEX SAMPLE; TECASAFE 700, 235GSM, YELLOW & BLUE ENERGEX / SAFETY FIRST LOGO ARC FLASH RATED | AUSDEF | AUSTRALIAN DEFENCE APPAREL | 81D197VJ | CURRENT
000025225 | JACKET, UNISEX | SIZE XL;STYLE & MFR TO ENERGEX SAMPLE; TECASAFE 700, 235GSM, YELLOW & BLUE ENERGEX / SAFETY FIRST LOGO ARC FLASH RATED | AUSDEF | AUSTRALIAN DEFENCE APPAREL | 81D197VJ | CURRENT
000025226 | JACKET, UNISEX | SIZE 2XL;STYLE & MFR TO ENERGEX SAMPLE; TECASAFE 700, 235GSM, YELLOW & BLUE ENERGEX / SAFETY FIRST LOGO ARC FLASH RATED | AUSDEF | AUSTRALIAN DEFENCE APPAREL | 81D197VJ | CURRENT
000025227 | JACKET, UNISEX | SIZE 3XL;STYLE & MFR TO ENERGEX SAMPLE; TECASAFE 700, 235GSM, YELLOW & BLUE ENERGEX / SAFETY FIRST LOGO ARC FLASH RATED | AUSDEF | AUSTRALIAN DEFENCE APPAREL | 81D197VJ | CURRENT
000025228 | JACKET, UNISEX | SIZE 4XL;STYLE & MFR TO ENERGEX SAMPLE; TECASAFE 700, 235GSM, YELLOW & BLUE ENERGEX / SAFETY FIRST LOGO ARC FLASH RATED | AUSDEF | AUSTRALIAN DEFENCE APPAREL | 81D197VJ | CURRENT
000025229 | JACKET, UNISEX | SIZE 5XL;STYLE & MFR TO ENERGEX SAMPLE; TECASAFE 700, 235GSM, YELLOW & BLUE ENERGEX / SAFETY FIRST LOGO ARC FLASH RATED | AUSDEF | AUSTRALIAN DEFENCE APPAREL | 81D197VJ | CURRENT
000025230 | JACKET, UNISEX | SIZE 6XL;STYLE & MFR TO ENERGEX SAMPLE; TECASAFE 700, 235GSM, YELLOW & BLUE ENERGEX / SAFETY FIRST LOGO ARC FLASH RATED | AUSDEF | AUSTRALIAN DEFENCE APPAREL | 81D197VJ | CURRENT
000025231 | COVERALLS, UNISEX | SIZE 97S;STYLE & MFR TO ENERGEX SAMPLE; TECASAFE 700, 235GSM, YELLOW & BLUE METERING DYNAMICS / SAFETY FIRST LOGO ARC FLASH RATED | AUSDEF | AUSTRALIAN DEFENCE APPAREL | 81F174VJ-MD | CURRENT
000025232 | COVERALLS, UNISEX | SIZE 102S;STYLE & MFR TO ENERGEX SAMPLE; TECASAFE 700, 235GSM, YELLOW & BLUE METERING DYNAMICS / SAFETY FIRST LOGO ARC FLASH RATED | AUSDEF | AUSTRALIAN DEFENCE APPAREL | 81F174VJ-MD | CURRENT
000025233 | COVERALLS, UNISEX | SIZE 107S;STYLE & MFR TO ENERGEX SAMPLE; TECASAFE 700, 235GSM, YELLOW & BLUE METERING DYNAMICS / SAFETY FIRST LOGO ARC FLASH RATED | AUSDEF | AUSTRALIAN DEFENCE APPAREL | 81F174VJ-MD | CURRENT
000025234 | COVERALLS, UNISEX | SIZE 112S;STYLE & MFR TO ENERGEX SAMPLE; TECASAFE 700, 235GSM, YELLOW & BLUE METERING DYNAMICS / SAFETY FIRST LOGO ARC FLASH RATED | AUSDEF | AUSTRALIAN DEFENCE APPAREL | 81F174VJ-MD | CURRENT
000025235 | COVERALLS, UNISEX | SIZE 117S;STYLE & MFR TO ENERGEX SAMPLE; TECASAFE 700, 235GSM, YELLOW & BLUE METERING DYNAMICS / SAFETY FIRST LOGO ARC FLASH RATED | AUSDEF | AUSTRALIAN DEFENCE APPAREL | 81F174VJ-MD | CURRENT
000025236 | COVERALLS, UNISEX | SIZE 122S;STYLE & MFR TO ENERGEX SAMPLE; TECASAFE 700, 235GSM, YELLOW & BLUE METERING DYNAMICS / SAFETY FIRST LOGO ARC FLASH RATED | AUSDEF | AUSTRALIAN DEFENCE APPAREL | 81F174VJ-MD | CURRENT
000025237 | COVERALLS, UNISEX | SIZE 127S;STYLE & MFR TO ENERGEX SAMPLE; TECASAFE 700, 235GSM, YELLOW & BLUE METERING DYNAMICS / SAFETY FIRST LOGO ARC FLASH RATED | AUSDEF | AUSTRALIAN DEFENCE APPAREL | 81F174VJ-MD | CURRENT
000025238 | COVERALLS, UNISEX | SIZE 132S;STYLE & MFR TO ENERGEX SAMPLE; TECASAFE 700, 235GSM, YELLOW & BLUE METERING DYNAMICS / SAFETY FIRST LOGO ARC FLASH RATED | AUSDEF | AUSTRALIAN DEFENCE APPAREL | 81F174VJ-MD | CURRENT
000025239 | COVERALLS, UNISEX | SIZE 77R;STYLE & MFR TO ENERGEX SAMPLE; TECASAFE 700, 235GSM, YELLOW & BLUE METERING DYNAMICS / SAFETY FIRST LOGO ARC FLASH RATED | AUSDEF | AUSTRALIAN DEFENCE APPAREL | 81F174VJ-MD | CURRENT
000025240 | COVERALLS, UNISEX | SIZE 82R;STYLE & MFR TO ENERGEX SAMPLE; TECASAFE 700, 235GSM, YELLOW & BLUE METERING DYNAMICS / SAFETY FIRST LOGO ARC FLASH RATED | AUSDEF | AUSTRALIAN DEFENCE APPAREL | 81F174VJ-MD | CURRENT
000025241 | COVERALLS, UNISEX | SIZE 92R;STYLE & MFR TO ENERGEX SAMPLE; TECASAFE 700, 235GSM, YELLOW & BLUE METERING DYNAMICS / SAFETY FIRST LOGO ARC FLASH RATED | AUSDEF | AUSTRALIAN DEFENCE APPAREL | 81F174VJ-MD | CURRENT
000025242 | COVERALLS, UNISEX | SIZE 97R;STYLE & MFR TO ENERGEX SAMPLE; TECASAFE 700, 235GSM, YELLOW & BLUE METERING DYNAMICS / SAFETY FIRST LOGO ARC FLASH RATED | AUSDEF | AUSTRALIAN DEFENCE APPAREL | 81F174VJ-MD | CURRENT
000025243 | COVERALLS, UNISEX | SIZE 102R;STYLE & MFR TO ENERGEX SAMPLE; TECASAFE 700, 235GSM, YELLOW & BLUE METERING DYNAMICS / SAFETY FIRST LOGO ARC FLASH RATED | AUSDEF | AUSTRALIAN DEFENCE APPAREL | 81F174VJ-MD | CURRENT
000025244 | COVERALLS, UNISEX | SIZE 107R;STYLE & MFR TO ENERGEX SAMPLE; TECASAFE 700, 235GSM, YELLOW & BLUE METERING DYNAMICS / SAFETY FIRST LOGO ARC FLASH RATED | AUSDEF | AUSTRALIAN DEFENCE APPAREL | 81F174VJ-MD | CURRENT
000025245 | COVERALLS, UNISEX | SIZE 112R;STYLE & MFR TO ENERGEX SAMPLE; TECASAFE 700, 235GSM, YELLOW & BLUE METERING DYNAMICS / SAFETY FIRST LOGO ARC FLASH RATED | AUSDEF | AUSTRALIAN DEFENCE APPAREL | 81F174VJ-MD | CURRENT
000025246 | COVERALLS, UNISEX | SIZE 117R;STYLE & MFR TO ENERGEX SAMPLE; TECASAFE 700, 235GSM, YELLOW & BLUE METERING DYNAMICS / SAFETY FIRST LOGO ARC FLASH RATED | AUSDEF | AUSTRALIAN DEFENCE APPAREL | 81F174VJ-MD | CURRENT
000025247 | COVERALLS, UNISEX | SIZE 122R;STYLE & MFR TO ENERGEX SAMPLE; TECASAFE 700, 235GSM, YELLOW & BLUE METERING DYNAMICS / SAFETY FIRST LOGO ARC FLASH RATED | AUSDEF | AUSTRALIAN DEFENCE APPAREL | 81F174VJ-MD | CURRENT
000025248 | COVERALLS, UNISEX | SIZE 127R;STYLE & MFR TO ENERGEX SAMPLE; TECASAFE 700, 235GSM, YELLOW & BLUE METERING DYNAMICS / SAFETY FIRST LOGO ARC FLASH RATED | AUSDEF | AUSTRALIAN DEFENCE APPAREL | 81F174VJ-MD | CURRENT
000025249 | COVERALLS, UNISEX | SIZE 79L;STYLE & MFR TO ENERGEX SAMPLE; TECASAFE 700, 235GSM, YELLOW & BLUE METERING DYNAMICS / SAFETY FIRST LOGO ARC FLASH RATED | AUSDEF | AUSTRALIAN DEFENCE APPAREL | 81F174VJ-MD | CURRENT
000025250 | COVERALLS, UNISEX | SIZE 84L;STYLE & MFR TO ENERGEX SAMPLE; TECASAFE 700, 235GSM, YELLOW & BLUE METERING DYNAMICS / SAFETY FIRST LOGO ARC FLASH RATED | AUSDEF | AUSTRALIAN DEFENCE APPAREL | 81F174VJ-MD | CURRENT
000025251 | COVERALLS, UNISEX | SIZE 89L;STYLE & MFR TO ENERGEX SAMPLE; TECASAFE 700, 235GSM, YELLOW & BLUE METERING DYNAMICS / SAFETY FIRST LOGO ARC FLASH RATED | AUSDEF | AUSTRALIAN DEFENCE APPAREL | 81F174VJ-MD | CURRENT
000025252 | SHIRT, WOMAN'S | SIZE 8;STYLE & MFR TO ENERGEX SAMPLE; TECASAFE 700, 235GSM, YELLOW & BLUE METERING DYNAMICS / SAFETY FIRST LOGO ARC FLASH RATED | AUSDEF | AUSTRALIAN DEFENCE APPAREL | 81K129VJ-MD | CURRENT
000025253 | SHIRT, WOMAN'S | SIZE 10;STYLE & MFR TO ENERGEX SAMPLE; TECASAFE 700, 235GSM, YELLOW & BLUE METERING DYNAMICS / SAFETY FIRST LOGO ARC FLASH RATED | AUSDEF | AUSTRALIAN DEFENCE APPAREL | 81K129VJ-MD | CURRENT
000025254 | SHIRT, WOMAN'S | SIZE 12;STYLE & MFR TO ENERGEX SAMPLE; TECASAFE 700, 235GSM, YELLOW & BLUE METERING DYNAMICS / SAFETY FIRST LOGO ARC FLASH RATED | AUSDEF | AUSTRALIAN DEFENCE APPAREL | 81K129VJ-MD | CURRENT
000025255 | SHIRT, WOMAN'S | SIZE 14;STYLE & MFR TO ENERGEX SAMPLE; TECASAFE 700, 235GSM, YELLOW & BLUE METERING DYNAMICS / SAFETY FIRST LOGO ARC FLASH RATED | AUSDEF | AUSTRALIAN DEFENCE APPAREL | 81K129VJ-MD | CURRENT
000025256 | SHIRT, WOMAN'S | SIZE 16;STYLE & MFR TO ENERGEX SAMPLE; TECASAFE 700, 235GSM, YELLOW & BLUE METERING DYNAMICS / SAFETY FIRST LOGO ARC FLASH RATED | AUSDEF | AUSTRALIAN DEFENCE APPAREL | 81K129VJ-MD | CURRENT
000025257 | SHIRT, WOMAN'S | SIZE 18;STYLE & MFR TO ENERGEX SAMPLE; TECASAFE 700, 235GSM, YELLOW & BLUE METERING DYNAMICS / SAFETY FIRST LOGO ARC FLASH RATED | AUSDEF | AUSTRALIAN DEFENCE APPAREL | 81K129VJ-MD | CURRENT
000025258 | SHIRT, WOMAN'S | SIZE 20;STYLE & MFR TO ENERGEX SAMPLE; TECASAFE 700, 235GSM, YELLOW & BLUE METERING DYNAMICS / SAFETY FIRST LOGO ARC FLASH RATED | AUSDEF | AUSTRALIAN DEFENCE APPAREL | 81K129VJ-MD | CURRENT
000025259 | SHIRT, WOMAN'S | SIZE 22;STYLE & MFR TO ENERGEX SAMPLE; TECASAFE 700, 235GSM, YELLOW & BLUE METERING DYNAMICS / SAFETY FIRST LOGO ARC FLASH RATED | AUSDEF | AUSTRALIAN DEFENCE APPAREL | 81K129VJ-MD | CURRENT
000025260 | SHIRT,MAN'S. | SIZE S;STYLE & MFR TO ENERGEX SAMPLE; TECASAFE 700, 235GSM, YELLOW & BLUE METERING DYNAMICS / SAFETY FIRST LOGO ARC FLASH RATED | AUSDEF | AUSTRALIAN DEFENCE APPAREL | 81A194VJ-MD | CURRENT
000025261 | SHIRT,MAN'S. | SIZE M;STYLE & MFR TO ENERGEX SAMPLE; TECASAFE 700, 235GSM, YELLOW & BLUE METERING DYNAMICS / SAFETY FIRST LOGO ARC FLASH RATED | AUSDEF | AUSTRALIAN DEFENCE APPAREL | 81A194VJ-MD | CURRENT
000025262 | SHIRT,MAN'S. | SIZE L;STYLE & MFR TO ENERGEX SAMPLE; TECASAFE 700, 235GSM, YELLOW & BLUE METERING DYNAMICS / SAFETY FIRST LOGO ARC FLASH RATED | AUSDEF | AUSTRALIAN DEFENCE APPAREL | 81A194VJ-MD | CURRENT
000025263 | SHIRT,MAN'S. | SIZE XL;STYLE & MFR TO ENERGEX SAMPLE; TECASAFE 700, 235GSM, YELLOW & BLUE METERING DYNAMICS / SAFETY FIRST LOGO ARC FLASH RATED | AUSDEF | AUSTRALIAN DEFENCE APPAREL | 81A194VJ-MD | CURRENT
000025264 | SHIRT,MAN'S. | SIZE 2XL;STYLE & MFR TO ENERGEX SAMPLE; TECASAFE 700, 235GSM, YELLOW & BLUE METERING DYNAMICS / SAFETY FIRST LOGO ARC FLASH RATED | AUSDEF | AUSTRALIAN DEFENCE APPAREL | 81A194VJ-MD | CURRENT
000025265 | SHIRT,MAN'S. | SIZE 3XL;STYLE & MFR TO ENERGEX SAMPLE; TECASAFE 700, 235GSM, YELLOW & BLUE METERING DYNAMICS / SAFETY FIRST LOGO ARC FLASH RATED | AUSDEF | AUSTRALIAN DEFENCE APPAREL | 81A194VJ-MD | CURRENT
000025266 | SHIRT,MAN'S. | SIZE 4XL;STYLE & MFR TO ENERGEX SAMPLE; TECASAFE 700, 235GSM, YELLOW & BLUE METERING DYNAMICS / SAFETY FIRST LOGO ARC FLASH RATED | AUSDEF | AUSTRALIAN DEFENCE APPAREL | 81A194VJ-MD | CURRENT
000025267 | SHIRT,MAN'S. | SIZE 5XL;STYLE & MFR TO ENERGEX SAMPLE; TECASAFE 700, 235GSM, YELLOW & BLUE METERING DYNAMICS / SAFETY FIRST LOGO ARC FLASH RATED | AUSDEF | AUSTRALIAN DEFENCE APPAREL | 81A194VJ-MD | CURRENT
000025268 | JACKET, UNISEX | SIZE XS;STYLE & MFR TO ENERGEX SAMPLE; TECASAFE 700, 235GSM, YELLOW & BLUE METERING DYNAMICS / SAFETY FIRST LOGO ARC FLASH RATED | AUSDEF | AUSTRALIAN DEFENCE APPAREL | 81D197VL-MD | CURRENT
000025269 | JACKET, UNISEX | SIZE S;STYLE & MFR TO ENERGEX SAMPLE; TECASAFE 700, 235GSM, YELLOW & BLUE METERING DYNAMICS / SAFETY FIRST LOGO ARC FLASH RATED | AUSDEF | AUSTRALIAN DEFENCE APPAREL | 81D197VL-MD | CURRENT
000025270 | JACKET, UNISEX | SIZE M;STYLE & MFR TO ENERGEX SAMPLE; TECASAFE 700, 235GSM, YELLOW & BLUE METERING DYNAMICS / SAFETY FIRST LOGO ARC FLASH RATED | AUSDEF | AUSTRALIAN DEFENCE APPAREL | 81D197VL-MD | CURRENT
000025271 | JACKET, UNISEX | SIZE L;STYLE & MFR TO ENERGEX SAMPLE; TECASAFE 700, 235GSM, YELLOW & BLUE METERING DYNAMICS / SAFETY FIRST LOGO ARC FLASH RATED | AUSDEF | AUSTRALIAN DEFENCE APPAREL | 81D197VL-MD | CURRENT
000025272 | JACKET, UNISEX | SIZE XL;STYLE & MFR TO ENERGEX SAMPLE; TECASAFE 700, 235GSM, YELLOW & BLUE METERING DYNAMICS / SAFETY FIRST LOGO ARC FLASH RATED | AUSDEF | AUSTRALIAN DEFENCE APPAREL | 81D197VL-MD | CURRENT
000025273 | JACKET, UNISEX | SIZE 2XL;STYLE & MFR TO ENERGEX SAMPLE; TECASAFE 700, 235GSM, YELLOW & BLUE METERING DYNAMICS / SAFETY FIRST LOGO ARC FLASH RATED | AUSDEF | AUSTRALIAN DEFENCE APPAREL | 81D197VL-MD | CURRENT
000025274 | JACKET, UNISEX | SIZE 3XL;STYLE & MFR TO ENERGEX SAMPLE; TECASAFE 700, 235GSM, YELLOW & BLUE METERING DYNAMICS / SAFETY FIRST LOGO ARC FLASH RATED | AUSDEF | AUSTRALIAN DEFENCE APPAREL | 81D197VL-MD | CURRENT
000025275 | JACKET, UNISEX | SIZE 4XL;STYLE & MFR TO ENERGEX SAMPLE; TECASAFE 700, 235GSM, YELLOW & BLUE METERING DYNAMICS / SAFETY FIRST LOGO ARC FLASH RATED | AUSDEF | AUSTRALIAN DEFENCE APPAREL | 81D197VL-MD | CURRENT
000025276 | JACKET, UNISEX | SIZE 5XL;STYLE & MFR TO ENERGEX SAMPLE; TECASAFE 700, 235GSM, YELLOW & BLUE METERING DYNAMICS / SAFETY FIRST LOGO ARC FLASH RATED | AUSDEF | AUSTRALIAN DEFENCE APPAREL | 81D197VL-MD | CURRENT
000025277 | JACKET, UNISEX | SIZE 6XL;STYLE & MFR TO ENERGEX SAMPLE; TECASAFE 700, 235GSM, YELLOW & BLUE METERING DYNAMICS / SAFETY FIRST LOGO ARC FLASH RATED | AUSDEF | AUSTRALIAN DEFENCE APPAREL | 81D197VL-MD | CURRENT
000025278 | TROUSERS,WOMEN'S | SIZE 6;STYLE & MFR TO ENERGEX SAMPLE; TECASAFE 500, 197GSM, BLUE METERING DYNAMICS LOGO ARC FLASH RATED | AUSDEF | AUSTRALIAN DEFENCE APPAREL | 81P88ZT-MD | CURRENT
000025279 | TROUSERS,WOMEN'S | SIZE 8;STYLE & MFR TO ENERGEX SAMPLE; TECASAFE 500, 197GSM, BLUE METERING DYNAMICS LOGO ARC FLASH RATED | AUSDEF | AUSTRALIAN DEFENCE APPAREL | 81P88ZT-MD | CURRENT
000025280 | TROUSERS,WOMEN'S | SIZE 10;STYLE & MFR TO ENERGEX SAMPLE; TECASAFE 500, 197GSM, BLUE METERING DYNAMICS LOGO ARC FLASH RATED | AUSDEF | AUSTRALIAN DEFENCE APPAREL | 81P88ZT-MD | CURRENT
000025281 | TROUSERS,WOMEN'S | SIZE 12;STYLE & MFR TO ENERGEX SAMPLE; TECASAFE 500, 197GSM, BLUE METERING DYNAMICS LOGO ARC FLASH RATED | AUSDEF | AUSTRALIAN DEFENCE APPAREL | 81P88ZT-MD | CURRENT
000025282 | TROUSERS,WOMEN'S | SIZE 14;STYLE & MFR TO ENERGEX SAMPLE; TECASAFE 500, 197GSM, BLUE METERING DYNAMICS LOGO ARC FLASH RATED | AUSDEF | AUSTRALIAN DEFENCE APPAREL | 81P88ZT-MD | CURRENT
000025283 | TROUSERS,WOMEN'S | SIZE 16;STYLE & MFR TO ENERGEX SAMPLE; TECASAFE 500, 197GSM, BLUE METERING DYNAMICS LOGO ARC FLASH RATED | AUSDEF | AUSTRALIAN DEFENCE APPAREL | 81P88ZT-MD | CURRENT
000025284 | TROUSERS,WOMEN'S | SIZE 18;STYLE & MFR TO ENERGEX SAMPLE; TECASAFE 500, 197GSM, BLUE METERING DYNAMICS LOGO ARC FLASH RATED | AUSDEF | AUSTRALIAN DEFENCE APPAREL | 81P88ZT-MD | CURRENT
000025285 | TROUSERS,WOMEN'S | SIZE 20;STYLE & MFR TO ENERGEX SAMPLE; TECASAFE 500, 197GSM, BLUE METERING DYNAMICS LOGO ARC FLASH RATED | AUSDEF | AUSTRALIAN DEFENCE APPAREL | 81P88ZT-MD | CURRENT
000025286 | TROUSERS,WOMEN'S | SIZE 22;STYLE & MFR TO ENERGEX SAMPLE; TECASAFE 500, 197GSM, BLUE METERING DYNAMICS LOGO ARC FLASH RATED | AUSDEF | AUSTRALIAN DEFENCE APPAREL | 81P88ZT-MD | CURRENT
000025287 | TROUSERS,WOMEN'S | SIZE 24;STYLE & MFR TO ENERGEX SAMPLE; TECASAFE 500, 197GSM, BLUE METERING DYNAMICS LOGO ARC FLASH RATED | AUSDEF | AUSTRALIAN DEFENCE APPAREL | 81P88ZT-MD | CURRENT
000025288 | TROUSERS,MEN'S. | SIZE 82S;STYLE & MFR TO ENERGEX SAMPLE; TECASAFE 500, 197GSM, BLUE METERING DYNAMICS LOGO ARC FLASH RATED | AUSDEF | AUSTRALIAN DEFENCE APPAREL | 81E255VJ-MD | CURRENT
000025289 | TROUSERS,MEN'S. | SIZE 87S;STYLE & MFR TO ENERGEX SAMPLE; TECASAFE 500, 197GSM, BLUE METERING DYNAMICS LOGO ARC FLASH RATED | AUSDEF | AUSTRALIAN DEFENCE APPAREL | 81E255VJ-MD | CURRENT
000025290 | TROUSERS,MEN'S. | SIZE 92S;STYLE & MFR TO ENERGEX SAMPLE; TECASAFE 500, 197GSM, BLUE METERING DYNAMICS LOGO ARC FLASH RATED | AUSDEF | AUSTRALIAN DEFENCE APPAREL | 81E255VJ-MD | CURRENT
000025291 | TROUSERS,MEN'S. | SIZE 97S;STYLE & MFR TO ENERGEX SAMPLE; TECASAFE 500, 197GSM, BLUE METERING DYNAMICS LOGO ARC FLASH RATED | AUSDEF | AUSTRALIAN DEFENCE APPAREL | 81E255VJ-MD | CURRENT
000025292 | TROUSERS,MEN'S. | SIZE 102S;STYLE & MFR TO ENERGEX SAMPLE; TECASAFE 500, 197GSM, BLUE METERING DYNAMICS LOGO ARC FLASH RATED | AUSDEF | AUSTRALIAN DEFENCE APPAREL | 81E255VJ-MD | CURRENT
000025293 | TROUSERS,MEN'S. | SIZE 107S;STYLE & MFR TO ENERGEX SAMPLE; TECASAFE 500, 197GSM, BLUE METERING DYNAMICS LOGO ARC FLASH RATED | AUSDEF | AUSTRALIAN DEFENCE APPAREL | 81E255VJ-MD | CURRENT
000025294 | TROUSERS,MEN'S. | SIZE 112S;STYLE & MFR TO ENERGEX SAMPLE; TECASAFE 500, 197GSM, BLUE METERING DYNAMICS LOGO ARC FLASH RATED | AUSDEF | AUSTRALIAN DEFENCE APPAREL | 81E255VJ-MD | CURRENT
000025295 | TROUSERS,MEN'S. | SIZE 117S;STYLE & MFR TO ENERGEX SAMPLE; TECASAFE 500, 197GSM, BLUE METERING DYNAMICS LOGO ARC FLASH RATED | AUSDEF | AUSTRALIAN DEFENCE APPAREL | 81E255VJ-MD | CURRENT
000025296 | TROUSERS,MEN'S. | SIZE 122S;STYLE & MFR TO ENERGEX SAMPLE; TECASAFE 500, 197GSM, BLUE METERING DYNAMICS LOGO ARC FLASH RATED | AUSDEF | AUSTRALIAN DEFENCE APPAREL | 81E255VJ-MD | CURRENT
000025297 | TROUSERS,MEN'S. | SIZE 127S;STYLE & MFR TO ENERGEX SAMPLE; TECASAFE 500, 197GSM, BLUE METERING DYNAMICS LOGO ARC FLASH RATED | AUSDEF | AUSTRALIAN DEFENCE APPAREL | 81E255VJ-MD | CURRENT
000025298 | TROUSERS,MEN'S. | SIZE 72R;STYLE & MFR TO ENERGEX SAMPLE; TECASAFE 500, 197GSM, BLUE METERING DYNAMICS LOGO ARC FLASH RATED | AUSDEF | AUSTRALIAN DEFENCE APPAREL | 81E255VJ-MD | CURRENT
000025299 | TROUSERS,MEN'S. | SIZE 77R;STYLE & MFR TO ENERGEX SAMPLE; TECASAFE 500, 197GSM, BLUE METERING DYNAMICS LOGO ARC FLASH RATED | AUSDEF | AUSTRALIAN DEFENCE APPAREL | 81E255VJ-MD | CURRENT
000025300 | TROUSERS,MEN'S. | SIZE 82R;STYLE & MFR TO ENERGEX SAMPLE; TECASAFE 500, 197GSM, BLUE METERING DYNAMICS LOGO ARC FLASH RATED | AUSDEF | AUSTRALIAN DEFENCE APPAREL | 81E255VJ-MD | CURRENT
000025301 | TROUSERS,MEN'S. | SIZE 87R;STYLE & MFR TO ENERGEX SAMPLE; TECASAFE 500, 197GSM, BLUE METERING DYNAMICS LOGO ARC FLASH RATED | AUSDEF | AUSTRALIAN DEFENCE APPAREL | 81E255VJ-MD | CURRENT
000025302 | TROUSERS,MEN'S. | SIZE 92R;STYLE & MFR TO ENERGEX SAMPLE; TECASAFE 500, 197GSM, BLUE METERING DYNAMICS LOGO ARC FLASH RATED | AUSDEF | AUSTRALIAN DEFENCE APPAREL | 81E255VJ-MD | CURRENT
000025303 | TROUSERS,MEN'S. | SIZE 97R;STYLE & MFR TO ENERGEX SAMPLE; TECASAFE 500, 197GSM, BLUE METERING DYNAMICS LOGO ARC FLASH RATED | AUSDEF | AUSTRALIAN DEFENCE APPAREL | 81E255VJ-MD | CURRENT
000025304 | TROUSERS,MEN'S. | SIZE 102R;STYLE & MFR TO ENERGEX SAMPLE; TECASAFE 500, 197GSM, BLUE METERING DYNAMICS LOGO ARC FLASH RATED | AUSDEF | AUSTRALIAN DEFENCE APPAREL | 81E255VJ-MD | CURRENT
000025305 | TROUSERS,MEN'S. | SIZE 107R;STYLE & MFR TO ENERGEX SAMPLE; TECASAFE 500, 197GSM, BLUE METERING DYNAMICS LOGO ARC FLASH RATED | AUSDEF | AUSTRALIAN DEFENCE APPAREL | 81E255VJ-MD | CURRENT
000025306 | TROUSERS,MEN'S. | SIZE 112R;STYLE & MFR TO ENERGEX SAMPLE; TECASAFE 500, 197GSM, BLUE METERING DYNAMICS LOGO ARC FLASH RATED | AUSDEF | AUSTRALIAN DEFENCE APPAREL | 81E255VJ-MD | CURRENT
000025307 | TROUSERS,MEN'S. | SIZE 74L;STYLE & MFR TO ENERGEX SAMPLE; TECASAFE 500, 197GSM, BLUE METERING DYNAMICS LOGO ARC FLASH RATED | AUSDEF | AUSTRALIAN DEFENCE APPAREL | 81E255VJ-MD | CURRENT
000025308 | TROUSERS,MEN'S. | SIZE 79L;STYLE & MFR TO ENERGEX SAMPLE; TECASAFE 500, 197GSM, BLUE METERING DYNAMICS LOGO ARC FLASH RATED | AUSDEF | AUSTRALIAN DEFENCE APPAREL | 81E255VJ-MD | CURRENT
000025309 | TROUSERS,MEN'S. | SIZE 84L;STYLE & MFR TO ENERGEX SAMPLE; TECASAFE 500, 197GSM, BLUE METERING DYNAMICS LOGO ARC FLASH RATED | AUSDEF | AUSTRALIAN DEFENCE APPAREL | 81E255VJ-MD | CURRENT
000025310 | TROUSERS,MEN'S. | SIZE 89L;STYLE & MFR TO ENERGEX SAMPLE; TECASAFE 500, 197GSM, BLUE METERING DYNAMICS LOGO ARC FLASH RATED | AUSDEF | AUSTRALIAN DEFENCE APPAREL | 81E255VJ-MD | CURRENT
000025311 | TROUSERS,MEN'S. | SIZE 94L;STYLE & MFR TO ENERGEX SAMPLE; TECASAFE 500, 197GSM, BLUE METERING DYNAMICS LOGO ARC FLASH RATED | AUSDEF | AUSTRALIAN DEFENCE APPAREL | 81E255VJ-MD | CURRENT
000025312 | TROUSERS,MEN'S. | SIZE 99L;STYLE & MFR TO ENERGEX SAMPLE; TECASAFE 500, 197GSM, BLUE METERING DYNAMICS LOGO ARC FLASH RATED | AUSDEF | AUSTRALIAN DEFENCE APPAREL | 81E255VJ-MD | CURRENT
000024920 | GLOVES,PROTECTIVE | MecDex, Rough Impact Pro C5, Size S, Cut Level 5, Flexible Tough Leather, Knuckle & Finger Impact Protection, Cut Protection & Foam Padded Palm | BLKWOOD | J BLACKWOOD & SON LTD | 04081776 | CURRENT
000024920 | GLOVES,PROTECTIVE | MecDex, Rough Impact Pro C5, Size S, Cut Level 5, Flexible Tough Leather, Knuckle & Finger Impact Protection, Cut Protection & Foam Padded Palm | ATOMSUPP | ATOM SUPPLY | PR-616-SML | CURRENT
000024920 | GLOVES,PROTECTIVE | MecDex, Rough Impact Pro C5, Size S, Cut Level 5, Flexible Tough Leather, Knuckle & Finger Impact Protection, Cut Protection & Foam Padded Palm | ATOMSUPP | ATOM SUPPLY | PR-610-SML 226191 | CURRENT
000024920 | GLOVES,PROTECTIVE | MecDex, Rough Impact Pro C5, Size S, Cut Level 5, Flexible Tough Leather, Knuckle & Finger Impact Protection, Cut Protection & Foam Padded Palm | ATOMSUPP | ATOM SUPPLY | 40000736 | CURRENT
000024921 | GLOVES,PROTECTIVE | MecDex, Rough Impact Pro C5, Size M, Cut Level 5, Flexible Tough Leather, Knuckle & Finger Impact Protection, Cut Protection & Foam Padded Palm | BLKWOOD | J BLACKWOOD & SON LTD | 04081793 | CURRENT
000024921 | GLOVES,PROTECTIVE | MecDex, Rough Impact Pro C5, Size M, Cut Level 5, Flexible Tough Leather, Knuckle & Finger Impact Protection, Cut Protection & Foam Padded Palm | ATOMSUPP | ATOM SUPPLY | PR-616-MED | CURRENT
000024921 | GLOVES,PROTECTIVE | MecDex, Rough Impact Pro C5, Size M, Cut Level 5, Flexible Tough Leather, Knuckle & Finger Impact Protection, Cut Protection & Foam Padded Palm | ATOMSUPP | ATOM SUPPLY | PR-610-MED 181654 | CURRENT
000024921 | GLOVES,PROTECTIVE | MecDex, Rough Impact Pro C5, Size M, Cut Level 5, Flexible Tough Leather, Knuckle & Finger Impact Protection, Cut Protection & Foam Padded Palm | ATOMSUPP | ATOM SUPPLY | 40000737 | CURRENT
000024922 | GLOVES,PROTECTIVE | MecDex, Rough Impact Pro C5, Size L, Cut Level 5, Flexible Tough Leather, Knuckle & Finger Impact Protection, Cut Protection & Foam Padded Palm | BLKWOOD | J BLACKWOOD & SON LTD | 04081810 | CURRENT
000024922 | GLOVES,PROTECTIVE | MecDex, Rough Impact Pro C5, Size L, Cut Level 5, Flexible Tough Leather, Knuckle & Finger Impact Protection, Cut Protection & Foam Padded Palm | ATOMSUPP | ATOM SUPPLY | PR-616-LRG | CURRENT
000024922 | GLOVES,PROTECTIVE | MecDex, Rough Impact Pro C5, Size L, Cut Level 5, Flexible Tough Leather, Knuckle & Finger Impact Protection, Cut Protection & Foam Padded Palm | ATOMSUPP | ATOM SUPPLY | 40000738 | CURRENT
000024922 | GLOVES,PROTECTIVE | MecDex, Rough Impact Pro C5, Size L, Cut Level 5, Flexible Tough Leather, Knuckle & Finger Impact Protection, Cut Protection & Foam Padded Palm | ATOMSUPP | ATOM SUPPLY | PR-610-LRG 173751 | CURRENT
000024923 | GLOVES,PROTECTIVE | MecDex, Rough Impact Pro C5, Size XL, Cut Level 5, Flexible Tough Leather, Knuckle & Finger Impact Protection, Cut Protection & Foam Padded Palm | BLKWOOD | J BLACKWOOD & SON LTD | 04081827 | CURRENT
000024923 | GLOVES,PROTECTIVE | MecDex, Rough Impact Pro C5, Size XL, Cut Level 5, Flexible Tough Leather, Knuckle & Finger Impact Protection, Cut Protection & Foam Padded Palm | ATOMSUPP | ATOM SUPPLY | PR-616-XL | CURRENT
000024923 | GLOVES,PROTECTIVE | MecDex, Rough Impact Pro C5, Size XL, Cut Level 5, Flexible Tough Leather, Knuckle & Finger Impact Protection, Cut Protection & Foam Padded Palm | ATOMSUPP | ATOM SUPPLY | PR-610-XL 181655 | CURRENT
000024923 | GLOVES,PROTECTIVE | MecDex, Rough Impact Pro C5, Size XL, Cut Level 5, Flexible Tough Leather, Knuckle & Finger Impact Protection, Cut Protection & Foam Padded Palm | ATOMSUPP | ATOM SUPPLY | 40000739 | CURRENT
000024924 | GLOVES,PROTECTIVE | MecDex, Rough Impact Pro C5, Size XXL, Cut Level 5, Flexible Tough Leather, Knuckle & Finger Impact Protection, Cut Protection & Foam Padded Palm | BLKWOOD | J BLACKWOOD & SON LTD | 04081844 | PURCHASE AS REQUIRED
000024924 | GLOVES,PROTECTIVE | MecDex, Rough Impact Pro C5, Size XXL, Cut Level 5, Flexible Tough Leather, Knuckle & Finger Impact Protection, Cut Protection & Foam Padded Palm | ATOMSUPP | ATOM SUPPLY | PR-616-2XL | PURCHASE AS REQUIRED
000024924 | GLOVES,PROTECTIVE | MecDex, Rough Impact Pro C5, Size XXL, Cut Level 5, Flexible Tough Leather, Knuckle & Finger Impact Protection, Cut Protection & Foam Padded Palm | ATOMSUPP | ATOM SUPPLY | 40000740 | PURCHASE AS REQUIRED
000024924 | GLOVES,PROTECTIVE | MecDex, Rough Impact Pro C5, Size XXL, Cut Level 5, Flexible Tough Leather, Knuckle & Finger Impact Protection, Cut Protection & Foam Padded Palm | ATOMSUPP | ATOM SUPPLY | PR-610-2XL 185346 | PURCHASE AS REQUIRED
000024925 | GLOVES,PROTECTIVE | MecDex, Rough Impact Pro C5, Size XXXL, Cut Level 5, Flexible Tough Leather, Knuckle & Finger Impact Protection, Cut Protection & Foam Padded Palm | BLKWOOD | J BLACKWOOD & SON LTD | 04081861 | PURCHASE AS REQUIRED
000024925 | GLOVES,PROTECTIVE | MecDex, Rough Impact Pro C5, Size XXXL, Cut Level 5, Flexible Tough Leather, Knuckle & Finger Impact Protection, Cut Protection & Foam Padded Palm | ATOMSUPP | ATOM SUPPLY | PR-616-3XL | PURCHASE AS REQUIRED
000024925 | GLOVES,PROTECTIVE | MecDex, Rough Impact Pro C5, Size XXXL, Cut Level 5, Flexible Tough Leather, Knuckle & Finger Impact Protection, Cut Protection & Foam Padded Palm | ATOMSUPP | ATOM SUPPLY | PR-610-3XL 30004572 | PURCHASE AS REQUIRED
000024925 | GLOVES,PROTECTIVE | MecDex, Rough Impact Pro C5, Size XXXL, Cut Level 5, Flexible Tough Leather, Knuckle & Finger Impact Protection, Cut Protection & Foam Padded Palm | ATOMSUPP | ATOM SUPPLY | 40000741 | PURCHASE AS REQUIRED
000024926 | MASK,AIR FILTERING | SR295 - AMMONIA FILTER K2 HIGH CAPACITY; USED AGAINST AMMONIA VAPOUR; FILTER FITS INTO THE ATTACHMENT OF SUNDSTROMS HALF AND FULL FACE MASKS; | BLKWOOD | J BLACKWOOD & SON LTD | 01294591 | CURRENT
000024927 | MASK,AIR FILTERING | Sunstroms SR200 Repository Protection Heavy Duty Use, Fulltime Exposure, Long Term Work in Areas Requiring High Protection LVLS, SSGIS Application Only | SUNDSTRM | SUNDSTROM P/L | 4179 | CURRENT
000024927 | MASK,AIR FILTERING | Sunstroms SR200 Repository Protection Heavy Duty Use, Fulltime Exposure, Long Term Work in Areas Requiring High Protection LVLS, SSGIS Application Only | BLKWOOD | J BLACKWOOD & SON LTD | 0444 4929 | CURRENT
000024747 | KIT,RETROFIT. | Retrofit Kit, Safelink, ABB, Switch Fuse Interlock & Mechanism, Revision E | ABB | ABB FAN PTY LTD | CA 7151 CA2067 | CURRENT
000024748 | KIT,RETROFIT. | Retrofit Kit, Safelink, ABB, Ring Mechanism (Isolator switch), Revision E | ABB | ABB FAN PTY LTD | CA 7101 | CURRENT
000024911 | SWITCH,ETHERNET | TERMINAL SERVER; OPENGEAR ACM7004-2; 4 SERIAL PORT; 2 ETHERNET PORT 9-30VDC | DIMENSIO | DIMENSION DATA AUSTRALIA PL | OPENGEAR ACM7004-2 | CURRENT
000024911 | SWITCH,ETHERNET | TERMINAL SERVER; OPENGEAR ACM7004-2; 4 SERIAL PORT; 2 ETHERNET PORT 9-30VDC | COMLINX | COMLINX PL | ACM7004-2 | CURRENT
000024911 | SWITCH,ETHERNET | TERMINAL SERVER; OPENGEAR ACM7004-2; 4 SERIAL PORT; 2 ETHERNET PORT 9-30VDC | DATA3 | DATA#3 LIMITED | OPENGEAR ACM7004-2 | CURRENT
000024912 | METER,LOGGER | PIM CPU PRINTED CIRCUIT BOARD WITH LITHIUM BATTERY; BATTERY POWERED PIM CARD; | PACDATA | PACIFIC DATA SYSTEMS QLD | PDS-MD-LP-PIMCARD | CURRENT
000024912 | METER,LOGGER | PIM CPU PRINTED CIRCUIT BOARD WITH LITHIUM BATTERY; BATTERY POWERED PIM CARD; | HETECH | HETECH PTY LTD | 308087 | CURRENT
000024913 | CIRCUIT BREAKER | 2A; QY 80VDC; 10KA CURVE U2; DIN MOUNT; WITH AUX SWITCH; | CBI-ELEC | CBI ELECTRIC | QYAD18U202 | CURRENT
000024914 | CIRCUIT BREAKER | 6A; QY 80VDC; 10KA CURVE U2; DIN MOUNT; WITH AUX SWITCH; | CBI-ELEC | CBI ELECTRIC | QYAD18U206 | CURRENT
000024915 | CIRCUIT BREAKER | 10A; QY 80VDC; 10KA CURVE U2; DIN MOUNT; WITH AUX SWITCH; | CBI-ELEC | CBI ELECTRIC | QYAD18U210 | PURCHASE AS REQUIRED
000024916 | CIRCUIT BREAKER | 20A; QY 80VDC; 10KA CURVE U2; DIN MOUNT; WITH AUX SWITCH; | CBI-ELEC | CBI ELECTRIC | QYAD18U220 | PURCHASE AS REQUIRED
000024917 | CIRCUIT BREAKER | 32A; QY 80VDC; 10KA CURVE U2; DIN MOUNT; WITH AUX SWITCH; | CBI-ELEC | CBI ELECTRIC | QYAD19U232B0 | PURCHASE AS REQUIRED
000024918 | CIRCUIT BREAKER | 63A; QY 80VDC; 10KA CURVE U2; DIN MOUNT; WITH AUX SWITCH; | CBI-ELEC | CBI ELECTRIC | QYDA19U263 | CURRENT
000024873 | BASE,RELAY | Socket, 8 Female Contacts, Plug-In Conn Terminals, DIN Rail Mount, for Omron Relay LY2N | CNWPL | CNW PL - SLACKS CREEK | OMRPTF08A-E | PURCHASE AS REQUIRED
000024873 | BASE,RELAY | Socket, 8 Female Contacts, Plug-In Conn Terminals, DIN Rail Mount, for Omron Relay LY2N | OMRON | OMRON ELECTRONICS PTY LTD | PTF08A-E | PURCHASE AS REQUIRED
000024873 | BASE,RELAY | Socket, 8 Female Contacts, Plug-In Conn Terminals, DIN Rail Mount, for Omron Relay LY2N | HAYMANS | HAYMANS ELECTRICAL | OMRPTF08A-E | PURCHASE AS REQUIRED
000024872 | RELAY,ELECTROMAGNETIC | Omron LY2N, 2P, 24VDC Coil, 10A Nom, 2 CO Contact DPDT, Plug-In Terminals to Rail Mtd Socket, Non-Latching Aux | OMRON | OMRON ELECTRONICS PTY LTD | LY2N-D2 | PURCHASE AS REQUIRED
000024872 | RELAY,ELECTROMAGNETIC | Omron LY2N, 2P, 24VDC Coil, 10A Nom, 2 CO Contact DPDT, Plug-In Terminals to Rail Mtd Socket, Non-Latching Aux | CNWPL | CNW PL - SLACKS CREEK | BI11413 | PURCHASE AS REQUIRED
000024872 | RELAY,ELECTROMAGNETIC | Omron LY2N, 2P, 24VDC Coil, 10A Nom, 2 CO Contact DPDT, Plug-In Terminals to Rail Mtd Socket, Non-Latching Aux | HAYMANS | HAYMANS ELECTRICAL | OMRLY2NDC24 | PURCHASE AS REQUIRED
000024292 | CABLE ASSY,SPEC,ELEC | Insulated XLPE Cu, 16mm2, 820mm Lg, M10 Lug, Ribbed for Neutral Bond, u/w IPC LVABC 16-95mm2 Connector | SICAME | SICAME AUSTRALIA PTY LTD | XLPE16MM X 820 R | CURRENT
000024930 | GLOVES,ELECTRICAL WORKER'S | Electriflex Linesman, Class 2, 17kVAC, Size 8, Insulating Natural Rubber, Yellow/Black, Straight Cuff | TEN | THE ENERGY NETWORK | NG216YB-8 | PURCHASE AS REQUIRED
000024930 | GLOVES,ELECTRICAL WORKER'S | Electriflex Linesman, Class 2, 17kVAC, Size 8, Insulating Natural Rubber, Yellow/Black, Straight Cuff | BRITECH | BRI-TECH PTY LTD | NG216YB-8 | PURCHASE AS REQUIRED
000024931 | GLOVES,ELECTRICAL WORKER'S | Electriflex Linesman, Class 2, 17kVAC, Size 8.5, Insulating Natural Rubber, Yellow/Black, Straight Cuff | TEN | THE ENERGY NETWORK | NG216YB-8.5 | PURCHASE AS REQUIRED
000024931 | GLOVES,ELECTRICAL WORKER'S | Electriflex Linesman, Class 2, 17kVAC, Size 8.5, Insulating Natural Rubber, Yellow/Black, Straight Cuff | TEN | THE ENERGY NETWORK | NG216YB-8H | PURCHASE AS REQUIRED
000024931 | GLOVES,ELECTRICAL WORKER'S | Electriflex Linesman, Class 2, 17kVAC, Size 8.5, Insulating Natural Rubber, Yellow/Black, Straight Cuff | BRITECH | BRI-TECH PTY LTD | NG216YB-8.5 | PURCHASE AS REQUIRED
000024932 | GLOVES,ELECTRICAL WORKER'S | Electriflex Linesman, Class 2, 17kVAC, Size 9, Insulating Natural Rubber, Yellow/Black, Straight Cuff | TEN | THE ENERGY NETWORK | NG216YB-9 | CURRENT
000024932 | GLOVES,ELECTRICAL WORKER'S | Electriflex Linesman, Class 2, 17kVAC, Size 9, Insulating Natural Rubber, Yellow/Black, Straight Cuff | BRITECH | BRI-TECH PTY LTD | NG216YB-9 | CURRENT
000024933 | GLOVES,ELECTRICAL WORKER'S | Electriflex Linesman, Class 2, 17kVAC, Size 9.5, Insulating Natural Rubber, Yellow/Black, Straight Cuff | TEN | THE ENERGY NETWORK | NG216YB-9H | CURRENT
000024933 | GLOVES,ELECTRICAL WORKER'S | Electriflex Linesman, Class 2, 17kVAC, Size 9.5, Insulating Natural Rubber, Yellow/Black, Straight Cuff | TEN | THE ENERGY NETWORK | NG216YB-9.5 | CURRENT
000024933 | GLOVES,ELECTRICAL WORKER'S | Electriflex Linesman, Class 2, 17kVAC, Size 9.5, Insulating Natural Rubber, Yellow/Black, Straight Cuff | BRITECH | BRI-TECH PTY LTD | NG216YB-9.5 | CURRENT
000024934 | GLOVES,ELECTRICAL WORKER'S | Electriflex Linesman, Class 2, 17kVAC, Size 10, Insulating Natural Rubber, Yellow/Black, Straight Cuff | TEN | THE ENERGY NETWORK | NG216YB-10 | CURRENT
000024934 | GLOVES,ELECTRICAL WORKER'S | Electriflex Linesman, Class 2, 17kVAC, Size 10, Insulating Natural Rubber, Yellow/Black, Straight Cuff | BRITECH | BRI-TECH PTY LTD | NG216YB-10 | CURRENT
000024935 | GLOVES,ELECTRICAL WORKER'S | Electriflex Linesman, Class 2, 17kVAC, Size 10.5, Insulating Natural Rubber, Yellow/Black, Straight Cuff | TEN | THE ENERGY NETWORK | NG216YB-10H | CURRENT
000024935 | GLOVES,ELECTRICAL WORKER'S | Electriflex Linesman, Class 2, 17kVAC, Size 10.5, Insulating Natural Rubber, Yellow/Black, Straight Cuff | BRITECH | BRI-TECH PTY LTD | NG216YB-10.5 | CURRENT
000024936 | GLOVES,ELECTRICAL WORKER'S | Electriflex Linesman, Class 2, 17kVAC, Size 11, Insulating Natural Rubber, Yellow/Black, Straight Cuff | TEN | THE ENERGY NETWORK | NG216YB-11 | PURCHASE AS REQUIRED
000024936 | GLOVES,ELECTRICAL WORKER'S | Electriflex Linesman, Class 2, 17kVAC, Size 11, Insulating Natural Rubber, Yellow/Black, Straight Cuff | BRITECH | BRI-TECH PTY LTD | NG216YB-11 | PURCHASE AS REQUIRED
000024950 | GLOVES,PROTECTIVE | Leather Protectors, NexGen, use with Size 8 Electriflex Rubber Gloves, suit Class 2, 3 & 4 | TEN | THE ENERGY NETWORK | NGILP3S-8 | PURCHASE AS REQUIRED
000024950 | GLOVES,PROTECTIVE | Leather Protectors, NexGen, use with Size 8 Electriflex Rubber Gloves, suit Class 2, 3 & 4 | BRITECH | BRI-TECH PTY LTD | NGILP3S-8 | PURCHASE AS REQUIRED
000024951 | GLOVES,PROTECTIVE | Leather Protectors, NexGen, use with Size 8.5 Electriflex Rubber Gloves, suit Class 2, 3 & 4 | TEN | THE ENERGY NETWORK | NGILP3S-8H | PURCHASE AS REQUIRED
000024951 | GLOVES,PROTECTIVE | Leather Protectors, NexGen, use with Size 8.5 Electriflex Rubber Gloves, suit Class 2, 3 & 4 | BRITECH | BRI-TECH PTY LTD | NGILP3S-8.5 | PURCHASE AS REQUIRED
000024952 | GLOVES,PROTECTIVE | Leather Protectors, NexGen, use with Size 9 Electriflex Rubber Gloves, suit Class 2, 3 & 4 | TEN | THE ENERGY NETWORK | NGILP3S-9 | CURRENT
000024952 | GLOVES,PROTECTIVE | Leather Protectors, NexGen, use with Size 9 Electriflex Rubber Gloves, suit Class 2, 3 & 4 | BRITECH | BRI-TECH PTY LTD | NGILP3S-9 | CURRENT
000024953 | GLOVES,PROTECTIVE | Leather Protectors, NexGen, use with Size 9.5 Electriflex Rubber Gloves, suit Class 2, 3 & 4 | TEN | THE ENERGY NETWORK | NGILP3S-9H | CURRENT
000024953 | GLOVES,PROTECTIVE | Leather Protectors, NexGen, use with Size 9.5 Electriflex Rubber Gloves, suit Class 2, 3 & 4 | BRITECH | BRI-TECH PTY LTD | NGILP3S-9.5 | CURRENT
000024954 | GLOVES,PROTECTIVE | Leather Protectors, NexGen, use with Size 10 Electriflex Rubber Gloves, suit Class 2, 3 & 4 | TEN | THE ENERGY NETWORK | NGILP3S-10 | CURRENT
000024954 | GLOVES,PROTECTIVE | Leather Protectors, NexGen, use with Size 10 Electriflex Rubber Gloves, suit Class 2, 3 & 4 | BRITECH | BRI-TECH PTY LTD | NGILP3S-10 | CURRENT
000024955 | GLOVES,PROTECTIVE | Leather Protectors, NexGen, use with Size 10.5 Electriflex Rubber Gloves, suit Class 2, 3 & 4 | TEN | THE ENERGY NETWORK | NGILP3S-10H | CURRENT
000024955 | GLOVES,PROTECTIVE | Leather Protectors, NexGen, use with Size 10.5 Electriflex Rubber Gloves, suit Class 2, 3 & 4 | BRITECH | BRI-TECH PTY LTD | NGILP3S-10.5 | CURRENT
000024956 | GLOVES,PROTECTIVE | Leather Protectors, NexGen, use with Size 11 Electriflex Rubber Gloves, suit Class 2, 3 & 4 | TEN | THE ENERGY NETWORK | NGILP3S-11 | CURRENT
000024956 | GLOVES,PROTECTIVE | Leather Protectors, NexGen, use with Size 11 Electriflex Rubber Gloves, suit Class 2, 3 & 4 | BRITECH | BRI-TECH PTY LTD | NGILP3S-11 | CURRENT
000024749 | SEARCHLIGHT | Milwaukee, M18 LED Serach Light, 18V, 4-Mode Output Spot, Flood, Spot/Flood & Strobe, IP54, Skin Only | MILWAUKE | MILWAUKEE POWER TOOLS | M18SLED-0 | CURRENT
000024749 | SEARCHLIGHT | Milwaukee, M18 LED Serach Light, 18V, 4-Mode Output Spot, Flood, Spot/Flood & Strobe, IP54, Skin Only | C&LTOOL | CALTCO T/A C&L TOOL CENTRE | MILWTM18SLED-0 | CURRENT
000024296 | LANYARD,SAFETY,INDUSTRIAL | Twin Tail, Tower Climbing Hook, Back Lanyard Kit c/w Small & Large Hooks | HEIGHDYN | HEIGHT DYNAMICS | FTCHBLK | CURRENT
000025013 | METER,WATTHOUR | BOTTOM CONNECTED; SINGLE ELEMENT; 240V 10(15)-100A; CLASS 1; LOAD PROFILING TOU METER WITH COMMUNICATION INTERFACE; METERSHOP EDMI TEMPLATE WITH THREE PULSE | EDMI | EDMI PTY LTD | 7C11-A152-29-F211-7J02-1010 | CURRENT
000025014 | METER,WATTHOUR | MK10H DIN RAIL 3 PHASE, 4 WIRE 240VAC, 5A TB2 RS-485 MODBUS; CT CLASS 1 WITH POWERED COMMUNICATIONS PORT; METERSHOP METERING DYNAMICS LABEL, NON PLANT; | EDMI | EDMI PTY LTD | 1H11-1G1-1S-F12-230-0 | CURRENT
000024293 | MAINTENANCE KIT,ELECTRONIC EQUIPMENT | Phase Identification Kit c/w 2 x Phase Id Non-Contact Receivers, 1 x Phase Id Transmitter & Accessory Lead Set, in Carry Bag, for LV use only | FUTUREPS | FUTUREPOINT SYSTEMS | PHASE-KIT | CURRENT
000024293 | MAINTENANCE KIT,ELECTRONIC EQUIPMENT | Phase Identification Kit c/w 2 x Phase Id Non-Contact Receivers, 1 x Phase Id Transmitter & Accessory Lead Set, in Carry Bag, for LV use only | FUTUREPS | FUTUREPOINT SYSTEMS | IDENTIFICATION KIT | CURRENT
000024294 | TRANSMITTER | Phase Identification LV Transmitter c/w Electro PJP Accessory Lead Set, for Futurepoint Systems Phase Identifier Kit | FUTUREPS | FUTUREPOINT SYSTEMS | PHASE-TX | PURCHASE AS REQUIRED
000024294 | TRANSMITTER | Phase Identification LV Transmitter c/w Electro PJP Accessory Lead Set, for Futurepoint Systems Phase Identifier Kit | FUTUREPS | FUTUREPOINT SYSTEMS | PHASE TRANSMITTER | PURCHASE AS REQUIRED
000024295 | RECEIVER | Phase Identification LV Non-Contact Reciever, for Futurepoint Systems Phase Identifier Kit | FUTUREPS | FUTUREPOINT SYSTEMS | PHASE-NRX | PURCHASE AS REQUIRED
000024295 | RECEIVER | Phase Identification LV Non-Contact Reciever, for Futurepoint Systems Phase Identifier Kit | FUTUREPS | FUTUREPOINT SYSTEMS | NON-CONTACT RECEIVER | PURCHASE AS REQUIRED
000025400 | POLE,LINE CONSTRUCTION,WOOD | Softwood, 9.5m Lg, 5-9kN, P9.5/5-9, CCA Treated | KOPPERS | KOPPERS TIMBER PRESERVATION PTY LTD | SOFTWOOD 9.5M 5-9 KN | CURRENT
000025401 | POLE,LINE CONSTRUCTION,WOOD | Softwood, 9.5m Lg, 8-14kN, P9.5/8-14, CCA Treated | KOPPERS | KOPPERS TIMBER PRESERVATION PTY LTD | SOFTWOOD 9.5M 8-14KN | CURRENT
000025402 | POLE,LINE CONSTRUCTION,WOOD | Softwood, 9.5m Lg, 12-22kN, P9.5/12-22, CCA Treated | KOPPERS | KOPPERS TIMBER PRESERVATION PTY LTD | SOFTWOOD 9.5M 12-22KN | CURRENT
000025403 | POLE,LINE CONSTRUCTION,WOOD | Softwood, 11m Lg, 5-9kN, P11/5-9, CCA Treated | KOPPERS | KOPPERS TIMBER PRESERVATION PTY LTD | SOFTWOOD 11M 5-9KN | CURRENT
000025404 | POLE,LINE CONSTRUCTION,WOOD | Softwood, 11m Lg, 8-14kN, P11/8-14, CCA Treated | KOPPERS | KOPPERS TIMBER PRESERVATION PTY LTD | SOFTWOOD 11M 8-14KN | CURRENT
000025405 | POLE,LINE CONSTRUCTION,WOOD | Softwood, 11m Lg, 12-22kN, P11/12-22, CCA Treated | KOPPERS | KOPPERS TIMBER PRESERVATION PTY LTD | SOFTWOOD 11M 12-22KN | CURRENT
000025406 | POLE,LINE CONSTRUCTION,WOOD | Softwood, 12.5m Lg, 5-9kN, P12.5/5-9, CCA Treated | KOPPERS | KOPPERS TIMBER PRESERVATION PTY LTD | SOFTWOOD 12.5M 5-9KN | CURRENT
000025407 | POLE,LINE CONSTRUCTION,WOOD | Softwood, 12.5m Lg, 8-14kN, P12.5/8-14, CCA Treated | KOPPERS | KOPPERS TIMBER PRESERVATION PTY LTD | SOFTWOOD 12.5M 8-14KN | CURRENT
000025408 | POLE,LINE CONSTRUCTION,WOOD | Softwood, 12.5m Lg, 12-22kN, P12.5/12-22 CCA Treated | KOPPERS | KOPPERS TIMBER PRESERVATION PTY LTD | SOFTWOOD 12.5M 12-22KN | CURRENT
000025409 | POLE,LINE CONSTRUCTION,WOOD | Softwood, 14m Lg, 5-9kN, P14/5-9, CCA Treated | KOPPERS | KOPPERS TIMBER PRESERVATION PTY LTD | SOFTWOOD 14M 5-9KN | CURRENT
000025410 | POLE,LINE CONSTRUCTION,WOOD | Softwood, 14m Lg, 8-14kN, P14/8-14, CCA Treated | KOPPERS | KOPPERS TIMBER PRESERVATION PTY LTD | SOFTWOOD 14M 8-14KN | CURRENT
000025411 | POLE,LINE CONSTRUCTION,WOOD | Softwood, 14m Lg, 12-22kN, P14/12-22, CCA Treated | KOPPERS | KOPPERS TIMBER PRESERVATION PTY LTD | SOFTWOOD 14M 12-22KN | CURRENT
000024919 | INSULATOR,ELEC POWER CABLE SUPPORT BKT | UNGLAZED ;PORCELAIN;FOR SUPPORTING CABLE ON CABLE SUPPORT BRACKETS (06609 & 6610) SMALL; DWG NO. 3704-A3 REV A ; PACK OF 15; | MILNER |  | INSULATOR, ELE POWER | CURRENT
000024919 | INSULATOR,ELEC POWER CABLE SUPPORT BKT | UNGLAZED ;PORCELAIN;FOR SUPPORTING CABLE ON CABLE SUPPORT BRACKETS (06609 & 6610) SMALL; DWG NO. 3704-A3 REV A ; PACK OF 15; | JBJOINT | JB JOINTING SUPPLIES PTY LTD | PORCELAIN - SMALL | CURRENT
000024928 | BAG,TOOL | CANVAS HARNESS KIT BAG OLIVE; USED AS A REPLACEMENT ONCE ORIGINAL HARNESS BAG HAS WORN OUT; 330MM X 330MM X 550MM LONG; | BALMORAL | BALMORAL ENGINEERING | 26040 | CURRENT
000024928 | BAG,TOOL | CANVAS HARNESS KIT BAG OLIVE; USED AS A REPLACEMENT ONCE ORIGINAL HARNESS BAG HAS WORN OUT; 330MM X 330MM X 550MM LONG; | HEIGHDYN | HEIGHT DYNAMICS | CARIBEE 57221 | CURRENT
000024928 | BAG,TOOL | CANVAS HARNESS KIT BAG OLIVE; USED AS A REPLACEMENT ONCE ORIGINAL HARNESS BAG HAS WORN OUT; 330MM X 330MM X 550MM LONG; | HEIGHT | HEIGHT DYNAMICS PTY LTD | CARIBEE 57221 | CURRENT
000024937 | BUSBAR | EARTHING BUSBAR; SLOTTED; 350 X 63.5 X 6.3MM TINNED COPPER BAR FOR USE WITH SOLID BOND LINK BOX; ASSEMBLY FOR 132KV POLE/ OUTDOOR TERMINATION | COPLYN | COPLYN ENGINEERING | 350MM EARTHING BUSBAR | PURCHASE AS REQUIRED
000024938 | BUSBAR | EARTHING BUSBAR; SLOTTED; 450 X 63.5 X 6.3MM TINNED COPPER BAR FOR USE WITH SOLID BOND LINK BOX; ASSEMBLY FOR 132KV POLE/ OUTDOOR TERMINATION | COPLYN | COPLYN ENGINEERING | 450MM EARTHING BUSBAR | PURCHASE AS REQUIRED
000024939 | MOUNTING,LUG | LUG MOUNTING BOLT; 30.16AF TINNED BRASS HEX BAR FOR U/W CONCENTRIC EARTH CABLES IN SOLID BOND LINK BOX; ASSEMBLY FOR 132KV POLE/OUTDOOR TERMINATION | COPLYN | COPLYN ENGINEERING | BRASS HEX BAR | PURCHASE AS REQUIRED
000024957 | GLOVE KEEPER | GLOVE CLIP KEEPER TO HOLD WORK GLOVES; DIELECTRIC NON- CORROSIVE; ATTACHES TO BELT LOOP OR POCKET; | BLKWOOD | J BLACKWOOD & SON LTD | 04112987 | CURRENT
000024957 | GLOVE KEEPER | GLOVE CLIP KEEPER TO HOLD WORK GLOVES; DIELECTRIC NON- CORROSIVE; ATTACHES TO BELT LOOP OR POCKET; | STATEWD | STATEWIDE FSTNERS & ENG SPLS PL | EGG2IPOR50 | CURRENT
000024957 | GLOVE KEEPER | GLOVE CLIP KEEPER TO HOLD WORK GLOVES; DIELECTRIC NON- CORROSIVE; ATTACHES TO BELT LOOP OR POCKET; | CNWPL | CNW PL - SLACKS CREEK | PARGCKP | CURRENT
000024957 | GLOVE KEEPER | GLOVE CLIP KEEPER TO HOLD WORK GLOVES; DIELECTRIC NON- CORROSIVE; ATTACHES TO BELT LOOP OR POCKET; | REXEL | REXEL PTY LTD | PRCGCK | CURRENT
000024957 | GLOVE KEEPER | GLOVE CLIP KEEPER TO HOLD WORK GLOVES; DIELECTRIC NON- CORROSIVE; ATTACHES TO BELT LOOP OR POCKET; | HAYMANS | HAYMANS ELECTRICAL | GGG115-Y | CURRENT
000024957 | GLOVE KEEPER | GLOVE CLIP KEEPER TO HOLD WORK GLOVES; DIELECTRIC NON- CORROSIVE; ATTACHES TO BELT LOOP OR POCKET; | AMPLITUD | AMPLITUDE PTY LTD - 396777 | GGG115-Y | CURRENT
000025062 | METERING COMMUNICATIONS UNIT | 4G/3G Modem; No Plant Number; GPRS Sim; Features 5 Band with Label; Vodafone Sim; with RJ45 to RJ45; Remote/Poor Signal Areas Only | INTERCEL | INTERCEL PTY LTD | SAM4QE VODAFONE | PHASING
000025062 | METERING COMMUNICATIONS UNIT | 4G/3G Modem; No Plant Number; GPRS Sim; Features 5 Band with Label; Vodafone Sim; with RJ45 to RJ45; Remote/Poor Signal Areas Only | INTELLI | INTELLI DESIGN | LIM40025062 | PHASING
000024871 | PANEL,ASSEMBLY | Equipment Housing, suits ABB RED615 Relay, 50mm Projection, 177 x 186mm | ABB | ABB FAN PTY LTD | 1MRS050696 | CURRENT
000024941 | KIT,CONNECTION | ACCESS POINT 2 ADAPTOR KIT; RJ45 ADAPTOR CABLE & 1M PATCH CABLE EACH END TERMINATED RS 485 8 PIN JOINER; VERSION 1.4; | EAQ | ELECTRONICS ASSEMBLY QUEENSLAND PTY LTD | ACCESS POINT2 ADAPTOR KIT | CURRENT
000024941 | KIT,CONNECTION | ACCESS POINT 2 ADAPTOR KIT; RJ45 ADAPTOR CABLE & 1M PATCH CABLE EACH END TERMINATED RS 485 8 PIN JOINER; VERSION 1.4; | QCC-CONN | QLD CONNECTORS AND CABLES PL | ACCESS POINT2 ADAPTOR KIT | CURRENT
000024942 | BATTERY PACK | SAFT BATTERY PACK; LI THIONYL BATTERY, 34 AMPH 10.8 V; | MASTINS | MASTER INSTRUMENTS PL | S/L33600 | CURRENT
000024942 | BATTERY PACK | SAFT BATTERY PACK; LI THIONYL BATTERY, 34 AMPH 10.8 V; | SAFTNIFE | SAFT AUSTRALIA PTY LTD SEVEN HILLS 2147 | 38 AMPH 10.8 V | CURRENT
000024940 | PROCESSOR,GATEWAY | Access Point 2 c/w Smart Hub PCB, Modem & Antenna, 1m Pink Cat5e Cable, for Smart Hub Network | PACDATA | PACIFIC DATA SYSTEMS QLD | ACCESS POINT 2 | PURCHASE AS REQUIRED
000024940 | PROCESSOR,GATEWAY | Access Point 2 c/w Smart Hub PCB, Modem & Antenna, 1m Pink Cat5e Cable, for Smart Hub Network | HETECH | HETECH PTY LTD | ACCESS POINT 2 | PURCHASE AS REQUIRED
000024940 | PROCESSOR,GATEWAY | Access Point 2 c/w Smart Hub PCB, Modem & Antenna, 1m Pink Cat5e Cable, for Smart Hub Network | EAQ | ELECTRONICS ASSEMBLY QUEENSLAND PTY LTD | ACCESS POINT 2 | PURCHASE AS REQUIRED
000024943 | PROCESSOR,GATEWAY | Smart Hub 2 Kit c/w PCB Enclosure with Black Cable, 1m Pink Cat5e Cable, Installation MODBUS Register List | PACDATA | PACIFIC DATA SYSTEMS QLD | SMART HUB 2 | CURRENT
000024943 | PROCESSOR,GATEWAY | Smart Hub 2 Kit c/w PCB Enclosure with Black Cable, 1m Pink Cat5e Cable, Installation MODBUS Register List | HETECH | HETECH PTY LTD | SMART HUB 2 | CURRENT
000024943 | PROCESSOR,GATEWAY | Smart Hub 2 Kit c/w PCB Enclosure with Black Cable, 1m Pink Cat5e Cable, Installation MODBUS Register List | EAQ | ELECTRONICS ASSEMBLY QUEENSLAND PTY LTD | SMART HUB 2 | CURRENT
000024944 | CONNECTOR,CABLE,ELECTRICAL | Smart Hub Y-Cable option; black CAT5E plus RJ45*3; length 65mm x 70mm x 275mm; 600v Y-Cable; AWG26 c/w LSZH external sheath; | EPICSER | EPIC SERVICES LTD | LSZH600Y26-102TX | CURRENT
000024990 | KIT,SWITCH AUXILIARY | AUX SWITCH KIT TO SUIT ABB SAFELINK; | ABB | ABB FAN PTY LTD | CO317 - AUX SWITCH KIT | CURRENT
000025059 | FUSE,CARTRIDGE | FERRULE; 1/4 INX11/4 IN; CERAMIC; TIME DELAY; 15A SLOW BLOW FUSE FOR USE WITH SCHNEIDER 11KV/27.8V VT; BUSSMAN MDA-15; | SCHNEDER | SCHNEIDER PTY LTD | ELCMIS0312 | CURRENT
000024964 | PANEL,ASSEMBLY | CL-7 Panel Replacement of CL6; CL-7 Control Without Control Cable; ST Fibre Connectors. | COOPELEC | COOPER ELECTRICAL AUSTRALIA PTY LTD | 577P12000000009300 | CURRENT
000024965 | KIT,RETROFIT. | RETROFIT KIT FOR CL6 TO CL7; | COOPELEC | COOPER ELECTRICAL AUSTRALIA PTY LTD | 57A64327910R | CURRENT
000024966 | CONTROL MODULE. | CL-7 Panel to Replace CL4/5; ST Fibre Connectors. | COOPELEC | COOPER ELECTRICAL AUSTRALIA PTY LTD | 577P22000060000000 | CURRENT
000024967 | CONTROL MODULE. | Control Box; CL-7 Multiphase Control; CL-7 Control Without Control Cable; 304SS Long Box. | COOPELEC | COOPER ELECTRICAL AUSTRALIA PTY LTD | 5773H10000T3N05530 | PURCHASE AS REQUIRED
000024968 | ADAPTOR | 19" Adaptor, 14 Pin to 12 Pin Cable Assy | COOPELEC | COOPER ELECTRICAL AUSTRALIA PTY LTD | 5045394B1412 | PURCHASE AS REQUIRED
000024962 | REGULATOR,VOLTAGE | 12KV 200A BI DIRECTIONAL SINGLE PHASE; 50 HZ STEP VOLTAGE REGULATOR INSTALLED SING 2 TANKS CONNECTED OPEN DELTA; CL7 CONTROLLER; | COOPELEC | COOPER ELECTRICAL AUSTRALIA PTY LTD | VRED22BCL71011859M | CURRENT
002457661 | FIXTURE,LIGHTING | 30W Modular LED (L30), 4K, Nostalgia Type 1, Black c/w NEMA PE Cell, Bracket to Dwg 05-01-01, Minor Road, EQTS 05-01-02 (scm) | GERARD | GERARD PROFESSIONAL SOLUTIONS PL | LC99BD12L30 | PHASING
002456457 | FIXTURE,LIGHTING | LED; L17 NOSTALGIA BLUE/GREY; TYPE 1 BKT AND LED STREETLIGHT; C/W INTEGRAL CONTROL GEAR, PE CELL, LAMP & POWER FACTOR CORRECTION, MINOR ROADS; | GERARD | GERARD PROFESSIONAL SOLUTIONS PL | LC99BD14L17 | PHASING
002456465 | FIXTURE,LIGHTING | 30W Modular LED (L30), 4K, Nostalgia Type 1, Blue/Grey c/w NEMA PE Cell, Bracket to Dwg 05-01-01, Minor Road, EQTS 05-01-02 (scm) | GERARD | GERARD PROFESSIONAL SOLUTIONS PL | LC99BD14L30 | PHASING
002462166 | FIXTURE,LIGHTING | LED; L25 NOSTALGIA GREEN; TYPE 2 BKT AND LED STREETLIGHT; C/W INTEGRAL CONTROL GEAR, PE CELL, LAMP & POWER FACTOR CORRECTION, MINOR ROADS; | GERARD | GERARD PROFESSIONAL SOLUTIONS PL | LC99BD21L25 | PHASING
002462174 | FIXTURE,LIGHTING | LED; L25 NOSTALGIA BLACK; TYPE 2 BKT AND LED STREETLIGHT; C/W INTEGRAL CONTROL GEAR, PE CELL, LAMP & POWER FACTOR CORRECTION, MINOR ROADS; | GERARD | GERARD PROFESSIONAL SOLUTIONS PL | LC99BD22L25 | PHASING
002462190 | FIXTURE,LIGHTING | 30W Modular LED (L30), 4K, Nostalgia Type 2, Black c/w NEMA PE Cell, Bracket to Dwg 05-01-07, Minor Road, EQTS 05-01-02 (scm) | GERARD | GERARD PROFESSIONAL SOLUTIONS PL | LC99BD22L30 | PHASING
002461390 | FIXTURE,LIGHTING | 14W StreetLED MkII (L17) 4K c/w NEMA PE Cell, Minor Road, EQTS 05-01-02 (scm) | GERARD | GERARD PROFESSIONAL SOLUTIONS PL | JLB99BD01L17 | PHASING
002461408 | FIXTURE,LIGHTING | 14W StreetLED MkII (L17) 4K Aeroscreen c/w NEMA PE Cell, Minor Road, EQTS 05-01-02 (scm) | GERARD | GERARD PROFESSIONAL SOLUTIONS PL | JLB99BD11L17 | PHASING
000024945 | RECTIFIER | 220VDC, 60A CLOSING SUPPLY RECTIFIER FOR SOLENOID CLOSED CIRCUIT BREAKERS; SUITABLE FOR USE WHERE EXISTING RECTIFIER HAS FAILED; | GAYRAD | JJ ELECTRICAL MANUFACTURING T/A GAYRAD | RCTE 220/60-DB | CURRENT
000024946 | SAW,RECIP,PORTABLE,ELEC | Milwaukee, M18 Top-Handle Jigsaw, 18V, Skin Only | C&LTOOL | CALTCO T/A C&L TOOL CENTRE | MILWTM18FJS-0 | CURRENT
000024946 | SAW,RECIP,PORTABLE,ELEC | Milwaukee, M18 Top-Handle Jigsaw, 18V, Skin Only | MILWAUKE | MILWAUKEE POWER TOOLS | M18FJS-0 | CURRENT
000024970 | CABLE,POWER,ELECTRICAL | 19/33 KV;630 SQ MM;1 CORE; STRANDED WB CU/XLPE/LY/MDPE; WITH NYLON JACKET TERMITE PROTECTION; GRAPHITE COATING; AS1429.1; DRUM 600M | KEI CABL | KEI CABLES | KEI423 | PURCHASE AS REQUIRED
000024970 | CABLE,POWER,ELECTRICAL | 19/33 KV;630 SQ MM;1 CORE; STRANDED WB CU/XLPE/LY/MDPE; WITH NYLON JACKET TERMITE PROTECTION; GRAPHITE COATING; AS1429.1; DRUM 600M | MIDLANDS | MIDLAND METALS | MMO-33KV 1X630CTRXWBTLSMNJLL | PURCHASE AS REQUIRED
000024970 | CABLE,POWER,ELECTRICAL | 19/33 KV;630 SQ MM;1 CORE; STRANDED WB CU/XLPE/LY/MDPE; WITH NYLON JACKET TERMITE PROTECTION; GRAPHITE COATING; AS1429.1; DRUM 600M | MIDLANDS | MIDLAND METALS | 33KV 630SQMM CU 1C XLPE/LY | PURCHASE AS REQUIRED
000024970 | CABLE,POWER,ELECTRICAL | 19/33 KV;630 SQ MM;1 CORE; STRANDED WB CU/XLPE/LY/MDPE; WITH NYLON JACKET TERMITE PROTECTION; GRAPHITE COATING; AS1429.1; DRUM 600M | LSCABLE | LS CABLE & SYSTEM PL - 310041 | TS396 A-02 ITEM 423ALT | PURCHASE AS REQUIRED
000024970 | CABLE,POWER,ELECTRICAL | 19/33 KV;630 SQ MM;1 CORE; STRANDED WB CU/XLPE/LY/MDPE; WITH NYLON JACKET TERMITE PROTECTION; GRAPHITE COATING; AS1429.1; DRUM 600M | OLEX | OLEX AUSTRALIA PTY LTD | XNZP32RP101CXAA | PURCHASE AS REQUIRED
000024969 | CABLE,POWER,ELECTRICAL | U/Ground, 19/33(36)kV, 1C, 185mm2, Stranded Circ WB Cu, TRXLPE/WBT/CWS (5kA/3Sec)/WBT/LAT/LLDPE/Nyl/MDPE, Graphite Coating, Drum w/Pulling Eye | KEI CABL | KEI CABLES | KEI33CU1C185LAT5KA | CURRENT
000024969 | CABLE,POWER,ELECTRICAL | U/Ground, 19/33(36)kV, 1C, 185mm2, Stranded Circ WB Cu, TRXLPE/WBT/CWS (5kA/3Sec)/WBT/LAT/LLDPE/Nyl/MDPE, Graphite Coating, Drum w/Pulling Eye | CABLGRID | CABLE GRID AUSTRALIA PL | CG-24969 | CURRENT
000024969 | CABLE,POWER,ELECTRICAL | U/Ground, 19/33(36)kV, 1C, 185mm2, Stranded Circ WB Cu, TRXLPE/WBT/CWS (5kA/3Sec)/WBT/LAT/LLDPE/Nyl/MDPE, Graphite Coating, Drum w/Pulling Eye | NANELECT | NAN ELECTRICAL CABLE AUSTRALIA PL | 1MV185C33LMEX | CURRENT
000024969 | CABLE,POWER,ELECTRICAL | U/Ground, 19/33(36)kV, 1C, 185mm2, Stranded Circ WB Cu, TRXLPE/WBT/CWS (5kA/3Sec)/WBT/LAT/LLDPE/Nyl/MDPE, Graphite Coating, Drum w/Pulling Eye | MIDLANDS | MIDLAND METALS | 33KV 185SQMM CU 1C XLPE | CURRENT
000024969 | CABLE,POWER,ELECTRICAL | U/Ground, 19/33(36)kV, 1C, 185mm2, Stranded Circ WB Cu, TRXLPE/WBT/CWS (5kA/3Sec)/WBT/LAT/LLDPE/Nyl/MDPE, Graphite Coating, Drum w/Pulling Eye | LSCABLE | LS CABLE & SYSTEM PL - 310041 | TS396 A-01 ITEM 422ALT | CURRENT
000024969 | CABLE,POWER,ELECTRICAL | U/Ground, 19/33(36)kV, 1C, 185mm2, Stranded Circ WB Cu, TRXLPE/WBT/CWS (5kA/3Sec)/WBT/LAT/LLDPE/Nyl/MDPE, Graphite Coating, Drum w/Pulling Eye | OLEX | OLEX AUSTRALIA PTY LTD | XNYP25RP101CXAA | CURRENT
000024971 | CABLE,POWER,ELECTRICAL | 19/33 KV;630 SQ MM;1 CORE;STRANDED CIRCULAR WB CU/XLPE/CU SCREEN/WBT/LAT/ LLDPE/MDPE; WITH NYLON JACKET TERMITE PROTECTION; GRAPHITE COATING; DRUM 600M | KEI CABL | KEI CABLES | KEI424A | PURCHASE AS REQUIRED
000024971 | CABLE,POWER,ELECTRICAL | 19/33 KV;630 SQ MM;1 CORE;STRANDED CIRCULAR WB CU/XLPE/CU SCREEN/WBT/LAT/ LLDPE/MDPE; WITH NYLON JACKET TERMITE PROTECTION; GRAPHITE COATING; DRUM 600M | MIDLANDS | MIDLAND METALS | 33KV 630SQMM CU 1C XLPE | PURCHASE AS REQUIRED
000024971 | CABLE,POWER,ELECTRICAL | 19/33 KV;630 SQ MM;1 CORE;STRANDED CIRCULAR WB CU/XLPE/CU SCREEN/WBT/LAT/ LLDPE/MDPE; WITH NYLON JACKET TERMITE PROTECTION; GRAPHITE COATING; DRUM 600M | LSCABLE | LS CABLE & SYSTEM PL - 310041 | TS396 A-03 ITEM 424ALT | PURCHASE AS REQUIRED
000024971 | CABLE,POWER,ELECTRICAL | 19/33 KV;630 SQ MM;1 CORE;STRANDED CIRCULAR WB CU/XLPE/CU SCREEN/WBT/LAT/ LLDPE/MDPE; WITH NYLON JACKET TERMITE PROTECTION; GRAPHITE COATING; DRUM 600M | OLEX | OLEX AUSTRALIA PTY LTD | XNYP32RP101CXAA | PURCHASE AS REQUIRED
000024971 | CABLE,POWER,ELECTRICAL | 19/33 KV;630 SQ MM;1 CORE;STRANDED CIRCULAR WB CU/XLPE/CU SCREEN/WBT/LAT/ LLDPE/MDPE; WITH NYLON JACKET TERMITE PROTECTION; GRAPHITE COATING; DRUM 600M | NANELECT | NAN ELECTRICAL CABLE AUSTRALIA PL | ITEM 424A | PURCHASE AS REQUIRED
000024972 | CABLE,POWER,ELECTRICAL | U/Ground, 19/33(36)kV, 800mm2 Stranded Compacted Milliken WB Cu, TRXLPE/WBT/CWS (5kA/3sec)/WBT/LAT/LLDPE/Nyl/MDPE, Graphite Coating, Drum w/Pulling Eye | KEI CABL | KEI CABLES | KEI33CU1C800LAT5KA | CURRENT
000024972 | CABLE,POWER,ELECTRICAL | U/Ground, 19/33(36)kV, 800mm2 Stranded Compacted Milliken WB Cu, TRXLPE/WBT/CWS (5kA/3sec)/WBT/LAT/LLDPE/Nyl/MDPE, Graphite Coating, Drum w/Pulling Eye | CABLGRID | CABLE GRID AUSTRALIA PL | CG-24972 | CURRENT
000024972 | CABLE,POWER,ELECTRICAL | U/Ground, 19/33(36)kV, 800mm2 Stranded Compacted Milliken WB Cu, TRXLPE/WBT/CWS (5kA/3sec)/WBT/LAT/LLDPE/Nyl/MDPE, Graphite Coating, Drum w/Pulling Eye | LSCABLE | LS CABLE & SYSTEM PL - 310041 | TS396 A-04 ITEM 425ALT | CURRENT
000024972 | CABLE,POWER,ELECTRICAL | U/Ground, 19/33(36)kV, 800mm2 Stranded Compacted Milliken WB Cu, TRXLPE/WBT/CWS (5kA/3sec)/WBT/LAT/LLDPE/Nyl/MDPE, Graphite Coating, Drum w/Pulling Eye | OLEX | OLEX AUSTRALIA PTY LTD | XNYP70RP101CXAA | CURRENT
000024972 | CABLE,POWER,ELECTRICAL | U/Ground, 19/33(36)kV, 800mm2 Stranded Compacted Milliken WB Cu, TRXLPE/WBT/CWS (5kA/3sec)/WBT/LAT/LLDPE/Nyl/MDPE, Graphite Coating, Drum w/Pulling Eye | MIDLANDS | MIDLAND METALS | 33KV 800SQMM CU 1C XLPE | CURRENT
000024973 | CABLE,POWER,ELECTRICAL | U/Ground, 19/33(36)kV, 1000mm2 Stranded Compacted Milliken WB Al, TRXLPE/WBT/CWS (5kA/3sec)/WBT/LAT/LLDPE/Nyl/MDPE, Graphite Coating, Drum w/Pulling Eye | KEI CABL | KEI CABLES | KEI33AL1C1000LAT5KA | CURRENT
000024973 | CABLE,POWER,ELECTRICAL | U/Ground, 19/33(36)kV, 1000mm2 Stranded Compacted Milliken WB Al, TRXLPE/WBT/CWS (5kA/3sec)/WBT/LAT/LLDPE/Nyl/MDPE, Graphite Coating, Drum w/Pulling Eye | CABLGRID | CABLE GRID AUSTRALIA PL | CG-24973 | CURRENT
000024973 | CABLE,POWER,ELECTRICAL | U/Ground, 19/33(36)kV, 1000mm2 Stranded Compacted Milliken WB Al, TRXLPE/WBT/CWS (5kA/3sec)/WBT/LAT/LLDPE/Nyl/MDPE, Graphite Coating, Drum w/Pulling Eye | LSCABLE | LS CABLE & SYSTEM PL - 310041 | TS396 A-05 ITEM 426ALT | CURRENT
000024973 | CABLE,POWER,ELECTRICAL | U/Ground, 19/33(36)kV, 1000mm2 Stranded Compacted Milliken WB Al, TRXLPE/WBT/CWS (5kA/3sec)/WBT/LAT/LLDPE/Nyl/MDPE, Graphite Coating, Drum w/Pulling Eye | OLEX | OLEX AUSTRALIA PTY LTD | XNYM81RP101CXAA | CURRENT
000024973 | CABLE,POWER,ELECTRICAL | U/Ground, 19/33(36)kV, 1000mm2 Stranded Compacted Milliken WB Al, TRXLPE/WBT/CWS (5kA/3sec)/WBT/LAT/LLDPE/Nyl/MDPE, Graphite Coating, Drum w/Pulling Eye | MIDLANDS | MIDLAND METALS | 33KV 1000SQMM AL 1C XLPE | CURRENT
000024948 | LIGHT UNIT,PORTABLE | Milwaukee, M18 LED Tripod Stand Light, 18V, 3-Mode Light Options, Low/Med/High 850/1300/2000 Lumens, 2.2m Max Extension Rotating Head, Skin Only | C&LTOOL | CALTCO T/A C&L TOOL CENTRE | MILWTM18DSAL-0 | CURRENT
000024948 | LIGHT UNIT,PORTABLE | Milwaukee, M18 LED Tripod Stand Light, 18V, 3-Mode Light Options, Low/Med/High 850/1300/2000 Lumens, 2.2m Max Extension Rotating Head, Skin Only | MILWAUKE | MILWAUKEE POWER TOOLS | M18SAL-0 | CURRENT
000025011 | METER,WATTHOUR | Mk7C, 1 Element, 1Ph, 240V, 10-100A, Class 1, Bottom Connected, Load Profiling 1 c/w Comms Interface, Type 4 Small, JTS 080301, Metering Dynamics | EDMI | EDMI PTY LTD | 7C11-A152-29-F211-7F02-1010 | PHASING
000025016 | METER,WATTHOUR | Mk7A, 2 Element, 1Ph, 240V, 15-100A, Class 1, Bottom Connected, Load Profiling TOU Meter c/w Comms Interface, Type 4 Small, Metering Dynamics | EDMI | EDMI PTY LTD | 7A11-A344-29-F211-7L02-6011 | PHASING
000025018 | METER,WATTHOUR | Mk10D, Polyphase, 3Ph, 240V, 15-100A, Class 1, Bottom Connected, Load Profiling TOU Meter c/w Comms Interface, Type 4 Small, Metering Dynamics | EDMI | EDMI PTY LTD | 1D11-1B-112-27-G11-201030-2N | PURCHASE AS REQUIRED
000249489 | METER,WATTHOUR | EM211 TYPE 902 SINGLE PHASE ELECTRICITY METER; SINGLE ELEMENT 240 VOLT 10(15) - 100A; CLASS 1; USED FOR METER SHOP STANDARD ITRON TEMPLATE; | ITRON | ITRON AUSTRALASIA PL | FEBB66100006A | CURRENT
000024959 | CONTROL MODULE. | CAP ASSIST TRIP MODULE; CAPACITOR ASSIST MODULE RETROFIT FOR HAWKER SIDDLEY HORIZON 110V DC CB SC24949; | HAWKSIDD | HAWKER SIDDELEY SWITCHGEAR LTD | HORIZON CAP ASSIST TRIP MODULE | CURRENT
000024960 | TRANSFORMER,CURRENT | PROTECTION, SPLIT CORE TYPE, INDOOR; FOR OC, EF & REF PROTECTION C&I SUB; 660V; 3000/2000/5; 5P20 30VA; C/W ALUM UNDRILLED FEET& IP56 TERMINAL BOX; 108MM | STEMAR |  | BCTSC 3000/2000/5 5P20 | CURRENT
000025019 | CABLE ASSY,RADIO FREQUENCY | Type 4S Master-Slave, 600V, Black Cat5e, 3 x RJ45, 65 x 70 x 1450mm Lg Y-Cable, for Modem to Interface, Moulded Black RJ45 to M/Slave Meter & Grey RJ45 Term | EPICSER | EPIC SERVICES LTD | LSZH600Y26-101TX | CURRENT
000024983 | CONVERTER | 48V TO 12V DC-DC CONVERTER USED IN COMMUNICATIONS RACKS; TO PROVIDE POWER TO COMMUNICATIONS MODEMS; APK60-4812; | HELIOS | HELIOS POWER SOLUTIONS PL | APK60-4812 | CURRENT
000024984 | WRENCH,IMPACT | Milwaukee, Ratchet, 12V, 3/8" Drive, 47Nm Torque, c/w Built-in LED Light & On-board Fuel Gauge, Skin only | C&LTOOL | CALTCO T/A C&L TOOL CENTRE | MILWTM12IR-0 | CURRENT
000024984 | WRENCH,IMPACT | Milwaukee, Ratchet, 12V, 3/8" Drive, 47Nm Torque, c/w Built-in LED Light & On-board Fuel Gauge, Skin only | MILWAUKE | MILWAUKEE POWER TOOLS | M12IR-0 | CURRENT
000024874 | PANEL,ASSEMBLY | EXTERNAL POWER QUALITY METER ENCLOSURE; 600MM H; 600MM W; 300MM D; FITTED WITH TESTBLOCK PROVISION TO MTG METER & MODEM; | NHP | NHP ELECTRICAL ENGINEERING | MCLSPEC-BIT0487402 | CURRENT
000024985 | TRANSFORMER,VOLTAGE | METERING PROTECTION CAPACITOR VT; O/D; SINGLE PHASE; POST TYPE; COMPOSITE 110 KV/SQRT3, 110 V/SQRT3, 110 V/SQRT3 200 VA 0.5M 3P; | EPCINTER | EPC INTERNATIONAL PTY LTD | VCU- 123 | PURCHASE AS REQUIRED
000024985 | TRANSFORMER,VOLTAGE | METERING PROTECTION CAPACITOR VT; O/D; SINGLE PHASE; POST TYPE; COMPOSITE 110 KV/SQRT3, 110 V/SQRT3, 110 V/SQRT3 200 VA 0.5M 3P; | GFFPOWER | GFF POWER | DDB-123 | PURCHASE AS REQUIRED
002462554 | FIXTURE,LIGHTING | LED; STREETLIGHT; L100 SCO; GERARD ROADLED; C/W INTEGRAL CONTROL GEAR, PE CELL, LAMPS & POWER FACTOR CORRECTION MAJOR ROADS; 4K; NORMAL; | GERARD | GERARD PROFESSIONAL SOLUTIONS PL | PL99BD06L100 | PHASING
002462562 | FIXTURE,LIGHTING | LED; STREETLIGHT; L100 CO; GERARD ROADLED; C/W INTEGRAL CONTROL GEAR, PE CELL, LAMPS & POWER FACTOR CORRECTION MAJOR ROADS; 4K; AEROSCREEN; | GERARD | GERARD PROFESSIONAL SOLUTIONS PL | PL99BD16L100 | PHASING
002462570 | FIXTURE,LIGHTING | LED; STREETLIGHT; L155 CO; GERARD ROADLED; C/W INTEGRAL CONTROL GEAR, PE CELL, LAMPS & POWER FACTOR CORRECTION MAJOR ROADS; 4K; AEROSCREEN; | GERARD | GERARD PROFESSIONAL SOLUTIONS PL | PL99BD161L155 | PHASING
002462588 | FIXTURE,LIGHTING | LED; STREETLIGHT; L175 CO; GERARD ROADLED; C/W INTEGRAL CONTROL GEAR, PE CELL, LAMPS & POWER FACTOR CORRECTION MAJOR ROADS; 4K; AEROSCREEN; | GERARD | GERARD PROFESSIONAL SOLUTIONS PL | PL99BD16L175 | PHASING
002462596 | FIXTURE,LIGHTING | LED; STREETLIGHT; L300 CO; GERARD ROADLED; C/W INTEGRAL CONTROL GEAR, PE CELL, LAMPS & POWER FACTOR CORRECTION MAJOR ROADS; 4K; AEROSCREEN; | GERARD | GERARD PROFESSIONAL SOLUTIONS PL | PL99BD16L300 | PHASING
000024986 | BATTERY,STORAGE | 12V, 3.0Ah, Compact M12 Red Li-Ion, for Milwaukee Tools | C&LTOOL | CALTCO T/A C&L TOOL CENTRE | MILWAM12B3 | CURRENT
000024986 | BATTERY,STORAGE | 12V, 3.0Ah, Compact M12 Red Li-Ion, for Milwaukee Tools | MILWAUKE | MILWAUKEE POWER TOOLS | M12B3 | CURRENT
000024987 | CIRCUIT BREAKER | RESIDUAL CURRENT; 240V AC; SINGLE POLE; 10 AMPS; 6KA BKG CAP; PACK OF 1; SPARES FOR EATON CBS THAT HAVE BEEN RECALLED; | CNWPL | CNW PL - SLACKS CREEK | EATELQ110C3TD | CURRENT
000024987 | CIRCUIT BREAKER | RESIDUAL CURRENT; 240V AC; SINGLE POLE; 10 AMPS; 6KA BKG CAP; PACK OF 1; SPARES FOR EATON CBS THAT HAVE BEEN RECALLED; | NHP | NHP ELECTRICAL ENGINEERING | SRCBWA10KIT | CURRENT
000024988 | CIRCUIT BREAKER | RESIDUAL CURRENT; 240V AC; SINGLE POLE; 16 AMPS; 6KA BKG CAP; PACK OF 1; SPARES FOR EATON CBS THAT HAVE BEEN RECALLED; | CNWPL | CNW PL - SLACKS CREEK | EATELQ116C3TD | CURRENT
000024988 | CIRCUIT BREAKER | RESIDUAL CURRENT; 240V AC; SINGLE POLE; 16 AMPS; 6KA BKG CAP; PACK OF 1; SPARES FOR EATON CBS THAT HAVE BEEN RECALLED; | NHP | NHP ELECTRICAL ENGINEERING | SRCBWA16KIT | CURRENT
002462208 | POLE,PUBLIC LIGHTING,METAL | Major Road Mid Hinged, 9.0m Mounting Height, Base Plate Mounted, 350 PCD Bolt Spacing, Galv, 1.5m Outreach, EQTS 05-02-01 (scm) | IPOLES | INTERNATIONAL POLES | EQ-011 | CURRENT
002462208 | POLE,PUBLIC LIGHTING,METAL | Major Road Mid Hinged, 9.0m Mounting Height, Base Plate Mounted, 350 PCD Bolt Spacing, Galv, 1.5m Outreach, EQTS 05-02-01 (scm) | GM POLES | GM POLES PTY LTD | EGX9.0MH15 | CURRENT
002462216 | POLE,PUBLIC LIGHTING,METAL | Major Road Mid Hinged, for Mtg on 1.2m Barrier, 9.0m Mounting Height, Base Plate Mounted, 350 PCD Bolt Spacing, Galv, 1.5m Outreach, EQTS 05-02-01 (scm) | IPOLES | INTERNATIONAL POLES | EQ-012 | CURRENT
002462216 | POLE,PUBLIC LIGHTING,METAL | Major Road Mid Hinged, for Mtg on 1.2m Barrier, 9.0m Mounting Height, Base Plate Mounted, 350 PCD Bolt Spacing, Galv, 1.5m Outreach, EQTS 05-02-01 (scm) | GM POLES | GM POLES PTY LTD | EGX9.0MH15-CB | CURRENT
002462224 | POLE,PUBLIC LIGHTING,METAL | Major Road Mid Hinged, 10.5m Mounting Height, Base Plate Mounted, 350 PCD Bolt Spacing, Galv, 1.5m Outreach, EQTS 05-02-01 (scm) | IPOLES | INTERNATIONAL POLES | EQ-013 | CURRENT
002462224 | POLE,PUBLIC LIGHTING,METAL | Major Road Mid Hinged, 10.5m Mounting Height, Base Plate Mounted, 350 PCD Bolt Spacing, Galv, 1.5m Outreach, EQTS 05-02-01 (scm) | GM POLES | GM POLES PTY LTD | EGX10.5MH15 | CURRENT
002462232 | POLE,PUBLIC LIGHTING,METAL | Major Road Mid Hinged, for Mtg on 1.2m Barrier, 10.5m Mounting Height, Base Plate Mounted, 350 PCD Bolt Spacing, Galv, 1.5m Outreach, EQTS 05-02-01 (scm) | IPOLES | INTERNATIONAL POLES | EQ-014 | CURRENT
002462232 | POLE,PUBLIC LIGHTING,METAL | Major Road Mid Hinged, for Mtg on 1.2m Barrier, 10.5m Mounting Height, Base Plate Mounted, 350 PCD Bolt Spacing, Galv, 1.5m Outreach, EQTS 05-02-01 (scm) | GM POLES | GM POLES PTY LTD | EGX10.5MH15-CB | CURRENT
000024989 | TRANSFORMER,CURRENT | SINGLE PHASE, POST TYPE; OUTDOOR; 5 CORES; 4 X 1600/1200/1000/400/1 A, 0.1PX2400 R8.0 @ 1600/1 A; | ABB | ABB FAN PTY LTD | LB7-145 | PURCHASE AS REQUIRED
000024989 | TRANSFORMER,CURRENT | SINGLE PHASE, POST TYPE; OUTDOOR; 5 CORES; 4 X 1600/1200/1000/400/1 A, 0.1PX2400 R8.0 @ 1600/1 A; | EPCINTER | EPC INTERNATIONAL PTY LTD | AGU-123 | PURCHASE AS REQUIRED
000024989 | TRANSFORMER,CURRENT | SINGLE PHASE, POST TYPE; OUTDOOR; 5 CORES; 4 X 1600/1200/1000/400/1 A, 0.1PX2400 R8.0 @ 1600/1 A; | GFFPOWER | GFF POWER | CA-145 (SC24989) | PURCHASE AS REQUIRED
000025064 | LINK,TENSION | LINK PLATE; 160KN MIN FAILING; 100MM HOLE CENTRES; TONGUE-TONGUE; | DULHUNTY | DULHUNTY INDUSTRIES PTY LTD | LP-160-100 | CURRENT
000025064 | LINK,TENSION | LINK PLATE; 160KN MIN FAILING; 100MM HOLE CENTRES; TONGUE-TONGUE; | PLP AUST | PREFORMED LINE PRODUCTS (AUST) | LSP-160-100 | CURRENT
001425046 | WIRE,ELECTRICAL | CONDUCTOR AERIAL, SC/AC, 3/2.75, (3000M DRUM) (SCM) | MIDLANDS | MIDLAND METALS | MMO-SC/AC 3/2.75 | CURRENT
001425046 | WIRE,ELECTRICAL | CONDUCTOR AERIAL, SC/AC, 3/2.75, (3000M DRUM) (SCM) | ERGON | ERGON ENERGY | 1425046 | CURRENT
000429491 | TERMINATION,PREFORMED | FT, 3/2.75 SC/AC, 3/12 AL CLAD STEEL (P50) (SCM); | PLP AUST | PREFORMED LINE PRODUCTS (AUST) | AWFG-K023 | CURRENT
000468705 | PROTECTOR,ELECTRICAL CABLE | Armour Rod, 3/2.75 SC/AC (P50) | PLP AUST | PREFORMED LINE PRODUCTS (AUST) | AWAR-K023 | CURRENT
000468705 | PROTECTOR,ELECTRICAL CABLE | Armour Rod, 3/2.75 SC/AC (P50) | ERGON | ERGON ENERGY | 468705 | CURRENT
000024058 | RELAY,OVERCURRENT AND EARTH FAULT | SCHNEIDER P123;3 OC,EF,SEF;5/1 AMP 24/250 VDC 48/240 VAC AUX SUPPLY 24/250 VDC 24/240 VAC LOGIC INPUTS VERSION 14A FIRMWARE; FLUSH & RACK MTG; | SCHNEIDR | SCHNEIDER PTY LTD (MANUFACTURER) | P123 B00Z412EB0 | PHASING
000025069 | TAG,INSTRUCTION | RAKTAGZ;ENERGEX EQUIPMENT SERVICES YELLOW; NEXT TEST DUE (ZIPTIE TYPE); 175 MM;USED AS A ROUTINE TESTING TAG ON EQUIPMENT;20 PER PACK, BOX OF 500; | JTAGZ | JTAGZ PL | 430A | PURCHASE AS REQUIRED
000025063 | ANIMAL REPELLENT | Direct Stop, Animal Deterrent Spray, 83ml Aerosol Can, contains Citronella Oil, for Controlling Aggressive Animals | ALPHA | ALPHA FIRST AID SUPPLIES QLD | 320022 | CURRENT
000025063 | ANIMAL REPELLENT | Direct Stop, Animal Deterrent Spray, 83ml Aerosol Can, contains Citronella Oil, for Controlling Aggressive Animals | ATOMSUPP | ATOM SUPPLY | 271526 | CURRENT
000477712 | SPLICE,CONDUCTOR | PREFORMED (WHITE); 3/2.75 SC/AC SPLICE; | PLP AUST | PREFORMED LINE PRODUCTS (AUST) | AWFS-K023 | CURRENT
000477712 | SPLICE,CONDUCTOR | PREFORMED (WHITE); 3/2.75 SC/AC SPLICE; | ERGON | ERGON ENERGY | SC000477712 | CURRENT
000104225 | TIE, PREFORMED | SIDE, NECK DIA 76MM; 3/2.75 SC/AC ARMOURED, (SCM) (P50); WHITE; | PLP AUST | PREFORMED LINE PRODUCTS (AUST) | AWST-102A-76 | CURRENT
000104225 | TIE, PREFORMED | SIDE, NECK DIA 76MM; 3/2.75 SC/AC ARMOURED, (SCM) (P50); WHITE; | ERGON | ERGON ENERGY | SC0104225 | CURRENT
000104225 | TIE, PREFORMED | SIDE, NECK DIA 76MM; 3/2.75 SC/AC ARMOURED, (SCM) (P50); WHITE; | TECONN | TE CONNECTIVITY LTD | ST-0549/76P | CURRENT
000104192 | TIE, PREFORMED | TOP, NECK DIA 76MM; 3/2.75 SC/AC ARMOURED, (SCM) (P50); WHITE; | PLP AUST | PREFORMED LINE PRODUCTS (AUST) | AWDT-102A-76 | CURRENT
000104192 | TIE, PREFORMED | TOP, NECK DIA 76MM; 3/2.75 SC/AC ARMOURED, (SCM) (P50); WHITE; | ERGON | ERGON ENERGY | SC0104192 | CURRENT
000025078 | CABLE ASSY,RADIO FREQUENCY | Crossover Cable, 600V, Green Cat5, 150mm Lg Y-Cable, RJ45 & RS232 Connectors for Modem & Smart Hub Ports | EPICSER | EPIC SERVICES LTD | GREEN CAT5 SC25078 | PURCHASE AS REQUIRED
000025079 | CONNECTOR,CABLE,ELECTRICAL | Mini Hub to MK10H Swap Cable, 600V Rated Cable Constructed from Molex to RJ45, Blue Boot fitted to RJ45 to Indicate Unique Cable, 400mm, CAT5 Cable does not | EPICSER | EPIC SERVICES LTD | LSZH600S26-104TX | CURRENT
000025077 | TRANSFORMER,CURRENT | 36kV SINGLE PHASE, POST TYPE;OD; 5 CORES 1x 1500/1A 15VA 0.2 Ext.200%; 2x 1000/800/600/1A 0.1PX350R3.5 @600/1; 2x 2000/1600/1A 0.1PX1280R8 @1600/1; | EPCINTER | EPC INTERNATIONAL PTY LTD | AGU-36 | PURCHASE AS REQUIRED
000025077 | TRANSFORMER,CURRENT | 36kV SINGLE PHASE, POST TYPE;OD; 5 CORES 1x 1500/1A 15VA 0.2 Ext.200%; 2x 1000/800/600/1A 0.1PX350R3.5 @600/1; 2x 2000/1600/1A 0.1PX1280R8 @1600/1; | ABB | ABB FAN PTY LTD | GIF 36-68 | PURCHASE AS REQUIRED
000025077 | TRANSFORMER,CURRENT | 36kV SINGLE PHASE, POST TYPE;OD; 5 CORES 1x 1500/1A 15VA 0.2 Ext.200%; 2x 1000/800/600/1A 0.1PX350R3.5 @600/1; 2x 2000/1600/1A 0.1PX1280R8 @1600/1; | GFFPOWER | GFF POWER | CA-36 | PURCHASE AS REQUIRED
000025076 | FUSECARRIER | SC32HWH CARRIER ONLY, WHITE, USED TO REPLACE BLACK CARRIER FOR RETROFITTING TRANSFORMER MONITORING BOXES, BOX QTY 400; | ALSTOM | ALSTOM GRID AUSTRALIA LIMITED | SC32HWHCAR | CURRENT
002451458 | CABLE,POWER,ELECTRICAL | Flexible; 0.6/1kV; 1C, 70mm2 Cu; X-HF-110 INSULATED/HFS-110-TP SHEATH (11.1/936) EESS-10733-01; ETS 2012/0294/T; | OLEX | OLEX AUSTRALIA PTY LTD | BZHX06AA001CXNA | CURRENT
000025070 | SPLICE,CONDUCTOR | NON-TENSION COMPRESSION SLEEVE; SUIT 37/3.75MM AAC & AAAC; | PLP AUST | PREFORMED LINE PRODUCTS (AUST) | CMSA-263-NT | CURRENT
000025071 | CLAMP,STRAIN | HELICAL DEADEND; SUIT 37/3.75MM AAC & AAAC; NOTE: LIMITED TENSION, GRIP CAPACITY 85% AAC, 60% AAAC & ACSR OF CONDUCTOR UTS; | PLP AUST | PREFORMED LINE PRODUCTS (AUST) | AFG-263-LT-CL | CURRENT
000025075 | TERMINAL,LUG | Neutral, Tinned Cu, 100 x 80mm, Horseshoe Shape, for Neutral Connections, Pack of 50 (scm) | GLOBAL | GLOBAL MANUFACTURING GROUP | ENERGEX-9353-A4 B | CURRENT
000025072 | TAPE,BARRICADE | ENERGEX AWARE TAPE; BARRIER TAPE YELLOW 75MM W X 100M ROLL; TEXT 'ENERGEX AWARE WITH ENERGEX LOGO'; | CUTLER | CUTLER BRANDS PTY LTD | ENERGE-BLACK-PRINT | CURRENT
000025072 | TAPE,BARRICADE | ENERGEX AWARE TAPE; BARRIER TAPE YELLOW 75MM W X 100M ROLL; TEXT 'ENERGEX AWARE WITH ENERGEX LOGO'; | SIGNET | SIGNET PTY LTD | ENERGEX AWARE TAPE | CURRENT
002451433 | CABLE,POWER,ELECTRICAL | Flexible, 0.6/1kV, 1C, 35mm2 Cu, X-HF-110 Insulated/HFS-110-TP Sheath (7.8/1176); | OLEX | OLEX AUSTRALIA PTY LTD | BZHX04AA001CXNA | CURRENT
000025073 | SIGN | MECHANISM E; WHITE BACK, BLACK LETTERS; GRAVOPLY II (1.5mm thk) OR EQUIV;35MMH X 60MM LG; REPLACES FORM 9002; NO LOGO/ DATE/FORM#; STOCK-CODE ENGRAVED ON | UES | UTILITY ENGRAVING & SIGNS | MECHANISM E - SC25073 | CURRENT
000024975 | SWITCH FUSE GEAR | ABB SAFEPLUS CCF ID AFL RMU 12KV; 3 PHASE; 630A; 50HZ; FAULTMAKE, LOAD BREAK; TRIPLE POLE OPERATED;SF6; METAL CLAD BOTTOM ENTRY; | ABB | ABB FAN PTY LTD | 5812025 | CURRENT
000024976 | SWITCH FUSE GEAR | ABB SAFEPLUS CCFF ID AFL RMU 12KV; 3 PHASE; 630A; 50HZ; FAULTMAKE, LOAD BREAK; TRIPLE POLE OPERATED;SF6; METAL CLAD BOTTOM ENTRY; | ABB | ABB FAN PTY LTD | 5812026 | CURRENT
000024977 | SWITCHGEAR | RMU, 12kV, 630A, 3Ph, 50Hz, 2 x Feeder Switch, 1 x Switch Fuse c/w Cubicle & Plinth, ABB SafePlus CCF OD AFLR/BFLR, Faultmake Load Break, 3 Pole Operated, | ABB | ABB FAN PTY LTD | 5812027 | CURRENT
000024978 | SWITCHGEAR | RMU, 12kV, 630A, 3Ph, 50Hz, 2 x Feeder Switch, 2 x Switch Fuse c/w Cubicle & Plinth, ABB SafePlus CCFF OD AFLR/BFLR, Faultmake Load Break, 3 Pole Operated, | ABB | ABB FAN PTY LTD | 5812028 | CURRENT
000024979 | SWITCH FUSE GEAR | ABB SAFEPLUS CCFF ID AFLR RMU 12KV; 3 PHASE; 630A; 50HZ; FAULTMAKE, LOAD BREAK; TRIPLE POLE OPERATED;SF6 METAL CLAD BOTTOM ENTRY; | ABB | ABB FAN PTY LTD | 5812029 | CURRENT
000024980 | KIT,SHUNT TRIP | SHUNT TRIP KIT 240 VAC; 240 V AC; FOR ABB SAFEPLUS RMU; | ABB | ABB FAN PTY LTD | 1VDC000007R7 | CURRENT
000024981 | KIT,SHUNT TRIP | SHUNT TRIP KIT; 12-48 V DC; FOR ABB SAFEPLUS RMU; | ABB | ABB FAN PTY LTD | 1VDC000007R2 | CURRENT
000024982 | KIT,SHUNT TRIP | SHUNT TRIP KIT; 110 V DC; FOR ABB SAFEPLUS RMU; | ABB | ABB FAN PTY LTD | 1VDC000007R4 | CURRENT
000025074 | PROTECTOR,ELECTRICAL CABLE | FOR ELECTRICAL POWER CABLE JOINT PROTECTION; BLACK HDPE WITH ORANGE FILM; 1000MM X 400MM X 15MM THICK; MARKED "ENERGEX ELECTRICITY CABLE"; PACK 140; | TAPEX |  | ENERGEX SLAB | CURRENT
000025094 | BOOTS,SAFETY | WOMENS STEEL BLUE ARGYLE WORKBOOTS; WHEAT COLOUR; STEEL CAP LACE UP; PADDED ANKLE COLLAR & TONGUE; THERMO PLASTIC URETHAN (TPU) OUTSOLE; SIZE RANGE 4-11; | AUSDEF | AUSTRALIAN DEFENCE APPAREL | 90-2-1501 | PURCHASE AS REQUIRED
002451999 | CABLE,POWER,ELECTRICAL | Flexible, 0.6/1kV, 1C, 300mm2 Cu, BLK BZHE91AA001CXNA | OLEX | OLEX AUSTRALIA PTY LTD | BZHE91AA001CXNA | CURRENT
000025090 | CAPACITOR SHUNT INSTALLATION. | 12KV;3.6MVAR;11 KV;CAPACITOR BANK; INCOMIN MODULE; C/W DISCONNECT; EARTH SW; SURGE ARRESTERS & 3 X 1.2 MVAR CAP BANKS; | ABB | ABB FAN PTY LTD | ABBACUS TYPE MECB12SD10 | CURRENT
000025091 | CAPACITOR BANK | 12KV;1.2MVAR;11KV SWITCHD CAPACITOR BANK INCOMING MODUEL;C/W DISCONNCT;EARTH SW; SURGE ARRESTERS & 1X1.2 MVAR CAP BANK; | ABB | ABB FAN PTY LTD | ABBACUS TYPE MECB12SD10 | CURRENT
000025092 | CAPACITOR SHUNT INSTALLATION. | 12KV;1.2MVAR;11KV SWITCHD CAP BANK; O/DOOR USE; C/W DETUNING REACT; PROT EQUIP; SUITABLE FOR OP 110VDC; MAX ULTIMATE 3 X 1.2 MVAR CAP MODULES; | ABB | ABB FAN PTY LTD | ABBACUS TYPE MECB12SD10 | CURRENT
000025093 | CABLE,POWER,ELECTRICAL | CBL:PWR;U/G,UGND,6.35/11KV,35MM2,AL,ALUM CABLE,POWER,ELECTRICAL U/Ground, 6.35/11 kV, 35mm2 Al Circular Stranded Compacted WB, TRXLPE/WBT/ CWS/WBT/MDPE, | MIDLANDS | MIDLAND METALS | MMO-11KV 3 | CURRENT
000025093 | CABLE,POWER,ELECTRICAL | CBL:PWR;U/G,UGND,6.35/11KV,35MM2,AL,ALUM CABLE,POWER,ELECTRICAL U/Ground, 6.35/11 kV, 35mm2 Al Circular Stranded Compacted WB, TRXLPE/WBT/ CWS/WBT/MDPE, | KEI CABL | KEI CABLES | 1KV 3X1C 35SQMM | CURRENT
000025093 | CABLE,POWER,ELECTRICAL | CBL:PWR;U/G,UGND,6.35/11KV,35MM2,AL,ALUM CABLE,POWER,ELECTRICAL U/Ground, 6.35/11 kV, 35mm2 Al Circular Stranded Compacted WB, TRXLPE/WBT/ CWS/WBT/MDPE, | PRYSMIAN | PRYSMIAN POWER CABLES & SYSTEMS AUST | 5209563 | CURRENT
000025093 | CABLE,POWER,ELECTRICAL | CBL:PWR;U/G,UGND,6.35/11KV,35MM2,AL,ALUM CABLE,POWER,ELECTRICAL U/Ground, 6.35/11 kV, 35mm2 Al Circular Stranded Compacted WB, TRXLPE/WBT/ CWS/WBT/MDPE, | MIDLANDS | MIDLAND METALS | MMO-11KV 3X1X35ATRXWBTSCRWBTH | CURRENT
000025095 | SHOVEL,HAND | Post Hole,Treaded;190 MM X 275 MM Blade, C/W Steel Core Fibreglass Handle 25-30 Deg To Handle Axis; KELSO BRAND; Lighter Alternative To SC2417; | TDETOOLS | TRADE TOOLS DIRECT (GEEBUNG) | 642494 | CURRENT
000025098 | TERMINAL,LUG | FORK TERMINALS, COPPER ELECTRO TINNED; PREINSULATED SUPERGRIP; RED; RANGE 0.5MM2 TO 1.5MM2, STUD SIZE M3X6.4 WIDE; PACK OF 100; | TYCO | TYCO | 755358-000 | CURRENT
000820362 | CABLE,POWER,ELECTRICAL | 6.35/11 KV;95 SQ MM;TRIPLEX STRANDED CIRCULAR COMPACTED WB AL;TRXLPE/CU SCREEN/WBT/HDPE; FULL PACK; | MIDLANDS | MIDLAND METALS | MMO-11KV 3X1X95ATRXSCRWBTH | PURCHASE AS REQUIRED
000825093 | CABLE,POWER,ELECTRICAL | 6.35/11 KV;35SQ MM;TRIPLEX;STRANDED CIRCULAR COMPACTED WB AL; TRXLPE/WBT/ CWS/WBT/MDPE; FULL PACK; GROSS WT 650KG; | MIDLANDS | MIDLAND METALS | MMO-11KV 3X1X35ATRXWBTSCRWBTH | PURCHASE AS REQUIRED
002465979 | SIGN | ARROW, AI, 220 X 120 X 1.6MM; CLASS1 MATERIAL, RED SCREEN PRINTED ARROW WITH ENERGY QUEENSLAND GROUP LOGO CUT-OUT; WHITE REFLECTIVE B/GROUND C/W | IDENMARK | IDENTIMARK SOLUTIONS - 310679 | SIGN-SPECIAL EQL ARROW | CURRENT
002465979 | SIGN | ARROW, AI, 220 X 120 X 1.6MM; CLASS1 MATERIAL, RED SCREEN PRINTED ARROW WITH ENERGY QUEENSLAND GROUP LOGO CUT-OUT; WHITE REFLECTIVE B/GROUND C/W | ARTCRAFT | ARTCRAFT PTY LTD | SIGN-SPECIAL EQL ARROW | CURRENT
008820365 | CABLE,POWER,ELECTRICAL | 0.6/1 KV;16 SQ MM;4C CIRCULAR ANNEALED COMPRESSED STRANDED COPPER;XLPE/PVC; CUT TO LENGTH; | MIDLANDS | MIDLAND METALS | MMO-LV 4X16CP | CURRENT
000025114 | WRENCH,IMPACT | Milwaukee, M18 Fuel, Small 155mm, 1/2" Friction Ring Anvil, 18V, Powerstate Brushless Motor, 4-Mode Drive Control, Skin Only | MILWAUKE | MILWAUKEE POWER TOOLS | M18FIW2F12-0 | CURRENT
000025114 | WRENCH,IMPACT | Milwaukee, M18 Fuel, Small 155mm, 1/2" Friction Ring Anvil, 18V, Powerstate Brushless Motor, 4-Mode Drive Control, Skin Only | C&LTOOL | CALTCO T/A C&L TOOL CENTRE | MILWTM18FIW2F12-0 | CURRENT
000025314 | CURRENT LOGGER | MULTICHANNEL LOAD LOGGER UNIT ONLY; WIFI ENABLED, SOFTWARE, CARRY BAG AND SOFT RUBBER PROTECTIVE CASING; | CHKPOWER | CHK POWER QUALITY PL | 1ALL400-W | CURRENT
000025313 | CURRENT LOGGER | MULTICHANNEL LOAD LOGGER UNIT KIT; WIFI ENABLED, SOFTWARE, CARRY BAG AND SOFT RUBBER PROTECTIVE CASING; COMES AS KIT, 4 X CT 3000A FLEX A CODE STRAIGHT; | CHKPOWER | CHK POWER QUALITY PL | 1ALL400WP-K1 | CURRENT
000024876 | ENCLOSURE,ELECTRICAL BOX | EXTERNAL STAINLESS STEEL ENCLOSURE; 400 MM H;600 MM W;300 MM D; WITH MOUNTING BRACKETS; USED FOR VT OR CB JUNCTION BOX; | NHP | NHP ELECTRICAL ENGINEERING | SQO01628523?4 | CURRENT
000025112 | CONTROL MODULE. | MODIFIED VERSION OF SC23758; SINGLE TRIP CONTROLE MODULE 110V; SUITS HSS ECLIPSE 12KV FEEDER AND BUS SECTION CB; | HAWKSIDD | HAWKER SIDDELEY SWITCHGEAR LTD | MODIFIED DV12509 | MAINTENANCE STOCK
000025096 | BATTERY,STORAGE | VALVE REGULATED SEALED BATTERY BANK; 48 V;44 A/HR NOMINAL; 4 X 12V INVIDUAL BATTERIES = (1 BANK); FOR INDIVIDUAL BATTERY CELL REFER SC18583; | LEGEND | LEGEND POWER SYSTEMS | BAT-HZB12/44F-AGM X 4 | PURCHASE AS REQUIRED
000025097 | BATTERY,STORAGE | VALVE REGULATED SEALED BATTERY BANK; 30 V;160 A/HR NOMINAL; 5 X 6V INDIVIDUAL BATTERIES = (1 BANK); FOR INDIVIDUAL BATTERY CELL REFER SC15723; | LEGEND | LEGEND POWER SYSTEMS | BAT-HZB6/160F-AGM X 5 | CURRENT
000025101 | BOOTS,SAFETY | Oliver, Women's, Wheat, Lace Up/ Zip Sided, Leather, Steel Toe, PU Sole, Slip Resistant, Anti-Static, Sizes 5 to 10 | OLIVER | OLIVER FOOTWEAR | PB 49-432Z | PURCHASE AS REQUIRED
000025101 | BOOTS,SAFETY | Oliver, Women's, Wheat, Lace Up/ Zip Sided, Leather, Steel Toe, PU Sole, Slip Resistant, Anti-Static, Sizes 5 to 10 | BLKWOODS | J BLACKWOOD & SON LTD | 49-432Z | PURCHASE AS REQUIRED
000025102 | BOOTS,SAFETY | Oliver, Women's, Wheat, Lace Up, Nubuck Leather, Steel Toe, PU Sole, Slip Resistant, Sizes 5 to 10 | BLKWOOD | J BLACKWOOD & SON LTD | 49-432 | PURCHASE AS REQUIRED
000025102 | BOOTS,SAFETY | Oliver, Women's, Wheat, Lace Up, Nubuck Leather, Steel Toe, PU Sole, Slip Resistant, Sizes 5 to 10 | OLIVER | OLIVER FOOTWEAR | PB 49-432 | PURCHASE AS REQUIRED
000025103 | BOOTS,SAFETY | Oliver, 150mm Hiker, Wheat, Lace Up/ Zip Sided, Leather, Steel Toe, PU Sole, Heat & Slip Resistant, Anti-Static, Sizes 4 to 16, Half Sizes 6.5 to 12.5 | BLKWOOD | J BLACKWOOD & SON LTD | 55-332Z | PURCHASE AS REQUIRED
000025103 | BOOTS,SAFETY | Oliver, 150mm Hiker, Wheat, Lace Up/ Zip Sided, Leather, Steel Toe, PU Sole, Heat & Slip Resistant, Anti-Static, Sizes 4 to 16, Half Sizes 6.5 to 12.5 | OLIVER | OLIVER FOOTWEAR | AT 55-332Z | PURCHASE AS REQUIRED
000025104 | ELECTROLYTE POWDER | Hydration Qwik Sticks, Mixed Flavours, Low Joule, Sugar Free, Carb Free, for Diabetics, 3g Stachet to be mixed into 600ml water (P10) | SQWINCH | THE SQWINCHER CORP (MANUFACTURER) | SQ060119 | CURRENT
000025104 | ELECTROLYTE POWDER | Hydration Qwik Sticks, Mixed Flavours, Low Joule, Sugar Free, Carb Free, for Diabetics, 3g Stachet to be mixed into 600ml water (P10) | ATOMSUPP | ATOM SUPPLY | 500063 | CURRENT
000025104 | ELECTROLYTE POWDER | Hydration Qwik Sticks, Mixed Flavours, Low Joule, Sugar Free, Carb Free, for Diabetics, 3g Stachet to be mixed into 600ml water (P10) | ATOMSUPP | ATOM SUPPLY | 60039425 | CURRENT
000025099 | SWITCH FUSE GEAR | ABB SAFEPLUS VFFF-FV ID AFLR RMU FOUR TRANSFORMER FUSE SWITCH DOUBLE FEEDER CIRCUIT BREAKER; REAR TOP OR FRONT BOTTOM CABLE ENTRY; | ABB | ABB FAN PTY LTD | 510107 | PURCHASE AS REQUIRED
000025099 | SWITCH FUSE GEAR | ABB SAFEPLUS VFFF-FV ID AFLR RMU FOUR TRANSFORMER FUSE SWITCH DOUBLE FEEDER CIRCUIT BREAKER; REAR TOP OR FRONT BOTTOM CABLE ENTRY; | ABB | ABB FAN PTY LTD | 510107CNAFLR | PURCHASE AS REQUIRED
000025315 | CIRCUIT BREAKER | RESIDUAL CURRENT;240 V AC;SINGLE POLE; 25 AMP;6 KA BKG CAP;PACK OF 1; | CNWPL | CNW PL - SLACKS CREEK | EATELQ125C1TD | PURCHASE AS REQUIRED
000024877 | BOX,ELECTRICAL,MULTIAPPLICATION. | SUBSTATION VOLTAGE TRANSFORMER JUNCTION BOX; ENCLOSURE 316 STAINLESS STEEL IP66; 400 H X 600 W X 200MM D, S/DOOR; SUNSTATION VT JUNCTION BOX; | NHP | NHP ELECTRICAL ENGINEERING | MCLSPEC-BIT0525266 | CURRENT
000025106 | LABEL | SELF ADHESIVE SUPER VINYL V90;WHITE MATT PERMANENT 160 GSM; SOLID BACK WITH SLIT BACK;LEGEND METER TYPE DATA LABEL FOR TASMANIAN NETWORK AREA ONLY | IDENMARK | IDENTIMARK SOLUTIONS - 310679 | 25106 | CURRENT
000025106 | LABEL | SELF ADHESIVE SUPER VINYL V90;WHITE MATT PERMANENT 160 GSM; SOLID BACK WITH SLIT BACK;LEGEND METER TYPE DATA LABEL FOR TASMANIAN NETWORK AREA ONLY | CUTLER | CUTLER BRANDS PTY LTD | 25106 | CURRENT
000025106 | LABEL | SELF ADHESIVE SUPER VINYL V90;WHITE MATT PERMANENT 160 GSM; SOLID BACK WITH SLIT BACK;LEGEND METER TYPE DATA LABEL FOR TASMANIAN NETWORK AREA ONLY | ARTCRAFT | ARTCRAFT PTY LTD | 25106 | CURRENT
000025107 | LABEL | Sticker, "National Metering Identifier (NMI)", Self Adhesive Super Vinyl V90, Black Text on White B/Ground, 160gsm, Solid Back with Split Back, Meter Type | IDENMARK | IDENTIMARK SOLUTIONS - 310679 | 25107 | CURRENT
000025107 | LABEL | Sticker, "National Metering Identifier (NMI)", Self Adhesive Super Vinyl V90, Black Text on White B/Ground, 160gsm, Solid Back with Split Back, Meter Type | CUTLER | CUTLER BRANDS PTY LTD | 25107 | CURRENT
000025107 | LABEL | Sticker, "National Metering Identifier (NMI)", Self Adhesive Super Vinyl V90, Black Text on White B/Ground, 160gsm, Solid Back with Split Back, Meter Type | ARTCRAFT | ARTCRAFT PTY LTD | 25107 | CURRENT
000025108 | LABEL | Sticker, "Yurika Metering - SAFETY FIRST! THE BREAKING OF SEALS IS AN OFFENCE", Self Adhesive Vinyl, 30mm, Black Text on Yellow B/Ground, 160gsm, | IDENMARK | IDENTIMARK SOLUTIONS - 310679 | 25108 | CURRENT
000025108 | LABEL | Sticker, "Yurika Metering - SAFETY FIRST! THE BREAKING OF SEALS IS AN OFFENCE", Self Adhesive Vinyl, 30mm, Black Text on Yellow B/Ground, 160gsm, | CUTLER | CUTLER BRANDS PTY LTD | 25108 | CURRENT
000025108 | LABEL | Sticker, "Yurika Metering - SAFETY FIRST! THE BREAKING OF SEALS IS AN OFFENCE", Self Adhesive Vinyl, 30mm, Black Text on Yellow B/Ground, 160gsm, | ARTCRAFT | ARTCRAFT PTY LTD | 25108 | CURRENT
000025109 | TONGS, MATERIAL LIFTING | Model 30 Pole Tong, Pole Scissors, 4.5T 45mm Opening with 6.5T Bow Shackle | BRITECH | BRI-TECH PTY LTD | POLETONG-HD30S | CURRENT
000025109 | TONGS, MATERIAL LIFTING | Model 30 Pole Tong, Pole Scissors, 4.5T 45mm Opening with 6.5T Bow Shackle | ACCULEC | ACCULEC PTY LTD - E18524 | POLETONG-HD30S | CURRENT
000025316 | TEST PROBE,EXTENSION | Voltage Detector Indoor Ext Probe; To Suit Fameco 11-33KV Rated Unit Only, For Use with Indoor Switchgear & RMU's | PENTA | PENTA AUST (TMAC THEW & MCCANN/HYLEC) | PA21440 | PURCHASE AS REQUIRED
000025316 | TEST PROBE,EXTENSION | Voltage Detector Indoor Ext Probe; To Suit Fameco 11-33KV Rated Unit Only, For Use with Indoor Switchgear & RMU's | HYLEC | HYLEC PTY LTD | ANTC260-1 | PURCHASE AS REQUIRED
000025318 | DETECTOR,SYSTEM VOLTAGE | HOUSING, VOLTAGE DETECTOR; HV VOLTAGE DETECTOR YELLOW HOUSING; TO SUIT FAMECA VECTOR 11-33KV RATED UNIT ONLY; COMPLIES WITH IEC61243-1; | HYLEC | HYLEC PTY LTD | BVECJ | PURCHASE AS REQUIRED
000025319 | DETECTOR,SYSTEM VOLTAGE | INDOOR KIT, VOLTAGE DETECTOR; TO SUIT TAG200MR FAMECA 11-33KV RATED UNIT ONLY INCLUDES: VECTOR EXTENSION PROBE, BRASS DISC & HAZEMEYER ORIFICE BRASS ADAPTOR; | PENTA | PENTA AUST (TMAC THEW & MCCANN/HYLEC) | PA21857 | CURRENT
000025319 | DETECTOR,SYSTEM VOLTAGE | INDOOR KIT, VOLTAGE DETECTOR; TO SUIT TAG200MR FAMECA 11-33KV RATED UNIT ONLY INCLUDES: VECTOR EXTENSION PROBE, BRASS DISC & HAZEMEYER ORIFICE BRASS ADAPTOR; | HYLEC | HYLEC PTY LTD | IDKANTEGX | CURRENT
000025081 | TRANSFORMER,CURRENT | POST TYPE;OUTDOOR;145kV; 5 CORE; 4x 1600/1200/1000/400/1 A, 0.1PX2400 R8.0 @ 1600/1A; 1 X 1600/1200/1000/ 400/1A, 10VA CL 1.0 @ 400/1; | EPCINTER | EPC INTERNATIONAL PTY LTD | AGU-145 SC25081 | CURRENT
000025081 | TRANSFORMER,CURRENT | POST TYPE;OUTDOOR;145kV; 5 CORE; 4x 1600/1200/1000/400/1 A, 0.1PX2400 R8.0 @ 1600/1A; 1 X 1600/1200/1000/ 400/1A, 10VA CL 1.0 @ 400/1; | KONCAR | KONCAR - ELECTRICAL INDUSTRY INC | AGU-145 SC25081 | CURRENT
000025082 | TRANSFORMER,CURRENT | POST TYPE;OUTDOOR;145kV; 6 CORE; 4 X 1600/1200/1000/400/1A, 1PX2400R8@1600/1A 1x1600/1200/1000/400/1A 10VACL 1.0@400/1 1x 800/1 A, 5VA CL 0.2 S ext. 200%; | EPCINTER | EPC INTERNATIONAL PTY LTD | AGU-145 SC25082 | CURRENT
000025082 | TRANSFORMER,CURRENT | POST TYPE;OUTDOOR;145kV; 6 CORE; 4 X 1600/1200/1000/400/1A, 1PX2400R8@1600/1A 1x1600/1200/1000/400/1A 10VACL 1.0@400/1 1x 800/1 A, 5VA CL 0.2 S ext. 200%; | KONCAR | KONCAR - ELECTRICAL INDUSTRY INC | AGU-145 SC25082 | CURRENT
000025083 | TRANSFORMER,CURRENT | POST TYPE;OUTDOOR;145kV; 6 CORE; 4X 2400 200/1400/800/1A, 0.1PX3600R12@2400/1 A; 1x2400/2000/800/1A,10VA CL1.0 @800/1; 1x1200/1 A, 5VA CL 0.2 S ext. 200%; | EPCINTER | EPC INTERNATIONAL PTY LTD | AGU-145 SC25083 | CURRENT
000025083 | TRANSFORMER,CURRENT | POST TYPE;OUTDOOR;145kV; 6 CORE; 4X 2400 200/1400/800/1A, 0.1PX3600R12@2400/1 A; 1x2400/2000/800/1A,10VA CL1.0 @800/1; 1x1200/1 A, 5VA CL 0.2 S ext. 200%; | KONCAR | KONCAR - ELECTRICAL INDUSTRY INC | AGU-145 SC25083 | CURRENT
000025084 | TRANSFORMER,CURRENT | 36kV SINGLE PHASE, POST TYPE;OD; 3 CORES 1x2000/1600/1000/800/5A,0.2PX180R0.4@800 /5A; 1X200/1600/1000/5A 15VA5P20 @1000/5 1x2000/1600/1000/800/5 A,0.2PX180R0.4 ON | EPCINTER | EPC INTERNATIONAL PTY LTD | AGU-38 | CURRENT
000025084 | TRANSFORMER,CURRENT | 36kV SINGLE PHASE, POST TYPE;OD; 3 CORES 1x2000/1600/1000/800/5A,0.2PX180R0.4@800 /5A; 1X200/1600/1000/5A 15VA5P20 @1000/5 1x2000/1600/1000/800/5 A,0.2PX180R0.4 ON | KONCAR | KONCAR - ELECTRICAL INDUSTRY INC | AGU-38 | CURRENT
000025085 | TRANSFORMER,CURRENT | 36kV SINGLE PHASE, POST TYPE;OD; 4 CORES 2x1200/600/400/5A, 10VA 5P20 ON 400/5; 2x2000/1600/1000/800/5A, 0.2PX180R0.4 ON 800/5; | EPCINTER | EPC INTERNATIONAL PTY LTD | AGU-38 | CURRENT
000025086 | TRANSFORMER,CURRENT | 36kV SINGLE PHASE, POST TYPE;OD; 4 CORES 2x1600/1200/1000/400/1A,0.1PX1600R8 ON 1600/1; 2x2000/1600/1000/800/1A, 0.2PX2000R10 on 2000/1; | EPCINTER | EPC INTERNATIONAL PTY LTD | AGU-38 | CURRENT
000025086 | TRANSFORMER,CURRENT | 36kV SINGLE PHASE, POST TYPE;OD; 4 CORES 2x1600/1200/1000/400/1A,0.1PX1600R8 ON 1600/1; 2x2000/1600/1000/800/1A, 0.2PX2000R10 on 2000/1; | KONCAR | KONCAR - ELECTRICAL INDUSTRY INC | AGU-38 | CURRENT
000025087 | TRANSFORMER,CURRENT | 36kV SINGLE PHASE, POST TYPE;OD; 4 CORES 3x400/200/100/1A,0.1PX400R2 on 400/1; 1x200/1A,5VA CL 0.2S ext. 200%; | EPCINTER | EPC INTERNATIONAL PTY LTD | AGU-38 | CURRENT
000025087 | TRANSFORMER,CURRENT | 36kV SINGLE PHASE, POST TYPE;OD; 4 CORES 3x400/200/100/1A,0.1PX400R2 on 400/1; 1x200/1A,5VA CL 0.2S ext. 200%; | KONCAR | KONCAR - ELECTRICAL INDUSTRY INC | AGU-38 | CURRENT
000025080 | TRANSFORMER,VOLTAGE | 33kV, 3 Ph, 5 Limb, Outdoor Type, Ratio 33kV/SQRT3:110V/SQRT3, 25VA Class 0.5M 3P, 33kV/SQRT3:110V/SQRT3, 30VA Class 3P c/w Type 4 Terminal Palm Connections, | GFFPOWER | GFF POWER | ID-03-68 | PURCHASE AS REQUIRED
000025088 | TRANSFORMER,VOLTAGE | METERING PROTECTION CAPACITOR VT; O/D; SINGLE PHASE; STN TYPE;COMPOSITE; VERY HEAVY POLLUTION; 132KV/SQRT3/110 V/SQRT3 110 V/SQRT3;50 VA;CLASS 0.2 3P;50 HZ; | EPCINTER | EPC INTERNATIONAL PTY LTD | VCU-145 | PURCHASE AS REQUIRED
000025088 | TRANSFORMER,VOLTAGE | METERING PROTECTION CAPACITOR VT; O/D; SINGLE PHASE; STN TYPE;COMPOSITE; VERY HEAVY POLLUTION; 132KV/SQRT3/110 V/SQRT3 110 V/SQRT3;50 VA;CLASS 0.2 3P;50 HZ; | KONCAR | KONCAR - ELECTRICAL INDUSTRY INC | VCU-145 | PURCHASE AS REQUIRED
000025089 | TRANSFORMER,VOLTAGE | METERING PROTECTION CAPACITOR VT; O/D; SINGLE PHASE; POST TYPE;POLYMER;VERY HEAVY POLLUTION;110 KV/SQRT3,110 V/SQRT3 110 V/SQRT3;50 VA;CLASS 0.2 3P;50 HZ; | EPCINTER | EPC INTERNATIONAL PTY LTD | VCT-123 | PURCHASE AS REQUIRED
000025089 | TRANSFORMER,VOLTAGE | METERING PROTECTION CAPACITOR VT; O/D; SINGLE PHASE; POST TYPE;POLYMER;VERY HEAVY POLLUTION;110 KV/SQRT3,110 V/SQRT3 110 V/SQRT3;50 VA;CLASS 0.2 3P;50 HZ; | KONCAR | KONCAR - ELECTRICAL INDUSTRY INC | VCT-123 | PURCHASE AS REQUIRED
000025111 | TOOL,APPLICATION | TMAC DNOB Hanging Device, Pole Switch Do Not Operate Applicator Assembly, used with Slotted Sunrise Adaptor | PENTA | PENTA AUST (TMAC THEW & MCCANN/HYLEC) | PA00838 | CURRENT
000025111 | TOOL,APPLICATION | TMAC DNOB Hanging Device, Pole Switch Do Not Operate Applicator Assembly, used with Slotted Sunrise Adaptor | HYLEC | HYLEC PTY LTD | UFH | CURRENT
000025111 | TOOL,APPLICATION | TMAC DNOB Hanging Device, Pole Switch Do Not Operate Applicator Assembly, used with Slotted Sunrise Adaptor | THEWMCAN | TMAC THEW & MCCANN GROUP | TM00838 | CURRENT
000025111 | TOOL,APPLICATION | TMAC DNOB Hanging Device, Pole Switch Do Not Operate Applicator Assembly, used with Slotted Sunrise Adaptor | THEWMCAN | TMAC THEW & MCCANN GROUP | 25111 | CURRENT
000025321 | BLADE,CABLE STRIPPER | Replacement Alroc CCT Stripper Blade, Long, for Longitudinal Cutting 3.3mm | PENTA | PENTA AUST (TMAC THEW & MCCANN/HYLEC) | PA21229 | CURRENT
000025321 | BLADE,CABLE STRIPPER | Replacement Alroc CCT Stripper Blade, Long, for Longitudinal Cutting 3.3mm | HYLEC | HYLEC PTY LTD | MTLP4/3.3 | CURRENT
000025325 | CONTROL,TEMPERATURE | DR-E3;TRANSFORMER TEMPERATURE MONITOR;COOLER CONTROL;OVER TEMPERATURE ALARM & RELAY TRIP; TRANSFORMER OLTC & GENERAL ALARM; | WILSONTR | WILSON POWER TRANSFORMER | DR-E3 | CURRENT
000025326 | FUSE,CARTRIDGE | VOLTAGE TRANSFORMER FUSE LINK; HV HRC FUSE 12KV, 3.15A, 45KA WITH 11KV/SQRT3/ 110V/SQRT3 BUSSMAN PART: 12OBCNA3.15; | COOPELEC | COOPER ELECTRICAL AUSTRALIA PTY LTD | 12OBCNA3.15 | MAINTENANCE STOCK
000025324 | SWITCHBOARD,POWER | 11KV 3 PHASE, 2000A, 25KA, AFL,R SINGLE BUSBAR METAL ENCLOSED SWITCHBOARD WITH FIXED SWITCHGEAR CONSISTING OF 1 X 2000A TFORMER CB, 1 X 2000A A BUS TIE CB, | HAWKSIDD | HAWKER SIDDELEY SWITCHGEAR LTD | QLD17-049 REV.01 | PURCHASE AS REQUIRED
002461200 | STRIPPER,CABLE,HAND | SELF ADJUSTING, CUTTING & STRIPPING 0.2-6MM2 CU OR AL; STOPPER FOR ADJUSTING STRIP LENGTH; CABLE DIAMETERS 0.5 TO 3MM; | TDETOOLS | TRADE TOOLS DIRECT (GEEBUNG) | 6805 | CURRENT
002461200 | STRIPPER,CABLE,HAND | SELF ADJUSTING, CUTTING & STRIPPING 0.2-6MM2 CU OR AL; STOPPER FOR ADJUSTING STRIP LENGTH; CABLE DIAMETERS 0.5 TO 3MM; | TDETOOLS | TRADE TOOLS DIRECT (GEEBUNG) | CWS1 | CURRENT
002461200 | STRIPPER,CABLE,HAND | SELF ADJUSTING, CUTTING & STRIPPING 0.2-6MM2 CU OR AL; STOPPER FOR ADJUSTING STRIP LENGTH; CABLE DIAMETERS 0.5 TO 3MM; | REXEL | REXEL PTY LTD | CWS1 | CURRENT
002461333 | STRIPPER,CABLE,HAND | SWIVEL BLADE FOR REMOVING INSULATION OR OUTER SHEATH FROM LV CABLES; CABLE FROM 4.5 TO 40MM DIA; CUT DEPTH 0 - 3MM; LONGITUDINAL, HELICAL & CIRCULAR CUTS; | SPECFORC | SPECIALISED FORCE | GREENLEE 1903 | CURRENT
002461333 | STRIPPER,CABLE,HAND | SWIVEL BLADE FOR REMOVING INSULATION OR OUTER SHEATH FROM LV CABLES; CABLE FROM 4.5 TO 40MM DIA; CUT DEPTH 0 - 3MM; LONGITUDINAL, HELICAL & CIRCULAR CUTS; | SPECFORC | SPECIALISED FORCE | 12679 | CURRENT
002461341 | BLADE,CABLE STRIPPER | Replacement Blade, suit Greenlee 1903 Cable Stripper, Pack of 2 | SPECFORC | SPECIALISED FORCE | 13544 | CURRENT
002402357 | STRIPPER,CABLE,HAND | HAND HELD 2 X2 STYLE STRIPPER FOR LV ABC CABLE ONLY; CABLE SIZE 25MM2 AND 95MM2 WITH SUPPLIED HEADS; HELICAL CUTS, POSITIONED ON CABLE USING TUBE SYSTEM; | THEWMCAN | TMAC THEW & MCCANN GROUP | TM10297 | CURRENT
002402357 | STRIPPER,CABLE,HAND | HAND HELD 2 X2 STYLE STRIPPER FOR LV ABC CABLE ONLY; CABLE SIZE 25MM2 AND 95MM2 WITH SUPPLIED HEADS; HELICAL CUTS, POSITIONED ON CABLE USING TUBE SYSTEM; | AMPLITUD | AMPLITUDE PTY LTD - 396777 | 36101H-2595 | CURRENT
000025327 | CUTTER,CABLE,HAND OPERATED | Intercable, Cable Screen Cutter HLS Kit in Rigid Case, Contains: Cutter, Stop Clamp, Silicon Grease | SPECFORC | SPECIALISED FORCE | HCS1342 | PURCHASE AS REQUIRED
000025327 | CUTTER,CABLE,HAND OPERATED | Intercable, Cable Screen Cutter HLS Kit in Rigid Case, Contains: Cutter, Stop Clamp, Silicon Grease | INTERCBL | INTERCABLE TOOLS SRL (MANUFACTURER) | AV6400 | PURCHASE AS REQUIRED
000104474 | STRIPPER,CABLE,HAND | SQUARE CUT BUSHING 50MM/35MM ABC TO SUIT RIPLEY 2X2 CABLE END STRIPPER SC2402357; | THEWMCAN | TMAC THEW & MCCANN GROUP | TM10022 | CURRENT
000104474 | STRIPPER,CABLE,HAND | SQUARE CUT BUSHING 50MM/35MM ABC TO SUIT RIPLEY 2X2 CABLE END STRIPPER SC2402357; | AMPLITUD | AMPLITUDE PTY LTD - 396777 | 47550 | CURRENT
002423929 | STRIPPER,CABLE,HAND | STRIPPER FOR REMOVAL OF OUTER SHEATH & INSULATION FROM LV/HV CABLES; CABLE DIA 12.7 - 44.5MM; CUT DEPTH 0.5 - 12MM; CIRCULAR & HELICAL CUT; | TEN | THE ENERGY NETWORK | 1542-2CL-1 | CURRENT
002423937 | BLADE,CABLE STRIPPER | Spare Blade, suit Speed Stripper, Model 1542-2CL1 | TEN | THE ENERGY NETWORK | 1562 | CURRENT
002452365 | STRIPPER,CABLE,HAND | CHAMFERING TOOL TO CUT 45 DEGREE BEVEL ON THE INSULATION CABLES; CABLE DIA 12 - 34MM; INSULATION THICKNESS 4.5MM - 9.0MM; SPEED SYSTEM CT-1-4.0; | SPECFORC | SPECIALISED FORCE | CT-1-4.0 | CURRENT
002452365 | STRIPPER,CABLE,HAND | CHAMFERING TOOL TO CUT 45 DEGREE BEVEL ON THE INSULATION CABLES; CABLE DIA 12 - 34MM; INSULATION THICKNESS 4.5MM - 9.0MM; SPEED SYSTEM CT-1-4.0; | TEN | THE ENERGY NETWORK | CT-1 | CURRENT
002452373 | BLADE,CABLE STRIPPER | Replacement Blade CT1/CT2, suit Chamfering Tool (blade modified as per Ergon Spec) | SPECFORC | SPECIALISED FORCE | 2672-4.0 | CURRENT
002461739 | KNIFE,LINEMANS | ELECTRICIANS STRAIGHT BLADE; HEAT TREATED, SAFETY HOLDER C/W SHARPENER AND BELT LOOP; BLADE LENGTH 80MM; RUBBER GRIP HANDLE; EFFECTIVE FOR GLOVED HANDS; | ATOMSUPP | ATOM SUPPLY | 40029801 | CURRENT
002461739 | KNIFE,LINEMANS | ELECTRICIANS STRAIGHT BLADE; HEAT TREATED, SAFETY HOLDER C/W SHARPENER AND BELT LOOP; BLADE LENGTH 80MM; RUBBER GRIP HANDLE; EFFECTIVE FOR GLOVED HANDS; | TOTTOOL | TOTAL TOOLS VIRGINIA | PRONTO113946 | CURRENT
002461739 | KNIFE,LINEMANS | ELECTRICIANS STRAIGHT BLADE; HEAT TREATED, SAFETY HOLDER C/W SHARPENER AND BELT LOOP; BLADE LENGTH 80MM; RUBBER GRIP HANDLE; EFFECTIVE FOR GLOVED HANDS; | TDETOOLS | TRADE TOOLS DIRECT (GEEBUNG) | LE325 | CURRENT
002461739 | KNIFE,LINEMANS | ELECTRICIANS STRAIGHT BLADE; HEAT TREATED, SAFETY HOLDER C/W SHARPENER AND BELT LOOP; BLADE LENGTH 80MM; RUBBER GRIP HANDLE; EFFECTIVE FOR GLOVED HANDS; | ATOMSUPP | ATOM SUPPLY | LE325 | CURRENT
000025328 | BEND,NONMETALLIC RIGID CONDUIT | UPVC;ORANGE 80 MM NOM SIZE;LT DUTY 30 DEG;2.5 M RAD;SOCKET MOULDED ONE END CONDUIT;PACK OF 1 | TRI UGRD | TRI UNDERGROUND AUSTRALIA PTY LTD | LDE80302500MFS | CURRENT
000025329 | BEND,NONMETALLIC RIGID CONDUIT | UPVC;ORANGE 125 MM NOM SIZE;HVY DUTY 15 DEG;2.5 M RAD;SOCKET MOULDED ONE END SOLID WALL CONDUIT;PACK OF 1 | TRI UGRD | TRI UNDERGROUND AUSTRALIA PTY LTD | SWHDE125152500MFS | CURRENT
000025330 | BEND,NONMETALLIC RIGID CONDUIT | UPVC;ORANGE 125 MM NOM SIZE;HVY DUTY 30 DEG;2.5 M RAD;SOCKET MOULDED ONE END SOLID WALL CONDUIT;PACK OF 1 | TRI UGRD | TRI UNDERGROUND AUSTRALIA PTY LTD | SWHDE125302500MFS | CURRENT
000024879 | PANEL,ASSEMBLY | 3 VT CHANGE OVER BOX; STAINLESS STEEL; 600 MM W,800 MM H,300 MM D S/DOOR; C/W PLC & SICM;USED IN SUBSTNS; | ERGON | ERGON ENERGY | 24879 | CURRENT
ACU100 | METER COMMUNICATION KIT | ED07EN Mk7C Atlas 2, 1 Element, 240V, 10-100A, Class 1, Bottom Connected c/w Integrated, Slave Config No Modem | ACUMEN | ACUMEN METERING PL | ED07-EN | CURRENT
002461747 | STONE,SHARPENING | 2 STEP KNIFE SHARPENER; PULL THROUGH STYLE C/W COARSE CARBIDE STEEL & FINE CERAMIC RODS TO HONE KNIFE BLADES; | TOTTOOL | TOTAL TOOLS VIRGINIA | PRONTO107175 | CURRENT
000025332 | BLADE,CABLE STRIPPER | LV ABC STRIPPER; RIPLEY 16MM ADDITIONAL SQUARE CUT BUSHING; PENCIL STYLE STRIPPING HEAD; | ENERGYNW | THE ENERGY NETWORK | 10-40075 | CURRENT
000025332 | BLADE,CABLE STRIPPER | LV ABC STRIPPER; RIPLEY 16MM ADDITIONAL SQUARE CUT BUSHING; PENCIL STYLE STRIPPING HEAD; | AMPLITUD | AMPLITUDE PTY LTD - 396777 | 10-40075 | CURRENT
000025333 | BLADE,CABLE STRIPPER | LV ABC STRIPPER; RIPLEY 25MM ADDITIONAL SQUARE CUT BUSHING; PENCIL STYLE STRIPPING HEAD; | ENERGYNW | THE ENERGY NETWORK | 10-38540 | CURRENT
000025333 | BLADE,CABLE STRIPPER | LV ABC STRIPPER; RIPLEY 25MM ADDITIONAL SQUARE CUT BUSHING; PENCIL STYLE STRIPPING HEAD; | AMPLITUD | AMPLITUDE PTY LTD - 396777 | 10-38540 | CURRENT
000025334 | BLADE,CABLE STRIPPER | LV ABC STRIPPER; RIPLEY 35MM ADDITIONAL SQUARE CUT BUSHING; PENCIL STYLE STRIPPING HEAD; | ENERGYNW | THE ENERGY NETWORK | 10-41540 | CURRENT
000025334 | BLADE,CABLE STRIPPER | LV ABC STRIPPER; RIPLEY 35MM ADDITIONAL SQUARE CUT BUSHING; PENCIL STYLE STRIPPING HEAD; | AMPLITUD | AMPLITUDE PTY LTD - 396777 | 10-41540 | CURRENT
000025335 | BLADE,CABLE STRIPPER | LV ABC STRIPPER; RIPLEY 70MM ADDITIONAL SQUARE CUT BUSHING; PENCIL STYLE STRIPPING HEAD; | ENERGYNW | THE ENERGY NETWORK | 10-52540 | CURRENT
000025335 | BLADE,CABLE STRIPPER | LV ABC STRIPPER; RIPLEY 70MM ADDITIONAL SQUARE CUT BUSHING; PENCIL STYLE STRIPPING HEAD; | AMPLITUD | AMPLITUDE PTY LTD - 396777 | 10-52540 | CURRENT
000025336 | BLADE,CABLE STRIPPER | STRIPPER 95 LV ABC & LV CU; RIPLEY 95MM ADDITIONAL SQUARE CUT BUSHING; PENCIL STYLE STRIPPING HEAD; | ENERGYNW | THE ENERGY NETWORK | 10-64060 | CURRENT
000025336 | BLADE,CABLE STRIPPER | STRIPPER 95 LV ABC & LV CU; RIPLEY 95MM ADDITIONAL SQUARE CUT BUSHING; PENCIL STYLE STRIPPING HEAD; | AMPLITUD | AMPLITUDE PTY LTD - 396777 | 10-64060 | CURRENT
000025337 | BLADE,CABLE STRIPPER | STRIPPER LV 120MM; RIPLEY 120MM ADDITIONAL SQUARE CUT BUSHING; PENCIL STYLE STRIPPING HEAD; | ENERGYNW | THE ENERGY NETWORK | 10-67550 | CURRENT
000025337 | BLADE,CABLE STRIPPER | STRIPPER LV 120MM; RIPLEY 120MM ADDITIONAL SQUARE CUT BUSHING; PENCIL STYLE STRIPPING HEAD; | AMPLITUD | AMPLITUDE PTY LTD - 396777 | 10-67550 | CURRENT
ACU200 | METER COMMUNICATION KIT | ACUMEN; EDMI MK7A; 4G MODEM SINGLE PHASE; 2 ELEMENT METERS; | ACUMEN | ACUMEN METERING PL | ACUMEN MK7A 4G | CURRENT
ACU300 | METER COMMUNICATION KIT | ACUMEN; EDMI MK10D 3 PHASE METER | ACUMEN | ACUMEN METERING PL | ACUMEN MK10D | CURRENT
ACU400 | METER,WATTHOUR | Acumen; L&G LG02 Single Phase; U1325; 2 Element Meter | ACUMEN | ACUMEN METERING PL | U1325DNN2NBN001ACM | CURRENT
ACU400 | METER,WATTHOUR | Acumen; L&G LG02 Single Phase; U1325; 2 Element Meter | ACUMEN | ACUMEN METERING PL | ACUMEN LG U1325 SINGLE PHASE | CURRENT
ACU500 | METER,WATTHOUR | Acumen; L&G LG06 Three Phase U3400 or U3401; 3 Phase Meter; | ACUMEN | ACUMEN METERING PL | U3400DL3NNNS001ACM | CURRENT
ACU500 | METER,WATTHOUR | Acumen; L&G LG06 Three Phase U3400 or U3401; 3 Phase Meter; | ACUMEN | ACUMEN METERING PL | ACUMEN LG THREE PHASE | CURRENT
ACU600 | ANTENNA, KIT | Acumen; Stubby; Black or White; Mid Gain Antenna Kit; Panorama | ACUMEN | ACUMEN METERING PL | IN2139 | CURRENT
ACU600 | ANTENNA, KIT | Acumen; Stubby; Black or White; Mid Gain Antenna Kit; Panorama | ACUMEN | ACUMEN METERING PL | ANTPIN24SBXLG | CURRENT
ACU600 | ANTENNA, KIT | Acumen; Stubby; Black or White; Mid Gain Antenna Kit; Panorama | ACUMEN | ACUMEN METERING PL | ACUMEN MID GAIN ANTENNA | CURRENT
000025339 | HAT,SUN | BUCKET HAT; STONE COLOUR; SIZE M-L PART 81Y100; | AUSDEF | AUSTRALIAN DEFENCE APPAREL | 81Y100 M - L | PHASING
S820362 | CABLE,POWER,ELECTRICAL | CBL:PWR;6.35/11KV,95MM2,AL,ALUM,TR-XLPE CABLE,POWER,ELECTRICAL 6.35/11 KV;95 SQ MM;TRIPLEX STRANDED CIRCULAR COMPACTED W B AL;TRXLPE/CU SCREEN/WBT/HDPE; CUT TO L | MIDLANDS | MIDLAND METALS | MMO-11KV 3X1X95ATRXSCRWBTH | CURRENT
S820364 | CABLE,POWER,ELECTRICAL | CBL:PWR;0.6/1KV,240MM2,4C,AL,ALUM,XLPE CABLE,POWER,ELECTRICAL 0.6/1 KV;240 SQ M M;4C SECTOR SHAPED STRANDED AL;XLPE/PVC; CUT TO LENGTH MATERIALS SALES ONLY; | MIDLANDS | MIDLAND METALS | MMO-LV 4X240AP | CURRENT
S825093 | CABLE,POWER,ELECTRICAL | 6.35/11 KV;35SQ MM;TRIPLEX;STRANDED CIRCULAR COMPACTED WB AL; TRXLPE/ WBT/ CWS/WBT/MDPE; CUT TO LENGTH MATERIAL SALES ONLY; | MIDLANDS | MIDLAND METALS | MMO-11KV 3X1X35ATRXWBTSCRWBTH | CURRENT
ACT050 | METER COMMUNICATION KIT | PLUS ES; MK7C EDMI SINGLE PHASE; SINGLE ELEMENT TYPE 4 ELECTRONIC METER; C/W MODEM & SIM CARD INSTALLED; | ACSTREAM | ACTIVE STREAM METER PROVIDER | MK7C - 4G ELM400 | CURRENT
ACT150 | METER COMMUNICATION KIT | PLUS ES; MK7A2 EDMI SINGLE PHASE, TWIN ELEMENT TYPE 4 ELECTRONIC METER; C/W MODEM & SIM CARD INSTALLED; | ACSTREAM | ACTIVE STREAM METER PROVIDER | 7A2 | CURRENT
ACT250 | METER COMMUNICATION KIT | PLUS ES; MK10D; EDMI THREE PHASE, SINGLE ELEMENT TYPE 4 ELECTRONIC METER; C/W MODEM & SIM CARD INSTALLED; | ACSTREAM | ACTIVE STREAM METER PROVIDER | MK10D - 4G ELM400 | CURRENT
ACT350 | ANTENNA | ACTIVE STREAM; PANORAMA LPB-7-27-2F ROBUST LOW PROFILE 2G/3G/4G ANTENNA; C/W 2 M CABLE, BRACKET & FME CONNECTOR; | ACSTREAM | ACTIVE STREAM METER PROVIDER | WS-DOL-7-27 | PURCHASE AS REQUIRED
ACT350 | ANTENNA | ACTIVE STREAM; PANORAMA LPB-7-27-2F ROBUST LOW PROFILE 2G/3G/4G ANTENNA; C/W 2 M CABLE, BRACKET & FME CONNECTOR; | ACSTREAM | ACTIVE STREAM METER PROVIDER | LPB-7-27-2F | PURCHASE AS REQUIRED
ACT450 | COVER,TERMINAL | ACTIVE STREAM; EDMI-PLAS1680 STANDARD (SHORT) TERMINAL COVER TO SUIT MK10D METER ONLY; | ACSTREAM | ACTIVE STREAM METER PROVIDER | EDMI-PLAS1680 | CURRENT
002466654 | SPLICE,CONDUCTOR | SPLC:WIRE;MECH SHEAR HD BOLT,6 TO 11.3MM SPLICE,CONDUCTOR Mechanical Shear Head B olts, Extra HT, 25kN, 420A, Cable Range 6-11.3mm Dia, suit AAC/AAAC/ACSR (scm) | SICAME | SICAME AUSTRALIA PTY LTD | MTRS06-11-EHT | CURRENT
002466662 | SPLICE,CONDUCTOR | SPLC:WIRE;MECH SHEAR HD BOLT,10 TO 14.3M SPLICE,CONDUCTOR Mechanical Shear Head B olts, Extra HT, 34kN, 570A, Cable Range 10-14.3mm Dia, suit AAC/AAAC/ACSR (scm) | SICAME | SICAME AUSTRALIA PTY LTD | MTRS10-14-EHT | CURRENT
000025340 | BLADE,CABLE STRIPPER | STRIPPER CCT; HAYCO ADJUSTABLE, BLADE FOR STRIPPING CCT AND LV ABC; | PENTA | PENTA AUST (TMAC THEW & MCCANN/HYLEC) | PA21672 | CURRENT
000025340 | BLADE,CABLE STRIPPER | STRIPPER CCT; HAYCO ADJUSTABLE, BLADE FOR STRIPPING CCT AND LV ABC; | HYLEC | HYLEC PTY LTD | HSC40 | CURRENT
000025338 | VOLTAGE SENSOR | 33KV FKTB36 VOLTAGE SENSOR; BIL 170KV; CAP 7.5PF +/- 15%; 10M COAXIAL RG58.6MM CONNECTION LEADS WITH CAPDIS S2+, CAP SELECTION MODULE; | DELSTAR | DELSTAR AUSTRALIA PL | FKTB36 | PURCHASE AS REQUIRED
000025344 | CRIMPING TOOL,HYDRAULIC | Intercable Battery Pump, Remote Control, 700 Bar Operating Pressure 70MPa, 800ml Tank Capacity, Custom Coupling c/w Carry Bag, for operating Hydraulic Tools | SPECFORC | SPECIALISED FORCE | CP700-EG | CURRENT
002470813 | OHMMETER | RMO-H3 Micro-Ohmmeter, 300A, Hand Held c/w Current & Sense Cables 1.3m with TTA Clamps | MEGGER | MEGGER PTY LTD | DRLO200-EN | CURRENT
002470813 | OHMMETER | RMO-H3 Micro-Ohmmeter, 300A, Hand Held c/w Current & Sense Cables 1.3m with TTA Clamps | TES | TEST EQUIPMENT SOLUTIONS | AEMC6292 | CURRENT
002470813 | OHMMETER | RMO-H3 Micro-Ohmmeter, 300A, Hand Held c/w Current & Sense Cables 1.3m with TTA Clamps | PACTEST | PACIFIC TEST EQUIPMENT P/L | RMO-H3/CS2-1Z3-16CLKP | CURRENT
000025346 | JOINT,ELECTRICAL POWER CABLE | 132kV, Pre-Moulded Silicone Rubber Joint Straight Through & Cross Bonding, suit 1600mm2 WBCu/XLPE/CCu/MPDE c/w Screw Type Connector, 2 x Joint Housings, | NKT | NKT CABLES AUSTRALIA P/L | SM 145- S | CURRENT
000025347 | METER,WATTHOUR | EMC1, 2 Element, 230/240V, 10-100A, Class 1, Bottom Connected, Load Profiling TOU Meter, RFID/SmartCard Enabled Prepayment Meter, Comms Enabled | AMS | AMS INTERNATIONAL TECHNOLOGIES PL | EMC1.Y+SM01-AU-MECR-08 | PURCHASE AS REQUIRED
000025348 | METER,WATTHOUR | EMA1, 1 Element, 230/240V, 10-100A, Class 1, Bottom Connected, Load Profiling TOU Meter, RFID/SmartCard Enabled Prepayment Meter, Comms Enabled | AMS | AMS INTERNATIONAL TECHNOLOGIES PL | EMA1.Y+SM01-AU-MECR-08 | PURCHASE AS REQUIRED
000025349 | ADAPTOR | 1/2" DR 1/2"F - 3/4"M; 1/2 DV TO 3/4 M; | BLKWOOD | J BLACKWOOD & SON LTD | 04261816 | PHASING
000025349 | ADAPTOR | 1/2" DR 1/2"F - 3/4"M; 1/2 DV TO 3/4 M; | C&LTOOL | CALTCO T/A C&L TOOL CENTRE | 19159 | PHASING
000025350 | WRENCH,SOCKET | SOCKET IMPACT 3/4 SQ DR HEX AF1 11/16"; SOCKET 1 11/16; | BLKWOODS | J BLACKWOOD & SON LTD | 03909807 | CURRENT
000025351 | LUBRICATING OIL,ENGINE | DIESEL MOTOR OIL, CASTROL, VECTON LD SAE 10W-40; LS, 5 L BOTTLE, 3 PER CARTON SYNTHETIC OIL FOR SHELLBY SCANIA ONLY TOP UP OIL FOR GENERATOR SERVICES; | CASTROL | CASTROL | 3380372 | CURRENT
000025352 | CYLINDER,GAS | Empty Cylinder, 10kg, for SF6 Used Contaminated Gas < 97%, Brown Body, Golden Yellow Shoulder, Type 31 Valve c/w Handle | CATALINA | CATALINA INDUSTRIES PL | 10KG BROWN + GOLD YELLOW | PURCHASE AS REQUIRED
000025354 | CYLINDER,GAS | Empty Cylinder, Size G, for SF6 Used Contaminated Gas < 97%, Brown Body, Golden Yellow Shoulder, Type 31 Valve | CATALINA | CATALINA INDUSTRIES PL | G SIZE BROWN + GOLD YELLOW | PURCHASE AS REQUIRED
000025362 | CONNECTOR,CABLE,ELECTRICAL | 11KV; DEAD BREAK ELBOW TERMINATION; BOLTED TYPE C2; 300SQMM CSA;28.9MM-40MM DIA OVER INSULATION; EARTHS CONNECTED; U/W SKID SUBS; 3 PHASE KIT, 1 KIT = | NKT | NKT CABLES AUSTRALIA P/L | ENE2658246T3 | CURRENT
000025363 | CONNECTOR,CABLE,ELECTRICAL | 11KV;DEAD BREAK ELBOW TERMINATION; BOLTED TYPE C2; 300SQMM CSA;28.9MM-40MM DIA OVER INSULATION; EARTHS CONNECTED; U/W SKID SUBS; 3 PHASE KIT, 1 KIT = | NKT | NKT CABLES AUSTRALIA P/L | ENE2658346T4 | CURRENT
S820363 | CABLE,POWER,ELECTRICAL | CBL:PWR;6.35/11KV,240MM2,AL,ALUM,TR-XLPE CABLE,POWER,ELECTRICAL 6.35/11 KV;240 SQ MM;TRIPLEX STRANDED CIRCULAR COMPACTED WB AL;TRXLPE/CU SCREEN/WBT/HDPE; CUT TO | MIDLANDS | MIDLAND METALS | MMO-11KV 3X1X240ATRXSCRWBTH | CURRENT
S820365 | CABLE,POWER,ELECTRICAL | CBL:PWR;0.6/1KV,16MM2,4C,ANNLD CU,XLPE CABLE,POWER,ELECTRICAL 0.6/1 KV;16 SQ MM ;4C CIRCULAR ANNEALED COMPACTED CU;XLPE/ PVC; MATERIAL SALES ONLY | MIDLANDS | MIDLAND METALS | MMO-LV 4X16CP | CURRENT
000025364 | CONNECTOR,CABLE,ELECTRICAL | 11KV;DEAD BREAK ELBOW TERMINATION; BOLTED TYPE C2; 300SQMM CSA; 28.9MM-40MM DIA OVER INSULATION; NO EARTHS; U/W SKID SUBS; 3 PHASE KIT, 1 KIT = 3 TERMINATION | NKT | NKT CABLES AUSTRALIA P/L | ENE2658246T5 | CURRENT
000025365 | CONNECTOR,CABLE,ELECTRICAL | 11 KV;DEAD BREAK ELBOW TERMINATION; BOLTED TYPE C1 (630 AMP); 95SQMM CSA; 28.9MM-40MM DIA OVER INSULATION; U/W SKID SUBS; 3 PHASE KIT, 1 KIT = 3 X TERM | NKT | NKT CABLES AUSTRALIA P/L | ENE2632142T6 | CURRENT
000025361 | CONNECTOR,CABLE,ELECTRICAL | 33 KV;DEAD BREAK ELBOW TERMINATION; BOLTED TYPE 1 (630AMP); 95 SQ MM CSA; 28.9MM-40MM DIA OVER INSULATION; EARTHS CONNECTED; U/W SKID SUBSTATIONS; | NKT | NKT CABLES AUSTRALIA P/L | ENE2633119T1 | CURRENT
000025360 | CONNECTOR,CABLE,ELECTRICAL | 33 KV;DEAD BREAK ELBOW TERMINATION; BOLTED TYPE 2 (630 AMP); 95 SQ MM CSA; 28.9MM-40MM DIA OVER INSULATION;NO EARTH U/W SKID SUBS; CB 36-630 ELBOWS; | NKT | NKT CABLES AUSTRALIA P/L | ENE2633119T2 | CURRENT
000025355 | CIRCUIT BREAKER | INDOOR, VACUUM, SBV1, 2000 AMP, 110V DC; TRANSFORMER AND BUS SECTION CB; INCLUDES PD TESTING; | SCHNEDER | SCHNEIDER PTY LTD | 12 KV SBV1 VACUUM CB | STRATEGIC SPARE
000024878 | PLATE,BLANKING | EQUIPMENT PLATE, P123 CUTOUT; SCHNEIDER P123 RELAY CUTOUT; VERTICAL PLATE SIZE 194 X 156 SUITABLE TO REPLACE REYROLLE ARGUS1; | ERGON | ERGON ENERGY | CCSTD-EP022-36 AMD-A (SC24878) | CURRENT
ACT550 | MODEM,COMMUNICATIONS | ACTIVE STREAM: NDM 3G WIRELESS MODEM; C/W SIM CARD INSTALLED | ACSTREAM | ACTIVE STREAM METER PROVIDER | MDMEWM100 | CURRENT
002464998 | CABLE GLAND | Nylon, M16, 5-10mm OD, 15mm Lg Thread, A/F 21.8mm, Black, IP68 | HAYMANS | HAYMANS ELECTRICAL | ALCMG16 | CURRENT
002464998 | CABLE GLAND | Nylon, M16, 5-10mm OD, 15mm Lg Thread, A/F 21.8mm, Black, IP68 | LEGEND | LEGEND POWER SYSTEMS | CAB GN16 | CURRENT
002464998 | CABLE GLAND | Nylon, M16, 5-10mm OD, 15mm Lg Thread, A/F 21.8mm, Black, IP68 | CNWPL | CNW PL - SLACKS CREEK | CAB GN16 | CURRENT
002464998 | CABLE GLAND | Nylon, M16, 5-10mm OD, 15mm Lg Thread, A/F 21.8mm, Black, IP68 | CABAC | CABAC (MANUFACTURER) | GN16 | CURRENT
000005027 | TRANSFORMER,VOLTAGE | 36kV, IVT, 50Hz, Post Type 1Ph Outdoor c/w Metering Accuracy Tests | EPCINTER | EPC INTERNATIONAL PTY LTD | M172164 | PURCHASE AS REQUIRED
000005027 | TRANSFORMER,VOLTAGE | 36kV, IVT, 50Hz, Post Type 1Ph Outdoor c/w Metering Accuracy Tests | KONCAR | KONCAR - ELECTRICAL INDUSTRY INC | M172164 | PURCHASE AS REQUIRED
ACT650 | LABEL | ACTIVE STREAM NMI LABEL EDMI (SINGLE LABELS) | ACSTREAM | ACTIVE STREAM METER PROVIDER | AGL-NMI-001 | CURRENT
000405883 | BRACKET,MOUNTING | STEEL;GALV;FOR USE ON 11 KV & 33 KV NARROW TRIDENT CONSTRUCTIONS; ERGON DWG 875169 01 REV B; PALLET OF 16,PALLET WEIGHT 320 KG; | EZYSTRUT | EZYSTRUT CABLE & PIPE SUPPORTS | E405883 | CURRENT
000025382 | ENCLOSURE,ELECTRICAL BOX | PRE-WIRED METER ENCLOSURE; 1 FDR-3P4W; 110V DC AUX; ENCLSURE; 800MM H X 600MM W X 400MM D; WIRED TO DWG MDS 589-A3; FOR METERING; | NHP | NHP ELECTRICAL ENGINEERING | MDS 589-A3 | CURRENT
000025385 | ENCLOSURE,ELECTRICAL BOX | PRE-WIRED METER ENCLOSURE; 1 FDR-3P4W 240V AC AUX; ENCLOSURE;800MM H X 600MM W 400MM D; WIRED TO DWG MDS 592-A3; FOR METERING; | NHP | NHP ELECTRICAL ENGINEERING | MDS 592-A3 | CURRENT
000025388 | ENCLOSURE,ELECTRICAL BOX | PRE-WIRED METER ENCLOSURE;1 FDR-3P4W; 110VDC AUX; ALARM 240V AC AUX;ENCLOSURE 800MM H X 600MM W X 400MM D; WIRED TO DWG MDS 594-A3; FOR METERING; | NHP | NHP ELECTRICAL ENGINEERING | MDS594-A3 | CURRENT
000025391 | ENCLOSURE,ELECTRICAL BOX | PRE-WIRED METER ENCLOSURE; 2 FDR-3P4W ENCLOSURE; 800MM H X 600MM W X 400MM D; WIRED TO DWG MDS 595-A3; FOR METERING; | NHP | NHP ELECTRICAL ENGINEERING | MDS 595-A3 | CURRENT
000025394 | ENCLOSURE,ELECTRICAL BOX | PRE-WIRED METER ENCLOSURE; 2 FDR-3P4W ENCLOSURE; 800MM H X 600MM W X 400MM D; WIRED TO DWG MDS 596-A3; FOR METERING; | NHP | NHP ELECTRICAL ENGINEERING | MDS 596-A3 | CURRENT
000025397 | ENCLOSURE,ELECTRICAL BOX | PRE-WIRED METER ENCLOSURE; 2 FDR-3P4W 110V DC AUX ALARM ENCLOSURE; 800MM H X 600MM W X 400MM D; WIRED TO DWG MDS 599-A3; FOR METERING; | NHP | NHP ELECTRICAL ENGINEERING | MDS 599-A3 | CURRENT
000025383 | GREASE,SPECIAL PURPOSE | PHISTERER MV GREASE; U/W PLUGGING IN PFISTERER TERMINATIONS & DUMMY PLUGS; | INTERTEC | INTERTECH ENGINEERING PTY LTD | 558 228 008 | CURRENT
000025356 | SWITCHGEAR,FEEDER | FEEDER SWGR UNIT;12 KV;1250 A;25KA; 2000 A BUS; METAL ENCLOSED FIXED SWGR; 110V DC AUX SUPPLY C/W CURRENT TFMRS 30C EF SEF CBF (P142) FD & IS IR (RED 615); | SCHNEDER | SCHNEIDER PTY LTD | 10142D ITEM 148 | CURRENT
000025020 | METER,ENERGY | MK7A PAYGUARD; BOTTOM CONNECTED SINGLE ELEMENT 240V 10-100 A; LOAD PROFILING1 WITH COMMUNICATIONS INTERFACE; (TYPE 4 SMALL) METERING DYNAMICS; PROGRAM ID | EDMI | EDMI PTY LTD | 7A11-A344-29-F211-PLC2-6011 | PURCHASE AS REQUIRED
002467058 | FIXTURE,LIGHTING | 50W RoadFlair BRP391 (L50A) 4K, Major Road, EQTS 05-01-02 (scm) | PHILLIPS | NORM PHILLIPS & CO (QLD) PTY LTD | BRP391LED60/NW50WDWVPSDP7ANZ | PHASING
002467066 | FIXTURE,LIGHTING | 90W RoadFlair BRP392 (L90A) 4K, Major Road, EQTS 05-01-02 (scm) | PHILLIPS | NORM PHILLIPS & CO (QLD) PTY LTD | BRP392LED108/NW90WDWVPSDP7ANZ | PHASING
002467074 | FIXTURE,LIGHTING | 80W RoadFlair BRP391 (L80A) 4K, Major Road, EQTS 05-01-02 (scm) | PHILLIPS | NORM PHILLIPS & CO (QLD) PTY LTD | BRP391LED96/NW80WDWVPSDP7ANZ | PHASING
002467082 | FIXTURE,LIGHTING | 170W RoadFlair BRP393 (L170A) 3K, Major Road, EQTS 05-01-02 (scm) | PHILIPS | PHILIPS AUSTRALIA PTY LTD | 824110174251 | PHASING
002467090 | FIXTURE,LIGHTING | 170W RoadFlair BRP393 (L170A) 4K, Major Road, EQTS 05-01-02 (scm) | PHILLIPS | NORM PHILLIPS & CO (QLD) PTY LTD | BRP393LED204/NW170WDWVPSDP7ANZ | PHASING
002467108 | FIXTURE,LIGHTING | 270W RoadFlair BRP394 (L270A) 4K, c/w RoadFlair Tilt Adaptor BRP394, EQTS 05-01-02 (scm) | PHILLIPS | NORM PHILLIPS & CO (QLD) PTY LTD | BRP394LED324/NW270WDWVPSDP7ANZ | PHASING
002467116 | FIXTURE,LIGHTING | 240W RoadFlair BRP393 (L240A) 4K, Major Road, EQTS 05-01-02 (scm) | PHILLIPS | NORM PHILLIPS & CO (QLD) PTY LTD | BRP393LED288/NW240WDWVPSDP7ANZ | PHASING
002467124 | FIXTURE,LIGHTING | 100W RoadLED (L100) 4K, High Mast c/w NEMA PE Cell, Major Road, EQTS 05-01-02 (scm) | GERARD | GERARD PROFESSIONAL SOLUTIONS PL | PLHM99BD16L100 | CURRENT
002467132 | FIXTURE,LIGHTING | 175W RoadLED (L100) 4K, High Mast c/w NEMA PE Cell, Major Road, EQTS 05-01-02 (scm) | GERARD | GERARD PROFESSIONAL SOLUTIONS PL | PLHM99BD16L175 | CURRENT
002467140 | FIXTURE,LIGHTING | 300W RoadLED (L100) 4K, High Mast c/w NEMA PE Cell, Major Road, EQTS 05-01-02 (scm) | GERARD | GERARD PROFESSIONAL SOLUTIONS PL | PLHM99BD16L300 | CURRENT
002467363 | FIXTURE,LIGHTING | 200W Tango G3 LED Flood, Pedestrian Crossing, 3K Asymmetrical Medium Beam, EQTS 05-01-02 (scm) | PHILIPS | PHILIPS AUSTRALIA PTY LTD | 824110174481 | PHASING
000025370 | RELAY,PROTECTION | FW B2B, Fdr OC & EF, Dir, 48/110V DC Pwr, 24/250V DC Logic 16/7 IO, 1A/5A, 110V AC Input, Flush/40TE, DNP 100BASEFX MM LC Ethernet | SCHNEDER | SCHNEIDER PTY LTD | P14221QCLM0B29L | PHASING
000025384 | CABINET,ELEC EQUIP | Heat Exchange (HEX) Cabinet c/w Bracket Kit & Alarm Cable, for 7705SAR-8 | ALCATEL | ALCATEL AUSTRALIA PTY LTD | AU25HEXAIR | CURRENT
000025384 | CABINET,ELEC EQUIP | Heat Exchange (HEX) Cabinet c/w Bracket Kit & Alarm Cable, for 7705SAR-8 | ALCATEL | ALCATEL AUSTRALIA PTY LTD | AU25HEXSEA | CURRENT
000025384 | CABINET,ELEC EQUIP | Heat Exchange (HEX) Cabinet c/w Bracket Kit & Alarm Cable, for 7705SAR-8 | ALCATEL | ALCATEL AUSTRALIA PTY LTD | AU10HEXAIR | CURRENT
000025384 | CABINET,ELEC EQUIP | Heat Exchange (HEX) Cabinet c/w Bracket Kit & Alarm Cable, for 7705SAR-8 | ALCATEL | ALCATEL AUSTRALIA PTY LTD | AU10HEXSEA | CURRENT
000104658 | SLING | ROUND, 3000MM, EFFECTIVE 3000KG SWL, OUT OF YELLOW POLYESTER, ROUND SLING SYNTHETIC FIBRE, TO AS4497.2; | BULIVANT | BULLIVANTS LIFTING & SAFETY SPECIALISTS | WRS-030-030-E | CURRENT
000104658 | SLING | ROUND, 3000MM, EFFECTIVE 3000KG SWL, OUT OF YELLOW POLYESTER, ROUND SLING SYNTHETIC FIBRE, TO AS4497.2; | AMPLITUD | AMPLITUDE PTY LTD - 396777 | 900330 | CURRENT
002460079 | RELAY,PROTECTION | Feeder Management, Directional/Non-Dir Overcurrent, Earth Fault & SEF Relay, 24/14 I/O, 24-60V DC Power Supply, 1/5A CT, DNP3 over RS485 or LC Fibre | ABBAUST | ABB AUSTRALIA PTY LTD | REF620 NBFNAANNAAH1BNN21G | CURRENT
002460087 | RELAY,PROTECTION | Feeder Management, Directional/Non-Dir Overcurrent, Earth Fault & SEF Relay, 24/14 I/O, 48-250V DC Power Supply, 1/5A CT, DNP3 over RS485 or LC Fibre | ABBAUST | ABB AUSTRALIA PTY LTD | REF620 NBFNAANNAAH1BNN11G | CURRENT
002460095 | RELAY,PROTECTION | Feeder Management, Directional/Non-Dir Overcurrent, Earth Fault & SEF Relay, 24/14 I/O, 24-60V DC Power Supply, 1/5A CT, DNP3 over LC Fibre Ethernet & | ABBAUST | ABB AUSTRALIA PTY LTD | REF620 NBFNAANNNEH1BNN21G | CURRENT
002460103 | RELAY,PROTECTION | Feeder Management, Directional/Non-Dir Overcurrent, Earth Fault & SEF Relay, 24/14 I/O, 48-250V DC Power Supply, 1/5A CT, DNP3 over LC Fibre Ethernet & | ABBAUST | ABB AUSTRALIA PTY LTD | REF620 NBFNAANNNEH1BNN11G | CURRENT
002460152 | RELAY,PROTECTION | Capacitor Bank, Overload, Unbalance, Non-Dir Overcurrent & Earth Fault, 4/6 I/O, 24-60V DC Power Supply, 1/5A CT, DNP3 over RS485 or LC Fibre | ABBAUST | ABB AUSTRALIA PTY LTD | REV615 HBVBBCADAAH1BNN21G | CURRENT
002460160 | RELAY,PROTECTION | Capacitor Bank, Overload, Unbalance, Non-Dir Overcurrent & Earth Fault, : 4/6 I/O, 48-250V DC Power Supply, 1/5A CT, DNP3 over RS485 or LC Fibre | ABBAUST | ABB AUSTRALIA PTY LTD | REV615 HBVBBCADAAH1BNN11G | CURRENT
002460178 | RELAY,PROTECTION | Capacitor Bank, Overload, Unbalance, Non-Dir Overcurrent & Earth Fault, 4/6 I/O, 24-60V DC Power Supply, 1/5A CT, DNP3 over LC Fibre Ethernet & | ABBAUST | ABB AUSTRALIA PTY LTD | REV615 HBVBBCADNEH1BNN21G | CURRENT
002460186 | RELAY,PROTECTION | Capacitor Bank, Overload, Unbalance, Non-Dir Overcurrent & Earth Fault, 4/6 I/O, 48-250V DC Power Supply, 1/5A CT, DNP3 over LC Fibre Ethernet & | ABBAUST | ABB AUSTRALIA PTY LTD | REV615 HBVBBCADNEH1BNN11G | CURRENT
002460442 | RELAY,PROTECTION | FW 7.32, Transformer Biased 3 Winding Differential, Overcurrent & 3 x REF, 16/16 I/O, 125-250V DC Pwr Supply, 1/5A CT, DNP3 over RS485 or LC Fibre | GE | GENERAL ELECTRIC COMPANY | T60UA3HKHF8NH6PM8LP6PU6TWXX | CURRENT
000025413 | SPECTACLES,INDUSTRIAL | Bolle Rush Plus Small, Medium Impact Safety Eyewear, Clear Lens, Blue/Black Arms, Adjustable PVC Nose Bridge, Anti-Scratch & Anti-Fog | SCOTTSAF | SCOTT SAFETY PL | 1672301FB | CURRENT
000025413 | SPECTACLES,INDUSTRIAL | Bolle Rush Plus Small, Medium Impact Safety Eyewear, Clear Lens, Blue/Black Arms, Adjustable PVC Nose Bridge, Anti-Scratch & Anti-Fog | BOLLE | BOLLE SAFETY | 1672301 | CURRENT
000025413 | SPECTACLES,INDUSTRIAL | Bolle Rush Plus Small, Medium Impact Safety Eyewear, Clear Lens, Blue/Black Arms, Adjustable PVC Nose Bridge, Anti-Scratch & Anti-Fog | ATOMSUPP | ATOM SUPPLY | 30004659 | CURRENT
000025413 | SPECTACLES,INDUSTRIAL | Bolle Rush Plus Small, Medium Impact Safety Eyewear, Clear Lens, Blue/Black Arms, Adjustable PVC Nose Bridge, Anti-Scratch & Anti-Fog | ATOMSUPP | ATOM SUPPLY | 299360 | CURRENT
000025423 | SPECTACLES,INDUSTRIAL | SAFETY GLASSES;SCOTT SAFETY;BROWN LENS; HELIOS;BLACK GREY FRAMES;MED IMPACT; ANTI-SCRATCH/ANTI-FOG LENS;REDUCED GLARE;FOR DUST GUARD REFER SC25424 | SCOTTSAF | SCOTT SAFETY PL | S9155 | CURRENT
000025423 | SPECTACLES,INDUSTRIAL | SAFETY GLASSES;SCOTT SAFETY;BROWN LENS; HELIOS;BLACK GREY FRAMES;MED IMPACT; ANTI-SCRATCH/ANTI-FOG LENS;REDUCED GLARE;FOR DUST GUARD REFER SC25424 | ATOMSUPP | ATOM SUPPLY | S9155 | CURRENT
000025423 | SPECTACLES,INDUSTRIAL | SAFETY GLASSES;SCOTT SAFETY;BROWN LENS; HELIOS;BLACK GREY FRAMES;MED IMPACT; ANTI-SCRATCH/ANTI-FOG LENS;REDUCED GLARE;FOR DUST GUARD REFER SC25424 | ATOMSUPP | ATOM SUPPLY | 248937 | CURRENT
000025387 | SPECTACLES,INDUSTRIAL | POLARISED SAFETY GLASSES;HURRICANE; BLACK SILVER FRAME;GREY/GREEN POLARISED LENS MEDIUM IMPACT;ANTI-SCRATCH/ANTI-FOG LENS; | SCOTTSAF | SCOTT SAFETY PL | 1662215 | CURRENT
000025387 | SPECTACLES,INDUSTRIAL | POLARISED SAFETY GLASSES;HURRICANE; BLACK SILVER FRAME;GREY/GREEN POLARISED LENS MEDIUM IMPACT;ANTI-SCRATCH/ANTI-FOG LENS; | ATOMSUPP | ATOM SUPPLY | 1662215 | CURRENT
000025387 | SPECTACLES,INDUSTRIAL | POLARISED SAFETY GLASSES;HURRICANE; BLACK SILVER FRAME;GREY/GREEN POLARISED LENS MEDIUM IMPACT;ANTI-SCRATCH/ANTI-FOG LENS; | ATOMSUPP | ATOM SUPPLY | 90080395 | CURRENT
000025421 | SPECTACLES,INDUSTRIAL | SAFETY GLASSES;SCOTT SAFETY;DISTINCTION LENS;HELIOS;WHITE RED FRAMES;MED IMPACT; ANTI-SCRATCH/ANTI-FOG LENS;ENHANCED COLOUR AND CONTRAST;FOR DUST GUARD | SCOTTSAF | SCOTT SAFETY PL | S9157 | CURRENT
000025421 | SPECTACLES,INDUSTRIAL | SAFETY GLASSES;SCOTT SAFETY;DISTINCTION LENS;HELIOS;WHITE RED FRAMES;MED IMPACT; ANTI-SCRATCH/ANTI-FOG LENS;ENHANCED COLOUR AND CONTRAST;FOR DUST GUARD | ATOMSUPP | ATOM SUPPLY | S9157 | CURRENT
000025421 | SPECTACLES,INDUSTRIAL | SAFETY GLASSES;SCOTT SAFETY;DISTINCTION LENS;HELIOS;WHITE RED FRAMES;MED IMPACT; ANTI-SCRATCH/ANTI-FOG LENS;ENHANCED COLOUR AND CONTRAST;FOR DUST GUARD | ATOMSUPP | ATOM SUPPLY | 248940 | CURRENT
000025422 | SPECTACLES,INDUSTRIAL | SAFETY GLASSES;SCOTT SAFETY;SMOKE LENS;HELIOS;BLACK RED FRAMES;MED IMPACT; ANTI-SCRATCH/ANTI-FOG LENS;REDUCED GLARE;FOR DUST GUARD REFER SC25424 | SCOTTSAF | SCOTT SAFETY PL | S9152 | CURRENT
000025422 | SPECTACLES,INDUSTRIAL | SAFETY GLASSES;SCOTT SAFETY;SMOKE LENS;HELIOS;BLACK RED FRAMES;MED IMPACT; ANTI-SCRATCH/ANTI-FOG LENS;REDUCED GLARE;FOR DUST GUARD REFER SC25424 | ATOMSUPP | ATOM SUPPLY | S9152 | CURRENT
000025422 | SPECTACLES,INDUSTRIAL | SAFETY GLASSES;SCOTT SAFETY;SMOKE LENS;HELIOS;BLACK RED FRAMES;MED IMPACT; ANTI-SCRATCH/ANTI-FOG LENS;REDUCED GLARE;FOR DUST GUARD REFER SC25424 | ATOMSUPP | ATOM SUPPLY | 248934 | CURRENT
000025424 | SPECTACLES,INDUSTRIAL | HELIOS CLIP-ON CLIP-OFF DUST GUARD; FOR ENHANCED PROTECTION AGAINST DUST AND FLYING PARTICLES; FOR USE WITH SCOTTS HELIOS SAFETY GLASSES RANGE; | SCOTTSAF | SCOTT SAFETY PL | SX915DG | CURRENT
000025424 | SPECTACLES,INDUSTRIAL | HELIOS CLIP-ON CLIP-OFF DUST GUARD; FOR ENHANCED PROTECTION AGAINST DUST AND FLYING PARTICLES; FOR USE WITH SCOTTS HELIOS SAFETY GLASSES RANGE; | ATOMSUPP | ATOM SUPPLY | SX915DG | CURRENT
000025424 | SPECTACLES,INDUSTRIAL | HELIOS CLIP-ON CLIP-OFF DUST GUARD; FOR ENHANCED PROTECTION AGAINST DUST AND FLYING PARTICLES; FOR USE WITH SCOTTS HELIOS SAFETY GLASSES RANGE; | ATOMSUPP | ATOM SUPPLY | 248942 | CURRENT
000025420 | SPECTACLES,INDUSTRIAL | Helios, Medium Impact Safety Eyewear, Neutral View Clear Lens, Black/Red Frames, Anti-Scratch & Anti-Fog | SCOTTSAF | SCOTT SAFETY PL | S9151 | PHASING
000025420 | SPECTACLES,INDUSTRIAL | Helios, Medium Impact Safety Eyewear, Neutral View Clear Lens, Black/Red Frames, Anti-Scratch & Anti-Fog | ATOMSUPP | ATOM SUPPLY | S9151 | PHASING
000025420 | SPECTACLES,INDUSTRIAL | Helios, Medium Impact Safety Eyewear, Neutral View Clear Lens, Black/Red Frames, Anti-Scratch & Anti-Fog | ATOMSUPP | ATOM SUPPLY | 248933 | PHASING
000025416 | SPECTACLES,INDUSTRIAL | Bolle Rush Plus, Medium Impact Safety Eyewear, Clear Lens, Red/Black Arms, Adjustable PVC Nose Bridge, Anti-Scratch & Anti-Fog | BOLLE | BOLLE SAFETY | 1662301 | CURRENT
000025416 | SPECTACLES,INDUSTRIAL | Bolle Rush Plus, Medium Impact Safety Eyewear, Clear Lens, Red/Black Arms, Adjustable PVC Nose Bridge, Anti-Scratch & Anti-Fog | ATOMSUPP | ATOM SUPPLY | 79900553 | CURRENT
000025419 | ACCESSORY KIT,SPECTACLE | Bolle Rush Plus Safety Eyewear Kit c/w Strap & Gasket | ATOMSUPP | ATOM SUPPLY | 1662320 | CURRENT
000025419 | ACCESSORY KIT,SPECTACLE | Bolle Rush Plus Safety Eyewear Kit c/w Strap & Gasket | BOLLE | BOLLE SAFETY | 1662320 | CURRENT
000025419 | ACCESSORY KIT,SPECTACLE | Bolle Rush Plus Safety Eyewear Kit c/w Strap & Gasket | ATOMSUPP | ATOM SUPPLY | 180648 | CURRENT
000025386 | SPECTACLES,INDUSTRIAL | POLARISED SAFETY GLASSES; UNISAFE BARK HUT;BLACK SILVER FRAME; SMOKE POLARISED LENS; MED IMPACT; ANTI-SCRATCH/ANTI-FOG LENS; | ATOMSUPP | ATOM SUPPLY | SNN007GP | CURRENT
000025386 | SPECTACLES,INDUSTRIAL | POLARISED SAFETY GLASSES; UNISAFE BARK HUT;BLACK SILVER FRAME; SMOKE POLARISED LENS; MED IMPACT; ANTI-SCRATCH/ANTI-FOG LENS; | ATOMSUPP | ATOM SUPPLY | 32000216 | CURRENT
000025417 | SPECTACLES,INDUSTRIAL | Bolle Rush Plus, Medium Impact Safety Eyewear, Twilight Lens, Red/Black Arms, Adjustable PVC Nose Bridge, Anti-Scratch & Anti-Fog | ATOMSUPP | ATOM SUPPLY | 180649 | CURRENT
000025417 | SPECTACLES,INDUSTRIAL | Bolle Rush Plus, Medium Impact Safety Eyewear, Twilight Lens, Red/Black Arms, Adjustable PVC Nose Bridge, Anti-Scratch & Anti-Fog | BOLLE | BOLLE SAFETY | 1662310 | CURRENT
000025417 | SPECTACLES,INDUSTRIAL | Bolle Rush Plus, Medium Impact Safety Eyewear, Twilight Lens, Red/Black Arms, Adjustable PVC Nose Bridge, Anti-Scratch & Anti-Fog | ATOMSUPP | ATOM SUPPLY | 1662310FB | CURRENT
000025417 | SPECTACLES,INDUSTRIAL | Bolle Rush Plus, Medium Impact Safety Eyewear, Twilight Lens, Red/Black Arms, Adjustable PVC Nose Bridge, Anti-Scratch & Anti-Fog | ATOMSUPP | ATOM SUPPLY | 209416 | CURRENT
000025417 | SPECTACLES,INDUSTRIAL | Bolle Rush Plus, Medium Impact Safety Eyewear, Twilight Lens, Red/Black Arms, Adjustable PVC Nose Bridge, Anti-Scratch & Anti-Fog | BOLLE | BOLLE SAFETY | 1662310FB | CURRENT
000025418 | SPECTACLES,INDUSTRIAL | Bolle Rush Plus, Medium Impact Safety Eyewear, Smoke Lens, Red/Black Arms, Adjustable PVC Nose Bridge, Anti-Scratch & Anti-Fog | ATOMSUPP | ATOM SUPPLY | 1662302FB | CURRENT
000025418 | SPECTACLES,INDUSTRIAL | Bolle Rush Plus, Medium Impact Safety Eyewear, Smoke Lens, Red/Black Arms, Adjustable PVC Nose Bridge, Anti-Scratch & Anti-Fog | ATOMSUPP | ATOM SUPPLY | 176410 | CURRENT
000025418 | SPECTACLES,INDUSTRIAL | Bolle Rush Plus, Medium Impact Safety Eyewear, Smoke Lens, Red/Black Arms, Adjustable PVC Nose Bridge, Anti-Scratch & Anti-Fog | ATOMSUPP | ATOM SUPPLY | 208908 | CURRENT
000025418 | SPECTACLES,INDUSTRIAL | Bolle Rush Plus, Medium Impact Safety Eyewear, Smoke Lens, Red/Black Arms, Adjustable PVC Nose Bridge, Anti-Scratch & Anti-Fog | BOLLE | BOLLE SAFETY | 1662302FB | CURRENT
000025389 | SWITCH FUSE GEAR | ABB SAFEPLUS CCCF ID AFLR RMU 12KV; 3 PHASE; 630A; 50HZ; FAULTMAKE,LOAD BREAK; TRIPLE POLE OPERATED;SF6; METAL CLAD; | ABB | ABB FAN PTY LTD | 5812033 | CURRENT
000025414 | SPECTACLES,INDUSTRIAL | BARKHUT POLARIZED SPECTACLE DUST GUARD; ENHANCED PROTECTION AGAINST DUST AND FLYING PARTICLES; FOR USE WITH SCOTTS BARKHUT POLARIZED GLASSES RANGE; | ATOMSUPP | ATOM SUPPLY | SXDG007 | CURRENT
000025414 | SPECTACLES,INDUSTRIAL | BARKHUT POLARIZED SPECTACLE DUST GUARD; ENHANCED PROTECTION AGAINST DUST AND FLYING PARTICLES; FOR USE WITH SCOTTS BARKHUT POLARIZED GLASSES RANGE; | ATOMSUPP | ATOM SUPPLY | 32000221 | CURRENT
000025415 | SPECTACLES,INDUSTRIAL | SMOKE SAFETY GLASSES;RUSH +;SMALL SIZE; BLUE BLACK FRAME;SMOKE TINTED LENS; MEDIUM IMPACT;ANTI-SCRATCH/ANTI-FOG LENS ADJUSTABLE PVC NOSE BRIDGE;FOR GASKET/ | ATOMSUPP | ATOM SUPPLY | 1672302FB | CURRENT
000025415 | SPECTACLES,INDUSTRIAL | SMOKE SAFETY GLASSES;RUSH +;SMALL SIZE; BLUE BLACK FRAME;SMOKE TINTED LENS; MEDIUM IMPACT;ANTI-SCRATCH/ANTI-FOG LENS ADJUSTABLE PVC NOSE BRIDGE;FOR GASKET/ | ATOMSUPP | ATOM SUPPLY | 30004660 | CURRENT
000025415 | SPECTACLES,INDUSTRIAL | SMOKE SAFETY GLASSES;RUSH +;SMALL SIZE; BLUE BLACK FRAME;SMOKE TINTED LENS; MEDIUM IMPACT;ANTI-SCRATCH/ANTI-FOG LENS ADJUSTABLE PVC NOSE BRIDGE;FOR GASKET/ | ATOMSUPP | ATOM SUPPLY | 303211 | CURRENT
000025390 | SWITCH FUSE GEAR | ABB SAFEPLUS CCC ID AFLR RMU 12KV; 3 PHASE; 630A; 50HZ; FAULTMAKE,LOAD BREAK; TRIPLE POLE OPERATED;SF6; METAL CLAD; | ABB | ABB FAN PTY LTD | 5812032 | CURRENT
002461622 | TERMINATION,ELECTRICAL POWER CABLE | Outdoor, 11kV, 35mm2 Al, Triplex TR-XLPE Cable, Insect Protected c/w Heat Shrink Cable Term Kit, Solvent Wipes, 25-95mm Cable Core Mechanical & Screen Crimp | TECONN | TE CONNECTIVITY LTD | OXSU-FERG15 | CURRENT
002461556 | TERMINATION,ELECTRICAL POWER CABLE | INDOOR, 11KV, 35MM2 AL, TRIPLEX TR-XLPE CABLE, INSECT PROTECTED, 11KV ABB SAFE- LINK RMU C/W HEAT SHRINK CABLE TERM KIT, 25-95MM CABLE CORE MECHANICAL & | TECONN | TE CONNECTIVITY LTD | IXSU-FERG8 | CURRENT
ACU700 | LABEL | Intellihub, NMI Label Roll, (Rolls) | ACUMEN | ACUMEN METERING PL | FIN085 | CURRENT
000025393 | LINK,ELECTRICAL BRIDGING. | BRIDGE, LV FUSED TEMPORARY BYPASS LOW VOLTAGE TEMPORARY FUSED BRIDGE; 80A INLINE FUSE INTALLER; ONLY FOR USE AS PER WP9435; | PENTA | PENTA AUST (TMAC THEW & MCCANN/HYLEC) | PA21860 | CURRENT
000025393 | LINK,ELECTRICAL BRIDGING. | BRIDGE, LV FUSED TEMPORARY BYPASS LOW VOLTAGE TEMPORARY FUSED BRIDGE; 80A INLINE FUSE INTALLER; ONLY FOR USE AS PER WP9435; | HYLEC | HYLEC PTY LTD | INLINEFUSE80A | CURRENT
002467397 | FIXTURE,LIGHTING | 18W StreetLED MkII (L22) 4K c/w NEMA PE Cell, Minor Road, EQTS 05-01-02 (scm) | GERARD | GERARD PROFESSIONAL SOLUTIONS PL | JLB99BD01L22 | PHASING
002467405 | FIXTURE,LIGHTING | 18W StreetLED MkII (L22) 4K Aeroscreen c/w NEMA PE Cell, Minor Road, EQTS 05-01-02 (scm) | GERARD | GERARD PROFESSIONAL SOLUTIONS PL | JLB99BD11L22 | PHASING
002467413 | FIXTURE,LIGHTING | 70W Tango G3 LED Flood, Watchman, 4K Symmetrical Wide Beam, EQTS 05-01-02 (scm) | PHILIPS | PHILIPS AUSTRALIA PTY LTD | 824110159871 | PHASING
002467421 | FIXTURE,LIGHTING | 100W Tango G3 LED Flood, Watchman, 4K Symmetrical Wide Beam, EQTS 05-01-02 (scm) | PHILIPS | PHILIPS AUSTRALIA PTY LTD | 824110170421 | PHASING
002467439 | FIXTURE,LIGHTING | 200W Tango G3 LED Flood, Watchman, 4K Symmetrical Wide Beam, EQTS 05-01-02 (scm) | PHILIPS | PHILIPS AUSTRALIA PTY LTD | 824110170431 | PHASING
002467447 | FIXTURE,LIGHTING | 150W HP Sodium Luminaire, Watchman (scm) | GERARD | GERARD PROFESSIONAL SOLUTIONS PL | XR42BD01L | PHASING
000024209 | BAG,TEXTILE | DuffleTop;White Circ Woven polypropylene Uncoated; 90 x 90 x 120cm; SWL 1,500kg; 80cm long with tie, fully opened; For Greenslopes soil transport, fire ants; | CRASTI | CARSTI AND COMPANY PL | 120-BB01900-184 | CURRENT
000025396 | METERING COMMUNICATIONS UNIT | 4G/3G Modem C/W Vodafone GPRS Sim; Features 5 Band with Label, Molex to RJ45 lead & SMA Antenna Connection; | VODAFONE | VODAFONE | EC1100LTEQ | PURCHASE AS REQUIRED
002401744 | CLAMP,STRAIN | Compression Deadend, suit 30/7/2.50 ACSR Grape c/w Eye Tail, Jumper Lug & Bolts Hex Die A/F St 16.0mm, Al 28.5mm (scm) | PLP AUST | PREFORMED LINE PRODUCTS (AUST) | CDE-175-1-A | CURRENT
000025357 | TERMINAL,LUG | TINNED COPPER TERMINAL PALM; EXTENSION FOR HV LINE CONNECTION; 40 x 4 x 65; 2x DIA.14 HOLES; | WILSONTR | WILSON POWER TRANSFORMER | 502-7003P11 | CURRENT
000025358 | TERMINAL,LUG | SLOTTED TINNED COPPER TERMINAL PALM EXTENSION FOR HV SURGE ARRESTER CONNECTION; 25 X 3.2 X 65; 1 X DIA 14 HOLE; SLOT 12 X 20; | WILSONTR | WILSON POWER TRANSFORMER | 502-7003P12 | CURRENT
000025366 | BATTERY,STORAGE | 18V, 5.0Ah, Lithium Makita Battery, c/w Fuel Gauge, 45 mins Charging Time | C&LTOOL | CALTCO T/A C&L TOOL CENTRE | MAKABL1850B-L | CURRENT
000025367 | CHARGER,BATTERY | CHARGER LI-ION SINGLE 18V RAPID MAKITA; | C&LTOOL | CALTCO T/A C&L TOOL CENTRE | MAKADC18RC | CURRENT
000025368 | GREASE,SPECIAL PURPOSE | MOLYKOTE 3451, Chemical Resistant Bearing Grease, FluoroSilicone, PTFE Thickner, White, NLGI Gde 2, High Temp, High Drop Point | BSC | BSC MOTION TECHNOLOGY | 85GMFS3451MKT | CURRENT
000025368 | GREASE,SPECIAL PURPOSE | MOLYKOTE 3451, Chemical Resistant Bearing Grease, FluoroSilicone, PTFE Thickner, White, NLGI Gde 2, High Temp, High Drop Point | BLKWOOD | J BLACKWOOD & SON LTD | 03847838 | CURRENT
002466035 | KNIFE,LINEMANS | Cable Jointers Blade, Cable Stripping, Fixed Blade, 175mm Lg | TYCO | TYCO | 834686N001 | CURRENT
002466035 | KNIFE,LINEMANS | Cable Jointers Blade, Cable Stripping, Fixed Blade, 175mm Lg | TYCO | TYCO | EXRM-0607 | CURRENT
002466035 | KNIFE,LINEMANS | Cable Jointers Blade, Cable Stripping, Fixed Blade, 175mm Lg | TECONN | TE CONNECTIVITY LTD | EXRM-0607 | CURRENT
000024881 | STRAP,EARTH | EARTH BAR CONNECTION POINT; STANDARD EARTHING, 50 X 6MM COPPER STRIP; EARTH BAR CONNECTION POINT; | ERGON | ERGON ENERGY | SC24881 | CURRENT
S822339 | CABLE,POWER,ELECTRICAL | 11 KV;TRIPLEX 3 X 1 CORE;400 SQ MM ALUMINIUM WATER BLOCKED STRANDED CONDUCTOR;TRXLPE INSULATED WATER BLOCKED COPPER WIRE SCREEN;BLACK MDPE | MIDLANDS | MIDLAND METALS | MMO-11KV 3X1CX400ATRXWBTSCRWBT | PURCHASE AS REQUIRED
ACU800 | METER,WATTHOUR | Acumen; L&G LG01 Single Phase; U1310; Single Element Meter; | ACUMEN | ACUMEN METERING PL | U1310DNN2NBN001ACM | CURRENT
000025426 | COMMUNICATIONS,CARD | SERIAL;ROCKETPORT INFINITY;PCI; 16 PORT RS-232 U/W SC25427 OR SC25428 PATCH PANELS; *NOT COMPATIBLE WITH OLD SC21218 NOR SC 21219*; ESD-SENSITIVE ELECTRONIC | RTS | REALTIME TECHNOLOGY SYSTEMS P/L | 70116464 | CURRENT
000025427 | PANEL,INTERFACE | ROCKETPORT INFINITY; 16 PORT; RJ45; 19" RACKMOUNT; U/W SC25426 PCI CARD **NOT PLUG COMPATIBLE WITH OLD SC21217** ESD-SENSITIVE ELECTRONIC EQUIPMENT; | RTS | REALTIME TECHNOLOGY SYSTEMS P/L | 70116473 | CURRENT
000025428 | PANEL,INTERFACE | ROCKETPORT INFINITY; 32 PORT; RJ45; 19" RACKMOUNT U/W SC25426 PCI CARD; **NOT PLUG COMPATIBLE WITH OLD SC 21219* ESD-SENSITIVE ELECTRONIC EQUIPMENT; | RTS | REALTIME TECHNOLOGY SYSTEMS P/L | 70116474 | CURRENT
000025398 | LOCATOR | Cable Locator, RD8200 Receiver, TX10 Transmitter, Direct Connect Leads, 100mm Clamp, c/w Carry Bag | RADIODET | RADIODETECTION - SPX TECHNOLOGIES | 10/82-TX10-100 | CURRENT
000025429 | HOIST,WINCH,RATCHET LEVER. | WINCH; CONFINED SPACE; DBI WINCH TO ENERGEX SPECIFICATION; | HEIGHDYN | HEIGHT DYNAMICS | SALA DBI WINCH TO ENERGEX SPEC | PURCHASE AS REQUIRED
000025460 | DYNAMOMETER,MECHANICAL | NGK Tension Dynamometer, 1T/10kN Analogue c/w Screw on Twin Protection Bar Face, Max Pointer | TEN | THE ENERGY NETWORK | A-10 | CURRENT
000025460 | DYNAMOMETER,MECHANICAL | NGK Tension Dynamometer, 1T/10kN Analogue c/w Screw on Twin Protection Bar Face, Max Pointer | SPECFORC | SPECIALISED FORCE | TM-10 (COMPLETE) | CURRENT
000025463 | LIFTER, GIN | Transformer Gin; Alloy, Chain Binder; 2040kg WLL Label, Fits X-Arm 120x150mm, 280mmL; Hastings; Used for lifting small Transformers; | TEN | THE ENERGY NETWORK | 5742-24-V1 | PURCHASE AS REQUIRED
002429637 | INSTALL & REMOVAL TOOL,FUSE | FUSE CUP; UNIVERSAL HOLDER; FIBREGLASS REINFORCED FOR INSTALLATION & REMOVAL OF EDO'S; YELLOW, 100 & 200 AMP FUSES, FITTING, DNOB APPLICATOR, ASSY; | TEN | THE ENERGY NETWORK | A10-094DNOB | CURRENT
000025462 | SWITCH,ISOLATING | 2000 AMP DISCONNECTOR;REAR CONNECT; 2 X 1000 AMP BASE; EQUIV DIN SIZE 3 TINNED SOLID COPPER LINKS; SUITABLE FOR WEBER LV SWITCHBOARD CK18 SQ & RECT PMTS; | WEBER | WEBER SOUTH PACIFIC PTY LTD | VER2000-AR-P01 | PURCHASE AS REQUIRED
000025464 | SLING | CROSS ARM SLING ORANGE FOR GENERATORS ONLY; CROSS ARM SLING 680MM, 750KG WLL FOR LIFTING ORANGE HD; | HEIGHDYN | HEIGHT DYNAMICS | 10641 | PURCHASE AS REQUIRED
000025465 | ACCESS KIT | Transformer Access Kit c/w SALA Nano-Lok Webbed Lifeline, 2 x Lanyard Keepers, 3 x 25mm Round Slings in 2m Orange, 1.2m Fluro Yellow & 600mm Blue, 2 x ANSI | HEIGHDYN | HEIGHT DYNAMICS | TRANSFORMER ACCESS KIT 2017 | PURCHASE AS REQUIRED
000025465 | ACCESS KIT | Transformer Access Kit c/w SALA Nano-Lok Webbed Lifeline, 2 x Lanyard Keepers, 3 x 25mm Round Slings in 2m Orange, 1.2m Fluro Yellow & 600mm Blue, 2 x ANSI | HEIGHDYN | HEIGHT DYNAMICS | 10828 | PURCHASE AS REQUIRED
000025468 | SLING,RESCUE EQUIPMENT | Orange, 25mm x 2m Lg Round Sling, for Transformer Access Kit | HEIGHDYN | HEIGHT DYNAMICS | HD R32KN 2000 ORA | PURCHASE AS REQUIRED
000025468 | SLING,RESCUE EQUIPMENT | Orange, 25mm x 2m Lg Round Sling, for Transformer Access Kit | HEIGHDYN | HEIGHT DYNAMICS | R32KN 2000 ORA | PURCHASE AS REQUIRED
000025467 | SAFETY DEVICE,PERSONNEL SECURING | SALA Nano-Lok LE Twin Leg Lifeline, 2.4m x 20mm Kevlar/Dyneema Webbing, Self Retracting c/w Scaffold Hooks & Quick Connector for Harness Mounting, | HEIGHDYN | HEIGHT DYNAMICS | 3101640 | PURCHASE AS REQUIRED
000025467 | SAFETY DEVICE,PERSONNEL SECURING | SALA Nano-Lok LE Twin Leg Lifeline, 2.4m x 20mm Kevlar/Dyneema Webbing, Self Retracting c/w Scaffold Hooks & Quick Connector for Harness Mounting, | HEIGHDYN | HEIGHT DYNAMICS | HD 3101640 | PURCHASE AS REQUIRED
002456499 | CABLE GLAND | Brass, A2 Compression Fitting, M50 OD, 29.5- 38.1mm, Non-armoured c/w Brass Locknuts, IP66 | CABAC | CABAC (MANUFACTURER) | A2-50S GLAND | CURRENT
001010901 | PARTS KIT,TERMINAL JUNCTION | Fixed Base Pole Kit c/w 20A Fuse & Holder, M8 x 4mm2 Lug, 2 Terminal Blocks, for Fixed Base Street Light Pole | VELNAH | VELNAH PTY LIMITED EAST RYDE NSW | JEDL242511 | PHASING
001010901 | PARTS KIT,TERMINAL JUNCTION | Fixed Base Pole Kit c/w 20A Fuse & Holder, M8 x 4mm2 Lug, 2 Terminal Blocks, for Fixed Base Street Light Pole | MMELEC | MM ELECTRICAL MERCHANDISING | I3S-BP1DR-ROK | PHASING
000025472 | SIGN | Warning Sign, Plastic, "WARNING - HIGH IMPEDANCE TRANSFORMER 63A FUSE ONLY", 120 x 45mm, Black Text, Yellow B/Ground, Dwg 11960-A4 | CUTLER | CUTLER BRANDS PTY LTD | ENERGE-63A-WARNING | CURRENT
000025477 | LUBRICATING OIL,HYDRAULIC | Hyspin Gde AWS 32, Mineral Base Hydraulic Fluid, 205L Drum | CALTEX | CALTEX | RANDO HDZ 32 | CURRENT
000025477 | LUBRICATING OIL,HYDRAULIC | Hyspin Gde AWS 32, Mineral Base Hydraulic Fluid, 205L Drum | CASTROL | CASTROL | HYSPIN AWS 32 | CURRENT
000025479 | TOOL KIT | ELK LV Insulated, 31 Piece Tool Set, in a Light Blue Tool Bag, for Rapid Response & Substns | HYLEC | HYLEC PTY LTD | ELKLVINSTOOLKIT | PHASING
000025480 | TOOL KIT | ULK LV Insulated, 39 Piece Tool Set, in a Yellow Tool Bag, for Underground | HYLEC | HYLEC PTY LTD | ULKLVINSTOOLKIT | PHASING
000025481 | GRIP,DEADEND | Helical, FT, 19/0.101" HDBC (Imp) & 19/2.56mm HDBC, Cu, Colour Code Blue/Purple (scm) | PLP AUST | PREFORMED LINE PRODUCTS (AUST) | CFG-125 | CURRENT
000025482 | SWITCH,LOAD BREAK | Disconnector Switch,3150A;Isolator,3 Pole with handle,IEC 60947-3,AC21-A, 80ka for 1s,Strategic Spare for ts474 Contract 09117 and Predecessor designs | ABB | ABB FAN PTY LTD | OETL3150K3185 | PHASING
000104201 | GUARD | Polymeric, Cable Guard Set of 2 to make it 2700mm Lg, suit 100mm Dia Cable, Secured to Pole by Straps/Wood Screws | TRI UGRD | TRI UNDERGROUND AUSTRALIA PTY LTD | TRIGUARD100 | PURCHASE AS REQUIRED
000104201 | GUARD | Polymeric, Cable Guard Set of 2 to make it 2700mm Lg, suit 100mm Dia Cable, Secured to Pole by Straps/Wood Screws | FULTON | FULTON INDUSTRIES PL | PCG1500 | PURCHASE AS REQUIRED
002422657 | GUARD | Cable, Polymeric, 2700mm Lg min, suit 40mm Dia Cable, Secured to Pole by Wood Screws (2 pieces) (scm) | TRI UGRD | TRI UNDERGROUND AUSTRALIA PTY LTD | TRIGUARD40 | PURCHASE AS REQUIRED
002422657 | GUARD | Cable, Polymeric, 2700mm Lg min, suit 40mm Dia Cable, Secured to Pole by Wood Screws (2 pieces) (scm) | FULTON | FULTON INDUSTRIES PL | UG0028XA | PURCHASE AS REQUIRED
002468130 | FIXTURE,LIGHTING | 50W Inspire T20A (L50) 3000K c/w NEMA PE Cell, Major Road, EQTS 05-01-02 (scm) | LSSOLUTI | LIGHT SOURCE SOLUTIONS PL | IRT20A250M2V327VGR | PENDING
000025483 | FUSECARRIER | LV Fuse Holder, 100A max, Blue c/w House Number Id Plate, suit PFV100 & PFV100695 Base & Carrier Fuse Holders, for use with SC19910 (scm) | SICAME | SICAME AUSTRALIA PTY LTD | PFIDPB | CURRENT
000025484 | ARRESTER,LIGHTNING | SurgeShield Connector, 20kA max, 170V DC, DC to 3GHz, 140W CW Power Rating, 50 Ohm, SCC_N230/01-SEMPER, suit DSS WANGATE Installs | HUBSUH | HUBER + SUHNER (AUST) PTY LTD | 84102624 | CURRENT
000025486 | TERMINATION KIT,ELECTRICAL CABLE | 11kV Non Load Break Elbow, suit XR-EP-90 Insulated, 1C, 300mm2 Cu Flex Cable, Set of 3 | AUSTMOLD | AUSTRALMOLD PTY LTD | K655LR-K-0330 | CURRENT
000025487 | TERMINATION KIT,ELECTRICAL CABLE | 11kV Straight Receptacle, suit XR-EP-90 Insulated, 1C, 300mm2 Cu Flex Cable, Set of 3 | AUSTMOLD | AUSTRALMOLD PTY LTD | K655SR-K-0330-S | CURRENT
000025488 | TERMINATION KIT,ELECTRICAL CABLE | 33kV Pfisterer CONNEX Separable Connector, Size 3, 42kV, 1250A, w/out Voltage Tap, suit Unarmoured, 1C, 95mm2 Flexible Cable, Set of 3, No facility | INTERTEC | INTERTECH ENGINEERING PTY LTD | 839 999 999 10653 | CURRENT
000025489 | TERMINATION KIT,ELECTRICAL CABLE | 33kV Pfisterer CONNEX Separable Connector, Size 3, 42kV, 1250A, w/out Voltage Tap, suit Unarmoured, 1C, 400mm2 Cable, Set of 3, No facility for optical | INTERTEC | INTERTECH ENGINEERING PTY LTD | 839 999 999 VAR: 09399 | CURRENT
000025489 | TERMINATION KIT,ELECTRICAL CABLE | 33kV Pfisterer CONNEX Separable Connector, Size 3, 42kV, 1250A, w/out Voltage Tap, suit Unarmoured, 1C, 400mm2 Cable, Set of 3, No facility for optical | INTERTEC | INTERTECH ENGINEERING PTY LTD | 870 330 400 | CURRENT
000024122 | PANEL,BLANK | 5U BLANKING PANEL; SEL787 RELAY CUTOUT; 482 MM RACK TYPE EQUIPMENT PLATE - 5U; REFER DRAWING CCSTD-EP014-42; | ERGON | ERGON ENERGY | SC24122 | CURRENT
ACU900 | ANTENNA | Acumen; Paddle Pop; Candy Bar; Chunky; White; Unity Gain; 3G/4G Antenna; Low Profile; Wall Panel or Enclosure Mount; Panorama; LPW-BC3G-26 | ACUMEN | ACUMEN METERING PL | LPW-BC3G-26 | PURCHASE AS REQUIRED
ACU900 | ANTENNA | Acumen; Paddle Pop; Candy Bar; Chunky; White; Unity Gain; 3G/4G Antenna; Low Profile; Wall Panel or Enclosure Mount; Panorama; LPW-BC3G-26 | ACUMEN | ACUMEN METERING PL | ANTPIN22SXXLG | PURCHASE AS REQUIRED
002468155 | LABEL | Sticker, "CFS X", Self Adhesive, Red Text on White B/Ground, 100 x 25mm, used to identify CFS unit is NOT to be operated (Sheet of 22) (scm) | IDENMARK | IDENTIMARK SOLUTIONS - 310679 | U2633 | CURRENT
002468163 | LABEL | Sticker, "CFS " + Tick Symbol, Self Adhesive, Green Text on White B/Ground, 100 x 25mm, used to identify CFS unit is OK to be operated (Sheet of 22) (scm) | IDENMARK | IDENTIMARK SOLUTIONS - 310679 | U2634 | CURRENT
000025490 | RELAY,PROTECTION | Busbar CT Supervision, 40-275V AC & 40-58V DC Aux Supply, Supervision Relay Only, For BZ Schemesee SC21043 & SC21044 | RMSPROD | RMS PRODUCTS (RELAY MONITORING SYSTEMS) | 2V68-S-AAB | CURRENT
002407336 | BLANKET,DAMPER | to be placed over Strap or Winch Rope | TJM | TJM 4X4 MEGASTORE | 867OXWDAMP | PURCHASE AS REQUIRED
002407336 | BLANKET,DAMPER | to be placed over Strap or Winch Rope | TJM | TJM 4X4 MEGASTORE | 867TJMRECBLANKET | PURCHASE AS REQUIRED
002407338 | SHACKLE | Bow, 19mm WLL 4.7Tonne | TJM | TJM 4X4 MEGASTORE | 867OXBOW19S | PURCHASE AS REQUIRED
002407340 | STRAP,WEBBING | Tree Protector Strap, Rated to 12000kg, Polyester Webbing, Vehicle Recovery | CW62305 | AEROKLAS ASIA PACIFIC GROUP-M17422 | 861TTP904H | PURCHASE AS REQUIRED
002407341 | STRAP,WEBBING | Extension Strap, Towing Strap, Rated to 8000kg, Polyester Webbing, Vehicle Recovery | CW62305 | AEROKLAS ASIA PACIFIC GROUP-M17422 | 8615-SWS75 | PURCHASE AS REQUIRED
002407341 | STRAP,WEBBING | Extension Strap, Towing Strap, Rated to 8000kg, Polyester Webbing, Vehicle Recovery | TJM | TJM 4X4 MEGASTORE | MMW810 | PURCHASE AS REQUIRED
002407342 | STRAP,WEBBING | Snatch Strap, Rated to 8000kg, High Tenacity Nylon Webbing, Vehicle Recovery labelled as per the requirements of Consumer Goods (Motor Vehicle Recovery | TJM | TJM 4X4 MEGASTORE | 867RECS8T | PURCHASE AS REQUIRED
002407342 | STRAP,WEBBING | Snatch Strap, Rated to 8000kg, High Tenacity Nylon Webbing, Vehicle Recovery labelled as per the requirements of Consumer Goods (Motor Vehicle Recovery | TJM | TJM 4X4 MEGASTORE | 867TJMRECS8T | PURCHASE AS REQUIRED
002407344 | STRAP,WEBBING | Equaliser Strap, Rated to 8000kg, Polyester Webbing, Vehicle Recovery | TJM | TJM 4X4 MEGASTORE | 867RECEQT8T | PURCHASE AS REQUIRED
002430247 | TRACK,VEHICLE RECOVERY | MaxTrax, 4WD Ground Traction Device | TJM | TJM 4X4 MEGASTORE | MTX02SO | PURCHASE AS REQUIRED
002407339 | BLOCK,TACKLE | Snatch Block, Rating to 10000kg, Vehicle Recovery | TJM | TJM 4X4 MEGASTORE | 867RECSBLOCK10T | PURCHASE AS REQUIRED
000923187 | MOTOR-GENERATOR | HONDA 3KW PETROL GENERATOR; W/PROOF RCD FITTED;MAX WATTS 3000; RAT WATTS 240V/50HZ;12 VOLT DCA AMPS; 5.9L ULP; 2 WHEEL & HANDLE KIT; | CNWPL | CNW PL - SLACKS CREEK | 000023187 | PURCHASE AS REQUIRED
000923188 | MOTOR-GENERATOR | GENERATOR 2KW; RCD FITTED; MAX WATTS 2000; RAT WATTS 240V/50HZ; 12 VOLT DC/AMPS; BATTERY CHARGING; OIL ALERT SYSTEM; 4.1L ULP; | CNWPL | CNW PL - SLACKS CREEK | 000023188 | PURCHASE AS REQUIRED
000923952 | WRENCH/DRILL,IMPACT,BATTERY | Repaired, Milwaukee, 18V, M18 Fuel, 7/16" Hex High Impact Drill, Hi-Torq | C&LTOOL | CALTCO T/A C&L TOOL CENTRE | 000023952 | CURRENT
000924075 | MULTIMASTER,POWER TOOL | MILWAUKEE MULTI TOOL; 18 VOLT BATTERY MULTITOOL, SKIN ONLY | C&LTOOL | CALTCO T/A C&L TOOL CENTRE | 000024075 | CURRENT
000924077 | GRINDER,BATTERY,PORTABLE | Repaired, Milwaukee, 18V, suit 115-125mm Disk, Skin Only | C&LTOOL | CALTCO T/A C&L TOOL CENTRE | 000024077 | CURRENT
000924185 | CHARGER,BATTERY | MILWAUKEE 6 PACK CHARGER; 6 BATTERY 18 VOLT SEQUENTIAL CHARGER WITH ISOLATION SWITCH; | MILWAUKE | MILWAUKEE POWER TOOLS | 000024185 | CURRENT
000924187 | DRILL | Repaired, Milwaukee, 18V Hammer Drill, M18 Fuel Rotary, 3-Mode, Skin Only | C&LTOOL | CALTCO T/A C&L TOOL CENTRE | 000024187 | CURRENT
000924740 | DRILL,BATTERY | DRILL, CORDLESS; 12 V; SKIN ONLY FUEL BRUSHLESS MOTOR, 13MM; 13MM CHUCK; LED LIGHT; BATTERY LEVEL GAUGE; | MILWAUKE | MILWAUKEE POWER TOOLS | 000024740 | CURRENT
000924741 | DRILL | Repaired, Milwaukee, 18V Hammer Drill, 13mm Chuck, Brushless Powerstate Motor, LED Light, Battery Level Gauge, Skin Only | MILWAUKE | MILWAUKEE POWER TOOLS | 000024741 | CURRENT
000924743 | WRENCH,IMPACT | 18V IMPACT WRENCH LARGE; SKIN ONLY; VARIABLE SPEED TRIGGER; 183 MAX TORQUE; MILWAUKEE; | MILWAUKE | MILWAUKEE POWER TOOLS | 000024743 | CURRENT
000924745 | SAW,RECIP,PORTABLE,ELEC | Repaired, Milwaukee, 18V Battery Powered M18 Fuel Sawzall, Brushless Powerstate Motor, Adjustable Shoe, Overload Protn, 29mm Stroke Length, Skin Only | MILWAUKE | MILWAUKEE POWER TOOLS | 000024745 | CURRENT
000925051 | CRIMPER,BATTERY OPERATED | 12 TON; C FRAME OPENING;30 MM JAW OPENING; SKIN ONLY; PINCH FREE; MAX 300 MM2 AL/CU;14.4 V DC MOTOR; 350 DEGREE SWIVEL HEAD; | SPECFORC | SPECIALISED FORCE | 000025051 | CURRENT
000925052 | CUTTER,CABLE,POWERED | Repaired, Izuni Battery Powered, 14.4V DC Motor, Cuts up to 50mm Non-Ferrous Cable & 21mm Hard Cu, Skin Only | SPECFORC | SPECIALISED FORCE | 000025052 | CURRENT
000925114 | WRENCH,IMPACT | 18V FUEL IMPACT WRENCH SMALL; SKIN ONLY; FRICTION RING BRUSHLESS POWERSTATE MOTOR 1/2" SQUARE DRIVE; 4 MODE DRIVE CONTROL; 300NM TORQUE; MILWAUKEE; | C&LTOOL | CALTCO T/A C&L TOOL CENTRE | 000025114 | CURRENT
000025491 | TRANSFORMER,VOLTAGE | 11 KV/SQRT3, Single pole VT,O/D, Single Phase; 415 V/SQRT3; 10 VA; 3P; 50 HZ; Epoxy Resin Cast; | EPCINTER | EPC INTERNATIONAL PTY LTD | VPV1-24 | PURCHASE AS REQUIRED
000025105 | HOT LINE STICK | Insulated Fibreglass stick 1.8m Sunrise fitting on 1 end Asseted & barcoded, as per drawing 32177-A3 | ENERGYNW | THE ENERGY NETWORK | TENA522 | PURCHASE AS REQUIRED
000025492 | GLOVES,ELECTRICAL WORKER'S | Electriflex Linesman, Class 4, 36kVAC, Size 9, Insulating Natural Rubber, Red/Black, Contour Cuff | TEN | THE ENERGY NETWORK | NG418CRB-9 | CURRENT
000025493 | GLOVES,ELECTRICAL WORKER'S | Electriflex Linesman, Class 4, 36kVAC, Size 9.5, Insulating Natural Rubber, Red/Black, Contour Cuff | TEN | THE ENERGY NETWORK | NG418CRB-9.5 | CURRENT
000025493 | GLOVES,ELECTRICAL WORKER'S | Electriflex Linesman, Class 4, 36kVAC, Size 9.5, Insulating Natural Rubber, Red/Black, Contour Cuff | TEN | THE ENERGY NETWORK | NG418CRB-9H | CURRENT
000025494 | GLOVES,ELECTRICAL WORKER'S | Electriflex Linesman, Class 4, 36kVAC, Size 10, Insulating Natural Rubber, Red/Black, Contour Cuff | TEN | THE ENERGY NETWORK | NG418CRB-10 | CURRENT
000025495 | GLOVES,ELECTRICAL WORKER'S | Electriflex Linesman, Class 4, 36kVAC, Size 10.5, Insulating Natural Rubber, Red/Black, Contour Cuff | TEN | THE ENERGY NETWORK | NG418CRB-10.5 | CURRENT
000025495 | GLOVES,ELECTRICAL WORKER'S | Electriflex Linesman, Class 4, 36kVAC, Size 10.5, Insulating Natural Rubber, Red/Black, Contour Cuff | TEN | THE ENERGY NETWORK | NG418CRB-10H | CURRENT
000025496 | GLOVES,ELECTRICAL WORKER'S | Electriflex Linesman, Class 4, 36kVAC, Size 11, Insulating Natural Rubber, Red/Black, Contour Cuff | TEN | THE ENERGY NETWORK | NG418CRB-11 | CURRENT
000025497 | WRENCH,COMB OPEN END-SPANNER | JBS Combination Ring/Open End, 30mm, Fully Polished | BLKWOOD | J BLACKWOOD & SON LTD | 07631003 | CURRENT
002468767 | SWITCHGEAR | RMU, 12kV, SafeLink 2 CFC, 2 x Feeder Switches, 1 x Switch Fuse, IAC AF, max Connection 1000kVA Transformer, (no rear chimney), JTS 06-08-01 | ABBAUST | ABB AUSTRALIA PTY LTD | 5812044 | CURRENT
002468866 | SAW,RECIP,PORTABLE,ELEC | Milwaukee, 12V Battery Jigsaw, Anti-Splintering Insert, Non-Marring Shoe, 20mm Stroke Length, Skin Only | MILWAUKE | MILWAUKEE POWER TOOLS | M12FJS0 | CURRENT
002468866 | SAW,RECIP,PORTABLE,ELEC | Milwaukee, 12V Battery Jigsaw, Anti-Splintering Insert, Non-Marring Shoe, 20mm Stroke Length, Skin Only | C&LTOOL | CALTCO T/A C&L TOOL CENTRE | MILWTM12FJS0 | CURRENT
000918955 | CUTTER,CABLE,HAND OPERATED | Repaired77 KN OUTPUT FORCE;HAND OPERATED TWO STAGE HYDRAULIC PUMP;REPLACEABLE BLADES,SUITS STRANDED CU,AL & ACSR UP TO 24 MM DIA,STAY WIRE UP TO 20 MM DIA,180 | SPECFORC | SPECIALISED FORCE | SFCIZU S-200 | CURRENT
002469187 | BRACKET,MOUNTING | Pedestrian Crossing, suits Quantum 300W Floodlight, Dwg 912580-02 (scm) | IPOLES | INTERNATIONAL POLES | EQ-073 | CURRENT
002427300 | BRACKET,MOUNTING | Pedestrian Crossing, Floodlight Extension, Galv Steel, EQTS 05-02-01, Dwg 912541-01 (scm) | GM POLES | GM POLES PTY LTD | SL-FL-EXT | CURRENT
002427300 | BRACKET,MOUNTING | Pedestrian Crossing, Floodlight Extension, Galv Steel, EQTS 05-02-01, Dwg 912541-01 (scm) | EZYSTRUT | EZYSTRUT CABLE & PIPE SUPPORTS | E2427300 | CURRENT
002427300 | BRACKET,MOUNTING | Pedestrian Crossing, Floodlight Extension, Galv Steel, EQTS 05-02-01, Dwg 912541-01 (scm) | GPA | GALVANISED POLES AUSTRALIA | GPA2427300 / N/A | CURRENT
002427300 | BRACKET,MOUNTING | Pedestrian Crossing, Floodlight Extension, Galv Steel, EQTS 05-02-01, Dwg 912541-01 (scm) | HAYMAN | HAYMANS INDUSTRIES PTY LTD | 2427300 | CURRENT
002427300 | BRACKET,MOUNTING | Pedestrian Crossing, Floodlight Extension, Galv Steel, EQTS 05-02-01, Dwg 912541-01 (scm) | INGALEPS | INGAL EPS (CONTRACTOR) | GEX2427300 | CURRENT
000025498 | INSULATING OIL,ELECTRICAL | Transformer Oil, 1000L IBC, w/o Oxidation Inhibitors, Moisture <15PPM, Breakdown Voltage Dielectric >50, TS460, AS1767 | NYNAS | NYNAS AUST PTY LTD | NYTRO LIBRA IBC | PURCHASE AS REQUIRED
002469229 | RECLOSER,AUTO | Schneider E27, 27kV, 3 Ph, 630A, 12.5kA Vacuum Interrupter in Epoxy Housing c/w Ctrl Cub, 11m Ctrl Cable, ADVC3 Controller IOEX2 & FTIM2 Modules, 2-Hole | SCHNEIDR | SCHNEIDER PTY LTD (MANUFACTURER) | 501150000 | CURRENT
002469237 | RECLOSER,AUTO | Schneider E38, 38kV, 3 Ph, 800A, 16kA Vacuum Interrupter in Epoxy Housing c/w Ctrl Cub, 11m Ctrl Cable, ADVC3 Controller IOEX2 & FTIM2 Modules, 2-Hole | SCHNEIDR | SCHNEIDER PTY LTD (MANUFACTURER) | 521250000 | CURRENT
002469245 | CONTROL BOX | CAPE Control & Protection Enclosure, ADVC3 Ultra, CAPE FlexVUE Eng Sch, suit Schneider E27/E38 Reclosers, JTS 06-07-03 (scm) | SCHNEDER | SCHNEIDER PTY LTD | 8600163100 | CURRENT
002469252 | BRACKET,MOUNTING | Watchmen Floodlight, Galv, Pole Mount, Single Light, Dwg 1072604-01 (scm) | IPOLES | INTERNATIONAL POLES | EQ-075 | CURRENT
000025499 | JUNCTION BOX. | IP67 POLYESTER WITH INTEGRATED 4 WAY TERMINAL BLOCK AND CABLE GLANDS FOR MODBUS TERMINATIONS; METERING DYNAMICS | SPC PL | SWITCHES PLUS COMPONENTS PTY LTD | DS-MTB-4P | CURRENT
002434769 | CABLE TIE | Nylon, Black, UV Resistant, 530 x 9mm (P100) | RMS | RELAY MONITORING SYSTEMS PL | KT53390 | CURRENT
002434769 | CABLE TIE | Nylon, Black, UV Resistant, 530 x 9mm (P100) | RMS | RELAY MONITORING SYSTEMS PL | CT5509 | CURRENT
000025500 | RELAY,PROTECTION | FW R516, Directional O/C & E/F, 110VDC Logic, 48/125VDC Pwr, 5A Ph & 1A Resd, 2U Horiz Rack, 10/100T, MMST, 100FX, MMLC, RS232/RS485 | SEL | SCHWEITZER ENGINEERING LABORATORIES INC. | 035162C3H63XX1 | CURRENT
000025501 | RELAY,PROTECTION | FW R516, Directional O/C & E/F, 110VDC Logic, 48/125VDC Pwr, 5A Ph & 1A Resd, 3U Vert Panel, 10/100T, MMST, 100FX, MMLC, RS232/RS485 | SEL | SCHWEITZER ENGINEERING LABORATORIES INC. | 035169C3H63XX1 | CURRENT
000025502 | RELAY,PROTECTION | FW R516, Directional O/C & E/F, 110VDC Logic, 48/125VDC Pwr, 1A Ph & 1A Resd, 2U Horiz Rack, 10/100T, MMST, 100FX, MMLC, RS232/RS485 | SEL | SCHWEITZER ENGINEERING LABORATORIES INC. | 035162C3H13XX1 | CURRENT
000025503 | RELAY,PROTECTION | FW R516, Directional O/C & E/F, 110VDC Logic, 48/125VDC Pwr, 1A Ph & 1A Resd, 3U Vert Panel, 10/100T, MMST, 100FX, MMLC, RS232/RS485 | SEL | SCHWEITZER ENGINEERING LABORATORIES INC. | 035169C3H13XX1 | CURRENT
000025504 | RELAY,PROTECTION | FW R516, Directional O/C & E/F, 24VDC Logic, 24/48VDC Pwr, 5A Ph & 1A Resd, 2U Horiz Rack, 10/100T, MMST, 100FX, MMLC, RS232/RS485 | SEL | SCHWEITZER ENGINEERING LABORATORIES INC. | 035162C2H61XX1 | CURRENT
000025505 | RELAY,PROTECTION | FW R516, Directional O/C & E/F, 24VDC Logic, 24/48VDC Pwr, 5A Ph & 1A Resd, 3U Vert Panel, 10/100T, MMST, 100FX, MMLC, RS232/RS485 | SEL | SCHWEITZER ENGINEERING LABORATORIES INC. | 035169C2H61XX1 | CURRENT
000025506 | RELAY,PROTECTION | FW R516, Directional O/C & E/F, 110VDC Logic, 48/125VDC Pwr, 1A Ph & 1A Resd, 3U Horiz Rack, 10/100T, MMST, 100FX, MMLC, RS232/RS485 | SEL | SCHWEITZER ENGINEERING LABORATORIES INC. | 035173C3H134X2 | CURRENT
000025507 | RELAY,PROTECTION | FW R516, Directional O/C & E/F, 110VDC Logic, 48/125VDC Pwr, 5A Ph & 1A Resd, 3U Horiz Rack, 10/100T, MMST, 100FX, MMLC, RS232/RS485 | SEL | SCHWEITZER ENGINEERING LABORATORIES INC. | 035173C3H634X2 | CURRENT
000025508 | RELAY,PROTECTION | FW R516, Directional O/C & E/F, 110VDC Logic, 48/125VDC Pwr, 1A Ph & 1A Resd, 3U Vert Panel, 10/100T, MMST, 100FX, MMLC, RS232/RS485 | SEL | SCHWEITZER ENGINEERING LABORATORIES INC. | 035179C3H134X2 | CURRENT
000025509 | RELAY,PROTECTION | FW R516, Directional O/C & E/F, 110VDC Logic, 48/125VDC Pwr, 5A Ph & 1A Resd, 3U Vert Panel, 10/100T, MMST, 100FX, MMLC, RS232/RS485 | SEL | SCHWEITZER ENGINEERING LABORATORIES INC. | 035179C3H634X2 | CURRENT
000025510 | RELAY,PROTECTION | FW R516, Directional O/C & E/F, 48VDC Logic, 24/48VDC Pwr, 1A Ph & 1A Resd, 3U Horiz Rack, 10/100T, MMST, 100FX, MMLC, RS232/RS485 | SEL | SCHWEITZER ENGINEERING LABORATORIES INC. | 035173C2H124X2 | CURRENT
000025511 | RELAY,PROTECTION | FW R516, Directional O/C & E/F, 48VDC Logic, 24/48VDC Pwr, 5A Ph & 1A Resd, 3U Horiz Rack, 10/100T, MMST, 100FX, MMLC, RS232/RS485 | SEL | SCHWEITZER ENGINEERING LABORATORIES INC. | 035173C2H624X2 | CURRENT
000025512 | RELAY,PROTECTION | FW R516, Directional O/C & E/F, 48VDC Logic, 24/48VDC Pwr, 1A Ph & 1A Resd, 3U Vert Panel, 10/100T, MMST, 100FX, MMLC, RS232/RS485 | SEL | SCHWEITZER ENGINEERING LABORATORIES INC. | 035179C2H124X2 | CURRENT
000025513 | RELAY,PROTECTION | FW R516, Directional O/C & E/F, 48VDC Logic, 24/48VDC Pwr, 5A Ph & 1A Resd, 3U Vert Panel, 10/100T, MMST, 100FX, MMLC, RS232/RS485 | SEL | SCHWEITZER ENGINEERING LABORATORIES INC. | 035179C2H634X2 | CURRENT
000025514 | RELAY,PROTECTION | FW R517, Directional O/C & E/F, 48VDC Logic, 24/48VDC Pwr, 5A Ph & 1A Resd, 3U Vert Panel, 10/100T, MMST, 100FX, MMLC, RS232/RS485 | SEL | SCHWEITZER ENGINEERING LABORATORIES INC. | 035173C3H834X2 | CURRENT
000025515 | RELAY,PROTECTION | FW R518, Directional O/C & E/F, 48VDC Logic, 24/48VDC Pwr, 5A Ph & 1A Resd, 3U Vert Panel, 10/100T, MMST, 100FX, MMLC, RS232/RS485 | SEL | SCHWEITZER ENGINEERING LABORATORIES INC. | 035179C3H834X2 | CURRENT
000025516 | RELAY,PROTECTION | FW R519, Directional O/C & E/F, 48VDC Logic, 24/48VDC Pwr, 5A Ph & 1A Resd, 3U Vert Panel, 10/100T, MMST, 100FX, MMLC, RS232/RS485 | SEL | SCHWEITZER ENGINEERING LABORATORIES INC. | 035173C2H824X2 | CURRENT
000025517 | RELAY,PROTECTION | FW R520, Directional O/C & E/F, 48VDC Logic, 24/48VDC Pwr, 5A Ph & 1A Resd, 3U Vert Panel, 10/100T, MMST, 100FX, MMLC, RS232/RS485 | SEL | SCHWEITZER ENGINEERING LABORATORIES INC. | 035179C2H824X2 | CURRENT
002433340 | LAMP,METAL HALIDE | 400W, Hard Glass Exterior, Reflector E40 Cap, Operates on 400W Mercury Vapour Control Gear, for Watchman Floodlight, EQTS 05-03-01 (scm) | EYELIGHT | EYE LIGHTING AUSTRALIA PTY LTD | 116490 | CURRENT
S820366 | ADMIN CHARGES | ADMIN:GENERAL;ADMIN CHG,S820364 < 100m ADMIN CHARGES Material Sales Cutting Fee ; URD Cables; S820362 < 100m, S820363 < 100m, S820364 < 100m, S820365 < 50m, S82 | MIDLANDS | MIDLAND METALS | URD CUTTING FEE | CURRENT
000025518 | TROUSERS,WET WEATHER. | Modacrylic/cotton/pu membrane hi-visability yellow; Flame retardant; Elasticated waist with cord locks; Sizes XS- 5XL | AUSDEF | AUSTRALIAN DEFENCE APPAREL | 75E290 | PURCHASE AS REQUIRED
000025473 | TROUSERS,WET WEATHER. | HI-VISIBILITY YELLOW FLAME RETARDANT SIZES SML - 4XL | AUSDEF | AUSTRALIAN DEFENCE APPAREL | 74-3-1700 | PURCHASE AS REQUIRED
000025474 | JACKET,WET WEATHER. | HI-VISIBILITY YELLOW FLAME RETARDANT HUSKIE; SIZES SML - 4XL | AUSDEF | AUSTRALIAN DEFENCE APPAREL | 72-3-1700 | PURCHASE AS REQUIRED
000025520 | RACK,CABLE | Patch Cord Minder, 1RU, 4 Ring, 80mm Loops, Metal, Black c/w Cage Nuts | HAYMANS | HAYMANS ELECTRICAL | NCO760038240 | PURCHASE AS REQUIRED
000924139 | PHASE ANGLE METER | PHASE ANGLE METER; MODEL 597C 50 HZ; ACCURACY 0.1DEG VOLTAGE RANGE 10V TO 500V; DIRECT CURRENT INPUT 50mA TO 50 A | REDPHASE | RED PHASE INSTRUMENTS AUSTRALIA P/L | 597C | PURCHASE AS REQUIRED
000922534 | TEST KIT | REFURBISHED, Digital Micro Ohm Meter Kit, 4 Terminal, 240V Mains or Battery Powered, 10A Test Current, Range 0.1 to 2500 micro-ohm | MEGGER | MEGGER PTY LTD | DLRO10HD-EX | CURRENT
000922534 | TEST KIT | REFURBISHED, Digital Micro Ohm Meter Kit, 4 Terminal, 240V Mains or Battery Powered, 10A Test Current, Range 0.1 to 2500 micro-ohm | REXEL | REXEL PTY LTD | MEGDLRO10HD-EX | CURRENT
000923409 | TEST SET | Interface, Field Test Equip, for NOJA RC10 Controller Testing c/w 10m Unarmoured Control Cable | NOJAPWR | NOJA POWER | ITS-04 | PURCHASE AS REQUIRED
000924171 | METERING COMMUNICATIONS UNIT | AFLC METER, 0-280V, 21-1050HZ, 0-30V SIGNAL LEVEL SUPERIMPOSED; FOR MEASURING AUDIO FREQUENCY SIGNAL STRENGTH ON DISTRIBUTION NETWORKS; | THEWMCAN | TMAC THEW & MCCANN GROUP | TM00544 | PURCHASE AS REQUIRED
000919165 | HOT LINE STICK | FIBREGLASS;12 M;EXT LENGTH COMBINATION OPERATING/MEASURING TELESCOPIC HOT LINE STICK;METRIC GRADUATIONS M/CM;TRIANGULAR SHAPE;HI-VIS FOAM - FILLED TOP SECTION;e | THEWMCAN | TMAC THEW & MCCANN GROUP | FIBREGLASS 12 M | CURRENT
000919165 | HOT LINE STICK | FIBREGLASS;12 M;EXT LENGTH COMBINATION OPERATING/MEASURING TELESCOPIC HOT LINE STICK;METRIC GRADUATIONS M/CM;TRIANGULAR SHAPE;HI-VIS FOAM - FILLED TOP SECTION;e | HYLEC | HYLEC PTY LTD | FIBREGLASS;12 M | CURRENT
000919165 | HOT LINE STICK | FIBREGLASS;12 M;EXT LENGTH COMBINATION OPERATING/MEASURING TELESCOPIC HOT LINE STICK;METRIC GRADUATIONS M/CM;TRIANGULAR SHAPE;HI-VIS FOAM - FILLED TOP SECTION;e | CABLACES | CABLACES | VTT-1/9MB | CURRENT
000919165 | HOT LINE STICK | FIBREGLASS;12 M;EXT LENGTH COMBINATION OPERATING/MEASURING TELESCOPIC HOT LINE STICK;METRIC GRADUATIONS M/CM;TRIANGULAR SHAPE;HI-VIS FOAM - FILLED TOP SECTION;e | HASTINGS | HASTING DEERING PTY LTD | HV-240 | CURRENT
000919165 | HOT LINE STICK | FIBREGLASS;12 M;EXT LENGTH COMBINATION OPERATING/MEASURING TELESCOPIC HOT LINE STICK;METRIC GRADUATIONS M/CM;TRIANGULAR SHAPE;HI-VIS FOAM - FILLED TOP SECTION;e | ENERGYNW | THE ENERGY NETWORK | 40BTO-G | CURRENT
000919164 | HOT LINE STICK | FIBREGLASS;9.2 M EXT LENGTH COMBINATION OPERATING/MEASURING TELESCOPIC HOT LINE STICK;METRIC GRADUATIONS M/CM;TRIANGULAR SHAPE;HI-VIS FOAM - FILLED TOP SECTION; | THEWMCAN | TMAC THEW & MCCANN GROUP | FIBREGLASS;9.2 M | CURRENT
000919164 | HOT LINE STICK | FIBREGLASS;9.2 M EXT LENGTH COMBINATION OPERATING/MEASURING TELESCOPIC HOT LINE STICK;METRIC GRADUATIONS M/CM;TRIANGULAR SHAPE;HI-VIS FOAM - FILLED TOP SECTION; | HYLEC | HYLEC PTY LTD | FIBREGLASS;9.2 M | CURRENT
000919164 | HOT LINE STICK | FIBREGLASS;9.2 M EXT LENGTH COMBINATION OPERATING/MEASURING TELESCOPIC HOT LINE STICK;METRIC GRADUATIONS M/CM;TRIANGULAR SHAPE;HI-VIS FOAM - FILLED TOP SECTION; | ENERGYNW | THE ENERGY NETWORK | MV 30BTO-G | CURRENT
002469609 | RECEIVER | Phase Identification LV Contact Reciever, for Futurepoint Systems Phase Identifier Kit | FUTUREPS | FUTUREPOINT SYSTEMS | PHASE-CRX | PURCHASE AS REQUIRED
002469617 | BATTERY,STORAGE | 18V, 6.0Ah, M18 Red Li-Ion, High Output, for Milwaukee Tools | C&LTOOL | CALTCO T/A C&L TOOL CENTRE | MILWAM18HB6 | CURRENT
002469617 | BATTERY,STORAGE | 18V, 6.0Ah, M18 Red Li-Ion, High Output, for Milwaukee Tools | MILWAUKE | MILWAUKEE POWER TOOLS | M18HB6 | CURRENT
002469625 | CHARGER,BATTERY | Milwaukee 12-18V Automotive Charger c/w Car Accessory Plug, for Li-Ion Batteries | MILWAUKE | MILWAUKEE POWER TOOLS | M12-18AC | CURRENT
002469625 | CHARGER,BATTERY | Milwaukee 12-18V Automotive Charger c/w Car Accessory Plug, for Li-Ion Batteries | C&LTOOL | CALTCO T/A C&L TOOL CENTRE | MILWAM12-18AC | CURRENT
000700012 | CABLE,POWER,ELECTRICAL | Non Energy QLD Specified Cable; CCT; 180mm2, AAAC/1120, (19/3.50) Waterblocked Al, Grey XLPE 6.35/11kV, Material Sales Only; | MIDLANDS | MIDLAND METALS | AAAC/1120 19/3.50MM 180MM2 | PURCHASE AS REQUIRED
002417590 | HELMET,SAFETY | Mountaineering Equipment c/w Sunflap | HEIGHDYN | HEIGHT DYNAMICS | VKA WHE 34.201 | CURRENT
002417590 | HELMET,SAFETY | Mountaineering Equipment c/w Sunflap | HEIGHDYN | HEIGHT DYNAMICS | HD KZNPRO | CURRENT
002417590 | HELMET,SAFETY | Mountaineering Equipment c/w Sunflap | HEIGHDYN | HEIGHT DYNAMICS | KZNPRO | CURRENT
002469641 | VISOR,SUN | suit Mountaineering Safety Helmet | HEIGHDYN | HEIGHT DYNAMICS | HD KZPEAK | PURCHASE AS REQUIRED
002469658 | BRACKET,FACESHIELD,HELMET | Visor Carrier c/w Adaptor to fit Sun Visor to Mountaineering Safety Helmet | HEIGHDYN | HEIGHT DYNAMICS | HD KZVAD | PURCHASE AS REQUIRED
002469658 | BRACKET,FACESHIELD,HELMET | Visor Carrier c/w Adaptor to fit Sun Visor to Mountaineering Safety Helmet | HEIGHDYN | HEIGHT DYNAMICS | WAC00010.000 | PURCHASE AS REQUIRED
002469666 | CUTTER,BATTERY OPERATED | M18 ForceLogic 6T Cable Cutter, Scissor Action, 18V, 355mm Lg, suit Al/Cu Cable to 35mm Dia & ACSR to 22.5mm Dia | MILWAUKE | MILWAUKEE POWER TOOLS | M18HCC-0C | CURRENT
002469666 | CUTTER,BATTERY OPERATED | M18 ForceLogic 6T Cable Cutter, Scissor Action, 18V, 355mm Lg, suit Al/Cu Cable to 35mm Dia & ACSR to 22.5mm Dia | C&LTOOL | CALTCO T/A C&L TOOL CENTRE | MILWTM18HCC-0 | CURRENT
002469674 | BLADE,CUTTER,CABLE | Replacement Blade for Milwaukee M18HCC, suit Cu/Al Cable | MILWAUKE | MILWAUKEE POWER TOOLS | 48440411 | CURRENT
002469674 | BLADE,CUTTER,CABLE | Replacement Blade for Milwaukee M18HCC, suit Cu/Al Cable | C&LTOOL | CALTCO T/A C&L TOOL CENTRE | MILWA48440411 | CURRENT
000934123 | SWITCH FUSE GEAR | REFURBED SAFELINK 2 CFC ID; SINGLE SWITCH FUSE RMU; FOR 11KV OIL-TYPE & DRY TYPE TRANSFORMER CONNECTION UP TO 1500KVA; MECH D; | ABB | ABB FAN PTY LTD | REFURBED - CFC INDOOR | PURCHASE AS REQUIRED
000025521 | DISCONNECTOR,HIGH VOLTAGE | 33 KV;1600 AMP;25 KA FOR 3 Secs; 3 Phase: Manually operated; Outdoor single vertical break; Type VR-P; Supplied with polymer insulators; | PLP AUST | PREFORMED LINE PRODUCTS (AUST) | A9365 | PURCHASE AS REQUIRED
000025522 | TRANSFORMER,CURRENT | 11kV, 800/1A, 50Hz, Post Type 1Ph, Outdoor, 1 Core, 1x800/500/200/1A, 0.1PX200R1 on 200/1 | EPCINTER | EPC INTERNATIONAL PTY LTD | APE-12 | PURCHASE AS REQUIRED
000025523 | TRANSFORMER,CURRENT | 24kV, 800/1A, 50Hz, Post Type 1Ph, Outdoor, 1 Core, 1x800/500/200/1A, 0.1PX200R1 on 200/1 | EPCINTER | EPC INTERNATIONAL PTY LTD | APE-24 | PURCHASE AS REQUIRED
002469690 | FIXTURE,LIGHTING | 17W StreetLED MkIII (L17) 4K c/w NEMA PE Cell, Minor Road, EQTS 05-01-02 (scm) | GERARD | GERARD PROFESSIONAL SOLUTIONS PL | JLC99BD01L17 | PHASING
002469708 | FIXTURE,LIGHTING | 17W StreetLED MkIII (L17A) 4K Aeroscreen c/w NEMA PE Cell, Minor Road, EQTS 05-01-02 (scm) | GERARD | GERARD PROFESSIONAL SOLUTIONS PL | JLC99BD11L17 | PHASING
002469716 | FIXTURE,LIGHTING | 28W StreetLED MkII (L33A) 4K Aeroscreen c/w NEMA PE Cell, Minor Road, EQTS 05-01-02 (scm) | GERARD | GERARD PROFESSIONAL SOLUTIONS PL | JLB99BD15L33 | PHASING
002469724 | FIXTURE,LIGHTING | 24W StreetLED MkIII (L24A) 4K Aeroscreen c/w NEMA PE Cell, Minor Road, EQTS 05-01-02 (scm) | GERARD | GERARD PROFESSIONAL SOLUTIONS PL | JLC99BD11L24 | PHASING
002469732 | FIXTURE,LIGHTING | 17W Evolve P4P5 Gen 3 (L17) 4K, Minor Road, EQTS 05-01-02 (scm) | LSSOLUTI | LIGHT SOURCE SOLUTIONS PL | ERRA17P40VSG44 | CURRENT
001011106 | FUSE,CARTRIDGE | 500V AC, HRC Cartridge 10G Type, 10A, 38 x 10.3mm Dia, Modular ETS 12-02-01 Group A (scm) | EATON | EATON ELECTRIC SYSTEMS PTY LTD | LPVG1010 | CURRENT
001011106 | FUSE,CARTRIDGE | 500V AC, HRC Cartridge 10G Type, 10A, 38 x 10.3mm Dia, Modular ETS 12-02-01 Group A (scm) | FUSECO | FUSECO PTY LTD | 420010 | CURRENT
002469740 | SPACER | 100mm Conduit Spacer, Clip Together 1/2 Piece (Bag of 40 x 1/2 Pieces) | TRI UGRD | TRI UNDERGROUND AUSTRALIA PTY LTD | TRISPACERCS100 | CURRENT
002469740 | SPACER | 100mm Conduit Spacer, Clip Together 1/2 Piece (Bag of 40 x 1/2 Pieces) | SPACER | THE SPACER COMPANY | CS100 | CURRENT
002469765 | SLEEVE,ELECTRICAL CONNECTOR | H-Tensile, Mechanical Shear Bolt, 120-300mm2,Tinned Al, Blocked, suit 120 to 300mm2, up to 42kV Cable (scm) | TECONN | TE CONNECTIVITY LTD | C73113N001 | PURCHASE AS REQUIRED
002469765 | SLEEVE,ELECTRICAL CONNECTOR | H-Tensile, Mechanical Shear Bolt, 120-300mm2,Tinned Al, Blocked, suit 120 to 300mm2, up to 42kV Cable (scm) | TECONN | TE CONNECTIVITY LTD | BSMB-120/300 | PURCHASE AS REQUIRED
002469757 | SPACER | 125mm Conduit Spacer, Clip Together 1/2 Piece (Bag of 34 x 1/2 Pieces) | TRI UGRD | TRI UNDERGROUND AUSTRALIA PTY LTD | TRISPACERCS125 | CURRENT
002469757 | SPACER | 125mm Conduit Spacer, Clip Together 1/2 Piece (Bag of 34 x 1/2 Pieces) | SPACER | THE SPACER COMPANY | CS125 | CURRENT
002469773 | RECLOSER,AUTO | SYNCHROPHASOR RC20-S TRIAL, Sectionaliser, Load Break Switch, 11kV, 3 Ph, 400A, 12.5kA Cap, Vacuum Interrupting, O/door Pole Mount c/w | NOJAPWR | NOJA POWER | OSM15-RC20-S | PURCHASE AS REQUIRED
002469781 | TRANSFORMER,DISTRIBUTION | 11kV, 1500kVA, 3 Ph, Epoxy Encapsulated Dry Type, IP21 Enclosure, Top or Bottom Cable Entry, 7Tap 6% Z, 75kV BIL Impulse Strength c/w LV Monitoring, | NHP | NHP ELECTRICAL ENGINEERING | TXCR11KV-415V-1500KVA-EQ | PURCHASE AS REQUIRED
000025524 | RELAY,VOLTAGE | UNDERVOLTAGE; ABB;RXEG 21 RK411101-DA AC 5-15V; DC 24/48-60V; | ABB | ABB FAN PTY LTD | RXEG 21 RK411101-DA | CURRENT
000000043 | TRANSFORMER,POWER | Groundmount, 132-110/66-33/11kV, 69MVA, 3 Ph, HV Bsh, 180 LV Air, Mineral Oil, ODAF, YNyn0d1 c/w Vacuum OLTC 17 Tap Posn, Free Standing Radiator, YOM 2008 | WILSON | WILSON TRANSFORMER CO. PTY LTD | P0710A | PURCHASE AS REQUIRED
002455095 | LOCKOUT KIT,PORTABLE | Electrical Lockout Kit, Large, suit a range of Tag & Lockout applications in the workplace | HAYMANS | HAYMANS ELECTRICAL | CIRCLK2 | PURCHASE AS REQUIRED
002455095 | LOCKOUT KIT,PORTABLE | Electrical Lockout Kit, Large, suit a range of Tag & Lockout applications in the workplace | GILBLODG | GILBERT LODGE AUSTRALIA | CLK-CUS-159 | PURCHASE AS REQUIRED
002434421 | CROSSARM,COMPOSITE | Fibre, Predrilled, 4200 Lg, 3758 Lg & 1243mm Lg, 125 x 125mm, 110kV, Wishbone, Set of 3 Crossarms Top/Middle/Brace, Packaged in Sets | WAGNERS | WAGNERS PTY LTD TOOWOOMBA QLD | EC006-00054 | PURCHASE AS REQUIRED
002434421 | CROSSARM,COMPOSITE | Fibre, Predrilled, 4200 Lg, 3758 Lg & 1243mm Lg, 125 x 125mm, 110kV, Wishbone, Set of 3 Crossarms Top/Middle/Brace, Packaged in Sets | WAGNERS | WAGNERS PTY LTD TOOWOOMBA QLD | EC006-00504, 00505, 00506 | PURCHASE AS REQUIRED
002434447 | CROSSARM,COMPOSITE | Fibre, Predrilled, 4010 x 125 x 125mm, 110kV, Wishbone, Set of 3 Xarms, Top/Middle/Brace, Packaged in Sets, | WAGNERS | WAGNERS PTY LTD TOOWOOMBA QLD | EC006-00056 | PURCHASE AS REQUIRED
002434447 | CROSSARM,COMPOSITE | Fibre, Predrilled, 4010 x 125 x 125mm, 110kV, Wishbone, Set of 3 Xarms, Top/Middle/Brace, Packaged in Sets, | WAGNERS | WAGNERS PTY LTD TOOWOOMBA QLD | EC006-00803, 00804, 00805 | PURCHASE AS REQUIRED
002434439 | CROSSARM,COMPOSITE | Fibre, Predrilled, 4139 x 125 x 125mm, 110kV, Wishbone, Set of 3 Xarms, Top/Middle/Brace, Packaged in Sets, | WAGNERS | WAGNERS PTY LTD TOOWOOMBA QLD | EC006-00055 | PURCHASE AS REQUIRED
002434439 | CROSSARM,COMPOSITE | Fibre, Predrilled, 4139 x 125 x 125mm, 110kV, Wishbone, Set of 3 Xarms, Top/Middle/Brace, Packaged in Sets, | WAGNERS | WAGNERS PTY LTD TOOWOOMBA QLD | EC006-00502, 00503, 00802 | PURCHASE AS REQUIRED
002441350 | HANDLING KIT,ASBESTOS | c/w 1 x A-Frame Sign 'ASBESTOS WORK IN PROGRESS', Disposable Vinyl Gloves Box of 100, Respirator P2 Dust, Mist & Fume Disposable c/w Valve (P10), | ALLENS | ALLENS INDUSTRIAL PRODUCTS PTY LTD | KITBAG | CURRENT
002441343 | SIGN | A-Frame, "ASBESTOS WORK IN PROGRESS", 350 x 600mm, Black Text, Yellow B/Ground B/Ground | ALLENS | ALLENS INDUSTRIAL PRODUCTS PTY LTD | Q7479 | CURRENT
002407087 | TOWELETTE,CLEANING-DISINFECTING | Isowipe, Bactericidal Wipes, contains Isopropyl Alcohol, for use on U/G Cable Joints, Terminations & part of the SF6 clean-up Kit | ENERGEX | ENERGEX | 9W100 | CURRENT
002407087 | TOWELETTE,CLEANING-DISINFECTING | Isowipe, Bactericidal Wipes, contains Isopropyl Alcohol, for use on U/G Cable Joints, Terminations & part of the SF6 clean-up Kit | HANLEY | HANLEY INDUSTRIAL ENTERPRISES 459057 | KC6835 | CURRENT
002407087 | TOWELETTE,CLEANING-DISINFECTING | Isowipe, Bactericidal Wipes, contains Isopropyl Alcohol, for use on U/G Cable Joints, Terminations & part of the SF6 clean-up Kit | BLKWOODS | J BLACKWOOD & SON LTD | 00931952 | CURRENT
002407087 | TOWELETTE,CLEANING-DISINFECTING | Isowipe, Bactericidal Wipes, contains Isopropyl Alcohol, for use on U/G Cable Joints, Terminations & part of the SF6 clean-up Kit | ATOMSUPP | ATOM SUPPLY | 1216001 | CURRENT
002434868 | WASTE DISPOSAL,HAZMAT | Asbestos Vacuum Cleaner, H-Class, Numatic Model c/w Drill Nozzle, Decal "For Asbestos Use Only", Danger Asbestos Sticky Label 180 x 57mm, | ALLENS | ALLENS INDUSTRIAL PRODUCTS PTY LTD | HZ370 | PURCHASE AS REQUIRED
000025531 | CHAIN,CHAINSAW | CHAIN;REPLMT,16IN,56,FOR MILWAUKEE 18V CHAIN,CHAINSAW Replacement Chain, for Mi lwaukee 18V Battery Chainsaw | C&LTOOL | CALTCO T/A C&L TOOL CENTRE | MILWA49162715 | CURRENT
000025531 | CHAIN,CHAINSAW | CHAIN;REPLMT,16IN,56,FOR MILWAUKEE 18V CHAIN,CHAINSAW Replacement Chain, for Mi lwaukee 18V Battery Chainsaw | MILWAUKE | MILWAUKEE POWER TOOLS | 49162715 | CURRENT
002418218 | WASTE DISPOSAL,HAZMAT | Drilling Dust Extraction Vacuum Tool, Nozzle 32mm, used for Drilling Asbestos Products | ALLENS | ALLENS INDUSTRIAL PRODUCTS PTY LTD | 107402478 | CURRENT
002434884 | WASTE DISPOSAL,HAZMAT | Asbestos Filter Cloth, Tritex, suit Numatic HZQ 200 & HZQ 190, H Class Vacuum Cleaner | ALLENS | ALLENS INDUSTRIAL PRODUCTS PTY LTD | 604165 | CURRENT
002434892 | BAG,VACUUM CLEANER | Hepa-Flo Replacement Dust Bags, suit Numatic HZQ200 & HZQ190, H Class Vacuum, for Asbestos Handling Kit & SF6 Response Kit (P10) | ALLENS | ALLENS INDUSTRIAL PRODUCTS PTY LTD | NVM1CH | CURRENT
002454494 | WASTE DISPOSAL,HAZMAT | Asbestos Bag, Mini, 610 x 450mm, 0.2mm Polyethylene, marked with Asbestos Hazard Warnings (P100) | ALLENS | ALLENS INDUSTRIAL PRODUCTS PTY LTD | AIASBMINI | CURRENT
002407073 | WASTE DISPOSAL,HAZMAT | Asbestos Bag, Small, 900 x 600mm, 0.2mm Polyethylene, marked with Asbestos Hazard Warnings | ALLENS | ALLENS INDUSTRIAL PRODUCTS PTY LTD | PPASBSML-BOX | CURRENT
002406032 | GREASE,GENERAL PURPOSE | Vaseline, Petroleum Jelly, suitable for asbestos kit | ALLENS | ALLENS INDUSTRIAL PRODUCTS PTY LTD | 99158 | CURRENT
000025440 | PANEL,ASSEMBLY | Internal Power Quality Meter Enclosure 600 mm H, 400 mm W, 300 mm D; Fitted With Test Block; Provision To MTG Meter & Modem | ERGON | ERGON ENERGY | ENCLOSURE PANEL | CURRENT
000025441 | RACK,ELEC EQUIP | Projection Mount RED615 Cutout Equipment Housing, 186mm W, 177mm H, 100mm D, 1.5mm Zinc Seal, suit ABB RED615 Relay | ERGON | ERGON ENERGY | 25441 | CURRENT
000005029 | TRANSFORMER,VOLTAGE | 123kV, IVT, 50Hz, Post Type 1Ph Outdoor c/w Metering Accuracy Tests | EPCINTER | EPC INTERNATIONAL PTY LTD | VPU-123 | PURCHASE AS REQUIRED
000005029 | TRANSFORMER,VOLTAGE | 123kV, IVT, 50Hz, Post Type 1Ph Outdoor c/w Metering Accuracy Tests | KONCAR | KONCAR - ELECTRICAL INDUSTRY INC | M172171 | PURCHASE AS REQUIRED
000005030 | TRANSFORMER,VOLTAGE | 145kV, IVT, 50Hz, Post Type 1Ph Outdoor c/w Metering Accuracy Tests | EPCINTER | EPC INTERNATIONAL PTY LTD | VPU-145 | PURCHASE AS REQUIRED
000005030 | TRANSFORMER,VOLTAGE | 145kV, IVT, 50Hz, Post Type 1Ph Outdoor c/w Metering Accuracy Tests | KONCAR | KONCAR - ELECTRICAL INDUSTRY INC | M172172 | PURCHASE AS REQUIRED
002455335 | PLUG,EAR | Ear Plugs, Disposable, Corded, Easy Removal Handles, 22dB Min Rating, Class 4 (P50) | BLKWOODS | J BLACKWOOD & SON LTD | 01498507 | CURRENT
002455335 | PLUG,EAR | Ear Plugs, Disposable, Corded, Easy Removal Handles, 22dB Min Rating, Class 4 (P50) | ATOMSUPP | ATOM SUPPLY | 30000214 | CURRENT
002455335 | PLUG,EAR | Ear Plugs, Disposable, Corded, Easy Removal Handles, 22dB Min Rating, Class 4 (P50) | UVEX | UVEX SAFETY GROUP | UVEX-XA-CD | CURRENT
002455335 | PLUG,EAR | Ear Plugs, Disposable, Corded, Easy Removal Handles, 22dB Min Rating, Class 4 (P50) | BLKWOOD | J BLACKWOOD & SON LTD | 01498507 | CURRENT
000025430 | COVER,TERMINAL | Extended Cover, suit MK10A Meter | EDMI | EDMI PTY LTD | PLAS19126 | CURRENT
000025527 | COVER,TERMINAL | Extended Cover, suit MK10D, MK10E & MK6E Meters | EDMI | EDMI PTY LTD | PLAS16851 | CURRENT
002453082 | BREAKER,PAVING | Demolition Hammer, 240V Earth Rod Driver, 2 Handles (Front & Straight) c/w 380mm Lg Point Chisel & 533mm Lg 110mm W Spade & Carry Case | C&LTOOL | CALTCO T/A C&L TOOL CENTRE | MILWTKANGO900ENER | PURCHASE AS REQUIRED
002453082 | BREAKER,PAVING | Demolition Hammer, 240V Earth Rod Driver, 2 Handles (Front & Straight) c/w 380mm Lg Point Chisel & 533mm Lg 110mm W Spade & Carry Case | MILWAUKE | MILWAUKEE POWER TOOLS | KANGO 900K | PURCHASE AS REQUIRED
002453082 | BREAKER,PAVING | Demolition Hammer, 240V Earth Rod Driver, 2 Handles (Front & Straight) c/w 380mm Lg Point Chisel & 533mm Lg 110mm W Spade & Carry Case | C&LTOOL | CALTCO T/A C&L TOOL CENTRE | MAKTHM1214C-EQL | PURCHASE AS REQUIRED
002422988 | DRILL BIT,STEP | 4 - 20mm Size Range, Single Flute, TiNi High Speed Steel | BLKWOOD | J BLACKWOOD & SON LTD | B0719-0040 | CURRENT
002422988 | DRILL BIT,STEP | 4 - 20mm Size Range, Single Flute, TiNi High Speed Steel | C&LTOOL | CALTCO T/A C&L TOOL CENTRE | PROAMPSTEP4-20 | CURRENT
002423002 | DRILL BIT,STEP | 4 - 32mm Size Range, Single Flute, TiNi High Speed Steel | C&LTOOL | CALTCO T/A C&L TOOL CENTRE | PROAMPSTEP4-32 | CURRENT
002423002 | DRILL BIT,STEP | 4 - 32mm Size Range, Single Flute, TiNi High Speed Steel | BLKWOOD | J BLACKWOOD & SON LTD | B0719-0041 | CURRENT
002444347 | DRILL BIT,STEP | 5 - 38mm Size Range, Single Flute, TiNi High Speed Steel | BLKWOOD | J BLACKWOOD & SON LTD | 00181632 | CURRENT
002444347 | DRILL BIT,STEP | 5 - 38mm Size Range, Single Flute, TiNi High Speed Steel | C&LTOOL | CALTCO T/A C&L TOOL CENTRE | PROAMPSTEP6-38 | CURRENT
002468346 | TOOL,APPLICATION | Live Line Clamp Remover, Eye Ring Fitting, S/Steel, suit most Standard Clamp Rings, incl Powerline Warning Flags | BALMORAL | BALMORAL ENGINEERING | LLCR-E | PURCHASE AS REQUIRED
000025535 | BATTERY,STORAGE | Valve regulated sealed battery bank; 48V;80A/HR nominal. Kit contains 4x12v battereries with bridging bars | LEGEND | LEGEND POWER SYSTEMS | 4 X HZB12-80S WITH LINKS | PURCHASE AS REQUIRED
ACT750 | MODEM,COMMUNICATIONS | Active Stream 4G Wireless Modem, c/w Sim Card | ACSTREAM | ACTIVE STREAM METER PROVIDER | 1104062 | CURRENT
002470235 | RECLOSER,AUTO | SYNCHROPHASOR RC20-S TRIAL Sectionaliser, Load Break Switch, 22kV 3 Ph, 400A, 12.5kA Cap, Vacuum Interrupting, O/door Pole Mount c/w | NOJAPWR | NOJA POWER | OSM27-RC20-S | PURCHASE AS REQUIRED
002470243 | RECLOSER,AUTO | SYNCHROPHASOR RC20-S TRIAL Sectionaliser, Load Break Switch, 33kV 3 Ph, 400A, 12.5kA Cap, Vacuum Interrupting, O/door Pole Mount c/w | NOJAPWR | NOJA POWER | OSM38-RC20-S | PURCHASE AS REQUIRED
002403483 | SOLDER,LEAD-TIN ALLOY | 50% TIN,50% LEAD;360 MM LG,3.5 MM DIA ROD;STAMPED 50/50;AS1834.1;CONDUCTOR BASTING & GENERAL USE SOFT SOLDER; PACK OF 10,PACK WEIGHT 10 KG; | CONALLOY |  | 07787 | CURRENT
002470250 | ACCESSORY KIT,ELEC EQUIP | FSD400 4-Way Palm Extension Retrofit Kit, 3 Ph c/w Top & Bottom Covers, 4-Way Palm Extensions, Screws, Nuts & Washers, Adaption for NGK Bundle Box to | NGK | NGK STANGER PTY LTD | 74009 | CURRENT
002470268 | ELBOW,TERMINATION POWER CABLE. | Set of 3, 630A, Bolted, suit 33vk 1 Core 50-120mm2 Cu, 50-150mm2 Al, Insect protected cable [scm] | NKT | NKT CABLES AUSTRALIA P/L | 2633117 | PURCHASE AS REQUIRED
002470268 | ELBOW,TERMINATION POWER CABLE. | Set of 3, 630A, Bolted, suit 33vk 1 Core 50-120mm2 Cu, 50-150mm2 Al, Insect protected cable [scm] | NKT | NKT CABLES AUSTRALIA P/L | NKT-2633117 | PURCHASE AS REQUIRED
002470276 | ELBOW,TERMINATION POWER CABLE. | Set of 3, 630A, Bolted, suit 33vk 1 Core 300mm2 Al, LAT, Insect protected cable [scm] | SICAME | SICAME AUSTRALIA PTY LTD | CST630 33 2470276 | PURCHASE AS REQUIRED
002470276 | ELBOW,TERMINATION POWER CABLE. | Set of 3, 630A, Bolted, suit 33vk 1 Core 300mm2 Al, LAT, Insect protected cable [scm] | NKT | NKT CABLES AUSTRALIA P/L | ENE2633120-LAT | PURCHASE AS REQUIRED
002470276 | ELBOW,TERMINATION POWER CABLE. | Set of 3, 630A, Bolted, suit 33vk 1 Core 300mm2 Al, LAT, Insect protected cable [scm] | NKT | NKT CABLES AUSTRALIA P/L | NKT-2633120 | PURCHASE AS REQUIRED
000025022 | METER,WATTHOUR | Mk7C Atlas 3, 1 Element, 240V, 10-100A, Class 1, Bottom Connected c/w Integrated ELM410 CATM1 Modem, Type 4 Small Stick on Antenna, Metering Dynamics, Plant No | EDMI | EDMI PTY LTD | 7C13-A252-29-J211-7J02-1110 | CURRENT
000025023 | METER,WATTHOUR | Mk7A Atlas 3, 2 Element, 240V, 10-100A, Class 1, Bottom Connected c/w Integrated ELM410 CATM1 Modem, Type 4 Small Stick on Antenna, Metering Dynamics, Plant No | EDMI | EDMI PTY LTD | 7A13-A344-29-J211-7D02-6110 | CURRENT
000025024 | METER,WATTHOUR | Mk10D Atlas 3, 3 Ph, 240V, 10-100A, Class 1, Bottom Connected c/w Integrated ELM410 CATM1 Modem, Type 4 Small Stick on Antenna, Metering Dynamics, Plant No | EDMI | EDMI PTY LTD | 1D13-1B-112-27-J11-201021-400 | CURRENT
000025025 | METER,WATTHOUR | Mk7C Atlas 3, 1 Element, 240V, 10-100A, Class 1, Bottom Connected, Load Profiling, Type 4 Small Antenna, Metering Dynamics, Plant No | EDMI | EDMI PTY LTD | 7C13-A252-29-J211-7J02-1110 | CURRENT
000025026 | METER,WATTHOUR | Mk7A Atlas 3, 2 Element, 240V, 10-100A, Class 1, Bottom Connected, Load Profiling, Type 4 Small Antenna, Metering Dynamics, Plant No | EDMI | EDMI PTY LTD | 7A13-A344-29-J211-7D02-6110 | CURRENT
000025027 | METER,WATTHOUR | Mk10D Atlas 3, 3 Ph, 240V, 10-100A, Class 1, Bottom Connected, Load Profiling, Type 4 Small Antenna, Metering Dynamics, Plant No | EDMI | EDMI PTY LTD | 1D13-1B-112-27-J11-201021-400 | CURRENT
000025028 | MODEM,COMMUNICATIONS | 4G ELM410 CATM1 Modem, GPRS Sim c/w Label, Telstra Sim Fitted & Tested, RJ45 to Molex Micro-Fit Connector | EDMI | EDMI PTY LTD | ELM410 | PHASING
000025028 | MODEM,COMMUNICATIONS | 4G ELM410 CATM1 Modem, GPRS Sim c/w Label, Telstra Sim Fitted & Tested, RJ45 to Molex Micro-Fit Connector | EDMI | EDMI PTY LTD | ECM500 | PHASING
000025029 | ANTENNA | Paddle Pop, 3G/4G on Glass, 700-2700MHz Freq Range c/w 1m Lead, SMA Connector | EDMI | EDMI PTY LTD | MDMANT23005A-1MTR | CURRENT
002470284 | WINCH,PERSONNEL RESCUE | HD Haul Mate System Complete, for Tower Rescue Kit | HEIGHT | HEIGHT DYNAMICS PTY LTD | HB305 2D642D0 | PURCHASE AS REQUIRED
002470284 | WINCH,PERSONNEL RESCUE | HD Haul Mate System Complete, for Tower Rescue Kit | HEIGHDYN | HEIGHT DYNAMICS | HD HAUL MATE SYSTEM COMPLETE | PURCHASE AS REQUIRED
000025432 | INSECT REPELLENT | AEROGARD Trop Strength, Press Pack 150g, (Provides 6 hr protection against mosquitoes) Low Irritant, neutral smell once dry, suitable for everyday use | ATOMSUPP | ATOM SUPPLY | 50480 | CURRENT
000025432 | INSECT REPELLENT | AEROGARD Trop Strength, Press Pack 150g, (Provides 6 hr protection against mosquitoes) Low Irritant, neutral smell once dry, suitable for everyday use | ATOMSUPP | ATOM SUPPLY | 1329002 | CURRENT
000025432 | INSECT REPELLENT | AEROGARD Trop Strength, Press Pack 150g, (Provides 6 hr protection against mosquitoes) Low Irritant, neutral smell once dry, suitable for everyday use | ALPHA | ALPHA FIRST AID SUPPLIES QLD | 338 | CURRENT
000025432 | INSECT REPELLENT | AEROGARD Trop Strength, Press Pack 150g, (Provides 6 hr protection against mosquitoes) Low Irritant, neutral smell once dry, suitable for everyday use | BLKWOOD | J BLACKWOOD & SON LTD | 09467110 | CURRENT
000025529 | INSECT REPELLENT | Bushmans, Aerosol 350g, 20% DEET (7 hours effective protection) | ALPHA | ALPHA FIRST AID SUPPLIES QLD | 320023 | CURRENT
000025529 | INSECT REPELLENT | Bushmans, Aerosol 350g, 20% DEET (7 hours effective protection) | ATOMSUPP | ATOM SUPPLY | BP350A | CURRENT
000025529 | INSECT REPELLENT | Bushmans, Aerosol 350g, 20% DEET (7 hours effective protection) | ATOMSUPP | ATOM SUPPLY | 90140026 | CURRENT
000025529 | INSECT REPELLENT | Bushmans, Aerosol 350g, 20% DEET (7 hours effective protection) | GILBLODG | GILBERT LODGE AUSTRALIA | BSMBP350A | CURRENT
000025536 | INSECT REPELLENT | Bushmans, Aerosol 150g, 20% Deet, (7 hours effective protection) | ATOMSUPP | ATOM SUPPLY | BP150A | CURRENT
000025536 | INSECT REPELLENT | Bushmans, Aerosol 150g, 20% Deet, (7 hours effective protection) | ATOMSUPP | ATOM SUPPLY | 88891588 | CURRENT
000025536 | INSECT REPELLENT | Bushmans, Aerosol 150g, 20% Deet, (7 hours effective protection) | ALPHA | ALPHA FIRST AID SUPPLIES QLD | 99879 | CURRENT
000025540 | INSECT REPELLENT | Bushmans, Ultra Gel 75g, 80% DEET (15 hours effective protection) | ALPHA | ALPHA FIRST AID SUPPLIES QLD | 99866 | CURRENT
000025540 | INSECT REPELLENT | Bushmans, Ultra Gel 75g, 80% DEET (15 hours effective protection) | ATOMSUPP | ATOM SUPPLY | 135216 | CURRENT
000025551 | INSECT REPELLENT | RID Antiseptic Repellent, 100ml lotion Pump - 16% DEET, (4 hours effective protection) | ATOMSUPP | ATOM SUPPLY | PRO-009788 | CURRENT
000025551 | INSECT REPELLENT | RID Antiseptic Repellent, 100ml lotion Pump - 16% DEET, (4 hours effective protection) | ALPHA | ALPHA FIRST AID SUPPLIES QLD | 347 | CURRENT
000025551 | INSECT REPELLENT | RID Antiseptic Repellent, 100ml lotion Pump - 16% DEET, (4 hours effective protection) | ATOMSUPP | ATOM SUPPLY | 403321 | CURRENT
000025562 | INSECT REPELLENT,PERSONAL | RID, Tropical Strength, Antispectic, Bite Protection, Repels + Protects, 150g Spray, 8hrs Protection | ATOMSUPP | ATOM SUPPLY | 417166 | CURRENT
000025562 | INSECT REPELLENT,PERSONAL | RID, Tropical Strength, Antispectic, Bite Protection, Repels + Protects, 150g Spray, 8hrs Protection | ALPHA | ALPHA FIRST AID SUPPLIES QLD | 320020 | CURRENT
000104464 | CABLE,POWER,ELECTRICAL | 6.35/11 KV;UNDERGROUND;3 X 1 C TRIPLEX 240 SQ MM CU XLPE INSULATED;40/1.7 COPPER WIRE SCREEN;WATER BLOCKING TAPE; PVC/INSECT PROTECTED/HDPE SHEATED;TO | ERGON | ERGON ENERGY | 0104464 | PURCHASE AS REQUIRED
000104219 | SURGE ARRESTER | VENTED TYPE;3 KV;W/MTG BRACKET; 135 MM LG X 90 MM W;USED ON A MCGRAW EDISON POLE MTD REGULATOR; | MCGRAWED |  | 57A635059003 | PHASING
000104426 | CLAMP,SUSPENSION,ELEC CONDUCTOR | ANGLE;LV ABC CABLE;FULLY SUPPORTED; 4 X 95 SQ MM;30 DEG DEVIATION;U/W STRINGING ROLLER SC20822;PACK OF 20,PACK WEIGHT 12.5 KG; | DULMISON | DULMISON (AUST) PTY LTD | IBSRC495 | CURRENT
000859803 | TRANSFORMER,DISTRIBUTION | 12.7 KV;10 KVA;1 PHASE;CROSSARM MTG;BSH HV 90 LV BSH;MINERAL OIL INSULATED;ONAN; SWER;LV 500/250 V,20/40/AMP; | TYREE | TYREE INDUSTRIES PL MITTAGONG NSW | 12.7 KV 10 KVA | PURCHASE AS REQUIRED
000859803 | TRANSFORMER,DISTRIBUTION | 12.7 KV;10 KVA;1 PHASE;CROSSARM MTG;BSH HV 90 LV BSH;MINERAL OIL INSULATED;ONAN; SWER;LV 500/250 V,20/40/AMP; | TOSHIBA |  | TXSPS-0010BA-001 | PURCHASE AS REQUIRED
002402785 | DIE,CRIMPING TOOL | STEEL;HEX;23.1 MM AF;SUIT 240 SQ MM CU CABLE,LUGS & LINKS;SUIT 38 COMPRESSION TOOLS; | TECONN | TE CONNECTIVITY LTD | 38-231CU/1 | PURCHASE AS REQUIRED
002402785 | DIE,CRIMPING TOOL | STEEL;HEX;23.1 MM AF;SUIT 240 SQ MM CU CABLE,LUGS & LINKS;SUIT 38 COMPRESSION TOOLS; | UTILUX |  | 38-231CU/1 | PURCHASE AS REQUIRED
000157667 | FERRULE,ELECTRICAL CONDUCTOR | REDUCING CRIMP TYPE;ALUM;95 SQ MM TO 35 SQ MM;C/W CENTRE BARRIER,125 MM MAX O/A LG;REFER UJ MAN DWG 2-600; PACK OF 1,PACK WEIGHT 130 G; | CABLACES | CABLACES | ALKR 95/35 | PHASING
000157667 | FERRULE,ELECTRICAL CONDUCTOR | REDUCING CRIMP TYPE;ALUM;95 SQ MM TO 35 SQ MM;C/W CENTRE BARRIER,125 MM MAX O/A LG;REFER UJ MAN DWG 2-600; PACK OF 1,PACK WEIGHT 130 G; | UTILUX |  | H15207X10/1 | PHASING
000157667 | FERRULE,ELECTRICAL CONDUCTOR | REDUCING CRIMP TYPE;ALUM;95 SQ MM TO 35 SQ MM;C/W CENTRE BARRIER,125 MM MAX O/A LG;REFER UJ MAN DWG 2-600; PACK OF 1,PACK WEIGHT 130 G; | LEGEND | LEGEND POWER SYSTEMS | ALK95 | PHASING
002433761 | WIRING HARNESS | 5 Wire (3P+N+G), Voltage Cable Harness c/w Fused Banana Plug Ends & Detachable Small Crocodile Clamps, IEC 61010-1 & 61010-031 CAT IV 600V, for PM45 Power | CHKPOWER | CHK POWER QUALITY PL | 1AVL5-B-C1 | CURRENT
002433779 | WIRING HARNESS | 5 Wire (3P+N+G), Voltage Cable Harness c/w Fused Large Crocodile Clamps, IEC 61010-1 & 61010-1031 CAT IV 600V, for PM45 Power Analyser only | CHKPOWER | CHK POWER QUALITY PL | 1AVL5-C-C1 | CURRENT
002429066 | BAG,LINEMANS GLOVE | Combination Glove & Sleeve Bag, 2 Pockets, Single Flap, Reinforced Inside & Out, for Live Line HV Insulated Gloves & Sleeves | CHANCE | CHANCE (MANUFACTURER) | C417-0150 | CURRENT
002429066 | BAG,LINEMANS GLOVE | Combination Glove & Sleeve Bag, 2 Pockets, Single Flap, Reinforced Inside & Out, for Live Line HV Insulated Gloves & Sleeves | BRITECH | BRI-TECH PTY LTD | C417-0150 | CURRENT
002429066 | BAG,LINEMANS GLOVE | Combination Glove & Sleeve Bag, 2 Pockets, Single Flap, Reinforced Inside & Out, for Live Line HV Insulated Gloves & Sleeves | TEN | THE ENERGY NETWORK | TENM410 | CURRENT
002428779 | CLAMP,LIVE LINE | Blanket Clamp Peg, Large, Wooden, 200mm Opening, for Live Line | HYLEC | HYLEC PTY LTD | ECNS4 | CURRENT
002428779 | CLAMP,LIVE LINE | Blanket Clamp Peg, Large, Wooden, 200mm Opening, for Live Line | CHANCE | CHANCE (MANUFACTURER) | CNS4 | CURRENT
002428779 | CLAMP,LIVE LINE | Blanket Clamp Peg, Large, Wooden, 200mm Opening, for Live Line | TEN | THE ENERGY NETWORK | CNS-3 | CURRENT
000104498 | CLAMP,ELEC PWR CABLE,SUPPORT | CAST ALUMINIUM TREFOIL CLEAT;CABLE OD 25-27 MM; FOR M8 FIXING;TO SUIT 95 SQ MM TRIPLEX CABLE;MAINS SERVICE USE IN SUBS; ITEMS TO BE PACKAGED IN PLASTIC BAGS; | INTERTEC | INTERTECH ENGINEERING PTY LTD | CABUS 5427 | CURRENT
002433365 | LAMP,METAL HALIDE | 250W, 250V, Clear Tube, E40 CAP, Ceremic Arc Tube, Carton of 12 | GERARD | GERARD PROFESSIONAL SOLUTIONS PL | 0116435 | PHASING
002433365 | LAMP,METAL HALIDE | 250W, 250V, Clear Tube, E40 CAP, Ceremic Arc Tube, Carton of 12 | EYELIGHT | EYE LIGHTING AUSTRALIA PTY LTD | 116435 | PHASING
002407132 | DAMPER,VIBRATION,TRANSMISSION LINE | Dogbone/Stockbridge Type, for Venus, Sulphur, Silicon, Topaz, Olive & Paw Paw Cable, AAC AAAC ACSR, 31 to 34mm Clamp Dia Range | PLP AUST | PREFORMED LINE PRODUCTS (AUST) | VSD-4040 | CURRENT
002407132 | DAMPER,VIBRATION,TRANSMISSION LINE | Dogbone/Stockbridge Type, for Venus, Sulphur, Silicon, Topaz, Olive & Paw Paw Cable, AAC AAAC ACSR, 31 to 34mm Clamp Dia Range | TEN | THE ENERGY NETWORK | 4D40-34.0 | CURRENT
002407132 | DAMPER,VIBRATION,TRANSMISSION LINE | Dogbone/Stockbridge Type, for Venus, Sulphur, Silicon, Topaz, Olive & Paw Paw Cable, AAC AAAC ACSR, 31 to 34mm Clamp Dia Range | DULMISON | DULMISON (AUST) PTY LTD | DB3B31SS | CURRENT
000184898 | INSULATION SLEEVING,ELECTRICAL | HEATSHRINK;11 KV;FOR CABLE TRIFURCATION MWTM SLEEVING FOR 11 KV TERMINATION; SUITS TYCO KIT 199A-IXSU-FEX199A;PACK CONTAINING 30 M ROLL OF HS SLEEVING; | RAYCHEM | RAYCHEM (AUSTRALIA) PTY LTD | MWTM-35/12-A/U (S30) | PURCHASE AS REQUIRED
002407129 | DAMPER,VIBRATION,TRANSMISSION LINE | DOG BONE DAMPER;SUITS 21-24 MM OD CONDUCTOR; | DULHUNTY | DULHUNTY INDUSTRIES PTY LTD | VDS-4D-30 | CURRENT
002407129 | DAMPER,VIBRATION,TRANSMISSION LINE | DOG BONE DAMPER;SUITS 21-24 MM OD CONDUCTOR; | DULMISON | DULMISON (AUST) PTY LTD | DB2B21SS | CURRENT
002407129 | DAMPER,VIBRATION,TRANSMISSION LINE | DOG BONE DAMPER;SUITS 21-24 MM OD CONDUCTOR; | PLP AUST | PREFORMED LINE PRODUCTS (AUST) | VSD-3525 | CURRENT
000104420 | CUTTER,CABLE,HAND OPERATED | Parrot Beak Type, suit 70mm2 Cu & Al Conductor c/w Red Insulated Handles, for Installation Inspector Tool Kit & Pole Top Rescue Kit | TECONN | TE CONNECTIVITY LTD | 110/1 | CURRENT
000104420 | CUTTER,CABLE,HAND OPERATED | Parrot Beak Type, suit 70mm2 Cu & Al Conductor c/w Red Insulated Handles, for Installation Inspector Tool Kit & Pole Top Rescue Kit | LEGEND | LEGEND POWER SYSTEMS | K40 | CURRENT
000105121 | KIT,BUSBAR | STEEL;GALV;M16;100 MM LG;SHORT T BOLT BUSBAR TO SUIT WEBER 750 KVA & 1000 KVA SWITCHGEAR BUSBARS; U/W SC20020,SC20022,SC20023 & SC20024; PACK | WEBER | WEBER SOUTH PACIFIC PTY LTD | V-AS60K | CURRENT
000105000 | NECKTIE | Cool Off Neck Tie, Water Activated, Evaporative Cooling Bandana, Tie Closure, Royal Blue | ALPHA | ALPHA FIRST AID SUPPLIES QLD | 914 | CURRENT
000105000 | NECKTIE | Cool Off Neck Tie, Water Activated, Evaporative Cooling Bandana, Tie Closure, Royal Blue | AUSTSAF | AUSTRALIAN SAFETY SUPPLIES | ROYAL BLUE 8405-53 | CURRENT
000105000 | NECKTIE | Cool Off Neck Tie, Water Activated, Evaporative Cooling Bandana, Tie Closure, Royal Blue | ATOMSUPP | ATOM SUPPLY | 444230 | CURRENT
000105000 | NECKTIE | Cool Off Neck Tie, Water Activated, Evaporative Cooling Bandana, Tie Closure, Royal Blue | ATOMSUPP | ATOM SUPPLY | 79913183 | CURRENT
000105000 | NECKTIE | Cool Off Neck Tie, Water Activated, Evaporative Cooling Bandana, Tie Closure, Royal Blue | ATOMSUPP | ATOM SUPPLY | 444230 - 6700FR | CURRENT
001032226 | FUSE PANEL ASSEMBLY | Kit c/w 3 x 32A 415V AC Fuse Holders, 3 x 6A HRC Fuses, Mtd on Insulated Panel 150 x 100 x 10mm c/w Sealing Studs & Perspex Cover | FLOWLINE | FLOWLINE INDUSTRIES PTY LTD | E1062 | CURRENT
002442432 | CLEVIS BALL ASSEMBLY | FORGED STEEL;GALV;BALL CLEVIS EXTENSION; 160 KN;M20 BALL;250 MM EXTENSION;BAGS OF 10; | PLP AUST | PREFORMED LINE PRODUCTS (AUST) | ELBC-160-1 | CURRENT
000343031 | WOOD PRESERVATIVE,BORON FLUORINE BASE | SOLID ROD;14 MM DIA;125 MM LG;SLOW RELEASE;BOX OF 108,CARTON OF 6 BOXES, PACK WEIGHT 15 KG;USE 1 PLUG (SC15504) FOR EVERY 3 RODS;N.B. UNIT OF ISSUE IS | PRESCHEM |  | PS 14 | CURRENT
002433233 | COVER,ILLUMINATION,LIGHTING FIXTURE. | DISHED TYPE;ACRYLIC CLEAR;FOR USE ON SYLVANIA SURBURBAN LANTERN; | GERARD | GERARD PROFESSIONAL SOLUTIONS PL | JS00000 | PHASING
002406768 | COVER,ILLUMINATION,LIGHTING FIXTURE. | DISHED TYPE;ACRYLIC,CLEAR;FOR USE ON SYLVANIA "URBAN " "LITTLE MAXI" SERIES S/L LANTERN;C/W FITTING ACCESSORIES; | GERARD | GERARD PROFESSIONAL SOLUTIONS PL | J00000 | PHASING
001811190 | CLOTH,CLEANING | SILICONE IMPREGNATED WIPING CLOTH; 45 CM X 45 CM;USED TO REMOVE DUST & DIRT PARTICLES FROM OPERATING STICKS;FOR ELECTRICAL USE ONLY; 200 PER BOX; | PENTA | PENTA AUST (TMAC THEW & MCCANN/HYLEC) | PA23031 | CURRENT
001811190 | CLOTH,CLEANING | SILICONE IMPREGNATED WIPING CLOTH; 45 CM X 45 CM;USED TO REMOVE DUST & DIRT PARTICLES FROM OPERATING STICKS;FOR ELECTRICAL USE ONLY; 200 PER BOX; | HYLEC | HYLEC PTY LTD | TC53 | CURRENT
000456804 | PLUG,POLESAVER ROD | SCREW TYPE;PLASTIC;16 MM DIA;BAG OF 200; REFER TO STOCK CODE 15503 FOR POLESAVER ROD;ORDER 33 PLUGS PER BOX OF 100 RODS; BOX OF 200,PACK WEIGHT 1 KG,PALLET | PRESCHEM |  | PP 16 | CURRENT
000104246 | COVER,ILLUMINATION,LIGHTING FIXTURE. | DISHED TYPE;ACRYLIC,CLEAR;FOR USE ON SYLVANIA "ROADSTER" B3000 SERIES S/L LANTERN;C/W FITTING ACCESSORIES; | GERARD | GERARD PROFESSIONAL SOLUTIONS PL | PR00000 | CURRENT
002454395 | TEST,METER | METER, FAULT LOOP IMPEDANCE; SUPPLY LOOP IMPEDANCE METER (SLIM) SL-5215 CAT IV 600V IP54; BACKLIT DISPLAY; CARRY POUCH 3 X TEST LEADS WITH CROCODILE | PACTEST | PACIFIC TEST EQUIPMENT P/L | SL-5215 | CURRENT
002454395 | TEST,METER | METER, FAULT LOOP IMPEDANCE; SUPPLY LOOP IMPEDANCE METER (SLIM) SL-5215 CAT IV 600V IP54; BACKLIT DISPLAY; CARRY POUCH 3 X TEST LEADS WITH CROCODILE | PACTEST | PACIFIC TEST EQUIPMENT P/L | PTE-098 | CURRENT
000025031 | ANTENNA | Stumpy, 3G/4G, 700-2700MHz Freq Range, c/w 2m Lead, SMA Connector | EDMI | EDMI PTY LTD | MDMANT23022B_1MTR | CURRENT
001420478 | WIRE,ELECTRICAL | AERIAL;ALL ALUMINIUM CONDUCTOR (AAC); 37/3.75 MM;W/GREASED CORE;CODE - TRITON; 250 M DRUM SIZE,DRUM WEIGHT METAL DRUM 430 KG,WOODEN DRUM WEIGHT 380 KG; | ZTTCABLE | JIANGSU ZHONGTIAN TECHNOLOGY CO PL | 37/3.75 (TRITON) | CURRENT
001420478 | WIRE,ELECTRICAL | AERIAL;ALL ALUMINIUM CONDUCTOR (AAC); 37/3.75 MM;W/GREASED CORE;CODE - TRITON; 250 M DRUM SIZE,DRUM WEIGHT METAL DRUM 430 KG,WOODEN DRUM WEIGHT 380 KG; | JUBATUS | JUBATUS CONSULTING PL | 37/3.75 (TRITON) | CURRENT
001420478 | WIRE,ELECTRICAL | AERIAL;ALL ALUMINIUM CONDUCTOR (AAC); 37/3.75 MM;W/GREASED CORE;CODE - TRITON; 250 M DRUM SIZE,DRUM WEIGHT METAL DRUM 430 KG,WOODEN DRUM WEIGHT 380 KG; | MIDAL | MIDAL CABLES INTERNATIONAL PL | 37/3.75 TRITON | CURRENT
001420478 | WIRE,ELECTRICAL | AERIAL;ALL ALUMINIUM CONDUCTOR (AAC); 37/3.75 MM;W/GREASED CORE;CODE - TRITON; 250 M DRUM SIZE,DRUM WEIGHT METAL DRUM 430 KG,WOODEN DRUM WEIGHT 380 KG; | OLEX | OLEX AUSTRALIA PTY LTD | ABG733SB001 AAAA9-TRITON | CURRENT
001420478 | WIRE,ELECTRICAL | AERIAL;ALL ALUMINIUM CONDUCTOR (AAC); 37/3.75 MM;W/GREASED CORE;CODE - TRITON; 250 M DRUM SIZE,DRUM WEIGHT METAL DRUM 430 KG,WOODEN DRUM WEIGHT 380 KG; | MIDLANDS | MIDLAND METALS | MMO-TRITON | CURRENT
001420459 | WIRE,ELECTRICAL | AERIAL;ALL ALUMINIUM ALLOY CONDUCTOR; (AAAC);37/3.00 MM;W/GREASED CORE;CODE- NITROGEN;2500 M DRUM SIZE,DRUM WEIGHT 2280 KG; | ZTTCABLE | JIANGSU ZHONGTIAN TECHNOLOGY CO PL | 37/3.00 (NITROGEN) | PURCHASE AS REQUIRED
001420459 | WIRE,ELECTRICAL | AERIAL;ALL ALUMINIUM ALLOY CONDUCTOR; (AAAC);37/3.00 MM;W/GREASED CORE;CODE- NITROGEN;2500 M DRUM SIZE,DRUM WEIGHT 2280 KG; | MIDAL | MIDAL CABLES INTERNATIONAL PL | 37/3.00 NITROGEN | PURCHASE AS REQUIRED
001420459 | WIRE,ELECTRICAL | AERIAL;ALL ALUMINIUM ALLOY CONDUCTOR; (AAAC);37/3.00 MM;W/GREASED CORE;CODE- NITROGEN;2500 M DRUM SIZE,DRUM WEIGHT 2280 KG; | PWRGRID | POWER GRID CABLES PTY LTD WINDSOR NSW | L-T-SA12-0046-AP-2 | PURCHASE AS REQUIRED
001420459 | WIRE,ELECTRICAL | AERIAL;ALL ALUMINIUM ALLOY CONDUCTOR; (AAAC);37/3.00 MM;W/GREASED CORE;CODE- NITROGEN;2500 M DRUM SIZE,DRUM WEIGHT 2280 KG; | OLEX | OLEX AUSTRALIA PTY LTD | 3300,300300,37,3000 | PURCHASE AS REQUIRED
001420459 | WIRE,ELECTRICAL | AERIAL;ALL ALUMINIUM ALLOY CONDUCTOR; (AAAC);37/3.00 MM;W/GREASED CORE;CODE- NITROGEN;2500 M DRUM SIZE,DRUM WEIGHT 2280 KG; | MIDLANDS | MIDLAND METALS | MMO-NITROGEN | PURCHASE AS REQUIRED
001420048 | CABLE,POWER,ELECTRICAL | Aerial, 0.6/1kV, 3 x 25mm2 Al ABC, XLPE Insulated | MIDLANDS | MIDLAND METALS | MMO-LVABC 3 X 25 AL X | CURRENT
001420048 | CABLE,POWER,ELECTRICAL | Aerial, 0.6/1kV, 3 x 25mm2 Al ABC, XLPE Insulated | OLEX | OLEX AUSTRALIA PTY LTD | XDAB17AA003 | CURRENT
001420048 | CABLE,POWER,ELECTRICAL | Aerial, 0.6/1kV, 3 x 25mm2 Al ABC, XLPE Insulated | NANELECT | NAN ELECTRICAL CABLE AUSTRALIA PL | 3AX025ALVAB | CURRENT
002401126 | WIRE,ELECTRICAL | AERIAL,ALL ALUMINIUM ALLOY CONDUCTOR (AAAC);19/3.75 MM;CODE NEON;1200 DRUM SIZE,DRUM WEIGHT 880 KG; | ZTTCABLE | JIANGSU ZHONGTIAN TECHNOLOGY CO PL | 19/3.75 (NEON) | PURCHASE AS REQUIRED
002401126 | WIRE,ELECTRICAL | AERIAL,ALL ALUMINIUM ALLOY CONDUCTOR (AAAC);19/3.75 MM;CODE NEON;1200 DRUM SIZE,DRUM WEIGHT 880 KG; | MIDAL | MIDAL CABLES INTERNATIONAL PL | 19/3.75 NEON | PURCHASE AS REQUIRED
002401126 | WIRE,ELECTRICAL | AERIAL,ALL ALUMINIUM ALLOY CONDUCTOR (AAAC);19/3.75 MM;CODE NEON;1200 DRUM SIZE,DRUM WEIGHT 880 KG; | PWRGRID | POWER GRID CABLES PTY LTD WINDSOR NSW | L-T-SA12-0046-AP-2 | PURCHASE AS REQUIRED
002401126 | WIRE,ELECTRICAL | AERIAL,ALL ALUMINIUM ALLOY CONDUCTOR (AAAC);19/3.75 MM;CODE NEON;1200 DRUM SIZE,DRUM WEIGHT 880 KG; | OLEX | OLEX AUSTRALIA PTY LTD | NEON CG | PURCHASE AS REQUIRED
002401126 | WIRE,ELECTRICAL | AERIAL,ALL ALUMINIUM ALLOY CONDUCTOR (AAAC);19/3.75 MM;CODE NEON;1200 DRUM SIZE,DRUM WEIGHT 880 KG; | MIDLANDS | MIDLAND METALS | MMO-NEON | PURCHASE AS REQUIRED
001420508 | WIRE,ELECTRICAL | AERIAL;ALL ALUMINIUM ALLOY CONDUCTOR (AAAC/1120);7/4.75 MM;W/GREASED CORE; AS1531,PART 3;CODE - IODINE;1800 M DRUM SIZE,DRUM WEIGHT 780 KG; | ZTTCABLE | JIANGSU ZHONGTIAN TECHNOLOGY CO PL | 7/4.75 (IODINE) | STRATEGIC SPARE
001420508 | WIRE,ELECTRICAL | AERIAL;ALL ALUMINIUM ALLOY CONDUCTOR (AAAC/1120);7/4.75 MM;W/GREASED CORE; AS1531,PART 3;CODE - IODINE;1800 M DRUM SIZE,DRUM WEIGHT 780 KG; | MIDAL | MIDAL CABLES INTERNATIONAL PL | 7/4.75 IODINE | STRATEGIC SPARE
001420508 | WIRE,ELECTRICAL | AERIAL;ALL ALUMINIUM ALLOY CONDUCTOR (AAAC/1120);7/4.75 MM;W/GREASED CORE; AS1531,PART 3;CODE - IODINE;1800 M DRUM SIZE,DRUM WEIGHT 780 KG; | OLEX | OLEX AUSTRALIA PTY LTD | IODINE | STRATEGIC SPARE
001420508 | WIRE,ELECTRICAL | AERIAL;ALL ALUMINIUM ALLOY CONDUCTOR (AAAC/1120);7/4.75 MM;W/GREASED CORE; AS1531,PART 3;CODE - IODINE;1800 M DRUM SIZE,DRUM WEIGHT 780 KG; | PWRGRID | POWER GRID CABLES PTY LTD WINDSOR NSW | L-T-SA12-0046-AP-2 | STRATEGIC SPARE
001420508 | WIRE,ELECTRICAL | AERIAL;ALL ALUMINIUM ALLOY CONDUCTOR (AAAC/1120);7/4.75 MM;W/GREASED CORE; AS1531,PART 3;CODE - IODINE;1800 M DRUM SIZE,DRUM WEIGHT 780 KG; | MIDLANDS | MIDLAND METALS | MMO-IODINE | STRATEGIC SPARE
001542722 | WIRE,ELECTRICAL | BUILDING;COPPER,ANNEALED;2.5 SQ MM; 7/0.67 MM;0.6/1 KV;PVC INSULATED;WHITE; 100 M DRUM SIZE;WEIGHT 4.27 KG; | PRYSMIAN | PRYSMIAN POWER CABLES & SYSTEMS AUST | 20199371 | CURRENT
001542722 | WIRE,ELECTRICAL | BUILDING;COPPER,ANNEALED;2.5 SQ MM; 7/0.67 MM;0.6/1 KV;PVC INSULATED;WHITE; 100 M DRUM SIZE;WEIGHT 4.27 KG; | OLEX | OLEX AUSTRALIA PTY LTD | BAAP07A1001AAWT | CURRENT
001542722 | WIRE,ELECTRICAL | BUILDING;COPPER,ANNEALED;2.5 SQ MM; 7/0.67 MM;0.6/1 KV;PVC INSULATED;WHITE; 100 M DRUM SIZE;WEIGHT 4.27 KG; | MIDLANDS | MIDLAND METALS | MMO-1X2.5 CU PVC WHT | CURRENT
001542765 | WIRE,ELECTRICAL | BUILDING;COPPER,ANNEALED;2.5 SQ MM; 7/0.67 MM;0.6/1 KV;PVC INSULATED;GREY; 100 M DRUM SIZE;WEIGHT 4.27 KG; | PRYSMIAN | PRYSMIAN POWER CABLES & SYSTEMS AUST | 20199374 | CURRENT
001542765 | WIRE,ELECTRICAL | BUILDING;COPPER,ANNEALED;2.5 SQ MM; 7/0.67 MM;0.6/1 KV;PVC INSULATED;GREY; 100 M DRUM SIZE;WEIGHT 4.27 KG; | OLEX | OLEX AUSTRALIA PTY LTD | BAAP07A1001AAGY | CURRENT
001542765 | WIRE,ELECTRICAL | BUILDING;COPPER,ANNEALED;2.5 SQ MM; 7/0.67 MM;0.6/1 KV;PVC INSULATED;GREY; 100 M DRUM SIZE;WEIGHT 4.27 KG; | MIDLANDS | MIDLAND METALS | MMO-1X2.5 CU PVC GRY | CURRENT
002472116 | LIPSTICK,ANTICHAP | EGO Sunsense Lip Balm; 15g; SPF50+ 4hr water resistant; Contains Oxybenzone | ALPHA | ALPHA FIRST AID SUPPLIES QLD | 510002 | CURRENT
002472116 | LIPSTICK,ANTICHAP | EGO Sunsense Lip Balm; 15g; SPF50+ 4hr water resistant; Contains Oxybenzone | ATOMSUPP | ATOM SUPPLY | 424447 | CURRENT
002453363 | CABLE,POWER,ELECTRICAL | AERIAL;COVERED CONDUCTOR THICK; 120 SQ MM;CCT;X90; AAAC GDE 1120 ; 600 M DRUM;SOFT XLPE COVERING; | MIDLANDS | MIDLAND METALS | MMO-11/120 AL X AAAC/1120 | PURCHASE AS REQUIRED
002453363 | CABLE,POWER,ELECTRICAL | AERIAL;COVERED CONDUCTOR THICK; 120 SQ MM;CCT;X90; AAAC GDE 1120 ; 600 M DRUM;SOFT XLPE COVERING; | OLEX | OLEX AUSTRALIA PTY LTD | UJAJ90AA001 | PURCHASE AS REQUIRED
002453363 | CABLE,POWER,ELECTRICAL | AERIAL;COVERED CONDUCTOR THICK; 120 SQ MM;CCT;X90; AAAC GDE 1120 ; 600 M DRUM;SOFT XLPE COVERING; | MIDLANDS | MIDLAND METALS | MMO-11KV CCT 1X120 AL/1120 | PURCHASE AS REQUIRED
001542862 | WIRE,ELECTRICAL | BUILDING;COPPER,ANNEALED;6.0 SQ MM; 7/1.04 MM;0.6/1 KV;PVC INSULATED;BLACK; 100 M DRUM SIZE;WEIGHT 8.29 KG; | PRYSMIAN | PRYSMIAN POWER CABLES & SYSTEMS AUST | 20199386 | CURRENT
001542862 | WIRE,ELECTRICAL | BUILDING;COPPER,ANNEALED;6.0 SQ MM; 7/1.04 MM;0.6/1 KV;PVC INSULATED;BLACK; 100 M DRUM SIZE;WEIGHT 8.29 KG; | OLEX | OLEX AUSTRALIA PTY LTD | BAAP11A1001AABK | CURRENT
001542862 | WIRE,ELECTRICAL | BUILDING;COPPER,ANNEALED;6.0 SQ MM; 7/1.04 MM;0.6/1 KV;PVC INSULATED;BLACK; 100 M DRUM SIZE;WEIGHT 8.29 KG; | MIDLANDS | MIDLAND METALS | MMO-1X6 CU PVC BLK | CURRENT
001542749 | WIRE,ELECTRICAL | BUILDING;COPPER,ANNEALED;2.5 SQ MM; 7/0.67 MM;0.6/1 KV;PVC INSULATED;BLUE; 100 M DRUM SIZE;WEIGHT 4.27 KG; | PRYSMIAN | PRYSMIAN POWER CABLES & SYSTEMS AUST | 20199372 | CURRENT
001542749 | WIRE,ELECTRICAL | BUILDING;COPPER,ANNEALED;2.5 SQ MM; 7/0.67 MM;0.6/1 KV;PVC INSULATED;BLUE; 100 M DRUM SIZE;WEIGHT 4.27 KG; | OLEX | OLEX AUSTRALIA PTY LTD | BAAP07A1001AABE | CURRENT
001542749 | WIRE,ELECTRICAL | BUILDING;COPPER,ANNEALED;2.5 SQ MM; 7/0.67 MM;0.6/1 KV;PVC INSULATED;BLUE; 100 M DRUM SIZE;WEIGHT 4.27 KG; | MIDLANDS | MIDLAND METALS | MMO-1X2.5 CU PVC BLU | CURRENT
001542781 | WIRE,ELECTRICAL | BUILDING;COPPER,ANNEALED;4.0 SQ MM; 7/0.85 MM;0.6/1 KV;PVC INSULATED;BLACK; 100 M DRUM SIZE;WEIGHT 6.17 KG; | PRYSMIAN | PRYSMIAN POWER CABLES & SYSTEMS AUST | 20199380 | CURRENT
001542781 | WIRE,ELECTRICAL | BUILDING;COPPER,ANNEALED;4.0 SQ MM; 7/0.85 MM;0.6/1 KV;PVC INSULATED;BLACK; 100 M DRUM SIZE;WEIGHT 6.17 KG; | OLEX | OLEX AUSTRALIA PTY LTD | BAAP09A1001AABK | CURRENT
001542781 | WIRE,ELECTRICAL | BUILDING;COPPER,ANNEALED;4.0 SQ MM; 7/0.85 MM;0.6/1 KV;PVC INSULATED;BLACK; 100 M DRUM SIZE;WEIGHT 6.17 KG; | MIDLANDS | MIDLAND METALS | MMO-1X4 CU PVC BLK | CURRENT
001542838 | WIRE,ELECTRICAL | BUILDING;COPPER,ANNEALED;4.0 SQ MM; 7/0.85 MM;0.6/1 KV;PVC INSULATED;GREEN/ YELLOW 100 M DRUM SIZE;WEIGHT 6.17 KG; | PRYSMIAN | PRYSMIAN POWER CABLES & SYSTEMS AUST | 20199378 | CURRENT
001542838 | WIRE,ELECTRICAL | BUILDING;COPPER,ANNEALED;4.0 SQ MM; 7/0.85 MM;0.6/1 KV;PVC INSULATED;GREEN/ YELLOW 100 M DRUM SIZE;WEIGHT 6.17 KG; | OLEX | OLEX AUSTRALIA PTY LTD | BAAP09A1001AAHN | CURRENT
001542838 | WIRE,ELECTRICAL | BUILDING;COPPER,ANNEALED;4.0 SQ MM; 7/0.85 MM;0.6/1 KV;PVC INSULATED;GREEN/ YELLOW 100 M DRUM SIZE;WEIGHT 6.17 KG; | MIDLANDS | MIDLAND METALS | MMO-1X4 CU PVC G/Y | CURRENT
001542706 | WIRE,ELECTRICAL | BUILDING;COPPER,ANNEALED;2.5 SQ MM; 7/0.67 MM;0.6/1 KV;PVC INSULATED;RED; ;100 M DRUM SIZE;WEIGHT 4.27 KG; | PRYSMIAN | PRYSMIAN POWER CABLES & SYSTEMS AUST | 20199370 | CURRENT
001542706 | WIRE,ELECTRICAL | BUILDING;COPPER,ANNEALED;2.5 SQ MM; 7/0.67 MM;0.6/1 KV;PVC INSULATED;RED; ;100 M DRUM SIZE;WEIGHT 4.27 KG; | OLEX | OLEX AUSTRALIA PTY LTD | BAAP07A1001AARD | CURRENT
001542706 | WIRE,ELECTRICAL | BUILDING;COPPER,ANNEALED;2.5 SQ MM; 7/0.67 MM;0.6/1 KV;PVC INSULATED;RED; ;100 M DRUM SIZE;WEIGHT 4.27 KG; | MIDLANDS | MIDLAND METALS | MMO-1X2.5 CU PVC RD | CURRENT
001542714 | WIRE,ELECTRICAL | BUILDING;COPPER,ANNEALED;2.5 SQ MM; 7/0.67 MM;0.6/1 KV;PVC INSULATED;BLACK; 100 M DRUM SIZE;WEIGHT4.27 KG;USED IN SUBSTATION PANELS; | PRYSMIAN | PRYSMIAN POWER CABLES & SYSTEMS AUST | 20199369 | CURRENT
001542714 | WIRE,ELECTRICAL | BUILDING;COPPER,ANNEALED;2.5 SQ MM; 7/0.67 MM;0.6/1 KV;PVC INSULATED;BLACK; 100 M DRUM SIZE;WEIGHT4.27 KG;USED IN SUBSTATION PANELS; | OLEX | OLEX AUSTRALIA PTY LTD | BAAP07A1001AABK | CURRENT
001542714 | WIRE,ELECTRICAL | BUILDING;COPPER,ANNEALED;2.5 SQ MM; 7/0.67 MM;0.6/1 KV;PVC INSULATED;BLACK; 100 M DRUM SIZE;WEIGHT4.27 KG;USED IN SUBSTATION PANELS; | MIDLANDS | MIDLAND METALS | MMO-1X2.5 CU PVC BLK V90 | CURRENT
002400223 | WIRE,ELECTRICAL | AERIAL;BARE COPPER,HARD DRAWN;112.9 SQ MM;19/2.75 MM;DRUM SIZE500 M,(APPROX WEIGHT 567 KG); | OLEX | OLEX AUSTRALIA PTY LTD | ACUT44RP001AAAA | CURRENT
002400223 | WIRE,ELECTRICAL | AERIAL;BARE COPPER,HARD DRAWN;112.9 SQ MM;19/2.75 MM;DRUM SIZE500 M,(APPROX WEIGHT 567 KG); | MIDLANDS | MIDLAND METALS | MMO-HDBCC 19/2.75 | CURRENT
002418028 | WIRE,ELECTRICAL | AERIAL;ALL ALUMINIUM ALLOY CONDUCTOR; (AAAC);61/3.75 MM;W/GREASED CORE;CODE - SULPHUR;DRUM SIZE 1800 M,DRUM WEIGHT 4070 KG; | ZTTCABLE | JIANGSU ZHONGTIAN TECHNOLOGY CO PL | 61/3.75 (SULPHUR) | PURCHASE AS REQUIRED
002418028 | WIRE,ELECTRICAL | AERIAL;ALL ALUMINIUM ALLOY CONDUCTOR; (AAAC);61/3.75 MM;W/GREASED CORE;CODE - SULPHUR;DRUM SIZE 1800 M,DRUM WEIGHT 4070 KG; | MIDAL | MIDAL CABLES INTERNATIONAL PL | 61/3.75 SULPHUR | PURCHASE AS REQUIRED
002418028 | WIRE,ELECTRICAL | AERIAL;ALL ALUMINIUM ALLOY CONDUCTOR; (AAAC);61/3.75 MM;W/GREASED CORE;CODE - SULPHUR;DRUM SIZE 1800 M,DRUM WEIGHT 4070 KG; | PWRGRID | POWER GRID CABLES PTY LTD WINDSOR NSW | L-T-SA12-0046-AP-2 | PURCHASE AS REQUIRED
002418028 | WIRE,ELECTRICAL | AERIAL;ALL ALUMINIUM ALLOY CONDUCTOR; (AAAC);61/3.75 MM;W/GREASED CORE;CODE - SULPHUR;DRUM SIZE 1800 M,DRUM WEIGHT 4070 KG; | MIDLANDS | MIDLAND METALS | MMO-SULPHUR | PURCHASE AS REQUIRED
001421067 | WIRE,ELECTRICAL | AERIAL;ALUMINIUM CONDUCTOR STEEL REINFORCED/GALV (ACSR/GZ);6/4.75 MM + 7/1.60 MM;W/GREASED CORE;CODE -CHERRY; 2200 M DRUM SIZE,DRUM WEIGHT METAL | ZTTCABLE | JIANGSU ZHONGTIAN TECHNOLOGY CO PL | 6/4.75+7/1.60 (CHERRY) | CURRENT
001421067 | WIRE,ELECTRICAL | AERIAL;ALUMINIUM CONDUCTOR STEEL REINFORCED/GALV (ACSR/GZ);6/4.75 MM + 7/1.60 MM;W/GREASED CORE;CODE -CHERRY; 2200 M DRUM SIZE,DRUM WEIGHT METAL | JUBATUS | JUBATUS CONSULTING PL | 6/4.75+7/1.60 (CHERRY) | CURRENT
001421067 | WIRE,ELECTRICAL | AERIAL;ALUMINIUM CONDUCTOR STEEL REINFORCED/GALV (ACSR/GZ);6/4.75 MM + 7/1.60 MM;W/GREASED CORE;CODE -CHERRY; 2200 M DRUM SIZE,DRUM WEIGHT METAL | MIDAL | MIDAL CABLES INTERNATIONAL PL | 6/4.75+7/1.60 CHERRY | CURRENT
001421067 | WIRE,ELECTRICAL | AERIAL;ALUMINIUM CONDUCTOR STEEL REINFORCED/GALV (ACSR/GZ);6/4.75 MM + 7/1.60 MM;W/GREASED CORE;CODE -CHERRY; 2200 M DRUM SIZE,DRUM WEIGHT METAL | MIDMETAL |  | MMO-CHERRY | CURRENT
001421067 | WIRE,ELECTRICAL | AERIAL;ALUMINIUM CONDUCTOR STEEL REINFORCED/GALV (ACSR/GZ);6/4.75 MM + 7/1.60 MM;W/GREASED CORE;CODE -CHERRY; 2200 M DRUM SIZE,DRUM WEIGHT METAL | OLEX | OLEX AUSTRALIA PTY LTD | CHERRY | CURRENT
001421067 | WIRE,ELECTRICAL | AERIAL;ALUMINIUM CONDUCTOR STEEL REINFORCED/GALV (ACSR/GZ);6/4.75 MM + 7/1.60 MM;W/GREASED CORE;CODE -CHERRY; 2200 M DRUM SIZE,DRUM WEIGHT METAL | MIDLANDS | MIDLAND METALS | MMO-CHERRY | CURRENT
002402822 | WIRE,ELECTRICAL | AERIAL;ALL ALUMINIUM ALLOY CONDUCTOR; (AAAC);19/4.75 MM;W/GREASED CORE;CODE- OXYGEN;1400 M DRUM SIZE,DRUM WEIGHT 1640 KG; | ZTTCABLE | JIANGSU ZHONGTIAN TECHNOLOGY CO PL | 19/4.75 (OXYGEN) | PURCHASE AS REQUIRED
002402822 | WIRE,ELECTRICAL | AERIAL;ALL ALUMINIUM ALLOY CONDUCTOR; (AAAC);19/4.75 MM;W/GREASED CORE;CODE- OXYGEN;1400 M DRUM SIZE,DRUM WEIGHT 1640 KG; | MIDAL | MIDAL CABLES INTERNATIONAL PL | 19/4.75 OXYGEN | PURCHASE AS REQUIRED
002402822 | WIRE,ELECTRICAL | AERIAL;ALL ALUMINIUM ALLOY CONDUCTOR; (AAAC);19/4.75 MM;W/GREASED CORE;CODE- OXYGEN;1400 M DRUM SIZE,DRUM WEIGHT 1640 KG; | PWRGRID | POWER GRID CABLES PTY LTD WINDSOR NSW | L-T-SA12-0046-AP-2 | PURCHASE AS REQUIRED
002402822 | WIRE,ELECTRICAL | AERIAL;ALL ALUMINIUM ALLOY CONDUCTOR; (AAAC);19/4.75 MM;W/GREASED CORE;CODE- OXYGEN;1400 M DRUM SIZE,DRUM WEIGHT 1640 KG; | OLEX | OLEX AUSTRALIA PTY LTD | 3300,300475,19,3000 | PURCHASE AS REQUIRED
002402822 | WIRE,ELECTRICAL | AERIAL;ALL ALUMINIUM ALLOY CONDUCTOR; (AAAC);19/4.75 MM;W/GREASED CORE;CODE- OXYGEN;1400 M DRUM SIZE,DRUM WEIGHT 1640 KG; | MIDLANDS | MIDLAND METALS | MMO-OXYGEN | PURCHASE AS REQUIRED
002401162 | WIRE,ELECTRICAL | AERIAL;ALL ALUMINIUM CONDUCTOR (AAC); 19/4.75 MM W/GREASED CORE;CODE-TAURUS; 1400 M DRUM SIZE,DRUM WEIGHT 1536 KG; | ZTTCABLE | JIANGSU ZHONGTIAN TECHNOLOGY CO PL | 19/4.75 (TAURUS) | CURRENT
002401162 | WIRE,ELECTRICAL | AERIAL;ALL ALUMINIUM CONDUCTOR (AAC); 19/4.75 MM W/GREASED CORE;CODE-TAURUS; 1400 M DRUM SIZE,DRUM WEIGHT 1536 KG; | JUBATUS | JUBATUS CONSULTING PL | 19/4.75 (TAURUS) | CURRENT
002401162 | WIRE,ELECTRICAL | AERIAL;ALL ALUMINIUM CONDUCTOR (AAC); 19/4.75 MM W/GREASED CORE;CODE-TAURUS; 1400 M DRUM SIZE,DRUM WEIGHT 1536 KG; | MIDAL | MIDAL CABLES INTERNATIONAL PL | 19/4.75 TAURUS | CURRENT
002401162 | WIRE,ELECTRICAL | AERIAL;ALL ALUMINIUM CONDUCTOR (AAC); 19/4.75 MM W/GREASED CORE;CODE-TAURUS; 1400 M DRUM SIZE,DRUM WEIGHT 1536 KG; | OLEX | OLEX AUSTRALIA PTY LTD | TAURUS | CURRENT
002401162 | WIRE,ELECTRICAL | AERIAL;ALL ALUMINIUM CONDUCTOR (AAC); 19/4.75 MM W/GREASED CORE;CODE-TAURUS; 1400 M DRUM SIZE,DRUM WEIGHT 1536 KG; | MIDLANDS | MIDLAND METALS | MMO-TAURUS | CURRENT
001542757 | WIRE,ELECTRICAL | BUILDING;COPPER,ANNEALED;2.5 SQ MM; 7/0.67 MM;0.6/1 KV;PVC INSULATED;GREEN/ YELLOW;100 M DRUM SIZE;WEIGHT 4.27 KG; | PRYSMIAN | PRYSMIAN POWER CABLES & SYSTEMS AUST | 20199368 | CURRENT
001542757 | WIRE,ELECTRICAL | BUILDING;COPPER,ANNEALED;2.5 SQ MM; 7/0.67 MM;0.6/1 KV;PVC INSULATED;GREEN/ YELLOW;100 M DRUM SIZE;WEIGHT 4.27 KG; | OLEX | OLEX AUSTRALIA PTY LTD | AATP07A1001AAHN | CURRENT
001542757 | WIRE,ELECTRICAL | BUILDING;COPPER,ANNEALED;2.5 SQ MM; 7/0.67 MM;0.6/1 KV;PVC INSULATED;GREEN/ YELLOW;100 M DRUM SIZE;WEIGHT 4.27 KG; | MIDLANDS | MIDLAND METALS | MMO-1X2.5 CU PVC G/Y | CURRENT
001425518 | WIRE,ELECTRICAL | AERIAL;BARE OVERHEAD CONDUCTOR STEEL 3/2.75 SC/GZ;OVERHEAD 3 STRAND GALV STEEL CONDUCTOR; | JUBATUS | JUBATUS CONSULTING PL | 3/2.75 | PURCHASE AS REQUIRED
001425518 | WIRE,ELECTRICAL | AERIAL;BARE OVERHEAD CONDUCTOR STEEL 3/2.75 SC/GZ;OVERHEAD 3 STRAND GALV STEEL CONDUCTOR; | MIDLANDS | MIDLAND METALS | MMO-SC/GZ 3/2.75 | PURCHASE AS REQUIRED
001421148 | WIRE,ELECTRICAL | AERIAL;ALUMINIUM CONDUCTOR STEEL REINFORCED/GALV (ACSR/GZ);6/3.00 MM + 1/3.00 MM;W/GREASED CORE;CODE -APPLE; 3100 M DRUM SIZE,DRUM WEIGHT METAL | ZTTCABLE | JIANGSU ZHONGTIAN TECHNOLOGY CO PL | 6/1/3.00 (APPLE) | CURRENT
001421148 | WIRE,ELECTRICAL | AERIAL;ALUMINIUM CONDUCTOR STEEL REINFORCED/GALV (ACSR/GZ);6/3.00 MM + 1/3.00 MM;W/GREASED CORE;CODE -APPLE; 3100 M DRUM SIZE,DRUM WEIGHT METAL | JUBATUS | JUBATUS CONSULTING PL | 6/1/3.00 (APPLE) | CURRENT
001421148 | WIRE,ELECTRICAL | AERIAL;ALUMINIUM CONDUCTOR STEEL REINFORCED/GALV (ACSR/GZ);6/3.00 MM + 1/3.00 MM;W/GREASED CORE;CODE -APPLE; 3100 M DRUM SIZE,DRUM WEIGHT METAL | MIDAL | MIDAL CABLES INTERNATIONAL PL | 6/1/3.00 APPLE | CURRENT
001421148 | WIRE,ELECTRICAL | AERIAL;ALUMINIUM CONDUCTOR STEEL REINFORCED/GALV (ACSR/GZ);6/3.00 MM + 1/3.00 MM;W/GREASED CORE;CODE -APPLE; 3100 M DRUM SIZE,DRUM WEIGHT METAL | OLEX | OLEX AUSTRALIA PTY LTD | APPLE | CURRENT
001421148 | WIRE,ELECTRICAL | AERIAL;ALUMINIUM CONDUCTOR STEEL REINFORCED/GALV (ACSR/GZ);6/3.00 MM + 1/3.00 MM;W/GREASED CORE;CODE -APPLE; 3100 M DRUM SIZE,DRUM WEIGHT METAL | MIDLANDS | MIDLAND METALS | MMO-APPLE | CURRENT
001421032 | WIRE,ELECTRICAL | AERIAL;ALUMINIUM CONDUCTOR STEEL REINFORCED/GALV (ACSR/GZ);6/3.75 MM + 1/3.75 MM;W/GREASED CORE;CODE -BANANA; 1900 M DRUM SIZE,DRUM WEIGHTMETAL | ZTTCABLE | JIANGSU ZHONGTIAN TECHNOLOGY CO PL | 6/1/3.75 (BANANA) | CURRENT
001421032 | WIRE,ELECTRICAL | AERIAL;ALUMINIUM CONDUCTOR STEEL REINFORCED/GALV (ACSR/GZ);6/3.75 MM + 1/3.75 MM;W/GREASED CORE;CODE -BANANA; 1900 M DRUM SIZE,DRUM WEIGHTMETAL | JUBATUS | JUBATUS CONSULTING PL | 6/1/3.75 (BANANA) | CURRENT
001421032 | WIRE,ELECTRICAL | AERIAL;ALUMINIUM CONDUCTOR STEEL REINFORCED/GALV (ACSR/GZ);6/3.75 MM + 1/3.75 MM;W/GREASED CORE;CODE -BANANA; 1900 M DRUM SIZE,DRUM WEIGHTMETAL | MIDAL | MIDAL CABLES INTERNATIONAL PL | 6/1/3.75 BANANA | CURRENT
001421032 | WIRE,ELECTRICAL | AERIAL;ALUMINIUM CONDUCTOR STEEL REINFORCED/GALV (ACSR/GZ);6/3.75 MM + 1/3.75 MM;W/GREASED CORE;CODE -BANANA; 1900 M DRUM SIZE,DRUM WEIGHTMETAL | OLEX | OLEX AUSTRALIA PTY LTD | BANANA | CURRENT
001421032 | WIRE,ELECTRICAL | AERIAL;ALUMINIUM CONDUCTOR STEEL REINFORCED/GALV (ACSR/GZ);6/3.75 MM + 1/3.75 MM;W/GREASED CORE;CODE -BANANA; 1900 M DRUM SIZE,DRUM WEIGHTMETAL | MIDLANDS | MIDLAND METALS | MMO-BANANA | CURRENT
001421016 | WIRE,ELECTRICAL | AERIAL;ALUMINIUM CONDUCTOR STEEL REINFORCED/GALV (ACSR/GZ);3/2.50 MM + 4/2.50 MM;W/GREASED CORE;CODE -RAISIN; 2400 M DRUM SIZE,DRUM WEIGHT METAL DRUM | JUBATUS | JUBATUS CONSULTING PL | 3/4/2.50 (RAISIN) | CURRENT
001421016 | WIRE,ELECTRICAL | AERIAL;ALUMINIUM CONDUCTOR STEEL REINFORCED/GALV (ACSR/GZ);3/2.50 MM + 4/2.50 MM;W/GREASED CORE;CODE -RAISIN; 2400 M DRUM SIZE,DRUM WEIGHT METAL DRUM | MIDAL | MIDAL CABLES INTERNATIONAL PL | 3/4/2.50 RAISIN | CURRENT
001421016 | WIRE,ELECTRICAL | AERIAL;ALUMINIUM CONDUCTOR STEEL REINFORCED/GALV (ACSR/GZ);3/2.50 MM + 4/2.50 MM;W/GREASED CORE;CODE -RAISIN; 2400 M DRUM SIZE,DRUM WEIGHT METAL DRUM | MIDLANDS | MIDLAND METALS | MMO-RAISIN | CURRENT
001421016 | WIRE,ELECTRICAL | AERIAL;ALUMINIUM CONDUCTOR STEEL REINFORCED/GALV (ACSR/GZ);3/2.50 MM + 4/2.50 MM;W/GREASED CORE;CODE -RAISIN; 2400 M DRUM SIZE,DRUM WEIGHT METAL DRUM | ZTTCABLE | JIANGSU ZHONGTIAN TECHNOLOGY CO PL | 3/4/2.50 (RAISIN) | CURRENT
001420451 | WIRE,ELECTRICAL | AERIAL;ALL ALUMINIUM CONDUCTOR (AAC); 37/3.00 MM;W/GREASED CORE;CODE - SATURN 2500 M DRUM SIZE;DRUM NO LARGER THAN 950 MM DIA,900 MM W,INCL BOLTS & 75 MM | ZTTCABLE | JIANGSU ZHONGTIAN TECHNOLOGY CO PL | 37/3.00 (SATURN) | CURRENT
001420451 | WIRE,ELECTRICAL | AERIAL;ALL ALUMINIUM CONDUCTOR (AAC); 37/3.00 MM;W/GREASED CORE;CODE - SATURN 2500 M DRUM SIZE;DRUM NO LARGER THAN 950 MM DIA,900 MM W,INCL BOLTS & 75 MM | JUBATUS | JUBATUS CONSULTING PL | 37/3.00 (SATURN) | CURRENT
001420451 | WIRE,ELECTRICAL | AERIAL;ALL ALUMINIUM CONDUCTOR (AAC); 37/3.00 MM;W/GREASED CORE;CODE - SATURN 2500 M DRUM SIZE;DRUM NO LARGER THAN 950 MM DIA,900 MM W,INCL BOLTS & 75 MM | MIDAL | MIDAL CABLES INTERNATIONAL PL | 37/3.00 SATURN | CURRENT
001420451 | WIRE,ELECTRICAL | AERIAL;ALL ALUMINIUM CONDUCTOR (AAC); 37/3.00 MM;W/GREASED CORE;CODE - SATURN 2500 M DRUM SIZE;DRUM NO LARGER THAN 950 MM DIA,900 MM W,INCL BOLTS & 75 MM | MIDMETAL |  | MMO-SATURN | CURRENT
001420451 | WIRE,ELECTRICAL | AERIAL;ALL ALUMINIUM CONDUCTOR (AAC); 37/3.00 MM;W/GREASED CORE;CODE - SATURN 2500 M DRUM SIZE;DRUM NO LARGER THAN 950 MM DIA,900 MM W,INCL BOLTS & 75 MM | OLEX | OLEX AUSTRALIA PTY LTD | SATURN | CURRENT
001420451 | WIRE,ELECTRICAL | AERIAL;ALL ALUMINIUM CONDUCTOR (AAC); 37/3.00 MM;W/GREASED CORE;CODE - SATURN 2500 M DRUM SIZE;DRUM NO LARGER THAN 950 MM DIA,900 MM W,INCL BOLTS & 75 MM | MIDLANDS | MIDLAND METALS | MMO-SATURN | CURRENT
001420109 | WIRE,ELECTRICAL | AERIAL;ALL ALUMINIUM CONDUCTOR (AAC); 7/3.00 MM;W/GREASED CORE;CODE - LIBRA; 3100 M DRUM SIZE,DRUM WEIGHT METAL DRUM 580 KG,DRUM WEIGHT WOODEN | MIDLANDS | MIDLAND METALS | MMO-LIBRA | CURRENT
001420109 | WIRE,ELECTRICAL | AERIAL;ALL ALUMINIUM CONDUCTOR (AAC); 7/3.00 MM;W/GREASED CORE;CODE - LIBRA; 3100 M DRUM SIZE,DRUM WEIGHT METAL DRUM 580 KG,DRUM WEIGHT WOODEN | ZTTCABLE | JIANGSU ZHONGTIAN TECHNOLOGY CO PL | 7/3.00 (LIBRA) | CURRENT
001420109 | WIRE,ELECTRICAL | AERIAL;ALL ALUMINIUM CONDUCTOR (AAC); 7/3.00 MM;W/GREASED CORE;CODE - LIBRA; 3100 M DRUM SIZE,DRUM WEIGHT METAL DRUM 580 KG,DRUM WEIGHT WOODEN | MIDAL | MIDAL CABLES INTERNATIONAL PL | 7/3.00 LIBRA | CURRENT
001420109 | WIRE,ELECTRICAL | AERIAL;ALL ALUMINIUM CONDUCTOR (AAC); 7/3.00 MM;W/GREASED CORE;CODE - LIBRA; 3100 M DRUM SIZE,DRUM WEIGHT METAL DRUM 580 KG,DRUM WEIGHT WOODEN | JUBATUS | JUBATUS CONSULTING PL | 7/3.00 (LIBRA) | CURRENT
001420109 | WIRE,ELECTRICAL | AERIAL;ALL ALUMINIUM CONDUCTOR (AAC); 7/3.00 MM;W/GREASED CORE;CODE - LIBRA; 3100 M DRUM SIZE,DRUM WEIGHT METAL DRUM 580 KG,DRUM WEIGHT WOODEN | MIDMETAL |  | MMO-LIBRA | CURRENT
001420109 | WIRE,ELECTRICAL | AERIAL;ALL ALUMINIUM CONDUCTOR (AAC); 7/3.00 MM;W/GREASED CORE;CODE - LIBRA; 3100 M DRUM SIZE,DRUM WEIGHT METAL DRUM 580 KG,DRUM WEIGHT WOODEN | OLEX | OLEX AUSTRALIA PTY LTD | LIBRA | CURRENT
001420036 | CABLE,POWER,ELECTRICAL | 0.6/1 KV;95 SQ MM;COMPACTED ALUMINIUM; 2 CORE;BLACK XLPE INSULATED;AERIAL BUNDLED CABLE;AS3560;500 M DRUM ,METAL DRUM WEIGHT 730 KG,WOODEN DRUM WEIGHT | MIDLANDS | MIDLAND METALS | MMO-LVABC 2 X95 AL X | CURRENT
001313048 | WIRE,ELECTRICAL | AERIAL;COPPER,HARD DRAWN;70 SQ MM; 19/2.14 MM; 0.6/1 KV; X90-UV INSULATED METRE MARKED; 250 M DRUM SIZE; WEIGHT 200 KG; | MIDMETAL |  | 1CX70 CU/XLPE | CURRENT
001313048 | WIRE,ELECTRICAL | AERIAL;COPPER,HARD DRAWN;70 SQ MM; 19/2.14 MM; 0.6/1 KV; X90-UV INSULATED METRE MARKED; 250 M DRUM SIZE; WEIGHT 200 KG; | OLEX | OLEX AUSTRALIA PTY LTD | XDCT20SB001AACX | CURRENT
001313048 | WIRE,ELECTRICAL | AERIAL;COPPER,HARD DRAWN;70 SQ MM; 19/2.14 MM; 0.6/1 KV; X90-UV INSULATED METRE MARKED; 250 M DRUM SIZE; WEIGHT 200 KG; | MIDLANDS | MIDLAND METALS | MMO-1X70 CU X BLK | CURRENT
001313013 | WIRE,ELECTRICAL | AERIAL;COPPER,HARD DRAWN;16 SQ MM; 7/1.70 MM;0.6/1 KV;BLACK XLPE INSULATED; METRE MARKED;250 M DRUM SIZE,DRUM WEIGHT 55 KG; | MIDMETAL |  | 1CX16 CU/XLPE | CURRENT
001313013 | WIRE,ELECTRICAL | AERIAL;COPPER,HARD DRAWN;16 SQ MM; 7/1.70 MM;0.6/1 KV;BLACK XLPE INSULATED; METRE MARKED;250 M DRUM SIZE,DRUM WEIGHT 55 KG; | OLEX | OLEX AUSTRALIA PTY LTD | BAAT15RP001AACX | CURRENT
001313013 | WIRE,ELECTRICAL | AERIAL;COPPER,HARD DRAWN;16 SQ MM; 7/1.70 MM;0.6/1 KV;BLACK XLPE INSULATED; METRE MARKED;250 M DRUM SIZE,DRUM WEIGHT 55 KG; | MIDLANDS | MIDLAND METALS | MMO-1X16 CU X BLK | CURRENT
001313049 | WIRE,ELECTRICAL | Conductor, Bare, HDBCC, 19/2.14 (70mm2), 250m Wood Drum, JTS 03-03-01 | MIDLANDS | MIDLAND METALS | MMO-HDBC 19/2.14 AR | CURRENT
001313049 | WIRE,ELECTRICAL | Conductor, Bare, HDBCC, 19/2.14 (70mm2), 250m Wood Drum, JTS 03-03-01 | OLEX | OLEX AUSTRALIA PTY LTD | ACUT20RP001AAAA | CURRENT
001313049 | WIRE,ELECTRICAL | Conductor, Bare, HDBCC, 19/2.14 (70mm2), 250m Wood Drum, JTS 03-03-01 | MIDLANDS | MIDLAND METALS | MMO-HDBCC 19/2.14 | CURRENT
001542773 | WIRE,ELECTRICAL | BUILDING;COPPER,ANNEALED;4.0 SQ MM; 7/0.85 MM;0.6/1 KV;PVC INSULATED;RED; 100 M DRUM SIZE;WEIGHT 6.17 KG; | PRYSMIAN | PRYSMIAN POWER CABLES & SYSTEMS AUST | 20199379 | CURRENT
001542773 | WIRE,ELECTRICAL | BUILDING;COPPER,ANNEALED;4.0 SQ MM; 7/0.85 MM;0.6/1 KV;PVC INSULATED;RED; 100 M DRUM SIZE;WEIGHT 6.17 KG; | OLEX | OLEX AUSTRALIA PTY LTD | BAAP09A1001AARD | CURRENT
001542773 | WIRE,ELECTRICAL | BUILDING;COPPER,ANNEALED;4.0 SQ MM; 7/0.85 MM;0.6/1 KV;PVC INSULATED;RED; 100 M DRUM SIZE;WEIGHT 6.17 KG; | MIDLANDS | MIDLAND METALS | MMO-1X4 CU PVC RD | CURRENT
001420068 | CABLE,POWER,ELECTRICAL | 0.6/1 KV;6 SQ MM;HARD DRAWN;COPPER CONDUCTOR;2 CORE;BLACK XLPE INSULATED CABLE;SUPPLIED ON 400 M DRUMS,RIB DETAIL ;METRE MARKED;TO AS3560 FIGURE 1; | OLEX | OLEX AUSTRALIA PTY LTD | XDAT11AA002 | CURRENT
001420068 | CABLE,POWER,ELECTRICAL | 0.6/1 KV;6 SQ MM;HARD DRAWN;COPPER CONDUCTOR;2 CORE;BLACK XLPE INSULATED CABLE;SUPPLIED ON 400 M DRUMS,RIB DETAIL ;METRE MARKED;TO AS3560 FIGURE 1; | MIDLANDS | MIDLAND METALS | MMO-LVABC 2 X 6 CU X | CURRENT
001542919 | WIRE,ELECTRICAL | BUILDING;COPPER,ANNEALED;6.0 SQ MM; 7/1.04 MM;0.6/1 KV;PVC INSULATED; GREEN/YELLOW;100 M DRUM SIZE;WEIGHT 8.29 KG; | PRYSMIAN | PRYSMIAN POWER CABLES & SYSTEMS AUST | 20199384 | CURRENT
001542919 | WIRE,ELECTRICAL | BUILDING;COPPER,ANNEALED;6.0 SQ MM; 7/1.04 MM;0.6/1 KV;PVC INSULATED; GREEN/YELLOW;100 M DRUM SIZE;WEIGHT 8.29 KG; | OLEX | OLEX AUSTRALIA PTY LTD | BAAP11A1001AAHN | CURRENT
001542919 | WIRE,ELECTRICAL | BUILDING;COPPER,ANNEALED;6.0 SQ MM; 7/1.04 MM;0.6/1 KV;PVC INSULATED; GREEN/YELLOW;100 M DRUM SIZE;WEIGHT 8.29 KG; | MIDLANDS | MIDLAND METALS | MMO-1X6 CU PVC G/Y | CURRENT
002401190 | CABLE,POWER,ELECTRICAL | 0.6/1kV, 1C x 50mm2 (19/1.78) Annealed Cu/XLPE (X-90UV) Insulated, Black, Metre Marked, 250m Wood Drum, JTS 03-01-08 | OLEX | OLEX AUSTRALIA PTY LTD | BAAT19RP001AACX | CURRENT
002401190 | CABLE,POWER,ELECTRICAL | 0.6/1kV, 1C x 50mm2 (19/1.78) Annealed Cu/XLPE (X-90UV) Insulated, Black, Metre Marked, 250m Wood Drum, JTS 03-01-08 | MIDMETAL |  | 1CX50 CU/XLPE | CURRENT
002401190 | CABLE,POWER,ELECTRICAL | 0.6/1kV, 1C x 50mm2 (19/1.78) Annealed Cu/XLPE (X-90UV) Insulated, Black, Metre Marked, 250m Wood Drum, JTS 03-01-08 | MIDLANDS | MIDLAND METALS | MMO-1X50 CU X BLK | CURRENT
002400228 | WIRE,ELECTRICAL | AERIAL;BARE COPPER,HARD DRAWN;7/2.75 MM; 250 M DRUM SIZE,DRUM WEIGHT 105 KG; | MIDLANDS | MIDLAND METALS | MMO-HDBC 7/2.75 AR | CURRENT
002400228 | WIRE,ELECTRICAL | AERIAL;BARE COPPER,HARD DRAWN;7/2.75 MM; 250 M DRUM SIZE,DRUM WEIGHT 105 KG; | OLEX | OLEX AUSTRALIA PTY LTD | ACUT39RP001AAAA | CURRENT
002400228 | WIRE,ELECTRICAL | AERIAL;BARE COPPER,HARD DRAWN;7/2.75 MM; 250 M DRUM SIZE,DRUM WEIGHT 105 KG; | MIDLANDS | MIDLAND METALS | MMO-HDBCC 7/2.75 | CURRENT
002401127 | CABLE,POWER,ELECTRICAL | 0.6/1kV, 1C x 120mm2 (37/2.03) Cu/PVC (V-90) Insulated, Green/Yellow, 250m Wood Drum, JTS 03-01-08 | PRYSMIAN | PRYSMIAN POWER CABLES & SYSTEMS AUST | 5010053 | CURRENT
002401127 | CABLE,POWER,ELECTRICAL | 0.6/1kV, 1C x 120mm2 (37/2.03) Cu/PVC (V-90) Insulated, Green/Yellow, 250m Wood Drum, JTS 03-01-08 | OLEX | OLEX AUSTRALIA PTY LTD | BAAP23AA001AAHN | CURRENT
002401127 | CABLE,POWER,ELECTRICAL | 0.6/1kV, 1C x 120mm2 (37/2.03) Cu/PVC (V-90) Insulated, Green/Yellow, 250m Wood Drum, JTS 03-01-08 | PRYSMIAN | PRYSMIAN POWER CABLES & SYSTEMS AUST | 20199421 | CURRENT
002401127 | CABLE,POWER,ELECTRICAL | 0.6/1kV, 1C x 120mm2 (37/2.03) Cu/PVC (V-90) Insulated, Green/Yellow, 250m Wood Drum, JTS 03-01-08 | MIDLANDS | MIDLAND METALS | MMO-1X120 CU PVC G/Y | CURRENT
002401437 | WIRE,ELECTRICAL | AERIAL;BARE COPPER,HARD DRAWN;7/2.00 MM; 500 M DRUM SIZE,DRUM WEIGHT 123 KG; | MIDLANDS | MIDLAND METALS | MMO-HDBC 7/2.03 AR | CURRENT
002401437 | WIRE,ELECTRICAL | AERIAL;BARE COPPER,HARD DRAWN;7/2.00 MM; 500 M DRUM SIZE,DRUM WEIGHT 123 KG; | OLEX | OLEX AUSTRALIA PTY LTD | ACUT68RP001AAAA | CURRENT
002401437 | WIRE,ELECTRICAL | AERIAL;BARE COPPER,HARD DRAWN;7/2.00 MM; 500 M DRUM SIZE,DRUM WEIGHT 123 KG; | MIDLANDS | MIDLAND METALS | MMO-HDBCC 7/2.00 | CURRENT
002403845 | WIRE,NONELECTRICAL | 99% MIN ALUMINIUM;ANNEALED,BRIGHT FINISH ;RD SHAPE;4 MM DIA;10 KG COIL APPROX, | BAMBACH | BAMBACH WIRES & CABLES PTY LTD | D-01-7006-10 | CURRENT
002403845 | WIRE,NONELECTRICAL | 99% MIN ALUMINIUM;ANNEALED,BRIGHT FINISH ;RD SHAPE;4 MM DIA;10 KG COIL APPROX, | PLP AUST | PREFORMED LINE PRODUCTS (AUST) | D-01-7006-10 | CURRENT
002403845 | WIRE,NONELECTRICAL | 99% MIN ALUMINIUM;ANNEALED,BRIGHT FINISH ;RD SHAPE;4 MM DIA;10 KG COIL APPROX, | MIDLANDS | MIDLAND METALS | MMO-4 TIE ANN.AL. | CURRENT
002425874 | WIRE,ELECTRICAL | BUILDING;COPPER,ANNEALED;70 SQ MM; 19/2.14 MM;0.6/1 KV;PVC INSULATED; GREEN/YELLOW;100 M DRUM,DRUM WEIGHT 70.27 KG; | PRYSMIAN | PRYSMIAN POWER CABLES & SYSTEMS AUST | 20199412 | CURRENT
002425874 | WIRE,ELECTRICAL | BUILDING;COPPER,ANNEALED;70 SQ MM; 19/2.14 MM;0.6/1 KV;PVC INSULATED; GREEN/YELLOW;100 M DRUM,DRUM WEIGHT 70.27 KG; | MIDLANDS | MIDLAND METALS | MMO-1X70 CU PVC G/Y | CURRENT
001420051 | CABLE,POWER,ELECTRICAL | 0.6/1 KV;25 SQ MM,(7 STRAND);COMPACTED ALUM;4 CORE;BLACK XLPE;AERIAL BUNDLE CABLE;AS3560;200 M DRUM SIZE, DRUM WEIGHT 80 KG,PALLETS OF 8; | OLEX | OLEX AUSTRALIA PTY LTD | XDAB17AA004 | CURRENT
001420051 | CABLE,POWER,ELECTRICAL | 0.6/1 KV;25 SQ MM,(7 STRAND);COMPACTED ALUM;4 CORE;BLACK XLPE;AERIAL BUNDLE CABLE;AS3560;200 M DRUM SIZE, DRUM WEIGHT 80 KG,PALLETS OF 8; | MIDLANDS | MIDLAND METALS | MMO-LVABC 4 X 25 AL X | CURRENT
000491669 | WIRE,NONELECTRICAL | Copper, Annealed, 2.64mm DIA, 10 KG Coil Approx, 50 Coils per pallet; | BAMBACH | BAMBACH WIRES & CABLES PTY LTD | D-CATW26-10 | CURRENT
000491669 | WIRE,NONELECTRICAL | Copper, Annealed, 2.64mm DIA, 10 KG Coil Approx, 50 Coils per pallet; | MIDLANDS | MIDLAND METALS | MMO-2.64 TIE ANN.CU. | CURRENT
000491669 | WIRE,NONELECTRICAL | Copper, Annealed, 2.64mm DIA, 10 KG Coil Approx, 50 Coils per pallet; | PLP AUST | PREFORMED LINE PRODUCTS (AUST) | D-CATW26-10 | CURRENT
000491669 | WIRE,NONELECTRICAL | Copper, Annealed, 2.64mm DIA, 10 KG Coil Approx, 50 Coils per pallet; | MIDMETAL |  | MMO-2.64 TIE ANN CU | CURRENT
002406979 | WASHER,FLAT | Round, M6, 12.5 x 1.2mm, S/Steel Gde 316 (P100) | HOBSON | HOBSON ENGINEERING CO PTY LTD 393904 | WR16PM06 | CURRENT
002406979 | WASHER,FLAT | Round, M6, 12.5 x 1.2mm, S/Steel Gde 316 (P100) | STATEWD | STATEWIDE FSTNERS & ENG SPLS PL | M6 STAINLESS STEEL | CURRENT
002400094 | NUT,PLAIN,HEXAGON | BRASS;STD;1/4 IN;BSW;BOX OF 100,PACK WEIGHT 0.3 KG; | STATEWD | STATEWIDE FSTNERS & ENG SPLS PL | NUT,PLAIN 1/4 IN | CURRENT
000104618 | BLADE,CABLE STRIPPER | suit Cable Outer Sheath IR Cutter | TEN | THE ENERGY NETWORK | IBST5024B | CURRENT
002428761 | CLAMP,LIVE LINE | Blanket Clamp Peg, Small, Wooden, 150mm Opening, for Live Line | HYLEC | HYLEC PTY LTD | EC-2 | CURRENT
002428761 | CLAMP,LIVE LINE | Blanket Clamp Peg, Small, Wooden, 150mm Opening, for Live Line | TEN | THE ENERGY NETWORK | C-2 | CURRENT
002407086 | TAPE,BARRICADE | NON ADHESIVE;ASBESTOS BARRIER TAPE; YELLOW;75 MM W;300 M LG;LABELLED- DANGER ASBESTOS DUST HAZARD; PACK OF 1,PACK WEIGHT 0.3 KG; | ALLENS | ALLENS INDUSTRIAL PRODUCTS PTY LTD | A1472 | CURRENT
002407086 | TAPE,BARRICADE | NON ADHESIVE;ASBESTOS BARRIER TAPE; YELLOW;75 MM W;300 M LG;LABELLED- DANGER ASBESTOS DUST HAZARD; PACK OF 1,PACK WEIGHT 0.3 KG; | ALLENS | ALLENS INDUSTRIAL PRODUCTS PTY LTD | AIPDADH30075 | CURRENT
002434835 | DETECTOR,VOLTAGE | Tester Proximity Volt Stick, Blue, 50V, Visual/Audible, Non-contact, Min of Cat III | WATTMAST |  | WATVS-LV50S | CURRENT
002434835 | DETECTOR,VOLTAGE | Tester Proximity Volt Stick, Blue, 50V, Visual/Audible, Non-contact, Min of Cat III | ATOMSUPP | ATOM SUPPLY | VS-LV50S | CURRENT
002434835 | DETECTOR,VOLTAGE | Tester Proximity Volt Stick, Blue, 50V, Visual/Audible, Non-contact, Min of Cat III | ATOMSUPP | ATOM SUPPLY | 251215 | CURRENT
002434835 | DETECTOR,VOLTAGE | Tester Proximity Volt Stick, Blue, 50V, Visual/Audible, Non-contact, Min of Cat III | REXEL | REXEL PTY LTD | WATVS-LV50S# | CURRENT
002434835 | DETECTOR,VOLTAGE | Tester Proximity Volt Stick, Blue, 50V, Visual/Audible, Non-contact, Min of Cat III | AUSLEC | AUSLEC | WATWATVS-LV50S-BU | CURRENT
002434835 | DETECTOR,VOLTAGE | Tester Proximity Volt Stick, Blue, 50V, Visual/Audible, Non-contact, Min of Cat III | CNWPL | CNW PL - SLACKS CREEK | WATVS-LV50S L/V VOLT STICK | CURRENT
002459170 | LUBRICANT | CRC CO CONTACT CLEANER SPRAY CAN; NECESSARY FOR CLEANING ELECTRICAL PARTS; 350g CAN | BLKWOODS | J BLACKWOOD & SON LTD | 2016 | CURRENT
002459170 | LUBRICANT | CRC CO CONTACT CLEANER SPRAY CAN; NECESSARY FOR CLEANING ELECTRICAL PARTS; 350g CAN | ATOMSUPP | ATOM SUPPLY | 1118031 | CURRENT
002459873 | PATCH LEAD,FIBRE OPTIC | INDOOR OPTICAL PATCH LEAD;SINGLE MODE; DUPLEX;1M LONG;2 X LC CONNECTOR TERMINATED AT EACH END; | OPTICAL | OPTICAL SYSTEMS DESIGN | OFS-CAB-092-VV-1 | PURCHASE AS REQUIRED
001811169 | BRUSH,WIRE,SCRATCH | SB Type, S/Steel 12mm Lg Exposed, Cylindrical 60mm Dia, Plastic Body, Blue, 140mm Lg, for Al Based Conductors, Pack of 5 | TYCO | TYCO | SB-AL | CURRENT
001811169 | BRUSH,WIRE,SCRATCH | SB Type, S/Steel 12mm Lg Exposed, Cylindrical 60mm Dia, Plastic Body, Blue, 140mm Lg, for Al Based Conductors, Pack of 5 | DULHUNTY | DULHUNTY INDUSTRIES PTY LTD | SB-3 | CURRENT
001811169 | BRUSH,WIRE,SCRATCH | SB Type, S/Steel 12mm Lg Exposed, Cylindrical 60mm Dia, Plastic Body, Blue, 140mm Lg, for Al Based Conductors, Pack of 5 | ATOMSUPP | ATOM SUPPLY | SB-AL | CURRENT
000105028 | BIT,CENTRE | 1-3/4" Hex Drive, Extra Long Type, suit Post Hole Digger; comes with 2 x Nuts & Bolts | DIGGA | DIGGA AUSTRALIA PTY LTD | D621L | CURRENT
000104384 | DIE,CRIMPING TOOL | STEEL;HEX;20 MM AF;TO SUIT 185 SQ MM COPPER COMPRESSION LUGS;U/W UTILUX COMPRESSION TOOL NO.38A OR EQUIV; PACK OF 1,PACK WEIGHT 0.22 KG; | TECONN | TE CONNECTIVITY LTD | 38-200CU/1 | CURRENT
000104384 | DIE,CRIMPING TOOL | STEEL;HEX;20 MM AF;TO SUIT 185 SQ MM COPPER COMPRESSION LUGS;U/W UTILUX COMPRESSION TOOL NO.38A OR EQUIV; PACK OF 1,PACK WEIGHT 0.22 KG; | CABLACES | CABLACES | HT130-C-185 | CURRENT
000477283 | SPLICE,CONDUCTOR | SPLICES,HELICAL,FULL TENSION;ALUMINIUM; 7/3.75 MM AAC (MARS) OR 6/1/3.75 MM (BANANA);REPAIR SPLICE ONLY;BOX OF 15; ITEM DISCONTINUED REFER SC08797 & | PLP AUST | PREFORMED LINE PRODUCTS (AUST) | AFS-113 | PHASING
000477283 | SPLICE,CONDUCTOR | SPLICES,HELICAL,FULL TENSION;ALUMINIUM; 7/3.75 MM AAC (MARS) OR 6/1/3.75 MM (BANANA);REPAIR SPLICE ONLY;BOX OF 15; ITEM DISCONTINUED REFER SC08797 & | DULMISON | DULMISON (AUST) PTY LTD | ALS-1125 | PHASING
001860216 | PAPER,TOILET | ROLL FORM;2 PLY;CARTON OF 48 ROLLS; PACK WEIGHT12.9 KG; | HENLEY |  | PF1002 | CURRENT
000447021 | TERMINAL,LUG | Compression, Bi-Metal, Cu Palm, 25mm2, M10 Bolt Hole, Hex Die A/F 14.0mm, ABC (P10) (scm) | SICAME | SICAME AUSTRALIA PTY LTD | CPTAU25 | CURRENT
000447021 | TERMINAL,LUG | Compression, Bi-Metal, Cu Palm, 25mm2, M10 Bolt Hole, Hex Die A/F 14.0mm, ABC (P10) (scm) | LEGEND | LEGEND POWER SYSTEMS | BMABC25-10 | CURRENT
002443539 | GUARD,FIXTURE | SUBURBAN WIRE GUARD; WIRE GUARD TO FIT LUMINARES SC21520; SC21521; SC21540 AS PER STREET LIGHT; MANUAL V1 F3 PAGE 5-1; | SYLVANIA | SYLVANIA SCHREDER | JS00005 | CURRENT
000880009 | CAPACITOR UNIT. | 5.2 KV;200 KVAR;SINGLE PHASE;24.2 UF; 38.5 AMP CONT @ 50 HZ;50 HZ;NON-PCB IMPREGNANT;POLYPROPYLENE FILM DIELECTRIC ;1 BUSHING PER UNIT CHF101,DWG 1527-A4; | ABB | ABB FAN PTY LTD | CHF 101 | PURCHASE AS REQUIRED
000880009 | CAPACITOR UNIT. | 5.2 KV;200 KVAR;SINGLE PHASE;24.2 UF; 38.5 AMP CONT @ 50 HZ;50 HZ;NON-PCB IMPREGNANT;POLYPROPYLENE FILM DIELECTRIC ;1 BUSHING PER UNIT CHF101,DWG 1527-A4; | ALSTOM | ALSTOM GRID AUSTRALIA LIMITED | HEP15325 | PURCHASE AS REQUIRED
002458214 | ADAPTOR,UNIVERSAL | Double Threaded Brass Stud, 63mm Lg, M16 to M12 c/w 2 x M12 S/Steel Hex Nut, 1 x M12 S/Steel Belleville Washer (scm) | MMELEC | MM ELECTRICAL MERCHANDISING | I3S-63BDT-ROK | CURRENT
002458214 | ADAPTOR,UNIVERSAL | Double Threaded Brass Stud, 63mm Lg, M16 to M12 c/w 2 x M12 S/Steel Hex Nut, 1 x M12 S/Steel Belleville Washer (scm) | SCHNEDER | SCHNEIDER PTY LTD | A048085 ADAPTER STUD | CURRENT
000104435 | NAIL | FLAT HD,RINGED/SMOOTH SHANK;STEEL;GALV; 33MM LG;3.15 MM DIA; SUITABLE FOR HARWOOD USE; 1 KG PER BOX; | STATEWD | STATEWIDE FSTNERS & ENG SPLS PL | NFHGRS333151 | CURRENT
000184896 | INSULATION SLEEVING,ELECTRICAL | HEATSHRINK;11 KV;FOR CABLE TRIFURCATION MWTM SLEEVING FOR 11 KV TERMINATION; SUITS TYCO KIT 196A-IXSU-FEX196A;PACK CONTAINING 150MM STRIPS OF HS SLEEVING; | TECONN | TE CONNECTIVITY LTD | MWTM-50/16-150/U(S50) | CURRENT
002461705 | KNIFE,LINEMANS | Safety Flat Straight Solid Blade, Coated Back, 50mm Lg Tempered S/Steel, Impact Resistant Insulated Plastic Handle, Retractable Scabbard, Insulated 1000V | THEWMCAN | TMAC THEW & MCCANN GROUP | TM10269 | CURRENT
002461705 | KNIFE,LINEMANS | Safety Flat Straight Solid Blade, Coated Back, 50mm Lg Tempered S/Steel, Impact Resistant Insulated Plastic Handle, Retractable Scabbard, Insulated 1000V | AMPLITUD | AMPLITUDE PTY LTD - 396777 | 201010/10 | CURRENT
002461705 | KNIFE,LINEMANS | Safety Flat Straight Solid Blade, Coated Back, 50mm Lg Tempered S/Steel, Impact Resistant Insulated Plastic Handle, Retractable Scabbard, Insulated 1000V | SILGLEN | SILGLEN SERVICES PTY LTD | 120064 | CURRENT
002461713 | BLADE,KNIFE | Replacement Blade, 50mm Lg, S/Steel, Cad Plated, suit Safety Flat Linemans Knife Thew & McCann | PENTA | PENTA AUST (TMAC THEW & MCCANN/HYLEC) | PA10270 | PHASING
002461713 | BLADE,KNIFE | Replacement Blade, 50mm Lg, S/Steel, Cad Plated, suit Safety Flat Linemans Knife Thew & McCann | THEWMCAN | TMAC THEW & MCCANN GROUP | TM10270 | PHASING
002461713 | BLADE,KNIFE | Replacement Blade, 50mm Lg, S/Steel, Cad Plated, suit Safety Flat Linemans Knife Thew & McCann | THEWMCAN | TMAC THEW & MCCANN GROUP | 2461713 | PHASING
000104516 | CUTTER,CABLE,HAND OPERATED | Cable, Ratchet, 254mm long, Capacity 32mm AL/Cu, 20mm ACSR | TEN | THE ENERGY NETWORK | RC-32ACSR | CURRENT
000104516 | CUTTER,CABLE,HAND OPERATED | Cable, Ratchet, 254mm long, Capacity 32mm AL/Cu, 20mm ACSR | TEN | THE ENERGY NETWORK | 9009 | CURRENT
000105465 | HOOK,PLASTIC | YELLOW DNOB PLASTIC HOOK;50 MM DIA; 110 MM LG CONICAL TOP WITH CLOSED LOOP; C/W REFLECTIVE 3 COLOUR SIGN WITH WORDING DANGER DO NOT OPERATE; | BENNIC | BENNIC PTY LTD | YELLOW DNOB HOOK | CURRENT
002406409 | SOLDER,TIN-ZINC ALLOY | 70% TIN,30% ZINC;360 MM LG,15 MM W, 0.25 KG STICKS;STAMPED ENERGEX AL/F AS1834;ALUMINIUM FRICTION SOLDER; PACK OF 80,PACK WEIGHT 20 KG; | CONALLOY |  | SOLDER TIN ZINC | CURRENT
001811177 | BRUSH,WIRE,SCRATCH | STAINLESS STEEL;12 MM EXPOSED LG; CYLINDRICAL,60 MM DIA;PLASTIC BODY, ORANGE;140 MM LG;FOR U/W COPPER BASED CONDUCTORS;(ITEM 2 OF SMS 152);PACK OF 5 | TYCO | TYCO | SB-CU | CURRENT
001811177 | BRUSH,WIRE,SCRATCH | STAINLESS STEEL;12 MM EXPOSED LG; CYLINDRICAL,60 MM DIA;PLASTIC BODY, ORANGE;140 MM LG;FOR U/W COPPER BASED CONDUCTORS;(ITEM 2 OF SMS 152);PACK OF 5 | DULMISON | DULMISON (AUST) PTY LTD | SB4 | CURRENT
001811177 | BRUSH,WIRE,SCRATCH | STAINLESS STEEL;12 MM EXPOSED LG; CYLINDRICAL,60 MM DIA;PLASTIC BODY, ORANGE;140 MM LG;FOR U/W COPPER BASED CONDUCTORS;(ITEM 2 OF SMS 152);PACK OF 5 | DULHUNTY | DULHUNTY INDUSTRIES PTY LTD | SB-4 | CURRENT
001811177 | BRUSH,WIRE,SCRATCH | STAINLESS STEEL;12 MM EXPOSED LG; CYLINDRICAL,60 MM DIA;PLASTIC BODY, ORANGE;140 MM LG;FOR U/W COPPER BASED CONDUCTORS;(ITEM 2 OF SMS 152);PACK OF 5 | ATOMSUPP | ATOM SUPPLY | SB-CU | CURRENT
000024887 | CABLE,POWER,ELECTRICAL | 0.6/1kV, 1C x 95mm2 (37/1.78) Cu, XLPE/PVC, Black Sheath, 100m Drum | PRYSMIAN | PRYSMIAN POWER CABLES & SYSTEMS AUST | 95CUXLP | CURRENT
000024887 | CABLE,POWER,ELECTRICAL | 0.6/1kV, 1C x 95mm2 (37/1.78) Cu, XLPE/PVC, Black Sheath, 100m Drum | OLEX | OLEX AUSTRALIA PTY LTD | BDBC22AA001 | CURRENT
000024887 | CABLE,POWER,ELECTRICAL | 0.6/1kV, 1C x 95mm2 (37/1.78) Cu, XLPE/PVC, Black Sheath, 100m Drum | NANELECT | NAN ELECTRICAL CABLE AUSTRALIA PL | XSD095CLVNB | CURRENT
000024887 | CABLE,POWER,ELECTRICAL | 0.6/1kV, 1C x 95mm2 (37/1.78) Cu, XLPE/PVC, Black Sheath, 100m Drum | MIDLANDS | MIDLAND METALS | MMO-1X95 CU X PVC BLK | CURRENT
000014922 | CUTTER,CABLE,HAND OPERATED | Gear & Ratchet Type, for Cutting Single Core Double Insulated Cable, Bare Al & Cu Cable up to 300mm2, Max 32mm OD, replacement blade Y-K683T/3 | SPECFORC | SPECIALISED FORCE | K683/T | CURRENT
000014922 | CUTTER,CABLE,HAND OPERATED | Gear & Ratchet Type, for Cutting Single Core Double Insulated Cable, Bare Al & Cu Cable up to 300mm2, Max 32mm OD, replacement blade Y-K683T/3 | CABAC | CABAC (MANUFACTURER) | K683/T | CURRENT
000014922 | CUTTER,CABLE,HAND OPERATED | Gear & Ratchet Type, for Cutting Single Core Double Insulated Cable, Bare Al & Cu Cable up to 300mm2, Max 32mm OD, replacement blade Y-K683T/3 | TEN | THE ENERGY NETWORK | K683/T | CURRENT
002470326 | TERMINAL,LUG | Bi-Metal Mech Shear bolt (mid-bolt removable) straight conn; Tin plated connector;Inside 13mm, 20.5 dia, For 95- 240 SQ MM XLPE Conductor; Suitable for | TECONN | TE CONNECTIVITY LTD | BAH-022100037 | CURRENT
002455541 | LEGGINGS,SNAKE GUARD | Snake Gaiters; Size S; Knee Length, Snake Bite Protection, Circumference @ Knee 43 cm, Length 38.5 cm; To Fit Leg Circumference 41 cm. | BLKWOOD | J BLACKWOOD & SON LTD | 00197663 | CURRENT
002455541 | LEGGINGS,SNAKE GUARD | Snake Gaiters; Size S; Knee Length, Snake Bite Protection, Circumference @ Knee 43 cm, Length 38.5 cm; To Fit Leg Circumference 41 cm. | BLKWOODS | J BLACKWOOD & SON LTD | SPX-S | CURRENT
000105074 | DRIVER,EARTH ROD | Driving Attachment to suit Kango Hammer, 12mm Driver, suits 13mm Cu Clad | MILWAUKE | MILWAUKEE POWER TOOLS | 4932399265 | CURRENT
000105074 | DRIVER,EARTH ROD | Driving Attachment to suit Kango Hammer, 12mm Driver, suits 13mm Cu Clad | C&LTOOL | CALTCO T/A C&L TOOL CENTRE | MILWA4932399265 | CURRENT
ACT850 | ANTENNA, KIT | Active Stream; Panorama WS-DOL-7-27-SMA Low Profile LTE Antenna Kit C/W 2m cable, bracket & SMA connector; | ACSTREAM | ACTIVE STREAM METER PROVIDER | WS-DOL-7-27-SMA | CURRENT
000025433 | BODY POWDER | J&J Corn Starch Baby Powder, 200g Bottle for use with Insulating Gloves, Do Not use on Broken Skin, Alternative to Talcum Powder | ATOMSUPP | ATOM SUPPLY | 418463 | CURRENT
000025433 | BODY POWDER | J&J Corn Starch Baby Powder, 200g Bottle for use with Insulating Gloves, Do Not use on Broken Skin, Alternative to Talcum Powder | ALPHA | ALPHA FIRST AID SUPPLIES QLD | 557131 | CURRENT
002443182 | LEGGINGS,SNAKE GUARD | Snake Gaiters; Size M; Knee Length, Snake Bite Protection, Circumference @ Knee 49 cm, Length 40 cm; To Fit Leg Circumference 47 cm. | BLKWOOD | J BLACKWOOD & SON LTD | 01130559 | CURRENT
002443182 | LEGGINGS,SNAKE GUARD | Snake Gaiters; Size M; Knee Length, Snake Bite Protection, Circumference @ Knee 49 cm, Length 40 cm; To Fit Leg Circumference 47 cm. | BLKWOOD | J BLACKWOOD & SON LTD | SPX-M | CURRENT
002443182 | LEGGINGS,SNAKE GUARD | Snake Gaiters; Size M; Knee Length, Snake Bite Protection, Circumference @ Knee 49 cm, Length 40 cm; To Fit Leg Circumference 47 cm. | BLKWOOD | J BLACKWOOD & SON LTD | 00214357 | CURRENT
002455558 | LEGGINGS,SNAKE GUARD | Snake Gaiters; Size L; Knee Length, Snake Bite Protection, Circumference @ Knee 55 cm, Length 40 cm; To Fit Leg Circumference 53 cm. | BLKWOOD | J BLACKWOOD & SON LTD | 03173585 | CURRENT
002455558 | LEGGINGS,SNAKE GUARD | Snake Gaiters; Size L; Knee Length, Snake Bite Protection, Circumference @ Knee 55 cm, Length 40 cm; To Fit Leg Circumference 53 cm. | BLKWOOD | J BLACKWOOD & SON LTD | 00214374 | CURRENT
002451037 | LEGGINGS,SNAKE GUARD | Snake Gaiters; Size XL; Knee Length, Snake Bite Protection, Circumference @ Knee 60 cm, Length 40 cm; To Fit Leg Circumference 58 cm. | BLKWOOD | J BLACKWOOD & SON LTD | 00214391 | CURRENT
002451037 | LEGGINGS,SNAKE GUARD | Snake Gaiters; Size XL; Knee Length, Snake Bite Protection, Circumference @ Knee 60 cm, Length 40 cm; To Fit Leg Circumference 58 cm. | BLKWOOD | J BLACKWOOD & SON LTD | SPX-XL | CURRENT
002470748 | RELAY,PROTECTION | FW R508-V1, Distance, 110VDC Logic 6/8 I/O, 125/250VDC Pwr, 1A, 110VAC Input, 2U Horiz Rack, Std Protocols, Jumpers +5VDC, Special LED Config, | SEL | SCHWEITZER ENGINEERING LABORATORIES INC. | 0311C10HH4H13X1 | CURRENT
002470755 | RELAY,PROTECTION | FW R508-V1, Distance, 110VDC Logic 6/8 I/O, 125/250VDC Pwr, 5A, 110VAC Input, 2U Horiz Rack, Std Protocols, Jumpers +5VDC, Special LED Config, | SEL | SCHWEITZER ENGINEERING LABORATORIES INC. | 0311C10HH4H53X1 | CURRENT
002470763 | RELAY,PROTECTION | FW R508-V1, Distance, 110VDC Logic 6/8 I/O, 125/250VDC Pwr, 5A, 110VAC Input, 3U Vert Panel, Std Protocols, Jumpers +5VDC, Special LED Config, | SEL | SCHWEITZER ENGINEERING LABORATORIES INC. | 0311C11HH4H53X1 | CURRENT
002470771 | RELAY,PROTECTION | FW R508-V1, Distance, 24VDC Logic 6/8 I/O, 24/48VDC Pwr, 5A, 110VAC Input, 2U Horiz Rack, Std Protocols, Jumpers +5VDC, Special LED Config, | SEL | SCHWEITZER ENGINEERING LABORATORIES INC. | 0311C10HH2H51X1 | CURRENT
002470789 | RELAY,PROTECTION | FW R508-V1, Distance, 24VDC Logic 6/8 I/O, 24/48VDC Pwr, 1A, 110VAC Input, 2U Horiz Rack, Std Protocols, Jumpers +5VDC, Special LED Config, | SEL | SCHWEITZER ENGINEERING LABORATORIES INC. | 0311C10HH2H11X1 | CURRENT
002470797 | RELAY,PROTECTION | FW R516-V1, O/C, 110VDC Logic 6/8 I/O, 48/125VDC Pwr, 5A, 110VAC Input, 2U Horiz Rack, Std Protocols | SEL | SCHWEITZER ENGINEERING LABORATORIES INC. | 0351A0H2X3H53X1 | CURRENT
002470805 | RELAY,PROTECTION | FW R516-V1, O/C, 24VDC Logic 6/8 I/O, 24/48VDC Pwr, 5A, 110VAC Input, 2U Horiz Rack, Std Protocols | SEL | SCHWEITZER ENGINEERING LABORATORIES INC. | 0351A0H2X2H51X1 | CURRENT
000025434 | COIL,ELECTRICAL | Circuit Breaker Trip or Close Coil,suits both; Type 110 V DC; Suits Schneider GenieEVO MANUFACTURERS DATA: | SCHNEDER | SCHNEIDER PTY LTD | 480884000 | CURRENT
000025435 | MOTOR,DIRECT CURRENT. | Motor Spring Charge, 110V DC suits Schneider Genie EVO | SCHNEDER | SCHNEIDER PTY LTD | 480884800 | PURCHASE AS REQUIRED
000025436 | DETECTOR,SYSTEM VOLTAGE | Voltage Dector; Suits Schneider GenieEvo; 2000A 1250A VBES SUPPLY DATA: VOLTAGE: | SCHNEDER | SCHNEIDER PTY LTD | 47887 | PURCHASE AS REQUIRED
000025437 | HANDLE,SWITCH | Three position switch operating Suits Schneider Genie EVO | SCHNEDER | SCHNEIDER PTY LTD | GDV-F325 | CURRENT
000025438 | TOOL,MULTIFUNCTION | Elbow Tool to suit schneider Dyscon; used on GenieEVO | SCHNEDER | SCHNEIDER PTY LTD | 4A881380C | PURCHASE AS REQUIRED
000025442 | SIGN | Warning; In Slab Earthing Do Not Remove Unless Testing;90mm x 50mm x 1.6mm; Yellow Aluminium Retro Reflective; Rounded Corners; 4x5mm holes | UES | UTILITY ENGRAVING & SIGNS | 2900-A3 SHEET C48 | CURRENT
002470821 | KARABINER | Triple Action, Steel, 16kN Gate, ANSI Std | HEIGHDYN | HEIGHT DYNAMICS | KON04120 | CURRENT
ACT950 | CARD,INFORMATION | AGL Successful Cards; POC 2018 Pack of 500, DL Size (99 x 210mm) | ACSTREAM | ACTIVE STREAM METER PROVIDER | ASC-AGL-SUC-003 | CURRENT
ACT1050 | CARD,INFORMATION | AGL Unsuccessful Cards - POC 2018 Pack of 500, A6 Size | ACSTREAM | ACTIVE STREAM METER PROVIDER | ASC-AGL-UNS-003 | CURRENT
002470854 | ABSORBER,OVERVOLTAGE | Messko MTraB Overvoltage Protection Kit, upto 400V, Retrofit for Reinhausen Regen Breather | REINHAUS | REINHAUSEN (AUST) PL | 73101600 | PURCHASE AS REQUIRED
002470870 | CONTROL BOX | NOJA Control Cubicle, RC10-OSM200, S/S c/w CC-01-ADA Control Cable Adaptor (scm) | NOJAPWR | NOJA POWER | RC-10ES-200 | CURRENT
002470888 | TEST SET | Interface Test Set, for NOJA RC10ES-200 | NOJAPWR | NOJA POWER | ITS-02-RC10 | PURCHASE AS REQUIRED
002470896 | MODULE | Switchgear Interface Module, RC10ES-OSM200, for NOJA RC10 Series | NOJAPWR | NOJA POWER | SIM-03 | CURRENT
002470987 | GREASE,SPECIAL PURPOSE | Assy Lubricant EPPA-064-60, Paste, 60g Tube, for TE RSTI Elbows only (scm) | TECONN | TE CONNECTIVITY LTD | CL1402-000 | CURRENT
002470987 | GREASE,SPECIAL PURPOSE | Assy Lubricant EPPA-064-60, Paste, 60g Tube, for TE RSTI Elbows only (scm) | TECONN | TE CONNECTIVITY LTD | EPPA-064-60 | CURRENT
002470995 | SWITCH,ISOLATING | 15.5kV, 3 Ph, 630A, 12.5kA, Switch in SF6 Tank c/w Control Cubicle, 9m Control Cable, ADVC3 Controller, IOEX2 & FTIM2 Modules, Schneider RL27 (scm) | SCHNEIDR | SCHNEIDER PTY LTD (MANUFACTURER) | 420400202(SUB) | CURRENT
002471001 | SWITCH,ISOLATING | 15.5kV, 3 Ph, 630A, 12.5kA, Switch in SF6 Tank c/w Control Cubicle, 9m Control Cable, ADVC3 Controller, Pole Mount Bracket, Aux Supply VT with VT CCT | SCHNEIDR | SCHNEIDER PTY LTD (MANUFACTURER) | 420400202(OH) | CURRENT
002470862 | GLOVES,DISPOSABLE | Megaman Industrial Glove, Size S, Nitrile, Black, for handling Oil | BLKWOOD | J BLACKWOOD & SON LTD | 04192463 | CURRENT
002470862 | GLOVES,DISPOSABLE | Megaman Industrial Glove, Size S, Nitrile, Black, for handling Oil | ATOMSUPP | ATOM SUPPLY | 40011487 | CURRENT
002470862 | GLOVES,DISPOSABLE | Megaman Industrial Glove, Size S, Nitrile, Black, for handling Oil | ATOMSUPP | ATOM SUPPLY | 40004280 | CURRENT
002470862 | GLOVES,DISPOSABLE | Megaman Industrial Glove, Size S, Nitrile, Black, for handling Oil | ATOMSUPP | ATOM SUPPLY | N260882 | CURRENT
002470912 | GLOVES,DISPOSABLE | Megaman Industrial Glove, Size M, Nitrile, Black, for handling Oil | BLKWOOD | J BLACKWOOD & SON LTD | 04192480 | CURRENT
002470912 | GLOVES,DISPOSABLE | Megaman Industrial Glove, Size M, Nitrile, Black, for handling Oil | ATOMSUPP | ATOM SUPPLY | 40011488 | CURRENT
002470912 | GLOVES,DISPOSABLE | Megaman Industrial Glove, Size M, Nitrile, Black, for handling Oil | ATOMSUPP | ATOM SUPPLY | 40004281 | CURRENT
002470912 | GLOVES,DISPOSABLE | Megaman Industrial Glove, Size M, Nitrile, Black, for handling Oil | ATOMSUPP | ATOM SUPPLY | N260883 | CURRENT
002470912 | GLOVES,DISPOSABLE | Megaman Industrial Glove, Size M, Nitrile, Black, for handling Oil | SAFEMAN | SAFEMAN | 5DN4108BKM | CURRENT
002470920 | GLOVES,DISPOSABLE | Megaman Industrial Glove, Size L, Nitrile, Black, for handling Oil | BLKWOOD | J BLACKWOOD & SON LTD | 04192497 | CURRENT
002470920 | GLOVES,DISPOSABLE | Megaman Industrial Glove, Size L, Nitrile, Black, for handling Oil | ATOMSUPP | ATOM SUPPLY | 40011489 | CURRENT
002470920 | GLOVES,DISPOSABLE | Megaman Industrial Glove, Size L, Nitrile, Black, for handling Oil | ATOMSUPP | ATOM SUPPLY | 40004282 | CURRENT
002470920 | GLOVES,DISPOSABLE | Megaman Industrial Glove, Size L, Nitrile, Black, for handling Oil | ATOMSUPP | ATOM SUPPLY | N260884 | CURRENT
002470920 | GLOVES,DISPOSABLE | Megaman Industrial Glove, Size L, Nitrile, Black, for handling Oil | SAFEMAN | SAFEMAN | 5DN4108BKL | CURRENT
002470946 | GLOVES,DISPOSABLE | Megaman Industrial Glove, Size XXL, Nitrile, Black, for handling Oil | BLKWOOD | J BLACKWOOD & SON LTD | 04192531 | CURRENT
002470946 | GLOVES,DISPOSABLE | Megaman Industrial Glove, Size XXL, Nitrile, Black, for handling Oil | ATOMSUPP | ATOM SUPPLY | 40011491 | CURRENT
002470946 | GLOVES,DISPOSABLE | Megaman Industrial Glove, Size XXL, Nitrile, Black, for handling Oil | ATOMSUPP | ATOM SUPPLY | 40004285 | CURRENT
002470946 | GLOVES,DISPOSABLE | Megaman Industrial Glove, Size XXL, Nitrile, Black, for handling Oil | ATOMSUPP | ATOM SUPPLY | N260886 | CURRENT
002470938 | GLOVES,DISPOSABLE | Megaman Industrial Glove, Size XL, Nitrile, Black, for handling Oil | BLKWOOD | J BLACKWOOD & SON LTD | 04192514 | CURRENT
002470938 | GLOVES,DISPOSABLE | Megaman Industrial Glove, Size XL, Nitrile, Black, for handling Oil | ATOMSUPP | ATOM SUPPLY | 40011490 | CURRENT
002470938 | GLOVES,DISPOSABLE | Megaman Industrial Glove, Size XL, Nitrile, Black, for handling Oil | ATOMSUPP | ATOM SUPPLY | 40004283 | CURRENT
002470938 | GLOVES,DISPOSABLE | Megaman Industrial Glove, Size XL, Nitrile, Black, for handling Oil | ATOMSUPP | ATOM SUPPLY | N260885 | CURRENT
002470938 | GLOVES,DISPOSABLE | Megaman Industrial Glove, Size XL, Nitrile, Black, for handling Oil | SAFEMAN | SAFEMAN | 5DN4108BKXL | CURRENT
002470953 | GLOVES,DISPOSABLE | Megaman Industrial Glove, Size XXXL, Nitrile, Black, for handling Oil | BLKWOOD | J BLACKWOOD & SON LTD | 04192548 | PURCHASE AS REQUIRED
002470953 | GLOVES,DISPOSABLE | Megaman Industrial Glove, Size XXXL, Nitrile, Black, for handling Oil | ATOMSUPP | ATOM SUPPLY | 40011492 | PURCHASE AS REQUIRED
002470953 | GLOVES,DISPOSABLE | Megaman Industrial Glove, Size XXXL, Nitrile, Black, for handling Oil | ATOMSUPP | ATOM SUPPLY | 40004284 | PURCHASE AS REQUIRED
002470953 | GLOVES,DISPOSABLE | Megaman Industrial Glove, Size XXXL, Nitrile, Black, for handling Oil | ATOMSUPP | ATOM SUPPLY | N260887 | PURCHASE AS REQUIRED
002471019 | SPLITTER UNIT | Active Pulse Splitter, BMS Interface PCB Rev C, c/w 4 Standoffs, Metering Dynamics | EAQ | ELECTRONICS ASSEMBLY QUEENSLAND PTY LTD | 000-ENE-01 | CURRENT
002471027 | SPLITTER UNIT | PCBA Passive Pulse Splitter, supplied in Enclosure, Metering Dynamics | EAQ | ELECTRONICS ASSEMBLY QUEENSLAND PTY LTD | 00-ENE-29 | CURRENT
002471035 | INSULATION SLEEVING,ELECTRICAL | Phase Segregation Device, Single, suit Standard Parallel Cable Rail for Jean Muller LV Switchgear | PENTA | PENTA AUST (TMAC THEW & MCCANN/HYLEC) | PA21979 | CURRENT
002471035 | INSULATION SLEEVING,ELECTRICAL | Phase Segregation Device, Single, suit Standard Parallel Cable Rail for Jean Muller LV Switchgear | HYLEC | HYLEC PTY LTD | HSPSD1JM | CURRENT
002471043 | INSULATION SLEEVING,ELECTRICAL | Phase Segregation Device, Double, suit Paralleled Jean Muller LV Switchgear | PENTA | PENTA AUST (TMAC THEW & MCCANN/HYLEC) | PA21980 | CURRENT
002471043 | INSULATION SLEEVING,ELECTRICAL | Phase Segregation Device, Double, suit Paralleled Jean Muller LV Switchgear | HYLEC | HYLEC PTY LTD | HSPSD2JM | CURRENT
002471050 | GAUGE | Conductor Diameter Measuring Gauge, AAC, AAAC & CU, Info includes Diameter, Name, Stranding & Colour Of Conductor, 13 mm Aluminium Plate. | TEN | THE ENERGY NETWORK | CG-EQL-ALCU | CURRENT
002471068 | GAUGE | Conductor Diameter Measuring Gauge, ACSR, Info includes Diameter, Name, Stranding & Colour Of Conductor, 13 mm Aluminium Plate. | TEN | THE ENERGY NETWORK | CG-EQL-ACSR | CURRENT
002471092 | PARTS KIT | Retrofit Kit, RL2 - MA & FA Motor Pack V3, for Schneider RL Series | SCHNEDER | SCHNEIDER PTY LTD | 994000245 | CURRENT
002457257 | GAUGE | Conductor Diameter Measuring Gauge, 4 - 32mm OD, Non-conductive, Universal Sunrise Attachment, measurement reading in millimetres | TRANSNET | TRANSNET EQUIPMENT PTY LTD | TNWG4/32 | PURCHASE AS REQUIRED
002471118 | MODULE | CAPE FlexVue ENG, for ADVC3 Controller, suit Schneider E27/38, N12/15 & N36/38, RL27 Reclosers, LBS & Sectionalisers | SCHNEDER | SCHNEIDER PTY LTD | 998002003 | CURRENT
ACT1250 | CARD,INFORMATION | Plus ES Leave Behind Cards Pack of 500, A5 Size (210 x 148mm) | ACSTREAM | ACTIVE STREAM METER PROVIDER | PES1-0518 | CURRENT
ACT1150 | CARD,INFORMATION | Alinta Leave Behind Cards Pack of 100, A5 Size (210 x 148mm) | ACSTREAM | ACTIVE STREAM METER PROVIDER | ATL-SUC-001 | CURRENT
002471126 | OUTREACH ARM | Major Road, 6.0m Single, Galv Steel | GM POLES | GM POLES PTY LTD | ERG-6M-ANG-OUTR | CURRENT
002471134 | MODIFICATION KIT | Streetlight Terminal Panel UMS, Red PVC Cable 6mm2 x 250mm, Grn/Ylw PVC Cable 6mm2 x 80mm, Rail Mount Term Block, 35mm2 Max.Cable, 3-Way Cross Connector, | FLOWLINE | FLOWLINE INDUSTRIES PTY LTD | ESQ088 | CURRENT
002400088 | SETSCREW | M12 x 50mm, Hex, S/Steel Gde 316 c/w Hex Nut S/Steel Gde 304, Aust Std (P100) | HOBSON | HOBSON ENGINEERING CO PTY LTD 393904 | XEKBS16XCM120050 | CURRENT
002402957 | SETSCREW | M12 x 60mm, Hex, S/Steel Gde 316 c/w Hex Nut S/Steel Gde 304, Aust Std (P25) | HOBSON | HOBSON ENGINEERING CO PTY LTD 393904 | XEKBS16XCM120060 | CURRENT
002471183 | CHAINSAW | Milwaukee 18V Battery Chainsaw Kit c/w Spare Chain, 1 x 6Ah Battery, 1 x 12Ah Battery, Chainsaw Bag, 1L Bar Oil, Sharpening File & Jig | C&LTOOL | CALTCO T/A C&L TOOL CENTRE | MILWTM18FCHS-1216A | CURRENT
002471183 | CHAINSAW | Milwaukee 18V Battery Chainsaw Kit c/w Spare Chain, 1 x 6Ah Battery, 1 x 12Ah Battery, Chainsaw Bag, 1L Bar Oil, Sharpening File & Jig | MILWAUKE | MILWAUKEE POWER TOOLS | M18FCHS-1216A | CURRENT
002471191 | CHAINSAW | Milwaukee 18V Battery Chainsaw, Skin Only | C&LTOOL | CALTCO T/A C&L TOOL CENTRE | MILWTM18FCHS-0 | CURRENT
002471191 | CHAINSAW | Milwaukee 18V Battery Chainsaw, Skin Only | MILWAUKE | MILWAUKEE POWER TOOLS | M18FCHS-0 | CURRENT
002471209 | BATTERY,STORAGE | 18V, 12.0Ah, M18 Red Li-Ion, High Output for Milwaukee Tools | C&LTOOL | CALTCO T/A C&L TOOL CENTRE | MILWAM18HB12 | CURRENT
002471209 | BATTERY,STORAGE | 18V, 12.0Ah, M18 Red Li-Ion, High Output for Milwaukee Tools | MILWAUKE | MILWAUKEE POWER TOOLS | M18HB12 | CURRENT
002471209 | BATTERY,STORAGE | 18V, 12.0Ah, M18 Red Li-Ion, High Output for Milwaukee Tools | C&LTOOL | CALTCO T/A C&L TOOL CENTRE | MILWAM18FB12 | CURRENT
002471217 | LABEL | Test & Tag, Thermal Transfer Labels, Red, Roll of 500 | TTS | TEST AND TAG SUPPLIES PTY LTD | PROB0TTR | PURCHASE AS REQUIRED
002471225 | LABEL | Test & Tag, Thermal Transfer Labels, Blue, Roll of 500 | TTS | TEST AND TAG SUPPLIES PTY LTD | PROB0TTB | PURCHASE AS REQUIRED
002471233 | LABEL | Test & Tag, Thermal Transfer Labels, Yellow, Roll of 500 | TTS | TEST AND TAG SUPPLIES PTY LTD | PROB0TTY | PURCHASE AS REQUIRED
002471241 | RIBBON,INKING | Full Resin Thermal Ribbon, 300m x 110mm, for Test & Tag Labels | TTS | TEST AND TAG SUPPLIES PTY LTD | PCS001RK | PURCHASE AS REQUIRED
002471258 | LOCKOUT DEVICE | Recloser Locking Device, N-Series ACR Trip Lever Inhibitor, 4mm 304 2b S/Steel Welded Assy, Natural Finish | SAMIN | SAMIN SHEET METAL PTY LTD | 3222080 | CURRENT
002471266 | BRACKET,MOUNTING | BKT:MTG;SUP,S/S,S/STEEL,SS,SUIT 100MM BRACKET,MOUNTING Support Bracket, S/Stee l, suit 100mm Composite Crossarm, Dwg 10 69321-03 | DRAWING | DRAWING NO | 1069321-03 | CURRENT
002471266 | BRACKET,MOUNTING | BKT:MTG;SUP,S/S,S/STEEL,SS,SUIT 100MM BRACKET,MOUNTING Support Bracket, S/Stee l, suit 100mm Composite Crossarm, Dwg 10 69321-03 | SEWELFRG | GREG SEWELL FORGINGS PTY LTD | M06507 | CURRENT
002471274 | BRACKET,MOUNTING | BKT:MTG;SUP,S/S,S/STEEL,SS,SUIT 125MM BRACKET,MOUNTING Support Bracket, S/Stee l, suit 125mm Composite Crossarm, Dwg 10 69321-01 | DRAWING | DRAWING NO | 1069321-01 | CURRENT
002471274 | BRACKET,MOUNTING | BKT:MTG;SUP,S/S,S/STEEL,SS,SUIT 125MM BRACKET,MOUNTING Support Bracket, S/Stee l, suit 125mm Composite Crossarm, Dwg 10 69321-01 | SEWELFRG | GREG SEWELL FORGINGS PTY LTD | M06506 | CURRENT
002471290 | CABLE,POWER,ELECTRICAL | 76/132kV, 1C x 800mm2, WB Cu (Miliken) XLPE/WBT/CAS (40kA for 0.5 Sec)/MDPE Graphite Layer | CABLGRID | CABLE GRID AUSTRALIA PL | CGA2471290 | PURCHASE AS REQUIRED
002422160 | PARTS KIT,TERMINAL JUNCTION | Terminal Box, Fixed Base Pole Kit c/w 2 x Terminal Blocks for Fixed Base Street Light Pole (scm) | VELNAH | VELNAH PTY LIMITED EAST RYDE NSW | JEDL242501 | CURRENT
002422160 | PARTS KIT,TERMINAL JUNCTION | Terminal Box, Fixed Base Pole Kit c/w 2 x Terminal Blocks for Fixed Base Street Light Pole (scm) | MMELEC | MM ELECTRICAL MERCHANDISING | I3S-BPFBDR-ROK | CURRENT
002471316 | BOX,STORAGE | Plastic, 300 x 300mm, Yellow, for Pole Top Rescue Kit | HEIGHDYN | HEIGHT DYNAMICS | EO30-ENERGEX 30 RESCUE | PURCHASE AS REQUIRED
002471324 | STEPLADDER | Fibreglass, 1.8m (6ft), Single Sided AS1892.3 | LADAMAX | LADAMAX ALUMINIUM PRODUCTS PL | FSS062 | PURCHASE AS REQUIRED
002459295 | RESCUE KIT | for Pole Top Rescue In Bag c/w Rope, Tool Pouch, Rescue Cutter, Parrot Beak Cutter, Adjustable Anchor Strap & Descender, ETS RSE01 | HEIGHDYN | HEIGHT DYNAMICS | PTRK NEW SOFT BAG | PURCHASE AS REQUIRED
002459303 | BAG,KIT | Pole Top Rescue Weatherproof Bag, 20L, Tough, Tear & Abrasion Resistant Outer Material, Stiff Self-supporting Material Weatherproof Seal, sized to fit contents | HEIGHDYN | HEIGHT DYNAMICS | PI 20 BLUE BAG | PURCHASE AS REQUIRED
002459303 | BAG,KIT | Pole Top Rescue Weatherproof Bag, 20L, Tough, Tear & Abrasion Resistant Outer Material, Stiff Self-supporting Material Weatherproof Seal, sized to fit contents | HEIGHDYN | HEIGHT DYNAMICS | WB-20L BLUE | PURCHASE AS REQUIRED
002459980 | TAG,IDENTIFICATION | Pole Top Rescue Kit Replacement Tag, for new Kits with Contents List on Reverse Side, List Incl: Rescue Rope, Pole Strap, Controlled Descent Device, | HEIGHDYN | HEIGHT DYNAMICS | 9289 | PURCHASE AS REQUIRED
002459311 | STRAP | Adjustable Anchor, Webbing Sling 1.5m Effective Length, 45mm Min Width, 21kN Min Rating, Ring on Adjuster End & Double Action Snap Hook at Other End, | HEIGHDYN | HEIGHT DYNAMICS | PTRK ADJ ANCHOR STRAP | PURCHASE AS REQUIRED
002459329 | ROPE,FIBROUS | Blue Kernmantle Type, 30m x 11mm c/w Fixed Eye Double Action Alloy Snap Hook on One End, for Pole Top Rescue Kit Only ETS RSE01 | HEIGHDYN | HEIGHT DYNAMICS | PTRK ROPE 30M | PURCHASE AS REQUIRED
002459329 | ROPE,FIBROUS | Blue Kernmantle Type, 30m x 11mm c/w Fixed Eye Double Action Alloy Snap Hook on One End, for Pole Top Rescue Kit Only ETS RSE01 | HEIGHDYN | HEIGHT DYNAMICS | ROPLAN30DAHK | PURCHASE AS REQUIRED
002427151 | DESCENDER | Controlled Descend Device, Rated for 2 Person use, suit 11mm Kernmantle Rope | HEIGHDYN | HEIGHT DYNAMICS | FDU200 | PURCHASE AS REQUIRED
002427128 | KNIFE,LINEMANS | Rescue Cutter, Flat, Hook Style, Fixed Blade, suit Cutting HD Webbing & up to 11mm Kernmantle Style Ropes when used a Gloved Hand, ETS RSE01 | HEIGHDYN | HEIGHT DYNAMICS | K2003K | PURCHASE AS REQUIRED
002427128 | KNIFE,LINEMANS | Rescue Cutter, Flat, Hook Style, Fixed Blade, suit Cutting HD Webbing & up to 11mm Kernmantle Style Ropes when used a Gloved Hand, ETS RSE01 | HEIGHDYN | HEIGHT DYNAMICS | ER AEROJACK & POUCH | PURCHASE AS REQUIRED
002403469 | STRAP,RETAINING | Pole Strap, 3.0m Lg, Polyester Webbing, Blue, Rescue D-ring, 100mm from Adjuster End c/w Double Action Snap Hooks, for Pole Top Rescue Kit Only, ETS RSE01 | HEIGHDYN | HEIGHT DYNAMICS | VAIPOLEEN22.8NZBLD | PURCHASE AS REQUIRED
002466043 | ANCHOR STRAP | Adjustable, Velcro Polestrap Keeper, 250mm Lg x 25mm W, for Pole Top Rescue Kit | HEIGHDYN | HEIGHT DYNAMICS | PTRK VELCRO POLESTRAP KEEPER | CURRENT
002401730 | BAG,TOOL | Linesman Pouch, Leather or Synthetic Manufactured Material, fit onto the Line Workers Harness, Harness attachment Loop Manufactured with 2 Rows of Velcro or | HEIGHDYN | HEIGHT DYNAMICS | PTRK POUCH LEATHER VELCRO BAG | PURCHASE AS REQUIRED
002459089 | ACCESSORY,POWER QUALITY ANALYSER | PM45, 500A (1-500A) Flexible Current Probe, 600mm Lg | CHKPOWER | CHK POWER QUALITY PL | 1AF500-6 | PURCHASE AS REQUIRED
002471332 | RESCUE KIT | for Pole Top Rescue In Yellow Box c/w Rope, Tool Pouch, Rescue Cutter, Parrot Beak Cutter, Adjustable Anchor Strap & Descender | HEIGHDYN | HEIGHT DYNAMICS | 12204 | PURCHASE AS REQUIRED
002471381 | RELAY,PROTECTION | Multi-Trip, 1 Element, 48V DC, 10 Make, 0 Break HD Contracts c/w 2M28-S Case | RMS | RELAY MONITORING SYSTEMS PL | 2HSM520-B2C10M-2M28-S1 | CURRENT
ACU1100 | LABEL | Intellihub, Removed Meter Label Roll, (Rolls) | ACUMEN | ACUMEN METERING PL | FIN087 | CURRENT
002471415 | TERMINAL,LUG | Compression Jumper, Al, 2 x 14mm Hole, 50mm Centre, 30Deg Palm Bend on Edge, suit Venus, Sulphur 61/3.75 AAC, AAAC & Pawpaw 54/3.75+ 19/2.25 ACSR/GZ | PLP AUST | PREFORMED LINE PRODUCTS (AUST) | EPJT-VENUS-TN4-30 | CURRENT
002471423 | SHADE,LAMP | Anti Glare Shield, for RoadFlair BRP393, suit s/codes 2467116, 2467090 (scm) | PHILLIPS | NORM PHILLIPS & CO (QLD) PTY LTD | 911401661005 | CURRENT
002471431 | SHADE,LAMP | Anti Glare Shield, for RoadFlair BRP392, suit s/code 2467066 (scm) | PHILLIPS | NORM PHILLIPS & CO (QLD) PTY LTD | 911401660905 | CURRENT
002471449 | SHADE,LAMP | Anti Glare Shield, for RoadFlair BRP391, suit s/codes 2467058, 2467074 (scm) | PHILLIPS | NORM PHILLIPS & CO (QLD) PTY LTD | 911401660705 | CURRENT
002421212 | PANEL,FUSE | 6 x 100A Fuseholders, Prewired for use in LV Supply Pillars (scm) | FLOWLINE | FLOWLINE INDUSTRIES PTY LTD | ESQ062/1 | CURRENT
002471456 | LABEL | Asbestos Warning Stickers, "WARNING THIS SWTICHBOARD AND SURROUNDS MAY CONTAIN ASBESTOS CONTAINING MATERIALS", Self Adhesive Vinyl, 125 x 50mm, Black Text, | ALLENS | ALLENS INDUSTRIAL PRODUCTS PTY LTD | Q25588407-010 | CURRENT
002465763 | BOX,STORAGE | HZQ200 Storage Bin, Heavy Duty, 70Ltr, Dark Grey c/w Lid, Wheels & Handles | ALLENS | ALLENS INDUSTRIAL PRODUCTS PTY LTD | ED19425 | CURRENT
ACU1200 | MODEM,COMMUNICATIONS | Acumen; 4G CATM Communication Module | ACUMEN | ACUMEN METERING PL | CMLQN001ACM | CURRENT
002428001 | GLOVES,ELECTRICAL WORKER'S | Class 2, Size 8, Natural Rubber, Black, Straight Cuff, 16" (400mm Lg) | BALMORAL | BALMORAL ENGINEERING | RIG216YBS8 | CURRENT
002428019 | GLOVES,ELECTRICAL WORKER'S | Class 2, Size 8H, Natural Rubber, Black, Straight Cuff, 16" (400mm Lg) | BALMORAL | BALMORAL ENGINEERING | RIG216YBS8H | CURRENT
002428027 | GLOVES,ELECTRICAL WORKER'S | Class 2, Size 9, Natural Rubber, Black, Straight Cuff, 16" (400mm Lg) | BALMORAL | BALMORAL ENGINEERING | RIG216YBS9 | CURRENT
002428035 | GLOVES,ELECTRICAL WORKER'S | Class 2, Size 9H, Natural Rubber, Black, Straight Cuff, 16" (400mm Lg) | BALMORAL | BALMORAL ENGINEERING | RIG216YBS9H | CURRENT
002428043 | GLOVES,ELECTRICAL WORKER'S | Class 2, Size 10, Natural Rubber, Black, Straight Cuff, 16" (400mm Lg) | BALMORAL | BALMORAL ENGINEERING | RIG216YBS10 | CURRENT
002428050 | GLOVES,ELECTRICAL WORKER'S | Class 2, Size 10H, Natural Rubber, Black Straight Cuff, 16" (400mm Lg) | BALMORAL | BALMORAL ENGINEERING | RIG216YBS10H | CURRENT
002428068 | GLOVES,ELECTRICAL WORKER'S | Class 2, Size 11, Natural Rubber, Black, Straight Cuff, 16" (400mm Lg) | BALMORAL | BALMORAL ENGINEERING | RIG216YBS11 | CURRENT
002428084 | GLOVES,ELECTRICAL WORKER'S | Class 2, Size 12, Natural Rubber, Black, Straight Cuff, 16" (400mm Lg) | BALMORAL | BALMORAL ENGINEERING | RIG216YBS12 | CURRENT
002428209 | GLOVES,ELECTRICAL WORKER'S | Class 4, Size 9, Natural Rubber, Black, Straight Cuff, 18" (450mm Lg) | BALMORAL | BALMORAL ENGINEERING | RIG418YBS9 | CURRENT
002428217 | GLOVES,ELECTRICAL WORKER'S | Class 4, Size 9H, Natural Rubber, Black, Straight Cuff, 18" (450mm Lg) | BALMORAL | BALMORAL ENGINEERING | RIG418YBS9H | CURRENT
002428225 | GLOVES,ELECTRICAL WORKER'S | Class 4, Size 10, Natural Rubber, Black, Straight Cuff, 18" (450mm Lg) | BALMORAL | BALMORAL ENGINEERING | RIG418YBS10 | CURRENT
002428233 | GLOVES,ELECTRICAL WORKER'S | Class 4, Size 10H, Natural Rubber, Black Straight Cuff, 18" (450mm Lg) | BALMORAL | BALMORAL ENGINEERING | RIG418YBS10H | CURRENT
002428241 | GLOVES,ELECTRICAL WORKER'S | Class 4, Size 11, Natural Rubber, Black, Straight Cuff, 18" (450mm Lg) | BALMORAL | BALMORAL ENGINEERING | RIG418YBS11 | CURRENT
002428266 | GLOVES,ELECTRICAL WORKER'S | Class 4, Size 12, Natural Rubber, Black, Straight Cuff, 18" (450mm Lg) | BALMORAL | BALMORAL ENGINEERING | RIG418YBS12 | CURRENT
002428266 | GLOVES,ELECTRICAL WORKER'S | Class 4, Size 12, Natural Rubber, Black, Straight Cuff, 18" (450mm Lg) | TEN | THE ENERGY NETWORK | NG418YB-12 | CURRENT
000918273 | CONTROL MODULE. | Repaired. SICM 2B MODULE;C/W RAIL MTG ENCLOSURE;24 V DC SUPPLY;16 DIGITAL INPUTS;2 RELAY OUTPUTS;7 ANALOG INPUTS; ON BOARD TEMP SENSOR;U/W SACS EQUIP; | CIRCSOL | CIRCUIT SOLUTIONS PL | 100-0001 | CURRENT
000025443 | RACK,ELEC EQUIP | Projection Mount P142 Cutout Equipment Housing, 222.5mm W, 177mm H, 100mm D, 1.6mm Al Brushed, suit Schneider P142 Relay | DRAWING | DRAWING NO | CCSTD-EP022-38 AMEND-A1 | CURRENT
002471464 | SEAL,ANTIPILFERAGE | Pull-Fly, PP, Yellow, Stamped with Energex/Ergon & Sequential Numbering, for Sealing of Demand Reset Mechanisms & Meter Isolation Link, Pack of 5000 | HARCOR | HARCOR SECURITY SEALS | BR08214X3 | CURRENT
002471472 | LABEL | Sticker, "MAINTAINED & SERVICED", Self Adhesive, Writeable Vinyl Surface, Black Text on Light Blue B/Ground, 100 x 30mm, Sheet of 20, to identify Equipment Type | ARTCRAFT | ARTCRAFT PTY LTD | 2471472 | CURRENT
002435014 | BRACKET,MOUNTING | MK10A Meter Hanging Clip, Metal, suit Domestic & Commercial Electricity Meters | EDMI | EDMI PTY LTD | MWORK19137B | CURRENT
002438067 | FLAG,SAFETY | Bunting, Alternating Red & White Flags c/w 'Danger Sign & NAR' every 4th Flag, for Network Access Restrictions, 4mm UV Resistant Poly Rope, 30m Lg Roll | ARTCRAFT | ARTCRAFT PTY LTD | NAR BUNTING | PURCHASE AS REQUIRED
002471480 | MODULE | Comms Accessory, Serial RS232, DB9 Connector, for CL7 Controller, no Base Board | COOPELEC | COOPER ELECTRICAL AUSTRALIA PTY LTD | 57E0003X22G10 | CURRENT
002471498 | CRIMPING TOOL,HYDRAULIC | Battery Operated, 18V, 13T, Platinum Series, Skin Only | LEGEND | LEGEND POWER SYSTEMS | MSS-C130-42-18VNBC | PURCHASE AS REQUIRED
002471498 | CRIMPING TOOL,HYDRAULIC | Battery Operated, 18V, 13T, Platinum Series, Skin Only | LEGEND | LEGEND POWER SYSTEMS | MSS-C130-NBC-ADP | PURCHASE AS REQUIRED
002471498 | CRIMPING TOOL,HYDRAULIC | Battery Operated, 18V, 13T, Platinum Series, Skin Only | ACCULEC | ACCULEC PTY LTD - E18524 | S7G-C431M-EQ | PURCHASE AS REQUIRED
002471506 | SCREWDRIVER,TORQUE | Wiha TorqueVario-S VDE Bit Holder, 1000V, 0.8-5.0Nm c/w Insulated SlimBit, Slotted 4mm Tip & 5.5mm Tip, Wiha Small Tool Pouch | TDETOOLS | TRADE TOOLS DIRECT (GEEBUNG) | 26626 34580-34581-AP93001003 | CURRENT
002471506 | SCREWDRIVER,TORQUE | Wiha TorqueVario-S VDE Bit Holder, 1000V, 0.8-5.0Nm c/w Insulated SlimBit, Slotted 4mm Tip & 5.5mm Tip, Wiha Small Tool Pouch | C&LTOOL | CALTCO T/A C&L TOOL CENTRE | WIHA93001003 | CURRENT
002471514 | COLLECTOR UNIT,DUST | Milwaukee M18 Dust Extractor Unit 18V, HEPA Filter, to suit Milwaukee FHP Hammer Drill | MILWAUKE | MILWAUKEE POWER TOOLS | M18FPDEX-0 | CURRENT
002471514 | COLLECTOR UNIT,DUST | Milwaukee M18 Dust Extractor Unit 18V, HEPA Filter, to suit Milwaukee FHP Hammer Drill | C&LTOOL | CALTCO T/A C&L TOOL CENTRE | MILWTM18FPDEX-0 | CURRENT
002471522 | HARNESS,SAFETY,INDUSTRIAL | Size Extra Small, Ferno Tower 5, Full Body Harness | HEIGHDYN | HEIGHT DYNAMICS | FERNO VHI TOW 5 - XS | PURCHASE AS REQUIRED
002471522 | HARNESS,SAFETY,INDUSTRIAL | Size Extra Small, Ferno Tower 5, Full Body Harness | HEIGHDYN | HEIGHT DYNAMICS | VHI TOW5-XS | PURCHASE AS REQUIRED
002439347 | ELECTRONIC,PHASING DEVICE | Wireless, 11 - 33kV c/w Insulated Probe Extensions for Metal-clad Switchgear & Magnefix Spouts, ETS RSE04 | PENTA | PENTA AUST (TMAC THEW & MCCANN/HYLEC) | PA21718 | PURCHASE AS REQUIRED
002439347 | ELECTRONIC,PHASING DEVICE | Wireless, 11 - 33kV c/w Insulated Probe Extensions for Metal-clad Switchgear & Magnefix Spouts, ETS RSE04 | HYLEC | HYLEC PTY LTD | HESIDKCTAG50101133 | PURCHASE AS REQUIRED
002439347 | ELECTRONIC,PHASING DEVICE | Wireless, 11 - 33kV c/w Insulated Probe Extensions for Metal-clad Switchgear & Magnefix Spouts, ETS RSE04 | HYLEC | HYLEC PTY LTD | HESIDKCTAG50101133ERGON | PURCHASE AS REQUIRED
002471530 | ROD,EARTH | 3000 x 13mm Dia, Cu Bonded Steel, may be either Hand or Machine Driven, used for Anti-theft construction | ERICO | NVENT ERICO PRODUCTS AUSTRALIA P/L | 611300 | CURRENT
002471530 | ROD,EARTH | 3000 x 13mm Dia, Cu Bonded Steel, may be either Hand or Machine Driven, used for Anti-theft construction | PLP AUST | PREFORMED LINE PRODUCTS (AUST) | CBE-127-3000 | CURRENT
002401802 | CONNECTOR,COMPRESSION | Profile 6, Cu, Conductor 50-70mm2, Earth Rod 13-15mm Dia, Die Set DU1315, Pack of 40 | ERICO | NVENT ERICO PRODUCTS AUSTRALIA P/L | GGC-3-MM | CURRENT
002401802 | CONNECTOR,COMPRESSION | Profile 6, Cu, Conductor 50-70mm2, Earth Rod 13-15mm Dia, Die Set DU1315, Pack of 40 | PLP AUST | PREFORMED LINE PRODUCTS (AUST) | D-CEC15070 | CURRENT
S14770 | POLE,PUBLIC LIGHTING,METAL | Estate Minor Road, 4.5m, Base Plate Mounted, 350 PCD Bolt Spacing, Black, EQTS 05-02-01, Dwg 05-02-12, MATERIAL SALES ONLY, MOQ 45 | INGALEPS | INGAL EPS (CONTRACTOR) | GEX14770 | CURRENT
S15530 | POLE,PUBLIC LIGHTING,METAL | Estate Minor Road, 4.5m, Base Plate Mounted, 350 PCD Bolt Spacing, Bottle Green, EQTS 05-02-01, Dwg 05-02-12, MATERIAL SALES ONLY, MOQ 45 | INGALEPS | INGAL EPS (CONTRACTOR) | GEX15530 | CURRENT
002471548 | ADAPTOR | StreetLED MkIII, Tilt Adaptor, -5Deg | GERARD | GERARD PROFESSIONAL SOLUTIONS PL | JLC00010 | CURRENT
002471605 | SAFETY DEVICE | Model CI75, Positive Cable Id System c/w Transmitter & Receiver 625Hz & Electrical Leads, for U/G Cables | MIRETI | MIRETI GROUP | CI75 | PURCHASE AS REQUIRED
002471613 | GROUNDING SET | Portable Trailing Earth, 18kA/0.5 Sec Outdoor Rating c/w 1 x 15m Lg 70mm2 Cu Conductor, Single Lead, G-Style Earth Clamps w/-Range 2 to 30mm & T-Bar Style | PENTA | PENTA AUST (TMAC THEW & MCCANN/HYLEC) | PA10770 | PURCHASE AS REQUIRED
002471613 | GROUNDING SET | Portable Trailing Earth, 18kA/0.5 Sec Outdoor Rating c/w 1 x 15m Lg 70mm2 Cu Conductor, Single Lead, G-Style Earth Clamps w/-Range 2 to 30mm & T-Bar Style | THEWMCAN | TMAC THEW & MCCANN GROUP | TM10770 | PURCHASE AS REQUIRED
002471613 | GROUNDING SET | Portable Trailing Earth, 18kA/0.5 Sec Outdoor Rating c/w 1 x 15m Lg 70mm2 Cu Conductor, Single Lead, G-Style Earth Clamps w/-Range 2 to 30mm & T-Bar Style | THEWMCAN | TMAC THEW & MCCANN GROUP | 2471613 | PURCHASE AS REQUIRED
002403367 | HOOK,CANT | Lightweight, Solid Alloy Handle, Adjustable Hook Length, suit all Wood Pole Sizes | PENTA | PENTA AUST (TMAC THEW & MCCANN/HYLEC) | PA10832 | CURRENT
002403367 | HOOK,CANT | Lightweight, Solid Alloy Handle, Adjustable Hook Length, suit all Wood Pole Sizes | THEWMCAN | TMAC THEW & MCCANN GROUP | TM10832 | CURRENT
002403367 | HOOK,CANT | Lightweight, Solid Alloy Handle, Adjustable Hook Length, suit all Wood Pole Sizes | THEWMCAN | TMAC THEW & MCCANN GROUP | 2403367 | CURRENT
002471639 | FIXTURE,LIGHTING | 17W StreetLED MkIII (L17A) 3K Aeroscreen c/w NEMA PE Cell & Tilt Adaptor, Minor Road, EQTS 05-01-02 (scm) | GERARD | GERARD PROFESSIONAL SOLUTIONS PL | JLC30BD11L17 | PHASING
002471647 | FIXTURE,LIGHTING | 30W StreetLED MkII (L33A) 3K Aeroscreen c/w NEMA PE Cell, Minor Road, EQTS 05-01-02 (scm) | GERARD | GERARD PROFESSIONAL SOLUTIONS PL | JLB30BD11L33 | PHASING
002471654 | BRACKET,MOUNTING | Pedestrian Crossing, suits Tango 200W Floodlight, Dwg 912580-04 (scm) | IPOLES | INTERNATIONAL POLES | EQ-077 | CURRENT
002471662 | FERRULE,ELECTRICAL CONDUCTOR | Bootlace Pin, 10mm2, 18mm Lg, Brown, Pack of 25 | CABAC | CABAC (MANUFACTURER) | BLP1000-18HF | CURRENT
002471670 | FERRULE,ELECTRICAL CONDUCTOR | Bootlace Pin, 16mm2, 18mm Lg, Ivory White, Pack of 25 | LEGEND | LEGEND POWER SYSTEMS | BLP1600-18 | CURRENT
002471688 | TERMINAL,LUG | Forked Spade Terminal, 3mm Slot, 1-1.5mm Wire, Red, Double Grip, Pack of 100 | CABAC | CABAC (MANUFACTURER) | FS1.25-3DG | CURRENT
002471696 | TERMINAL,LUG | Ring Terminal, 1-1.5mm Wire, 90Deg Bend, Red, for Protection Relay, Pack of 1000 | CABAC | CABAC (MANUFACTURER) | RNYDS104090D-RED | CURRENT
002471696 | TERMINAL,LUG | Ring Terminal, 1-1.5mm Wire, 90Deg Bend, Red, for Protection Relay, Pack of 1000 | CABAC | CABAC (MANUFACTURER) | N15942 | CURRENT
002471704 | TERMINAL,LUG | Ring Terminal, 2.5mm Wire, 90Deg Bend, Blue, for Protection Relay, Pack of 1000 | CABAC | CABAC (MANUFACTURER) | RNYDS2-4-90D BLUE | CURRENT
002471704 | TERMINAL,LUG | Ring Terminal, 2.5mm Wire, 90Deg Bend, Blue, for Protection Relay, Pack of 1000 | CABAC | CABAC (MANUFACTURER) | N15941 | CURRENT
002471712 | TERMINAL,LUG | Forked Spade Terminal, 3mm Slot, 2.5mm Wire, Blue, Double Grip, Pack of 100 | CABAC | CABAC (MANUFACTURER) | FS2-3DG | CURRENT
002471712 | TERMINAL,LUG | Forked Spade Terminal, 3mm Slot, 2.5mm Wire, Blue, Double Grip, Pack of 100 | LEGEND | LEGEND POWER SYSTEMS | FS2-3DG | CURRENT
002471720 | TERMINAL,LUG | Ring Terminal, 12mm Stud, 2.5mm Wire, Blue, Pack of 25 | CABAC | CABAC (MANUFACTURER) | RT2-12DG | CURRENT
002471738 | TERMINAL,LUG | Quick Connect Female Lug, 6.4 x 0.8mm, 2.5mm Wire, Blue, Double Grip, Pack of 50 | CABAC | CABAC (MANUFACTURER) | FIQC2-6.4DG | CURRENT
002471746 | TERMINAL,LUG | Quick Connect Female Lug, 6.4 x 0.8mm, 0.75-1.5mm Wire, Red, Double Grip, Pack of 50 | CABAC | CABAC (MANUFACTURER) | FIQC1.25-6.4 | CURRENT
002471753 | SPLICE,CONDUCTOR | In-Line Splice, 0.75-1.5mm Wire, Red, Pack of 50 | CABAC | CABAC (MANUFACTURER) | ILS1.25 | CURRENT
002471761 | SPLICE,CONDUCTOR | In-Line Splice, 2.5mm Wire, Blue, for Control Circuitry, Pack of 50 | CABAC | CABAC (MANUFACTURER) | ILS2 | CURRENT
002471779 | SPLICE,CONDUCTOR | In-Line Splice, 4-6mm Wire, Yellow, Window, Clear, for Control Circuitry, Pack of 25 | CABAC | CABAC (MANUFACTURER) | ILS5.5WS | CURRENT
002471787 | FUSE,CARTRIDGE | 250V AC, HRC Cartridge 3AB Type, 6A, 32 x 6.3mm Dia, Ceramic Body (scm) | LITFUSE | LITTELFUSE INC | 0314006.HXP | CURRENT
002400578 | FUSE,CARTRIDGE | 500V AC, HRC Cartridge 10G Type, 6A, 38 x 10.3mm Dia, Modular, ETS 12-02-01 Group A (scm) | FUSECO | FUSECO PTY LTD | 420006 | CURRENT
002471795 | TAP & DRILL,COMBINATION | HSS, M5 x 0.8, 41mm Lg, suit M5 Nylon SetScrew used to hang Meters | C&LTOOL | CALTCO T/A C&L TOOL CENTRE | CLCDT5M | CURRENT
002471795 | TAP & DRILL,COMBINATION | HSS, M5 x 0.8, 41mm Lg, suit M5 Nylon SetScrew used to hang Meters | C&LTOOL | CALTCO T/A C&L TOOL CENTRE | ZXDTMC050 | CURRENT
002471803 | WIRE,ELECTRICAL | 450/750V, 1C x 4mm2 (7/0.85) Cu Annealed PVC Insulated/PVC Sheath, Red/White, 100m Drum | MIDLANDS | MIDLAND METALS | MMO-1X4 CU PVC PVC RED/WHT | CURRENT
002471811 | BACKING BOARD,METER | Type 'X' Meter Panel, 220 x 200 x 6mm, Insulation Panel, for Network Device Installation & Replacement | INSULECT | INSULECT AUSTRALIA PL | 613060 -220 X 200 X 6MM | CURRENT
002471829 | RELAY,PROTECTION | FW B3A, Txf Diff, 24/32V DC Pwr, 24/250V DC Logic 24/16 IO, 1A/5A, 110V AC Input, Flush/60TE, DNP 100Base-FX, MM LC Enet | SCHNEDER | SCHNEIDER PTY LTD | P64592QDLM0B39M | CURRENT
002471837 | LIGHT UNIT,PORTABLE | Milwaukee Folding Flood Light Kit, 4V, 550 Lumens, L4B2 Red Li Battery, USB Recharge Cable, Magnetic Base, 3 Mode Light Output, 210 Degree Rotation, | C&LTOOL | CALTCO T/A C&L TOOL CENTRE | MILWAL4FFL-201 | CURRENT
002471837 | LIGHT UNIT,PORTABLE | Milwaukee Folding Flood Light Kit, 4V, 550 Lumens, L4B2 Red Li Battery, USB Recharge Cable, Magnetic Base, 3 Mode Light Output, 210 Degree Rotation, | MILWAUKE | MILWAUKEE POWER TOOLS | L4FFL-201 | CURRENT
002471837 | LIGHT UNIT,PORTABLE | Milwaukee Folding Flood Light Kit, 4V, 550 Lumens, L4B2 Red Li Battery, USB Recharge Cable, Magnetic Base, 3 Mode Light Output, 210 Degree Rotation, | C&LTOOL | CALTCO T/A C&L TOOL CENTRE | MILWTL4FFL-201 | CURRENT
002471837 | LIGHT UNIT,PORTABLE | Milwaukee Folding Flood Light Kit, 4V, 550 Lumens, L4B2 Red Li Battery, USB Recharge Cable, Magnetic Base, 3 Mode Light Output, 210 Degree Rotation, | MILWAUKE | MILWAUKEE POWER TOOLS | MILWAL4FFL-301 | CURRENT
002439214 | FLAG,SIGNAL | Insulated Sleeve, Warning for Polarity Test In Progress, 450 x 50mm, Warning Symbol & Text on Front, Warning Bars on Back c/w 300mm Line attaching Sleeve & | ARTCRAFT | ARTCRAFT PTY LTD | EQL190613 C0010014 | CURRENT
002471845 | LABEL | Substation Meter Sticker, "NMI No., CT Ratio, VT Ratio, Load, Supply", Self-Adhesive Super Vinyl V90, White Matt, Permanent 160 GSM | ARTCRAFT | ARTCRAFT PTY LTD | 002471845 | CURRENT
002471878 | MODEM,COMMUNICATIONS | 4G CATM1 Modem (Smart) c/w Telstra GPRS SIM, Label, Battery Backup Alarming Module, RJ45 to RJ45 Lead | INTERCEL | INTERCEL PTY LTD | SAM4M1T-SODA | CURRENT
002406872 | DETECTOR,VOLTAGE | Fameca TAG, HV Tester, 11/66kV, Outdoor Kit, Audible/Visual Indication, Universal Sunrise Fitting in Carry Case c/w Hook & Probe, TS RSE04 | PENTA | PENTA AUST (TMAC THEW & MCCANN/HYLEC) | PA21420 | CURRENT
002406872 | DETECTOR,VOLTAGE | Fameca TAG, HV Tester, 11/66kV, Outdoor Kit, Audible/Visual Indication, Universal Sunrise Fitting in Carry Case c/w Hook & Probe, TS RSE04 | HYLEC | HYLEC PTY LTD | TAG200EMR1166 | CURRENT
002406872 | DETECTOR,VOLTAGE | Fameca TAG, HV Tester, 11/66kV, Outdoor Kit, Audible/Visual Indication, Universal Sunrise Fitting in Carry Case c/w Hook & Probe, TS RSE04 | HYLEC | HYLEC PTY LTD | TAG200MR11223366 | CURRENT
002448157 | LEAD,ELECTRICAL | Bridge, LV, Temporary, 200A Capacity, Insulated, for use in Pillars & on ABC c/w Insulated Piercing Clamps | PENTA | PENTA AUST (TMAC THEW & MCCANN/HYLEC) | PA21743 | PURCHASE AS REQUIRED
002448157 | LEAD,ELECTRICAL | Bridge, LV, Temporary, 200A Capacity, Insulated, for use in Pillars & on ABC c/w Insulated Piercing Clamps | HYLEC | HYLEC PTY LTD | TECH70X500BYPASS | PURCHASE AS REQUIRED
002459956 | LEAD,ELECTRICAL | Bridge, LV, 3-Way, Temporary, 200A Capacity, Insulated, for use in Pillars & on ABC c/w 3 Insulated Piercing Clamps | PENTA | PENTA AUST (TMAC THEW & MCCANN/HYLEC) | PA21685 | PURCHASE AS REQUIRED
002459956 | LEAD,ELECTRICAL | Bridge, LV, 3-Way, Temporary, 200A Capacity, Insulated, for use in Pillars & on ABC c/w 3 Insulated Piercing Clamps | HYLEC | HYLEC PTY LTD | HEK50LVERG-01 | PURCHASE AS REQUIRED
002418283 | METER | Load Unit, Whole Current c/w Pin Probe, Crocodile Clips & Shoulder Strap | PENTA | PENTA AUST (TMAC THEW & MCCANN/HYLEC) | PA12055 | CURRENT
002418283 | METER | Load Unit, Whole Current c/w Pin Probe, Crocodile Clips & Shoulder Strap | THEWMCAN | TMAC THEW & MCCANN GROUP | TM12055 | CURRENT
002418283 | METER | Load Unit, Whole Current c/w Pin Probe, Crocodile Clips & Shoulder Strap | THEWMCAN | TMAC THEW & MCCANN GROUP | 2418283 | CURRENT
002460277 | RELAY,PROTECTION | Low Impedance Differential, Overcurrent & Earth Fault, 24/24 I/O, 48-110V DC Power Supply, 1/5A CT, DNP3 over RS485 or LC Fibre Ethernet & IEC61850 | SCHNEIDR | SCHNEIDER PTY LTD (MANUFACTURER) | P74622QELM0C39M | CURRENT
002460285 | RELAY,PROTECTION | Low Impedance Differential, Overcurrent & Earth Fault, 24/24 I/O, 110-250V DC Power Supply, 1/5A CT, DNP3 over RS485 or LC Fibre Ethernet & IEC61850 | SCHNEIDR | SCHNEIDER PTY LTD (MANUFACTURER) | P74632QELM0C39M | CURRENT
002460269 | RELAY,PROTECTION | Low Impedance Differential, Overcurrent & Earth Fault, 24/24 I/O, 24-32V DC Power Supply, 1/5A CT, DNP3 over RS485 or LC Fibre Ethernet & IEC61850 | SCHNEDER | SCHNEIDER PTY LTD | P74692QELM0C39M | CURRENT
002471886 | LABEL | QR ID Label, Acrylic, 100 x 110mm, Black Barcode (80 x 80mm) on White B/Ground, for Oil Sample Equipment | OCTFOLIO | OCTFOLIO PTY LTD | QR ID LABEL | CURRENT
002471894 | ADHESIVE | Sikaflex 11FC, Paste, 300ml Tube, Adhesive Sealant, Polyurethane, Fast Cure, Bonding Agent for QR Acrylic Labels | ATOMSUPP | ATOM SUPPLY | 88893739 | CURRENT
002471894 | ADHESIVE | Sikaflex 11FC, Paste, 300ml Tube, Adhesive Sealant, Polyurethane, Fast Cure, Bonding Agent for QR Acrylic Labels | SIKA | SIKA GROUP (AUST) | 520355 | CURRENT
002471902 | FIXTURE,LIGHTING | 50W RoadFlair BRP391 (L50A) 3K, Major Road, EQTS 05-01-02 (scm) | PHILIPS | PHILIPS AUSTRALIA PTY LTD | 824110174221 | PHASING
002471910 | FIXTURE,LIGHTING | 90W RoadFlair BRP392 (L90A) 3K, Major Road, EQTS 05-01-02 (scm) | PHILIPS | PHILIPS AUSTRALIA PTY LTD | 824110174241 | PHASING
002471928 | FIXTURE,LIGHTING | 80W RoadFlair BRP391 (L80A) 3K, Major Road, EQTS 05-01-02 (scm) | PHILIPS | PHILIPS AUSTRALIA PTY LTD | 824110174231 | PHASING
002471936 | FIXTURE,LIGHTING | 270W RoadFlair BRP394 (L270A) 3K, c/w RoadFlair Tilt Adaptor BRP394, EQTS 05-01-02 (scm) | PHILIPS | PHILIPS AUSTRALIA PTY LTD | 824110174271 | PHASING
002471944 | FIXTURE,LIGHTING | 240W RoadFlair BRP393 (L240A) 3K, Major Road, EQTS 05-01-02 (scm) | PHILIPS | PHILIPS AUSTRALIA PTY LTD | 824110174261 | PHASING
002471951 | PILLAR | Electricity Supply Pillar, 440V, 3 Ph, 3-Way, 400A c/w 6 Service Fuses & 3 Generator Plugs (scm) | WEBER | WEBER SOUTH PACIFIC PTY LTD | PA0432F0FC-001 | CURRENT
002471951 | PILLAR | Electricity Supply Pillar, 440V, 3 Ph, 3-Way, 400A c/w 6 Service Fuses & 3 Generator Plugs (scm) | FULTON | FULTON INDUSTRIES PL | PPB4T-3W+6F-QLD | CURRENT
002471977 | MARKER | Bundle Box Indicator, Black c/w Reflective Tape, Acrylic UV Stable, for LV Tie Point Identification (scm) | PLASTIC | PLASTIC ENGINEERING | BLACK-RF TAPE-LV TIE POINT | CURRENT
002471985 | MARKER | Bundle Box Indicator, White, Acrylic UV Stable, 100A Engraved, for Fuse Size Identification (scm) | PLASTIC | PLASTIC ENGINEERING | WHITE-401-100A | CURRENT
002471993 | MARKER | Bundle Box Indicator, Grey, Acrylic UV Stable, 125A Engraved, for Fuse Size Identification (scm) | PLASTIC | PLASTIC ENGINEERING | GREY-504-125A | CURRENT
002472009 | MARKER | Bundle Box Indicator, Blue, Acrylic UV Stable, 160A Engraved, for Fuse Size Identification (scm) | PLASTIC | PLASTIC ENGINEERING | BLUE-835-160A | CURRENT
002472017 | MARKER | Bundle Box Indicator, Green, Acrylic UV Stable, 200A Engraved, for Fuse Size Identification (scm) | PLASTIC | PLASTIC ENGINEERING | GREEN-6TL1-200A | CURRENT
002472025 | MARKER | Bundle Box Indicator, Yellow, Acrylic UV Stable, 250A Engraved, for Fuse Size Identification (scm) | PLASTIC | PLASTIC ENGINEERING | YELLOW-235-250A | CURRENT
002472033 | MARKER | Bundle Box Indicator, Orange, Acrylic UV Stable, 315A Engraved, for Fuse Size Identification (scm) | PLASTIC | PLASTIC ENGINEERING | ORANGE-266-315A | CURRENT
002472041 | CABLE TIE | Nylon; Light Duty; 200mm x 2.5mm; Pack of 100 | LEGEND | LEGEND POWER SYSTEMS | CT196BK-LD | CURRENT
002472058 | CABLE TIE | Nylon, Green, 200 x 2.5mm, Pack of 100 | LEGEND | LEGEND POWER SYSTEMS | CT200GR/100 | CURRENT
002472058 | CABLE TIE | Nylon, Green, 200 x 2.5mm, Pack of 100 | HARCOR | HARCOR SECURITY SEALS | QE01208 | CURRENT
002472074 | TERMINAL,LUG | Male tab,0.5-1.6mm, RED, 6.4 X 0.8MM double grip (DG) fully insulated | CABAC | CABAC (MANUFACTURER) | FIMT1.25-6.4DG | CURRENT
002472082 | TERMINAL,LUG | Male tab, 1-2.6mm, Blue, 6.4 X 0.8MM double grip (DG) fully insulated, | CABAC | CABAC (MANUFACTURER) | FIMT2-6.4DG | CURRENT
002472108 | TOOL | Deadend Applicator Tool, 430mm Lg, Steel Shaft & Applicator, Chrome Finish, Plastic Stanley Screwdriver Handle, for use on Bare Alloy, Cu or Steel Cable | KENNEDY | C.A KENNEDY & H KENNEDY | DEADEND TOOL | CURRENT
002472280 | CROSSARM,COMPOSITE | LV Temporary, Fibreglass, 2.7m Lg, Orange c/w Bracket Labels & Bag | THEWMCAN | TMAC THEW & MCCANN GROUP | TM00096 | CURRENT
002472298 | INSULATOR | Kit for LV Temporary Crossarm, Ertalon 6-PLA, Black c/w Bag (Set of 4) | THEWMCAN | TMAC THEW & MCCANN GROUP | TM01359 | CURRENT
002472306 | INSULATOR | for LV Temporary Crossarm, Ertalon 6-PLA, Black (single unit) | THEWMCAN | TMAC THEW & MCCANN GROUP | TM12998 | CURRENT
002472314 | BRACKET,MOUNTING | Pole Bracket for LV Temporary Crossarm, Ertalon 6-PLA, Black c/w Webbing Strap | PENTA | PENTA AUST (TMAC THEW & MCCANN/HYLEC) | PA10990 | CURRENT
002472314 | BRACKET,MOUNTING | Pole Bracket for LV Temporary Crossarm, Ertalon 6-PLA, Black c/w Webbing Strap | THEWMCAN | TMAC THEW & MCCANN GROUP | TM10990 | CURRENT
002472314 | BRACKET,MOUNTING | Pole Bracket for LV Temporary Crossarm, Ertalon 6-PLA, Black c/w Webbing Strap | THEWMCAN | TMAC THEW & MCCANN GROUP | 2472314 | CURRENT
002472124 | SUNSCREEN PREPARATION | Key Sun Tanne, SPF 30+, 50g Coloured Zinc Cream, 4hr Water Resistant | ALPHA | ALPHA FIRST AID SUPPLIES QLD | 728 | CURRENT
002472124 | SUNSCREEN PREPARATION | Key Sun Tanne, SPF 30+, 50g Coloured Zinc Cream, 4hr Water Resistant | ALPHA | ALPHA FIRST AID SUPPLIES QLD | 510052 | CURRENT
002472132 | SUNSCREEN PREPARATION | Daily Face Sunsense, SPF 50+, 100ml | ALPHA | ALPHA FIRST AID SUPPLIES QLD | 510006 | CURRENT
002472132 | SUNSCREEN PREPARATION | Daily Face Sunsense, SPF 50+, 100ml | ALPHA | ALPHA FIRST AID SUPPLIES QLD | 510004 | CURRENT
002472140 | SUNSCREEN PREPARATION | Daily Face Sunsense, 200ml, SPF 50+ 4hr Water Resistant, Contains Oxybenzone | ATOMSUPP | ATOM SUPPLY | MB110 | PHASING
002472140 | SUNSCREEN PREPARATION | Daily Face Sunsense, 200ml, SPF 50+ 4hr Water Resistant, Contains Oxybenzone | ATOMSUPP | ATOM SUPPLY | 539550 | PHASING
002472140 | SUNSCREEN PREPARATION | Daily Face Sunsense, 200ml, SPF 50+ 4hr Water Resistant, Contains Oxybenzone | ALPHA | ALPHA FIRST AID SUPPLIES QLD | 510020 | PHASING
002472140 | SUNSCREEN PREPARATION | Daily Face Sunsense, 200ml, SPF 50+ 4hr Water Resistant, Contains Oxybenzone | ATOMSUPP | ATOM SUPPLY | 11194 | PHASING
002472157 | SUNSCREEN PREPARATION | Ego Sunsense; 50ml; Roll On; SPF 50+ 4hr water resistant; Non-greasy | ALPHA | ALPHA FIRST AID SUPPLIES QLD | 7013 | CURRENT
002472157 | SUNSCREEN PREPARATION | Ego Sunsense; 50ml; Roll On; SPF 50+ 4hr water resistant; Non-greasy | ALPHA | ALPHA FIRST AID SUPPLIES QLD | 510003 | CURRENT
002472173 | SUNSCREEN PREPARATION | Key Sun Clear Zinc, 50g, SPF 50+, 4hr Water Resistant, Reef Safe | ATOMSUPP | ATOM SUPPLY | 546317 | CURRENT
002472173 | SUNSCREEN PREPARATION | Key Sun Clear Zinc, 50g, SPF 50+, 4hr Water Resistant, Reef Safe | ALPHA | ALPHA FIRST AID SUPPLIES QLD | 510000 | CURRENT
002472173 | SUNSCREEN PREPARATION | Key Sun Clear Zinc, 50g, SPF 50+, 4hr Water Resistant, Reef Safe | ATOMSUPP | ATOM SUPPLY | 554109 | CURRENT
002472181 | SUNSCREEN PREPARATION | Ultra Protect;250ml;Trigger spray;SPF 50 4hr water resistant; Contains Oxybenzone | ALPHA | ALPHA FIRST AID SUPPLIES QLD | 510008 | CURRENT
002472199 | SUNSCREEN PREPARATION | Ultra Protect; 100g; SPF 50+ 4hr water resistant; Contains Oxybenzone | ALPHA | ALPHA FIRST AID SUPPLIES QLD | 5101011E | CURRENT
002472199 | SUNSCREEN PREPARATION | Ultra Protect; 100g; SPF 50+ 4hr water resistant; Contains Oxybenzone | ALPHA | ALPHA FIRST AID SUPPLIES QLD | 510011 | CURRENT
002472207 | SUNSCREEN PREPARATION | Hamilton Sensitive; 265 ml; SPF 50+; 4hr water resistant; low allergy | ALPHA | ALPHA FIRST AID SUPPLIES QLD | 510031 | CURRENT
002472215 | SUNSCREEN PREPARATION | Hamilton Active Family; 250 ml; SPF 50+ 4hr water resistant | ALPHA | ALPHA FIRST AID SUPPLIES QLD | 510030 | CURRENT
002472223 | SUNSCREEN PREPARATION | Hamilton Active Family; 500 ml; SPF 50+ 4hr water resistant | ALPHA | ALPHA FIRST AID SUPPLIES QLD | 510032 | CURRENT
002472231 | SUNSCREEN PREPARATION | Ego Sunsense, 75g, SPF 50+ 4hr Water Resistant, Sensitive Skin, Reef Safe | ALPHA | ALPHA FIRST AID SUPPLIES QLD | 510036 | PHASING
002472264 | SANITISER | Aquim Hand Gel, Anti-Bacterial Hand Sanitiser, 60ml, for use when water is not avalable | ATOMSUPP | ATOM SUPPLY | 11354 | CURRENT
002472264 | SANITISER | Aquim Hand Gel, Anti-Bacterial Hand Sanitiser, 60ml, for use when water is not avalable | ATOMSUPP | ATOM SUPPLY | 79904983 | CURRENT
002472264 | SANITISER | Aquim Hand Gel, Anti-Bacterial Hand Sanitiser, 60ml, for use when water is not avalable | ALPHA | ALPHA FIRST AID SUPPLIES QLD | 99609 | CURRENT
002472264 | SANITISER | Aquim Hand Gel, Anti-Bacterial Hand Sanitiser, 60ml, for use when water is not avalable | ENERGEX | ENERGEX | NANO 59 ML HAND SAN TUBE | CURRENT
002472264 | SANITISER | Aquim Hand Gel, Anti-Bacterial Hand Sanitiser, 60ml, for use when water is not avalable | ATOMSUPP | ATOM SUPPLY | 418459 | CURRENT
002472272 | SANITISER | Hand Gel, Anti-Bacterial Hand Sanitiser, 350-375ml Pump Action Bottle, for use when water is not available | ATOMSUPP | ATOM SUPPLY | 40029794 | CURRENT
002472272 | SANITISER | Hand Gel, Anti-Bacterial Hand Sanitiser, 350-375ml Pump Action Bottle, for use when water is not available | ALPHA | ALPHA FIRST AID SUPPLIES QLD | AQUIUM HAND GEL 375ML | CURRENT
002472272 | SANITISER | Hand Gel, Anti-Bacterial Hand Sanitiser, 350-375ml Pump Action Bottle, for use when water is not available | ATOMSUPP | ATOM SUPPLY | 11575 | CURRENT
002472066 | BODY POWDER | Curash Medicated Family Powder, Treat & Help Prevent Rashes, Skin Irritation & Chafing, contains Zinc Oxide | ALPHA | ALPHA FIRST AID SUPPLIES QLD | 150007 | CURRENT
002472256 | BODY POWDER | Neat Feet Shoe Powder, 125g, keeps Feet Dry, Comfortable & Free of Odours, Contains an Antifungal Ingredient | ALPHA | ALPHA FIRST AID SUPPLIES QLD | 150091 | CURRENT
002472348 | SIGN | Al Plate, "DANGER-HIGH VOLTAGE AT GROUND LEVEL", Capacitor Bank Enclosure Entry, 450 x 300mm, EESS-10181-88 | ARTCRAFT | ARTCRAFT PTY LTD | C0010244 | CURRENT
002472348 | SIGN | Al Plate, "DANGER-HIGH VOLTAGE AT GROUND LEVEL", Capacitor Bank Enclosure Entry, 450 x 300mm, EESS-10181-88 | UTILENGR | UTILITY ENGRAVING & SIGNS | EESS-10181-88 | CURRENT
002472355 | SIGN | Al Plate, "WORKING ON CAPACITOR BANK", Capacitor Bank Enclosure Entry Information, 300 x 350mm, EESS-10181-89 | ARTCRAFT | ARTCRAFT PTY LTD | EESS-10181-89 | CURRENT
002472355 | SIGN | Al Plate, "WORKING ON CAPACITOR BANK", Capacitor Bank Enclosure Entry Information, 300 x 350mm, EESS-10181-89 | UTILENGR | UTILITY ENGRAVING & SIGNS | EESS-10181-89 | CURRENT
002472363 | ADAPTOR | RoadFlair BRP391, BRP392 & BRP393, Tilt Adaptor, -5Deg | PHILIPS | PHILIPS AUSTRALIA PTY LTD | 919002151861 | CURRENT
002472363 | ADAPTOR | RoadFlair BRP391, BRP392 & BRP393, Tilt Adaptor, -5Deg | PHILIPS | PHILIPS AUSTRALIA PTY LTD | 919002151636 | CURRENT
002472371 | ADAPTOR | RoadFlair BRP394, Tilt Adaptor, 8 Deg, Dwg GM BRP-394-8D, Pack of 25 | PHILIPS | PHILIPS AUSTRALIA PTY LTD | BRP394-42-8DEGREE | CURRENT
002430585 | FLAG,SIGNAL | Peg Clip, Warning for Polarity Test In Progress, 450 x 50mm, Warning Symbol & Text on Front, Warning Bars on Back c/w 300mm Line attaching Peg & Warning Flag, | ARTCRAFT | ARTCRAFT PTY LTD | EQL190613 C0010018 | CURRENT
002429231 | HAT,SUN | Bucket Style, Size XS, Grey, Unbranded | MTCASTLE | MOUNTCASTLE PTY LTD | 30027100XS | CURRENT
002429231 | HAT,SUN | Bucket Style, Size XS, Grey, Unbranded | MITCHELL | MITCHELL'S CAP CO | 34970-XS | CURRENT
002429249 | HAT,SUN | Bucket Style, Size S, Grey, Unbranded | MTCASTLE | MOUNTCASTLE PTY LTD | 30027100OS | CURRENT
002429249 | HAT,SUN | Bucket Style, Size S, Grey, Unbranded | MITCHELL | MITCHELL'S CAP CO | 34970-S | CURRENT
002429256 | HAT,SUN | Bucket Style, Size M, Grey, Unbranded | MTCASTLE | MOUNTCASTLE PTY LTD | 30027100OM | CURRENT
002429256 | HAT,SUN | Bucket Style, Size M, Grey, Unbranded | MITCHELL | MITCHELL'S CAP CO | 34970-M | CURRENT
002429264 | HAT,SUN | Bucket Style, Size L, Grey, Unbranded | MTCASTLE | MOUNTCASTLE PTY LTD | 30027100OL | CURRENT
002429264 | HAT,SUN | Bucket Style, Size L, Grey, Unbranded | MITCHELL | MITCHELL'S CAP CO | 34970-L | CURRENT
002429272 | HAT,SUN | Bucket Style, Size XL, Grey, Unbranded | MTCASTLE | MOUNTCASTLE PTY LTD | 30027100XL | CURRENT
002429272 | HAT,SUN | Bucket Style, Size XL, Grey, Unbranded | MITCHELL | MITCHELL'S CAP CO | 34970-XL | CURRENT
002429280 | HAT,SUN | Bucket Style, Size XXL, Grey, Unbranded | MTCASTLE | MOUNTCASTLE PTY LTD | 30027100XX | CURRENT
002429280 | HAT,SUN | Bucket Style, Size XXL, Grey, Unbranded | MITCHELL | MITCHELL'S CAP CO | 34970-XXL | CURRENT
000105003 | METER | Digital Earth Resistance Tester, LCD, IP67 Rated, 0-2000 OHM | YOKOGAWA | YOKOGAWA AUSTRALIA PTY LTD | YO EY200 | CURRENT
000105003 | METER | Digital Earth Resistance Tester, LCD, IP67 Rated, 0-2000 OHM | KYORITSU | KYORITSU | 4105DL-H | CURRENT
000025448 | CHARGER,BATTERY | Single Phase, 240VAC Input, 24VDC 30A Output, Free Standing Cubicle, for use with Sealed Lead Acid Batteries | BRODRIBB | M BRODRIBB PTY LTD (MANUFACTURER) | D5703EL.1-24-0030-01 | CURRENT
002433704 | PARTS KIT,TERMINAL JUNCTION | Fixed Base Pole Kit, 3 Ph c/w 20A Fuse & Holder, M8 x 4mm2 Lug, 16mm2 Lug, 2 Terminal Blocks, for Slip Base Street Light Pole (scm) | VELNAH | VELNAH PTY LIMITED EAST RYDE NSW | JEDL242512 | PHASING
002433704 | PARTS KIT,TERMINAL JUNCTION | Fixed Base Pole Kit, 3 Ph c/w 20A Fuse & Holder, M8 x 4mm2 Lug, 16mm2 Lug, 2 Terminal Blocks, for Slip Base Street Light Pole (scm) | MMELEC | MM ELECTRICAL MERCHANDISING | I3S-BP3DR-ROK | PHASING
ACT1350 | ADAPTER, METER | EDMI MiniHub 185849 / ECD485DAU0 | EDMI | EDMI PTY LTD | ECD485DAU0 | CURRENT
ACT1350 | ADAPTER, METER | EDMI MiniHub 185849 / ECD485DAU0 | EDMI | EDMI PTY LTD | 185849 | CURRENT
ACT1450 | CABLE,FIBRE OPTIC | EDMI Modem & MiniHub Cables 222820 / CAB2130W03 | EDMI | EDMI PTY LTD | CAB2130W03 | CURRENT
ACT1450 | CABLE,FIBRE OPTIC | EDMI Modem & MiniHub Cables 222820 / CAB2130W03 | EDMI | EDMI PTY LTD | 222820 | CURRENT
002472777 | CRIMPING TOOL,HYDRAULIC | Milwaukee, M18 Force Logic Crimper, 6T Force, 18V, Capacity 300mm2 Cu & Al, 337.8mm Lg c/w One Key Technology, Skin Only | C&LTOOL | CALTCO T/A C&L TOOL CENTRE | MILWTM18HCCT-0C | CURRENT
002472777 | CRIMPING TOOL,HYDRAULIC | Milwaukee, M18 Force Logic Crimper, 6T Force, 18V, Capacity 300mm2 Cu & Al, 337.8mm Lg c/w One Key Technology, Skin Only | MILWAUKE | MILWAUKEE POWER TOOLS | M18HCCT-0C | CURRENT
002472785 | CLEANER,VACUUM | Milwaukee, M12 Cordless Compact Hand Vacuum, 12V, 470mm c/w Crevice Tool, Extension Nozzle, Extension Wand, Filter Assembly & Utility Nozzle, Skin Only | MILWAUKE | MILWAUKEE POWER TOOLS | M12HV-0 | CURRENT
002472785 | CLEANER,VACUUM | Milwaukee, M12 Cordless Compact Hand Vacuum, 12V, 470mm c/w Crevice Tool, Extension Nozzle, Extension Wand, Filter Assembly & Utility Nozzle, Skin Only | C&LTOOL | CALTCO T/A C&L TOOL CENTRE | MILWTM12HV-0 | CURRENT
002472793 | FILTER | Replacement HEPA Filter, for Milwaukee M12 Cordless Compact Hand Vacuum | C&LTOOL | CALTCO T/A C&L TOOL CENTRE | MILWS16049001008 | CURRENT
002472793 | FILTER | Replacement HEPA Filter, for Milwaukee M12 Cordless Compact Hand Vacuum | MILWAUKE | MILWAUKEE POWER TOOLS | 016049001008 | CURRENT
002472801 | FILTER | Replacement HEPA Filter, for Milwaukee M18 Wet/Dry Vacuum | C&LTOOL | CALTCO T/A C&L TOOL CENTRE | MILWA49901900 | CURRENT
002472801 | FILTER | Replacement HEPA Filter, for Milwaukee M18 Wet/Dry Vacuum | MILWAUKE | MILWAUKEE POWER TOOLS | 49901900 | CURRENT
002465268 | INSULATION SLEEVING,ELECTRICAL | Heat Shrink Tubing, 13/6.5mm, 1.2m Lg, Blue, Thin Wall, Flame Retardant, UV Stabilised | CABAC | CABAC (MANUFACTURER) | XLP13BL/4FT | PURCHASE AS REQUIRED
002465250 | INSULATION SLEEVING,ELECTRICAL | Heat Shrink Tubing, 13/6.5mm, 1.2m Lg, White, Thin Wall, Flame Retardant, UV Stabilised | CABAC | CABAC (MANUFACTURER) | XLP13WH/4FT | PURCHASE AS REQUIRED
002465276 | INSULATION SLEEVING,ELECTRICAL | Heat Shrink Tubing, 13/6.5mm, 1.2m Lg, Yellow/Green, Thin Wall, Flame Retardant UV Stabilised | CABAC | CABAC (MANUFACTURER) | XLP13YG/4FT | PURCHASE AS REQUIRED
002472819 | ARMBANDS,HIGH VISIBILITY | "SAFETY OBSERVER" Armband, FR Fabric, Orange with Silver Reflective Lettering, Velcro, 450 x 90mm | AUSDEF | AUSTRALIAN DEFENCE APPAREL | SAFETY OBSERVER ARM BAND | PURCHASE AS REQUIRED
002472827 | LABEL | Sticker, "Small Tools "STOP" or Parts ONLY" Hexagon shape sticker, Self Adhesive Viny, White Text on Red B/Ground, 180 x 158mm | UTILENGR | UTILITY ENGRAVING & SIGNS | STOP STICKER | CURRENT
002472827 | LABEL | Sticker, "Small Tools "STOP" or Parts ONLY" Hexagon shape sticker, Self Adhesive Viny, White Text on Red B/Ground, 180 x 158mm | ARTCRAFT | ARTCRAFT PTY LTD | SPC-2472827 | CURRENT
000104649 | SADDLE | Cu, Double Sided, 13mm (1/2") c/w 2 x 5mm Holes (P100) (scm) | REXEL | REXEL PTY LTD | 26184 | CURRENT
000104649 | SADDLE | Cu, Double Sided, 13mm (1/2") c/w 2 x 5mm Holes (P100) (scm) | MMELEC | MM ELECTRICAL MERCHANDISING | G09184 | CURRENT
000104649 | SADDLE | Cu, Double Sided, 13mm (1/2") c/w 2 x 5mm Holes (P100) (scm) | BLKWOOD | J BLACKWOOD & SON LTD | 03469004 | CURRENT
002472850 | SWITCHBOARD,POWER | 3150A Transformer LV Isol; 4 off 630A SWfuse Base; Dist TX Top Entry; LV Street CCTS Bottom Exit; For Restricted Access Installation; Barriered Open type | WEBER | WEBER SOUTH PACIFIC PTY LTD | VF234250-EGX08 | PURCHASE AS REQUIRED
002472868 | HOOK,CANT | Grip 254mm to 914mm poles, reinforced fiberglass handle, 38.1mm diameter; 1.524m overall length. | ACCULEC | ACCULEC PTY LTD - E18524 | LFCH060 | CURRENT
002472876 | STAND,POLE | AL Powder Coated Yellow, 4T WLL, 500mmH, 700MM W. SPECIAL FEATURES: SPECIFICATION: | TEN | THE ENERGY NETWORK | FSLPSP-01-2 | CURRENT
002472967 | LANYARD,SAFETY,INDUSTRIAL | Stretch cord, Swiveling connection, S/Steel Carabiners with Screw Gate; Adjustable Barrel Lock, Length 1070mm to 1370mm; 6.8kg WLL | ATOMSUPP | ATOM SUPPLY | 19017 | CURRENT
002472967 | LANYARD,SAFETY,INDUSTRIAL | Stretch cord, Swiveling connection, S/Steel Carabiners with Screw Gate; Adjustable Barrel Lock, Length 1070mm to 1370mm; 6.8kg WLL | ATOMSUPP | ATOM SUPPLY | 3101EXT | CURRENT
002472884 | LANYARD,SAFETY,INDUSTRIAL | Shock Absorbing,Swiveling Design,Locking Carabiner on one end, Loop other end, Length 960mm to 1220mm;, 11.3kg WLL | ATOMSUPP | ATOM SUPPLY | 19809 | CURRENT
002472884 | LANYARD,SAFETY,INDUSTRIAL | Shock Absorbing,Swiveling Design,Locking Carabiner on one end, Loop other end, Length 960mm to 1220mm;, 11.3kg WLL | ATOMSUPP | ATOM SUPPLY | 3109F | CURRENT
002472884 | LANYARD,SAFETY,INDUSTRIAL | Shock Absorbing,Swiveling Design,Locking Carabiner on one end, Loop other end, Length 960mm to 1220mm;, 11.3kg WLL | BLKWOODJ | J BLACKWOOD & SON LTD | 02700981 | CURRENT
002472892 | LANYARD,SAFETY,INDUSTRIAL | Non-Shock Absorbing, Swivel Double- action locking Carabiner, loop other end, Length 1930mm,18kg WLL | ATOMSUPP | ATOM SUPPLY | 3129 | CURRENT
002472892 | LANYARD,SAFETY,INDUSTRIAL | Non-Shock Absorbing, Swivel Double- action locking Carabiner, loop other end, Length 1930mm,18kg WLL | ATOMSUPP | ATOM SUPPLY | 19137 | CURRENT
002472900 | LANYARD,SAFETY,INDUSTRIAL | Stretch cord, Swiveling connection, Adjustable barrel lock, Length 380mm 4.6kg WLL | ATOMSUPP | ATOM SUPPLY | 3713 | CURRENT
002472900 | LANYARD,SAFETY,INDUSTRIAL | Stretch cord, Swiveling connection, Adjustable barrel lock, Length 380mm 4.6kg WLL | ATOMSUPP | ATOM SUPPLY | 19765 | CURRENT
002472918 | LANYARD,SAFETY,INDUSTRIAL | Non-Shock Absorbing webbing; Nickel-plated iron d-ring, Loop other end, Length 450mm, 181kg WLL | ATOMSUPP | ATOM SUPPLY | 3175 | CURRENT
002472918 | LANYARD,SAFETY,INDUSTRIAL | Non-Shock Absorbing webbing; Nickel-plated iron d-ring, Loop other end, Length 450mm, 181kg WLL | ATOMSUPP | ATOM SUPPLY | 19175 | CURRENT
002472926 | TAPE,PRESSURE SENSITIVE ADHESIVE | Self Adhering tape to attach tools and accessories to lanyards, used with Web Tool Tails, 25mm W, 3700mm L, 6.8kg WLL | ATOMSUPP | ATOM SUPPLY | 3755 | CURRENT
002472926 | TAPE,PRESSURE SENSITIVE ADHESIVE | Self Adhering tape to attach tools and accessories to lanyards, used with Web Tool Tails, 25mm W, 3700mm L, 6.8kg WLL | ATOMSUPP | ATOM SUPPLY | 19755 | CURRENT
002472926 | TAPE,PRESSURE SENSITIVE ADHESIVE | Self Adhering tape to attach tools and accessories to lanyards, used with Web Tool Tails, 25mm W, 3700mm L, 6.8kg WLL | ATOMSUPP | ATOM SUPPLY | 429428 | CURRENT
002472942 | LANYARD,SAFETY,INDUSTRIAL | Tool lanyard kit, includes 3 Tool lanyards, clinches, tool tethers & tape in drawstring mesh bag. Kit Details - See Extended Text | ATOMSUPP | ATOM SUPPLY | 40015361 | CURRENT
002472959 | KNIFE,LINEMANS | Hacking Knife, 115mm blade | LEGEND | LEGEND POWER SYSTEMS | MSS-FP182 | CURRENT
002472934 | LANYARD,SAFETY,INDUSTRIAL | Web Tool Tails, provides an attcahment point on tools to attach a lanyard, Pack of 5, 90mm, 115mm, 140mm,165mm &215mm, 0.9kg WLL | ATOMSUPP | ATOM SUPPLY | 3700 | CURRENT
002472934 | LANYARD,SAFETY,INDUSTRIAL | Web Tool Tails, provides an attcahment point on tools to attach a lanyard, Pack of 5, 90mm, 115mm, 140mm,165mm &215mm, 0.9kg WLL | ATOMSUPP | ATOM SUPPLY | 19701 | CURRENT
002472975 | LEAD SET,TEST | Two retractable leads,20A, 1x Red and 1x Black, D4 Stackable Plug 120cm, SILICONE 1,00' | PENTA | PENTA AUST (TMAC THEW & MCCANN/HYLEC) | PA22766 | CURRENT
002472975 | LEAD SET,TEST | Two retractable leads,20A, 1x Red and 1x Black, D4 Stackable Plug 120cm, SILICONE 1,00' | HYLEC | HYLEC PTY LTD | 4969-IEC-120-NR | CURRENT
000024882 | FLOODLIGHT,ELECTRIC | SmartBright LED, 27W, 220-240V, 50-60Hz, Tempered Glass, 830 Warm/865 Cool White, 29 x 182 x 133mm, IP65, Safety Class 1, Flying Leads/Wires, Mounting Bracket | SIGNIFY | SIGNIFY AUSTRALIA LIMITED | PHLBVP15827CSAG3 | CURRENT
000024882 | FLOODLIGHT,ELECTRIC | SmartBright LED, 27W, 220-240V, 50-60Hz, Tempered Glass, 830 Warm/865 Cool White, 29 x 182 x 133mm, IP65, Safety Class 1, Flying Leads/Wires, Mounting Bracket | CLIPSAL | GERARD INDUSTRIES QLD DIVSN P/L | CLITPFLS50LED | CURRENT
000024882 | FLOODLIGHT,ELECTRIC | SmartBright LED, 27W, 220-240V, 50-60Hz, Tempered Glass, 830 Warm/865 Cool White, 29 x 182 x 133mm, IP65, Safety Class 1, Flying Leads/Wires, Mounting Bracket | CLIPSAL | GERARD INDUSTRIES QLD DIVSN P/L | TPFLS50LED | CURRENT
002472983 | FUSE,CARTRIDGE | 3.15 AMP; 33 kV; FUSE; INSTALLED INTEGRAL TO 33 KV VOLTAGE TRANSFORMER PRIMARY BUSHING | EATON | EATON ELECTRIC SYSTEMS PTY LTD | 36OBGNA3-15 | CURRENT
002472983 | FUSE,CARTRIDGE | 3.15 AMP; 33 kV; FUSE; INSTALLED INTEGRAL TO 33 KV VOLTAGE TRANSFORMER PRIMARY BUSHING | FUSECO | FUSECO PTY LTD | 36OBGNA3-15 | CURRENT
000104802 | SCREW,TAPPING,THREAD CUTTING | Timber T17, 12/11 x 50mm, 5/16" HWF, S/Steel, Class 3 (P500) | HOBSON | HOBSON ENGINEERING CO PTY LTD 393904 | T16WSFH1211050 | CURRENT
000104803 | SCREW,TAPPING,THREAD CUTTING | Timber T17, 12/11 x 25mm, 5/16" HWF, S/Steel, Class 3 (P1000) | HOBSON | HOBSON ENGINEERING CO PTY LTD 393904 | T16WSFH1211025 | CURRENT
000025445 | RACK,BATTERY | 110V, 160Ah Battery Stand, RHS Base, Holds 18 Batteries (6 Wide & 3 High), 1000 x 1146 x 368mm, Alum, u/w 18 x 6V Battery Bank | LEGEND | LEGEND POWER SYSTEMS | 18 X HZB6-160 RACK RHS BASE | PURCHASE AS REQUIRED
000025447 | RACK,BATTERY | 110V, 300Ah Battery Stand, RHS Base, Holds 54 Batteries (9 Wide & 6 High), 1366 x 1539 x 357mm, Alum, u/w 54 x 2V Battery Bank | LEGEND | LEGEND POWER SYSTEMS | 54 X HZB2-300 RACK RHS BASE | PURCHASE AS REQUIRED
002473007 | KNIFE,LINEMANS | Polymeric insulated knife. Used to remove insulation and sheathing from Armoured power cables. | HAYMANS | HAYMANS ELECTRICAL | WAT10530 | CURRENT
002473007 | KNIFE,LINEMANS | Polymeric insulated knife. Used to remove insulation and sheathing from Armoured power cables. | CMI ELEC | CMI ELECTRICAL PRODUCTS GEEBUNG | EP120-CS | CURRENT
002473007 | KNIFE,LINEMANS | Polymeric insulated knife. Used to remove insulation and sheathing from Armoured power cables. | IPD | IPD GROUP LIMITED | AMP120-CS | CURRENT
002473007 | KNIFE,LINEMANS | Polymeric insulated knife. Used to remove insulation and sheathing from Armoured power cables. | AMPLITUD | AMPLITUDE PTY LTD - 396777 | AMP120-CS | CURRENT
002473007 | KNIFE,LINEMANS | Polymeric insulated knife. Used to remove insulation and sheathing from Armoured power cables. | IPD | IPD GROUP LIMITED | EP120-CS | CURRENT
002434520 | PLATFORM,POLE | Universal Insulated Composite Pole Platform, 1050mm long with Rough top Deck & Locking Mechanism, WLL 200kg | PENTA | PENTA AUST (TMAC THEW & MCCANN/HYLEC) | PA01229 | CURRENT
002434520 | PLATFORM,POLE | Universal Insulated Composite Pole Platform, 1050mm long with Rough top Deck & Locking Mechanism, WLL 200kg | THEWMCAN | TMAC THEW & MCCANN GROUP | 2434520 | CURRENT
002434520 | PLATFORM,POLE | Universal Insulated Composite Pole Platform, 1050mm long with Rough top Deck & Locking Mechanism, WLL 200kg | THEWMCAN | TMAC THEW & MCCANN GROUP | TM01229 | CURRENT
002473015 | TOWEL,HAND | 1370 x 680mm, 100% Cotton, White, Extra Large, used for Heat Stress | GRIP | GRIP SERVICES PL (396955) | CCBT430 | CURRENT
000104731 | SWITCH,ISOLATING | Meter Isolation Link c/w 22mm Brass Tube Isolating Link, Clear PC w/-Meter Seal Eyelets, Backwired 4 x 35mm Terminals, Rated 125, Dwg 887923-01, ETS 04-04-02 | LEGEND | LEGEND POWER SYSTEMS | S7125BWQ | CURRENT
002473122 | BLOCK & TACKLE | Equalising Rope & Block Kit c/w WLL 4.5t Superlift Block 150mm Dia x 14 WR & Proof Tested w/-Cert, 2 x 12mm Euroneema Dyneema Ropes 15m & 30m Lg, w/-AS Galv | STEHOUSE | STENHOUSE LIFTING EQUIPMENT PL | 2473130 | CURRENT
002473122 | BLOCK & TACKLE | Equalising Rope & Block Kit c/w WLL 4.5t Superlift Block 150mm Dia x 14 WR & Proof Tested w/-Cert, 2 x 12mm Euroneema Dyneema Ropes 15m & 30m Lg, w/-AS Galv | STEHOUSE | STENHOUSE LIFTING EQUIPMENT PL | SSB150S4-12EDX20M-KBAG | CURRENT
002473130 | DISCONNECTOR,HIGH VOLTAGE | 12kV, 1600A, 16kA/1Sec, Manual Operation, EESS-10724-01 | INSULECT | INSULECT AUSTRALIA PL | DSC12725 | CURRENT
002473148 | DISCONNECTOR,HIGH VOLTAGE | 12kV, 16kA/1Sec, LHS Earth Switch, EESS-10724-01 | INSULECT | INSULECT AUSTRALIA PL | DSC12727 | CURRENT
002473155 | DISCONNECTOR,HIGH VOLTAGE | 12kV, 16kA/1Sec, RHS Earth Switch, EESS-10724-01 | INSULECT | INSULECT AUSTRALIA PL | DSC12729 | CURRENT
002473163 | DISCONNECTOR,HIGH VOLTAGE | 12kV, Structure only, EESS-10724-01 | INSULECT | INSULECT AUSTRALIA PL | DSC12335-51 | CURRENT
002473171 | DISCONNECTOR,HIGH VOLTAGE | 36kV, 1600A, 31.5kA/3Sec, Manual Operation, EESS-10724-01 | PLP AUST | PREFORMED LINE PRODUCTS (AUST) | A-A9442 | CURRENT
002473189 | DISCONNECTOR,HIGH VOLTAGE | 36kV, 1600A, 31.5kA/3Sec, Motorised Operation, EESS-10724-01 | PLP AUST | PREFORMED LINE PRODUCTS (AUST) | A-A9460 | CURRENT
002473197 | DISCONNECTOR,HIGH VOLTAGE | 36kV, 2500A, 31.5kA/3Sec, Manual Operation, EESS-10724-01 | PLP AUST | PREFORMED LINE PRODUCTS (AUST) | A-A9434 | CURRENT
002473205 | DISCONNECTOR,HIGH VOLTAGE | 36kV, 2500A, 31.5kA/3Sec, Motorised Operation, EESS-10724-01 | PLP AUST | PREFORMED LINE PRODUCTS (AUST) | A-A9450 | CURRENT
002473213 | DISCONNECTOR,HIGH VOLTAGE | 36kV, 31.5kA/3Sec, LHS Earth Switch, EESS-10724-01 | PLP AUST | PREFORMED LINE PRODUCTS (AUST) | A-A9432-05 | CURRENT
002473221 | DISCONNECTOR,HIGH VOLTAGE | 36kV, 31.5kA/3Sec, RHS Earth Switch, EESS-10724-01 | PLP AUST | PREFORMED LINE PRODUCTS (AUST) | A-A9432-04 | CURRENT
002473239 | DISCONNECTOR,HIGH VOLTAGE | 36kV, Low Structure only, EESS-10724-01 | PLP AUST | PREFORMED LINE PRODUCTS (AUST) | A-A4775-17 | CURRENT
002473247 | DISCONNECTOR,HIGH VOLTAGE | 36kV, High Structure only, EESS-10724-01 | PLP AUST | PREFORMED LINE PRODUCTS (AUST) | A-A4775-18 | CURRENT
002473254 | DISCONNECTOR,HIGH VOLTAGE | Outdoor Unit, 72.5kV, 1250A, 25kA/3Sec, Manual Operation, S10015453-01 | INSULECT | INSULECT AUSTRALIA PL | DSC12709 | CURRENT
002473262 | DISCONNECTOR,HIGH VOLTAGE | Outdoor Unit, 72.5kV, 1250A, 25kA/3Sec, Motorised Operation, S10015453-01 | INSULECT | INSULECT AUSTRALIA PL | DSC12721 | CURRENT
002473270 | SWITCH,ISOLATING | 72.5kV, 25kA/3Sec, Left Hand Earth Switch, for Outdoor HV Disconnector, S10015453-01 | INSULECT | INSULECT AUSTRALIA PL | DSC12722 | CURRENT
002473288 | SWITCH,ISOLATING | 72.5kV, 25kA/3Sec, Right Hand Earth Switch, for Outdoor HV Disconnector, S10015453-01 | INSULECT | INSULECT AUSTRALIA PL | DSC12723 | CURRENT
002473296 | SUPPORT,ELEC EQUIP | Low Support Structure, Steel, for 72.5kV Outdoor Disconnector, S10015453-01 | INSULECT | INSULECT AUSTRALIA PL | DSC08841-01 | CURRENT
002473304 | SUPPORT,ELEC EQUIP | High Support Structure, Steel for 72.5kV Outdoor Disconnector, S10015453-01 | INSULECT | INSULECT AUSTRALIA PL | DSC08841-04 | CURRENT
002473312 | DISCONNECTOR,HIGH VOLTAGE | Outdoor Unit, 145kV, 1600A, 40kA/1Sec, Manual Operation, S10015453-01 | INSULECT | INSULECT AUSTRALIA PL | DSC12711 | CURRENT
002473320 | DISCONNECTOR,HIGH VOLTAGE | Outdoor Unit, 145kV, 1600A, 40kA/1Sec, Motorised Operation, S10015453-01 | INSULECT | INSULECT AUSTRALIA PL | DSC12719 | CURRENT
002473338 | SWITCH,ISOLATING | 145kV, 40kA/1Sec, Left Hand Earth Switch, for Outdoor HV Disconnector, S10015453-01 | INSULECT | INSULECT AUSTRALIA PL | DSC12714 | CURRENT
002473346 | SWITCH,ISOLATING | 145kV, 40kA/1Sec, Right Hand Earth Switch, for Outdoor HV Disconnector, S10015453-01 | INSULECT | INSULECT AUSTRALIA PL | DSC12713 | CURRENT
002473353 | SUPPORT,ELEC EQUIP | Low Support Structure, Steel, for 145kV Outdoor Disconnector, S10015453-01 | INSULECT | INSULECT AUSTRALIA PL | DSC08844-02 | CURRENT
002473361 | SUPPORT,ELEC EQUIP | High Support Structure, Steel, for 145kV Outdoor Disconnector, S10015453-01 | INSULECT | INSULECT AUSTRALIA PL | DSC08844-05 | CURRENT
002473478 | MARKER,WARNING | Powerline Marker, Mini Size, 3D Vane, Red & White UV Stabilised Plastic c/w High-Vis Reflectors, Eye Ring Fitting, Bearing (scm) (SMALL) | SICAME | SICAME AUSTRALIA PTY LTD | WM-CS-E-1M-RW | CURRENT
002473478 | MARKER,WARNING | Powerline Marker, Mini Size, 3D Vane, Red & White UV Stabilised Plastic c/w High-Vis Reflectors, Eye Ring Fitting, Bearing (scm) (SMALL) | SICAME | SICAME AUSTRALIA PTY LTD | WM-CS-E-1H-RW | CURRENT
002473478 | MARKER,WARNING | Powerline Marker, Mini Size, 3D Vane, Red & White UV Stabilised Plastic c/w High-Vis Reflectors, Eye Ring Fitting, Bearing (scm) (SMALL) | BALMORAL | BALMORAL ENGINEERING | WM-CS-E-1H-RW | CURRENT
002473486 | TOOTH,AUGER | Auger Bullet Teeth, Pengo P21HD | ALTEC | ALTEC AUSTRALIA HOLDINGS PTY LTD | 970649698 | CURRENT
002473486 | TOOTH,AUGER | Auger Bullet Teeth, Pengo P21HD | ALTEC | ALTEC AUSTRALIA HOLDINGS PTY LTD | 970510874 | CURRENT
002473494 | STRAP | Quickeeze Sleeve Straps, Adjustable FR Elastic & Neoprene Blend, Oval Buttons FR ABS, One Piece Design (Set of 2) | TEN | THE ENERGY NETWORK | HLQE-1000 | CURRENT
002473502 | SPILL CLEAN-UP KIT,HAZMAT | Vehicle Spill Kit, 25L Absorb Oil & Fuel Only, EQL Specified Contents | ABSORBEN | ABSORB ENVIROMENTAL SOLUTIONS | ASK 25 ENERGY QLD | CURRENT
002473510 | SPILL CLEAN-UP KIT,HAZMAT | Vehicle Spill Kit, 45L Absorb Oil & Fuel Only, EQL Specified Contents | ABSORBEN | ABSORB ENVIROMENTAL SOLUTIONS | ASK 45 ENERGY QLD | CURRENT
002473528 | SPILL CLEAN-UP KIT,HAZMAT | Wheelie Bin Spill Kit, 240L Absorb Oil & Fuel Only, EQL Specified Contents | ABSORBEN | ABSORB ENVIROMENTAL SOLUTIONS | ASK 240 ENERGY QLD | CURRENT
002473536 | DIFFUSER,LIGHT | Visor Semi Cut-Off Replacement, for StreetLED MkII & MkIII (scm) | SYLVANIA | SYLVANIA SCHREDER | JLB00000 | CURRENT
002473544 | DIFFUSER,LIGHT | Visor Aeroscreen Replacement, for StreetLED MkII & MkIII (scm) | SYLVANIA | SYLVANIA SCHREDER | JLB00002 | CURRENT
002473551 | DIFFUSER,LIGHT | Visor Pathway, Glare Shield, Front+Rear, for StreetLED MkII & MkIII (scm) | SYLVANIA | SYLVANIA SCHREDER | JLB00004 | CURRENT
002473569 | DIFFUSER,LIGHT | Visor Glare Shield, Rear, for StreetLED MkII & MkIII (scm) | SYLVANIA | SYLVANIA SCHREDER | JLB00003 | CURRENT
002473577 | DIFFUSER,LIGHT | Visor Glare Shield, 360 Deg, for StreetLED MkII & MkIII (scm) | SYLVANIA | SYLVANIA SCHREDER | JLB00005 | CURRENT
002462125 | TOOL,INSPECTION & TESTING | Glove Air Test Tool, PVC Tube, for conducting field air test of insulating gloves | BALMORAL | BALMORAL ENGINEERING | GLO-ROL 1 | CURRENT
002473437 | ACCESSORY KIT,ELEC EQUIP | Termite Protection Kit, suit TE Connectivity 33kV Straight Joint Kit | TECONN | TE CONNECTIVITY LTD | TPKIT1401500 | PURCHASE AS REQUIRED
002473445 | ACCESSORY KIT,ELEC EQUIP | Termite Protection Kit, suit TE Connectivity 33kV Screen Break Joint Kit | TECONN | TE CONNECTIVITY LTD | TPKIT1401500SB | PURCHASE AS REQUIRED
002473452 | JOINT,ELECTRICAL POWER CABLE | 132kV, Transition Joint, Straight Through, 3Ph, suit 400mm2 Cu XLPE/CAS/PE 800mm2 Cu 1 Core XLPE/CAS/MDPE/Graphite, Shear Bolt Connectors | CABLGRID | CABLE GRID AUSTRALIA PL | MPCP 1.145.21-T-400/800 | CURRENT
002473452 | JOINT,ELECTRICAL POWER CABLE | 132kV, Transition Joint, Straight Through, 3Ph, suit 400mm2 Cu XLPE/CAS/PE 800mm2 Cu 1 Core XLPE/CAS/MDPE/Graphite, Shear Bolt Connectors | NKT | NKT CABLES AUSTRALIA P/L | SM145 | CURRENT
002473460 | JOINT,ELECTRICAL POWER CABLE | 132kV, Transition Joint, Cross Bonding, 3Ph, suit 400mm2 Cu XLPE/CAS/PE 800mm2 Cu 1 Core XLPE/CAS/MDPE/ Graphite, Shear Bolt Connectors | CABLGRID | CABLE GRID AUSTRALIA PL | MPCP 1.145.31-T-400/800 | CURRENT
002473460 | JOINT,ELECTRICAL POWER CABLE | 132kV, Transition Joint, Cross Bonding, 3Ph, suit 400mm2 Cu XLPE/CAS/PE 800mm2 Cu 1 Core XLPE/CAS/MDPE/ Graphite, Shear Bolt Connectors | NKT | NKT CABLES AUSTRALIA P/L | SM145-S | CURRENT
002473593 | METER,WATTHOUR | Mk7C Series 3, 1 Element, 1Ph, 240V, 10-100A, Class 1, Bottom Connected, Plug-In Base with Integrated Fuse Carrier, Load Profiling + ELM410 Modem | EDMI | EDMI PTY LTD | 7C13-A262-29-J211-7J02-1110-1 | CURRENT
002427037 | RESCUE KIT | Transformer Rescue Kit c/w 3M DBI-SALA Rollgliss R550 20m, HD Mini Tontine Edge Protector, HD Rope Protector 2 Layer, 1.5m Red Round Sling, 3M Moisture | HEIGHT | HEIGHT DYNAMICS PTY LTD | 12197 | PURCHASE AS REQUIRED
002427037 | RESCUE KIT | Transformer Rescue Kit c/w 3M DBI-SALA Rollgliss R550 20m, HD Mini Tontine Edge Protector, HD Rope Protector 2 Layer, 1.5m Red Round Sling, 3M Moisture | HEIGHDYN | HEIGHT DYNAMICS | 12197 | PURCHASE AS REQUIRED
002428597 | INSULATION,ELEC COND | Flexible Line Hose, Class 2, Style B, Short Lip, Coupler One End, Orange, 31.5mm Dia, 915mm Lg | CHANCE | CHANCE (MANUFACTURER) | C406-0304 | PURCHASE AS REQUIRED
002428597 | INSULATION,ELEC COND | Flexible Line Hose, Class 2, Style B, Short Lip, Coupler One End, Orange, 31.5mm Dia, 915mm Lg | TEN | THE ENERGY NETWORK | C406-0304 | PURCHASE AS REQUIRED
002428597 | INSULATION,ELEC COND | Flexible Line Hose, Class 2, Style B, Short Lip, Coupler One End, Orange, 31.5mm Dia, 915mm Lg | SALSBURY | SALISBURY (MANUFACTURER) | OR125-3C | PURCHASE AS REQUIRED
002428605 | INSULATION,ELEC COND | Flexible Line Hose, Class 2, Style B, Short Lip, Coupler One End, Orange, 31.5mm Dia, 1372mm Lg | TEN | THE ENERGY NETWORK | OR125-45C | PURCHASE AS REQUIRED
002428605 | INSULATION,ELEC COND | Flexible Line Hose, Class 2, Style B, Short Lip, Coupler One End, Orange, 31.5mm Dia, 1372mm Lg | SALSBURY | SALISBURY (MANUFACTURER) | OR125-45C | PURCHASE AS REQUIRED
002428605 | INSULATION,ELEC COND | Flexible Line Hose, Class 2, Style B, Short Lip, Coupler One End, Orange, 31.5mm Dia, 1372mm Lg | CHANCE | CHANCE (MANUFACTURER) | C406-0305 | PURCHASE AS REQUIRED
002428613 | INSULATION,ELEC COND | Flexible Line Hose, Class 2, Style A, Short Lip, Plain, Straight Both Ends, Orange, 31.5mm Dia, 915mm Lg | TEN | THE ENERGY NETWORK | OR125-3 | PURCHASE AS REQUIRED
002428613 | INSULATION,ELEC COND | Flexible Line Hose, Class 2, Style A, Short Lip, Plain, Straight Both Ends, Orange, 31.5mm Dia, 915mm Lg | SALSBURY | SALISBURY (MANUFACTURER) | OR125-3 | PURCHASE AS REQUIRED
002428613 | INSULATION,ELEC COND | Flexible Line Hose, Class 2, Style A, Short Lip, Plain, Straight Both Ends, Orange, 31.5mm Dia, 915mm Lg | CHANCE | CHANCE (MANUFACTURER) | C406-0294 | PURCHASE AS REQUIRED
002428621 | INSULATION,ELEC COND | Flexible Line Hose, Class 2, Style A, Short Lip, Plain, Straight Both Ends, Orange, 31.5mm Dia, 1372mm Lg | TEN | THE ENERGY NETWORK | OR125-45 | PURCHASE AS REQUIRED
002428621 | INSULATION,ELEC COND | Flexible Line Hose, Class 2, Style A, Short Lip, Plain, Straight Both Ends, Orange, 31.5mm Dia, 1372mm Lg | SALSBURY | SALISBURY (MANUFACTURER) | OR125-45 | PURCHASE AS REQUIRED
002428621 | INSULATION,ELEC COND | Flexible Line Hose, Class 2, Style A, Short Lip, Plain, Straight Both Ends, Orange, 31.5mm Dia, 1372mm Lg | CHANCE | CHANCE (MANUFACTURER) | C406-0295 | PURCHASE AS REQUIRED
002428670 | INSULATION,ELEC COND | Flexible Line Hose, Class 4, Style C, Extended Lip, Plain, Straight Both Ends, Orange, 40mm Dia, 915mm Lg | TEN | THE ENERGY NETWORK | SU150-3 | PURCHASE AS REQUIRED
002428670 | INSULATION,ELEC COND | Flexible Line Hose, Class 4, Style C, Extended Lip, Plain, Straight Both Ends, Orange, 40mm Dia, 915mm Lg | CHANCE | CHANCE (MANUFACTURER) | C406-0341 | PURCHASE AS REQUIRED
002428670 | INSULATION,ELEC COND | Flexible Line Hose, Class 4, Style C, Extended Lip, Plain, Straight Both Ends, Orange, 40mm Dia, 915mm Lg | SALSBURY | SALISBURY (MANUFACTURER) | SU150-3 | PURCHASE AS REQUIRED
002428688 | INSULATION,ELEC COND | Flexible Line Hose, Class 4, Style C, Extended Lip, Plain, Straight Both Ends, Orange, 40mm Dia, 1372mm Lg | TEN | THE ENERGY NETWORK | SU150-45 | PURCHASE AS REQUIRED
002428688 | INSULATION,ELEC COND | Flexible Line Hose, Class 4, Style C, Extended Lip, Plain, Straight Both Ends, Orange, 40mm Dia, 1372mm Lg | SALSBURY | SALISBURY (MANUFACTURER) | SU150-45 | PURCHASE AS REQUIRED
002428688 | INSULATION,ELEC COND | Flexible Line Hose, Class 4, Style C, Extended Lip, Plain, Straight Both Ends, Orange, 40mm Dia, 1372mm Lg | CHANCE | CHANCE (MANUFACTURER) | C406-0342 | PURCHASE AS REQUIRED
002428696 | INSULATION,ELEC COND | Flexible Line Hose, Class 4, Style D, Extended Lip, Coupler One End, Orange, 40mm Dia, 915mm Lg | TEN | THE ENERGY NETWORK | SU150-3C | PURCHASE AS REQUIRED
002428696 | INSULATION,ELEC COND | Flexible Line Hose, Class 4, Style D, Extended Lip, Coupler One End, Orange, 40mm Dia, 915mm Lg | SALSBURY | SALISBURY (MANUFACTURER) | SU150-3C | PURCHASE AS REQUIRED
002428704 | INSULATION,ELEC COND | Flexible Line Hose, Class 4, Style D, Extended Lip, Coupler One End, Orange, 40mm Dia, 1372mm Lg | TEN | THE ENERGY NETWORK | SU150-45C | PURCHASE AS REQUIRED
002428704 | INSULATION,ELEC COND | Flexible Line Hose, Class 4, Style D, Extended Lip, Coupler One End, Orange, 40mm Dia, 1372mm Lg | SALSBURY | SALISBURY (MANUFACTURER) | SU150-45C | PURCHASE AS REQUIRED
002428738 | INSULATION,ELEC COND | Flexible Line Hose, Class 4, Coupler, Extended Lip, Orange, Flexible Dielectric, 40mm Dia, 267mm Lg | TEN | THE ENERGY NETWORK | C406-0340 | PURCHASE AS REQUIRED
002428738 | INSULATION,ELEC COND | Flexible Line Hose, Class 4, Coupler, Extended Lip, Orange, Flexible Dielectric, 40mm Dia, 267mm Lg | CHANCE | CHANCE (MANUFACTURER) | C406-0340 | PURCHASE AS REQUIRED
002473601 | WASTE DISPOSAL,HAZMAT | HAZIBAG, Site Asbestos Waste Bin, 1m3, 1000kg Four Point Lift, Fully Sealable & Lockable Top, Woven Grade 5 PP, Flexable Intemediate Bulk Container | ALLENS | ALLENS INDUSTRIAL PRODUCTS PTY LTD | HAZIBAG-1 | CURRENT
002473650 | STRAP,EARTH | Earthing Braid Type 7, Braid Wire Tinned Cu Pigtail c/w Cu Terminal Lugs at each end, 1 x 12mm Hole & 1 x 14mm Hole, for Earthing Substations, Dwg LOSTD-EG002-07 | DRAWING | DRAWING NO | LOSTD-EG002-07 | CURRENT
002473668 | INSULATION BLANKET | Welding Blanket, Hi-Temp, 1.8 x 2.0m, Tightly Woven Silica-Glass Fabric, 1100 DegC Working Temp | TDETOOLS | TRADE TOOLS DIRECT (GEEBUNG) | 8-WBSG11/1820 | PURCHASE AS REQUIRED
002473676 | COVER | Milwaukee, Impact Wrench Protective Boot, Rubber, for M18 Fuel CPIW Small Impact Wrenches | MILWAUKE | MILWAUKEE POWER TOOLS | 49162754 | PHASING
002473676 | COVER | Milwaukee, Impact Wrench Protective Boot, Rubber, for M18 Fuel CPIW Small Impact Wrenches | TDETOOLS | TRADE TOOLS DIRECT (GEEBUNG) | MILWA49162754 | PHASING
002473684 | POLE,LINE CONSTRUCTION,CONCRETE | 12.5m, 8kN, Standard Intermediate Pole, for Regular Construction, Dwg 10824-A4-254 | DRAWING | DRAWING NO | 10824-A4-254 | CURRENT
002473692 | POLE,LINE CONSTRUCTION,CONCRETE | 12.5m, 12kN, Standard Intermediate Pole, for Regular Construction, Dwg 10824-A4-254 | DRAWING | DRAWING NO | 10824-A4-254 | CURRENT
002473700 | POLE,LINE CONSTRUCTION,CONCRETE | 14.0m, 8kN, Standard Intermediate Pole, for Regular Construction, Dwg 10824-A4-255 | DRAWING | DRAWING NO | 10824-A4-255 | CURRENT
002473718 | POLE,LINE CONSTRUCTION,CONCRETE | 14.0m, 12kN, Standard Intermediate Pole, for Regular Construction, Dwg 10824-A4-255 | DRAWING | DRAWING NO | 10824-A4-255 | CURRENT
002473726 | WRENCH/DRILL,IMPACT,BATTERY | Milwaukee 18V, M18 Fuel, 1/4" Hex Impact Driver, 226Nm Torque, One-Key Enabled, Skin Only | MILWAUKE | MILWAUKEE POWER TOOLS | M18FID3 | CURRENT
000104502 | TRIMMER,TREE,POLE MOUNTED | Chainsaw, Pole Mounted, Hydraulic, Long Reach Chainsaw Foam Filled Handle, 1905mm Lg (75") | CABAC | CABAC (MANUFACTURER) | MSS-HPS-2100-FF-C | PURCHASE AS REQUIRED
000104502 | TRIMMER,TREE,POLE MOUNTED | Chainsaw, Pole Mounted, Hydraulic, Long Reach Chainsaw Foam Filled Handle, 1905mm Lg (75") | LEGEND | LEGEND POWER SYSTEMS | MSS-HPS-2100-FF-C | PURCHASE AS REQUIRED
002473759 | RELAY,PROTECTION | FW 7.32, Transformer Biased 4 Winding Differential, 16/16 I/O, 24-48V DC Pwr Supply, 1/5A CT, DNP3 over RS485 or LC Fibre Ethernet & IEC61850 | GE | GENERAL ELECTRIC COMPANY | T60UAMHKLF8NH6PM8LP6PU8NW6T | CURRENT
002473767 | RELAY,PROTECTION | FW 7.32, Transformer Biased 4 Winding Differential, 16/16 I/O, 125-250V DC Pwr Supply, 1/5A CT, DNP3 over RS485 or LC Fibre Ethernet & IEC61850 | GE | GENERAL ELECTRIC COMPANY | T60UAMHKHF8NH6PM8LP6PU8NW6T | CURRENT
002429918 | CABLE,POWER,ELECTRICAL | U/Ground, 6.35/11kV, 1C x 400mm2 Cu/ TR-XLPE Insulated/(40/1.70) CWS/PVC WBT/ HDPE/Insect Protected/Nylon Jacket, 500m Steel Drum, TS 04-01-11 (scm) | CABLGRID | CABLE GRID AUSTRALIA PL | CGA454 | PURCHASE AS REQUIRED
002429918 | CABLE,POWER,ELECTRICAL | U/Ground, 6.35/11kV, 1C x 400mm2 Cu/ TR-XLPE Insulated/(40/1.70) CWS/PVC WBT/ HDPE/Insect Protected/Nylon Jacket, 500m Steel Drum, TS 04-01-11 (scm) | OLEX | OLEX AUSTRALIA PTY LTD | XJHP28WWT01CXAA | PURCHASE AS REQUIRED
002429918 | CABLE,POWER,ELECTRICAL | U/Ground, 6.35/11kV, 1C x 400mm2 Cu/ TR-XLPE Insulated/(40/1.70) CWS/PVC WBT/ HDPE/Insect Protected/Nylon Jacket, 500m Steel Drum, TS 04-01-11 (scm) | MIDLANDS | MIDLAND METALS | MMO11KV1X400CTRXWCWSWPNJM | PURCHASE AS REQUIRED
002429918 | CABLE,POWER,ELECTRICAL | U/Ground, 6.35/11kV, 1C x 400mm2 Cu/ TR-XLPE Insulated/(40/1.70) CWS/PVC WBT/ HDPE/Insect Protected/Nylon Jacket, 500m Steel Drum, TS 04-01-11 (scm) | HCA | HENGTONG CABLE AUSTRALIA PTY LTD | HCA2429918EQL | PURCHASE AS REQUIRED
002466670 | STATIC COMPENSATOR | Model d105, 5kVAR, 1 Phase, LV Statcom c/w Lifting Bracket & 2 x Ethernet Cables, 1 Unit (scm) | STATCOM | STATCOM SOLUTIONS PTY LTD | STARSINE MODEL D105 | CURRENT
002466449 | BRACKET,MOUNTING | Statcom Multi Unit to Pole, Dwg 1066417-01 (scm) | EZYSTRUT | EZYSTRUT CABLE & PIPE SUPPORTS | 165563 | CURRENT
002466456 | BRACKET,MOUNTING | Statcom Single Unit to Pole, Dwg 1066417-02 (scm) | EZYSTRUT | EZYSTRUT CABLE & PIPE SUPPORTS | E2466456 | CURRENT
002473783 | LABEL | Sticker, "NO GO ZONE", Working Heights & Drop Zone Radius, 200 x 200mm, Laminated for UV, Black Text on Yellow Reflective B/Ground | UES | UTILITY ENGRAVING & SIGNS | NO GO ZONE STICKER | CURRENT
002473825 | FRAME | HAZIBAG 1 Cube Frame, Steel, 1.5m Lg, 1.5m W, 800mm H, Adjustable Fold Way, suit 1 Cube HAZIBAG, Weight Capacity 500kg | ALLENS | ALLENS INDUSTRIAL PRODUCTS PTY LTD | HAZIBAGFRAME | CURRENT
002430486 | AMMETER | HV Meter, Sensor Opening 635mm, 1-5000A at 0-500kV, Stores Multiple Readings, ETS RSE04 Sched 12 | SICAME | SICAME AUSTRALIA PTY LTD | CLA 8-020-XT PLUS-HC | CURRENT
002430486 | AMMETER | HV Meter, Sensor Opening 635mm, 1-5000A at 0-500kV, Stores Multiple Readings, ETS RSE04 Sched 12 | SICAME | SICAME AUSTRALIA PTY LTD | 8-020-XT PLUS | CURRENT
002473833 | ADAPTOR | Depth Limiter, 90mm OD, 44mm ID, 24mm W, Acetal Nylon, for Milwaukee 18V Multi-Tool & Multi-Tool Blade Only | PENTA | PENTA AUST (TMAC THEW & MCCANN/HYLEC) | PA21699 | PHASING
002473833 | ADAPTOR | Depth Limiter, 90mm OD, 44mm ID, 24mm W, Acetal Nylon, for Milwaukee 18V Multi-Tool & Multi-Tool Blade Only | HYLEC | HYLEC PTY LTD | DEPTHLIMITER9030 | PHASING
002473841 | HOOK,SWITCH | Universal Sunrise Adaptor, Insulated Switching Hook | PENTA | PENTA AUST (TMAC THEW & MCCANN/HYLEC) | PA01456 | CURRENT
002473841 | HOOK,SWITCH | Universal Sunrise Adaptor, Insulated Switching Hook | THEWMCAN | TMAC THEW & MCCANN GROUP | INSULATED SWITCHING HOOK | CURRENT
002473866 | TRANSFORMER,DISTRIBUTION | Groundmount, 11kV/433-250V, 315kVA, 3Ph, Air HV 180 LV Bsh, KNAN, FR3 Fluid Vol 580Ltr, Dyn 11, 7 Tap Positions, LV & HV Cable Box Fitted, OTI Dial Type, | TYREE | TYREE INDUSTRIES PL MITTAGONG NSW | 200037 | CURRENT
000104376 | TAG,INSTRUCTION | Equipment Test, Cricket Bat Style, Yellow, 330 x 85mm (P100) | SIGNET | SIGNET PTY LTD | 5548 | PURCHASE AS REQUIRED
000104376 | TAG,INSTRUCTION | Equipment Test, Cricket Bat Style, Yellow, 330 x 85mm (P100) | BLKWOOD | J BLACKWOOD & SON LTD | B-00030213 | PURCHASE AS REQUIRED
002407011 | INSULATION SLEEVING,ELECTRICAL | Heat Shrink Tubing, 75/25mm, 220mm, Unlin, EPS0067 (P3) (scm) | GILBLODG | GILBERT LODGE AUSTRALIA | RAYLVIT75/25-220/3 | CURRENT
002407011 | INSULATION SLEEVING,ELECTRICAL | Heat Shrink Tubing, 75/25mm, 220mm, Unlin, EPS0067 (P3) (scm) | TECONN | TE CONNECTIVITY LTD | LVIT-75/25-A/U-4(S30) | CURRENT
001851510 | HAT,SUN | Protection, Size XXL, Aussiemate Grey, Unbranded | MTCASTLE | MOUNTCASTLE PTY LTD | 40009004XX | CURRENT
001851502 | HAT,SUN | Protection, Size S, Aussiemate Grey, Unbranded | MTCASTLE | MOUNTCASTLE PTY LTD | 40009004OS | CURRENT
001851504 | HAT,SUN | Protection, Size M, Aussiemate Grey, Unbranded | MTCASTLE | MOUNTCASTLE PTY LTD | 40009004OM | CURRENT
001851506 | HAT,SUN | Protection, Size L, Aussiemate Grey, Unbranded | MTCASTLE | MOUNTCASTLE PTY LTD | 40009004OL | CURRENT
001851508 | HAT,SUN | Protection, Size XL, Aussiemate Grey, Unbranded | MTCASTLE | MOUNTCASTLE PTY LTD | 40009004XL | CURRENT
002474419 | ANTIBACTERIAL SOLUTION | Antibacterial Cleaner & Sanitiser, Hospital Grade Disinfectant, 500ml or 750ml Spray Bottle | ENERGEX | ENERGEX | SYGUAR-750REF+CP52W | CURRENT
002474419 | ANTIBACTERIAL SOLUTION | Antibacterial Cleaner & Sanitiser, Hospital Grade Disinfectant, 500ml or 750ml Spray Bottle | BLKWOOD | J BLACKWOOD & SON LTD | 04042030 | CURRENT
002474427 | ANTIBACTERIAL SOLUTION | Antibacterial Cleaner & Sanitiser, Hospital Grade Disinfectant, 5L Bottle, use with Bottle Sprayer Trigger | BLKWOOD | J BLACKWOOD & SON LTD | 04042047 | CURRENT
002474435 | SPRAY ATTACHMENT,BOTTLE | Sprayer Trigger, 500ml Bottle c/w Adjustable Nozzle | BLKWOOD | J BLACKWOOD & SON LTD | 01643653 | CURRENT
002474435 | SPRAY ATTACHMENT,BOTTLE | Sprayer Trigger, 500ml Bottle c/w Adjustable Nozzle | PACPLUS | PACPLUS WHOLESALERS PTY LTD | 517-500S+517000 | CURRENT
002466472 | MODEM,COMMUNICATIONS | GNSS, TCG 01-G LV Pwr, P2 & P3=2 Pin, TCXO, Security off NTP/SNTP Network Time Server License c/w 19" 1U Rackmount Bracket, 2M UTP Ethernet Cable, Timing | TEKRON | TEKRON INTERNATIONAL LTD | Q1-T1AAA | PURCHASE AS REQUIRED
002474450 | SANITISER | Hand Sanitiser Gel, 15L/20L Bulk, Pandemic response item, Anti-Bacterial, For use when water isn't available | IPD | IPD GROUP LIMITED | HSANB15L | CURRENT
002474450 | SANITISER | Hand Sanitiser Gel, 15L/20L Bulk, Pandemic response item, Anti-Bacterial, For use when water isn't available | CHEMTALL | CHEMETALL AUSTRALASIA PTY LTD | ALCOHOL PLUS HAND SANITISER | CURRENT
002474450 | SANITISER | Hand Sanitiser Gel, 15L/20L Bulk, Pandemic response item, Anti-Bacterial, For use when water isn't available | HARCOR | HARCOR SECURITY SEALS | HAND SANT 94 20 L | CURRENT
002474468 | ANTIBACTERIAL SOLUTION | Disinfectant Spray & Wipe, Bulk 15L Container, Hospital Grade, for Pandemic Response | KEYLINE | KEY-LINE DISTRIBUTORS PTY LTD | 17-10-0001C | CURRENT
002419075 | CROSSARM,COMPOSITE | Fibre, Predrilled, 2525mm Lg Nom, 100 x 100mm, 11kV Intermediate, EQLS-10034-01 | WAGNERS | WAGNERS PTY LTD TOOWOOMBA QLD | EC093-00004 | CURRENT
000030110 | HAND CLEANER | Alcohol Sanitiser; AS-60; 5 Litres, No-Rinse | HANLEY | HANLEY INDUSTRIAL ENTERPRISES 459057 | AGALC5PK AGAR AS-60 | PURCHASE AS REQUIRED
000030111 | HAND CLEANER | Antibacterial Hand Sanitiser No-rinse, For use when water isn't Available, 250 ml | TOTTOOL | TOTAL TOOLS VIRGINIA | SANI-GEL 308ML | PURCHASE AS REQUIRED
000030111 | HAND CLEANER | Antibacterial Hand Sanitiser No-rinse, For use when water isn't Available, 250 ml | SMSOMNI | SMS OMNI-TUFF GROUP PTY LTD | SANITISER GEL 250 ML | PURCHASE AS REQUIRED
002474476 | HANDLE,HOT LINE STICK | MV Series, Section 1, Telescopic Stick Part, Triangular, Fluoro Lime Green, Foam Filled c/w Universal Tip | HASTINGS | HASTING DEERING PTY LTD | A20352 | CURRENT
002474476 | HANDLE,HOT LINE STICK | MV Series, Section 1, Telescopic Stick Part, Triangular, Fluoro Lime Green, Foam Filled c/w Universal Tip | TEN | THE ENERGY NETWORK | A20462 | CURRENT
002474484 | HANDLE,HOT LINE STICK | MV Series, Section 2, Telescopic Stick Part, Triangular, Yellow c/w Lock Assembly | HASTINGS | HASTING DEERING PTY LTD | A20353 | CURRENT
002474484 | HANDLE,HOT LINE STICK | MV Series, Section 2, Telescopic Stick Part, Triangular, Yellow c/w Lock Assembly | TEN | THE ENERGY NETWORK | A20353 | CURRENT
002474492 | HANDLE,HOT LINE STICK | MV Series, Section 3, Telescopic Stick Part, Triangular, Yellow c/w Lock Assembly | HASTINGS | HASTING DEERING PTY LTD | A20354 | CURRENT
002474492 | HANDLE,HOT LINE STICK | MV Series, Section 3, Telescopic Stick Part, Triangular, Yellow c/w Lock Assembly | TEN | THE ENERGY NETWORK | A20354 | CURRENT
002474500 | HANDLE,HOT LINE STICK | MV Series, Section 4, Telescopic Stick Part, Triangular, Yellow c/w Lock Assembly | HASTINGS | HASTING DEERING PTY LTD | A20355 | CURRENT
002474500 | HANDLE,HOT LINE STICK | MV Series, Section 4, Telescopic Stick Part, Triangular, Yellow c/w Lock Assembly | TEN | THE ENERGY NETWORK | A20355 | CURRENT
002474518 | HANDLE,HOT LINE STICK | MV Series, Section 5, Telescopic Stick Part, Triangular, Yellow c/w Lock Assembly | HASTINGS | HASTING DEERING PTY LTD | A20356 | CURRENT
002474518 | HANDLE,HOT LINE STICK | MV Series, Section 5, Telescopic Stick Part, Triangular, Yellow c/w Lock Assembly | TEN | THE ENERGY NETWORK | A20356 | CURRENT
002474526 | HANDLE,HOT LINE STICK | MV Series, Section 6, Telescopic Stick Part, Triangular, Yellow c/w Lock Assembly | HASTINGS | HASTING DEERING PTY LTD | A20357 | CURRENT
002474526 | HANDLE,HOT LINE STICK | MV Series, Section 6, Telescopic Stick Part, Triangular, Yellow c/w Lock Assembly | TEN | THE ENERGY NETWORK | A20357 | CURRENT
002474534 | HANDLE,HOT LINE STICK | MV Series, Section 7, Telescopic Stick Part, Triangular, Yellow c/w Lock Assembly | HASTINGS | HASTING DEERING PTY LTD | A20358 | CURRENT
002474534 | HANDLE,HOT LINE STICK | MV Series, Section 7, Telescopic Stick Part, Triangular, Yellow c/w Lock Assembly | TEN | THE ENERGY NETWORK | A20358 | CURRENT
002474542 | END CAP | MV Series, Section 7, Telescopic Stick Part, Triangular, Black, Rubber Base Cap | HASTINGS | HASTING DEERING PTY LTD | P18030 | CURRENT
002474542 | END CAP | MV Series, Section 7, Telescopic Stick Part, Triangular, Black, Rubber Base Cap | TEN | THE ENERGY NETWORK | P18030 | CURRENT
002474559 | MODULE | 108V, Low Battery Warning Module V2 | GAYRAD | JJ ELECTRICAL MANUFACTURING T/A GAYRAD | LBW-110 SN50069 | CURRENT
002474567 | ANALYSER,POWER QUALITY | PQ45 PQA, CAT IV-600V, IP66, USB Port, Colour LCD Screen c/w Holster & Strap, 4 x Voltage Channels, 4 x Current Inputs 2 x Temperature Ports, GPS Port, USB | CHKPOWER | CHK POWER QUALITY PL | 1APQ45 | PURCHASE AS REQUIRED
002474575 | SLING,ENDLESS | Round, Synthetic Fibre, 4m, WLL 2 Tonne, Green, AS4497:2018 DIMENSIONS: SAFE WORKING LOAD: | STEHOUSE | STENHOUSE LIFTING EQUIPMENT PL | 132204 | PURCHASE AS REQUIRED
002474583 | THERMOMETER, CLINICAL, HUMAN | Infared Forehead Thermometer, Non-Contact Measurement, Medical 32.02-42.2. | ATOMSUPP | ATOM SUPPLY | 64530422 | PURCHASE AS REQUIRED
002474583 | THERMOMETER, CLINICAL, HUMAN | Infared Forehead Thermometer, Non-Contact Measurement, Medical 32.02-42.2. | SETON | SETON AUSTRALIA PTY LTD | 000010 A48335 | PURCHASE AS REQUIRED
002474591 | GLOVES,DISPOSABLE | Nitrile Glove; Size Large; 1 Pair only, Disposable. | ALPHA | ALPHA FIRST AID SUPPLIES QLD | 659 | PURCHASE AS REQUIRED
002466431 | ANALYSER,POWER QUALITY | Kit, CAT IV-600V, 1A-500/3000A, Power Quality Data Recorder c/w Rubber Holster & Strap, 4 x 500/3000A High Sensitivity Flexible Current Probes, 5 Wire (3P+N+G) | CHKPOWER | CHK POWER QUALITY PL | 1APQ45-STARTUP | CURRENT
002427532 | HAND CLEANER | Liquid Gel; Anti-Bacterial Hand Sanitiser; 500 ml Pump Action Bottle; For use when water is not available. | ENERGEX | ENERGEX | NANO 500 ML HAND SAN | CURRENT
002427532 | HAND CLEANER | Liquid Gel; Anti-Bacterial Hand Sanitiser; 500 ml Pump Action Bottle; For use when water is not available. | ALPHA | ALPHA FIRST AID SUPPLIES QLD | 660002 | CURRENT
002427532 | HAND CLEANER | Liquid Gel; Anti-Bacterial Hand Sanitiser; 500 ml Pump Action Bottle; For use when water is not available. | HARCOR | HARCOR SECURITY SEALS | HAND SAN 94 500 ML | CURRENT
002427532 | HAND CLEANER | Liquid Gel; Anti-Bacterial Hand Sanitiser; 500 ml Pump Action Bottle; For use when water is not available. | ATOMSUPP | ATOM SUPPLY | 32818048 | CURRENT
002474609 | HAND CLEANER | Liquid Gel Hand Sanitiser; Anti-Bacterial;5 L Bulk, Brisbane Distillery, For use when water is not available. | CHEMTALL | CHEMETALL AUSTRALASIA PTY LTD | ALCOHOL PLUS HAND SANITISER | PURCHASE AS REQUIRED
002474609 | HAND CLEANER | Liquid Gel Hand Sanitiser; Anti-Bacterial;5 L Bulk, Brisbane Distillery, For use when water is not available. | HARCOR | HARCOR SECURITY SEALS | HAND SANT 94 5 L | PURCHASE AS REQUIRED
002402432 | COCK,DRAIN | Black Plastic Tap, for use on Bulk Water Containers & Bulk Disinfectant Spray & Wipe 15L Bottles | ENERGEX | ENERGEX | TAP | PURCHASE AS REQUIRED
002402432 | COCK,DRAIN | Black Plastic Tap, for use on Bulk Water Containers & Bulk Disinfectant Spray & Wipe 15L Bottles | KEYLINE | KEY-LINE DISTRIBUTORS PTY LTD | TAP20MMBLK | PURCHASE AS REQUIRED
002474617 | BIT,AUGER | Triad HD Rock Auger, 450 Dia, 1600mm OAL Triple Cutting Flights, Single Carrier Flights, 75 x 75mm2 Drive, 1200mm Flight Section, 20mm Lead Flights, 16mm Thk | TEBCO | TEBCO PTY LTD | 450TR | PURCHASE AS REQUIRED
002474625 | BIT,AUGER | Triad HD Rock Auger, 500 Dia, 1600mm OAL Triple Cutting Flights, Single Carrier Flights, 75 x 75mm2 Drive, 1200mm Flight Section, 20mm Lead Flights, 16mm Thk | TEBCO | TEBCO PTY LTD | 500TR | PURCHASE AS REQUIRED
002474633 | BIT,AUGER | Triad HD Rock Auger, 550 Dia, 1600mm OAL Triple Cutting Flights, Single Carrier Flights, 75 x 75mm2 Drive, 1200mm Flight Section, 20mm Lead Flights, 16mm Thk | TEBCO | TEBCO PTY LTD | 550TR | PURCHASE AS REQUIRED
002474641 | BIT,AUGER | Triad HD Rock Auger, 600 Dia, 1600mm OAL Triple Cutting Flights, Single Carrier Flights, 75 x 75mm2 Drive, 1200mm Flight Section, 20mm Lead Flights, 16mm Thk | TEBCO | TEBCO PTY LTD | 600TR | PURCHASE AS REQUIRED
002474658 | BIT,AUGER | Triad HD Rock Auger, 750 Dia, 1600mm OAL Triple Cutting Flights, Single Carrier Flights, 75 x 75mm2 Drive, 1200mm Flight Section, 20mm Lead Flights, 16mm Thk | TEBCO | TEBCO PTY LTD | 750TR | PURCHASE AS REQUIRED
002474666 | BIT,AUGER | Rock, New Centre Grinding Tip, Left Hand c/w 4 x Bullet Teeth | TEBCO | TEBCO PTY LTD | CTLH | PURCHASE AS REQUIRED
002474674 | TOOTH,AUGER | Unique TEBCO Large Bullet Teeth, Carbide | TEBCO | TEBCO PTY LTD | BC86-22BOX | CURRENT
002474682 | PIN,STRAIGHT,HEADED | High Tensile Auger Pin, suit 75mm2 Drive c/w Lynch Pin | TEBCO | TEBCO PTY LTD | 75PIN | PURCHASE AS REQUIRED
002474708 | WIRE,ELECTRICAL | Conductor Aerial, ACSR/GZ, 30/7/.132, BEAR (Imperial) c/w Greased Core, Steel Drum | POWERLNK | POWERLINK | BEAR | CURRENT
002474724 | TERMINAL,LUG | Ring Terminal, 3mm Stud, 1.25mm Wire, Red, Double Grip, Pack of 100 | LEGEND | LEGEND POWER SYSTEMS | RT1.25-3DG | CURRENT
002474724 | TERMINAL,LUG | Ring Terminal, 3mm Stud, 1.25mm Wire, Red, Double Grip, Pack of 100 | CABAC | CABAC (MANUFACTURER) | RT1.25-3DG | CURRENT
002474732 | TERMINAL,LUG | Ring Terminal, 3mm Stud, 2mm Wire, Blue, Double Grip, Pack of 100 | LEGEND | LEGEND POWER SYSTEMS | RT2-3DG | CURRENT
002474732 | TERMINAL,LUG | Ring Terminal, 3mm Stud, 2mm Wire, Blue, Double Grip, Pack of 100 | CABAC | CABAC (MANUFACTURER) | RT2-3DG | CURRENT
002474740 | TERMINAL,LUG | Ring Terminal, 3mm Stud, 5.5mm Wire, Yellow, Double Grip, Pack of 50 | LEGEND | LEGEND POWER SYSTEMS | RT5.5-3DG | CURRENT
002474740 | TERMINAL,LUG | Ring Terminal, 3mm Stud, 5.5mm Wire, Yellow, Double Grip, Pack of 50 | CABAC | CABAC (MANUFACTURER) | RT5.5-3DG | CURRENT
002474757 | TERMINAL,LUG | Forked Spade Terminal, 3mm Slot, 5.5mm Wire, Yellow, Double Grip, Pack of 50 | LEGEND | LEGEND POWER SYSTEMS | FS5.5-3DG | CURRENT
002474757 | TERMINAL,LUG | Forked Spade Terminal, 3mm Slot, 5.5mm Wire, Yellow, Double Grip, Pack of 50 | CABAC | CABAC (MANUFACTURER) | FS5.5-3DG | CURRENT
002474765 | TERMINAL,LUG | Forked Spade Terminal, 4mm Slot, 5.5mm Wire, Yellow, Double Grip, Pack of 50 | LEGEND | LEGEND POWER SYSTEMS | FS5.5-4DG | CURRENT
002474765 | TERMINAL,LUG | Forked Spade Terminal, 4mm Slot, 5.5mm Wire, Yellow, Double Grip, Pack of 50 | CABAC | CABAC (MANUFACTURER) | FS5.5-4DG | CURRENT
002474773 | TERMINAL,LUG | Flat Blade, 4 x 13mm Dia, 5.5mm Wire, Yellow, Double Grip, Pack of 50 | LEGEND | LEGEND POWER SYSTEMS | FB5.5-4DG | CURRENT
002474773 | TERMINAL,LUG | Flat Blade, 4 x 13mm Dia, 5.5mm Wire, Yellow, Double Grip, Pack of 50 | CABAC | CABAC (MANUFACTURER) | FB5.5-4DG | CURRENT
002474781 | FERRULE,ELECTRICAL CONDUCTOR | Bootlace Pin, 0.25mm2, 10mm OAL, 6mm Lg Pin, Violet, HF | LEGEND | LEGEND POWER SYSTEMS | BLP025 | CURRENT
002474781 | FERRULE,ELECTRICAL CONDUCTOR | Bootlace Pin, 0.25mm2, 10mm OAL, 6mm Lg Pin, Violet, HF | CABAC | CABAC (MANUFACTURER) | BLP025 | CURRENT
002474799 | FERRULE,ELECTRICAL CONDUCTOR | Bootlace Pin, 1.5mm2, 24mm OAL, 18mm Lg Pin, Black | LEGEND | LEGEND POWER SYSTEMS | BLP150-18 | CURRENT
002474799 | FERRULE,ELECTRICAL CONDUCTOR | Bootlace Pin, 1.5mm2, 24mm OAL, 18mm Lg Pin, Black | CABAC | CABAC (MANUFACTURER) | BLP150-18 | CURRENT
002474807 | FERRULE,ELECTRICAL CONDUCTOR | Bootlace Pin, 2.5mm2, 24mm OAL, 18mm Lg Pin, Grey, Pack of 100 | LEGEND | LEGEND POWER SYSTEMS | BLP250-18 | CURRENT
002474807 | FERRULE,ELECTRICAL CONDUCTOR | Bootlace Pin, 2.5mm2, 24mm OAL, 18mm Lg Pin, Grey, Pack of 100 | CABAC | CABAC (MANUFACTURER) | BLP250-18 | CURRENT
002474815 | FERRULE,ELECTRICAL CONDUCTOR | Bootlace Pin, 4.0mm2, 26mm OAL, 18mm Lg Pin, Orange HF | LEGEND | LEGEND POWER SYSTEMS | BLP400-18 | CURRENT
002474815 | FERRULE,ELECTRICAL CONDUCTOR | Bootlace Pin, 4.0mm2, 26mm OAL, 18mm Lg Pin, Orange HF | CABAC | CABAC (MANUFACTURER) | BLP400-18 | CURRENT
002474823 | FERRULE,ELECTRICAL CONDUCTOR | Bootlace Pin, 0.34mm2, 10mm OAL, 6mm Lg Pin, Pink | LEGEND | LEGEND POWER SYSTEMS | BLP034 | CURRENT
002474823 | FERRULE,ELECTRICAL CONDUCTOR | Bootlace Pin, 0.34mm2, 10mm OAL, 6mm Lg Pin, Pink | CABAC | CABAC (MANUFACTURER) | BLP034 | CURRENT
002474831 | COVER,TERMINAL | Short, for Plug In Base MK7C Meter | EDMI | EDMI PTY LTD | PLAS19795A | CURRENT
002474849 | CRADLE | Modem Cradle for Short Terminal Cover, used with Plug In Base MK7C Meter | EDMI | EDMI PTY LTD | PLAS19794A | CURRENT
002474906 | COVER,ACCESS | Single, Lockable, 645 x 798, Unfilled Ductile Iron, Class B, w/o Flap Vent, c/w Cap & Key, for Retrofit to EFCo Metric Pit Frames & use beside Explosion | EJAUST | EJ AUSTRALIA PTY LTD | EM76B | CURRENT
002474914 | COVER,ACCESS | Single, Lockable, 645 x 798, Unfilled Ductile Iron, Class B, c/w Explosion Mitigation Flap Vent, c/w Cap & Key, for Retrofit to EFCo Metric Pit Frames | EJAUST | EJ AUSTRALIA PTY LTD | EM76BF | CURRENT
002474930 | FOOD CONTAINER,INSULATED | Icekool Ice Box, 24L Capacity | NEXBERG | NEXBERG PTY LTD T/A EVAKOOL ICE BOXES | IK24 | CURRENT
XSOM09664 | COUPLING,ELECTRICAL CONDUIT | 50 H/D Orge Soc-Soc Coupler/Joiner Ea 50 | TRI UGRD | TRI UNDERGROUND AUSTRALIA PTY LTD | HDE50COUPFF | PURCHASE AS REQUIRED
000179275 | DISPENSING PUMP, HAND DRIVEN | To suit 900 ml & 500 ml Harcor Hand sanitiser bottles. | HARCOR | HARCOR SECURITY SEALS | DISPENSING PUMP | PURCHASE AS REQUIRED
002474955 | PLUG | Snap-In, 13mm, 0.8 to 3.2mm Thk Chassis, 16.9mm OD, 10.5mm H, Nylon 66 UL 94 V-2, Black, Pack of 100 | CABAC | CABAC (MANUFACTURER) | NP13 | CURRENT
002474955 | PLUG | Snap-In, 13mm, 0.8 to 3.2mm Thk Chassis, 16.9mm OD, 10.5mm H, Nylon 66 UL 94 V-2, Black, Pack of 100 | LEGEND | LEGEND POWER SYSTEMS | NP13 | CURRENT
002455137 | DUNNAGE | Crane Foot, 610 x 540 x 95mm, Orange Plastic c/w Dual Handle, Rated to 16 Tonne RWC, 11.4kg | GOUGHPLS | GOUGH PLASTICS | FMAM400.1005 | PURCHASE AS REQUIRED
002474948 | DUNNAGE | 17-EWP FRP, 550 x 550 x 15mm c/w 2 Rope Handles Rhino Coated Yellow, Rated to 14.5 Tonne RWC | REDMOND | REDMONDGARY EWP'S | 28A0371#10 | CURRENT
002474963 | DUNNAGE | Crane Borer FRP, 550 x 550 x 20 mm c/w 2 Rope Handles Rhino Coated Orange, Rated to 21.5 Tonne RWC. | REDMOND | REDMONDGARY EWP'S | 28A0371#14 | CURRENT
002475002 | MONITOR,RF | WaveMon RF60 ICNIRP, EMF Personal Monitor, Measures E-field up to 60GHz c/w Soft Carry Case, Waterproof Pouch & Uniden UH45 UHF Handheld Radio | SSS | SAFETY SUPPLY SOLUTIONS PTY LTD | RF-60 5G | CURRENT
002475002 | MONITOR,RF | WaveMon RF60 ICNIRP, EMF Personal Monitor, Measures E-field up to 60GHz c/w Soft Carry Case, Waterproof Pouch & Uniden UH45 UHF Handheld Radio | WAVECOM | WAVECOM INSTRUMENTS PTY LTD | WAVECOM RF60 KIT | CURRENT
002475010 | POUCH,PHONE | Waterproof Pouch, Triple Seal, Protects Devices from Water, Sand & Dirt | KORJO | KORJO PTY LTD | WPP653 | PURCHASE AS REQUIRED
002475028 | TRANSCEIVER,RADIO | Uniden UH45 Series Handheld Radio, 3km+ Range, 80 UHF Channels, for use with RF Monitor | UNIDEN | UNIDEN AUSTRALIA PTY LIMITED | UH45 | PURCHASE AS REQUIRED
002475036 | TRANSFORMER,DISTRIBUTION | Padmount Substation, 11kV, 315kVA, 3 Ph (Sq), ABB Safelink 2 (CFC) Switchgear & LV Switchgear, Energex Branded c/w Padlock, JTS 02-02-03 (scm) | WILSON | WILSON TRANSFORMER CO. PTY LTD | 880-A311-11-AE | CURRENT
002475044 | TRANSFORMER,DISTRIBUTION | Padmount Substation, 11kV, 500kVA, 3 Ph (Sq), ABB Safelink 2 (CFC) Switchgear & LV Switchgear, Energex Branded c/w Padlock, JTS 02-02-03 (scm) | WILSON | WILSON TRANSFORMER CO. PTY LTD | 880-A312-11-AE | CURRENT
002475051 | TRANSFORMER,DISTRIBUTION | Padmount Substation, 11kV, 750kVA, 3 Ph (Sq), ABB Safelink 2 (CFC) Switchgear & LV Switchgear, Energex Branded c/w Padlock, JTS 02-02-03 (scm) | WILSON | WILSON TRANSFORMER CO. PTY LTD | 880-A313-11-AE | CURRENT
002475069 | TRANSFORMER,DISTRIBUTION | Padmount Substation, 11kV, 1000kVA, 3 Ph (Sq), ABB Safelink 2 (CFC) Switchgear & LV Switchgear, Energex Branded c/w Padlock, JTS 02-02-03 (scm) | WILSON | WILSON TRANSFORMER CO. PTY LTD | 880-A314-11-AE | CURRENT
002475077 | SWITCH,ROTARY | 660V AC, 20A Nom, 12 Pole, DT, 3 Posn, Black Handle G251, Panel Mtg, 90 Deg Switching, Escutcheon Plate - Control Selector, Local - Normal - Maintenance, | KRAUSNMR | KRAUS & NAIMER (MANUFACTURER) | CA20 AU603119E AUS0001 | CURRENT
002475267 | INSULATED EXTENSION SOCKET | Insulated Extension Socket, 130cm, 1/2 inch female to male, 1000V rated | PENTA | PENTA AUST (TMAC THEW & MCCANN/HYLEC) | PA01457 | CURRENT
002475267 | INSULATED EXTENSION SOCKET | Insulated Extension Socket, 130cm, 1/2 inch female to male, 1000V rated | THEWMCAN | TMAC THEW & MCCANN GROUP | 002475267 | CURRENT
002475267 | INSULATED EXTENSION SOCKET | Insulated Extension Socket, 130cm, 1/2 inch female to male, 1000V rated | THEWMCAN | TMAC THEW & MCCANN GROUP | 2475267 | CURRENT
002475267 | INSULATED EXTENSION SOCKET | Insulated Extension Socket, 130cm, 1/2 inch female to male, 1000V rated | THEWMCAN | TMAC THEW & MCCANN GROUP | TM01457 | CURRENT
002479990 | GROUNDING SET | Hazemeyer Single PED c/w 3 Handles in Orange Bag | PENTA | PENTA AUST (TMAC THEW & MCCANN/HYLEC) | PA00444 | CURRENT
002479990 | GROUNDING SET | Hazemeyer Single PED c/w 3 Handles in Orange Bag | THEWMCAN | TMAC THEW & MCCANN GROUP | 2479990 | CURRENT
002479990 | GROUNDING SET | Hazemeyer Single PED c/w 3 Handles in Orange Bag | THEWMCAN | TMAC THEW & MCCANN GROUP | TM00444 | CURRENT
002475275 | LIFTING JIB | Strap Hoist Version, suit Little Mule or Lincoln/Lugall Units, to fit in 17m Redmond Gary EWP | REDMOND | REDMONDGARY EWP'S | 0117-994-9054 | CURRENT
002475275 | LIFTING JIB | Strap Hoist Version, suit Little Mule or Lincoln/Lugall Units, to fit in 17m Redmond Gary EWP | REDMOND | REDMONDGARY EWP'S | 28A0410 | CURRENT
002475283 | CLAMP,ELECTRICAL | Helical Compression, Constant Force Spring, 14-22mm Dia, for Earthing Screened Control Cables (P10) | LEGEND | LEGEND POWER SYSTEMS | CFS1 | CURRENT
002475291 | CLAMP,ELECTRICAL | Helical Compression, Constant Force Spring, 19-29mm Dia, for Earthing Screened Control Cables (P10) | LEGEND | LEGEND POWER SYSTEMS | CFS2 | CURRENT
002475309 | CLAMP,ELECTRICAL | Helical Compression, Constant Force Spring, 20-37mm Dia, for Earthing Screened Control Cables (P10) | LEGEND | LEGEND POWER SYSTEMS | CFS3 | CURRENT
002475317 | CLAMP,ELECTRICAL | Helical Compression, Constant Force Spring, 31-50mm Dia, for Earthing Screened Control Cables (P10) | LEGEND | LEGEND POWER SYSTEMS | CFS4 | CURRENT
002475341 | CABLE,POWER,ELECTRICAL | 0.6/1kV, 1C x 35mm2 (490/0.30), Cu, X-HF-90 Black Insulation/HFS-90-TP Bedding/DBT/HFS-90-TP Sheath, Black, AS5000.1, 100m Drum, JTS 03-01-08 | MIDLANDS | MIDLAND METALS | MMO-1X35CUXHFHFSDBTHFSBLK/BLK | CURRENT
002475358 | CABLE,POWER,ELECTRICAL | 0.6/1kV, 2C x 6mm2, Cu, X-HF-90 Red & Black Insulation/HFS-90-TP Bedding/DBT/ HFS-90-TP Sheath, Black, AS5000.1, 100m Drum, JTS 03-01-08 | MIDLANDS | MIDLAND METALS | MMO-2X6 CU XHF HFS DBT HFS | CURRENT
002475366 | CABLE,POWER,ELECTRICAL | Control, 0.6/1kV, 6C x 1.5mm2, Cu, X-HF-90 White Insulation/HFS-90-TP Sheath, Black, AS5000.1, 500m Drum, JTS 04-05-02 | MIDLANDS | MIDLAND METALS | MMO-6X1.5 CU XHF HFS | CURRENT
002475374 | CABLE,POWER,ELECTRICAL | Control, 0.6/1kV, 10C x 1.5mm2, Cu, X-HF-90 White Insulation/HFS-90-TP Sheath, Black, AS5000.1, 500m Drum, JTS 04-05-02 | MIDLANDS | MIDLAND METALS | MMO-10X1.5 CU XHF HFS | CURRENT
002475382 | CABLE,POWER,ELECTRICAL | Control, 0.6/1kV, 4C x 2.5mm2, Cu, X-HF-90 White Insulation/HFS-90-TP Sheath, Black, AS5000.1, 500m Drum, JTS 04-05-02 | MIDLANDS | MIDLAND METALS | MMO-4X2.5 CU XHF HFS | CURRENT
002475390 | CABLE,POWER,ELECTRICAL | Control, 0.6/1kV, 10C x 2.5mm2, Cu, X-HF-90 White Insulation/HFS-90-TP Sheath, Black, AS5000.1, 500m Drum, JTS 04-05-02 | MIDLANDS | MIDLAND METALS | MMO-10X2.5 CU XHF HFS | CURRENT
002475408 | CABLE,POWER,ELECTRICAL | Control, 0.6/1kV, 4C x 4mm2, Cu, X-HF-90 White Insulation/HFS-90-TP Sheath, Black, AS5000.1, 500m Drum, JTS 04-05-02 | MIDLANDS | MIDLAND METALS | MMO-4X4 CU XHF HFS | CURRENT
002475416 | CABLE,POWER,ELECTRICAL | 0.6/1kV, 1C x 70mm2 (980/0.30), Cu, X-HF-90 Red Insulation/HFS-90-TP Sheath, Black, 100m Drum, JTS 03-01-08 | MIDLANDS | MIDLAND METALS | MMO-1X70 CU XHF HFS RD/BLK | CURRENT
002475424 | CABLE,POWER,ELECTRICAL | 0.6/1kV, 1C x 70mm2 (980/0.30), Cu, X-HF-90 Black Insulation/HFS-90-TP Sheath, Black, AS5000.1, 100m Drum, JTS 03-01-08 | MIDLANDS | MIDLAND METALS | MMO-1X70 CU XHF HFS BLK/BLK | CURRENT
002475432 | CABLE,POWER,ELECTRICAL | 0.6/1kV, 2C x 50mm2 (714/0.30), Cu, X-HF-90 Red & Black Insulation/HFS-90-TP Sheath, Black, AS5000.1, 100m Drum, JTS 03-01-08 | MIDLANDS | MIDLAND METALS | MMO-2X50 CU XHF HFS | CURRENT
002475440 | CABLE,POWER,ELECTRICAL | 0.6/1kV, 1C x 35mm2 (490/0.30), Cu, X-HF-90 Red Insulation/HFS-90-TP Sheath, Black, AS5000.1, 100m Drum, JTS 03-01-08 | MIDLANDS | MIDLAND METALS | MMO-1X35 CU XHF HFS RD/BLK | CURRENT
002475457 | CABLE,POWER,ELECTRICAL | 0.6/1kV, 1C x 35mm2 (490/0.30), Cu, X-HF-90 Black Insulation/HFS-90-TP Sheath, Black, AS5000.1, 100m Drum, JTS 03-01-08 | MIDLANDS | MIDLAND METALS | MMO-1X35 CU XHF HFS BLK/BLK | CURRENT
002475473 | CABLE,POWER,ELECTRICAL | 0.6/1kV, 2C x 6mm2, Cu, X-HF-90 Red & Black Insulation/HFS-90-TP Sheath, Black, AS5000.1, 100m Drum, JTS 03-01-08 | MIDLANDS | MIDLAND METALS | MMO-2X6 CU XHF HFS | CURRENT
002456051 | THERMOMETER,INDICATING,INFRARED | Precise Non-contact, 190 x 111 x 48mm, Temp Range -32...380 Deg C, Backlit LCD, Hand Held c/w Type K Temp Probe, Carry Case & Operating Manual (scm) | CNWPL | CNW PL - SLACKS CREEK | MT694 | PURCHASE AS REQUIRED
002456051 | THERMOMETER,INDICATING,INFRARED | Precise Non-contact, 190 x 111 x 48mm, Temp Range -32...380 Deg C, Backlit LCD, Hand Held c/w Type K Temp Probe, Carry Case & Operating Manual (scm) | TES | TEST EQUIPMENT SOLUTIONS | T-665 | PURCHASE AS REQUIRED
002475507 | DIFFUSER,LIGHT | Visor Semi Cut-Of Impact Protection, Rating IK10, for StreetLED MkII & MkIII (scm) | SYLVANIA | SYLVANIA SCHREDER | JLB00000PC | CURRENT
002475515 | DIFFUSER,LIGHT | Visor Cut-Of Impact Protection, Rating IK10, for StreetLED MkII & MkIII (scm) | SYLVANIA | SYLVANIA SCHREDER | JLB00002PC | CURRENT
002475523 | MODULE | Power Input/Output Module, for NOJA RC10 & RC20 Series | NOJAPWR | NOJA POWER | IOM-14-S | CURRENT
002475531 | TERMINAL STRIP | Link Bar, Brass, 24 Way, 165A, Front Wiring | HAYMANS | HAYMANS ELECTRICAL | ALSEB24 | CURRENT
002475556 | RECEIVER,RIPPLE CONTROL | Load Control, L350, R1100 c/w 2 x Switches & LTE Cat M Comms Module for Distribution Network | LANDIS | LANDIS GYR (AUST) PTY LTD | CMLQNXXX-EQ/R1100200NN001NNEQ | CURRENT
002434629 | STAND,POLE | Al Flat Stack, 4T SWL, 800mm H, Folding Leg, 13kg | TEN | THE ENERGY NETWORK | PS-AF-4T-L | CURRENT
002475564 | GREASE,GENERAL PURPOSE | Lubrilog, Silicon Grease, 150g Tube | AUSTMOLD | AUSTRALMOLD PTY LTD | IT3955 | CURRENT
002452417 | GLOVES,CLOTH | MEN'S;ENGINEERED MED WEIGHT CUT RESISTANT YARN;FLAME/HEAT RETARDANT TREATED;GREEN/GREY SEAMLESS KNITTED GLOVE;SIZE 7; | ATOMSUPP | ATOM SUPPLY | 79900604 | CURRENT
002452417 | GLOVES,CLOTH | MEN'S;ENGINEERED MED WEIGHT CUT RESISTANT YARN;FLAME/HEAT RETARDANT TREATED;GREEN/GREY SEAMLESS KNITTED GLOVE;SIZE 7; | ANSELL | ANSELL LTD | 70-761-7 | CURRENT
002407076 | CABLE TIE | Strap, 15m Roll, suitable for use with Service Cable (scm) | LEGEND | LEGEND POWER SYSTEMS | TYD50R | CURRENT
002407076 | CABLE TIE | Strap, 15m Roll, suitable for use with Service Cable (scm) | HAYMANS | HAYMANS ELECTRICAL | TYD50R | CURRENT
002407075 | CABLE TIE | Head, suitable for use with Service Cable Tie Strap (P25) (scm) | LEGEND | LEGEND POWER SYSTEMS | TYDLH | CURRENT
002407075 | CABLE TIE | Head, suitable for use with Service Cable Tie Strap (P25) (scm) | HAYMANS | HAYMANS ELECTRICAL | TYDLH | CURRENT
000446256 | LETTER,SIGN | (A), Pressed Al, Plain, Dwg 22-A4-200 Rev B (P100) | METALTI | METAL-TECH INDUSTRIES (TRADE POLISHERS) | LETTER A ALUMINIUM | CURRENT
000446264 | LETTER,SIGN | (B), Pressed Al, Plain, Dwg 22-A4-200 Rev B (P100) | METALTI | METAL-TECH INDUSTRIES (TRADE POLISHERS) | LETTER B ALUMINIUM | CURRENT
000446272 | LETTER,SIGN | (C), Pressed Al, Plain, Dwg 22-A4-200 Rev B (P100) | METALTI | METAL-TECH INDUSTRIES (TRADE POLISHERS) | LETTER C ALUMINIUM | CURRENT
000446299 | LETTER,SIGN | (D), Pressed Al, Plain, Dwg 22-A4-200 Rev B (P100) | METALTI | METAL-TECH INDUSTRIES (TRADE POLISHERS) | LETTER D ALUMINIUM | CURRENT
000446322 | LETTER,SIGN | (E), Pressed Al, Plain, Dwg 22-A4-200 Rev B (P100) | METALTI | METAL-TECH INDUSTRIES (TRADE POLISHERS) | LETTER E ALUMINIUM | CURRENT
000446329 | LETTER,SIGN | (F), Pressed Al, Plain, Dwg 22-A4-200 Rev B (P100) | METALTI | METAL-TECH INDUSTRIES (TRADE POLISHERS) | LETTER F ALUMINIUM | CURRENT
002475713 | ADAPTOR | Sunrise adaptor; Aluminium; Universal Sunrise to 1/4" thread adaptor; to suit Electronic devices. | TEN | THE ENERGY NETWORK | 5455-10-GOPRO | CURRENT
002475713 | ADAPTOR | Sunrise adaptor; Aluminium; Universal Sunrise to 1/4" thread adaptor; to suit Electronic devices. | AMPLITUD | AMPLITUDE PTY LTD - 396777 | UNI1/4ADAPT | CURRENT
002475721 | CLAMP,ELECTRICAL | Insulating Spring Loaded Clamp, 80mm Lg x 25mm Opening, 1000V, c/w Rubber Contacts in Headpiece, Rated to IEC 60900-2004 | AMPLITUD | AMPLITUDE PTY LTD - 396777 | 120049 | CURRENT
002475739 | WASHER,FLAT | Square, M20, 125 x 125mm, Min 5mm Thk, Galv, Box of 10 | THOMARSH |  | EN139 | CURRENT
002475739 | WASHER,FLAT | Square, M20, 125 x 125mm, Min 5mm Thk, Galv, Box of 10 | HOBSON | HOBSON ENGINEERING CO PTY LTD 393904 | WSMSGM20125050 | CURRENT
XSOMX1006 | TRANSFORMER | 22kV/433V, 1000kVA KPX MV/LV Kiosk Sub as per Tech datasheet, SR-1937741-Scope | SCHNEDER | SCHNEIDER PTY LTD | OP-170216 5862054 | PURCHASE AS REQUIRED
002475762 | WASHER,FLAT | Square, M20, 125 x 125mm, Min 5mm Thk, S/Steel Gde 316, Box of 25 | HOBSON | HOBSON ENGINEERING CO PTY LTD 393904 | WS16PM20125050 | CURRENT
002475770 | BATTERY,STORAGE | 18V, 2.0Ah, M18 Red Li-Ion, for Milwaukee Tools | C&LTOOL | CALTCO T/A C&L TOOL CENTRE | MILWAM18B2 | CURRENT
002475770 | BATTERY,STORAGE | 18V, 2.0Ah, M18 Red Li-Ion, for Milwaukee Tools | MILWAUKE | MILWAUKEE POWER TOOLS | M18B2 | CURRENT
002475788 | LINE,WEED CUTTER | Trimmer Line, 2mm Dia, 45m Roll | C&LTOOL | CALTCO T/A C&L TOOL CENTRE | MILWA49162712 | CURRENT
002475788 | LINE,WEED CUTTER | Trimmer Line, 2mm Dia, 45m Roll | MILWAUKE | MILWAUKEE POWER TOOLS | 49162712 | CURRENT
002475796 | RELAY,PROTECTION | FW B4D, 3 Bias 5 Term Txf Diff, 125/250 DC Pwr, 24/250V DC Logic 24/16 IO, 1/5A CT, 110V AC Input, Flush/60TE, DNP 100Base-FX, MM LC Enet | SCHNEDER | SCHNEIDER PTY LTD | P645 32QDLM0B49M | PENDING
002475887 | RELAY,PROTECTION | FW H9C, Fdr Diff, 16/14 IO, 24/250VDC Logic, 48/110VDC Pwr, 1/5A, 110VAC Input 850nm 2Ch, Flush/60TE, DNP 100BaseFX, MM LC Enet | SCHNEDER | SCHNEIDER PTY LTD | P543 21QALM0H99M | CURRENT
002476067 | RELAY,PROTECTION | FW B4D, 3 Bias Txf Diff, 24/32V DC Pwr, 24/250V DC Logic 16/16 IO, 1/5A, 110VAC Input, Flush/60TE, DNP 100Base-FX, MM LC Enet | SCHNEDER | SCHNEIDER PTY LTD | P643 92QBLM0B49M | CURRENT
002476075 | RELAY,PROTECTION | FW B4D, 3 Bias Txf Diff, 48/110V DC Pwr, 24/250V DC Logic 16/16 IO, 1/5A, 110V AC Input, Flush/60TE, DNP 100Base-FX, MM LC Enet | SCHNEDER | SCHNEIDER PTY LTD | P643 22QBLM0B49M | CURRENT
002476083 | RELAY,PROTECTION | FW B4D, 3 Bias Txf Diff, 5 Term, 48/110 DC Pwr, 24/250V DC Logic 24/16 IO 1/5A, 110V AC Input, Flush/60TE, DNP 100Base-FX, MM LC Enet & IEC61850 | SCHNEDER | SCHNEIDER PTY LTD | P645 22QDLM0B49M | CURRENT
002476091 | L.V. SAFETY MATTING | LV, Insulated Cover, 900 x 900 x 1.6mm, 1000V Insulated Mat (Reinforced) Conforms with AS4202, Assetted & Barcoded. | AMPLITUD | AMPLITUDE PTY LTD - 396777 | 120046R | PURCHASE AS REQUIRED
002476125 | SWITCHGEAR | RMU, 36kV, VVV, 630A, AFLR 20kA/1 Sec, Protection CTs & an Incomer VT, Outdoor Enclosure, Siemens 8DJH36 | SIEMENS | SIEMENS LTD | 8DJH36-36415 | CURRENT
002476133 | SWITCHGEAR | RMU, 36kV, VVV, 630A, AFLR 20kA/1 Sec, Protection CTs & an Incomer VT, Siemens 8DJH36 | SIEMENS | SIEMENS LTD | 8DJH36-36416 | CURRENT
002476141 | SWITCHGEAR | RMU, 36kV, CC, 630A, AFLR 16kA/1 Sec, Siemens 8DJH36 | SIEMENS | SIEMENS LTD | 8DJH36-36417 | CURRENT
002476315 | SCREWDRIVER,TORQUE | Milwaukee M12 Cordless 1/4" Hex 2-Speed Screwdriver, 31Nm of Torque & 0-400/0-1,500 RPM | C&LTOOL | CALTCO T/A C&L TOOL CENTRE | MILWTM12CD-0 | CURRENT
002476315 | SCREWDRIVER,TORQUE | Milwaukee M12 Cordless 1/4" Hex 2-Speed Screwdriver, 31Nm of Torque & 0-400/0-1,500 RPM | MILWAUKE | MILWAUKEE POWER TOOLS | TM12CD-0 | CURRENT
002476323 | SIGN | Temporary Snap on Sign, Plastic, NO PARKING, 350 x 350mm, Sign Slips into Traffic Cone (double sided) | SETON | SETON AUSTRALIA PTY LTD | 30785W | CURRENT
002449387 | PORTABLE EARTHING DEVICE | Magnefix, Earthing Kit, for Transformer Cable Fuse Unit, C Module | CNWPL | CNW PL - SLACKS CREEK | 2684.26 | PHASING
002449387 | PORTABLE EARTHING DEVICE | Magnefix, Earthing Kit, for Transformer Cable Fuse Unit, C Module | EATON | EATON ELECTRIC SYSTEMS PTY LTD | 2684.255 | PHASING
002400922 | TERMINATION KIT,ELECTRICAL CABLE | Transformer Cable, 1 Core, 16-70mm2 Cu C Clamp for Magnefix Switchgear | EATON | EATON ELECTRIC SYSTEMS PTY LTD | 502.0015 | CURRENT
000104764 | JOINT,ELECTRICAL POWER CABLE | Cable Connection Insulating Kit, suit Blanking Off Magnefix MD4 Terminals | EATON | EATON ELECTRIC SYSTEMS PTY LTD | 502.1090 | CURRENT
002470201 | SWITCH-DISCONNECTOR | 11kV Magnefix MD4 Switchgear, 3Ph Bridge, c/w 3 Switchcaps | EATON | EATON ELECTRIC SYSTEMS PTY LTD | 913.3010 | CURRENT
002401721 | PAD,SCOURING | 3M, Economy, Medium Duty, 230 x 150mm, Nylon, Green, Industrial | BLKWOODJ | J BLACKWOOD & SON LTD | 03445244 | CURRENT
002401721 | PAD,SCOURING | 3M, Economy, Medium Duty, 230 x 150mm, Nylon, Green, Industrial | BLKWOODJ | J BLACKWOOD & SON LTD | BLA03445244 | CURRENT
002402428 | STEPLADDER | Fibreglass, 1.83m, Double Side, ETS RSE02 | LADAMAX | LADAMAX ALUMINIUM PRODUCTS PL | FDS062 | PURCHASE AS REQUIRED
002476349 | ANALYZER | Hand Held, Cellular Signal Analyser Tool, for EQ Metering Telemetry Modems c/w Carry Case & Charger | EAQ | ELECTRONICS ASSEMBLY QUEENSLAND PTY LTD | EQ-CSA | CURRENT
002476356 | TOOL | Main Contact Extractor, For use in Magnefix/Hazemeyer RMU. Part of SC24691 Tool Kit | EATON | EATON ELECTRIC SYSTEMS PTY LTD | 685.420 | CURRENT
002476364 | TOOL | MD Interlock Tool Interlock Fuse Unit, For use in Magnefix/Hazemeyer RMU, Part of SC24691 Tool Kit | EATON | EATON ELECTRIC SYSTEMS PTY LTD | 052.005 | CURRENT
002476372 | TOOL | Mirror Inspect Exterior of Main Contacts, For use in Magnefix/Hazemeyer RMU, Part of SC24691 Tool Kit | EATON | EATON ELECTRIC SYSTEMS PTY LTD | 052.131 | CURRENT
002476380 | TOOL | Scouring pad holder to Clean Main Contacts and Interior of Cast Resin Member, For use in Magnefix/Hazemeyer RMU, Part of SC24691 Tool Kit | EATON | EATON ELECTRIC SYSTEMS PTY LTD | 052.132 | CURRENT
002476398 | TOOL | Brush, Hair Bristles, 50mm, Cleaning Exterior and Between Panels, for use in Magnefix/Hazemeyer RMU. Part of SC24691 Tool Kit | EATON | EATON ELECTRIC SYSTEMS PTY LTD | 052.139 | CURRENT
002476406 | TOOL | Brush, Brass, Bristles, Cleaning Interior Hole holding Fuse Holder Pin, For use in Magnefix/Hazemeyer RMU, Part of SC24691 Tool Kit | EATON | EATON ELECTRIC SYSTEMS PTY LTD | 052.142 | CURRENT
002476414 | TOOL | Socket Key, 9mm, Assembly and Disassembly of Arcing Contact and Hose Clip of Cable Box, For use in Magnefix/ Hazemeyer RMU,Part of SC24691 Tool Kit | EATON | EATON ELECTRIC SYSTEMS PTY LTD | 2052.044 | CURRENT
002476422 | TOOL | Tool to Clean Busbar Orifice, For use in Magnefix/Hazemeyer RMU, Part of SC24691 Tool Kit | EATON | EATON ELECTRIC SYSTEMS PTY LTD | 3052.135 | CURRENT
002476430 | TOOL | Plug Guage for Main Contact Fixing, for use in Magnefix/Hazemeyer RMU, Part of SC24691 Tool Kit | EATON | EATON ELECTRIC SYSTEMS PTY LTD | 3052.138 | CURRENT
002476448 | TOOL | Socket Wrench with Threaded End B/B, For use in Magnefix/Hazemeyer RMU, Part of SC24691 Tool Kit | EATON | EATON ELECTRIC SYSTEMS PTY LTD | 3052.144 | CURRENT
002476455 | TOOL | Tool, Arcing Chamber Key, For use in Magnefix/Hazemeyer RMU, Part of SC24691 Tool Kit | EATON | EATON ELECTRIC SYSTEMS PTY LTD | 685.416 | CURRENT
002476463 | TOOL BOX,PORTABLE | Tool Box, 48x25x24cm Empty Tool Box only, For use in Magnefix/Hazemeyer RMU, Part of SC24691 Tool Kit ADDITIONAL ITEMS: | EATON | EATON ELECTRIC SYSTEMS PTY LTD | 913.4001 | CURRENT
002429025 | INSULATOR | Epoxy Insulator, 95mm Lg, 65mm Dia c/w 7/16" Stud 15mm Lg, Grey, for Conductor Support Equipment, suit Chance Applications, ETS RES13 | AMPLITUD | AMPLITUDE PTY LTD - 396777 | RM4805-7 | PURCHASE AS REQUIRED
002429025 | INSULATOR | Epoxy Insulator, 95mm Lg, 65mm Dia c/w 7/16" Stud 15mm Lg, Grey, for Conductor Support Equipment, suit Chance Applications, ETS RES13 | ACCULEC | ACCULEC PTY LTD - E18524 | M48057 | PURCHASE AS REQUIRED
002429025 | INSULATOR | Epoxy Insulator, 95mm Lg, 65mm Dia c/w 7/16" Stud 15mm Lg, Grey, for Conductor Support Equipment, suit Chance Applications, ETS RES13 | CHANCE | CHANCE (MANUFACTURER) | M48057 | PURCHASE AS REQUIRED
002476471 | CONTACT,ELECTRICAL | Fixed Arcing Contact, For use in Magnefix / Hazemeyer MD4 RMU, Removed Using Socket Wrench (2052.044) PACKAGE DATA# | EATON | EATON ELECTRIC SYSTEMS PTY LTD | 2681.155 | CURRENT
002476489 | CONTACT,ELECTRICAL | Fuse Chamber Contact, Complete Socket, For use in Magnefix / Hazemeyer MD4 RMU MANUFACTURERS DATA: PACKAGE DATA# | EATON | EATON ELECTRIC SYSTEMS PTY LTD | 2682.137 | CURRENT
002476497 | CONTACT,ELECTRICAL | Fixed Main Contact, For use in Magnefix / Hazemeyer MD4 RMU MANUFACTURERS DATA: PACKAGE DATA# | EATON | EATON ELECTRIC SYSTEMS PTY LTD | 2682.486 | CURRENT
002476505 | BUSBAR | Tubular, Silver Plated, 97mm Lg, Complete Connection Piece, for use in Magnefix/Hazemeyer MD4 RMU | EATON | EATON ELECTRIC SYSTEMS PTY LTD | 2683.189 | CURRENT
002476513 | BUSBAR | Tubular, Silver Plated, 139mm Lg, Pre-Mid 90s Connecting Top, Complete Connection Piece, for use in Magnefix/Hazemeyer MD4 RMU | EATON | EATON ELECTRIC SYSTEMS PTY LTD | 2683.190 | CURRENT
002476521 | BUSBAR | Tubular, Silver Plated, 85mm Lg, Pre-Mid 90s Connecting Centre, Complete Connection Piece, for use in Magnefix/Hazemeyer MD4 RMU | EATON | EATON ELECTRIC SYSTEMS PTY LTD | 2683.191 | CURRENT
002476539 | BUSBAR | Tubular, Silver Plated, 31mm Lg, Complete Connection Piece, for use in Magnefix/Hazemeyer MD4 RMU | EATON | EATON ELECTRIC SYSTEMS PTY LTD | 2683.192 | CURRENT
002476562 | HOLDER, SPRING | Spring Holder, For Leaf Springs, For use in Magnefix / Hazemeyer MD4 RMU | EATON | EATON ELECTRIC SYSTEMS PTY LTD | 3681.520 | CURRENT
002476547 | PLATE | Plate Spring, for Switch Cap, For use in Magnefix / Hazemeyer MD4 RMU | EATON | EATON ELECTRIC SYSTEMS PTY LTD | 3048.031 | CURRENT
002476554 | PLATE | Plate Spring, Heavy Duty, for Switch Cap, For use in Magnefix / Hazemeyer MD4 RMU | EATON | EATON ELECTRIC SYSTEMS PTY LTD | 3048.548 | CURRENT
002476570 | CHAMBER,ARC | Arcing Chamber, Locator, (Plastic), For use in Magnefix / Hazemeyer MD4 RMU | EATON | EATON ELECTRIC SYSTEMS PTY LTD | 3681.702 | CURRENT
002476588 | FIXTURE,LIGHTING | Rate 2 Approved Category 'P' Minor Road Luminaires | SIGNIFY | SIGNIFY AUSTRALIA LIMITED | 911401667606 | PENDING
002476588 | FIXTURE,LIGHTING | Rate 2 Approved Category 'P' Minor Road Luminaires | SIGNIFY | SIGNIFY AUSTRALIA LIMITED | 911401667506 | PENDING
002476588 | FIXTURE,LIGHTING | Rate 2 Approved Category 'P' Minor Road Luminaires | SIGNIFY | SIGNIFY AUSTRALIA LIMITED | 824110138811 | PENDING
002476588 | FIXTURE,LIGHTING | Rate 2 Approved Category 'P' Minor Road Luminaires | SIGNIFY | SIGNIFY AUSTRALIA LIMITED | 824110132051 | PENDING
002476588 | FIXTURE,LIGHTING | Rate 2 Approved Category 'P' Minor Road Luminaires | SIGNIFY | SIGNIFY AUSTRALIA LIMITED | 824110132031 | PENDING
002476588 | FIXTURE,LIGHTING | Rate 2 Approved Category 'P' Minor Road Luminaires | SIGNIFY | SIGNIFY AUSTRALIA LIMITED | 824110132041 | PENDING
001850148 | STEPLADDER | Fibreglass, 2.44m, Double Side, ETS RSE02 | LADAMAX | LADAMAX ALUMINIUM PRODUCTS PL | FDS082 | PURCHASE AS REQUIRED
002429355 | LADDER,EXTENSION | Fibreglass, 6.4m Fully Extended, ETS RSE02, (21 FT) | LADAMAX | LADAMAX ALUMINIUM PRODUCTS PL | FXT-EQ21 | PURCHASE AS REQUIRED
002404568 | LADDER,EXTENSION | Fibreglass, 7.9m Fully Extended, ETS RSE02, (25 FT) | LADAMAX | LADAMAX ALUMINIUM PRODUCTS PL | FXT-EQ25 | PURCHASE AS REQUIRED
002476638 | FIT TEST KIT,RESPIRATOR | 3M Qualitative Fit Test Apparatus Kit c/w 1 x Hood, 1 x Collar Assembly, 2 x Nebulisers, 2 x Nebuliser Insert Sets, 1 x 55ml FT-31 Bitter Sensitivity | ABSAFE | ABSAFE PTY LTD | 70070709640 | CURRENT
002476646 | REFILL,FIT TEST KIT | 3M Fit Test Solution, Bitter (Bitrex) c/w 1 x 55ml FT-31 Sensitivity Solution & 1 x 55ml FT-32 Fit Test Solution (2 x 55ml Bottles per Bag) | ABSAFE | ABSAFE PTY LTD | AT010587395 & AT010587403 | CURRENT
002476653 | REFILL,FIT TEST KIT | 3M Fit Test Solution, Sweet (Saccharin) c/w 1 x 55ml FT-11 Sensitivity Solution & 1 x 55ml FT-12 Fit Test Solution (2 x 55ml Bottles per Bag) | ABSAFE | ABSAFE PTY LTD | 70070121457 & AT019167397 | PURCHASE AS REQUIRED
001850245 | LADDER,EXTENSION | Fibreglass, 8.8m Fully Extended, ETS RSE02, (29 FT) | LADAMAX | LADAMAX ALUMINIUM PRODUCTS PL | FXT-EQ29 | PURCHASE AS REQUIRED
002402427 | LADDER,EXTENSION | Fibreglass, 9.4m Fully Extended, ETS RSE02, (32 FT) | LADAMAX | LADAMAX ALUMINIUM PRODUCTS PL | FXT-EQ32 | PURCHASE AS REQUIRED
002476661 | SWITCH,INTERLOCK | Magnefix, Hazemeyer MD4, Interlock, Set for complete T-unit, Replaces 684.460 | EATON | EATON ELECTRIC SYSTEMS PTY LTD | 432.0103 | CURRENT
002459196 | SILICONE COMPOUND | Molykote 111, Silicone Oil, Lubricant & Sealant, Water Resistant, White Translucent | CORNING | DOW CORNING AUST. P/LTD | 1889834 | CURRENT
002476786 | TESTER,CABLE IDENTIFICATION | LV Cable Tracer Amplifier Probe | AMPLITUD | AMPLITUDE PTY LTD - 396777 | 181CB | CURRENT
002476794 | TOWELETTE,CLEANING-DISINFECTING | Multipurpose, Antibacterial Disinfectant Alcohol Wipes, for Hands & Surfaces | HANLEY | HANLEY INDUSTRIAL ENTERPRISES 459057 | 3048350 | CURRENT
002476794 | TOWELETTE,CLEANING-DISINFECTING | Multipurpose, Antibacterial Disinfectant Alcohol Wipes, for Hands & Surfaces | ATOMSUPP | ATOM SUPPLY | 55090130 | CURRENT
002476794 | TOWELETTE,CLEANING-DISINFECTING | Multipurpose, Antibacterial Disinfectant Alcohol Wipes, for Hands & Surfaces | STUPKIN | STUPKIN P/L FOR TV DIRECT 2U | 200611820701 | CURRENT
002476802 | DRILL,BATTERY | Handle for Milwaukee 18V Drill Model FPD | C&LTOOL | CALTCO T/A C&L TOOL CENTRE | MILWA203148007 | CURRENT
002476802 | DRILL,BATTERY | Handle for Milwaukee 18V Drill Model FPD | MILWAUKE | MILWAUKEE POWER TOOLS | 203148007 | CURRENT
002476810 | DRILL,BATTERY | Handle for Milwaukee 18V Drill Model FPD2 | C&LTOOL | CALTCO T/A C&L TOOL CENTRE | MILWA204285003 | CURRENT
002476810 | DRILL,BATTERY | Handle for Milwaukee 18V Drill Model FPD2 | MILWAUKE | MILWAUKEE POWER TOOLS | 204285003 | CURRENT
002476828 | LANYARD,SAFETY,INDUSTRIAL | Petzl Grillon Adjustable Rope Lanyard, 2m Lg, Pole Strap, for Transmission Tower Work | HEIGHDYN | HEIGHT DYNAMICS | I650,L052BA00 | CURRENT
002476828 | LANYARD,SAFETY,INDUSTRIAL | Petzl Grillon Adjustable Rope Lanyard, 2m Lg, Pole Strap, for Transmission Tower Work | HEIGHDYN | HEIGHT DYNAMICS | 2.0M ROPE POLE STRAP | CURRENT
000917779 | BATTERY,MONITOR SYSTEM | REFURBISHED, 20-150V DC, 110mA Nom, 55A Nom @110V, 48A @48V, 50A @30V, 400ms, 2.5kV for 1 Min, 96 x 96mm, 150mm D, w/o Comms | CIRCSOL | CIRCUIT SOLUTIONS PL | REFURB P9702B | PURCHASE AS REQUIRED
002476836 | CLAMP,ELEC PWR CABLE,SUPPORT | Ellis Type, Cast LM6 Al, Plain Al, 105 x 49 x 68mm, Single Cable 51 - 57mm Dia, Fixing Bolts 2 x M10, 79mm Bolt Ctrs | CMI ELEC | CMI ELECTRICAL PRODUCTS GEEBUNG | EP2A-09N | CURRENT
002476836 | CLAMP,ELEC PWR CABLE,SUPPORT | Ellis Type, Cast LM6 Al, Plain Al, 105 x 49 x 68mm, Single Cable 51 - 57mm Dia, Fixing Bolts 2 x M10, 79mm Bolt Ctrs | IPD | IPD GROUP LIMITED | EP2A-09N | CURRENT
002476844 | CLAMP,ELEC PWR CABLE,SUPPORT | Ellis Type, Cast LM6 Al, Plain Al, 133 x 64 x 75mm, Single Cable 64 - 70mm Dia, Fixing Bolts 2 x M10, 106mm Bolt Ctrs,Rubber Insert | CMI ELEC | CMI ELECTRICAL PRODUCTS GEEBUNG | EP2A-11NL | CURRENT
002476844 | CLAMP,ELEC PWR CABLE,SUPPORT | Ellis Type, Cast LM6 Al, Plain Al, 133 x 64 x 75mm, Single Cable 64 - 70mm Dia, Fixing Bolts 2 x M10, 106mm Bolt Ctrs,Rubber Insert | IPD | IPD GROUP LIMITED | EP2A-11N | CURRENT
002476851 | CLAMP,ELEC PWR CABLE,SUPPORT | Ellis Type, Cast LM6 Al, Plain Al, 133 x 64 x 87mm, Single Cable 70 - 76mm Dia, Fixing Bolts 2 x M10, 106mm Bolt Ctrs | CMI ELEC | CMI ELECTRICAL PRODUCTS GEEBUNG | EP2A-1200N | CURRENT
002476851 | CLAMP,ELEC PWR CABLE,SUPPORT | Ellis Type, Cast LM6 Al, Plain Al, 133 x 64 x 87mm, Single Cable 70 - 76mm Dia, Fixing Bolts 2 x M10, 106mm Bolt Ctrs | IPD | IPD GROUP LIMITED | EP2A-1200N | CURRENT
002476869 | CLAMP,ELEC PWR CABLE,SUPPORT | Vulcan+ Type, S/Steel Gde 316L, LSFZH POLYMRC Liner & Base Pad, 79 x 112 x 54mm, Trefoil Cable Range 30 - 35mm, Single Cable 49 - 64mm Dia, | CMI ELEC | CMI ELECTRICAL PRODUCTS GEEBUNG | EPVRT-03 | CURRENT
002476869 | CLAMP,ELEC PWR CABLE,SUPPORT | Vulcan+ Type, S/Steel Gde 316L, LSFZH POLYMRC Liner & Base Pad, 79 x 112 x 54mm, Trefoil Cable Range 30 - 35mm, Single Cable 49 - 64mm Dia, | IPD | IPD GROUP LIMITED | EPVRT-03 | CURRENT
002476877 | BRACKET,MOUNTING | Galv Steel, 33 kV Pole Termination, Dwg. UT1160-A1 | GLOBAL | GLOBAL MANUFACTURING GROUP | UT1160-A3 | CURRENT
002476885 | BRACKET,MOUNTING | Cable Clamp, Galv Steel, suit Ellis 2 Hole Cable Clamps for 33kV 630-1000mm2, Dwg 12588-A1 | GLOBAL | GLOBAL MANUFACTURING GROUP | 12588-A3-2476885 | CURRENT
002476893 | STRAP,EARTH | Electroplated CU Strap, 450 x 38 x 3mm, 12mm bolt, Dwg UT1285-A4 | GLOBAL | GLOBAL MANUFACTURING GROUP | UT1285-A4 | CURRENT
002403730 | HOOK,SCREW | Coachscrew Thread with Neutral Bonding Tab, Dwg 875232-01 (P50) (scm) | SEWELFRG | GREG SEWELL FORGINGS PTY LTD | 002403730 | CURRENT
002476919 | CHARGER,BATTERY | CHARGER:BATT;CORDLESS USB PWR SOURCE,18V CHARGER,BATTERY 18 V Milwaukee Battery P ower Source; USB Port. | MILWAUKE | MILWAUKEE POWER TOOLS | M18USBPSHJ | CURRENT
002476919 | CHARGER,BATTERY | CHARGER:BATT;CORDLESS USB PWR SOURCE,18V CHARGER,BATTERY 18 V Milwaukee Battery P ower Source; USB Port. | C&LTOOL | CALTCO T/A C&L TOOL CENTRE | MILWTM18USBPSHJ2 | CURRENT
002476919 | CHARGER,BATTERY | CHARGER:BATT;CORDLESS USB PWR SOURCE,18V CHARGER,BATTERY 18 V Milwaukee Battery P ower Source; USB Port. | MILWAUKE | MILWAUKEE POWER TOOLS | M18USBPSHJ2 | CURRENT
002476901 | ADAPTOR | Snappy Drill Bit Holder, 1/8 Drill Range 2.82 to 3.2mm | HAYMANS | HAYMANS ELECTRICAL | SUT107B11250 | CURRENT
002476901 | ADAPTOR | Snappy Drill Bit Holder, 1/8 Drill Range 2.82 to 3.2mm | C&LTOOL | CALTCO T/A C&L TOOL CENTRE | SNA42008 | CURRENT
002476927 | FIXTURE,LIGHTING | 13.7W StreetLED3, 4000K Standard Visor, SPD, NEMA PE Cell, Painted RAL9006 | SYLVANIA | SYLVANIA SCHREDER | JLC99BD01L14 | CURRENT
002476935 | FIXTURE,LIGHTING | 13.7W StreetLED3, 4000K Aeroscreen Visor, SPD, NEMA PE Cell, Painted RAL9006 | SYLVANIA | SYLVANIA SCHREDER | JLC99BD11L14 | CURRENT
002476943 | SETSCREW | M6 x 40mm, Hex, S/Steel Gde 316 | BOLTS | BOLTS & INDUSTRAIL SUPPLIERS P/L | SSSS316M640 | CURRENT
002476950 | STRAP,EARTH | Transformer Earth Bar, TC, Flat Shape, 50 x 6.3mm,Hard Drawn, RD Edge, For Earthing Substation | DRAWING | DRAWING NO | LOSTD-EG005-08 | CURRENT
002476968 | MODULE | MD100m CPU Processor Module, 2 x SFP Ethernet, 4 x DI Channels, 2 x RS232/ RS485 | CGI | CGI TECHNOLOGIES & SOLUTIONS P/L | MD100M-CPU | PURCHASE AS REQUIRED
002476976 | POWER SUPPLY | MD100m E20 Module, 20W, 17.5160V DC Input, Wide Range Voltage Supply | CGI | CGI TECHNOLOGIES & SOLUTIONS P/L | MD100M-PSU | CURRENT
002476984 | MODULE | MD100m Digital Input Module, 16 Channels, 2 Sets of 8 x DI, each Set Isolated | CGI | CGI TECHNOLOGIES & SOLUTIONS P/L | MD100M-DI | PURCHASE AS REQUIRED
002476992 | MODULE | MD100m Digital Output Module, 16 Channels Individually Isolated | CGI | CGI TECHNOLOGIES & SOLUTIONS P/L | MD100M-DO | CURRENT
002477008 | MODULE | MD100m Mixed Digital I/O Module, 16 Channels, 8 x DI & 8 x DO, Individually Isolated | CGI | CGI TECHNOLOGIES & SOLUTIONS P/L | MD100M-DIO | PURCHASE AS REQUIRED
002477016 | MODULE | MD100m RTU Analogue Input Module, 8 Channels, 2 Sets of 4 x AI, each Set Isolated | CGI | CGI TECHNOLOGIES & SOLUTIONS P/L | MD100M-AI | CURRENT
002477024 | MODULE | MD100m Mixed Analogue I/O Module, 8 Channels, 5 x AI & 3 x AO, Individually Isolated | CGI | CGI TECHNOLOGIES & SOLUTIONS P/L | MD100M-AIO | CURRENT
002477032 | MODULE | MD100m, SFP Transceiver, Cu, 100Base-T | CGI | CGI TECHNOLOGIES & SOLUTIONS P/L | MD100M-SFP-CE | CURRENT
002477040 | MODULE | MD100m, SFP, 1310mm, 2km, 100Base-FX | CGI | CGI TECHNOLOGIES & SOLUTIONS P/L | MD100M-SFP-FX | CURRENT
002477057 | MODULE | MD100m, SFP, 850mm, 2km, 1000Base-SX | CGI | CGI TECHNOLOGIES & SOLUTIONS P/L | MD100M-SFP-SX | PURCHASE AS REQUIRED
002477065 | MODULE | MD100m Serial Modem Module, 4G, Cat-M1/NB-IoT, LIM-505 | CGI | CGI TECHNOLOGIES & SOLUTIONS P/L | MD100M-4G CAT-M1 | CURRENT
002477073 | CONTROL,INTERFACE | MD100 Small Form Factor RTU/HMI, w/o 4G Modem, no I/O | CGI | CGI TECHNOLOGIES & SOLUTIONS P/L | MD100-1E2S-XGW | CURRENT
002474153 | RELAY,PROTECTION | FW R502, Line Diff 3 Ended, 14/25 IO Logic, 48/125VDC Pwr, 110VDC Ctrl, 1A Ph & 1A N, 110VAC Input, 4U Rack, 850nm, DNP over RS485 or 100BASEFX Ethernet | SEL | SCHWEITZER ENGINEERING LABORATORIES INC. | 0311L7JCC321325XX | CURRENT
002474161 | RELAY,PROTECTION | FW R502, Line Diff 3 Ended, 14/25 IO Logic, 48/125VDC Pwr, 110VDC Ctrl, 5A Ph & 5A N, 110VAC Input, 4U Rack, 850nm DNP over RS485 or 100BASEFX Ethernet | SEL | SCHWEITZER ENGINEERING LABORATORIES INC. | 0311L7JCC325325XX | CURRENT
002427243 | TRANSFORMER,DISTRIBUTION | Groundmount, 11kV/433-250V, 500kVA, 3Ph, 180 LV Bsh, HV & LV Air Cable Box, ONAN, Dyn11, 7 Tap Positions, JTS 02-03-01 (scm) | TYREE | TYREE INDUSTRIES PL MITTAGONG NSW | 500M4INQ-B | CURRENT
002477123 | DISCONNECTOR,HIGH VOLTAGE | 36kV 630A, PR3, Disconnector c/w Flicker Arcing Horns, NGK Dwg 69120SA1ER | NGK | NGK STANGER PTY LTD | 69120SA1ER | PURCHASE AS REQUIRED
002477131 | METER,WATTHOUR | MC11, 2 Element, 1Ph, 230V, 10-100A with Disconnection Relay, Em-lite MC11 Smart Module and LTE Cat-M1 Modem | AMS | AMS INTERNATIONAL TECHNOLOGIES PL | AMS-MC11 | CURRENT
002402643 | HARNESS,SAFETY,INDUSTRIAL | Style C, Size Medium, Full Body, Fall Arrest, Light Weight, for EWP or Working at Heights, ETS RSE01 | HEIGHDYN | HEIGHT DYNAMICS | 1161709 | PURCHASE AS REQUIRED
002402643 | HARNESS,SAFETY,INDUSTRIAL | Style C, Size Medium, Full Body, Fall Arrest, Light Weight, for EWP or Working at Heights, ETS RSE01 | 3M | 3M AUSTRALIA PTY LTD | 1161709 | PURCHASE AS REQUIRED
002477164 | COVER,ACCESS | Tall Pillar Lid, Modified to House Data Recorder (N/S), or Recorder & AFLC Filter (SE), Dwg 1087664-01 | FLOWLINE | FLOWLINE INDUSTRIES PTY LTD | ES1013 | CURRENT
002435196 | HARNESS,SAFETY,INDUSTRIAL | Style C, Size Large, Full Body, Fall Arrest, Light Weight, for EWP or Working at Heights, ETS RSE01 | HEIGHDYN | HEIGHT DYNAMICS | 1161710 | PURCHASE AS REQUIRED
002435196 | HARNESS,SAFETY,INDUSTRIAL | Style C, Size Large, Full Body, Fall Arrest, Light Weight, for EWP or Working at Heights, ETS RSE01 | 3M | 3M AUSTRALIA PTY LTD | 1161710 | PURCHASE AS REQUIRED
002477149 | HARNESS,SAFETY,INDUSTRIAL | Style C, Size S, Full Body,Fall Arrest, Light Weight, for EWP or Working at Heights, ETS RSE01 | HEIGHDYN | HEIGHT DYNAMICS | 1161708 | PURCHASE AS REQUIRED
002477149 | HARNESS,SAFETY,INDUSTRIAL | Style C, Size S, Full Body,Fall Arrest, Light Weight, for EWP or Working at Heights, ETS RSE01 | 3M | 3M AUSTRALIA PTY LTD | 1161708 | PURCHASE AS REQUIRED
002477156 | HARNESS,SAFETY,INDUSTRIAL | Style C, Size XL, Full Body,Fall Arrest Light Weight, for EWP or Working at Heights, ETS RSE01 | HEIGHDYN | HEIGHT DYNAMICS | 1161711 | PURCHASE AS REQUIRED
002477156 | HARNESS,SAFETY,INDUSTRIAL | Style C, Size XL, Full Body,Fall Arrest Light Weight, for EWP or Working at Heights, ETS RSE01 | 3M | 3M AUSTRALIA PTY LTD | 1161711 | PURCHASE AS REQUIRED
002477198 | GAUGE | Trunnion Gauge for 19.05mm Acme Threads | ACCULEC | ACCULEC PTY LTD - E18524 | T401-2265 | CURRENT
002477206 | ROLLER ASSEMBLY,TRUNNION | Bronze-Alloy & Ball-Thrust Bearing Construction, For use on Adjustable Strain Poles | ACCULEC | ACCULEC PTY LTD - E18524 | E401-2068P | CURRENT
002459246 | ANTISEIZE COMPOUND | Nickel Anti-Seize Spray, Lubricating Compound, High Temp Resistance up to 1400 Deg C, Smooth Silver Grey Film | BLKWOOD | J BLACKWOOD & SON LTD | 04657068 | CURRENT
002459246 | ANTISEIZE COMPOUND | Nickel Anti-Seize Spray, Lubricating Compound, High Temp Resistance up to 1400 Deg C, Smooth Silver Grey Film | ROCOL | ROCOL LIMITED | RY480455 | CURRENT
002459246 | ANTISEIZE COMPOUND | Nickel Anti-Seize Spray, Lubricating Compound, High Temp Resistance up to 1400 Deg C, Smooth Silver Grey Film | MMELEC | MM ELECTRICAL MERCHANDISING | CRC3197 | CURRENT
002477214 | TRANSFORMER,POWER | Groundmount, 110/11kV, 36/60MVA, 3 Ph, HV Oil, 180 LV Plug, Mineral Oil Insul, ODAF, YNd11 c/w Vacuum OLTC 27 Tap Posn, F/S Radiator, DRMCC, Reduced Sound Level | WILSON | WILSON TRANSFORMER CO. PTY LTD | Q29188E_02A | CURRENT
002428977 | HAND GUARD,HOT STICK | Non-Conductive, "Delrin", 1-1/4" Dia, (32mm) 2 Piece, suits Standard & Shotgun Operating Sticks, Orange Colour | ACCULEC | ACCULEC PTY LTD - E18524 | A30002 | CURRENT
002428977 | HAND GUARD,HOT STICK | Non-Conductive, "Delrin", 1-1/4" Dia, (32mm) 2 Piece, suits Standard & Shotgun Operating Sticks, Orange Colour | HASTINGS | HASTING DEERING PTY LTD | A30002 | CURRENT
002428993 | HAND GUARD,HOT STICK | Natural Nylon, 1-1/4" Dia, (32mm) 2 Piece, White Colour | CHANCE | CHANCE (MANUFACTURER) | C403-0799 | CURRENT
002428993 | HAND GUARD,HOT STICK | Natural Nylon, 1-1/4" Dia, (32mm) 2 Piece, White Colour | TEN | THE ENERGY NETWORK | C403-0799 | CURRENT
002477263 | PROTECTOR,DOCUMENT | Permit Wallet, A4, Yellow, Weatherproof Document Wallet | TUFFTOOL | TUFF TOOL BAGS | A4 DOCUMENT HOLDER - YELLOW | CURRENT
002477321 | ALARM,SMOKE,AUTOMATIC | Photoelectric Sensor, Mains Powered, 240V AC c/w Backup Battery & Inbuilt Siren | CLIPSAL | GERARD INDUSTRIES QLD DIVSN P/L | 755RLPSMA4 | CURRENT
002477347 | BASE,RELAY | Smoke Alarm Mounting Base, Integrated Relay, suit Automatic Smoke Alam | CLIPSAL | GERARD INDUSTRIES QLD DIVSN P/L | 755RB | CURRENT
002477289 | GLOVES,PROTECTIVE | G-Flex Dynamax C5 AirTouch Fingerless Gloves, Size 7, Polyurethane Cut Resistant Gloves, Fingerless Thumb, Fore & Index. Restricted Issue refer | ELLIOTT | ELLIOTTS AUSTRALIA PTY LTD | ELG345B7 | PURCHASE AS REQUIRED
002477297 | GLOVES,PROTECTIVE | G-Flex Dynamax C5 AirTouch Fingerless Gloves, Size 8, Polyurethane Cut Resistant Gloves, Fingerless Thumb, Fore & Index. Restricted Issue refer | ELLIOTT | ELLIOTTS AUSTRALIA PTY LTD | ELG345B8 | PURCHASE AS REQUIRED
002477305 | GLOVES,PROTECTIVE | G-Flex Dynamax C5 AirTouch Fingerless Gloves, Size 9, Polyurethane Cut Resistant Gloves, Fingerless Thumb, Fore & Index. Restricted Issue refer | ELLIOTT | ELLIOTTS AUSTRALIA PTY LTD | ELG345B9 | PURCHASE AS REQUIRED
002477313 | GLOVES,PROTECTIVE | G-Flex Dynamax C5 AirTouch Fingerless Gloves, Size 10, Polyurethane Cut Resistant Gloves, Fingerless Thumb, Fore & Index. Restricted Issue refer | ELLIOTT | ELLIOTTS AUSTRALIA PTY LTD | ELG345B10 | PURCHASE AS REQUIRED
002477354 | GLOVES,PROTECTIVE | G-Flex Dynamax C5 AirTouch Fingerless Gloves, Size 11, Polyurethane Cut Resistant Gloves, Fingerless Thumb, Fore & Index. Restricted Issue refer | ELLIOTT | ELLIOTTS AUSTRALIA PTY LTD | ELG345011FL | PURCHASE AS REQUIRED
002477354 | GLOVES,PROTECTIVE | G-Flex Dynamax C5 AirTouch Fingerless Gloves, Size 11, Polyurethane Cut Resistant Gloves, Fingerless Thumb, Fore & Index. Restricted Issue refer | ELLIOTT | ELLIOTTS AUSTRALIA PTY LTD | ELG345B11 | PURCHASE AS REQUIRED
002454189 | DYNAMOMETER,ELECTRONIC | Tension Load Cell, 1000kg Capacity, 90 x 220mm, LCD Screen, IP65 | SPECFORC | SPECIALISED FORCE | LLX1-1 | PURCHASE AS REQUIRED
002454189 | DYNAMOMETER,ELECTRONIC | Tension Load Cell, 1000kg Capacity, 90 x 220mm, LCD Screen, IP65 | SPECFORC | SPECIALISED FORCE | INDUSTRIAL-1 | PURCHASE AS REQUIRED
002477362 | MODULE | MD303 RTU CPU, 4 x SFP Ethernet, 8 x RS232/RS485 Cu Serial Ports, GPS Fitted (non-removable) | CGI | CGI TECHNOLOGIES & SOLUTIONS P/L | MD303CPU-CR | CURRENT
002477370 | MODULE | MD303 RTU CPU, 4 x SFP Ethernet, 8 x RS232/RS485 Fibre Optic Serial Ports Ports, GPS Fitted (non-removable) | CGI | CGI TECHNOLOGIES & SOLUTIONS P/L | MD303CPU-FR | PURCHASE AS REQUIRED
002477388 | RACK,ELEC EQUIP | MD303 RTU Mounting Kit | CGI | CGI TECHNOLOGIES & SOLUTIONS P/L | MD303-MK | PURCHASE AS REQUIRED
002477396 | MODULE | MD303 RTU GPS Module | CGI | CGI TECHNOLOGIES & SOLUTIONS P/L | MD303CPU-GPS | PURCHASE AS REQUIRED
002477404 | MEMORY,PORTABLE | MD303 Flash Storage, 8GB-512GB | CGI | CGI TECHNOLOGIES & SOLUTIONS P/L | CFAST 3ME3 8GB | PURCHASE AS REQUIRED
002477412 | MODULE | MD303, SFP, 850mm, 2km, 1000Base-SX | CGI | CGI TECHNOLOGIES & SOLUTIONS P/L | SFP-SX | PURCHASE AS REQUIRED
002477420 | MODULE | MD303, SFP Transceiver, Cu 10/100/100Base-T | CGI | CGI TECHNOLOGIES & SOLUTIONS P/L | SFP-CE | PURCHASE AS REQUIRED
002477438 | MODULE | MD303, SFP, 1310mm, 2km, 100Base-FX | CGI | CGI TECHNOLOGIES & SOLUTIONS P/L | SFP-FE | CURRENT
002477446 | POWER SUPPLY | MD303 E50 Module, 50W, 20-160V DC Input, Wide Range Voltage Supply | CGI | CGI TECHNOLOGIES & SOLUTIONS P/L | E50 | PURCHASE AS REQUIRED
002477453 | MODULE | MD300io-r Chassis, Sub-Rack, 19", c/w CM301 and E50 fitted, No I/O Cards Fitted | CGI | CGI TECHNOLOGIES & SOLUTIONS P/L | MD300IO-R | CURRENT
002477461 | MODULE | MD300io-r CPU Processor Module, Copper Ethernet 4 x Serial 0 RIO | CGI | CGI TECHNOLOGIES & SOLUTIONS P/L | PM302-CE4S | PURCHASE AS REQUIRED
002477479 | MODULE | MD300io-r Communications Modual | CGI | CGI TECHNOLOGIES & SOLUTIONS P/L | CM301 | PURCHASE AS REQUIRED
002477487 | MODULE | MD300io Digital Input Module, 16 Channels, Min 36.4V Activation | CGI | CGI TECHNOLOGIES & SOLUTIONS P/L | DIM302-36.4 | CURRENT
002477495 | MODULE | MD300io Digital Input Module, 16 Channels, Min 9.0V Activation | CGI | CGI TECHNOLOGIES & SOLUTIONS P/L | DIM302-9.0 | PURCHASE AS REQUIRED
002477503 | MODULE | MD300io Digital Input Module, 16 Channels, Min 3.4V Activation | CGI | CGI TECHNOLOGIES & SOLUTIONS P/L | DIM302-3.4 | PURCHASE AS REQUIRED
002477511 | MODULE | MD300io Digital /Pulsed Output Module, 8 Channels | CGI | CGI TECHNOLOGIES & SOLUTIONS P/L | DOM302 | CURRENT
002477529 | MODULE | MD300io Analogue Input Module, 8 Channels | CGI | CGI TECHNOLOGIES & SOLUTIONS P/L | AIM302 | CURRENT
002477537 | MODULE | MD300io Analogue Output Module, 4 Channels | CGI | CGI TECHNOLOGIES & SOLUTIONS P/L | AOM302 | PURCHASE AS REQUIRED
002477545 | MODULE | MD300 Termination Module, Digital Input | CGI | CGI TECHNOLOGIES & SOLUTIONS P/L | TM301-DI | CURRENT
002477552 | MODULE | MD300 Termination Module, Digital Output | CGI | CGI TECHNOLOGIES & SOLUTIONS P/L | TM301-DO | CURRENT
002477560 | MODULE | MD300 Termination Module, Analogue Input | CGI | CGI TECHNOLOGIES & SOLUTIONS P/L | TM301-AI | CURRENT
002477578 | LEAD,ELECTRICAL | Input/Output Cable, Flat Ribbon, 2m Lg | CGI | CGI TECHNOLOGIES & SOLUTIONS P/L | IORBCD-2M | CURRENT
002477586 | LEAD,ELECTRICAL | Input/Output Cable, Twisted Pairs, 2m Lg | CGI | CGI TECHNOLOGIES & SOLUTIONS P/L | IORBCA-2M | CURRENT
000104450 | LOCKING ASSEMBLY | Locking Dog | ACCULEC | ACCULEC PTY LTD - E18524 | C3030069HD | PURCHASE AS REQUIRED
000104450 | LOCKING ASSEMBLY | Locking Dog | AMPLITUD | AMPLITUDE PTY LTD - 396777 | SAE10425 | PURCHASE AS REQUIRED
000104450 | LOCKING ASSEMBLY | Locking Dog | BRITECH | BRI-TECH PTY LTD | C3030069HD | PURCHASE AS REQUIRED
002477594 | RELAY,PROTECTION | FW R502, Line Diff 3 Ended, 14/25 IO Logic, 24/48VDC Pwr, 48VDC Ctrl, 1A Ph & 1A N, 110VAC Input, 4U Rack, 850nm, DNP over RS485 or 100BASEFX Ethernet | SEL | SCHWEITZER ENGINEERING LABORATORIES INC. | 0311L7JCC221225XX | CURRENT
002477602 | RELAY,PROTECTION | FW R502, Line Diff 3 Ended, 14/25 IO Logic, 24/48VDC Pwr, 110VDC Ctrl, 1A Ph & 1A N, 110VAC Input, 4U Rack, 850nm, DNP over RS485 or 100BASEFX Ethernet | SEL | SCHWEITZER ENGINEERING LABORATORIES INC. | 0311L7JCC221325XX | CURRENT
002477610 | RELAY,PROTECTION | FW R502, Line Diff 3 Ended, 14/25 IO Logic, 48/125VDC Pwr, 48VDC Ctrl,1A Ph & 1A N, 110VAC Input, 4U Rack, 850nm, DNP over RS485 or 100BASEFX Ethernet | SEL | SCHWEITZER ENGINEERING LABORATORIES INC. | 0311L7JCC321225XX | CURRENT
002477628 | RELAY,PROTECTION | FW R502, Line Diff 3 Ended, 14/25 IO Logic, 24/48VDC Pwr, 48VDC Ctrl, 5A Ph & 5A N, 110VAC Input, 4U Rack, 850nm, DNP over RS485 or 100BASEFX Ethernet | SEL | SCHWEITZER ENGINEERING LABORATORIES INC. | 0311L7JCC225225XX | CURRENT
002477636 | RELAY,PROTECTION | FW R502, Line Diff 3 Ended, 14/25 IO Logic, 24/48VDC Pwr, 110VDC Ctrl, 5A Ph & 5A N, 110VAC Input, 4U Rack, 850nm, DNP over RS485 or 100BASEFX Ethernet | SEL | SCHWEITZER ENGINEERING LABORATORIES INC. | 0311L7JCC225325XX | CURRENT
002477644 | RELAY,PROTECTION | FW R502, Line Diff 3 Ended, 14/25 IO Logic, 48/125VDC Pwr, 48VDC Ctrl, 5A Ph & 5A N, 110VAC Input, 4U Rack, 850nm, DNP over RS485 or 100BASEFX Ethernet | SEL | SCHWEITZER ENGINEERING LABORATORIES INC. | 0311L7JCC325225XX | CURRENT
002477651 | RELAY,PROTECTION | FW R502, Line Diff 3 Ended, 14/25 IO Logic, 48/125VDC Pwr, 48VDC Ctrl, 1A Ph & 1A N, 110VAC Input, 4U Rack, 1300nm, DNP over RS485 or 100BASEFX Ethernet | SEL | SCHWEITZER ENGINEERING LABORATORIES INC. | 0311L7JDD321225XX | CURRENT
002477669 | RELAY,PROTECTION | FW R502, Line Diff 3 Ended, 14/25 IO Logic, 24/48VDC Pwr, 48VDC Ctrl, 1A Ph & 1A N, 110VAC Input, 4U Rack, 1300nm, DNP over RS485 or 100BASEFX Ethernet | SEL | SCHWEITZER ENGINEERING LABORATORIES INC. | 0311L7JDD221225XX | CURRENT
002477677 | RELAY,PROTECTION | FW R502, Line Diff 3 Ended, 14/25 IO Logic, 24/48VDC Pwr, 110VDC Ctrl, 1A Ph & 1A N, 110VAC Input, 4U Rack, 1300nm, DNP over RS485 or 100BASEFX Ethernet | SEL | SCHWEITZER ENGINEERING LABORATORIES INC. | 0311L7JDD221325XX | CURRENT
002477685 | RELAY,PROTECTION | FW R502, Line Diff 3 Ended, 14/25 IO Logic, 24/48VDC Pwr, 48VDC Ctrl, 5A Ph & 5A N, 110VAC Input, 4U Rack, 1300nm, DNP over RS485 or 100BASEFX Ethernet | SEL | SCHWEITZER ENGINEERING LABORATORIES INC. | 0311L7JDD225225XX | CURRENT
002477693 | RELAY,PROTECTION | FW R502, Line Diff 3 Ended, 14/25 IO Logic, 24/48VDC Pwr, 110VDC Ctrl, 5A Ph & 5A N, 110VAC Input, 4U Rack, 1300nm, DNP over RS485 or 100BASEFX Ethernet | SEL | SCHWEITZER ENGINEERING LABORATORIES INC. | 0311L7JDD225325XX | CURRENT
002477701 | RELAY,PROTECTION | FW R502, Line Diff 3 Ended, 14/25 IO Logic, 48/125VDC Pwr, 48VDC Ctrl, 5A Ph & 5A N, 110VAC Input, 4U Rack, 1300nm, DNP over RS485 or 100BASEFX Ethernet | SEL | SCHWEITZER ENGINEERING LABORATORIES INC. | 0311L7JDD325225XX | CURRENT
002477719 | RELAY,PROTECTION | FW R502, Line Diff 3 Ended, 14/25 IO Logic, 48/125VDC Pwr, 110VDC Ctrl, 5A Ph & 5A N, 110VAC Input, 4U Rack, 1300nm, DNP over RS485 or 100BASEFX Ethernet | SEL | SCHWEITZER ENGINEERING LABORATORIES INC. | 0311L7JDD325325XX | CURRENT
002477727 | RELAY,PROTECTION | FW R502, Line Diff 3 Ended, 14/25 IO Logic, 24/48VDC Pwr, 48VDC Ctrl, 1A Ph & 1A N, 110VAC Input, 4U Vert, 1300nm, DNP over RS485 or 100BASEFX Ethernet | SEL | SCHWEITZER ENGINEERING LABORATORIES INC. | 0311L7LDD221225XX | CURRENT
002477735 | RELAY,PROTECTION | FW R502, Line Diff 3 Ended, 14/25 IO Logic, 24/48VDC Pwr, 110VDC Ctrl, 1A Ph & 1A N, 110VAC Input, 4U Vert, 1300nm, DNP over RS485 or 100BASEFX Ethernet | SEL | SCHWEITZER ENGINEERING LABORATORIES INC. | 0311L7LDD221325XX | CURRENT
002477743 | RELAY,PROTECTION | FW R502, Line Diff 3 Ended, 14/25 IO Logic, 24/48VDC Pwr, 48VDC Ctrl, 5A Ph & 5A N, 110VAC Input, 4U Vert, 1300nm, DNP over RS485 or 100BASEFX Ethernet | SEL | SCHWEITZER ENGINEERING LABORATORIES INC. | 0311L7LDD225225XX | CURRENT
002477750 | RELAY,PROTECTION | FW R502, Line Diff 3 Ended, 14/25 IO Logic, 24/48VDC Pwr, 110VDC Ctrl, 5A Ph & 5A N, 110VAC Input, 4U Vert, 1300nm, DNP over RS485 or 100BASEFX Ethernet | SEL | SCHWEITZER ENGINEERING LABORATORIES INC. | 0311L7LDD225325XX | CURRENT
002477768 | RELAY,PROTECTION | FW R502, Line Diff 3 Ended, 14/25 IO Logic, 24/48VDC Pwr, 48VDC Ctrl, 1A Ph & 1A N, 110VAC Input, 4U Vert, 850nm, DNP over RS485 or 100BASEFX Ethernet | SEL | SCHWEITZER ENGINEERING LABORATORIES INC. | 0311L7LCC221225XX | CURRENT
002477776 | RELAY,PROTECTION | FW R502, Line Diff 3 Ended, 14/25 IO Logic, 24/48VDC Pwr, 110VDC Ctrl, 1A Ph & 1A N, 110VAC Input, 4U Vert, 850nm, DNP over RS485 or 100BASEFX Ethernet | SEL | SCHWEITZER ENGINEERING LABORATORIES INC. | 0311L7LCC221325XX | CURRENT
002477784 | RELAY,PROTECTION | FW R502, Line Diff 3 Ended, 14/25 IO Logic, 24/48VDC Pwr, 48VDC Ctrl, 5A Ph & 5A N, 110VAC Input, 4U Vert, 850nm, DNP over RS485 or 100BASEFX Ethernet | SEL | SCHWEITZER ENGINEERING LABORATORIES INC. | 0311L7LCC225225XX | CURRENT
002477792 | RELAY,PROTECTION | FW R502, Line Diff 3 Ended, 14/25 IO Logic, 24/48VDC Pwr, 110VDC Ctrl, 5A Ph & 5A N, 110VAC Input, 4U Vert, 850nm, DNP over RS485 or 100BASEFX Ethernet | SEL | SCHWEITZER ENGINEERING LABORATORIES INC. | 0311L7LCC225325XX | CURRENT
002477826 | BEND,ELECTRICAL CONDUIT | 50mm, 90 Deg, 600mm Rad, UPVC, HD, Socket to Socket, Orange, AS/NZS2053 | MMELEC | MM ELECTRICAL MERCHANDISING | CLI247L50EO | CURRENT
002477826 | BEND,ELECTRICAL CONDUIT | 50mm, 90 Deg, 600mm Rad, UPVC, HD, Socket to Socket, Orange, AS/NZS2053 | TRI UGRD | TRI UNDERGROUND AUSTRALIA PTY LTD | HDE5090600FFS | CURRENT
002477834 | COUPLING,ELECTRICAL CONDUIT | Adaptor, 50mm, HD, UPVC, Orange, Suits 50mm Flexible Orange Conduit | MMELEC | MM ELECTRICAL MERCHANDISING | CNXCONXC50HD | CURRENT
002477834 | COUPLING,ELECTRICAL CONDUIT | Adaptor, 50mm, HD, UPVC, Orange, Suits 50mm Flexible Orange Conduit | REXEL | REXEL PTY LTD | CLI242/50EO | CURRENT
002477842 | LINK,CHAIN,CONNECTING | Quick Link Maillon, Oval, 8mm, Steel, 35 kN | HEIGHDYN | HEIGHT DYNAMICS | QUICK LINK 8MM | CURRENT
002477859 | SILICA GEL | Reusable Moisture Absorber, c/w Built In Indicator That Turns From Blue to Pink, 200g | DESICCO | DESICCO P/L MOISTURE CONTROL PRODUCTS | SG200 | CURRENT
002477859 | SILICA GEL | Reusable Moisture Absorber, c/w Built In Indicator That Turns From Blue to Pink, 200g | DESICCO | DESICCO P/L MOISTURE CONTROL PRODUCTS | 487782 | CURRENT
002477867 | BRACKET,INSULATOR | Trunnion Adaptor, suits Stringing Roller to Clamp Top Type Horizontal & Vertical Insulators | PENTA | PENTA AUST (TMAC THEW & MCCANN/HYLEC) | PA22276 | CURRENT
002477867 | BRACKET,INSULATOR | Trunnion Adaptor, suits Stringing Roller to Clamp Top Type Horizontal & Vertical Insulators | HYLEC | HYLEC PTY LTD | 5908 | CURRENT
002477875 | TAPE,BARRICADE | Retracting Belt Barrier, 10m Roll, Black/Yellow | AMPLITUD | AMPLITUDE PTY LTD - 396777 | PILOT-BY | CURRENT
002477883 | SUPPORT,BARRICADE | Magnetic Wall Receiver, to be used with Retracting Belt Barrier | AMPLITUD | AMPLITUDE PTY LTD - 396777 | NMWR-HD | CURRENT
002477891 | LIGHT,WARNING | Emergency Rescue, 16 LED, Yellow, Magnetic, c/w 9 Flash Patterns | AMPLITUD | AMPLITUDE PTY LTD - 396777 | Y-LEDML-16/9 | CURRENT
002477925 | TRANSFORMER,DISTRIBUTION | Padmount, 11kV, 315 kVA, 4-Way (Sq), ONAN, DYN11, 3CR12 Cubicle, c/w ABB Safelink 2 CFCC & LV Switchboard w/ Jean Muller Switchgear, LV Monitoring, LV CTs | WILSON | WILSON TRANSFORMER CO. PTY LTD | 880-A311-11-AK | CURRENT
002477933 | TRANSFORMER,DISTRIBUTION | Padmount, 11kV, 500 kVA, 4-Way (Sq), ONAN, DYN11, 3CR12 Cubicle, c/w ABB Safelink 2 CFCC & LV Switchboard w/ Jean Muller Switchgear, LV Monitoring, LV CTs | WILSON | WILSON TRANSFORMER CO. PTY LTD | 880-A312-11-AK | CURRENT
002477941 | TRANSFORMER,DISTRIBUTION | Padmount, 11kV, 750 kVA, 4-Way (Sq), ONAN, DYN11, 3CR12 Cubicle, c/w ABB Safelink 2 CFCC & LV Switchboard w/ Jean Muller Switchgear, LV Monitoring, LV CTs | WILSON | WILSON TRANSFORMER CO. PTY LTD | 880-A313-11-AK | CURRENT
002477958 | TRANSFORMER,DISTRIBUTION | Padmount, 11kV, 1000 kVA, 4-Way (Sq), ONAN, DYN11, 3CR12 Cubicle, c/w ABB Safelink 2 CFCC & LV Switchboard w/ Jean Muller Switchgear, LV Monitoring, LV CTs | WILSON | WILSON TRANSFORMER CO. PTY LTD | 880-A314-11-AK | CURRENT
002478006 | CONTROL BOX | NOJA Control Cubicle, RC10, suits OSM310 | NOJAPWR | NOJA POWER | RC-10ES | CURRENT
002478014 | ADAPTOR | SF6 Filling & Draining Adaptor, for Schneider RL & N Series Recloser/LBS | SCHNEDER | SCHNEIDER PTY LTD | 999700065 | CURRENT
002478030 | HANDLE | Replacement Downrod Handle, suit PLP ABS | PLP AUST | PREFORMED LINE PRODUCTS (AUST) | A-A7294.01 | CURRENT
002466746 | BIT,AUGER | Impact, 18mm Dia, 600mm OAL, Steel, Ring Twist Pattern, 11mm Hex Shank, Quick Release | SPECFORC | SPECIALISED FORCE | STMSF818600 | CURRENT
002466753 | BIT,AUGER | Impact, 16mm Dia, 457mm OAL, Steel, Ring Twist Pattern, 11mm Hex Shank, Quick Release | SPECFORC | SPECIALISED FORCE | STMSF816457 | CURRENT
002466761 | BIT,AUGER | Impact, 12mm Dia, 457mm OAL, Steel, Ring Twist Pattern, 11mm Hex Shank, Quick Release | C&LTOOL | CALTCO T/A C&L TOOL CENTRE | ALPWAH120457 | CURRENT
002438935 | CLAMP | Lock Jaw, Ladder Grip, Designed to Secure Ladder to Gutter | CHARLTON | CHARLTON INNOVATION PTY LTD | LOCKJAW | CURRENT
002478048 | WHEEL,ABRASIVE | General Purpose Metal Grinding Wheel, Mild Steel, Max RPM 12250 | C&LTOOL | CALTCO T/A C&L TOOL CENTRE | FLE6012768 | CURRENT
002458701 | POLE,TELESCOPIC | Telescopic Downrod, 6m Lg, Extend to max 11.6m Lg, suit PLP ABS | PLP AUST | PREFORMED LINE PRODUCTS (AUST) | A-A10251 | CURRENT
005003044 | CIRCUIT BREAKER | 145kV, 3150A, 40kA/3sec, 110V DC Control 110V DC Motor, L4 Pollution, ETS 2009/0092/T Item 3, Alstom GL312 F1/4031 | ALSTOM | ALSTOM GRID AUSTRALIA LIMITED | CB145-OD-LT-L4-110VDCC-110VDCM | CURRENT
002466233 | CABLE,POWER,ELECTRICAL | Control, 0.6/1kV, 6C x 1.5mm2 (7/0.5) Cu/X-HF-90 Insulated/HFS-90-TP Bedded/ DBT/HFS-90-TP Sheath, 500m Wood Drum, JTS 04-05-02 | MIDLANDS | MIDLAND METALS | MMO-6X1.5 CU XHF HFS DBT HFS | CURRENT
002466241 | CABLE,POWER,ELECTRICAL | Control, 0.6/1kV, 10C x 1.5mm2 (7/0.5) Cu/X-HF-90 Insulated/HFS-90-TP Bedded/ DBT/HFS-90-TP Sheath, 500m Wood Drum, JTS 04-05-02 | MIDLANDS | MIDLAND METALS | MMO-10X1.5 CU XHF HFS DBT HFS | CURRENT
002466258 | CABLE,POWER,ELECTRICAL | Control, 0.6/1kV, 20C x 1.5mm2 (7/0.5) Cu/X-HF-90 Insulated/HFS-90-TP Bedded/ DBT/HFS-90-TP Sheath, 500m Wood Drum, JTS 04-05-02 | MIDLANDS | MIDLAND METALS | MMO-20X1.5 CU XHF HFS DBT HFS | CURRENT
002466266 | CABLE,POWER,ELECTRICAL | Control, 0.6/1kV, 4C x 2.5mm2 (7/0.67) Cu/X-HF-90 Insulated/HFS-90-TP Bedded/ DBT/HFS-90-TP Sheath, 250m Wood Drum, JTS 04-05-02 | MIDLANDS | MIDLAND METALS | MMO-4X2.5 CU XHF HFS DBT HFS | CURRENT
002466274 | CABLE,POWER,ELECTRICAL | Control, 0.6/1kV, 8C x 2.5mm2 (7/0.67) Cu/X-HF-90 Insulated/HFS-90-TP Bedded/ DBT/HFS-90-TP Sheath, 250m Wood Drum, JTS 04-05-02 | MIDLANDS | MIDLAND METALS | MMO-8X2.5 CU XHF HFS DBT HFS | CURRENT
002466282 | CABLE,POWER,ELECTRICAL | Control, 0.6/1kV, 10C x 2.5mm2 (7/0.67) Cu/X-HF-90 Insulated/HFS-90-TP Bedded/ DBT/HFS-90-TP Sheath, 500m Wood Drum, JTS 04-05-02 | MIDLANDS | MIDLAND METALS | MMO-10X2.5 CU XHF HFS DBT HFS | CURRENT
002466290 | CABLE,POWER,ELECTRICAL | Control, 0.6/1kV, 4C x 4mm2 (7/0.85) Cu/X-HF-90 Insulated/HFS-90-TP Bedded/ DBT/HFS-90-TP Sheath, 500m Wood Drum, JTS 04-05-02 | MIDLANDS | MIDLAND METALS | MMO-4X4 CU XHF HFS DBT HFS | CURRENT
002466308 | CABLE,POWER,ELECTRICAL | Control, 0.6/1kV, 8C x 4mm2 (7/0.85) Cu/X-HF-90 Insulated/HFS-90-TP Bedded/ DBT/HFS-90-TP Sheath, 500m Wood Drum, JTS 04-05-02 | MIDLANDS | MIDLAND METALS | MMO-8X4 CU XHF HFS DBT HFS | CURRENT
002466316 | CABLE,POWER,ELECTRICAL | Control, 0.6/1kV, 10C x 4mm2 (7/0.85) Cu/X-HF-90 Insulated/HFS-90-TP Bedded/ DBT/HFS-90-TP Sheath, 250m Wood Drum, JTS 04-05-02 | MIDLANDS | MIDLAND METALS | MMO-10X4 CU XHF HFS DBT HFS | CURRENT
002478063 | CLAMP,ELEC PWR CABLE,SUPPORT | Vulcan+ Type, S/Steel Gde 316L, LSFZH Polymrc Liner & Base Pad, 105 x 133 x 54mm, Trefoil Cable Range 40-46mm, Single Cable 63-84mm Dia, Fixing Bolt | IPD | IPD GROUP LIMITED | EPVRT-06 | CURRENT
002478063 | CLAMP,ELEC PWR CABLE,SUPPORT | Vulcan+ Type, S/Steel Gde 316L, LSFZH Polymrc Liner & Base Pad, 105 x 133 x 54mm, Trefoil Cable Range 40-46mm, Single Cable 63-84mm Dia, Fixing Bolt | CMI ELEC | CMI ELECTRICAL PRODUCTS GEEBUNG | EPVRT-06 | CURRENT
002439313 | MULTIMETER | Test Standard, Digital, Voltage, Resistance, Frequency, Current, Min of Cat III 600V, ETS RSE04 | RTE | RAPID-TECH EQUIPMENT PTY LTD | 289/FVF | CURRENT
002439313 | MULTIMETER | Test Standard, Digital, Voltage, Resistance, Frequency, Current, Min of Cat III 600V, ETS RSE04 | FLUKE | FLUKE CORPORATION | 289/FVF | CURRENT
002457778 | METER | Phase Rotation, Non-contact, Insulated Crocodile Clips, Min of Cat III 600V, ETS RSE04 | PACTEST | PACIFIC TEST EQUIPMENT P/L | 2132.33 | CURRENT
002457778 | METER | Phase Rotation, Non-contact, Insulated Crocodile Clips, Min of Cat III 600V, ETS RSE04 | AEMC | AEMC | MODEL 6610A | CURRENT
002439909 | FIELD PACK | Backpack, Tower Rescue Bag, Yellow | HEIGHDYN | HEIGHT DYNAMICS | VBI EN RESC BAG | CURRENT
002452639 | RESCUE KIT | for Tower c/w Fieldpack Backpack, Controlled Descent Device, Haul Trak System, Karabiner Triple Action, Rescue Cutter, Blue Kernmantle Rope, Flat | HEIGHDYN | HEIGHT DYNAMICS | HD TRK CS BAG | CURRENT
000104806 | SOCKET,SOCKET WRENCH | Socket Bolt, for Cordless Drill to drive in U/Ground Pillar D Bolts | LEGEND | LEGEND POWER SYSTEMS | D-SOCKET | CURRENT
000104806 | SOCKET,SOCKET WRENCH | Socket Bolt, for Cordless Drill to drive in U/Ground Pillar D Bolts | CABAC | CABAC (MANUFACTURER) | D-SOCKET | CURRENT
002429074 | SPREADER,LINE HOSE | Eel Spreader, for cleaning inside of line hose | TEN | THE ENERGY NETWORK | PTI-EEL | CURRENT
002461218 | STRIPPER,CABLE,HAND | Cable Sheath, Insulation & Peelable Semi-con, 16 to 58mm Dia | PENTA | PENTA AUST (TMAC THEW & MCCANN/HYLEC) | PA21214 | CURRENT
002461218 | STRIPPER,CABLE,HAND | Cable Sheath, Insulation & Peelable Semi-con, 16 to 58mm Dia | HYLEC | HYLEC PTY LTD | MF3-60 | CURRENT
002466993 | SHEATH,LINEMAN'S KNIFE | Webbing, Custom Sheath Pouch, suit Raychem Cable Jointer Lineman's Knife | BALMORAL | BALMORAL ENGINEERING | 26045 | CURRENT
002462117 | GLOVES | Inner for HV Insulating Gloves, Size XXL Nylon Shell with PU Coating | BEAVER | BEAVER BRANDS (MANUFACTURER) | NIMLTLITEBL02XL | CURRENT
002462117 | GLOVES | Inner for HV Insulating Gloves, Size XXL Nylon Shell with PU Coating | ATOMSUPP | ATOM SUPPLY | 79903025 | CURRENT
002451094 | BATTERY,NONRECHARGEABLE | AA, Heavy Duty, Lithium | ATOMSUPP | ATOM SUPPLY | E300018000 | CURRENT
002451094 | BATTERY,NONRECHARGEABLE | AA, Heavy Duty, Lithium | MMELEC | MM ELECTRICAL MERCHANDISING | EVRL91BP2T | CURRENT
002451094 | BATTERY,NONRECHARGEABLE | AA, Heavy Duty, Lithium | ATOMSUPP | ATOM SUPPLY | 95550161 | CURRENT
002451094 | BATTERY,NONRECHARGEABLE | AA, Heavy Duty, Lithium | ATOMSUPP | ATOM SUPPLY | 3433006 | CURRENT
002429652 | LIGHT,HOT LINE STICK | Litlink, Universal Switching Head with Built in LED Light | TEN | THE ENERGY NETWORK | LITLINK | PHASING
002418762 | GLOVES,PROTECTIVE | Mechanical Protection, Size 8, Rating 5 for Cut Protection, Knitted Material c/w Protective Coating on Palms & Fingers | PENTA | PENTA AUST (TMAC THEW & MCCANN/HYLEC) | PA21273 | CURRENT
002418762 | GLOVES,PROTECTIVE | Mechanical Protection, Size 8, Rating 5 for Cut Protection, Knitted Material c/w Protective Coating on Palms & Fingers | HYLEC | HYLEC PTY LTD | 80813-8 | CURRENT
002418762 | GLOVES,PROTECTIVE | Mechanical Protection, Size 8, Rating 5 for Cut Protection, Knitted Material c/w Protective Coating on Palms & Fingers | BALMORAL | BALMORAL ENGINEERING | PFLEX-8 | CURRENT
002418770 | GLOVES,PROTECTIVE | Mechanical Protection, Size 9, Rating 5 for Cut Protection, Knitted Material c/w Protective Coating on Palms & Fingers | PENTA | PENTA AUST (TMAC THEW & MCCANN/HYLEC) | PA21274 | CURRENT
002418770 | GLOVES,PROTECTIVE | Mechanical Protection, Size 9, Rating 5 for Cut Protection, Knitted Material c/w Protective Coating on Palms & Fingers | BALMORAL | BALMORAL ENGINEERING | PFLEX-9 | CURRENT
002418770 | GLOVES,PROTECTIVE | Mechanical Protection, Size 9, Rating 5 for Cut Protection, Knitted Material c/w Protective Coating on Palms & Fingers | HYLEC | HYLEC PTY LTD | 80813-9 | CURRENT
002418788 | GLOVES,PROTECTIVE | Mechanical Protection, Size 10, Rating 5 for Cut Protection, Knitted Material c/w Protective Coating on Palms & Fingers | PENTA | PENTA AUST (TMAC THEW & MCCANN/HYLEC) | PA21275 | CURRENT
002418788 | GLOVES,PROTECTIVE | Mechanical Protection, Size 10, Rating 5 for Cut Protection, Knitted Material c/w Protective Coating on Palms & Fingers | BALMORAL | BALMORAL ENGINEERING | PFLEX-10 | CURRENT
002418788 | GLOVES,PROTECTIVE | Mechanical Protection, Size 10, Rating 5 for Cut Protection, Knitted Material c/w Protective Coating on Palms & Fingers | HYLEC | HYLEC PTY LTD | 80813-10 | CURRENT
002418796 | GLOVES,PROTECTIVE | Mechanical Protection, Size 11, Rating 5 for Cut Protection, Knitted Material c/w Protective Coating on Palms & Fingers | PENTA | PENTA AUST (TMAC THEW & MCCANN/HYLEC) | PA21276 | CURRENT
002418796 | GLOVES,PROTECTIVE | Mechanical Protection, Size 11, Rating 5 for Cut Protection, Knitted Material c/w Protective Coating on Palms & Fingers | BALMORAL | BALMORAL ENGINEERING | PFLEX-11 | CURRENT
002418796 | GLOVES,PROTECTIVE | Mechanical Protection, Size 11, Rating 5 for Cut Protection, Knitted Material c/w Protective Coating on Palms & Fingers | HYLEC | HYLEC PTY LTD | 80813-11 | CURRENT
002478071 | PRINTING MACHINE,LABEL | Brady M610, Handheld, Li-ION Rechargeable Battery, 240V AC, c/w Hard Case | BRADY | BRADY AUSTRALIA | 880974 | PURCHASE AS REQUIRED
002478089 | PRINTING MACHINE,LABEL | BMP71, Portable, MAX Label Width 50.8mm, LI-ION Rechargeable, 240V AC, 200MB, USB, c/w Hard Case | BRADY | BRADY AUSTRALIA | 115158 | CURRENT
002478097 | LABEL | PTL-19-423, 25.4 x 25.4mm, Glossy Polyester | BRADY | BRADY AUSTRALIA | 18372 | CURRENT
002478105 | LABEL | PTDS-15-390, 15 x 4mm, Durasleeve Marker | BRADY | BRADY AUSTRALIA | 18684 | CURRENT
002478113 | DRILL SET, TWIST | Milwaukee, 29 Piece Kit, 2mm to 13mm, 1/4" Quick Connect, Ti, 135 Deg Split Point Tip | MILWAUKE | MILWAUKEE POWER TOOLS | 48894862 | CURRENT
002478113 | DRILL SET, TWIST | Milwaukee, 29 Piece Kit, 2mm to 13mm, 1/4" Quick Connect, Ti, 135 Deg Split Point Tip | C&LTOOL | CALTCO T/A C&L TOOL CENTRE | MILWA48894862 | CURRENT
002478121 | BLADE,RECIPROCATING SAW | Jigsaw, 77mm, High Carbon Steel, 16TPI, Suitable for Wood & PVC Applications, (P5) | MAKITA | MAKITA INDUSTRIAL POWER TOOLS | A-80400 | CURRENT
002478121 | BLADE,RECIPROCATING SAW | Jigsaw, 77mm, High Carbon Steel, 16TPI, Suitable for Wood & PVC Applications, (P5) | C&LTOOL | CALTCO T/A C&L TOOL CENTRE | MAKAT101AO/B-29 | CURRENT
002478139 | BIT,AUGER | Wood, 8mm Dia, 170mm OAL, Alloy Steel, 1/4" Hex Quick Connect | C&LTOOL | CALTCO T/A C&L TOOL CENTRE | SUTD5100800 | CURRENT
002478147 | BIT,AUGER | Wood, 10mm Dia, 190mm OAL, Alloy Steel, 1/4" Hex Quick Connect | C&LTOOL | CALTCO T/A C&L TOOL CENTRE | SUTD5101000 | CURRENT
002478154 | BIT,AUGER | Wood, 12mm Dia, 190mm OAL, Alloy Steel, 1/4" Hex Quick Connect | C&LTOOL | CALTCO T/A C&L TOOL CENTRE | SUTD5101200 | CURRENT
002478162 | BIT,SCREWDRIVER | Phillips, #2, 50mm, 1/4" Quick Connect, (P5) | MILWAUKE | MILWAUKEE POWER TOOLS | 48324602 | CURRENT
002478162 | BIT,SCREWDRIVER | Phillips, #2, 50mm, 1/4" Quick Connect, (P5) | C&LTOOL | CALTCO T/A C&L TOOL CENTRE | MILWA48324602 | CURRENT
002478170 | BIT,SCREWDRIVER | Phillips, #2, 89mm, 1/4" Quick Connect, (P5) | MILWAUKE | MILWAUKEE POWER TOOLS | 48324564 | CURRENT
002478170 | BIT,SCREWDRIVER | Phillips, #2, 89mm, 1/4" Quick Connect, (P5) | C&LTOOL | CALTCO T/A C&L TOOL CENTRE | MILWA48324564 | CURRENT
002478188 | HOLDER,SCREWDRIVER BIT,POWER TOOL | Locking, 75mm, 1/4" Hex Quick Connect | MILWAUKE | MILWAUKEE POWER TOOLS | 48324531 | CURRENT
002478188 | HOLDER,SCREWDRIVER BIT,POWER TOOL | Locking, 75mm, 1/4" Hex Quick Connect | C&LTOOL | CALTCO T/A C&L TOOL CENTRE | MILWA48324531 | CURRENT
002478196 | PULLER,FUSE | Handle, 144 x 108 x 60mm, Suits NH HRC Fuses, Sizes 00 to 3 | RSCOMP | RADIOSPARES COMPONENT PTY LTD | P215592 | CURRENT
002478196 | PULLER,FUSE | Handle, 144 x 108 x 60mm, Suits NH HRC Fuses, Sizes 00 to 3 | FERRAZ | FERRAZ SHAWMUT (MANUFACTURER) | P215592E | CURRENT
002478238 | CONNECTOR,ELECTRICAL | Cable Connector, Two Screw, Clear Insulated, 80A, suits up to 2 x 35mm2 Cable | CLIPSAL | GERARD INDUSTRIES QLD DIVSN P/L | CLI563K35 | CURRENT
002478238 | CONNECTOR,ELECTRICAL | Cable Connector, Two Screw, Clear Insulated, 80A, suits up to 2 x 35mm2 Cable | CLIPSAL | GERARD INDUSTRIES QLD DIVSN P/L | 563K35 | CURRENT
002478253 | WRENCH/DRILL,IMPACT,BATTERY | Milwaukee, M12 Fuel, 1/2" Stubby, Friction Ring, 12V, Powerstate Brushless Motor, 4-Mode Drive Control, Skin Only | MILWAUKE | MILWAUKEE POWER TOOLS | M12FIW2F120 | CURRENT
002478261 | NUT,PLAIN,HEXAGON | M20, S/Steel Gde 304, Aust Std, (scm) | HOBSON | HOBSON ENGINEERING CO PTY LTD 393904 | NH04PCM20 | CURRENT
002478279 | NUT,PLAIN,HEXAGON | M24, S/Steel Gde 304, Aust Std, (scm) | HOBSON | HOBSON ENGINEERING CO PTY LTD 393904 | NH04PCM24 | CURRENT
002478287 | CONVERTER,FREQUENCY,STATIC | 90kVA, 400V, 50Hz, 3 Ph Transmitter, Output Freq 167-1042Hz, 2 Signal Outputs to 2 Coupling Cells, Rigid or Loose Coupled EESS-10730-01-0E | MVTECH | MV TECHNOLOGY SOLUTIONS P/L | 240.106.115199 | CURRENT
002478295 | CONVERTER,FREQUENCY,STATIC | 120kVA, 400V, 50Hz, 3 Ph Transmitter, Output Freq 167-1042Hz; 2 Signal Outputs to 2 coupling Cells, Rigid or Loose Coupled EESS-10730-01-0E | MVTECH | MV TECHNOLOGY SOLUTIONS P/L | 250.106.115199 | CURRENT
002478303 | CONVERTER,FREQUENCY,STATIC | 200kVA, 400V, 50Hz, 3 Ph Transmitter, Output Freq 167-1042Hz, 2 Signal Outputs to 2 Coupling Cells, Rigid or Loose Coupled EESS-10730-01-0E | MVTECH | MV TECHNOLOGY SOLUTIONS P/L | 260.106.115199 | CURRENT
002478311 | CONVERTER,FREQUENCY,STATIC | 400kVA, 400V, 50Hz, 3 Ph Transmitter, Output Freq 167-1042Hz, 1 Signal Outputs to 1 Coupling Cells, Rigid or Loose Coupled EESS-10730-01-0E, if 3nd Output | MVTECH | MV TECHNOLOGY SOLUTIONS P/L | 280.106.115103 | CURRENT
002478329 | CELL,COUPLING | AFLC, 40kVA, 11kV, 3 Ph, Coupling Cell, Tuning Coils, Coupling Capacitors, Isolation Transformer and Surge Arresters (Where Reqd), EESS-10730-01-0E | MVTECH | MV TECHNOLOGY SOLUTIONS P/L | 300.101.115155 | CURRENT
002478337 | CELL,COUPLING | AFLC, 80kVA, 11kV, 3 Ph, Coupling Cell, Tuning Coils, Coupling Capacitors, Isolation Transformer and Surge Arresters (Where Reqd), EESS-10730-01-0E | MVTECH | MV TECHNOLOGY SOLUTIONS P/L | 300.101.115165 | CURRENT
002478386 | CAPACITOR,FIXED | 7.5kV, 260kVAr, 50Hz, 2 Bushing (2-S1), Capacitor Can, Internal Fuse, suit Energex ABB 1.2MVAr ABBACUS Capacitor Bank Stages | ABB | ABB FAN PTY LTD | HVA20025.10-X | CURRENT
002478394 | FUSE,CARTRIDGE | 12kV, 125A, HRC Type, 442mm Lg, for Protecting 1.2MVAr Capacitor Bank Stages, Set of 3 | ABB | ABB FAN PTY LTD | 1YMB711235M4612 | CURRENT
002478402 | SWITCH,PUSH | CH-A-EQ Switchgear Control Pendant, Trip Close Push Button c/w 10m Lead, use with ST-A-EQ Panel Mount Socket | PHOENIX | PHOENIX CONTACT PTY LTD | 1252018 | CURRENT
002478410 | SOCKET | ST-A-EQ Panel Mount Socket, use with CH-A-EQ Switchgear Control Pendant | PHOENIX | PHOENIX CONTACT PTY LTD | 1252016 | CURRENT
002478428 | BATTERY,STORAGE | 48V, 150Ah, Dual String, 16 x UXH75-6 VRLA, c/w Enclosed Rack, 00000015 Item 3H+E | CENTURYY | CENTURY YUASA | 341239 | CURRENT
002478501 | WIRE,ELECTRICAL | HD Flexible, 0.6/1kV, 1C x 2.5mm2 (50/0.25), PVC, Green/Yellow, 100m Plastic Spool | ELECTRA | ELECTRA CABLES (AUST) P/L (MANUFACTURER) | F1025VT | CURRENT
002478501 | WIRE,ELECTRICAL | HD Flexible, 0.6/1kV, 1C x 2.5mm2 (50/0.25), PVC, Green/Yellow, 100m Plastic Spool | HAYMANS | HAYMANS ELECTRICAL | ELCF1025-VTG-Y | CURRENT
002478535 | TERMINATION KIT,ELECTRICAL CABLE | 33kV, 120-185mm2, Single Core, Cu XLPE/ CWS/LAT/MDPE/ Cable, c/w Mechanical Lugs, O/D Termination to AS/NZS 4805.2, Pack of 1 | RAYCHEM | RAYCHEM (AUSTRALIA) PTY LTD | EPKT-EX534 | CURRENT
002478543 | TAP CHANGER,TRANSFORMER | On-load, Vacuum, +/-8 Steps, Rated 40kV 250A, for Delta Winding | WILSON | WILSON TRANSFORMER CO. PTY LTD | 851-1624P01 | PURCHASE AS REQUIRED
002478550 | SLEEVES,ELECTRICAL WORKERS | Live Line, Class 2, Rubber, Curved, Sleeve Length Extra Small (XS), 21", Red/Yellow, Complies with ASTM D1051 | BALMORAL | BALMORAL ENGINEERING | RIS2RYECXS-YT | CURRENT
002478550 | SLEEVES,ELECTRICAL WORKERS | Live Line, Class 2, Rubber, Curved, Sleeve Length Extra Small (XS), 21", Red/Yellow, Complies with ASTM D1051 | YOTSUGI | YOTSUGI CO. LTD | RIS2RYECXS-YT | CURRENT
002478576 | SLEEVES,ELECTRICAL WORKERS | Live Line, Class 4, Rubber, Curved, Sleeve Length Extra Small (XS), 21", Red/Yellow, Complies with ASTM D1051 | BALMORAL | BALMORAL ENGINEERING | RIS4RYECXS-YT | CURRENT
002478576 | SLEEVES,ELECTRICAL WORKERS | Live Line, Class 4, Rubber, Curved, Sleeve Length Extra Small (XS), 21", Red/Yellow, Complies with ASTM D1051 | YOTSUGI | YOTSUGI CO. LTD | RIS4RYECXS-YT | CURRENT
000919562 | INVERTER,SINE WAVE | REFURBISHED, PROSINE 1800W, 12V DC/240V AC, Heavy Duty Marine Rating, 7.8A Continuous AC Output Current Rating, 20A Peak AC Output Current & 2900W Max | ADVTRID | ADVANCE TRIDENT LIMITED | REFURBISHED EN806-187-CMS | CURRENT
000919563 | INVERTER,SINE WAVE | REFURBISHED, PROSINE 1800W, 24V DC/240V AC, Heavy Duty Marine Rating, 7.8A Continuous AC Output Current Rating, 20A Peak AC Output Current & 2900W Max | ADVTRID | ADVANCE TRIDENT LIMITED | REFURBISHED EN806-188-CMS | CURRENT
000920107 | INVERTER,POWER | REFURBISHED, ePOWER Inverter, 12V 400W 230VAC, to suit RCD/GPO, c/w Mounting Plate SPECIFICATION: | ADVTRID | ADVANCE TRIDENT LIMITED | REFURBISHED RCD-GPO-EP400W | CURRENT
002478667 | MODULE | Fusesaver WiFi Comms Module, c/w Trip & Close Actuators, Short-Range Wireless Transceiver, LED Fault Indicator, Rechargeable Battery, EQTS 06-07-04 | SIEMENS | SIEMENS LTD | 3AX1350-1E | CURRENT
002478675 | MODULE | AFLC 3Ph Power Module, Suits Enermet/ L&G SFU-K 203, w/o Mounting Frame & LCD Display | LANDIS | LANDIS GYR (AUST) PTY LTD | 170.199.00203 | CURRENT
002478683 | CONVERTER,FREQUENCY,STATIC | AFLC CPU Board, suits Enermet/L&G SFU-K 102, 203 503 | LANDIS | LANDIS GYR (AUST) PTY LTD | 170.196.00000 | CURRENT
002478691 | CONVERTER,FREQUENCY,STATIC | AFLC CPU Board, Suits Enermet/L&G SFU-K 303, 403 | LANDIS | LANDIS GYR (AUST) PTY LTD | 170.196.00001 | CURRENT
002478741 | TERMINATION KIT,ELECTRICAL CABLE | LV, 4C Al to OH Bundle Box + Neutral, c/w Mechanical Lugs, Breakout Boot, Heatshrinks, & Instructions | LEGEND | LEGEND POWER SYSTEMS | UGOH001-95-240EQ | CURRENT
002462513 | BANDSAW,PORTABLE | Deepcut, 1140mm Blade, 127 x 127mm Cut Capacity, 18V, Brushless Motor, Low Speed, suit all cable types & most steel section, Skin Only | MILWAUKE | MILWAUKEE POWER TOOLS | M15FBS125DO0 | CURRENT
002462513 | BANDSAW,PORTABLE | Deepcut, 1140mm Blade, 127 x 127mm Cut Capacity, 18V, Brushless Motor, Low Speed, suit all cable types & most steel section, Skin Only | MILWAUKE | MILWAUKEE POWER TOOLS | M18CBS125S-0 | CURRENT
002417772 | PROBE-LEAD ASSEMBLY,TEST | Trailing Earth Lead, Soil Probe, Storage Spool, Reel Spike c/w 15m of Lead, 4mm Banana Plug, min Cat III 600V Rated to IEC 61010, suit Voltage Meter Input | PACTEST | PACIFIC TEST EQUIPMENT P/L | PTE-015 | CURRENT
002417772 | PROBE-LEAD ASSEMBLY,TEST | Trailing Earth Lead, Soil Probe, Storage Spool, Reel Spike c/w 15m of Lead, 4mm Banana Plug, min Cat III 600V Rated to IEC 61010, suit Voltage Meter Input | AMPLITUD | AMPLITUDE PTY LTD - 396777 | ETL15SS | CURRENT
002428845 | HAND STICK,INSULATED | Gripall, Shotgun, Overall 1900 - 2000mm Lg, Stick 32mm Dia | CHANCE | CHANCE (MANUFACTURER) | C403-0292 | CURRENT
002435238 | LEAD,ELECTRICAL | Kyoritsu RCD/Loop Impedance Replacement Lead | KYORITSU | KYORITSU | 7123 | CURRENT
002478857 | RADIO SET | Handheld Portable, Tait TP9310, Orange 380-470MHz, c/w 2400mAh Li-ion Battery, Belt Clip & Whip Antenna, Programmed from Energex Frequencies | COMWIDE | COMWIDE | TP9310-HKE1-0CE3-001-10 | CURRENT
002478873 | CHARGER,BATTERY | Single Desktop, suits Tait Radio TP9 Series, c/w 240V AC Plug Pack | COMWIDE | COMWIDE | T03-00012-ABAA | CURRENT
002478865 | SPEAKER-MICROPHONE | 2W Speaker, IP67, suits Tait TP9 Series Radio, Rugged Construction, c/w HD Cable | COMWIDE | COMWIDE | T03-00045-NDAA | CURRENT
002478881 | CANTEEN,WATER | 1.5L Drink Bottle, S/Steel, Lockable Drink Lid c/w Zip Pouch & Carry Strap | ATOMSUPP | ATOM SUPPLY | 479515 | CURRENT
002478881 | CANTEEN,WATER | 1.5L Drink Bottle, S/Steel, Lockable Drink Lid c/w Zip Pouch & Carry Strap | THERMOS | THERMOS PTY LTD | FHT1500BK4AUS | CURRENT
002478899 | BLADE,RECIPROCATING SAW | Bi-Metal, Long Life, 59mm, 14 TPI, for Laminate, (P5) | MAKITA | MAKITA INDUSTRIAL POWER TOOLS | T101BIF | CURRENT
002478899 | BLADE,RECIPROCATING SAW | Bi-Metal, Long Life, 59mm, 14 TPI, for Laminate, (P5) | C&LTOOL | CALTCO T/A C&L TOOL CENTRE | MAKAT101BIF | CURRENT
002478907 | BIT,SCREWDRIVER | Flat Driver, 4 x 50mm, 1/4" Hex | C&LTOOL | CALTCO T/A C&L TOOL CENTRE | GFB020B | CURRENT
002478915 | BIT,SCREWDRIVER | Flat Driver, 6 x 100mm | C&LTOOL | CALTCO T/A C&L TOOL CENTRE | SL6 | CURRENT
002478923 | DISINFECTANT,GENERAL PURPOSE. | SaniSurface, Disinfectant Surface Spray, 750ml Trigger Spray Bottle | GECKO | GECKO CLEANTECH | 875-0007 | CURRENT
002478931 | ADAPTOR | Antenna Adaptor, SMA Female to FME Female | INTERCEL | INTERCEL PTY LTD | CONFMEFSMAF | CURRENT
002478949 | ADAPTOR | Antenna Adaptor, FME Male to SMA Male | INTERCEL | INTERCEL PTY LTD | CONSMAFME | CURRENT
002478956 | LAMP,LED | 21W, Tubular, E27 Cap, 4000K | CLS | CONNECTED LIGHT SOLUTIONS | S93150913 | CURRENT
002478964 | LAMP,LED | 21W, Tubular, E27 Cap, 3000K | CLS | CONNECTED LIGHT SOLUTIONS | S93150912 | CURRENT
000104406 | WASHER,SPRING TENSION | M8, S/Steel Gde 316 (P100) | TBP | THE BOLT PLACE | 104406 | CURRENT
000104786 | SCREW,COACH | M10 x 50mm, S/Steel Gde 316 (P100) | HOBSON | HOBSON ENGINEERING CO PTY LTD 393904 | BH16PLM100050 | CURRENT
000104787 | SCREW,COACH | M12 x 100mm, S/Steel Gde 316 (P100) | HOBSON | HOBSON ENGINEERING CO PTY LTD 393904 | BH16PLM120100 | CURRENT
000104787 | SCREW,COACH | M12 x 100mm, S/Steel Gde 316 (P100) | SEWELFRG | GREG SEWELL FORGINGS PTY LTD | 104787 | CURRENT
000104787 | SCREW,COACH | M12 x 100mm, S/Steel Gde 316 (P100) | STATEWD | STATEWIDE FSTNERS & ENG SPLS PL | CSM612100 | CURRENT
000104788 | SCREW,COACH | M16 x 130mm, S/Steel Gde 316 (P100) | HOBSON | HOBSON ENGINEERING CO PTY LTD 393904 | BH16PLM160130 | CURRENT
000104792 | SHACKLE | Bow, S/Steel Gde 316, 70kN, 16mm Bolt & Nut c/w Humpback Split Pin, Dwg 01-07-01 (P30) | SEWELFRG | GREG SEWELL FORGINGS PTY LTD | 4636 | CURRENT
000104796 | BRACE,CROSSARM | Type 650T, S/Steel Gde 316, Deburr All Edges, Dwg 01-11-02 Issue C (P10) | SEWELFRG | GREG SEWELL FORGINGS PTY LTD | M02602 | CURRENT
000104797 | BRACE,CROSSARM | Type 1000T, S/Steel Gde 316, Deburr All Edges, Dwg 01-11-02 Issue C (P10) | SEWELFRG | GREG SEWELL FORGINGS PTY LTD | 4717 | CURRENT
000104801 | NAIL PLATE | Shunt, 89 x 159mm c/w 27mm Hole, S/Steel Gde 316, Dwg 01-15-01 | SEWELFRG | GREG SEWELL FORGINGS PTY LTD | M06505 | CURRENT
001727672 | BOLT,MACHINE | M12 x 55mm, Hex, S/Steel Gde 316 c/w Hex Nut S/Steel Gde 304, Aust Std (P25) | HOBSON | HOBSON ENGINEERING CO PTY LTD 393904 | BH16PCM120055 + NH04PCM12 | CURRENT
001727687 | BOLT,MACHINE | M12 x 90mm, Hex, S/Steel Gde 316 c/w Hex Nut S/Steel Gde 304, Aust Std (P25) | TBP | THE BOLT PLACE | 1727687 | CURRENT
001727698 | BOLT,MACHINE | M10 x 50mm, Hex, S/Steel Gde 316 c/w Hex Nut S/Steel Gde 304, Aust Std (P100) | TBP | THE BOLT PLACE | 1727698 | CURRENT
001762580 | SETSCREW | M6 x 12mm, Hex, S/Steel Gde 316 c/w Hex Nut S/Steel Gde 304, Aust Std (P100) | HOBSON | HOBSON ENGINEERING CO PTY LTD 393904 | BS16PCM060012 + NH04PCM06 | CURRENT
001762602 | SETSCREW | M8 x 40mm, Hex, S/Steel Gde 316 c/w Hex Nut S/Steel Gde 304, Aust Std (P100) | TBP | THE BOLT PLACE | 1762602 | CURRENT
001762612 | SETSCREW | M10 x 40mm, Hex, S/Steel Gde 316 c/w Hex Nut S/Steel Gde 304, Aust Std (P100) | HOBSON | HOBSON ENGINEERING CO PTY LTD 393904 | XEKBS16XCM100040 | CURRENT
001762617 | SETSCREW | M10 x 60mm, Hex, S/Steel Gde 316 c/w Hex Nut S/Steel Gde 304, Aust Std (P100) | HOBSON | HOBSON ENGINEERING CO PTY LTD 393904 | XEKBS16XCM100060 | CURRENT
001762670 | SETSCREW | M14 x 70mm, Hex, S/Steel Gde 316 c/w Hex Nut S/Steel Gde 304, Aust Std (P100) | HOBSON | HOBSON ENGINEERING CO PTY LTD 393904 | BS16PCM140070 + NH04PCM14 | CURRENT
001778018 | WASHER,SPRING TENSION | Belleville, M10, S/Steel Gde 301 (P100) | TBP | THE BOLT PLACE | 1778018 | CURRENT
001778026 | WASHER,SPRING TENSION | Belleville, M12, 38mm OD, S/Steel Gde 316 (P100) | HOBSON | HOBSON ENGINEERING CO PTY LTD 393904 | XEWR16BM12038 | CURRENT
001778034 | WASHER,SPRING TENSION | Belleville, M16, S/Steel Gde 316 (P100) | TBP | THE BOLT PLACE | 1778034 | CURRENT
001779110 | WASHER,FLAT | Round, M8, 17 x 1.2mm, S/Steel Gde 316 (P100) | TBP | THE BOLT PLACE | 1779110 | CURRENT
002400001 | BOLT,MACHINE | M10 x 70mm, Hex, S/Steel Gde 316 c/w Hex Nut S/Steel Gde 304, Aust Std (P100) | TBP | THE BOLT PLACE | 2400001 | CURRENT
002400084 | SETSCREW | 3/8 x 3/4", Hex, S/Steel Gde 316, Aust Std (P100) | TBP | THE BOLT PLACE | 2400084 | CURRENT
002400087 | BOLT,MACHINE | M12 x 70mm, Hex, S/Steel Gde 316 c/w Hex Nut S/Steel Gde 304, Aust Std (P25) | TBP | THE BOLT PLACE | 2400087 | CURRENT
002400089 | BOLT,MACHINE | M10 x 60mm, Hex, S/Steel Gde 316 c/w Hex Nut S/Steel Gde 304, Aust Std (P50) | TBP | THE BOLT PLACE | 2400089 | CURRENT
002400139 | BOLT,MACHINE | M5 x 30mm, Hex, S/Steel Gde 316 c/w Hex Nut S/Steel Gde 304, Aust Std (P100) | HOBSON | HOBSON ENGINEERING CO PTY LTD 393904 | BS16PCM050030 + NH04PCM05 | CURRENT
002400140 | BOLT,MACHINE | M8 x 25mm, Hex, S/Steel Gde 316 c/w Hex Nut S/Steel Gde 304, Aust Std (P100) | HOBSON | HOBSON ENGINEERING CO PTY LTD 393904 | XEKBS16XCM080025 | CURRENT
002400141 | BOLT,MACHINE | M10 x 25mm, Hex, S/Steel Gde 316 c/w Hex Nut S/Steel Gde 304, Aust Std (P100) | HOBSON | HOBSON ENGINEERING CO PTY LTD 393904 | XEKBS16XCM100025 | CURRENT
002402958 | SETSCREW | M12 x 70mm, Hex, S/Steel Gde 316 c/w Hex Nut S/Steel Gde 304, Aust Std (P25) | TBP | THE BOLT PLACE | 2402958 | CURRENT
002406978 | WASHER,FLAT | Round, 6.35 x 15.88mm (1/4 x 5/8") S/Steel Gde 316 (P100) | TBP | THE BOLT PLACE | 2406978 | CURRENT
002407095 | PIN,INSULATOR | M24 C/200/11 x 165mm, Rolled Thread S/Steel Gde 316, Dwg 01-06-03 (P5) | SEWELFRG | GREG SEWELL FORGINGS PTY LTD | 5395 | CURRENT
002407096 | PIN,INSULATOR | M20 A/130/7 x 165mm, Rolled Thread S/Steel Gde 316, Dwg 01-06-02 | SEWELFRG | GREG SEWELL FORGINGS PTY LTD | M05883 | CURRENT
002425759 | SETSCREW | M16 x 70mm, Hex, S/Steel Gde 316 c/w Hex Nut S/Steel Gde 304, Aust Std | HOBSON | HOBSON ENGINEERING CO PTY LTD 393904 | BS16PCM160070 + NH04PCM16 | CURRENT
002439206 | WASHER,FLAT | Round, M20, S/Steel Gde 316 (P100) | HOBSON | HOBSON ENGINEERING CO PTY LTD 393904 | WR16PM20 | CURRENT
002454205 | BRACKET,MOUNTING | Mid Pole Mount, S/Steel, for Gas Insulated Enclosed Air Break | AKPOWER | AK POWER SOLUTIONS PTY LTD | GVS80938 | CURRENT
002454213 | BRACKET,MOUNTING | Top Pole Mount, S/Steel, for Gas Insulated Enclosed Air Break | AKPOWER | AK POWER SOLUTIONS PTY LTD | GSV80937 | CURRENT
002479012 | TEST SET,BATTERY | 6 to 60V DC, 3 mOhms to 3 Ohms, Backlit LCD Screen, 199 x 132 x 60.6mm, Pin Type Lead, Built-In Memory, USB Interface c/w Carry Case | HIOKI | HIOKI EE CORPORATION (MANUFACTURER) | BT3554-51 | CURRENT
002479020 | TOWELETTE,CLEANING | 99.9% Isopropyl Alcohol Wipes | MGCHEM | MG CHEMICALS (AUST) P/L (MANUFACTURER) | 824-WX25 | PURCHASE AS REQUIRED
002479020 | TOWELETTE,CLEANING | 99.9% Isopropyl Alcohol Wipes | ATOMSUPP | ATOM SUPPLY | 534725 | PURCHASE AS REQUIRED
002465722 | BAG,KIT | Rugged Carry Bag for SF6 Kit, PVC, Heavy-weight Vision Zips, Wide Flat Stitched Handles, Labelled with SF6 Response Kit | ALLENS | ALLENS INDUSTRIAL PRODUCTS PTY LTD | ES-SF6BAG | PURCHASE AS REQUIRED
002465730 | TOWEL,PAPER | Disposable Decontamination Towel, 1220 x 700 mm (P60) | ALLENS | ALLENS INDUSTRIAL PRODUCTS PTY LTD | AIPDETOWEL | PURCHASE AS REQUIRED
002465748 | STAND,SIGN | A-Frame Safety Sign, Printed with SF6 CLEAN UP IN PROGRESS, Red Text on White B/Ground | ALLENS | ALLENS INDUSTRIAL PRODUCTS PTY LTD | PSCSTM6030P | PURCHASE AS REQUIRED
002465755 | TAPE,BARRICADE | SF6 Hazard Barrier Tape, 100m Lg, 75mm W, Printed with SF6 HAZARD, Red Text on White B/Ground | ALLENS | ALLENS INDUSTRIAL PRODUCTS PTY LTD | CP2770 | PURCHASE AS REQUIRED
002465771 | COVERALLS,SAFETY,INDUSTRIAL | Disposable, Hooded Coverall, XL, Fire Retardant PPL SMS Non-woven Fabric, White c/w Orange Seams, Elasticated Face, Wrists, Waist & Ankles | ALLENS | ALLENS INDUSTRIAL PRODUCTS PTY LTD | 878028 | PURCHASE AS REQUIRED
002465805 | RESPIRATOR,AIR FILTERING | RFF4000, Full Face Respirator Mask Kit, M-L c/w Pro2000 Filter CF 32 A2B2E2K2-P3 & 3M Storage Bag | ALLENS | ALLENS INDUSTRIAL PRODUCTS PTY LTD | RFF4000SF6KIT | PURCHASE AS REQUIRED
002465813 | BAG,WASTE BIN | Contaminated Waste Disposal Bag, 450 x 720mm | ALLENS | ALLENS INDUSTRIAL PRODUCTS PTY LTD | ES-WB | PURCHASE AS REQUIRED
002465839 | SPRAYER,HAND,GENERAL PURPOSE | 5L Pressure Sprayer | ALLENS | ALLENS INDUSTRIAL PRODUCTS PTY LTD | 1907844605 | PURCHASE AS REQUIRED
002465847 | SODIUM CARBONATE | Washing Soda | ALLENS | ALLENS INDUSTRIAL PRODUCTS PTY LTD | MISC WASHING SODA | PURCHASE AS REQUIRED
002465870 | WASTE DISPOSAL,HAZMAT | SF6 Vacuum Cleaner, H Class, Numatic, HEPA Filter, 9L Capacity, Printed with SF6 Use Only c/w Hose, Dusting Brush, Short Metal & Crevice Nozzles | ALLENS | ALLENS INDUSTRIAL PRODUCTS PTY LTD | HZQ200 | PURCHASE AS REQUIRED
002465888 | CLEANING KIT | SF6 Response Clean-Up Kit c/w Carry Bag, 1 x Duct Tape, 12 x Disposable Towels, A-Frame Safety Sign, SF6 Hazard Barrier Tape, Blue Vinyl Gloves, 2 x Pr Maxichem | ALLENS | ALLENS INDUSTRIAL PRODUCTS PTY LTD | SF6 RESPONSE KIT | CURRENT
002465789 | FOOTWEAR COVERS | Disposable, Heavy Duty Overboots, SMS Fabric c/w PVC Sole, White, Elastic Top, Plastic Ties for Ankle, Waterproof | ALLENS | ALLENS INDUSTRIAL PRODUCTS PTY LTD | MG20-414WH42-46 | PURCHASE AS REQUIRED
002479061 | HAMMER,WINDOW BREAKER | Rescue and Escape Tool, 76 x 32 x 17mm, ABS Plastic and Stainless Steel, c/w Seatbelt Cutter | KEYLINE | KEY-LINE DISTRIBUTORS PTY LTD | 210009 | CURRENT
002479061 | HAMMER,WINDOW BREAKER | Rescue and Escape Tool, 76 x 32 x 17mm, ABS Plastic and Stainless Steel, c/w Seatbelt Cutter | ATOMSUPP | ATOM SUPPLY | 408270 | CURRENT
002479061 | HAMMER,WINDOW BREAKER | Rescue and Escape Tool, 76 x 32 x 17mm, ABS Plastic and Stainless Steel, c/w Seatbelt Cutter | C&LTOOL | CALTCO T/A C&L TOOL CENTRE | RESQME | CURRENT
002479079 | BATTERY,STORAGE | 48V, 150Ah, Dual String, 2 x 8 UXH75-6 VRLA, Subs Battery Bank, Item 3H | CENTURYY | CENTURY YUASA | 3I-341240 | CURRENT
002479087 | BATTERY,STORAGE | 48V, 150Ah, Dual String, 2 x 8 UXH75-6 VRLA, Subs Battery Bank, c/w Rack, Item 3H+R | CENTURYY | CENTURY YUASA | 3I+R-341241 | CURRENT
002479095 | ANALYSER,POWER QUALITY | Kit, CAT IV-600V, 1A-500/3000A, PQ45 Power Quality Data Recorder with 4G Upgrade c/w Antenna 4G 1m Cable, Rubber Holster & Strap, 4 x 500/3000A High | CHKPOWER | CHK POWER QUALITY PL | 1APQ45-S/UP-4G C/W ANT | CURRENT
002479103 | BATTERY,STORAGE | 12V, 2.0Ah, M12 Red Li-Ion, Compact, for Milwaukee Tools | C&LTOOL | CALTCO T/A C&L TOOL CENTRE | MILWAM12B2 | CURRENT
002479103 | BATTERY,STORAGE | 12V, 2.0Ah, M12 Red Li-Ion, Compact, for Milwaukee Tools | MILWAUKE | MILWAUKEE POWER TOOLS | M12B2 | CURRENT
002479137 | GUARD | Line Trimmer Guard, HDPE, Retrofit for Hylec Fibreglass Cabinet, Extension or Base, use Loctite 4471 glue or equiv | HYLEC | HYLEC PTY LTD | HYWHIPGUARD7 | CURRENT
000105038 | FUSE LINK | Barrier, LV Meter Isolating Link, suit Alstom Series 7 | IPD | IPD GROUP LIMITED | 8DB0056001 | CURRENT
002479145 | GLOVES | Flying, Nomex, FR, Touch Screen Compatible, Size 8 | FHA | FLIGHT HELMETS AUSTRALIA | AV244-2 SIZE 8 | PURCHASE AS REQUIRED
002479152 | GLOVES | Flying, Nomex, FR, Touch Screen Compatible, Size 9 | FHA | FLIGHT HELMETS AUSTRALIA | AV244-2 SIZE 9 | PURCHASE AS REQUIRED
002479160 | GLOVES | Flying, Nomex, FR, Touch Screen Compatible, Size 10 | FHA | FLIGHT HELMETS AUSTRALIA | AV244-2 SIZE 10 | PURCHASE AS REQUIRED
002479178 | GLOVES | Flying, Nomex, FR, Touch Screen Compatible, Size 11 | FHA | FLIGHT HELMETS AUSTRALIA | AV244-2 SIZE 11 | PURCHASE AS REQUIRED
002479186 | GLOVES | Flying, Nomex, FR, Touch Screen Compatible, Size 12 | FHA | FLIGHT HELMETS AUSTRALIA | AV244-2 SIZE 12 | PURCHASE AS REQUIRED
002479194 | CAP,UTILITY | Flight Helmet Skull Cap, Cotton, Size S | FHA | FLIGHT HELMETS AUSTRALIA | 95302 | PURCHASE AS REQUIRED
002479202 | CAP,UTILITY | Flight Helmet Skull Cap, Cotton, Size M | FHA | FLIGHT HELMETS AUSTRALIA | 95303 | PURCHASE AS REQUIRED
002479210 | CAP,UTILITY | Flight Helmet Skull Cap, Cotton, Size L | FHA | FLIGHT HELMETS AUSTRALIA | 95304 | PURCHASE AS REQUIRED
002479228 | CAP,UTILITY | Flight Helmet Skull Cap, Cotton, Size XL | FHA | FLIGHT HELMETS AUSTRALIA | 95305 | PURCHASE AS REQUIRED
002406020 | SEALING COMPOUND | Sikaflex 11FC, Black Adhesive to attach Site Id Digits, 300g Cartridge (scm) SPECIFICATION: MANUFACTURERS DATA: | BLKWOOD | J BLACKWOOD & SON LTD | 00351271 | CURRENT
002461127 | TAPE,PRESSURE SENSITIVE ADHESIVE | 3M VHB Double Sided, 12mm W x 32.9m Lg, 1.1mm Thk, Acrylic Adhesive, Grey, for attaching meter backing boards to asbestos meter panels only | GILBLODG | GILBERT LODGE AUSTRALIA | 3MVHBRP+110GF-12 | CURRENT
002461127 | TAPE,PRESSURE SENSITIVE ADHESIVE | 3M VHB Double Sided, 12mm W x 32.9m Lg, 1.1mm Thk, Acrylic Adhesive, Grey, for attaching meter backing boards to asbestos meter panels only | 3M | 3M AUSTRALIA PTY LTD | RP45F | CURRENT
002452829 | GRIP,ANCHOR ROD | Pulling Eye, 13 - 32mm Rods, Cast Iron, 2721kg WLL | SPECFORC | SPECIALISED FORCE | BPE-1 | CURRENT
002401349 | ANCHOR,GUY | Single Helix, 150mm Dia, Square One, High Strength 10000ft lb | TEN | THE ENERGY NETWORK | TD225-64M24 | CURRENT
002479285 | MARKER,LOCATION | Pillar Warning Pole, 1.32m Lg, 32mm Dia, PVC, Hi-Vis, Temporarily replaces Pillar D-Bolt, Rotates Freely with Pin Removed, for visual warning of overgrown Pillar | PWRTECH | POWERTECH RESOURCES | URDFP132 | CURRENT
002479301 | STRAP | Shackle Strap, 235 x 40 x 3mm, S/Steel Gde 316, for LV Shackle Contruction, Bag of 50 | SEWELFRG | GREG SEWELL FORGINGS PTY LTD | M06006 | CURRENT
002479319 | PROTECTOR,HEARING | EAR PLUG;REUSABLE,CORDED,32DB,PU,GRY,CL PROTECTOR,HEARING Ear Plugs, Reusable, C orded, 32 dB Min Rating, Class 5 (P120) | ATOMSUPP | ATOM SUPPLY | 30000521 | CURRENT
002479319 | PROTECTOR,HEARING | EAR PLUG;REUSABLE,CORDED,32DB,PU,GRY,CL PROTECTOR,HEARING Ear Plugs, Reusable, C orded, 32 dB Min Rating, Class 5 (P120) | 3M | 3M AUSTRALIA PTY LTD | P1301 | CURRENT
002479327 | PROTECTOR,HEARING | Ear Plugs, Disposable, Uncorded, 29 dB Min Rating, Class 5 (P200) | ATOMSUPP | ATOM SUPPLY | 30000613 | CURRENT
002479327 | PROTECTOR,HEARING | Ear Plugs, Disposable, Uncorded, 29 dB Min Rating, Class 5 (P200) | MOLDEX | MOLDEX-METRIC | 6604 | CURRENT
002479335 | PROTECTOR,HEARING | Ear Plugs, Reusable, Corded, 27 dB Min Rating, Class 5, c/w Storage Case (P50) | MOLDEX | MOLDEX-METRIC | 6435 | CURRENT
002479335 | PROTECTOR,HEARING | Ear Plugs, Reusable, Corded, 27 dB Min Rating, Class 5, c/w Storage Case (P50) | ATOMSUPP | ATOM SUPPLY | 483936 | CURRENT
002479343 | TEST SET,METER | Portable Test System, 3 Ph, Class 0.2, 10V to 300V, 1mA to 16A, 15VA per Phase, 273 x 247 x 178mm, 300V Cat III, for all meter types in EQL | EMH | ENERGIE-MESSTECHNIK GMBH (MANUFACTURER) | CHECKSYSTEM 2.3 | CURRENT
002479350 | TEST SET,METER | Portable Test System, 1 Ph, Class 0.2, 10V to 300V, 1mA to 120A, 60VA, 273 x 247 x 178mm, 300V Cat III, for 1Ph meter types in EQL | EMH | ENERGIE-MESSTECHNIK GMBH (MANUFACTURER) | CHECKSYSTEM 2.1 | CURRENT
002479376 | SWITCHBOARD,POWER | AC Distribution Board, 100A Auto Trans Switch, 100A Main Switch, 36 Pole Chassis, Outdoor, S/Steel, 1728 x 600 x 240mm | NHP | NHP ELECTRICAL ENGINEERING | EQL2479376 | PURCHASE AS REQUIRED
002479384 | SWITCHBOARD,POWER | AC Distribution Board, 250A Main Switch, 12 + 42 Hybrid Chassis, Indoor, 1512 x 600 x 240mm | NHP | NHP ELECTRICAL ENGINEERING | EQL2479384 | PURCHASE AS REQUIRED
002479392 | SWITCHBOARD,POWER | AC Distribution Board,Switchyard, 160A Main Switch, 30A Outlet,10A Outlet, 24 Pole Chassis, Light Switch, Outdoor, S/Steel, 1296 x 600 x 240mm | NHP | NHP ELECTRICAL ENGINEERING | EQL2479392 | CURRENT
002479400 | SWITCHBOARD,POWER | AC Distribution Board, 160A Main Switch, 36 Pole Chassis, Indoor, 1296 x 600 x 240mm | NHP | NHP ELECTRICAL ENGINEERING | EQL2479400 | PURCHASE AS REQUIRED
002479418 | SWITCHBOARD,POWER | AC Distribution Board, 250A Main Switch, 24 Ess + 24 Non-Ess Chassis, Indoor, 1728 x 600 x 240mm | NHP | NHP ELECTRICAL ENGINEERING | EQL2479418 | CURRENT
002479426 | SWITCHBOARD,POWER | AC Distribution Board, 100A Main Switch, 1Ph, 3 x 10A ELCB & 4 x 20A ELCB, Indoor, Steel Enclosure, 245 x 268 x 92mm | NHP | NHP ELECTRICAL ENGINEERING | EQL2479426 | CURRENT
002479434 | SWITCHBOARD,POWER | AC Distribution Board, 1 X 100A Main Switch, 21 Pole Load Centre, 2 x 3 Ph, 32A CB, 2 x 20A CB, 1 x 10A CB, 2 x 20A ELCB, 2 x 10A ELCB & Timer, Indoor | NHP | NHP ELECTRICAL ENGINEERING | EQL2479434 | PURCHASE AS REQUIRED
002479442 | SWITCHBOARD,POWER | Auto Transfer Switch, 400V AC, 400A AC1, 110kW AC3, c/w Main Switch, Outdoor, S/Steel, 800 x 1200 x 400mm | NHP | NHP ELECTRICAL ENGINEERING | EQL2479442 | PURCHASE AS REQUIRED
002479459 | SWITCHBOARD,POWER | AC Distribution Board, 400V AC, Local Transformer, 2 x 400A CB, 1 x 160A CB, 1 x 100A CB, 1 x 60A CB, Outdoor, S/Steel, 1200 x 800 x 400mm | NHP | NHP ELECTRICAL ENGINEERING | EQL2479459 | CURRENT
002479467 | SWITCHBOARD,POWER | AC Main Board, 400V AC, Local Transformer, 1 x 400A CB, 2 x 160A CB, 1 x 100A CB, 1 x 60A CB, Outdoor, S/Steel, 1992 x 630 x 254mm | NHP | NHP ELECTRICAL ENGINEERING | EQL2479467 | CURRENT
002479475 | SWITCHBOARD,POWER | AC Main Board, 400V AC, Local Transformer, 1 x 400A CB, 1 x 250A CB, 1 x 160A CB with Generator Connection, Outdoor, S/Steel, 1992 x 600 x 254mm | NHP | NHP ELECTRICAL ENGINEERING | EQL2479475 | PURCHASE AS REQUIRED
002479483 | SWITCHBOARD,POWER | Transfer Switch, 400V AC, 125A, Generator Connection Point, Outdoor, S/Steel, 1296 x 600 x 240mm | NHP | NHP ELECTRICAL ENGINEERING | EQL2479483 | CURRENT
002479491 | SWITCHBOARD,POWER | AC Distribution Board, 400V AC, Local Transformer, 1 x 160A CB, Outdoor, S/Steel, 864 x 600 x 240mm | NHP | NHP ELECTRICAL ENGINEERING | EQL2479491 | PURCHASE AS REQUIRED
ACT1550 | MODEM,COMMUNICATIONS | EDMI ELM400 CAT-M Modems c/w Telstra SIM Card | EDMI | EDMI PTY LTD | ELM400 | CURRENT
ACT1550 | MODEM,COMMUNICATIONS | EDMI ELM400 CAT-M Modems c/w Telstra SIM Card | ACSTREAM | ACTIVE STREAM METER PROVIDER | 222810 | CURRENT
ACT1650 | ANTENNA | EDMI-4G-SMA, Paddle Pop | EDMI | EDMI PTY LTD | ANT400 - SMA | CURRENT
ACT1650 | ANTENNA | EDMI-4G-SMA, Paddle Pop | ACSTREAM | ACTIVE STREAM METER PROVIDER | 222508 | CURRENT
002479509 | CONNECTOR ASSEMBLY,ELECTRICAL. | Bus Support, Slip/Rigid Fit, Al, 50mm Pipe to 3" Bolt Circle, Horizontal | DMCPWR | DMC POWER (MANUFACTURER) | PLKM2230D050E1 | CURRENT
002479509 | CONNECTOR ASSEMBLY,ELECTRICAL. | Bus Support, Slip/Rigid Fit, Al, 50mm Pipe to 3" Bolt Circle, Horizontal | ADAPT | ADAPT AUSTRALIA PTY LTD | PLKM2230D050E1 | CURRENT
002479517 | CONNECTOR ASSEMBLY,ELECTRICAL. | 4-Hole Pad Tee, Al, 50mm Main Run Pipe to 50mm Center Palm Pad c/w 4 x 14mm Holes | DMCPWR | DMC POWER (MANUFACTURER) | PLKM1100D050E1 | CURRENT
002479517 | CONNECTOR ASSEMBLY,ELECTRICAL. | 4-Hole Pad Tee, Al, 50mm Main Run Pipe to 50mm Center Palm Pad c/w 4 x 14mm Holes | ADAPT | ADAPT AUSTRALIA PTY LTD | PLKM1100D050E1 | CURRENT
002479525 | CONNECTOR ASSEMBLY,ELECTRICAL. | Tee, Al, 90 Deg, 50mm Main Run Pipe to 50mm Pipe Tap | DMCPWR | DMC POWER (MANUFACTURER) | PLKM1500D050050E1 | CURRENT
002479525 | CONNECTOR ASSEMBLY,ELECTRICAL. | Tee, Al, 90 Deg, 50mm Main Run Pipe to 50mm Pipe Tap | ADAPT | ADAPT AUSTRALIA PTY LTD | PLKM1500D050050E1 | CURRENT
002479533 | CONNECTOR ASSEMBLY,ELECTRICAL. | Bus to Pad Expansion Terminal, w/Guide, Al, 50mm Pipe to Center Formed 4-Hole # 5 Pad | DMCPWR | DMC POWER (MANUFACTURER) | PLKM2600D050P5 | CURRENT
002479533 | CONNECTOR ASSEMBLY,ELECTRICAL. | Bus to Pad Expansion Terminal, w/Guide, Al, 50mm Pipe to Center Formed 4-Hole # 5 Pad | ADAPT | ADAPT AUSTRALIA PTY LTD | PLKM2600D050P5 | CURRENT
002479541 | CONNECTOR ASSEMBLY,ELECTRICAL. | Bus to Pad Expansion Terminal, w/Guide, Al, 50mm Pipe to Center Formed 4-Hole # 5 Pad c/w Earth Stirrup | DMCPWR | DMC POWER (MANUFACTURER) | PLKM2692D050P5 | CURRENT
002479541 | CONNECTOR ASSEMBLY,ELECTRICAL. | Bus to Pad Expansion Terminal, w/Guide, Al, 50mm Pipe to Center Formed 4-Hole # 5 Pad c/w Earth Stirrup | ADAPT | ADAPT AUSTRALIA PTY LTD | PLKM2692D050P5 | CURRENT
002479558 | CONNECTOR ASSEMBLY,ELECTRICAL. | Elbow Coupler, Al, 90 Deg, 50mm Pipe | DMCPWR | DMC POWER (MANUFACTURER) | PLKM1400D050E4 | CURRENT
002479558 | CONNECTOR ASSEMBLY,ELECTRICAL. | Elbow Coupler, Al, 90 Deg, 50mm Pipe | ADAPT | ADAPT AUSTRALIA PTY LTD | PLKM1400D050E4 | CURRENT
002479566 | CYLINDER,LOCK | Master S3 Series, Half Fixed Cam Cyl, w/o Keys, Keyed to Master M0444/S3, Solid Brass/Zinc Diecast, Chrome Plate, suit Dorma Panic Exit Device, for C&I | CARBINE | CARBINE CYLINDERS (MANUFACTURER) | CPF-6HSCLS | CURRENT
002479566 | CYLINDER,LOCK | Master S3 Series, Half Fixed Cam Cyl, w/o Keys, Keyed to Master M0444/S3, Solid Brass/Zinc Diecast, Chrome Plate, suit Dorma Panic Exit Device, for C&I | LOCKWOOD | LOCKWOOD/ASSA ABOLY AUSTRALIA PTY LTD | LW9555-502CP | CURRENT
002479574 | COVERALLS,SAFETY,INDUSTRIAL | Disposable, Hooded, 3XL, Tyvek, Type 5 & 6, White | BLKWOOD | J BLACKWOOD & SON LTD | 5143254 | CURRENT
001766591 | ANCHOR,GUY | Double Helix, 300mm Dia, 35mm2 Hub Thread, Mid Strength 6000ft lb (P5) | TEN | THE ENERGY NETWORK | D11426-M24 | CURRENT
002423465 | BRACKET,MOUNTING | Cast Steel Stay, Dwg 944567-01 | THEWMCAN | TMAC THEW & MCCANN GROUP | SB-GS3 | CURRENT
002411551 | FRAME,HAND HACKSAW | Insulated 1000V, for use in Insulated Tool Kit : | TEN | THE ENERGY NETWORK | D72 | CURRENT
002411569 | PLIERS | 205mm, Insulated 1000V, for use in Insulated Tool Kit | TEN | THE ENERGY NETWORK | D1-200I | CURRENT
002411577 | PLIERS | 205mm, Long Nose, for use in Insulated Tool Kit | TEN | THE ENERGY NETWORK | D22D-200I | CURRENT
002411585 | PLIERS,DIAGONAL CUTTING | 185mm, Side Cutters, for use in Insulated Tool Kit | TEN | THE ENERGY NETWORK | D3-180I | CURRENT
002411593 | PLIERS,SLIP JOINT | 310mm, Multigrip, for use in Insulated Tool Kit | TEN | THE ENERGY NETWORK | D301-310 | CURRENT
002416584 | CUTTER,CABLE,HAND OPERATED | 222mm, for use in Insulated Tool Kit | TEN | THE ENERGY NETWORK | D18-220 | CURRENT
002416592 | SCREWDRIVER,CROSS TIP | 4 x 75, Insulated 1000V, for Insulated | TEN | THE ENERGY NETWORK | CRU-4X75 | CURRENT
002416600 | SCREWDRIVER,CROSS TIP | 5 x 100, Insulated 1000V, for Insulated Tool Kit (Phillips Head) | TEN | THE ENERGY NETWORK | CRU-5X100 | CURRENT
002416618 | SCREWDRIVER,CROSS TIP | 6 x 125, Insulated 1000V, for Insulated Tool Kit (Phillips Head) | TEN | THE ENERGY NETWORK | CRU-6X125 | CURRENT
002416626 | SCREWDRIVER,CROSS TIP | 8 x 150, Insulated 1000V (Phillips Head) | TEN | THE ENERGY NETWORK | CRU-8X150 | CURRENT
002436111 | SCREWDRIVER,FLAT TIP | 2.5 x 50mm, Insulated 1000V, for Insulated Tool Kit | TEN | THE ENERGY NETWORK | TB-2.5X50B | CURRENT
002416634 | SCREWDRIVER,FLAT TIP | 4 x 100, Insulated 1000V, for Insulated Tool Kit | TEN | THE ENERGY NETWORK | TB-4X100B | CURRENT
002416642 | SCREWDRIVER,FLAT TIP | 5.5 x 150, Insulated 1000V, for Insulated Tool Kit | TEN | THE ENERGY NETWORK | TB-5.5X150 | CURRENT
002416659 | SCREWDRIVER,FLAT TIP | 6.5 x 150, Insulated 1000V, for Insulated Tool Kit | TEN | THE ENERGY NETWORK | TB-6.5X150 | CURRENT
002416675 | SCREWDRIVER,FLAT TIP | 10 x 150, Insulated 1000V, for Insulated Tool Kit | TEN | THE ENERGY NETWORK | TB-10X150 | CURRENT
002416717 | WRENCH, BOX | Single Spanner, 10mm, Offset, 1000V Insulated, for Tool Kit | TEN | THE ENERGY NETWORK | D13-10 | CURRENT
002416725 | WRENCH, BOX | Single Spanner, 11mm, Offset, 1000V Insulated, for Tool Kit | TEN | THE ENERGY NETWORK | D13-11 | CURRENT
002416733 | WRENCH, BOX | Single Spanner, 12mm, Offset, 1000V Insulated, for Tool Kit | TEN | THE ENERGY NETWORK | D13-12 | CURRENT
002416741 | WRENCH, BOX | Single Spanner, 13mm, Offset, 1000V Insulated, for Tool Kit | TEN | THE ENERGY NETWORK | D13-13 | CURRENT
002416758 | WRENCH, BOX | Single Spanner, 14mm, Offset, 1000V Insulated, for Tool Kit | TEN | THE ENERGY NETWORK | D13-14 | CURRENT
002416766 | WRENCH, BOX | Single Spanner, 15mm, Offset, 1000V Insulated, for Tool Kit | TEN | THE ENERGY NETWORK | D13-15 | CURRENT
002416774 | WRENCH, BOX | Single Spanner, 16mm, Offset, 1000V Insulated, for Tool Kit | TEN | THE ENERGY NETWORK | D13-16 | CURRENT
002416782 | WRENCH, BOX | Single Spanner, 17mm, Offset, 1000V Insulated, for Tool Kit | TEN | THE ENERGY NETWORK | D13-17 | CURRENT
002416790 | WRENCH, BOX | Single Spanner, 18mm, Offset, 1000V Insulated, for Tool Kit | TEN | THE ENERGY NETWORK | D13-18 | CURRENT
002416808 | WRENCH, BOX | Single Spanner, 19mm, Offset, 1000V Insulated, for Tool Kit | TEN | THE ENERGY NETWORK | D13-19 | CURRENT
002416816 | WRENCH, OPEN END | Single Spanner, 10mm, Insulated 1000V | TEN | THE ENERGY NETWORK | D14-10 | CURRENT
002416824 | WRENCH, OPEN END | Single Spanner, 11mm, Insulated 1000V, for use in Insulated Tool Kit | TEN | THE ENERGY NETWORK | D14-11 | CURRENT
002416832 | WRENCH, OPEN END | Single Spanner, 12mm, Insulated 1000V, for use in Insulated Tool Kit | TEN | THE ENERGY NETWORK | D14-12 | CURRENT
002416840 | WRENCH, OPEN END | Single Spanner, 13mm, Insulated 1000V, for use in Insulated Tool Kit | TEN | THE ENERGY NETWORK | D14-13 | CURRENT
002416857 | WRENCH, OPEN END | Single Spanner, 14mm, Insulated 1000V, for use in Insulated Tool Kit | TEN | THE ENERGY NETWORK | D14-14 | CURRENT
002416865 | WRENCH, OPEN END | Single Spanner, 15mm, Insulated 1000V, for use in Insulated Tool Kit | TEN | THE ENERGY NETWORK | D14-15 | CURRENT
002416873 | WRENCH, OPEN END | Single Spanner, 16mm, Insulated 1000V, for use in Insulated Tool Kit | TEN | THE ENERGY NETWORK | D14-16 | CURRENT
002416881 | WRENCH, OPEN END | Single Spanner, 17mm, Insulated 1000V, for use in Insulated Tool Kit | TEN | THE ENERGY NETWORK | D14-17 | CURRENT
002416899 | WRENCH, OPEN END | Single Spanner, 18mm, Insulated 1000V, for use in Insulated Tool Kit | TEN | THE ENERGY NETWORK | D14-18 | CURRENT
002416907 | WRENCH, OPEN END | Single Spanner, 19mm, Insulated 1000V, for use in Insulated Tool Kit | TEN | THE ENERGY NETWORK | D14-19 | CURRENT
002416956 | WRENCH, ADJUSTABLE | Spanner, 250mm, for use in Insulated Tool Kit | TEN | THE ENERGY NETWORK | D19-250 | CURRENT
002416964 | KEY,SOCKET HEAD SCREW | Curve 3mm for use in Insulated Tool Kit (Allen Key) | TEN | THE ENERGY NETWORK | D62-3 | CURRENT
002416972 | SOCKET,SOCKET WRENCH | Male, 4mm for use in Insulated Tool Kit | TEN | THE ENERGY NETWORK | M250-4 | CURRENT
002416980 | SOCKET,SOCKET WRENCH | Male, 5mm for use in Insulated Tool Kit | TEN | THE ENERGY NETWORK | M250-5 | CURRENT
002416998 | SOCKET,SOCKET WRENCH | Male, 6mm for use in Insulated Tool Kit | TEN | THE ENERGY NETWORK | M250-6 | CURRENT
002417004 | SOCKET,SOCKET WRENCH | Male, 7mm for use in Insulated Tool Kit | TEN | THE ENERGY NETWORK | M250-7 | CURRENT
002417012 | SOCKET,SOCKET WRENCH | Male, 8mm for use in Insulated Tool Kit | TEN | THE ENERGY NETWORK | M250-8 | CURRENT
002417020 | SOCKET,SOCKET WRENCH | Male, 9mm for use in Insulated Tool Kit | TEN | THE ENERGY NETWORK | M250-9 | CURRENT
002417038 | SOCKET,SOCKET WRENCH | Male, 10mm for use in Insulated Tool Kit | TEN | THE ENERGY NETWORK | M250-10 | CURRENT
002416683 | WRENCH,RATCHET | Reversible 1/2" Drive Insulated 1000V for use in Insulated Tool Kit | TEN | THE ENERGY NETWORK | C250VM | CURRENT
002416691 | EXTENSION,SOCKET WRENCH | 1/2" Drive, 125mm Lg Insulated 1000V for use in Insulated Tool Kit | TEN | THE ENERGY NETWORK | R250-125 | CURRENT
002416709 | EXTENSION,SOCKET WRENCH | 1/2" Drive, 250mm Lg Insulated 1000V for use in Insulated Tool Kit | TEN | THE ENERGY NETWORK | R250-250 | CURRENT
002416915 | SOCKET,SOCKET WRENCH | 1/2", 16mm for use in Insulated Tool Kit | TEN | THE ENERGY NETWORK | D250-12P-16 | CURRENT
002416923 | SOCKET,SOCKET WRENCH | 1/2", 17mm for use in Insulated Tool Kit | TEN | THE ENERGY NETWORK | D250-17-6P | CURRENT
002416931 | SOCKET,SOCKET WRENCH | 1/2", 18mm for use in Insulated Tool Kit | TEN | THE ENERGY NETWORK | D250-18-6P | CURRENT
002416949 | SOCKET,SOCKET WRENCH | 1/2", 19mm for use in Insulated Tool Kit | TEN | THE ENERGY NETWORK | D250-19-6P | CURRENT
002436095 | SOCKET,SOCKET WRENCH | Female, 13 x 56mm, 12 Point 1/2" Drive, Insulated 1000V, for Insulated Tool Kit | TEN | THE ENERGY NETWORK | D250-13-6P | CURRENT
002436103 | WRENCH, ADJUSTABLE | Shifter, 265mm Lg, 32mm Opening, Fully Insulated 1000V, for Insulated Tool Kit | TEN | THE ENERGY NETWORK | D19-250I | CURRENT
002479582 | FRAME,HAND HACKSAW | Junior Hacksaw, 1000V Insulated, 263mm Lg, Blade Length 130mm : | PENTA | PENTA AUST (TMAC THEW & MCCANN/HYLEC) | PA23144 | CURRENT
002479582 | FRAME,HAND HACKSAW | Junior Hacksaw, 1000V Insulated, 263mm Lg, Blade Length 130mm : | SIBILLE | SIBILLE FAMECA ELECTRIC (MANUFACTURER) | MS22J | CURRENT
002479590 | TAPE,MEASURING | 1000V Insulated, Blade Length 3m, Graduations 1mm, Plastic Frame | ITL | INSULATED TOOLS LTD (MANUFACTURER) | 0185/IT/3MT | CURRENT
002479608 | WRENCH, OPEN END | Single Spanner, 7/16" Whitworth, 1000V Insulated | ITL | INSULATED TOOLS LTD (MANUFACTURER) | 220 | CURRENT
002479616 | WRENCH, OPEN END | Single Spanner, 1/2" Whitworth, 1000V Insulated | ITL | INSULATED TOOLS LTD (MANUFACTURER) | 230 | CURRENT
002479665 | WRENCH,SOCKET | T Wrench, 1/2" Square Drive, 1000V Insulated, 310mm Lg | PENTA | PENTA AUST (TMAC THEW & MCCANN/HYLEC) | PA23209 | CURRENT
002479665 | WRENCH,SOCKET | T Wrench, 1/2" Square Drive, 1000V Insulated, 310mm Lg | SIBILLE | SIBILLE FAMECA ELECTRIC (MANUFACTURER) | MS72S 310 | CURRENT
002479673 | SOCKET,SOCKET WRENCH | 1/2" Drive, 12-Point, 15mm, 1000V Insulated | PENTA | PENTA AUST (TMAC THEW & MCCANN/HYLEC) | PA23193 | CURRENT
002479673 | SOCKET,SOCKET WRENCH | 1/2" Drive, 12-Point, 15mm, 1000V Insulated | SIBILLE | SIBILLE FAMECA ELECTRIC (MANUFACTURER) | MS66L 15 | CURRENT
002479681 | PLIERS | Slip-Joint Adjustable, 250mm Lg, 1000V Insulated | PENTA | PENTA AUST (TMAC THEW & MCCANN/HYLEC) | PA23230 | CURRENT
002479681 | PLIERS | Slip-Joint Adjustable, 250mm Lg, 1000V Insulated | SIBILLE | SIBILLE FAMECA ELECTRIC (MANUFACTURER) | MS8 250 | CURRENT
002479699 | KEY,SOCKET HEAD SCREW | Male, 5mm, 90 Degree, 1000V Insulated | PENTA | PENTA AUST (TMAC THEW & MCCANN/HYLEC) | PA23147 | CURRENT
002479699 | KEY,SOCKET HEAD SCREW | Male, 5mm, 90 Degree, 1000V Insulated | SIBILLE | SIBILLE FAMECA ELECTRIC (MANUFACTURER) | MS23 05 | CURRENT
002479707 | KEY,SOCKET HEAD SCREW | Male, 6mm, 90 Degree, 1000V Insulated | PENTA | PENTA AUST (TMAC THEW & MCCANN/HYLEC) | PA23148 | CURRENT
002479707 | KEY,SOCKET HEAD SCREW | Male, 6mm, 90 Degree, 1000V Insulated | SIBILLE | SIBILLE FAMECA ELECTRIC (MANUFACTURER) | MS23 06 | CURRENT
002479624 | EXTRACTOR TOOL | Link Extractor, Male , 1/4" Whitworth, 1000V Insulated | ITL | INSULATED TOOLS LTD (MANUFACTURER) | 02360 | CURRENT
002479632 | EXTRACTOR TOOL | Link Extractor, Male , 5/16" Whitworth, 1000V Insulated | ITL | INSULATED TOOLS LTD (MANUFACTURER) | 02370 | CURRENT
002479640 | EXTRACTOR TOOL | Link Extractor, Male , 3/8" Whitworth, 1000V Insulated | ITL | INSULATED TOOLS LTD (MANUFACTURER) | 02380 | CURRENT
002479657 | EXTRACTOR TOOL | Link Extractor, Female, 3/8" BSF, 1000V Insulated | ITL | INSULATED TOOLS LTD (MANUFACTURER) | 02490 | CURRENT
002479715 | PLUG,PROTECTIVE,DUST & MOISTURE | Keyhole Plug, Plastic, for EJCo Pit Cover Lift Point (MOQ 20) | EJAUST | EJ AUSTRALIA PTY LTD | PLASPLUGRECT | CURRENT
002479723 | FIXTURE,LIGHTING | 37W RoadFlair BRP392 (L37A) 4K c/w Upcast Adaptor, Major Road, EQTS 05-01-02 (scm) | PHILIPS | PHILIPS AUSTRALIA PTY LTD | 824110136141 | CURRENT
002479731 | FIXTURE,LIGHTING | 60W RoadFlair BRP392 (L60A) 4K c/w Upcast Adaptor, Major Road, EQTS 05-01-02 (scm) | PHILIPS | PHILIPS AUSTRALIA PTY LTD | 824110136161 | CURRENT
002479749 | FIXTURE,LIGHTING | 67W RoadFlair BRP392 (L67A) 4K c/w Upcast Adaptor, Major Road, EQTS 05-01-02 (scm) | PHILIPS | PHILIPS AUSTRALIA PTY LTD | 824110136151 | CURRENT
002479756 | FIXTURE,LIGHTING | 138W RoadFlair BRP393 (L138A) 4K c/w Upcast Adaptor, Major Road, EQTS 05-01-02 (scm) | PHILIPS | PHILIPS AUSTRALIA PTY LTD | 824110136171 | CURRENT
002479764 | FIXTURE,LIGHTING | 220W RoadFlair BRP394 (L220A) 4K c/w Upcast Adaptor, Major Road, EQTS 05-01-02 (scm) | PHILIPS | PHILIPS AUSTRALIA PTY LTD | 824110136181 | CURRENT
002479772 | FIXTURE,LIGHTING | 204W RoadFlair BRP394 (L204A) 4K c/w Upcast Adaptor, Major Road, EQTS 05-01-02 (scm) | PHILIPS | PHILIPS AUSTRALIA PTY LTD | 824110136191 | CURRENT
002479780 | FIXTURE,LIGHTING | 38W RoadFlair BRP392 (L37A) 3K c/w Upcast Adaptor, Major Road, EQTS 05-01-02 (scm) | PHILIPS | PHILIPS AUSTRALIA PTY LTD | 824110136201 | CURRENT
002479798 | FIXTURE,LIGHTING | 61W RoadFlair BRP392 (L60A) 3K c/w Upcast Adaptor, Major Road, EQTS 05-01-02 (scm) | PHILIPS | PHILIPS AUSTRALIA PTY LTD | 824110136221 | CURRENT
002479806 | FIXTURE,LIGHTING | 70W RoadFlair BRP392 (L67A) 3K c/w Upcast Adaptor, Major Road, EQTS 05-01-02 (scm) | PHILIPS | PHILIPS AUSTRALIA PTY LTD | 824110136211 | CURRENT
002479814 | FIXTURE,LIGHTING | 143W RoadFlair BRP393 (L138A) 3K c/w Upcast Adaptor, Major Road, EQTS 05-01-02 (scm) | PHILIPS | PHILIPS AUSTRALIA PTY LTD | 824110136231 | CURRENT
002479822 | FIXTURE,LIGHTING | 210W RoadFlair BRP393 (L204A) 3K c/w Upcast Adaptor, Major Road, EQTS 05-01-02 (scm) | PHILIPS | PHILIPS AUSTRALIA PTY LTD | 824110136251 | CURRENT
002479830 | FIXTURE,LIGHTING | 225W RoadFlair BRP394 (L220A) 3K c/w Upcast Adaptor, Major Road, EQTS 05-01-02 (scm) | PHILIPS | PHILIPS AUSTRALIA PTY LTD | 824110136241 | CURRENT
002479848 | FIXTURE,LIGHTING | 70W Tango G4 LED Flood, Watchman, 4K Symmetrical Wide Beam, c/w 1.5m Lead, EQTS 05-01-02 (scm) | PHILIPS | PHILIPS AUSTRALIA PTY LTD | 824110137931 | CURRENT
002479855 | FIXTURE,LIGHTING | 100W Tango G4 LED Flood, Watchman, 4K Symmetrical Wide Beam, c/w 1.5m Lead, EQTS 05-01-02 (scm) | PHILIPS | PHILIPS AUSTRALIA PTY LTD | 824110137941 | CURRENT
002479863 | FIXTURE,LIGHTING | 200W Tango G4 LED Flood, Watchman, 4K Symmetrical Wide Beam, c/w 1.5m Lead, EQTS 05-01-02 (scm) | PHILIPS | PHILIPS AUSTRALIA PTY LTD | 824110137951 | CURRENT
002479871 | FIXTURE,LIGHTING | 100W Tango G4 LED Flood, Pedestrian Crossing, 4K Asymmetrical Medium Beam, EQTS 05-01-02 (scm) | PHILIPS | PHILIPS AUSTRALIA PTY LTD | 824110137961 | CURRENT
002479889 | FIXTURE,LIGHTING | 200W Tango G4 LED Flood, Pedestrian Crossing, 4K Asymmetrical Medium Beam, EQTS 05-01-02 (scm) | PHILIPS | PHILIPS AUSTRALIA PTY LTD | 824110137971 | CURRENT
002479897 | FIXTURE,LIGHTING | 200W Tango G4 LED Flood, Pedestrian Crossing, 3K Asymmetrical Medium Beam, EQTS 05-01-02 (scm) | PHILIPS | PHILIPS AUSTRALIA PTY LTD | 824110137981 | CURRENT
ACT1750 | CABLE ASSY,RADIO FREQUENCY | Y-Cable, UL2464 8c/4c with JWT Connector, 1m | EDMI | EDMI PTY LTD | CAB2020W06A | CURRENT
ACT1750 | CABLE ASSY,RADIO FREQUENCY | Y-Cable, UL2464 8c/4c with JWT Connector, 1m | ACSTREAM | ACTIVE STREAM METER PROVIDER | 7000042 | CURRENT
002480028 | SWITCHBOARD,POWER | LV Indoor, 750(750)kVA, ACB Std, Sentron 3WL, ETU45B, AFPS VAMP 221, 1600A TX ACB 42kA/1Sec, 4 x 630A SF, Mob Gen Conn & 1600A ACB, Metal Encl, Dual Top/Bottom | WEBER | WEBER SOUTH PACIFIC PTY LTD | MF115123-EQ01 | PURCHASE AS REQUIRED
002480036 | SWITCHBOARD,POWER | LV Indoor, 750(750)kVA, ACB Upgde, Sentron 3WL, ETU76B c/w COM35 Module, AFPS VAMP 221, 1600A TX ACB 42kA/1Sec, 4 x 630A SF, Mob Gen Conn & 1600A ACB, | WEBER | WEBER SOUTH PACIFIC PTY LTD | MF115123-EQ02 | PURCHASE AS REQUIRED
002480044 | SWITCHBOARD,POWER | LV Indoor, 750(750)kVA, ACB Std, Sentron 3WL, ETU45B, AFPS VAMP 221, 1600A TX ACB 42kA/1Sec, 4 x 630A SF, Mob Gen Conn, 2 x SF Spare Slots, Metal Encl, Dual | WEBER | WEBER SOUTH PACIFIC PTY LTD | MF115123-EQ03 | PURCHASE AS REQUIRED
002480051 | SWITCHBOARD,POWER | LV Indoor, 750(750)kVA, ACB Upgde, Sentron 3WL, ETU76B c/w COM35 Module, AFPS VAMP 221, 1600A TX ACB 42kA/1Sec, 4 x 630A SF, Mob Gen Conn, 2 x SF Spare | WEBER | WEBER SOUTH PACIFIC PTY LTD | MF115123-EQ04 | PURCHASE AS REQUIRED
002480069 | SWITCHBOARD,POWER | LV Indoor, 750(500)kVA, ACB Std, Sentron 3WL, ETU45B, AFPS VAMP 221, 1600A TX ACB 42kA/1Sec, 4 x 630A SF, Mob Gen Conn, 2 x SF Spare Slots, Metal Encl, Dual | WEBER | WEBER SOUTH PACIFIC PTY LTD | MF115123-EQ05 | PURCHASE AS REQUIRED
002480077 | SWITCHBOARD,POWER | LV Indoor, 750(500)kVA, ACB Upgde, Sentron 3WL, ETU76B c/w COM35 Module, AFPS VAMP 221, 1600A TX ACB 42kA/1Sec, 4 x 630A SF, Mob Gen Conn, 2 x SF Spare | WEBER | WEBER SOUTH PACIFIC PTY LTD | MF115123-EQ06 | PURCHASE AS REQUIRED
002480085 | SWITCHBOARD,POWER | LV Indoor, 750(315)kVA, ACB Std, Sentron 3WL, ETU45B, AFPS VAMP 221, 1600A TX ACB 42kA/1Sec, 4 x 630A SF, Mob Gen Conn, 2 x SF Spare Slots, Metal Encl, Dual | WEBER | WEBER SOUTH PACIFIC PTY LTD | MF115123-EQ07 | PURCHASE AS REQUIRED
002480093 | SWITCHBOARD,POWER | LV Indoor, 750(315)kVA, ACB Upgde, Sentron 3WL, ETU76B c/w COM35 Module, AFPS VAMP 221, 1600A TX ACB 42kA/1Sec, 4 x 630A SF, Mob Gen Conn, 2 x SF Spare | WEBER | WEBER SOUTH PACIFIC PTY LTD | MF115123-EQ08 | PURCHASE AS REQUIRED
002480101 | SWITCHBOARD,POWER | LV Indoor, 1500(1500)kVA, ACB Std, Sentron 3WL, ETU45B, AFPS VAMP 221, 3200A TX ACB 65kA/1Sec, 4 x 630A SF, Mob Gen Conn & 3200A ACB, Metal Encl, | WEBER | WEBER SOUTH PACIFIC PTY LTD | MF135243-EQ01 | PURCHASE AS REQUIRED
002480119 | SWITCHBOARD,POWER | LV Indoor, 1500(1500)kVA, ACB Upgde, Sentron 3WL, ETU76B c/w COM35 Module, AFPS VAMP 221, 3200A TX ACB 65kA/1Sec, 4 x 630A SF, Mob Gen Conn & 3200A ACB, | WEBER | WEBER SOUTH PACIFIC PTY LTD | MF135243-EQ02 | PURCHASE AS REQUIRED
002480127 | SWITCHBOARD,POWER | LV Indoor, 1500(1000)kVA, ACB Std, Sentron 3WL, ETU45B, AFPS VAMP 221, 3200A TX ACB 65kA/1Sec, 4 x 630A SF, Mob Gen Conn & 3200A ACB, Metal Encl, | WEBER | WEBER SOUTH PACIFIC PTY LTD | MF135243-EQ03 | PURCHASE AS REQUIRED
002480135 | SWITCHBOARD,POWER | LV Indoor, 1500(1000)kVA, ACB Upgde, Sentron 3WL, ETU76B c/w COM35 Module, AFPS VAMP 221, 3200A TX ACB 65kA/1Sec, 4 x 630A SF, Mob Gen Conn & 3200A ACB, | WEBER | WEBER SOUTH PACIFIC PTY LTD | MF135243-EQ04 | PURCHASE AS REQUIRED
002480143 | SWITCHBOARD,POWER | LV Indoor, 1500(750)kVA, ACB Std, Sentron 3WL, ETU45B, AFPS VAMP 221, 3200A TX ACB 65kA/1Sec, 4 x 630A SF, Mob Gen Conn & 3200A ACB, Metal Encl, | WEBER | WEBER SOUTH PACIFIC PTY LTD | MF135243-EQ05 | PURCHASE AS REQUIRED
002480150 | SWITCHBOARD,POWER | LV Indoor, 1500(750)kVA, ACB Upgde, Sentron 3WL, ETU76B c/w COM35 Module, AFPS VAMP 221, 3200A TX ACB 65kA/1Sec, 4 x 630A SF, Mob Gen Conn & 3200A ACB, | WEBER | WEBER SOUTH PACIFIC PTY LTD | MF135243-EQ06 | PURCHASE AS REQUIRED
002480168 | SWITCHBOARD,POWER | LV Indoor, 1500(500)kVA, ACB Std, Sentron 3WL, ETU45B, AFPS VAMP 221, 3200A TX ACB 65kA/1Sec, 4 x 630A SF, Mob Gen Conn & 3200A ACB, Metal Encl, | WEBER | WEBER SOUTH PACIFIC PTY LTD | MF135243-EQ07 | PURCHASE AS REQUIRED
002480176 | SWITCHBOARD,POWER | LV Indoor, 1500(500)kVA, ACB Upgde, Sentron 3WL, ETU76B c/w COM35 Module, AFPS VAMP 221, 3200A TX ACB 65kA/1Sec, 4 x 630A SF, Mob Gen Conn & 3200A ACB, | WEBER | WEBER SOUTH PACIFIC PTY LTD | MF135243-EQ08 | PURCHASE AS REQUIRED
002480184 | SWITCHBOARD,POWER | LV Indoor, 1500(315)kVA, ACB Std, Sentron 3WL, ETU45B, AFPS VAMP 221, 3200A TX ACB 65kA/1Sec, 4 x 630A SF, Mob Gen Conn & 3200A ACB, Metal Encl, | WEBER | WEBER SOUTH PACIFIC PTY LTD | MF135243-EQ09 | PURCHASE AS REQUIRED
002480192 | SWITCHBOARD,POWER | LV Indoor, 1500(315)kVA, ACB Upgde, Sentron 3WL, ETU76B c/w COM35 Module, AFPS VAMP 221, 3200A TX ACB 65kA/1Sec, 4 x 630A SF, Mob Gen Conn & 3200A ACB, | WEBER | WEBER SOUTH PACIFIC PTY LTD | MF135243-EQ10 | PURCHASE AS REQUIRED
002480200 | SWITCHBOARD,POWER | LV Indoor, TX Isolator, 1500(1500)kVA, ACB Std, Sentron 3WL, ETU45B, AFPS VAMP 221, 3200A TX ACB 65kA/1Sec, Mob Gen Conn, Direct Busbar Connect, Metal Encl, | WEBER | WEBER SOUTH PACIFIC PTY LTD | MF001243-EQ01 | PURCHASE AS REQUIRED
002480218 | SWITCHBOARD,POWER | LV Indoor, TX Isolator, 1500(1500)kVA, ACB Upgde, Sentron 3WL, ETU76B c/w COM35 Module, AFPS VAMP 221, 3200A TX ACB 65kA/1Sec, Mob Gen Conn, Direct Busbar | WEBER | WEBER SOUTH PACIFIC PTY LTD | MF001243-EQ02 | PURCHASE AS REQUIRED
002480226 | SWITCHBOARD,POWER | LV Indoor, TX Isolator, 1500(1000)kVA, ACB Std, Sentron 3WL, ETU45B, AFPS VAMP 221, 3200A TX ACB 65kA/1Sec, Mob Gen Conn, Direct Busbar Connect, Metal Encl, | WEBER | WEBER SOUTH PACIFIC PTY LTD | MF001243-EQ03 | PURCHASE AS REQUIRED
002480234 | SWITCHBOARD,POWER | LV Indoor, TX Isolator, 1500(1000)kVA, ACB Upgde, Sentron 3WL, ETU76B c/w COM35 Module, AFPS VAMP 221, 3200A TX ACB 65kA/1Sec, Mob Gen Conn, Direct Busbar | WEBER | WEBER SOUTH PACIFIC PTY LTD | MF001243-EQ04 | PURCHASE AS REQUIRED
002480242 | SWITCHBOARD,POWER | LV Indoor, TX Isolator, 1500(750)kVA, ACB Std, Sentron 3WL, ETU45B, AFPS VAMP 221, 3200A TX ACB 65kA/1Sec, Mob Gen Conn, Direct Busbar Connect, Metal Encl, | WEBER | WEBER SOUTH PACIFIC PTY LTD | MF001243-EQ05 | PURCHASE AS REQUIRED
002480259 | SWITCHBOARD,POWER | LV Indoor, TX Isolator, 1500(750)kVA, ACB Upgde, Sentron 3WL, ETU76B c/w COM35 Module, AFPS VAMP 221, 3200A TX ACB 65kA/1Sec, Mob Gen Conn, Direct Busbar | WEBER | WEBER SOUTH PACIFIC PTY LTD | MF001243-EQ06 | PURCHASE AS REQUIRED
002480267 | SWITCHBOARD,POWER | LV Indoor, TX Isolator, 1500(500)kVA, ACB Std, Sentron 3WL, ETU45B, AFPS VAMP 221, 3200A TX ACB 65kA/1Sec, Mob Gen Conn, Direct Busbar Connect, Metal Encl, | WEBER | WEBER SOUTH PACIFIC PTY LTD | MF001243-EQ07 | PURCHASE AS REQUIRED
002480275 | SWITCHBOARD,POWER | LV Indoor, TX Isolator, 1500(500)kVA, ACB Upgde, Sentron 3WL, ETU76B c/w COM35 Module, AFPS VAMP 221, 3200A TX ACB 65kA/1Sec, Mob Gen Conn, Direct Busbar | WEBER | WEBER SOUTH PACIFIC PTY LTD | MF001243-EQ08 | PURCHASE AS REQUIRED
002480283 | SWITCHBOARD,POWER | LV Indoor, TX Isolator, 1500(315)kVA, ACB Std, Sentron 3WL, ETU45B, AFPS VAMP 221, 3200A TX ACB 65kA/1Sec, Mob Gen Conn, Direct Busbar Connect, Metal Encl, | WEBER | WEBER SOUTH PACIFIC PTY LTD | MF001243-EQ09 | PURCHASE AS REQUIRED
002480291 | SWITCHBOARD,POWER | LV Indoor, TX Isolator, 1500(315)kVA, ACB Upgde, Sentron 3WL, ETU76B c/w COM35 Module, AFPS VAMP 221, 3200A TX ACB 65kA/1Sec, Mob Gen Conn, Direct Busbar | WEBER | WEBER SOUTH PACIFIC PTY LTD | MF001243-EQ10 | PURCHASE AS REQUIRED
002480309 | ENCLOSURE | LV Outdoor Cubicle & Base, Weatherproof, 2105 x 1000 x 1920mm, Steel Base, Trench Cover, Bottom Entry/Exit, suit LV Board for 1000-1500kVA GT, Dwg ES002083-01 | WEBER | WEBER SOUTH PACIFIC PTY LTD | ES0258021001 | PURCHASE AS REQUIRED
002480317 | SWITCHBOARD,POWER | LV Outdoor, 1500(1500)kVA, ACB Std, Sentron 3WL, ETU45B, AFPS VAMP 221, 3200A TX ACB 65kA/1Sec, 4 x 630A SF (1 x Provisional SF Slot) Mob Gen Conn & | WEBER | WEBER SOUTH PACIFIC PTY LTD | VC540240-S301 | PURCHASE AS REQUIRED
002480325 | SWITCHBOARD,POWER | LV Outdoor, 1500(1500)kVA, ACB Upgde, Sentron 3WL, ETU76B c/w COM35 Module, AFPS VAMP 221, 3200A TX ACB 65kA/1Sec, 4 x 630A SF (1 x Provisional SF Slot) | WEBER | WEBER SOUTH PACIFIC PTY LTD | VC540240-S302 | PURCHASE AS REQUIRED
002480333 | SWITCHBOARD,POWER | LV Outdoor, 1500(1000)kVA, ACB Std, Sentron 3WL, ETU45B, AFPS VAMP 221, 3200A TX ACB 65kA/1Sec, 4 x 630A SF (1 x Provisional SF Slot) Mob Gen Conn & | WEBER | WEBER SOUTH PACIFIC PTY LTD | VC540240-S303 | PURCHASE AS REQUIRED
002480341 | SWITCHBOARD,POWER | LV Outdoor, 1500(1000)kVA, ACB Upgde, Sentron 3WL, ETU76B c/w COM35 Module, AFPS VAMP 221, 3200A TX ACB 65kA/1Sec, 4 x 630A SF (1 x Provisional SF Slot) | WEBER | WEBER SOUTH PACIFIC PTY LTD | VC540240-S304 | PURCHASE AS REQUIRED
002480358 | SWITCHBOARD,POWER | LV Outdoor, 1500(750)kVA, ACB Std, Sentron 3WL, ETU45B, AFPS VAMP 221, 3200A TX ACB 65kA/1Sec, 4 x 630A SF (1 x Provisional SF Slot) Mob Gen Conn & | WEBER | WEBER SOUTH PACIFIC PTY LTD | VC540240-S305 | PURCHASE AS REQUIRED
002480366 | SWITCHBOARD,POWER | LV Outdoor, 1500(750)kVA, ACB Upgde, Sentron 3WL, ETU76B c/w COM35 Module, AFPS VAMP 221, 3200A TX ACB 65kA/1Sec, 4 x 630A SF (1 x Provisional SF Slot) | WEBER | WEBER SOUTH PACIFIC PTY LTD | VC540240-S306 | PURCHASE AS REQUIRED
002480374 | SWITCHBOARD,POWER | LV Outdoor, 1500(500)kVA, ACB Std, Sentron 3WL, ETU45B, AFPS VAMP 221, 3200A TX ACB 65kA/1Sec, 4 x 630A SF (1 x Provisional SF Slot) Mob Gen Conn & | WEBER | WEBER SOUTH PACIFIC PTY LTD | VC540240-S307 | PURCHASE AS REQUIRED
002480382 | SWITCHBOARD,POWER | LV Outdoor, 1500(500)kVA, ACB Upgde, Sentron 3WL, ETU76B c/w COM35 Module, AFPS VAMP 221, 3200A TX ACB 65kA/1Sec, 4 x 630A SF (1 x Provisional SF Slot) | WEBER | WEBER SOUTH PACIFIC PTY LTD | VC540240-S308 | PURCHASE AS REQUIRED
002480390 | SWITCHBOARD,POWER | LV Outdoor, 1500(315)kVA, ACB Std, Sentron 3WL, ETU45B, AFPS VAMP 221, 3200A TX ACB 65kA/1Sec, 4 x 630A SF (1 x Provisional SF Slot) Mob Gen Conn & | WEBER | WEBER SOUTH PACIFIC PTY LTD | VC540240-S309 | PURCHASE AS REQUIRED
002480408 | SWITCHBOARD,POWER | LV Outdoor, 1500(315)kVA, ACB Upgde, Sentron 3WL, ETU76B c/w COM35 Module, AFPS VAMP 221, 3200A TX ACB 65kA/1Sec, 4 x 630A SF (1 x Provisional SF Slot) | WEBER | WEBER SOUTH PACIFIC PTY LTD | VC540240-S310 | PURCHASE AS REQUIRED
002480416 | SWITCHBOARD,POWER | LV Outdoor, 1500(1500)kVA, ACB Std, Sentron 3WL, ETU45B, AFPS VAMP 221, 3200A TX ACB 65kA/1Sec, 4 x 630A SF (1 x Provisional SF Slot) Mob Gen Conn & | WEBER | WEBER SOUTH PACIFIC PTY LTD | VC540240-S311 | PURCHASE AS REQUIRED
002480424 | SWITCHBOARD,POWER | LV Outdoor, 1500(1500)kVA, ACB Upgde, Sentron 3WL, ETU76B c/w COM35 Module, AFPS VAMP 221, 3200A TX ACB 65kA/1Sec, 4 x 630A SF (1 x Provisional SF Slot) | WEBER | WEBER SOUTH PACIFIC PTY LTD | VC540240-S312 | PURCHASE AS REQUIRED
002480432 | SWITCHBOARD,POWER | LV Outdoor, 1500(1000)kVA, ACB Std, Sentron 3WL, ETU45B, AFPS VAMP 221, 3200A TX ACB 65kA/1Sec, 4 x 630A SF (1 x Provisional SF Slot) Mob Gen Conn & | WEBER | WEBER SOUTH PACIFIC PTY LTD | VC540240-S313 | PURCHASE AS REQUIRED
002480440 | SWITCHBOARD,POWER | LV Outdoor, 1500(1000)kVA, ACB Upgde, Sentron 3WL, ETU76B c/w COM35 Module, AFPS VAMP 221, 3200A TX ACB 65kA/1Sec, 4 x 630A SF (1 x Provisional SF Slot) | WEBER | WEBER SOUTH PACIFIC PTY LTD | VC540240-S314 | PURCHASE AS REQUIRED
002480457 | SWITCHBOARD,POWER | LV Outdoor, 1500(750)kVA, ACB Std, Sentron 3WL, ETU45B, AFPS VAMP 221, 3200A TX ACB 65kA/1Sec, 4 x 630A SF (1 x Provisional SF Slot) Mob Gen Conn & | WEBER | WEBER SOUTH PACIFIC PTY LTD | VC540240-S315 | PURCHASE AS REQUIRED
002480465 | SWITCHBOARD,POWER | LV Outdoor, 1500(750)kVA, ACB Upgde, Sentron 3WL, ETU76B c/w COM35 Module, AFPS VAMP 221, 3200A TX ACB 65kA/1Sec, 4 x 630A SF (1 x Provisional SF Slot) | WEBER | WEBER SOUTH PACIFIC PTY LTD | VC540240-S316 | PURCHASE AS REQUIRED
002480473 | SWITCHBOARD,POWER | LV Outdoor, 1500(500)kVA, ACB Std, Sentron 3WL, ETU45B, AFPS VAMP 221, 3200A TX ACB 65kA/1Sec, 4 x 630A SF (1 x Provisional SF Slot) Mob Gen Conn & | WEBER | WEBER SOUTH PACIFIC PTY LTD | VC540240-S317 | PURCHASE AS REQUIRED
002480481 | SWITCHBOARD,POWER | LV Outdoor, 1500(500)kVA, ACB Upgde, Sentron 3WL, ETU76B c/w COM35 Module, AFPS VAMP 221, 3200A TX ACB 65kA/1Sec, 4 x 630A SF (1 x Provisional SF Slot) | WEBER | WEBER SOUTH PACIFIC PTY LTD | VC540240-S318 | PURCHASE AS REQUIRED
002480499 | SWITCHBOARD,POWER | LV Outdoor, 1500(315)kVA, ACB Std, Sentron 3WL, ETU45B, AFPS VAMP 221, 3200A TX ACB 65kA/1Sec, 4 x 630A SF (1 x Provisional SF Slot) Mob Gen Conn & | WEBER | WEBER SOUTH PACIFIC PTY LTD | VC540240-S319 | PURCHASE AS REQUIRED
002480507 | SWITCHBOARD,POWER | LV Outdoor, 1500(315)kVA, ACB Upgde, Sentron 3WL, ETU76B c/w COM35 Module, AFPS VAMP 221, 3200A TX ACB 65kA/1Sec, 5 x 630A SF (1 x Provisional SF Slot) | WEBER | WEBER SOUTH PACIFIC PTY LTD | VC540240-S320 | PURCHASE AS REQUIRED
002480515 | CIRCUIT BREAKER SUBASSEMBLY | 1500kV, Rating Plug 3200A, Sentron 3WL, spare part for Open CB | WEBER | WEBER SOUTH PACIFIC PTY LTD | SIE-RP3200 | PURCHASE AS REQUIRED
002480515 | CIRCUIT BREAKER SUBASSEMBLY | 1500kV, Rating Plug 3200A, Sentron 3WL, spare part for Open CB | SIEMENS | SIEMENS LTD | 3WL9111-0AA64-0AA0 | PURCHASE AS REQUIRED
002480523 | CIRCUIT BREAKER SUBASSEMBLY | 1000kV, Rating Plug 2000A, Sentron 3WL, spare part for Open CB | WEBER | WEBER SOUTH PACIFIC PTY LTD | SIE-RP2000 | PURCHASE AS REQUIRED
002480523 | CIRCUIT BREAKER SUBASSEMBLY | 1000kV, Rating Plug 2000A, Sentron 3WL, spare part for Open CB | SIEMENS | SIEMENS LTD | 3WL9111-0AA62-0AA0 | PURCHASE AS REQUIRED
002480531 | CIRCUIT BREAKER SUBASSEMBLY | 750kV, Rating Plug 1600A, Sentron 3WL, spare part for Open CB | WEBER | WEBER SOUTH PACIFIC PTY LTD | SIE-RP1600 | PURCHASE AS REQUIRED
002480531 | CIRCUIT BREAKER SUBASSEMBLY | 750kV, Rating Plug 1600A, Sentron 3WL, spare part for Open CB | SIEMENS | SIEMENS LTD | 3WL9111-0AA61-0AA0 | PURCHASE AS REQUIRED
002480549 | CIRCUIT BREAKER SUBASSEMBLY | 500kV, Rating Plug 1000A, Sentron 3WL, spare part for Open CB | WEBER | WEBER SOUTH PACIFIC PTY LTD | SIE-RP1000 | PURCHASE AS REQUIRED
002480549 | CIRCUIT BREAKER SUBASSEMBLY | 500kV, Rating Plug 1000A, Sentron 3WL, spare part for Open CB | SIEMENS | SIEMENS LTD | 3WL9111-0AA57-0AA0 | PURCHASE AS REQUIRED
002480556 | CIRCUIT BREAKER SUBASSEMBLY | 315kV, Rating Plug 630A, Sentron 3WL, spare part for Open CB | WEBER | WEBER SOUTH PACIFIC PTY LTD | SIE-RP630 | PURCHASE AS REQUIRED
002480556 | CIRCUIT BREAKER SUBASSEMBLY | 315kV, Rating Plug 630A, Sentron 3WL, spare part for Open CB | SIEMENS | SIEMENS LTD | 3WL9111-0AA55-0AA4 | PURCHASE AS REQUIRED
002480564 | CIRCUIT BREAKER | 1600A, 42kA/1 Sec, MCCB Upgde Retrofit Kit, Sentron 3VA2, ETU650 | WEBER | WEBER SOUTH PACIFIC PTY LTD | V-RF1600-EQ02 | PURCHASE AS REQUIRED
002480572 | CIRCUIT BREAKER | 1600A, 42kA/1 Sec, MCCB Std Retrofit Kit, Sentron 3VA2, ETU350 | WEBER | WEBER SOUTH PACIFIC PTY LTD | V-RF1600-EQ03 | PURCHASE AS REQUIRED
002480580 | COMMUNICATION SYSTEM | ACB Additional to Enable SCADA for DNP3, RTU SICAM A8000 Relay, Interface in DNP3 | WEBER | WEBER SOUTH PACIFIC PTY LTD | SIE-SICAMA8000 | PURCHASE AS REQUIRED
002480580 | COMMUNICATION SYSTEM | ACB Additional to Enable SCADA for DNP3, RTU SICAM A8000 Relay, Interface in DNP3 | SIEMENS | SIEMENS LTD | SICAMA8000 | PURCHASE AS REQUIRED
002480598 | COMMUNICATION SYSTEM | ACB Additional to Enable SCADA for IEC61850, RTU SICAM A8000 Relay, Interface in IEC61850 | WEBER | WEBER SOUTH PACIFIC PTY LTD | SIE-SICAMA8001 | PURCHASE AS REQUIRED
002480598 | COMMUNICATION SYSTEM | ACB Additional to Enable SCADA for IEC61850, RTU SICAM A8000 Relay, Interface in IEC61850 | SIEMENS | SIEMENS LTD | SICAMA8001 | PURCHASE AS REQUIRED
ACT1850 | SPACER | Antenna Standoff Spacer, suits EDMI Stick On Antenna | EDMI | EDMI PTY LTD | MDMANT23022B | CURRENT
ACT1850 | SPACER | Antenna Standoff Spacer, suits EDMI Stick On Antenna | ACSTREAM | ACTIVE STREAM METER PROVIDER | 7000770 | CURRENT
002480630 | LABEL | Sticker, Main Switch Warning, Self Adhesive, Super Vinyl V90, White & Purple background, Yurika Logo | ARTCRAFT | ARTCRAFT PTY LTD | C0010202 | CURRENT
002480648 | FUSE,CARTRIDGE | 60A, Ceramic Cartridge, for Plug In Base Electricity Meter, Eaton Bussmann Series, 30 x 57mm | COOPER | COOPER ELECTRICAL AUSTRALIA PTY LTD | 60LR85 | CURRENT
002480655 | SWITCHBOARD,POWER | Feeder Switchgear Unit, 24kV, 630A, 25kA, 1250A Bus Metal Encl Fixed Switchgear & Control Gear Assy, c/w 110V DC Aux Supply, Incl CTs for Feeder | TAMCO | TAMCO SWITCHGEAR (MANUFACTURER) | 22000 | CURRENT
002480655 | SWITCHBOARD,POWER | Feeder Switchgear Unit, 24kV, 630A, 25kA, 1250A Bus Metal Encl Fixed Switchgear & Control Gear Assy, c/w 110V DC Aux Supply, Incl CTs for Feeder | TAMCO | TAMCO SWITCHGEAR (MANUFACTURER) | T1-GV3N630FDR | CURRENT
002480663 | SWITCHBOARD,POWER | Bus Section Switchgear Unit, 24kV, 1250A 25kA, 1250A Bus Metal Encl Fixed Switchgear & Control Gear Assy c/w 110V DC Aux Supply, incl CTs for Dual | TAMCO | TAMCO SWITCHGEAR (MANUFACTURER) | 22001 | CURRENT
002480663 | SWITCHBOARD,POWER | Bus Section Switchgear Unit, 24kV, 1250A 25kA, 1250A Bus Metal Encl Fixed Switchgear & Control Gear Assy c/w 110V DC Aux Supply, incl CTs for Dual | TAMCO | TAMCO SWITCHGEAR (MANUFACTURER) | T2-GV3N1250BSBT | CURRENT
002480671 | SWITCHBOARD,POWER | Feeder/Bus Tie Switchgear Unit, 24kV, 1250A, 25kA, 1250A Bus Metal Encl Fixed Switchgear & Control Gear Assy, c/w 110V DC Aux Supply, Incl CTs for Bus Tie | TAMCO | TAMCO SWITCHGEAR (MANUFACTURER) | 22002 | CURRENT
002480671 | SWITCHBOARD,POWER | Feeder/Bus Tie Switchgear Unit, 24kV, 1250A, 25kA, 1250A Bus Metal Encl Fixed Switchgear & Control Gear Assy, c/w 110V DC Aux Supply, Incl CTs for Bus Tie | TAMCO | TAMCO SWITCHGEAR (MANUFACTURER) | T3-GV3N1250TIE | CURRENT
002480697 | SWITCHBOARD,POWER | Busbar Earth Switch, 24kV, 25kA suits Fault Make Duty on a 1250A Bus, Manual Operation Only, Contract 10544-Item 13, EESS-11558-01-0B | TAMCO | TAMCO SWITCHGEAR (MANUFACTURER) | 22004 | CURRENT
002480697 | SWITCHBOARD,POWER | Busbar Earth Switch, 24kV, 25kA suits Fault Make Duty on a 1250A Bus, Manual Operation Only, Contract 10544-Item 13, EESS-11558-01-0B | TAMCO | TAMCO SWITCHGEAR (MANUFACTURER) | T5-GV3N630ESW | CURRENT
002480705 | SWITCHBOARD,POWER | Feeder Switchgear Unit, 12kV, 800A, 25kA, 2000A Bus Metal Enclosed Fixed Switchgear & Control Gear Assy, c/w 110V DC Aux Supply, Incl CTs for Feeder | TAMCO | TAMCO SWITCHGEAR (MANUFACTURER) | 11004 | CURRENT
002480705 | SWITCHBOARD,POWER | Feeder Switchgear Unit, 12kV, 800A, 25kA, 2000A Bus Metal Enclosed Fixed Switchgear & Control Gear Assy, c/w 110V DC Aux Supply, Incl CTs for Feeder | TAMCO | TAMCO SWITCHGEAR (MANUFACTURER) | T1-VHIF630FDR450 | CURRENT
002480713 | SWITCHBOARD,POWER | Single Feeder Switchgear Unit (EGX Incomer), 12kV, 800A, 25kA, 2000A Bus Metal Encl Fixed Switchgear, 110V DC Aux Supply, Incl CTs for Feeder & Bus | TAMCO | TAMCO SWITCHGEAR (MANUFACTURER) | 11005 | CURRENT
002480713 | SWITCHBOARD,POWER | Single Feeder Switchgear Unit (EGX Incomer), 12kV, 800A, 25kA, 2000A Bus Metal Encl Fixed Switchgear, 110V DC Aux Supply, Incl CTs for Feeder & Bus | TAMCO | TAMCO SWITCHGEAR (MANUFACTURER) | T2-VHIF630INC450 | CURRENT
002480721 | SWITCHBOARD,POWER | Single Feeder Switchgear Unit (Customer Supply with Metering), 12kV, 800A, 25kA, 2000A Bus Metal Encl Fixed Switchgear, c/w 3 Ph Cable Side VT, 110V DC Aux | TAMCO | TAMCO SWITCHGEAR (MANUFACTURER) | 11006 | CURRENT
002480721 | SWITCHBOARD,POWER | Single Feeder Switchgear Unit (Customer Supply with Metering), 12kV, 800A, 25kA, 2000A Bus Metal Encl Fixed Switchgear, c/w 3 Ph Cable Side VT, 110V DC Aux | TAMCO | TAMCO SWITCHGEAR (MANUFACTURER) | T3-VHIF630INC700 | CURRENT
002480739 | SWITCHBOARD,POWER | Bus Section Switchgear Unit, 12kV, 2000A 25kA, 2000A Bus Metal Encl Fixed Switchgear & Control Gear Assy c/w 110V DC Aux Supply, incl CTs for Dual | TAMCO | TAMCO SWITCHGEAR (MANUFACTURER) | 11003 | CURRENT
002480739 | SWITCHBOARD,POWER | Bus Section Switchgear Unit, 12kV, 2000A 25kA, 2000A Bus Metal Encl Fixed Switchgear & Control Gear Assy c/w 110V DC Aux Supply, incl CTs for Dual | TAMCO | TAMCO SWITCHGEAR (MANUFACTURER) | T4-VHIF2000BSBT | CURRENT
002480747 | SWITCHBOARD,POWER | Feeder/Bus Tie Switchgear Unit, 12kV, 2000A, 25kA, 2000A Bus Metal Encl Fixed Switchgear & Control Gear Assy, c/w 110V DC Aux Supply, Incl CTs for Bus Tie | TAMCO | TAMCO SWITCHGEAR (MANUFACTURER) | 11002 | CURRENT
002480747 | SWITCHBOARD,POWER | Feeder/Bus Tie Switchgear Unit, 12kV, 2000A, 25kA, 2000A Bus Metal Encl Fixed Switchgear & Control Gear Assy, c/w 110V DC Aux Supply, Incl CTs for Bus Tie | TAMCO | TAMCO SWITCHGEAR (MANUFACTURER) | T5-VHIF2000TIE700 | CURRENT
002480770 | SWITCHBOARD,POWER | Busbar Earth Switch, 12kV, 25kA suits Fault Make Duty on a 2000A Bus, Manual Operation Only, Contract 10544-Item 8, EESS-11557-01-0B | TAMCO | TAMCO SWITCHGEAR (MANUFACTURER) | 11001 | CURRENT
002480770 | SWITCHBOARD,POWER | Busbar Earth Switch, 12kV, 25kA suits Fault Make Duty on a 2000A Bus, Manual Operation Only, Contract 10544-Item 8, EESS-11557-01-0B | TAMCO | TAMCO SWITCHGEAR (MANUFACTURER) | T8-VHIF630ESW450 | CURRENT
002480788 | MODULE | MD100m CPU Processor Module, 2 x SFP Ethernet, 4 x DI Channels, 5V DC Range, 2 x RS232/RS485 | CGI | CGI TECHNOLOGIES & SOLUTIONS P/L | MD100M-CPU-2 | CURRENT
002480796 | TERMINAL BLOCK | PT6-T, Disconnect CT Terminal, Orange, 1000V, 32A, 91 x 10 x 63mm, 35mm DIN Rail Mtg, Clip-on, 0.5-10mm Cond Size | PHOENIX | PHOENIX CONTACT PTY LTD | 1068179 | CURRENT
002480804 | TERMINAL BLOCK | PT6-T, Disconnect Trip Link, Red, 1000V, 32A, 91 x 10 x 63mm, 35mm DIN Rail Mtg, Clip-on, 0.5-10mm Cond Size | PHOENIX | PHOENIX CONTACT PTY LTD | 1322568 | CURRENT
002480812 | TERMINAL BLOCK | PT6-T, Disconnect VT Terminal, Brown, 1000V, 32A, 91 x 10 x 63mm, 35mm DIN Rail Mtg, Clip-on, 0.5-10mm Cond Size | PHOENIX | PHOENIX CONTACT PTY LTD | 1322569 | CURRENT
002480820 | TERMINAL BLOCK | PT6-T, Disconnect DC Terminal, 1000V, 32A, Grey, 91 x 10 x 63mm, 35mm DIN Rail Mtg, Clip-on, 0.5-10mm Cond Size | PHOENIX | PHOENIX CONTACT PTY LTD | 1326583 | CURRENT
002480838 | PLUG | Isolating Plug, Yellow, suit PT6-T Terminal Block | PHOENIX | PHOENIX CONTACT PTY LTD | 1322572 | CURRENT
002480846 | PLUG | Isolating Plug, Red, suit PT6-T Terminal Block | PHOENIX | PHOENIX CONTACT PTY LTD | 1322573 | CURRENT
002480853 | PLUG | Isolating Plug, White, suit PT6-T Terminal Block | PHOENIX | PHOENIX CONTACT PTY LTD | 1322576 | CURRENT
002480861 | END PLATE,TERMINAL BLOCK | Spacer Plate, suit PT6-T Terminal Block | PHOENIX | PHOENIX CONTACT PTY LTD | 1028592 | CURRENT
002480879 | JUMPER BAR,TERMINAL BLOCK | 2-Way Bridge, Red, suit PT6-T Terminal Block | PHOENIX | PHOENIX CONTACT PTY LTD | 3005947 | CURRENT
002480887 | JUMPER BAR,TERMINAL BLOCK | 5-Way Bridge, Red, suit PT6-T Terminal Block | PHOENIX | PHOENIX CONTACT PTY LTD | 3005948 | CURRENT
002480895 | TERMINAL BLOCK | PT 2.5-MT-Quattro, Knife Disconnect Test Terminal, Grey, 400V, 20A, 84 x 5mm, 35mm DIN Rail Mtg, Clip-on, 0.5-4mm Cond Size | PHOENIX | PHOENIX CONTACT PTY LTD | 3210172 | CURRENT
002480903 | SWITCHING LOCK | S-MT, White, suit PT 2.5-MT-Quattro Terminal Block | PHOENIX | PHOENIX CONTACT PTY LTD | 3247954 | CURRENT
002480911 | END PLATE,TERMINAL BLOCK | End Cover, D-ST 2.5-Quattro-MT, 29.1mm D, 2.2mm W, 84mm H, Grey, suit PT 2.5-MT-Quattro Terminal Block | PHOENIX | PHOENIX CONTACT PTY LTD | 3038590 | CURRENT
002480929 | INSULATOR,STANDOFF | Neutral Bus, Ertalon, 120mm Dia, M12 Bolt Hole, for Bundle Constructions | PENTA | PENTA AUST (TMAC THEW & MCCANN/HYLEC) | PA01656 | CURRENT
002480929 | INSULATOR,STANDOFF | Neutral Bus, Ertalon, 120mm Dia, M12 Bolt Hole, for Bundle Constructions | THEWMCAN | TMAC THEW & MCCANN GROUP | TM01656 | CURRENT
002480937 | BEND,ELECTRICAL CONDUIT | 125mm, 15 Deg, 600mm Rad, LD, Double Ended Socket | TRI UGRD | TRI UNDERGROUND AUSTRALIA PTY LTD | LDE12515600FFS | CURRENT
002480986 | PARTS KIT,HEARING | Earmuff Liners, Replacement Sweatpads | STIHL | STIHL GROUP | 7004-884-0401 | CURRENT
002480994 | BRACKET,FACESHIELD,HELMET | Helmet Visor Holder | STIHL | STIHL GROUP | 0000-889-9042 | CURRENT
002481000 | VISOR,FACESHIELD | Steel Mesh, Multi Fit | STIHL | STIHL GROUP | 7004-884-0201 | CURRENT
002481034 | MASK,SURGICAL | Disposable, Surgical Blue/White Mask, 3 Ply, Horizontal Flat Fold, Box 50 | AHC | ABSOLUTE HEALTH CO | ABSOLUTE 3PLY | CURRENT
002481034 | MASK,SURGICAL | Disposable, Surgical Blue/White Mask, 3 Ply, Horizontal Flat Fold, Box 50 | ATOMSUPP | ATOM SUPPLY | 455481 | CURRENT
002481059 | CHARGER,BATTERY | 240V AC Input, 48V DC, 20A Output, 1 Ph, 1400 x 700mm, Free Standing Cubicle c/w Aux Contacts for Alarms, for 48V, 80Ah Sealed Lead Acid Batteries | BRODRIBB | M BRODRIBB PTY LTD (MANUFACTURER) | D5703.1-048-0020-01 | CURRENT
002481067 | FIXTURE,LIGHTING | 113W RoadFlair BRP392 (L113A) 4K, c/w Upcast Adaptor, Major Road, EQTS05-01-02 (scm) | PHILIPS | PHILIPS AUSTRALIA PTY LTD | 824110134371 | CURRENT
002481075 | FIXTURE,LIGHTING | 113W RoadFlair BRP392 (L113A) 3K, c/w Upcast Adaptor, Major Road, EQTS05-01-02 (scm) | PHILIPS | PHILIPS AUSTRALIA PTY LTD | 824110110052 | CURRENT
002481109 | HANDLE, MANUAL CONTROL | Link Extraction or Installation, suits 3-Way Link Pillar | FULTON | FULTON INDUSTRIES PL | 01-FD33HAN | CURRENT
002481117 | LINK | Linking Knife, suits 3-Way Link Pillar | FULTON | FULTON INDUSTRIES PL | 01-FD33LKKNF | CURRENT
002481125 | MODEM,COMMUNICATIONS | SABRE Ranger 5000 Satellite w/out Mounting Bracket | ASTAUST | AST AUSTRALIA GLOBAL SATELLITE COMMS | SRG5-9TE00-01 | PURCHASE AS REQUIRED
002481133 | BRACKET,MOUNTING | Bracket Kit for SABRE Ranger 5000 | ASTAUST | AST AUSTRALIA GLOBAL SATELLITE COMMS | SRG5-OPM00-01 | PURCHASE AS REQUIRED
002481141 | PROTECTOR,HEARING | Earmuffs, 34dB Rating, Class 5 SCL80, Neckband Style, 3M Peltor Optime H540B, Black & Red | ATOMSUPP | ATOM SUPPLY | 40024993 | CURRENT
002481141 | PROTECTOR,HEARING | Earmuffs, 34dB Rating, Class 5 SCL80, Neckband Style, 3M Peltor Optime H540B, Black & Red | 3M | 3M AUSTRALIA PTY LTD | 70071730595 | CURRENT
002481158 | PROTECTOR,HEARING | X4A Earmuff, 31dB Rating, Class 5 SLC80, Headband Style, 3M Peltor | 3M | 3M AUSTRALIA PTY LTD | 70108840502 | CURRENT
002481158 | PROTECTOR,HEARING | X4A Earmuff, 31dB Rating, Class 5 SLC80, Headband Style, 3M Peltor | BLKWOOD | J BLACKWOOD & SON LTD | 02188078 | CURRENT
002481166 | PROTECTOR,HEARING | Earmuffs, 32dB Rating, Class 5 SCL80, Headband Style, 3M Peltor Optime H520A, Green | 3M | 3M AUSTRALIA PTY LTD | 70071730553 | CURRENT
002481166 | PROTECTOR,HEARING | Earmuffs, 32dB Rating, Class 5 SCL80, Headband Style, 3M Peltor Optime H520A, Green | ATOMSUPP | ATOM SUPPLY | 40024990 | CURRENT
002481174 | PROTECTOR,HEARING | Earmuffs, 28dB Rating, Class 5 SLC80, Foldable Style, 3M Peltor Optime H510F, Yellow | ATOMSUPP | ATOM SUPPLY | 40024986 | CURRENT
002481174 | PROTECTOR,HEARING | Earmuffs, 28dB Rating, Class 5 SLC80, Foldable Style, 3M Peltor Optime H510F, Yellow | 3M | 3M AUSTRALIA PTY LTD | 70071730504 | CURRENT
002481398 | JOINT,ELECTRICAL POWER CABLE | Screen Break, 76/132kV, 1C, 630mm2 Stranded Compacted Circ WB Al, XLPE/ WBT/CAS(25kA/1Sec)/LLDPE/Nyl/MDPE, Graphite Coating | BRUGG | BRUGG CABLES (MANUFACTURER) | S1962-4 | CURRENT
002481398 | JOINT,ELECTRICAL POWER CABLE | Screen Break, 76/132kV, 1C, 630mm2 Stranded Compacted Circ WB Al, XLPE/ WBT/CAS(25kA/1Sec)/LLDPE/Nyl/MDPE, Graphite Coating | CABLGRID | CABLE GRID AUSTRALIA PL | CG-2481398-S1962-4 | CURRENT
002481406 | JOINT,ELECTRICAL POWER CABLE | Screen Break, 76/132kV, 1C, 630mm2 Stranded Compacted Circ WB Al, XLPE/OF/ WBT/CAS(25kA/1Sec)/LLDPE/Nyl/MDPE, Graphite Coating | BRUGG | BRUGG CABLES (MANUFACTURER) | S1962-4 | CURRENT
002481406 | JOINT,ELECTRICAL POWER CABLE | Screen Break, 76/132kV, 1C, 630mm2 Stranded Compacted Circ WB Al, XLPE/OF/ WBT/CAS(25kA/1Sec)/LLDPE/Nyl/MDPE, Graphite Coating | CABLGRID | CABLE GRID AUSTRALIA PL | CG-2481406-S1962-4 | CURRENT
002481414 | JOINT,ELECTRICAL POWER CABLE | Screen Break, 76/132kV, 1C, 1200mm2 Stranded Segmental Milliken WB Al, XLPE/ OF/WBT/CAS(25kA/1Sec)/LLDPE/Nyl/MDPE, Graphite Coating | BRUGG | BRUGG CABLES (MANUFACTURER) | S1964-4 | CURRENT
002481414 | JOINT,ELECTRICAL POWER CABLE | Screen Break, 76/132kV, 1C, 1200mm2 Stranded Segmental Milliken WB Al, XLPE/ OF/WBT/CAS(25kA/1Sec)/LLDPE/Nyl/MDPE, Graphite Coating | CABLGRID | CABLE GRID AUSTRALIA PL | CG-2481414-S1964-4 | CURRENT
002481422 | JOINT,ELECTRICAL POWER CABLE | Screen Break, 76/132kV, 1C, 1200mm2 Stranded Segmental Milliken WB Cu, XLPE/ OF/WBT/CorrCu Sheath(40kA/0.5Sec)/MDPE, Graphite Coating | BRUGG | BRUGG CABLES (MANUFACTURER) | S1964-4 | CURRENT
002481422 | JOINT,ELECTRICAL POWER CABLE | Screen Break, 76/132kV, 1C, 1200mm2 Stranded Segmental Milliken WB Cu, XLPE/ OF/WBT/CorrCu Sheath(40kA/0.5Sec)/MDPE, Graphite Coating | CABLGRID | CABLE GRID AUSTRALIA PL | CG-2481422-S1964-4 | CURRENT
002481430 | JOINT,ELECTRICAL POWER CABLE | Screen Break, 76/132kV, 1C, 1600mm2 Stranded Segmental Milliken WB Cu, XLPE/ OF/WBT/CAS(40kA/0.5Sec)/MDPE, Graphite Coating | BRUGG | BRUGG CABLES (MANUFACTURER) | S1964-4 | CURRENT
002481430 | JOINT,ELECTRICAL POWER CABLE | Screen Break, 76/132kV, 1C, 1600mm2 Stranded Segmental Milliken WB Cu, XLPE/ OF/WBT/CAS(40kA/0.5Sec)/MDPE, Graphite Coating | CABLGRID | CABLE GRID AUSTRALIA PL | CG-2481430-S1964-4 | CURRENT
002481448 | TERMINATION KIT,ELECTRICAL CABLE | Outdoor, 76/132kV, 1C, 630mm2 Stranded Compacted Circ WB Al, XLPE/WBT/ CAS(25kA/1Sec)/LLDPE/Nyl/MDPE, Graphite Coating | BRUGG | BRUGG CABLES (MANUFACTURER) | S1924-4-630 | CURRENT
002481448 | TERMINATION KIT,ELECTRICAL CABLE | Outdoor, 76/132kV, 1C, 630mm2 Stranded Compacted Circ WB Al, XLPE/WBT/ CAS(25kA/1Sec)/LLDPE/Nyl/MDPE, Graphite Coating | CABLGRID | CABLE GRID AUSTRALIA PL | CG-2481448-S1924-4 | CURRENT
002481455 | TERMINATION KIT,ELECTRICAL CABLE | Outdoor, 76/132kV, 1C, 630mm2 Stranded Compacted Circ WB Al, XLPE/OF/WBT/ CAS(25kA/1Sec)/LLDPE/Nyl/MDPE, Graphite Coating | BRUGG | BRUGG CABLES (MANUFACTURER) | S1924-4-630-OF | CURRENT
002481455 | TERMINATION KIT,ELECTRICAL CABLE | Outdoor, 76/132kV, 1C, 630mm2 Stranded Compacted Circ WB Al, XLPE/OF/WBT/ CAS(25kA/1Sec)/LLDPE/Nyl/MDPE, Graphite Coating | CABLGRID | CABLE GRID AUSTRALIA PL | CG-2481455-S1924-4 | CURRENT
002481463 | TERMINATION KIT,ELECTRICAL CABLE | Outdoor, 76/132kV, 1C, 1200mm2 Stranded Segmental Milliken WB Al, XLPE/OF/WBT/ CAS(25kA/1Sec)/LLDPE/Nyl/MDPE, Graphite Coating | BRUGG | BRUGG CABLES (MANUFACTURER) | S1925-4-1200-OF-AL | CURRENT
002481463 | TERMINATION KIT,ELECTRICAL CABLE | Outdoor, 76/132kV, 1C, 1200mm2 Stranded Segmental Milliken WB Al, XLPE/OF/WBT/ CAS(25kA/1Sec)/LLDPE/Nyl/MDPE, Graphite Coating | CABLGRID | CABLE GRID AUSTRALIA PL | CG-2481463-S1925-4 | CURRENT
002481471 | TERMINATION KIT,ELECTRICAL CABLE | Outdoor, 76/132kV, 1C, 1200mm2 Stranded Segmental Milliken WB Cu, XLPE/OF/WBT/ CorrCu Sheath(40kA/0.5Sec)/MDPE, Graphite Coating | BRUGG | BRUGG CABLES (MANUFACTURER) | S1925-4-1200-OF-CU | CURRENT
002481471 | TERMINATION KIT,ELECTRICAL CABLE | Outdoor, 76/132kV, 1C, 1200mm2 Stranded Segmental Milliken WB Cu, XLPE/OF/WBT/ CorrCu Sheath(40kA/0.5Sec)/MDPE, Graphite Coating | CABLGRID | CABLE GRID AUSTRALIA PL | CG-2481471-S1925-4 | CURRENT
002481489 | TERMINATION KIT,ELECTRICAL CABLE | Outdoor, 76/132kV, 1C, 1600mm2 Stranded Segmental Milliken WB Cu, XLPE/OF/WBT/ CAS(40kA/0.5Sec)/MDPE, Graphite Coating | BRUGG | BRUGG CABLES (MANUFACTURER) | S1925-4-1600 | CURRENT
002481489 | TERMINATION KIT,ELECTRICAL CABLE | Outdoor, 76/132kV, 1C, 1600mm2 Stranded Segmental Milliken WB Cu, XLPE/OF/WBT/ CAS(40kA/0.5Sec)/MDPE, Graphite Coating | CABLGRID | CABLE GRID AUSTRALIA PL | CG-2481489-S1925-4 | CURRENT
002481497 | CONNECTOR,ELECTRICAL | Inner Cone Plug, suit Cable 76/132kV, 1C 630mm2 Stranded Compacted Circ WB Al, XLPE/WBT/CAS(25kA/1Sec)/LLDPE/Nyl/MDPE, Graphite Coating u/w Brugg Socket | BRUGG | BRUGG CABLES (MANUFACTURER) | S1960-4 (630AL1C) | CURRENT
002481497 | CONNECTOR,ELECTRICAL | Inner Cone Plug, suit Cable 76/132kV, 1C 630mm2 Stranded Compacted Circ WB Al, XLPE/WBT/CAS(25kA/1Sec)/LLDPE/Nyl/MDPE, Graphite Coating u/w Brugg Socket | CABLGRID | CABLE GRID AUSTRALIA PL | CG-2481497-S1960-4 | CURRENT
002481505 | CONNECTOR,ELECTRICAL | Inner Cone Plug, suit Cable 76/132kV, 1C 630mm2 Stranded Compacted Circ WB Al, XLPE/OF/WBT/CAS(25kA/1Sec)/LLDPE/Nyl/ MDPE, Graphite Coating u/w Brugg Socket | BRUGG | BRUGG CABLES (MANUFACTURER) | S1960-4 (630AL1COF) | CURRENT
002481505 | CONNECTOR,ELECTRICAL | Inner Cone Plug, suit Cable 76/132kV, 1C 630mm2 Stranded Compacted Circ WB Al, XLPE/OF/WBT/CAS(25kA/1Sec)/LLDPE/Nyl/ MDPE, Graphite Coating u/w Brugg Socket | CABLGRID | CABLE GRID AUSTRALIA PL | CG-2481505-S1960-4 | CURRENT
002481513 | CONNECTOR,ELECTRICAL | Inner Cone Plug, suit Cable 76/132kV, 1C 1200mm2 Stranded Segmental Milliken WB Al, XLPE/OF/WBT/CAS(25kA/1Sec)/LLDPE/ Nyl/MDPE, Graphite Coating u/w Brugg | BRUGG | BRUGG CABLES (MANUFACTURER) | S1960-4 (1200AL1C) | CURRENT
002481513 | CONNECTOR,ELECTRICAL | Inner Cone Plug, suit Cable 76/132kV, 1C 1200mm2 Stranded Segmental Milliken WB Al, XLPE/OF/WBT/CAS(25kA/1Sec)/LLDPE/ Nyl/MDPE, Graphite Coating u/w Brugg | CABLGRID | CABLE GRID AUSTRALIA PL | CG-2481513-S1960-4 | CURRENT
002481521 | CONNECTOR,ELECTRICAL | Inner Cone Plug, suit Cable 76/132kV, 1C 1200mm2 Stranded Segmental Milliken WB Cu, XLPE/OF/WBT/CorrCu Sheath (40kA/0.5Sec)/MDPE, Graphite Coating u/w | BRUGG | BRUGG CABLES (MANUFACTURER) | S1867-4 | CURRENT
002481521 | CONNECTOR,ELECTRICAL | Inner Cone Plug, suit Cable 76/132kV, 1C 1200mm2 Stranded Segmental Milliken WB Cu, XLPE/OF/WBT/CorrCu Sheath (40kA/0.5Sec)/MDPE, Graphite Coating u/w | CABLGRID | CABLE GRID AUSTRALIA PL | CG-2481521-S1867-4 | CURRENT
002481539 | CONNECTOR,ELECTRICAL | Inner Cone Plug, suit Cable 76/132kV, 1C 1600mm2 Stranded Segmental Milliken WB Cu, XLPE/OF/WBT/CAS(40kA/0.5Sec)/MDPE, Graphite Coating u/w Brugg Socket | BRUGG | BRUGG CABLES (MANUFACTURER) | S1961-4 (1600CU1C) | CURRENT
002481539 | CONNECTOR,ELECTRICAL | Inner Cone Plug, suit Cable 76/132kV, 1C 1600mm2 Stranded Segmental Milliken WB Cu, XLPE/OF/WBT/CAS(40kA/0.5Sec)/MDPE, Graphite Coating u/w Brugg Socket | CABLGRID | CABLE GRID AUSTRALIA PL | CG-2481539-S1961-4 | CURRENT
002481588 | MODULE | MD100m Digital Input Module, 16 Channels, 2 Sets of 8 x DI, 5V DC Range, each Set Isolated | CGI | CGI TECHNOLOGIES & SOLUTIONS P/L | MD100M-DI-2 | CURRENT
002481596 | MODULE | MD100m Mixed Digital I/O Module, 16 Channels, 8 x DI & 8 x DO, 5V DC Range, Individually Isolated | CGI | CGI TECHNOLOGIES & SOLUTIONS P/L | MD100M-DIO-2 | CURRENT
002481604 | MARKER,IDENTIFICATION | Pressure Sensitive Vinyl, 40 x 38mm, Legend "LP21 3K"" 20 x 6.5mm, Black Text on White B/Ground, Sht of 40 | ARTCRAFT | ARTCRAFT PTY LTD | C0010230 | CURRENT
002481612 | BRACKET,MOUNTING | Temporary Pole Light Kit, Ratchet Strap 2 x Battery Light Holder | PENTA | PENTA AUST (TMAC THEW & MCCANN/HYLEC) | PA01694 | CURRENT
002481638 | BRACKET,MOUNTING | RAM Mounts X-Grip IV Universal Cradle | NPI | NATIONAL PRODUCTS INC (MANUFACTURER) | RAM-HOLUN10BU | PURCHASE AS REQUIRED
002481646 | BRACKET,MOUNTING | RAM Mounts Threaded Hex Ball | NPI | NATIONAL PRODUCTS INC (MANUFACTURER) | RAM-B-337U | PURCHASE AS REQUIRED
002481653 | BRACKET,MOUNTING | RAM Mounts Tether Kit | NPI | NATIONAL PRODUCTS INC (MANUFACTURER) | RAM-HOLUN10-UP | PURCHASE AS REQUIRED
002481661 | BRACKET,MOUNTING | RAM Mounts Short Double Socket Arm | NPI | NATIONAL PRODUCTS INC (MANUFACTURER) | RAM-B-210U-A | PURCHASE AS REQUIRED
002481620 | HOLDER,TELEPHONE | EQ RAM Mounts Phone Kit, u/w Universal | AMPLITUD | AMPLITUDE PTY LTD - 396777 | EQRMPHKIT | CURRENT
002481695 | RELAY,PROTECTION | FW R502, Line Diff 3 Ended, 14/25 IO Logic, 48/125VDC Pwr, 110VDC Ctrl, 1A Ph & 1A N, 110VAC Input, 4U Rack, 1300nm, DNP over RS485 or 100BASEFX Ethernet | SEL | SCHWEITZER ENGINEERING LABORATORIES INC. | 0311L7JDD321325XX | CURRENT
002481703 | JUNCTION BOX. | Adaptable, 77 x 77 x 54mm, PVC, IP56 | CLIPSAL | GERARD INDUSTRIES QLD DIVSN P/L | 265/1-GY | CURRENT
002481703 | JUNCTION BOX. | Adaptable, 77 x 77 x 54mm, PVC, IP56 | CNWPL | CNW PL - SLACKS CREEK | CLI265/1GY | CURRENT
002400806 | JUNCTION BOX. | Adaptable, 108 x 108 x 76mm, Rigid PVC, c/w Sealing Gasket, IP56 | CNWPL | CNW PL - SLACKS CREEK | CLI265/3GY | CURRENT
002400806 | JUNCTION BOX. | Adaptable, 108 x 108 x 76mm, Rigid PVC, c/w Sealing Gasket, IP56 | CLIPSAL | GERARD INDUSTRIES QLD DIVSN P/L | 265/3-GY | CURRENT
002481711 | STRAP | Velcro, 500 x 50mm, Nylon, Black, u/w Insulated Covers | BALMORAL | BALMORAL ENGINEERING | 25005 | CURRENT
002481729 | WEDGE,GENERAL PURPOSE | Wooden Pole Wedges, Painted White, c/w Braided Rope Handle, Set of 4 | MISTER | R.N. & M.T. HOLDINGS PTY LTD | POLE WEDGES | CURRENT
002481737 | RIBBON,INKING | Halogen Free Printer Ribbon, u/w BMP61 M611 R6000 | BRADY | BRADY AUSTRALIA | 148128 | CURRENT
002481745 | SOCKET,SOCKET WRENCH | Insulated, 1/2", 7/16" Whitworth, 12 Point | ITL | INSULATED TOOLS LTD (MANUFACTURER) | 1270 | CURRENT
002481752 | SOCKET,SOCKET WRENCH | 1/2" Insulated, 1/2" Whitworth, 12 Point | ITL | INSULATED TOOLS LTD (MANUFACTURER) | 1280 | CURRENT
000104617 | STRIPPER,CABLE,HAND | Insulation & Outer Sheath, 1.5 - 5.5mm Thk, Cables 50mm2 - 240mm2 | PLP AUST | PREFORMED LINE PRODUCTS (AUST) | IBST5024 | CURRENT
000104617 | STRIPPER,CABLE,HAND | Insulation & Outer Sheath, 1.5 - 5.5mm Thk, Cables 50mm2 - 240mm2 | TEN | THE ENERGY NETWORK | IBST5024 | CURRENT
000003452 | METER,POWER QUALITY | c/w associated Software suitable for Monitoring Power Quality Metrics on HV Feeders via Connection to Substation CT's & VT's, ETS 2012/0252/T | CSEUNI | CSE UNISERVE PTY LTD | G4420 | CURRENT
002428969 | POLESTRAP KIT | 12 Non-conductive Heavy Duty Strap & Carry Bag | TEN | THE ENERGY NETWORK | TENM714 | CURRENT
002481778 | TOWELETTE,CLEANING | PPE & Lens Cleaning Wipes, Pre-Moistened Alcohol Free, Anti-Fog, Anti-Static, Use on Safety Eyeware, Goggles, Faceshield, Respirators, Mobile Phones, Tablets | ATOMSUPP | ATOM SUPPLY | 40015872 | CURRENT
002481778 | TOWELETTE,CLEANING | PPE & Lens Cleaning Wipes, Pre-Moistened Alcohol Free, Anti-Fog, Anti-Static, Use on Safety Eyeware, Goggles, Faceshield, Respirators, Mobile Phones, Tablets | FORCE360 | FORCE360 PTY LTD (MANUFACTURER) | EFPR950 | CURRENT
002481844 | CABLE,FIBRE OPTIC | Aerial, 72 Fibres SMOF, ADSS, Long Span (0-600m), 4000m Drum | AFLG | AFL GLOBAL | EMJ81ELS072BK | CURRENT
002481851 | CABLE,FIBRE OPTIC | Aerial, 72 Fibres SMOF, OPGW, 14.0mm Dia 15.8kA, 4000m Drum | SFPOC | SUZHOU FURUKAWA POWER OPTIC CABLE CO LTD | SFSJ-J-13395-72F | CURRENT
002481869 | CABLE,FIBRE OPTIC | U/Ground, 72 Fibres SMOF, c/w Termite Protection, 4000m Drum | PRYSMIAN | PRYSMIAN POWER CABLES & SYSTEMS AUST | 60103077 | CURRENT
002481877 | CABLE,FIBRE OPTIC | U/Ground, Ploughed, 72 Fibres SMOF, Tensile 6kN, Crush 3kN, c/w Termite Protection, 4000m Drum | PRYSMIAN | PRYSMIAN POWER CABLES & SYSTEMS AUST | 60103117 | CURRENT
002481885 | CABLE,FIBRE OPTIC | U/Ground, DTS, 4 Fibres SMOF, 4 Fibres MMOF, OM3, c/w Termite Protection, 4000m Drum | PRYSMIAN | PRYSMIAN POWER CABLES & SYSTEMS AUST | 60103118 | CURRENT
002481893 | CABLE,FIBRE OPTIC | U/Ground, 72 Fibres SMOF, c/w Termite & Rodent Protection, 4000m Drum | PRYSMIAN | PRYSMIAN POWER CABLES & SYSTEMS AUST | 60103119 | CURRENT
002481901 | CABLE,FIBRE OPTIC | U/Ground, Ploughed, 72 Fibres SMOF, Tensile 6kN, Crush 4kN, c/w Termite & Rodent Protection, 4000m Drum | PRYSMIAN | PRYSMIAN POWER CABLES & SYSTEMS AUST | 60103255 | CURRENT
002481919 | CABLE,FIBRE OPTIC | U/Ground, 24 Fibres MMOF, OM4, c/w Termite & Rodent Protection, 4000m Drum | PRYSMIAN | PRYSMIAN POWER CABLES & SYSTEMS AUST | 60102963 | CURRENT
002481927 | CABLE,FIBRE OPTIC | U/Ground, DTS, 4 Fibres SMOF, 4 Fibres MMOF, OM3, c/w Termite & Rodent Protection, 4000m Drum | PRYSMIAN | PRYSMIAN POWER CABLES & SYSTEMS AUST | 60103082 | CURRENT
002481950 | PROTECTOR,HEARING | Ear Plugs, Banded, 22dB Min Rating, Class 4, Pack of 5 | ATOMSUPP | ATOM SUPPLY | 445851 | CURRENT
002481950 | PROTECTOR,HEARING | Ear Plugs, Banded, 22dB Min Rating, Class 4, Pack of 5 | UVEX | UVEX SAFETY GROUP | 2125.372 | CURRENT
002481968 | BATTERY,STORAGE | 18V, 8.0Ah, M18 Red Li-Ion, for Milwaukee Tools | C&LTOOL | CALTCO T/A C&L TOOL CENTRE | MIWWAM18FB8 | CURRENT
002481968 | BATTERY,STORAGE | 18V, 8.0Ah, M18 Red Li-Ion, for Milwaukee Tools | MILWAUKE | MILWAUKEE POWER TOOLS | M18FB8 | CURRENT
002481976 | GUIDE BAR,CHAINSAW | 406mm, Dual-Stud Retention, Compatible with Milwaukee Chainsaw (M18FCHS) | C&LTOOL | CALTCO T/A C&L TOOL CENTRE | MILWA48093001 | CURRENT
002481976 | GUIDE BAR,CHAINSAW | 406mm, Dual-Stud Retention, Compatible with Milwaukee Chainsaw (M18FCHS) | MILWAUKE | MILWAUKEE POWER TOOLS | 48093001 | CURRENT
002481984 | COVER,DUST AND MOISTURE | Protective Boot, Rubber, u/w Milwaukee Compact Impact Wrench | MILWAUKE | MILWAUKEE POWER TOOLS | 49162864 | CURRENT
002481984 | COVER,DUST AND MOISTURE | Protective Boot, Rubber, u/w Milwaukee Compact Impact Wrench | C&LTOOL | CALTCO T/A C&L TOOL CENTRE | MILWA49162854 | CURRENT
002481992 | TRIMMER,LAMINATED PLASTIC,HAND | Milwaukee, 18V, M18 Fuel, 1/4" Chuck, 31000RPM | C&LTOOL | CALTCO T/A C&L TOOL CENTRE | MILWAM18FTR-0 | CURRENT
002481992 | TRIMMER,LAMINATED PLASTIC,HAND | Milwaukee, 18V, M18 Fuel, 1/4" Chuck, 31000RPM | MILWAUKE | MILWAUKEE POWER TOOLS | M18FTR-0 | CURRENT
002482008 | LANYARD,SAFETY,INDUSTRIAL | Tool Lanyard, Retractable, 25-122cm, 3.8kg Capacity | ATOMSUPP | ATOM SUPPLY | 470611 | CURRENT
002482008 | LANYARD,SAFETY,INDUSTRIAL | Tool Lanyard, Retractable, 25-122cm, 3.8kg Capacity | KLEIN | KLEIN TOOLS | SQUIDS 3011 | CURRENT
002482016 | BIT,ROUTER | Up Cut Spiral, 3/16 (4,78mm) | C&LTOOL | CALTCO T/A C&L TOOL CENTRE | CARBTSPR06S | CURRENT
002433241 | LADDER,STRAIGHT | Fibreglass Single Section 2.4m Lg, ETS RSE02 | LADAMAX | LADAMAX ALUMINIUM PRODUCTS PL | FSI082 | CURRENT
002400365 | SHADE BRIM,SAFETY HELMET | Straw Shade, to suit Safety Full Helmet | MTCASTLE | MOUNTCASTLE PTY LTD | E90000100 | CURRENT
002482057 | FIXTURE,LIGHTING | LED 40W Evolve Leopard (L40) 4K c/w Tilt Adaptor, Major Road, EQTS 05-01-02 | CLS | CONNECTED LIGHT SOLUTIONS | S16406R | CURRENT
002482099 | GUARD | Wildlife Guard, E27 Series, for Automatic Cicuit Recloser, Set of 6 | SCHNEIDR | SCHNEIDER PTY LTD (MANUFACTURER) | 995000150 | CURRENT
002482107 | PARTS KIT,HEARING | HYX4 Hygiene Kit, for 3M Earmuffs | 3M | 3M AUSTRALIA PTY LTD | HYX4 | CURRENT
002482115 | ELECTROLYTE | Freezer Hydration Sqweeze Pops, 5 Mixed Flavours, 90ml each, Pack of 10 | ATOMSUPP | ATOM SUPPLY | 60013541 | CURRENT
002482115 | ELECTROLYTE | Freezer Hydration Sqweeze Pops, 5 Mixed Flavours, 90ml each, Pack of 10 | SQWINCH | THE SQWINCHER CORP (MANUFACTURER) | SQ159200201 | CURRENT
002482131 | PUTTY | Bicaseal, Solid Setting Resin Putty, Two-part Mix, Red Resin Base & Off-White Activator, 2 Sticks Individually Wrapped | PRYSMIAN | PRYSMIAN POWER CABLES & SYSTEMS AUST | 102304 | CURRENT
001543192 | CABLE,POWER,ELECTRICAL | 0.6/1kV, 1C, 120mm2 (37/2.03) Cu/XLPE (X-90UV) Insul, Black, Metre Marked, 250m Wood Drum, JTS 03-01-08 (scm) | MIDLANDS | MIDLAND METALS | MMO-1X120 CU X BLK | CURRENT
001543192 | CABLE,POWER,ELECTRICAL | 0.6/1kV, 1C, 120mm2 (37/2.03) Cu/XLPE (X-90UV) Insul, Black, Metre Marked, 250m Wood Drum, JTS 03-01-08 (scm) | OLEX | OLEX AUSTRALIA PTY LTD | XDCP23SB001AACX | CURRENT
002482222 | TRANSFORMER,ISOLATION | AFLC, 66kV, 3 Ph, 269kVA, 224mH, 217hZ ONAN Isolation Transformer/Reactor, EESS-10730-01-0E | MVTECH | MV TECHNOLOGY SOLUTIONS P/L | RC-ITR.269.66.217 | CURRENT
002482214 | CAPACITOR ASSEMBLY | Bank, Outdoor, AFLC, 66kV, 3 Ph, 10.18Mvar, Coupling Capacitors, 8 Capacitors 4.8uF, 2 Steel Frameworks, 6 Insulators for Steel Frameworks, | MVTECH | MV TECHNOLOGY SOLUTIONS P/L | 304.101.115101 | CURRENT
002482289 | FIXTURE,LIGHTING | LED 24W StreetLED3 (L24A) 4K Aeroscreen c/w NEMA PE Cell, Tilt Adaptor, Minor Road, EQTS 05-01-02 (scm) | SYLVANIA | SYLVANIA SCHREDER | JLC99BD15L24 | CURRENT
002482297 | FIXTURE,LIGHTING | LED 24W StreetLED3 (L24A) 3K Aeroscreen c/w NEMA PE Cell, Tilt Adaptor, Minor Road, EQTS 05-01-02 (scm) | SYLVANIA | SYLVANIA SCHREDER | JLC30BD15L24 | CURRENT
002482305 | FIXTURE,LIGHTING | LED 14W Avenue Gen 2 (L14) 4K, Nostalgia Type 1, Green c/w NEMA PE Cell, Minor Road, Bracket to Dwg 05-01-01, EQTS 05-01-02 (scm) | SYLVANIA | SYLVANIA SCHREDER | S1S4BD11L14 | CURRENT
002482313 | FIXTURE,LIGHTING | LED 14W Avenue Gen 2 (L14) 4K, Nostalgia Type 1, Black c/w NEMA PE Cell, Minor Road, Bracket to Dwg 05-01-01, EQTS 05-01-02 (scm) | SYLVANIA | SYLVANIA SCHREDER | S1S4BD12L14 | CURRENT
002482321 | FIXTURE,LIGHTING | LED 14W Avenue Gen 2 (L14) 4K, Nostalgia Type 1, Blue/Grey c/w NEMA PE Cell, Minor Road, Bracket to Dwg 05-01-01, EQTS 05-01-02 (scm) | SYLVANIA | SYLVANIA SCHREDER | S1S4BD13L14 | CURRENT
002482339 | FIXTURE,LIGHTING | LED 18W Avenue Gen 2 (L18) 4K, Nostalgia Type 1, Green c/w NEMA PE Cell, Minor Road, Bracket to Dwg 05-01-01, EQTS 05-01-02 (scm) | SYLVANIA | SYLVANIA SCHREDER | S1S4BD11L18 | CURRENT
002482347 | FIXTURE,LIGHTING | LED 18W Avenue Gen 2 (L18) 4K, Nostalgia Type 1, Black c/w NEMA PE Cell, Minor Road, Bracket to Dwg 05-01-01, EQTS 05-01-02 (scm) | SYLVANIA | SYLVANIA SCHREDER | S1S4BD12L18 | CURRENT
002482354 | FIXTURE,LIGHTING | LED 18W Avenue Gen 2 (L18) 4K, Nostalgia Type 1, Blue/Grey c/w NEMA PE Cell, Minor Road, Bracket to Dwg 05-01-01, EQTS 05-01-02 (scm) | SYLVANIA | SYLVANIA SCHREDER | S1S4BD13L18 | CURRENT
002482362 | FIXTURE,LIGHTING | LED 14W Avenue Gen 2 (L14) 4K, Nostalgia Type 2, Green c/w NEMA PE Cell, Minor Road, Bracket to Dwg 05-01-07, EQTS 05-01-02 (scm) | SYLVANIA | SYLVANIA SCHREDER | S1S4BD21L14 | CURRENT
002482370 | FIXTURE,LIGHTING | LED 14W Avenue Gen 2 (L14) 4K, Nostalgia Type 2, Black c/w NEMA PE Cell, Minor Road, Bracket to Dwg 05-01-07, EQTS 05-01-02 (scm) | SYLVANIA | SYLVANIA SCHREDER | S1S4BD22L14 | CURRENT
002482388 | FIXTURE,LIGHTING | LED 14W Avenue Gen 2 (L14) 4K, Nostalgia Type 2, Blue/Grey c/w NEMA PE Cell, Minor Road, Bracket to Dwg 05-01-07, EQTS 05-01-02 (scm) | SYLVANIA | SYLVANIA SCHREDER | S1S4BD23L14 | CURRENT
002482396 | FIXTURE,LIGHTING | LED 18W Avenue Gen 2 (L18) 4K, Nostalgia Type 2, Green c/w NEMA PE Cell, Minor Road, Bracket to Dwg 05-01-07, EQTS 05-01-02 (scm) | SYLVANIA | SYLVANIA SCHREDER | S1S4BD21L18 | CURRENT
002482404 | FIXTURE,LIGHTING | LED 18W Avenue Gen 2 (L18) 4K, Nostalgia Type 2, Black c/w NEMA PE Cell, Minor Road, Bracket to Dwg 05-01-07, EQTS 05-01-02 (scm) | SYLVANIA | SYLVANIA SCHREDER | S1S4BD22L18 | CURRENT
002482412 | FIXTURE,LIGHTING | LED 18W Avenue Gen 2 (L18) 4K, Nostalgia Type 2, Blue/Grey c/w NEMA PE Cell, Minor Road, Bracket to Dwg 05-01-07, EQTS 05-01-02 (scm) | SYLVANIA | SYLVANIA SCHREDER | S1S4BD23L18 | CURRENT
002482420 | FIXTURE,LIGHTING | LED 14W Avenue Gen 2 (L14) 4K, Nostalgia Green c/w NEMA PE Cell, Minor Road, No Bracket, EQTS 05-01-02 (scm) | SYLVANIA | SYLVANIA SCHREDER | S1S4BD01L14 | CURRENT
002482438 | FIXTURE,LIGHTING | LED 14W Avenue Gen 2 (L14) 4K, Nostalgia Black c/w NEMA PE Cell, Minor Road, No Bracket, EQTS 05-01-02 (scm) | SYLVANIA | SYLVANIA SCHREDER | S1S4BD02L14 | CURRENT
002482446 | FIXTURE,LIGHTING | LED 14W Avenue Gen 2 (L14) 4K, Nostalgia Blue/Grey c/w NEMA PE Cell, Minor Road, No Bracket, EQTS 05-01-02 (scm) | SYLVANIA | SYLVANIA SCHREDER | S1S4BD03L14 | CURRENT
002482453 | FIXTURE,LIGHTING | LED 18W Avenue Gen 2 (L18) 4K, Nostalgia Green c/w NEMA PE Cell, Minor Road, No Bracket, EQTS 05-01-02 (scm) | SYLVANIA | SYLVANIA SCHREDER | S1S4BD01L18 | CURRENT
002482461 | FIXTURE,LIGHTING | LED 18W Avenue Gen 2 (L18) 4K, Nostalgia Black c/w NEMA PE Cell, Minor Road, No Bracket, EQTS 05-01-02 (scm) | SYLVANIA | SYLVANIA SCHREDER | S1S4BD02L18 | CURRENT
002482479 | FIXTURE,LIGHTING | LED 18W Avenue Gen 2 (L18) 4K, Nostalgia Blue/Grey c/w NEMA PE Cell, Minor Road, No Bracket, EQTS 05-01-02 (scm) | SYLVANIA | SYLVANIA SCHREDER | S1S4BD03L18 | CURRENT
002482487 | FIXTURE,LIGHTING | LED 17W Post Top B2001 Gen 2 (L17) 4K, Green c/w NEMA PE Cell, Minor Road, EQTS 05-01-02 (scm) | SYLVANIA | SYLVANIA SCHREDER | BX47BD01L17 | CURRENT
002482495 | FIXTURE,LIGHTING | LED 17W Post Top B2001 Gen 2 (L17) 4K, Black c/w NEMA PE Cell, Minor Road, EQTS 05-01-02 (scm) | SYLVANIA | SYLVANIA SCHREDER | BX47BD02L17 | CURRENT
002482503 | FIXTURE,LIGHTING | LED 28W Post Top B2001 Gen 2 (L28) 4K, Green c/w NEMA PE Cell, Minor Road, EQTS 05-01-02 (scm) | SYLVANIA | SYLVANIA SCHREDER | BX47BD01L28 | CURRENT
002482529 | WIRE,LOCKING,ANTIPILFER SEAL | Meter Sealing, Nylon, Crimped, 0.7mm Dia on 120m Reel, Green, suits Ferrule Type Maun Seals | HARCOR | HARCOR SECURITY SEALS | SU03308 | CURRENT
002482537 | CULVERT BOX | Concrete, 1.7 Tonne, 11kV 1.5MVA Substation Support, Super Heavy Duty | BUNDCNCT | BUNDABERG CONCRETE CASTERS | 939 | PURCHASE AS REQUIRED
002482545 | DISCONNECTOR,HIGH VOLTAGE | Outdoor Unit, 12kV, 1600A, 16kA/1Sec, Manual Operation, S10015453-01 | INSULECT | INSULECT AUSTRALIA PL | DSC13318 | CURRENT
002482552 | SWITCH,ISOLATING | 12kV, 16kA/1Sec, Left Hard Earth Switch, for Outdoor HV Disconnector, S10015453-01 | INSULECT | INSULECT AUSTRALIA PL | DSC13319 | CURRENT
002482560 | SWITCH,ISOLATING | 12kV, 16kA/1Sec, Right Hand Earth Switch, for Outdoor HV Disconnector, S10015453-01 | INSULECT | INSULECT AUSTRALIA PL | DSC13320 | CURRENT
002482578 | STEPLADDER | Fibreglass, 1.79m/3.13m Punchlock, V Rung, 150kg Load Rating, AS1892 | REXEL | REXEL PTY LTD | BAIFS13985 | CURRENT
002482578 | STEPLADDER | Fibreglass, 1.79m/3.13m Punchlock, V Rung, 150kg Load Rating, AS1892 | BAILEY | BAILEY ALUMINIUM PRODUCTS PTY LTD | FS13985 | CURRENT
002482586 | TAPE,PRESSURE SENSITIVE ADHESIVE | 3M VHB Double Sided, 18mm W x 33m Lg, 1.1mm Thk, Acrylic Adhesive, Grey, for attaching meter backing boards to asbestos meter panels | SIGNET | SIGNET PTY LTD | 55645 | CURRENT
002482594 | TRANSFORMER,CURRENT | Flex CTs, 3000A (100-3000A), High Sensitivity Flexible CT High Sensitivity, Dual range, can be set 500A or 3000A when used with the MiroPQA, | CHKPOWER | CHK POWER QUALITY PL | 1AF3000-6-H | PURCHASE AS REQUIRED
002482602 | TRANSFORMER,CURRENT | CT 10A, 15mm - PM45 / PQ45 | CHKPOWER | CHK POWER QUALITY PL | 1AC10 | PURCHASE AS REQUIRED
002482610 | TRANSFORMER,CURRENT | CT 100A, 15mm Iron (10-120A) - PM45/ PQ45 CATIV 600V | CHKPOWER | CHK POWER QUALITY PL | 1AC100S | PURCHASE AS REQUIRED
002482628 | INSULATION SLEEVING,ELECTRICAL | Heat shrink, Thick Walled, Clear 40mm - 12mm, 1200mm length Glue lined | ACCULEC | ACCULEC PTY LTD - E18524 | SDWT40_12DT | CURRENT
002427953 | HOT LINE STICK | Live Line, Insulated Stick, 720mm Lg, 76mm Dia, Construct as per Specs in Dwg 901962-01 | TEN | THE ENERGY NETWORK | ALIFT-JIB-EEC | PURCHASE AS REQUIRED
002427961 | LIFTER | Conductor Holder, Self Aligning | TEN | THE ENERGY NETWORK | 21642 | PURCHASE AS REQUIRED
002427979 | PIN, LOCK | Hastings Cat # 11973 | TEN | THE ENERGY NETWORK | 11973 | PURCHASE AS REQUIRED
002427987 | LOAD CELL | Transducer, Tech LBC Series 500, LoadCell Button c/w Hand Held Load Meter HH4-WT-5C Display & Plug, LoadCell to be supplied with NATA Certified Calibration | SPECFORC | SPECIALISED FORCE | LBC500-HHTWC-1 | PURCHASE AS REQUIRED
002482636 | SWITCHBOARD,POWER | Fdr Switchgear Unit, 36kV, 1250A, 31.5kA 2000A Bus Metal Encl Fixed Switchgear & Ctrl Gear Assy, 110V DC Aux Supply, 2 x CT Cores for Fdr & Bus Zone Protn, | SIEMENS | SIEMENS LTD | 8DA10-2482636 | CURRENT
002482644 | SWITCHBOARD,POWER | Fdr Switchgear Unit, 36kV, 1250A, 31.5kA 2000A Bus Metal Encl Fixed Switchgear & Ctrl Gear Assy, 110V DC Aux Supply, 2 x CT Cores for Fdr & Bus Zone Protn, | SIEMENS | SIEMENS LTD | 8DA10-2482644 | CURRENT
002482651 | SWITCHBOARD,POWER | Bus Section Switchgear Unit, 36kV, 2000A 31.5kA, 2000A Bus Metal Encl Fixed Switchgear & Ctrl Gear Assy, 110V DC Aux Supply, 2 x CT Cores for Bus Protn (one | SIEMENS | SIEMENS LTD | 8DA10-2482651 | CURRENT
002482669 | SWITCHBOARD,POWER | Fdr/Bus Tie Switchgear Unit, 36kV, 2000A 31.5kA, 2000A Bus Metal Encl Fixed Switchgear & Ctrl Gear Assy, 110V DC Aux Supply, 2 x CT Cores for Fdr & Bus Protn | SIEMENS | SIEMENS LTD | 8DA10-2482669 | CURRENT
002482677 | SWITCHBOARD,POWER | Txf Switchgear Unit, 36kV, 2000A, 31.5kA 2000A Bus Metal Encl Fixed Switchgear & Ctrl Gear Assy, 110V DC Aux Supply, 2 x CT Cores for Txf & Bus Protn, 3Ph VT | SIEMENS | SIEMENS LTD | 8DA10-2482677 | CURRENT
002482685 | SWITCHBOARD,POWER | Txf Switchgear Unit, 36kV, 1250A, 31.5kA 2000A Bus Metal Encl Fixed Switchgear & Ctrl Gear Assy, 110V DC Aux Supply, 2 x CT Cores for Txf & Bus Protn, No VT, | SIEMENS | SIEMENS LTD | 8DA10-2482685 | CURRENT
002482693 | SWITCHBOARD,POWER | Txf Switchgear Unit, 36kV, 1250A, 31.5kA 2000A Bus Metal Encl Fixed Switchgear & Ctrl Gear Assy, 110V DC Aux Supply, 2 x CT Cores for Txf & Bus Protn, 3Ph VT | SIEMENS | SIEMENS LTD | 8DA10-2482693 | CURRENT
002482701 | SWITCHBOARD,POWER | Bus Disconnector Unit, 36kV, 36kV, 2000A 31.5kA, 2000A Bus Metal Encl Fixed Switchgear & Ctrl Gear Assy, 110V DC Aux Supply, 2 x CT Cores for Bus Protn, | SIEMENS | SIEMENS LTD | 8DA10-2482701 | CURRENT
002482719 | SWITCHBOARD,POWER | Busbar Earth Switch, 36kV, 31.5kA, for Fault Make Duty on 2000A Bus, Manual Operation Only, Installed into Bus on Specified Bay, Contract 10544 Item 22, | SIEMENS | SIEMENS LTD | 8DA10-2482719 | CURRENT
002482727 | SWITCHBOARD,POWER | 3Ph VT (3 x 1Ph), 36kV, 31.5kA, for Cable Compartment of Fdr, Contract 10544 Item 23, EESS-11558-01-0B Item 14 | SIEMENS | SIEMENS LTD | 8DA10-2482727 | CURRENT
002482735 | SWITCHBOARD,POWER | Feeder/Bus Tie Switchgear Unit, 12kV, 2000A, 25kA, 2000A Bus Metal Encl Fixed Switchgear & Control Gear Assy c/w 110V DC Aux Supply, incl CTs for Bus Tie | TAMCO | TAMCO SWITCHGEAR (MANUFACTURER) | 11008 | CURRENT
002482735 | SWITCHBOARD,POWER | Feeder/Bus Tie Switchgear Unit, 12kV, 2000A, 25kA, 2000A Bus Metal Encl Fixed Switchgear & Control Gear Assy c/w 110V DC Aux Supply, incl CTs for Bus Tie | TAMCO | TAMCO SWITCHGEAR (MANUFACTURER) | T9-VHIF2000TIEMD100M | CURRENT
002482743 | SWITCHBOARD,POWER | Transformer Switchgear Unit, 12kV, 2000A 25kA, 2000A Bus Metal Encl Fixed Switchgear & Control Gear Assy c/w 110V DC Aux Supply, incl CTs for | TAMCO | TAMCO SWITCHGEAR (MANUFACTURER) | 11009 | CURRENT
002482743 | SWITCHBOARD,POWER | Transformer Switchgear Unit, 12kV, 2000A 25kA, 2000A Bus Metal Encl Fixed Switchgear & Control Gear Assy c/w 110V DC Aux Supply, incl CTs for | TAMCO | TAMCO SWITCHGEAR (MANUFACTURER) | T10-VHIF2000TRXNORELAY | CURRENT
002482750 | SWITCHBOARD,POWER | Transformer Switchgear Unit, 12kV, 1250A 25kA, 2000A Bus Metal Encl Fixed Switchgear & Control Gear Assy c/w 110V DC Aux Supply, incl CTs for | TAMCO | TAMCO SWITCHGEAR (MANUFACTURER) | 11010 | CURRENT
002482750 | SWITCHBOARD,POWER | Transformer Switchgear Unit, 12kV, 1250A 25kA, 2000A Bus Metal Encl Fixed Switchgear & Control Gear Assy c/w 110V DC Aux Supply, incl CTs for | TAMCO | TAMCO SWITCHGEAR (MANUFACTURER) | T11-VHIF1250TRXNORELAY | CURRENT
002482768 | SWITCHBOARD,POWER | Feeder/Bus Tie Switchgear Unit, 24kV, 1250A, 25kA, 1250A Bus Metal Encl Fixed Switchgear & Control Gear Assy c/w 110V DC Aux Supply, incl CTs for Bus Tie | TAMCO | TAMCO SWITCHGEAR (MANUFACTURER) | 22005 | CURRENT
002482768 | SWITCHBOARD,POWER | Feeder/Bus Tie Switchgear Unit, 24kV, 1250A, 25kA, 1250A Bus Metal Encl Fixed Switchgear & Control Gear Assy c/w 110V DC Aux Supply, incl CTs for Bus Tie | TAMCO | TAMCO SWITCHGEAR (MANUFACTURER) | T6-GV3N1250MD100M | CURRENT
002482776 | SWITCHBOARD,POWER | Transformer Switchgear Unit, 24kV, 1250A 25kA, 1250A Bus Metal Encl Fixed Switchgear & Control Gear Assy c/w 110V DC Aux Supply, incl CTs for | TAMCO | TAMCO SWITCHGEAR (MANUFACTURER) | 22006 | CURRENT
002482776 | SWITCHBOARD,POWER | Transformer Switchgear Unit, 24kV, 1250A 25kA, 1250A Bus Metal Encl Fixed Switchgear & Control Gear Assy c/w 110V DC Aux Supply, incl CTs for | TAMCO | TAMCO SWITCHGEAR (MANUFACTURER) | T4-GV3N1250TRXNORELAY | CURRENT
002482784 | CABLE,POWER,ELECTRICAL | Twin & Earth, 6mm2, 2.5mm Earth, Pln Annld Cu, Flat TPS, 3V-90 PVC Sheath, Red Black Green/Yellow Cores, White Sheath | HAYMANS | HAYMANS ELECTRICAL | CBL6TE | CURRENT
002482792 | CABLE,POWER,ELECTRICAL | Twin & Earth, 4mm2, 2.5mm Earth, Pln Annld Cu, Flat TPS, 3V-90 PVC Sheath, Red Black Green/Yellow Cores, White Sheath | HAYMANS | HAYMANS ELECTRICAL | CBL4TE | CURRENT
002482800 | CABLE,POWER,ELECTRICAL | CBL:PWR;TWIN & E,450 TO 750V,26A,2.5MM2 CABLE,POWER,ELECTRICAL Twin & Earth, 2.5 mm2, 2.5mm Earth, Pln Annld Cu, Flat TPS , 3V-90 PVC Sheath, Red Black Green/Yell | HAYMANS | HAYMANS ELECTRICAL | CBL2.5TE | CURRENT
002482818 | CABLE,POWER,ELECTRICAL | Twin & Earth, 1.5mm2, 1.5mm Earth, Pln Annld Cu, Flat TPS, 3V-90 PVC Sheath, Red Black Green/Yellow Cores, White Sheath | HAYMANS | HAYMANS ELECTRICAL | CBL1.5TE | CURRENT
002482826 | WIRE,ELECTRICAL | Flexible, 0.6/1kV, 6mm, TC, 40A, 84/0.3mm Strands, 5.6mm Dia, Conductor Resistance: 3.39 Ohm/km, Green/Yellow, Single Insulated, V-90HT PVC Insulation, | ELECTRA | ELECTRA CABLES (AUST) P/L (MANUFACTURER) | F1060-VTG/Y | CURRENT
002482826 | WIRE,ELECTRICAL | Flexible, 0.6/1kV, 6mm, TC, 40A, 84/0.3mm Strands, 5.6mm Dia, Conductor Resistance: 3.39 Ohm/km, Green/Yellow, Single Insulated, V-90HT PVC Insulation, | HAYMANS | HAYMANS ELECTRICAL | ELCF1060-VTG/Y | CURRENT
ACU1400 | METER,WATTHOUR | Mk7C Atlas 2, 1 Element, 240V, 10-100A, Class 1, Bottom Connected c/w Integrated ELM410 CATM1 Modem, Type 4 Small Stick on Antenna | ACUMEN | ACUMEN METERING PL | 7C13-A252-29-J211-7J02-1110 | CURRENT
ACU1500 | METER,WATTHOUR | Mk7A Atlas 2, 2 Element, 240V, 10-100A, Class 1, Bottom Connected c/w Integrated ELM410 CATM1 Modem, Type 4 Small Stick on Antenna | ACUMEN | ACUMEN METERING PL | 7A13-A344-29-J211-7D02-6110 | CURRENT
ACU1600 | METER,WATTHOUR | Mk10D Atlas 2, 3 Ph, 240V, 10-100A, Class 1, Bottom Connected c/w Integrated ELM410 CATM1 Modem, Type 4 Small Stick on Antenna | ACUMEN | ACUMEN METERING PL | 1D13-1B-112-27-J11-201021-400 | CURRENT
ACU1700 | ANTENNA | Antenna/Modem Kit, Large Rectangular Intelliconnex Pedestal Antenna, White | ACUMEN | ACUMEN METERING PL | ESRME1 | CURRENT
ACU1800 | BRACKET,MOUNTING | Left Bracket, for Intelliconex Pedestal Antenna | ACUMEN | ACUMEN METERING PL | 13E2-3ZN0401 | CURRENT
ACU1900 | BRACKET,MOUNTING | Right Bracket, for Intelliconex Pedestal Antenna | ACUMEN | ACUMEN METERING PL | 13E2-3ZN0301 | CURRENT
ACU2000 | GASKET | Square Rubber Pad, for base of Intelliconnex Antenna MANUFACTURERS DATA: DIMENSIONS: | ACUMEN | ACUMEN METERING PL | 13E2-3ZU0401 | CURRENT
ACU2100 | CABLE GLAND | Rubber Grommet, for Intelliconnex Antenna | ACUMEN | ACUMEN METERING PL | 13E2-3ZU0201 | CURRENT
002482859 | CHARGER,BATTERY | 125V, 25A, Substation Battery Charger, suits both single & dual string, Alpha Cordex, EESS-10735-01-0C, Contract 10591, Item 61 | ICS | ICS INDUSTRIES PTY LTD (ENERSYS) | PSM125B-3C0C-A | CURRENT
002482867 | CHARGER,BATTERY | 125V, 32A, Substation Battery Charger, suits both single & dual string, Alpha Cordex, EESS-10735-01-0C, Contract 10591, Item 62 | ICS | ICS INDUSTRIES PTY LTD (ENERSYS) | PSM125B-3C0C-B | CURRENT
002482875 | CHARGER,BATTERY | 125V, 40A, Substation Battery Charger, suits both single & dual string, Alpha Cordex, EESS-10735-01-0C, Contract 10591, Item 63 | ICS | ICS INDUSTRIES PTY LTD (ENERSYS) | PSM125B-3C0C-C | CURRENT
002482883 | CHARGER,BATTERY | 110V, 10A, Substation Battery Charger, suits both single & dual string, Alpha Cordex, EESS-10735-01-0C, Contract 10591, Item 64 | ICS | ICS INDUSTRIES PTY LTD (ENERSYS) | PSM110B-3C0C-A | CURRENT
002482891 | CHARGER,BATTERY | 110V, 16A, Substation Battery Charger, suits both single & dual string, Alpha Cordex, EESS-10735-01-0C, Contract 10591, Item 65 | ICS | ICS INDUSTRIES PTY LTD (ENERSYS) | PSM110B-3C0C-B | CURRENT
002482909 | CHARGER,BATTERY | 110V, 25A, Substation Battery Charger, suits both single & dual string, Alpha Cordex, EESS-10735-01-0C, Contract 10591, Item 66 | ICS | ICS INDUSTRIES PTY LTD (ENERSYS) | PSM110B-3C0C-C | CURRENT
002482917 | CHARGER,BATTERY | 110V, 32A, Substation Battery Charger, suits both single & dual string, Alpha Cordex, EESS-10735-01-0C, Contract 10591, Item 67 | ICS | ICS INDUSTRIES PTY LTD (ENERSYS) | PSM110B-3C0C-D | CURRENT
002482925 | CHARGER,BATTERY | 110V, 40A, Substation Battery Charger, suits both single & dual string, Alpha Cordex, EESS-10735-01-0C, Contract 10591, Item 68 | ICS | ICS INDUSTRIES PTY LTD (ENERSYS) | PSM110B-3C0C-D(40A) | CURRENT
002482933 | CHARGER,BATTERY | 110V, 63A, Substation Battery Charger, suits both single & dual string, Alpha Cordex, EESS-10735-01-0C, Contract 10591, Item 69 | ICS | ICS INDUSTRIES PTY LTD (ENERSYS) | PSM110E-3C0C-A | CURRENT
002482941 | CHARGER,BATTERY | 48V, 10A, Substation Battery Charger, suits both single & dual string, Alpha Cordex, EESS-10735-01-0C, Contract 10591, Item 70 | ICS | ICS INDUSTRIES PTY LTD (ENERSYS) | PSM048A-3C0C-A | CURRENT
002482958 | CHARGER,BATTERY | 48V, 16A, Substation Battery Charger, suits both single & dual string, Alpha Cordex, EESS-10735-01-0C, Contract 10591, Item 71 | ICS | ICS INDUSTRIES PTY LTD (ENERSYS) | PSM048A-3C0C-A(16A) | CURRENT
002482966 | CHARGER,BATTERY | 48V, 25A, Substation Battery Charger, suits both single & dual string, Alpha Cordex, EESS-10735-01-0C, Contract 10591, Item 72 | ICS | ICS INDUSTRIES PTY LTD (ENERSYS) | PSM048A-3C0C-B | CURRENT
002482974 | CHARGER,BATTERY | 48V, 32A, Substation Battery Charger, suits both single & dual string, Alpha Cordex, EESS-10735-01-0C, Contract 10591, Item 73 | ICS | ICS INDUSTRIES PTY LTD (ENERSYS) | PSM048A-3C0C-B(32A) | CURRENT
002482982 | CHARGER,BATTERY | 48V, 40A, Substation Battery Charger, suits both single & dual string, Alpha Cordex, EESS-10735-01-0C, Contract 10591, Item 74 | ICS | ICS INDUSTRIES PTY LTD (ENERSYS) | PSM048A-3C0C-B(40A) | CURRENT
002482990 | CHARGER,BATTERY | 48V, 80A, Substation Battery Charger, suits both single & dual string, Alpha Cordex, EESS-10735-01-0C, Contract 10591, Item 75 | ICS | ICS INDUSTRIES PTY LTD (ENERSYS) | PSM048A-3C0C-C | CURRENT
002483006 | CHARGER,BATTERY | 48V, 160A, Substation Battery Charger, suits both single & dual string, Alpha Cordex, EESS-10735-01-0C, Contract 10591, Item 76 | ICS | ICS INDUSTRIES PTY LTD (ENERSYS) | PSM048D-3C0C-A | CURRENT
002483048 | CHARGER,BATTERY | 24V, 40A, Substation Battery Charger, suits both single & dual string, Alpha Cordex, EESS-10735-01-0C, Contract 10591, Item 80 | ICS | ICS INDUSTRIES PTY LTD (ENERSYS) | PSM024H-3C0C-A | CURRENT
002483071 | MODULE | Relay Module, 4G Option A, for NOJA Reclosers RC20 Series | NOJAPWR | NOJA POWER | REL-20-4GA-S | PURCHASE AS REQUIRED
002483089 | MODULE | Switch Interface Module, for NOJA Reclosers RC20 Series | NOJAPWR | NOJA POWER | SIM-20-S | PURCHASE AS REQUIRED
002483097 | POWER SUPPLY | Power Supply Module, Single Supply, for NOJA Reclosers RC20 Series | NOJAPWR | NOJA POWER | PSM-20-S | PURCHASE AS REQUIRED
002483105 | POWER SUPPLY | Power Supply Control, 110VAC Input, for NOJA Reclosers RC20 Series | NOJAPWR | NOJA POWER | PSC-20-S | PURCHASE AS REQUIRED
R25011 | METER,WATTHOUR | REFURBISHED, Mk7C, 1 Element, 1Ph, 240V, 10-100A, Class 1, Bottom Connected, Load Profiling 1 c/w Comms Interface, Type 4 Small | EDMI | EDMI PTY LTD | 7C11-A152-29-F211-7F02-1010 | PURCHASE AS REQUIRED
R25016 | METER,WATTHOUR | REFURBISHED, Mk7A, 2 Element, 1Ph, 240V, 15-100A, Class 1, Bottom Connected, Load Profiling TOU Meter c/w Comms Interface | EDMI | EDMI PTY LTD | 7A11-A344-29-F211-7L02-6011 | PURCHASE AS REQUIRED
R25018 | METER,WATTHOUR | REFURBISHED, Mk10D, Polyphase, 3Ph, 240V 15-100A, Class 1, Bottom Connected, Load Profiling TOU Meter c/w Comms Interface | EDMI | EDMI PTY LTD | 1D11-1B-112-27-G11-201030-2N | PURCHASE AS REQUIRED
R25022 | METER,WATTHOUR | REFURBISHED, Mk7C Atlas 3, 1 Element, 240V, 10-100A, Class 1, Bottom Connected c/w Integrated ELM410 CATM1 Modem, Type 4 Small Stick on Antenna, Metering | EDMI | EDMI PTY LTD | 7C13-A252-29-J211-7J02-1110 | PURCHASE AS REQUIRED
R25023 | METER,WATTHOUR | REFURBISHED, Mk7A Atlas 3, 2 Element, 240V, 10-100A, Class 1, Bottom Connected c/w Integrated ELM410 CATM1 Modem, Type 4 Small Stick on Antenna, Metering | EDMI | EDMI PTY LTD | 7A13-A344-29-J211-7D02-6110 | PURCHASE AS REQUIRED
R25024 | METER,WATTHOUR | REFURBISHED, Mk10D Atlas 3, 3 Ph, 240V, 10-100A, Class 1, Bottom Connected c/w Integrated ELM410 CATM1 Modem, Type 4 Small Stick on Antenna, Metering | EDMI | EDMI PTY LTD | 1D13-1B-112-27-J11-201021-400 | PURCHASE AS REQUIRED
R25025 | METER,WATTHOUR | REFURBISHED, Mk7C Atlas 2, 1 Element, 240V, 10-100A, Class 1, Bottom Connected METER ONLY | EDMI | EDMI PTY LTD | 7C13-A252-29-J211-7J02-1110 | PURCHASE AS REQUIRED
R25026 | METER,WATTHOUR | REFURBISHED, Mk7A Atlas 2, 2 Element, 240V, 10-100A, Class 1, Bottom Connected METER ONLY | EDMI | EDMI PTY LTD | 7A13-A344-29-J211-7D02-6110 | PURCHASE AS REQUIRED
R25027 | METER,WATTHOUR | REFURBISHED, Mk10D Atlas 2, 3 Ph, 240V, 10-100A, Class 1, Bottom Connected, METER ONLY | EDMI | EDMI PTY LTD | 1D13-1B-112-27-J11-201021-400 | PURCHASE AS REQUIRED
002483121 | CABLE,POWER,ELECTRICAL | U/Ground, 76/132kV (145kV), 1C, 1200mm2, Milliken Stranded Compacted WB Cu/XLPE/ OF/WBT/CorrCu Sheath/MDPE c/w Graphite Coating, EQTS 14-01-10 | CABLGRID | CABLE GRID AUSTRALIA PL | EHV-ECB036 - ITEM31 | PENDING
002483139 | CABLE,POWER,ELECTRICAL | U/Ground, 76/132kV (145kV), 1C, 1600mm2, Milliken Stranded Compacted WB Cu/XLPE/ OF/WBT/CorrAl Sheath/MDPE c/w Graphite Coating, EQTS 14-01-10 | CABLGRID | CABLE GRID AUSTRALIA PL | EHV-ECB036 - ITEM33 | PENDING
002483154 | MANHOLE TOP ASSEMBLY | Footpath Access, Explosion Mitigation, 2 Part Cover, Class B, 750x1245mm Clear Opening, Unfilled Black Ductile Iron & Frame, 80kN Load Capacity, 50mm Timber | EJAUST | EJ AUSTRALIA PTY LTD | EMLB210E | CURRENT
002483162 | EARTHING,STIRRUP | Substation Earthing, suit 38.1mm OD Cu Pipe, Natural Finish | FULTON | FULTON INDUSTRIES PL | ESTC-38 | CURRENT
002483170 | EARTHING,STIRRUP | Substation Earthing, suit 50.8mm OD Cu Pipe, Natural Finish | FULTON | FULTON INDUSTRIES PL | ESTC-51 | CURRENT
002483188 | SUPPORT,ELEC EQUIP | Support Structure, Steel, for 12kV Outdoor Disconnector, S10015453-01 | INSULECT | INSULECT AUSTRALIA PL | DSC08501-03 | CURRENT
002483196 | FUSE,CARTRIDGE | 80A, 69kV, Boric Acid Filled, Standard Speed, suit SMD-50 Fuse Mounts | S&C ELEC | S&AMP;C ELECTRIC COMPANY | 476080 | CURRENT
002483204 | FUSE,CARTRIDGE | 65A, 69kV, Boric Acid Filled, Standard Speed, suit SMD-50 Fuse Mounts | S&C ELEC | S&AMP;C ELECTRIC COMPANY | 476065 | CURRENT
002483212 | FUSE,CARTRIDGE | 50A, 69kV, Boric Acid Filled, Standard Speed, suit SMD-50 Fuse Mounts | S&C ELEC | S&AMP;C ELECTRIC COMPANY | 476050 | CURRENT
002483220 | BATTERY,STORAGE | 2400mAh, Li-Ion, Tait TP8/TP9, c/w Belt Clip | COMWIDE | COMWIDE | T03-00011-CBAA | CURRENT
002483238 | SLING | Endless, 500mm, 1000Kg SWL, Violet | AMPLITUD | AMPLITUDE PTY LTD - 396777 | 900105 | CURRENT
002483246 | SLING | Endless, 3000mm, 4000Kg SWL, Grey | AMPLITUD | AMPLITUDE PTY LTD - 396777 | 900430 | CURRENT
002483253 | SLING | Endless, 6000mm, 4000Kg SWL, Grey | AMPLITUD | AMPLITUDE PTY LTD - 396777 | 900460 | CURRENT
002483295 | TEST KIT | Rapid Oral Fluid Self-Test Device, to detect COVID-19 in Saliva, TGA Approved | AHC | ABSOLUTE HEALTH CO | CO-07-20 | CURRENT
002483337 | MANHOLE TOP ASSEMBLY | Footpath Access, Explosion Mitigation, 2 Part Cover, Class B, 750 x 1245mm Clr Opening, S/Steel Mesh & Frame, 80kN Load Capacity, 50mm marked with ELECTRICITY | AQSGROUP | AQSEPTENCE GROUP PTY LTD | 10000299072 | CURRENT
002483378 | CONNECTOR,ELECTRICAL | Inner Cone Socket, 145kV, Brugg Size G2L, Cyl Fixing Ring c/w Contact Extension & Dust Cap u/w Brugg Plug TFD 1.170-11, IEC 62271-209 Fig 3 | BRUGG | BRUGG CABLES (MANUFACTURER) | S1938-4 | PENDING
002483386 | CONNECTOR,ELECTRICAL | Inner Cone Test Plate, 145kV, suit Brugg Socket Size G2L, c/w Manometer & Dilo Gas Fitting | BRUGG | BRUGG CABLES (MANUFACTURER) | S1879-4 | PENDING
002483394 | CONNECTOR,ELECTRICAL | Inner Cone Plug, suit Cablegrid 76/132kV 1C 400mm2 Stranded Compacted Circ WB Cu/ XLPE/WBT/CorrCu Sheath (40kA/0.5 Sec)/ MDPE c/w Graphite Coating, u/w Brugg G2L | BRUGG | BRUGG CABLES (MANUFACTURER) | S1960-4-400 | PENDING
002483402 | CONNECTOR,ELECTRICAL | Inner Cone Plug, suit Cablegrid 76/132kV 1C 800mm2 Stranded Segmental Milliken WB Cu/XLPE/WBT/CorrCu Sheath (40kA/0.5 Sec) /MDPE c/w Graphite Coating, u/w Brugg | BRUGG | BRUGG CABLES (MANUFACTURER) | S1960-4-800 | PENDING
002483410 | CONNECTOR,ELECTRICAL | Inner Cone Plug, suit Cablegrid 76/132kV 1C 1200mm2 Stranded Segmental Milliken WB Cu/XLPE/WBT/CAS (40kA/0.5 Sec)/MDPE c/w Graphite Coating, u/w Brugg G2L | BRUGG | BRUGG CABLES (MANUFACTURER) | S1960-4-1200 | PENDING
002483428 | CONNECTOR,ELECTRICAL | Inner Cone Plug, suit Cablegrid 76/132kV 1C 1600mm2 Stranded Segmental Milliken WB Cu/XLPE/WBT/CorrCu Sheath (40kA/0.5 Sec)/MDPE c/w Graphite | BRUGG | BRUGG CABLES (MANUFACTURER) | S1961-4 | PENDING
002483436 | PROTECTOR,HEARING | Ear Plugs, Banded, Moldex 6506 Jazz | 10253AN1 | BUNZL BRANDS AND OPERATIONS PL - 060329 | 6506 | CURRENT
002483469 | ATTACHMENT,FORKLIFT | Magnetic Fork Covers, suit Forklift Tyne Dimensions 120-130mm W & 1000-1190mm Lg, 9mm Thk Dags, Black Rubber Upper Layer, (supplied as a pair) | CASCADE | CASCADE (AUST) PTY LTD | 6538264 | PURCHASE AS REQUIRED
002472595 | RADIO SET | P25 Trunked Radio Kit, Tait TM9455 c/w HHCH, Nexion NX6300 & Associated Cables, GNSS Antenna & 5m Lead | MCQ | MOBILE COMMUNICATIONS QUEENSLAND | TM9455-B1A0-CCUE-6300-PKG | CURRENT
002483477 | LABEL | Durasleeve Wire Marking Insert, 15 x 4mm, Polypropylene, White, BPTDS 15-390 (P3000 Labels) | BRADY | BRADY AUSTRALIA | 19305 | CURRENT
002483485 | HOLDER,CARD-LABEL | Wire Marking Carriers, Size 4-10mm, PVC, Clear, DMC-4/10-15 (P500) | BRADY | BRADY AUSTRALIA | 13258 | CURRENT
002483493 | HOLDER,CARD-LABEL | Wire Marking Carriers, Size 8-16mm, PVC, Clear, DMC-8/16-15 (P500) | BRADY | BRADY AUSTRALIA | 13259 | CURRENT
002483501 | RIBBON,INKING | M61-R6610, Black, Ribbon Size 50.8 x 22.4mm, suits BMP61 Printer & Durasleeve Labels | BRADY | BRADY AUSTRALIA | 148134 | CURRENT
002474344 | TERMINAL,LUG | AS5 Busbar Lug, Short, 50mm Pin, 0 Deg | PLP AUST | PREFORMED LINE PRODUCTS (AUST) | BBTLS-500-AS5-0 | CURRENT
002483519 | TOILET,PORTABLE | Cleanwaste GO Anywhere, Packed Away 48 x 36 x 12cm, Set up 53 x 43 x 36cm, 226kg Weight Limit, 3 Fold-out Legs, to be used with Toilet Bags | EZYGONOW | EZYGONOW, EEZYGO PTY LTD | EGN007 | CURRENT
002483519 | TOILET,PORTABLE | Cleanwaste GO Anywhere, Packed Away 48 x 36 x 12cm, Set up 53 x 43 x 36cm, 226kg Weight Limit, 3 Fold-out Legs, to be used with Toilet Bags | ATOMSUPP | ATOM SUPPLY | 502785 | CURRENT
002483519 | TOILET,PORTABLE | Cleanwaste GO Anywhere, Packed Away 48 x 36 x 12cm, Set up 53 x 43 x 36cm, 226kg Weight Limit, 3 Fold-out Legs, to be used with Toilet Bags | CLNWASTE | CLEANWASTE | D119PET | CURRENT
002483527 | BAG,PORTABLE TOILET | Cleanwaste GO Anywhere Toilet Kit c/w 1 Waste Collection Bag Pre-loaded with Waste Treatment Powder, 1 Zip-close, Puncture-resistant, Waste Disposal Bag, | EZYGONOW | EZYGONOW, EEZYGO PTY LTD | EGN004 | CURRENT
002483527 | BAG,PORTABLE TOILET | Cleanwaste GO Anywhere Toilet Kit c/w 1 Waste Collection Bag Pre-loaded with Waste Treatment Powder, 1 Zip-close, Puncture-resistant, Waste Disposal Bag, | ATOMSUPP | ATOM SUPPLY | 502786 | CURRENT
002483527 | BAG,PORTABLE TOILET | Cleanwaste GO Anywhere Toilet Kit c/w 1 Waste Collection Bag Pre-loaded with Waste Treatment Powder, 1 Zip-close, Puncture-resistant, Waste Disposal Bag, | CLNWASTE | CLEANWASTE | D019W12 | CURRENT
002483535 | TENT | Ensuite Tent, Pop Up Privacy Shelter, 120 x 120 x 210mm, Instant Pop-up c/w Pegs & Guy Ropes, No Base, Packs into a Compact Circular Bag | ANACONDA | ANACONDA | 9341235256062 | CURRENT
002483543 | RECLOSER,AUTO | Schneider N38, 38kV, 3Ph, 800A, 16kA Vac Interrupter in SF6 Tank, c/w Control Cubicle, 9m Control Cable & ADVC3 Controller | SCHNEDER | SCHNEIDER PTY LTD | 38-12-170-800/400/1-ADVC3 | PHASING
002483550 | RECLOSER,AUTO | 12kV, 3 Ph, 800A, 12.5kA, Tank Unit Only with SA Fitted, No VT or Control Box, EQTS 06-07-03 | NOJAPWR | NOJA POWER | OSM15-16-800-310 TANK ONLY | CURRENT
002483568 | RECLOSER,AUTO | 24kV, 3 Ph, 630A, 12.5kA, Tank Unit Only with SA Fitted, No VT or Control Box, EQTS 06-07-03 | NOJAPWR | NOJA POWER | OSM27-12-800-310 TANK ONLY | CURRENT
002483576 | RECLOSER,AUTO | 36kV, 3 Ph, 800A, 12.5kA, Tank Unit Only with SA Fitted, No VT or Control Box, EQTS 06-07-03 | NOJAPWR | NOJA POWER | OSM38-12-800-300 TANK ONLY | CURRENT
002483584 | CHARGING SYSTEM | VersiCharge, Child, Socket, 7kW, 1Ph | SIEMENS | SIEMENS LTD | 8EM1310-2EH04-0GA0 | PHASING
002483592 | CHARGING SYSTEM | VersiCharge, Parent, Socket, 7kW, 1Ph | SIEMENS | SIEMENS LTD | 8EM1310-2EH04-3GA1 | PHASING
002483600 | CHARGING SYSTEM | VersiCharge, Child, Socket, 22kW, 3Ph | SIEMENS | SIEMENS LTD | 8EM1310-3EH04-0GA0 | PHASING
002483618 | CHARGING SYSTEM | VersiCharge, Parent, Socket, 22kW, 3Ph | SIEMENS | SIEMENS LTD | 8EM1310-3EH04-3GA1 | PHASING
002483626 | CHARGING SYSTEM | VersiCharge, Child, Tethered, 7kW, 1Ph | SIEMENS | SIEMENS LTD | 8EM1310-2EJ04-0GA0 | PHASING
002483634 | CHARGING SYSTEM | VersiCharge, Parent, Tethered, 7kW, 1Ph | SIEMENS | SIEMENS LTD | 8EM1310-2EJ04-3GA1 | PHASING
002483642 | CHARGING SYSTEM | VersiCharge, Child, Tethered, 22kW, 3Ph | SIEMENS | SIEMENS LTD | 8EM1310-3EJ04-0GA0 | PHASING
002483659 | CHARGING SYSTEM | VersiCharge, Parent, Tethered, 22kW, 3Ph | SIEMENS | SIEMENS LTD | 8EM1310-3EJ04-3GA1 | PHASING
002483667 | ADMIN CHARGES | VersiCharge, Care Extension Package, 12 month extended warranty | SIEMENS | SIEMENS LTD | 8EM7710-1VC12-0CP0 | CURRENT
002483691 | CHARGING SYSTEM | Sicharge D, Low Flex, 160kW, 2 x CCS2, Modbus & Noise Level Adjustment | SIEMENS | SIEMENS LTD | AAAAAAABBABB | PHASING
002483709 | CHARGING SYSTEM | Sicharge D, High Flex, 160kW, 2 x CCS2, Modbus & Noise Level Adjustment | SIEMENS | SIEMENS LTD | AAAABCABBABB | PHASING
002483733 | CHARGING SYSTEM | Sicharge D, Power Module Kit, 20kW | SIEMENS | SIEMENS LTD | PMK20KW | PHASING
002483741 | ADMIN CHARGES | Sicharge D, Care Extension Package, 12 month extended warranty | SIEMENS | SIEMENS LTD | CEP12MN | CURRENT
002427359 | TERMINATION KIT,ELECTRICAL CABLE | Indoor, LV, 4mm2 - 16mm2 Cu, Neutral Screened PVC Insulated, NJ, Insect Protected, PVC Sheathed Cable, Crimp Connectors, ETS14-02-01 (scm) | PLP AUST | PREFORMED LINE PRODUCTS (AUST) | CPA-SEH4-001-010-025 | CURRENT
002427359 | TERMINATION KIT,ELECTRICAL CABLE | Indoor, LV, 4mm2 - 16mm2 Cu, Neutral Screened PVC Insulated, NJ, Insect Protected, PVC Sheathed Cable, Crimp Connectors, ETS14-02-01 (scm) | LEGEND | LEGEND POWER SYSTEMS | H1ERGST01 | CURRENT
002427359 | TERMINATION KIT,ELECTRICAL CABLE | Indoor, LV, 4mm2 - 16mm2 Cu, Neutral Screened PVC Insulated, NJ, Insect Protected, PVC Sheathed Cable, Crimp Connectors, ETS14-02-01 (scm) | TECONN | TE CONNECTIVITY LTD | EPKT-ERG4 | CURRENT
002483808 | SHEETING,REFLECTIVE | Traffic Sign Blanking Plate, Roll-up, 600 x 600mm, Retroreflective Yellow, Hard Velcro Backed, 4 Corner Eyelets | REFLEFAB | REFLECT FABRICS PL - 310680 | EXSCAAAAAA | CURRENT
002483808 | SHEETING,REFLECTIVE | Traffic Sign Blanking Plate, Roll-up, 600 x 600mm, Retroreflective Yellow, Hard Velcro Backed, 4 Corner Eyelets | REFLEFAB | REFLECT FABRICS PL - 310680 | EXSC6060YB | CURRENT
002483816 | SHEETING,REFLECTIVE | Traffic Sign Blanking Plate, Roll-up, 1200 x 300mm, Retroreflective Yellow, Hard Velcro Backed, 4 Corner Eyelets | REFLEFAB | REFLECT FABRICS PL - 310680 | EXSCBBBBBB | CURRENT
002483816 | SHEETING,REFLECTIVE | Traffic Sign Blanking Plate, Roll-up, 1200 x 300mm, Retroreflective Yellow, Hard Velcro Backed, 4 Corner Eyelets | REFLEFAB | REFLECT FABRICS PL - 310680 | EXSC12030YB | CURRENT
002483832 | TEST KIT | Rapid Antigen Nasal Self-Test Device, to Detect COVID-19 (SARS-CoV-2, Influenza A&B Combo Detection), ARTG approval #443914 (1 Pack contains 5 x Tests) | AHC | ABSOLUTE HEALTH CO | RAT-JC-COMBO | CURRENT
002483824 | CIRCUIT BREAKER | Indoor/Withdrawable, Air, Nilsen, 433V AC, 3 Ph, 2000A, 50kA, BKG Cap, Man Chrg Spring, 32V DC Tripping, Asbestos Free Arc Shutes | NILSEN |  | NAB1/2000A | CURRENT
002483840 | ADAPTOR | Depth Limiter, 90mm OD, 44mm ID, 23mm W, 2 Piece, 5mm Allen Key Bolts, Acetyl Nylon, Suits Milwaukee M18FMT0 Multi-Tool | PENTA | PENTA AUST (TMAC THEW & MCCANN/HYLEC) | PA21700 | CURRENT
002483840 | ADAPTOR | Depth Limiter, 90mm OD, 44mm ID, 23mm W, 2 Piece, 5mm Allen Key Bolts, Acetyl Nylon, Suits Milwaukee M18FMT0 Multi-Tool | HYLEC | HYLEC PTY LTD | HESDEPTHLIMITER90_2 | CURRENT
002483857 | TEST KIT | Rapid Oral Fluid Self-Test (V-Chek) to detect COVID-19 Saliva (Lollipop Test Self-Test Kit), TGA Approved | BUNZL | BUNZL LIMITED BRISBANE | VCHEK19ST00001P | CURRENT
000104449 | WRENCH | Drive End, 200mm Lg, for 38mm (1.5") Swamp Anchor, Rated at 10000 Lbf.ft | CHANCE | CHANCE (MANUFACTURER) | C303-0020 | CURRENT
002429090 | BRUSH,WIRE,SCRATCH | Conductor Cleaning Brush, V Type, S/Steel, Universal & Sunrise Stick Connection, Replaceable Brushes | CHANCE | CHANCE (MANUFACTURER) | M4455-63 | CURRENT
002429090 | BRUSH,WIRE,SCRATCH | Conductor Cleaning Brush, V Type, S/Steel, Universal & Sunrise Stick Connection, Replaceable Brushes | HASTINGS | HASTING DEERING PTY LTD | 10-180 | CURRENT
002430403 | FRAME,STORAGE | For Mats, Versadeck Transport, Frame Galv Construction, Forklift & Chain/ Sling Lifting Points on all sides/ends, Safe use decals, SWL, Tare & S/No Plate, | ENVIREX | ENVIREX | VDSF2010E | CURRENT
002430395 | MAT,LANDING | Access Ground Protection, Versadeck, 2000 x 1000 x 12mm, Checker Plate Pattern, Pattern on Top & Bottom, Yellow, Hand Grips on Each Side | ENVIREX | ENVIREX | VDII2010 | CURRENT
002434777 | HOOK | Drag, for Moving/Positioning Versadeck Ground Protection Mats | ENVIREX | ENVIREX | VH | CURRENT
002483915 | RELAY,PROTECTION | Bus Diff, 3Ph, 10 - 40% 1A, 30TE Size 6, 2 Out, Hand Reset, No Resistors | GE | GENERAL ELECTRIC COMPANY | MCAG34VCBC0000A | CURRENT
002483923 | RELAY,PROTECTION | Bus Diff, 3Ph, 10 - 40% 5A, 30TE Size 6, 2 Out, Hand Reset, No Resistors | GE | GENERAL ELECTRIC COMPANY | MCAG34VCBF0000A | CURRENT
002483931 | CABLE,POWER,ELECTRICAL | Control, 0.6/1kV, 4C, 1.5mm2, Stranded, Cu/X-HF-90/HFS-90-TP/DBT/HFS-90-TP, Black Sheath, Meter Marked, Numbered Active Cores, 500m Drum, AS5000.1 | MIDLANDS | MIDLAND METALS | T44480 | CURRENT
002438372 | GLAND | Brass, A2 Compression Fitting, M32 OD, 20.5 - 26.5mm, Non-armoured c/w Brass Locknuts | CCG | CCG CABLE TERMINATIONS | 053503 | CURRENT
002438380 | GLAND | Brass, A2 Compression Fitting, M40 OD, 26.5 - 34.5mm, Non-armoured c/w Brass Locknuts | CCG | CCG CABLE TERMINATIONS | 053504 | CURRENT
002438398 | GLAND | Brass, A2 Compression Fitting, M50 OD, 34.5 - 43.5mm, Non-armoured c/w Brass Locknuts | CCG | CCG CABLE TERMINATIONS | 053505 | CURRENT
002438406 | GLAND | Brass, A2 Compression Fitting, M63 OD, 43.5 - 56.0mm, Non-armoured c/w Brass Locknuts (P2) | CCG | CCG CABLE TERMINATIONS | 053506 | CURRENT
002456598 | GLAND | Brass, A2 Compression Fitting, M63 OD, 32- 42mm, Non-armoured c/w Brass Locknuts, IP68 (P2) (scm) | GILBLODG | GILBERT LODGE AUSTRALIA | POWMG63 | CURRENT
002438414 | GLAND | Brass, A2 Compression Fitting, M75 OD, 56.0 - 65.0mm, Non-armoured c/w Brass Locknuts | CCG | CCG CABLE TERMINATIONS | 053507 | CURRENT
002438422 | GLAND | Brass, A2 Compression Fitting, M82 OD, 65.0 - 74.0mm, Non-armoured c/w Brass Locknuts | CCG | CCG CABLE TERMINATIONS | 053508 | CURRENT
002438430 | GLAND | Brass, A2 Compression Fitting, M90 OD, 73.0 - 82.0mm, Non-armoured c/w Brass Locknuts | CCG | CCG CABLE TERMINATIONS | 053509 | CURRENT
002483956 | HOLDER,UMBRELLA | Magnetic, Adjustable, 50Kg Pull Force | CNWPL | CNW PL - SLACKS CREEK | THE TRADE SHADE | CURRENT
002483964 | UMBRELLA | Showerproof Nylon Fabric, 75cm, Open Canopy 150cm W, Fibreglass Shaft, PVC Handle, SPF Rating 50+, AS/NZS 4399 | ATOMSUPP | ATOM SUPPLY | 517278 | CURRENT
002483964 | UMBRELLA | Showerproof Nylon Fabric, 75cm, Open Canopy 150cm W, Fibreglass Shaft, PVC Handle, SPF Rating 50+, AS/NZS 4399 | CNWPL | CNW PL - SLACKS CREEK | LEG2005 | CURRENT
002483972 | HOLDER | Aerosol Can, Sunrise Attachment (Live Line Tools) | RITZ |  | RC403-2270 | CURRENT
002483980 | PLIERS | All-Angle, Sunrise Attachment (Live Line Tools) | RITZ |  | RC403-0177 | CURRENT
002483998 | TOOL,APPLICATION | Armour Rod, Serviette Ring, Sunrise Attachment (Live Line Tools) | TEN | THE ENERGY NETWORK | 10-096 | CURRENT
002484004 | ADJUSTER | Ball Socket (Long), Sunrise Attachment (Live Line Tools) | RITZ |  | RM4455-87 | CURRENT
002484012 | ADJUSTER | Ball Socket (Short), Sunrise Attachment (Live Line Tools) | RITZ |  | RM4455-22 | CURRENT
002484020 | WRENCH, BOX | Bolt Head, Sunrise Attachment (Live Line Tools) | RITZ |  | RM4455-88 | CURRENT
002484038 | CHUCK,INDEPENDENT-UNIVERSAL JAW | Blank, Sunrise Attachment (Live Line Tools) | RITZ |  | RM4455-37 | CURRENT
002484046 | MIRROR,INSPECTION | Clear Vision, Sunrise Attachment (Live Line Tools) | RITZ |  | RM4455-38 | CURRENT
002484053 | TOOL | Clevis Pin Installer, Sunrise Attachment (Live Line Tools) | RITZ |  | RM4455-102 | CURRENT
002484061 | BRUSH,WIRE,SCRATCH | Conductor Cleaning Brush, Semi-Tubular Shape Type, Sunrise Attachment (Live Line Tools) | RITZ |  | RM4455-92 | CURRENT
002484079 | GAUGE | Conductor Diameter, Aluminium, Sunrise Attachment (Live Line Tools) | RITZ |  | RM4455-72 | CURRENT
002484087 | TOOL | Cotter Key, All-Purpose, Sunrise Attachment (Live Line Tools) | RITZ |  | RM4455-82 | CURRENT
002484095 | HOLDER | Cotter Key, Sunrise Attachment (Live Line Tools) | RITZ |  | RM4455-103 | CURRENT
002484103 | TOOL | Cotter key Installation, Sunrise Attachment (Live Line Tools) | RITZ |  | RM4455-18 | CURRENT
002484111 | TOOL | Cotter Key Pusher, Sunrise Attachment (Live Line Tools) | RITZ |  | RM4455-19 | CURRENT
002484129 | TOOL | Cotter Key Remover, Snap Out Type, Sunrise Attachment (Live Line Tools) | RITZ |  | RM4455-12 | CURRENT
002484137 | TOOL | Flexible Wrench Head, 1/2" Square Drive, Sunrise Attachment (Live Line Tools) | RITZ |  | RM4455-46 | CURRENT
002484145 | RULE,MULTIPLE FOLDING | Sunrise Attachment (Live Line Tools) | RITZ |  | RM4455-16 | CURRENT
002484152 | TOOL | Hot Rodder Tool, Sunrise Attachment (Live Line Tools) | RITZ |  | RC403-1071 | CURRENT
002484160 | TOOL | Insulator Controller, Sunrise Attachment (Live Line Tools) | RITZ |  | 5455-35 | CURRENT
002484178 | TOOL | Insulator Controller (Shepherd Hook), Sunrise Attachment (Live Line Tools) | RITZ |  | RM4455-39 | CURRENT
002484186 | TOOL | Insulator Fork (Universal), Sunrise Attachment (Live Line Tools) | RITZ |  | RM4455-67 | CURRENT
002484194 | DRIFTPIN | Locating Pin, Sunrise Attachment (Live Line Tools) | RITZ |  | RM4455-15 | CURRENT
002484202 | HOLDER | Pin Holder, Sunrise Attachment (Live Line Tools) | RITZ |  | RM4455-2 | CURRENT
002484210 | HANDLE, SAW | Pruning Saw, Pistol Grip, Sunrise Attachment (Live Line Tools) | RITZ |  | RM4455-66 | CURRENT
002484228 | KNIFE,LINEMANS | Skinning, Sunrise Attachment (Live Line Tools) | RITZ |  | RM4455-50 | CURRENT
002484236 | CUTTER,WIRE ROPE,HAND OPERATED | Sunrise Attachment (Live Line Tools) | FORCORP | FORCORP PTY LTD (MANUFACTURER) | FHITWC06U | CURRENT
002484244 | HACKSAW,HAND | Sunrise Attachment (Live Line Tools) | RITZ |  | RM4455-23 | CURRENT
002484251 | HAMMER,HAND | Sunrise Attachment (Live Line Tools) | RITZ |  | RM4455-85 | CURRENT
002484269 | SCREWDRIVER,FLAT TIP | Sunrise Attachment (Live Line Tools) | RITZ |  | RM4455-28 | CURRENT
002484277 | ADAPTOR,UNIVERSAL | Sunrise Attachment (Live Line Tools) | RITZ |  | RM4455-84 | CURRENT
002484285 | HOOK | Vegetation Control, Tree & Rope Hook, Sunrise Attachment (Live Line Tools) | RITZ |  | RM4455-80 | CURRENT
002484293 | TOOL | W Keys, Sunrise Attachment (Live Line Tools) | RITZ |  | RM4455-97 | CURRENT
002484301 | BRACKET,MOUNTING | Tool Hanging (OK Bar) | RITZ |  | RM1860 | CURRENT
002484319 | INSTALLATION TOOL,CABLE TIE | Tensioning Tool, Palm Grip, Metal Body with Plastic Hand-Grips | ABBAUST | ABB AUSTRALIA PTY LTD | WT3D | CURRENT
002484327 | SEALING COMPOUND | Resin & Hardener Filling Compound BK-PUR-17, to 170kV Brugg Cables SPECIFICATION: MANUFACTURERS DATA: | BRUGG | BRUGG CABLES (MANUFACTURER) | 69999 | CURRENT
002484335 | CONNECTOR,ELECTRICAL | Inner Cone Socket, 72kV, Brugg Size T0L (583mm) c/w Contact Extension u/w Brugg Plug TFD 1.72-11 | BRUGG | BRUGG CABLES (MANUFACTURER) | S2041 | CURRENT
002484343 | CONNECTOR,ELECTRICAL | Inner Cone Socket, 145kV, Brugg Size T2L (757mm) c/w Contact Extension u/w Brugg Plug TFD 1.145-11 & TFD 1.145-12 | BRUGG | BRUGG CABLES (MANUFACTURER) | 1939-4 | CURRENT
002484392 | CABLE,POWER,ELECTRICAL | U/Ground, 76/132kV, 1C, 630mm2 Stranded Compacted Circ WB Al, XLPE/WBT/CAS (25kA/1Sec)/LLDPE/Nyl/MDPE, Graphite Coating | KEI CABL | KEI CABLES | EHV-ECB036 - ITEM26 | CURRENT
002484400 | CABLE,POWER,ELECTRICAL | U/Ground, 76/132kV, 1C, 400mm2 Stranded Compacted Circ WB Cu, XLPE/WBT/ CorrCu Sheath(40kA/0.5Sec)/MDPE, Graphite Coating | KEI CABL | KEI CABLES | EHV-ECB036 - ITEM27 | CURRENT
002484418 | CABLE,POWER,ELECTRICAL | U/Ground, 76/132kV, 1C, 630mm2 Stranded Compacted Circ WB Al, XLPE/OF/WBT/CAS (25kA/1Sec)/LLDPE/Nyl/MDPE, Graphite Coating | KEI CABL | KEI CABLES | EHV-ECB036 - ITEM28 | CURRENT
002484426 | CABLE,POWER,ELECTRICAL | U/Ground, 76/132kV, 1C, 1200mm2 Stranded Segmental Milliken WB Al, XLPE/OF/WBT/ CAS(25kA/1Sec)/LLDPE/Nyl/MDPE, Graphite Coating | KEI CABL | KEI CABLES | EHV-ECB036 - ITEM29 | CURRENT
002484434 | CABLE,POWER,ELECTRICAL | U/Ground, 76/132kV, 1C, 800mm2 Stranded Segmental Milliken WB Cu, XLPE/WBT/ CorrCu Sheath(40kA/0.5Sec)/MDPE, Graphite Coating | KEI CABL | KEI CABLES | EHV-ECB036 - ITEM30 | CURRENT
002484442 | CABLE,POWER,ELECTRICAL | U/Ground, 76/132kV, 1C, 1200mm2 Stranded Segmental Milliken WB Cu, XLPE/OF/WBT/ CorrCu Sheath(40kA/0.5Sec)/MDPE, Graphite Coating | KEI CABL | KEI CABLES | EHV-ECB036 - ITEM31 | CURRENT
002484459 | CABLE,POWER,ELECTRICAL | U/Ground, 76/132kV, 1C, 1200mm2 Stranded Segmental Milliken WB Cu, XLPE/WBT/CAS (40kA/0.5Sec)/MDPE, Graphite Coating | KEI CABL | KEI CABLES | EHV-ECB036 - ITEM32 | CURRENT
002484467 | CABLE,POWER,ELECTRICAL | U/Ground, 76/132kV, 1C, 1600mm2 Stranded Segmental Milliken WB Cu, XLPE/OF/WBT/ CAS(40kA/0.5Sec)/MDPE, Graphite Coating | KEI CABL | KEI CABLES | EHV-ECB036 - ITEM33 | CURRENT
002484475 | CABLE,POWER,ELECTRICAL | U/Ground, 76/132kV, 1C, 1600mm2 Stranded Segmental Milliken WB Cu, XLPE/WBT/ CorrCu Sheath(40kA/0.5Sec)/MDPE, Graphite Coating | KEI CABL | KEI CABLES | EHV-ECB036 - ITEM34 | CURRENT
002484483 | JOINT,ELECTRICAL POWER CABLE | Screen Break, 76/132kV, 1C, 400mm2 Stranded Compacted Circ WB Cu, XLPE/WBT/ CorrCu Sheath(40kA/0.5Sec)/MDPE, Graphite Coating | CABLGRID | CABLE GRID AUSTRALIA PL | CG-2484483-S1962-4 | CURRENT
002484483 | JOINT,ELECTRICAL POWER CABLE | Screen Break, 76/132kV, 1C, 400mm2 Stranded Compacted Circ WB Cu, XLPE/WBT/ CorrCu Sheath(40kA/0.5Sec)/MDPE, Graphite Coating | BRUGG | BRUGG CABLES (MANUFACTURER) | S1962-4 | CURRENT
002484517 | CONNECTOR,ELECTRICAL | Inner Cone Plug, suit Cable 76/132kV, 1C, 400mm2 Stranded Compacted Circ WB Cu, XLPE/WBT/CorrCu Sheath(40kA/0.5Sec)/ MDPE, Graphite Coating u/w Brugg Socket | BRUGG | BRUGG CABLES (MANUFACTURER) | S1867-4 | CURRENT
002484517 | CONNECTOR,ELECTRICAL | Inner Cone Plug, suit Cable 76/132kV, 1C, 400mm2 Stranded Compacted Circ WB Cu, XLPE/WBT/CorrCu Sheath(40kA/0.5Sec)/ MDPE, Graphite Coating u/w Brugg Socket | CABLGRID | CABLE GRID AUSTRALIA PL | CG-2484517-S1867-4 | CURRENT
002484525 | JOINT,ELECTRICAL POWER CABLE | Screen Break, 76/132kV, 1C, 800mm2 Stranded Segmental Milliken WB Cu, XLPE/ WBT/CorrCu Sheath(40kA/0.5Sec)/MDPE, Graphite Coating | BRUGG | BRUGG CABLES (MANUFACTURER) | S1962-4 | CURRENT
002484525 | JOINT,ELECTRICAL POWER CABLE | Screen Break, 76/132kV, 1C, 800mm2 Stranded Segmental Milliken WB Cu, XLPE/ WBT/CorrCu Sheath(40kA/0.5Sec)/MDPE, Graphite Coating | CABLGRID | CABLE GRID AUSTRALIA PL | CG-2484525-S1962-4 | CURRENT
002484566 | JOINT,ELECTRICAL POWER CABLE | Screen Break, 76/132kV, 1C, 1200mm2 Stranded Segmental Milliken WB Cu, XLPE/ WBT/CAS(40kA/0.5Sec)/MDPE, Graphite Coating | BRUGG | BRUGG CABLES (MANUFACTURER) | S1964-4 | CURRENT
002484566 | JOINT,ELECTRICAL POWER CABLE | Screen Break, 76/132kV, 1C, 1200mm2 Stranded Segmental Milliken WB Cu, XLPE/ WBT/CAS(40kA/0.5Sec)/MDPE, Graphite Coating | CABLGRID | CABLE GRID AUSTRALIA PL | CG-2484566-S1964-4 | CURRENT
002484608 | JOINT,ELECTRICAL POWER CABLE | Screen Break, 76/132kV, 1C, 1600mm2 Stranded Segmental Milliken WB Cu, XLPE/ WBT/CorrCu Sheath(40kA/0.5Sec)/MDPE, Graphite Coating | BRUGG | BRUGG CABLES (MANUFACTURER) | S1964-4 | CURRENT
002484608 | JOINT,ELECTRICAL POWER CABLE | Screen Break, 76/132kV, 1C, 1600mm2 Stranded Segmental Milliken WB Cu, XLPE/ WBT/CorrCu Sheath(40kA/0.5Sec)/MDPE, Graphite Coating | CABLGRID | CABLE GRID AUSTRALIA PL | CG-2484608-S1964-4 | CURRENT
000104659 | SLING | Round, 4000mm, Effective 3000kg SWL, Out Of Yellow Polyester, Round Slings Synthetic Fibre, to AS4497.2 | AMPLITUD | AMPLITUDE PTY LTD - 396777 | 900340 | CURRENT
000104660 | SLING | Round, 5000mm, Effective 3000kg SWL, Out Of Yellow Polyester, Round Slings Synthetic Fibre, to AS4497.2 | AMPLITUD | AMPLITUDE PTY LTD - 396777 | 900350 | CURRENT
002438364 | CABLE GLAND | Brass, A2 Compression Fitting, M25 OD, 14.5 - 20.5mm, Non-armoured c/w Brass Locknuts | CCG | CCG CABLE TERMINATIONS | 053502 | CURRENT
002484681 | SWITCH,ISOLATING | Auto Transfer Switch, 3Ph+N, 125A Rating, Supply 1, Off, Supply 2, ATS Mechanism Only, ATYS P M 4P 125A, Tech Spec C10493 | NHP | NHP ELECTRICAL ENGINEERING | EQL002484681 | CURRENT
002484699 | SWITCH,ISOLATING | Auto Transfer Switch, 3Ph+N, 400A Rating, Supply 1, Off, Supply 2, ATS Mechanism Only, ATYS P 4P 400A, Tech Spec C10493 | NHP | NHP ELECTRICAL ENGINEERING | EQL002484699 | CURRENT
002484707 | SWITCH,ISOLATING | Auto Transfer Switch, 3Ph+N, 630A Rating, Supply 1, Off, Supply 2, ATS Mechanism Only, ATYS P 4P 630A, Tech Spec C10493 | NHP | NHP ELECTRICAL ENGINEERING | EQL002484707 | CURRENT
002484715 | PROBE | TP-BT Bluetooth Optical Probe, MCU Based Design, Meter Reading ANSI C12.18, Bluetooth to 4.0, Default Fixed Baud Rate 9600bps | TESPRO | TESPRO ELECTRONICS CO LTD | TP-BT-ANSI-N | CURRENT
002484723 | SWITCHBOARD,POWER | Main AC Board 400V AC, 2 x Local TFMR, 400A ATS, 4 x 250A CB Essential 2 x 160A CB Non-Ess, Manual CO, Incl Dist Board, Outdoor, S/Steel | WEBER | WEBER SOUTH PACIFIC PTY LTD | VC318040-EQL01 | CURRENT
002474203 | CIRCUIT CARD | MDIM RL2 Assembly, suit RL-Series Sectionaliser, 15/27kV LBS | SCHNEIDR | SCHNEIDER PTY LTD (MANUFACTURER) | 999900215 | CURRENT
002430270 | STRAP | Pole, Ladder Bucket, suit Branach Fibreglass Extension Ladder | BLKWOOD | J BLACKWOOD & SON LTD | 08588050 | CURRENT
002484731 | SWITCHBOARD,POWER | 110V DC Main & Dist Board, 36 Pole on 1 x 72 Pole Chassis, Indoor, 125V, 100A, Form 3b/2bi, 2kA, IP51, Main Section c/w 1 x Charger 100A MCCB, 2 x Battery | WEBER | WEBER SOUTH PACIFIC PTY LTD | DE8520028-M111 | CURRENT
002484749 | SWITCHBOARD,POWER | 110V DC Main & Dist Board, 36 Pole on 2 x 72 Pole Chassis, Indoor, 125V, 100A, Form 3b/2bi, 2kA, IP51, Main Section c/w 1 x Charger 100A MCCB, 2 x Battery | WEBER | WEBER SOUTH PACIFIC PTY LTD | DE8520028-M112 | CURRENT
002484756 | SWITCHBOARD,POWER | 48V DC Main & Dist Board, 36 Pole on 1 x 36 Pole Chassis, Indoor, 125V, 100A, Form 3b/2bi, 2kA, IP51, Main Section c/w 1 x Charger 100A MCCB, 2 x Battery | WEBER | WEBER SOUTH PACIFIC PTY LTD | DE8520028-M113 | CURRENT
002484764 | SWITCHBOARD,POWER | 48V DC Main & Dist Board, 36 Pole on 2 x 72 Pole Chassis, Indoor, 125V, 100A, Form 3b/2bi, 2kA, IP51, Main Section c/w 1 x Charger 100A MCCB, 2 x Battery | WEBER | WEBER SOUTH PACIFIC PTY LTD | DE8520028-M114 | CURRENT
002484772 | SWITCHBOARD,POWER | 110V DC Main Board, Indoor, 125V, 100A, Form 3b/2bi, 2kA, IP51, Main Section c/w 1 x Charger 100A MCCB, 2 x Battery String 250A Switches, 6 x 63A MCCBs, | WEBER | WEBER SOUTH PACIFIC PTY LTD | DE8511029-M101 | CURRENT
002484780 | SWITCHBOARD,POWER | 48V DC Main Board, Indoor, 125V, 100A, Form 3b/2bi, 2kA, IP51, Main Section c/w 1 x Charger 100A MCCB, 2 x Battery String 250A Switches, 6 x 63A MCCBs, | WEBER | WEBER SOUTH PACIFIC PTY LTD | DE8511029-M102 | CURRENT
002484798 | SWITCHBOARD,POWER | DC Dist Board, Indoor, 125V, 100A, Form 2bi, 2kA, IP51, 18 Pole Chassis c/w 2 x Supply 160A LBS, 9 x 2 Pole CBs on 1 x 18 Pole Chassis for Dist Circuits, | WEBER | WEBER SOUTH PACIFIC PTY LTD | DE606025-M101 | CURRENT
002484806 | SWITCHBOARD,POWER | DC Dist Board, Indoor, 125V, 100A, Form 2bi, 2kA, IP51, 36 Pole Chassis c/w 2 x Supply 160A LBS, 18 x 2 Pole CBs on 1 x 36 Pole Chassis for Dist Circuits, | WEBER | WEBER SOUTH PACIFIC PTY LTD | DE608025-M101 | CURRENT
002484814 | SWITCHBOARD,POWER | DC Dist Board, Indoor, 125V, 100A, Form 2bi, 2kA, IP51, 48 Pole Chassis c/w 2 x Supply 160A LBS, 24 x 2 Pole CBs on 1 x 48 Pole Chassis for Dist Circuits, | WEBER | WEBER SOUTH PACIFIC PTY LTD | DE6010025-M101 | CURRENT
002484822 | SWITCHBOARD,POWER | DC Dist Board, Indoor, 125V, 100A, Form 2bi, 2kA, IP51, 60 Pole Chassis c/w 2 x Supply 160A LBS, 30 x 2 Pole CBs on 1 x 60 Pole Chassis for Dist Circuits, | WEBER | WEBER SOUTH PACIFIC PTY LTD | DE6010025-M102 | CURRENT
002484830 | SWITCHBOARD,POWER | DC Dist Board, Indoor, 125V, 100A, Form 2bi, 2kA, IP51, 72 Pole Chassis c/w 2 x Supply 160A LBS, 36 x 2 Pole CBs on 1 x 72 Pole Chassis for Dist Circuits, | WEBER | WEBER SOUTH PACIFIC PTY LTD | DE6012025-M101 | CURRENT
002453470 | TERMINAL,LUG | Stalk Compression, Bi-Metal, 185mm2, Stalk 115mm Lg, 15.7mm Dia (scm) | TECONN | TE CONNECTIVITY LTD | BS180-15.7X01/1 | CURRENT
002484871 | CIRCUIT BREAKER | 1600A, 42kA/1Sec, ACB Std, Sentron 3WL, ETU45B | SIEMENS | SIEMENS LTD | 3WL1116-3FB62-1AA2-Z | PURCHASE AS REQUIRED
002484871 | CIRCUIT BREAKER | 1600A, 42kA/1Sec, ACB Std, Sentron 3WL, ETU45B | WEBER | WEBER SOUTH PACIFIC PTY LTD | SIE-1600ETU45B | PURCHASE AS REQUIRED
002484889 | CIRCUIT BREAKER | 1600A, 42kA/1Sec, ACB Upgde, Sentron 3WL, ETU76B c/w COM35 | SIEMENS | SIEMENS LTD | 3WL1116-2NB62-1GA2 | PURCHASE AS REQUIRED
002484889 | CIRCUIT BREAKER | 1600A, 42kA/1Sec, ACB Upgde, Sentron 3WL, ETU76B c/w COM35 | WEBER | WEBER SOUTH PACIFIC PTY LTD | SIE-1600ETU76B | PURCHASE AS REQUIRED
002484897 | CIRCUIT BREAKER | 3200A, 65kA/1Sec, ACB Std, Sentron 3WL, ETU45B | SIEMENS | SIEMENS LTD | 3WL1232-2FB62-1AA2-Z | PURCHASE AS REQUIRED
002484897 | CIRCUIT BREAKER | 3200A, 65kA/1Sec, ACB Std, Sentron 3WL, ETU45B | WEBER | WEBER SOUTH PACIFIC PTY LTD | SIE-3200ETU45B | PURCHASE AS REQUIRED
002484905 | CIRCUIT BREAKER | 3200A, 65kA/1Sec, ACB Upgde, Sentron 3WL, ETU76B c/w COM35 | WEBER | WEBER SOUTH PACIFIC PTY LTD | SIE-3200ETU76B | PURCHASE AS REQUIRED
002484905 | CIRCUIT BREAKER | 3200A, 65kA/1Sec, ACB Upgde, Sentron 3WL, ETU76B c/w COM35 | SIEMENS | SIEMENS LTD | 3WL1232-2NB62-1GA2 | PURCHASE AS REQUIRED
002484913 | CIRCUIT BREAKER SUBASSEMBLY | Full DC Buffer & Converter Kit, Plugable HV & LV Common Earthing | WEBER | WEBER SOUTH PACIFIC PTY LTD | MF135243EQ01-K1 | PURCHASE AS REQUIRED
002484921 | CIRCUIT BREAKER SUBASSEMBLY | Arc Fault Protection System, VAMP 221, Central Unit | SCHNEIDR | SCHNEIDER PTY LTD (MANUFACTURER) | V2213A3AAA 12LSE VA1A6 VX002-5 | PURCHASE AS REQUIRED
002484921 | CIRCUIT BREAKER SUBASSEMBLY | Arc Fault Protection System, VAMP 221, Central Unit | WEBER | WEBER SOUTH PACIFIC PTY LTD | MF135243EQ01-K2 | PURCHASE AS REQUIRED
002484939 | CIRCUIT BREAKER SUBASSEMBLY | Arc Fault Protection System, VAMP 12L, I/O Unit | SCHNEIDR | SCHNEIDER PTY LTD (MANUFACTURER) | VAM12LSE | PURCHASE AS REQUIRED
002484939 | CIRCUIT BREAKER SUBASSEMBLY | Arc Fault Protection System, VAMP 12L, I/O Unit | WEBER | WEBER SOUTH PACIFIC PTY LTD | SCH-VAM12LSE | PURCHASE AS REQUIRED
002484947 | CIRCUIT BREAKER SUBASSEMBLY | 48V DC to 24V DC Converter, not Bi-Directional | SIEMENS | SIEMENS LTD | 6EP3233-0TA00-0AY0 | PURCHASE AS REQUIRED
002484947 | CIRCUIT BREAKER SUBASSEMBLY | 48V DC to 24V DC Converter, not Bi-Directional | WEBER | WEBER SOUTH PACIFIC PTY LTD | SIE-6EP3233-OTA00-0AY0 | PURCHASE AS REQUIRED
002484954 | CIRCUIT BREAKER SUBASSEMBLY | 3WL, Zone Selective Interlock Module | SIEMENS | SIEMENS LTD | 3WL9111-0AT2 | PURCHASE AS REQUIRED
002484954 | CIRCUIT BREAKER SUBASSEMBLY | 3WL, Zone Selective Interlock Module | WEBER | WEBER SOUTH PACIFIC PTY LTD | SIE-3WL9111-0AT2 | PURCHASE AS REQUIRED
002484962 | CIRCUIT BREAKER SUBASSEMBLY | 240V AC, 24V DC 5A Power Supply | PHOENIX | PHOENIX CONTACT PTY LTD | 2904600 | PURCHASE AS REQUIRED
002484962 | CIRCUIT BREAKER SUBASSEMBLY | 240V AC, 24V DC 5A Power Supply | WEBER | WEBER SOUTH PACIFIC PTY LTD | PHO-2904600 | PURCHASE AS REQUIRED
002484970 | CIRCUIT BREAKER SUBASSEMBLY | 24V DC Buffer | PHOENIX | PHOENIX CONTACT PTY LTD | 2907913 | PURCHASE AS REQUIRED
002484970 | CIRCUIT BREAKER SUBASSEMBLY | 24V DC Buffer | WEBER | WEBER SOUTH PACIFIC PTY LTD | PHO-2907913 | PURCHASE AS REQUIRED
002484988 | COVER,TERMINAL | Vertigroup VS3, for Bottom Connect 630A Fuse Switch | WEBER | WEBER SOUTH PACIFIC PTY LTD | 36435.001 | PURCHASE AS REQUIRED
002484988 | COVER,TERMINAL | Vertigroup VS3, for Bottom Connect 630A Fuse Switch | WEBER | WEBER SOUTH PACIFIC PTY LTD | EFE-36435.0010 | PURCHASE AS REQUIRED
002484996 | LINK | Vertigroup VS3, 1250A Solid Link | WEBER | WEBER SOUTH PACIFIC PTY LTD | CSK3 | PURCHASE AS REQUIRED
002485001 | COVER,TERMINAL | Vertigroup VS3, for Double Ganged Fuse Switch, for Bottom Connect 1260A Fuse Switch | WEBER | WEBER SOUTH PACIFIC PTY LTD | V-KU/O2000E | PURCHASE AS REQUIRED
002485019 | ACCESSORY KIT,ELEC EQUIP | Feeder Parallel Connection Kit, Vertigroup VS3, for joining 2 x 630A Switch Fuses c/w 3 x Connection Tags, Cover, Handle Connect Bar, Bolt Pack, | WEBER | WEBER SOUTH PACIFIC PTY LTD | V-BK1P | PURCHASE AS REQUIRED
002485027 | ACCESSORY KIT,ELEC EQUIP | Feeder Parallel Connection Kit, Vertigroup VS3, for 2 x 300mm2 Cables c/w 3 x Connection Tags, Cover, Bolt Pack | WEBER | WEBER SOUTH PACIFIC PTY LTD | V-TSKIT | PURCHASE AS REQUIRED
002485035 | SWITCH,FUSED | LV Circuit, 630A, 3 Pole, Vertigroup VS3, Bottom Connect c/w 630A Fuse Switch, Cable Connection Kit for 2 x 240mm2 Cables | WEBER | WEBER SOUTH PACIFIC PTY LTD | VS31000BP-003 | PURCHASE AS REQUIRED
002485043 | SWITCH,FUSED | LV Circuit, 1260A, 3 Pole, Vertigroup VS3, Bottom Connect c/w 2 x 630A Fuse Switches, Cable Connection Kit for 3 x 300mm2 Cables | WEBER | WEBER SOUTH PACIFIC PTY LTD | VS32000BP-004 | PURCHASE AS REQUIRED
002485050 | SWITCH,FUSED | LV Circuit, 160A, 3 Pole, Vertigroup VS3, Bottom Connect c/w 160A Fuse Switch | WEBER | WEBER SOUTH PACIFIC PTY LTD | V00-P185 | PURCHASE AS REQUIRED
000003829 | MODULE | EPL Communications Controller PLXCOMM, 1RU, 19" Rack Mount, suit Landis & Gyr AFLC Controller | LANDIS | LANDIS GYR (AUST) PTY LTD | 316.414.09006 | PURCHASE AS REQUIRED
002485068 | MODULE | EPL Digital Output Module | LANDIS | LANDIS GYR (AUST) PTY LTD | MISCA-ELEC | PURCHASE AS REQUIRED
002485068 | MODULE | EPL Digital Output Module | LANDIS | LANDIS GYR (AUST) PTY LTD | 316.414.06001 | PURCHASE AS REQUIRED
000003832 | MODULE | EPL Injection Control Module, 1RU, 19" Rack Mount, suit Landis & Gyr AFLC Controller | LANDIS | LANDIS GYR (AUST) PTY LTD | 316.414.02010 | PURCHASE AS REQUIRED
000003828 | MODULE | EPL Serial Port Board, suit Landis & Gyr AFLC Controller | LANDIS | LANDIS GYR (AUST) PTY LTD | 316.414.10011 | PURCHASE AS REQUIRED
002485118 | CONDUIT,NONMETALLIC,FLEXIBLE | Split Sleeve Tubing, 7mm Dia, 3m Lg, Fire Retardant PPL, Black, Corrugated, Antenna Segregation | NARVA | NARVA - BROWN & WATSON INTERNATIONAL P/L | 56707-3 | CURRENT
002485126 | END CAP | MV Series, Section 9, Telescopic Stick Part, Triangular, Black, Rubber Base Cap | TEN | THE ENERGY NETWORK | P18026 | CURRENT
002485126 | END CAP | MV Series, Section 9, Telescopic Stick Part, Triangular, Black, Rubber Base Cap | HASTINGS | HASTING DEERING PTY LTD | P18026 | CURRENT
002485134 | HELMET,SAFETY | Gallet LH050 Helicopter Helmet, White, Large c/w Standard Passive Comms, M-7/DC Electret Microphone, Tinted Inner Visor | FHA | FLIGHT HELMETS AUSTRALIA | GA74764 | PURCHASE AS REQUIRED
002485142 | PAD,HELMET | Gallet Comfort Liner Kit, for LH050 Helicopter Helmet | FHA | FLIGHT HELMETS AUSTRALIA | GA77094 | PURCHASE AS REQUIRED
002485159 | COVER,MICROPHONE | Gallet Wind Muff, for LH050 Helicopter Helmet | FHA | FLIGHT HELMETS AUSTRALIA | CIWS-E-1-OR | PURCHASE AS REQUIRED
002485167 | HELMET,SAFETY | Aspida Flight Helmet Non-NVG, Gloss White c/w Standard Comms Package, Electret Microphone, Dual Visor Cover, Tinted Inner & Clear Outer lenses | REDBARON | RED BARON ALSE | ASP01-XL | PURCHASE AS REQUIRED
002485175 | PAD,HELMET | Nephos Comfort Liner, X-Large, 1/2" Thk, for Aspida Flight Helmet | REDBARON | RED BARON ALSE | PCL1712 | PURCHASE AS REQUIRED
002485183 | PAD,HELMET | Nephos Comfort Liner, X-Large, 1/4" Thk, for Aspida Flight Helmet | REDBARON | RED BARON ALSE | PCL1714 | PURCHASE AS REQUIRED
002485191 | PAD,HELMET | Nephos Comfort Liner, X-Large, 3/4" Thk, for Aspida Flight Helmet | REDBARON | RED BARON ALSE | PCL1734 | PURCHASE AS REQUIRED
002485209 | PAD,HELMET | Nephos Comfort Liner, X-Large, 3/8" Thk, for Aspida Flight Helmet | REDBARON | RED BARON ALSE | PCL1738 | PURCHASE AS REQUIRED
002485217 | PAD,HELMET | Nephos Comfort Liner, X-Large, 5/8" Thk, for Aspida Flight Helmet | REDBARON | RED BARON ALSE | PCL1758 | PURCHASE AS REQUIRED
002485225 | BAG,TOOL | Black, Standard Helmet Bag, for Aspida Flight Helmet | REDBARON | RED BARON ALSE | PAH-HB103 | PURCHASE AS REQUIRED
002485233 | COVER,MICROPHONE | Wind Muff, Small, 24 x 40mm, for Aspida Flight Helmet | REDBARON | RED BARON ALSE | PA-10S | PURCHASE AS REQUIRED
002485241 | HEADSET-MICROPHONE | Bose A20 Aviation Flight Headset c/w Bluetooth, Straight Cord, U174 Helicopter Plug | FLGHTSTR | FLIGHT STORE PTY LTD | 857641-3130 | PURCHASE AS REQUIRED
002485258 | PARTS KIT | Bose A20 Accessory Kit c/w Microphone Cover, Headset Ear Cushion Kit, Headband Cushion Kit | FLGHTSTR | FLIGHT STORE PTY LTD | A20KIT | PURCHASE AS REQUIRED
002485266 | SWITCH,ISOLATING | Battery Isolation Cubicle, 1 x Indoor, 125V, 112A, Form 1, 2kA, IP51, 1 x 3 Pole 160A DC CB, c/w 112A Overload Trip & 2000A Instantaneous Trip w/-Aux | WEBER | WEBER SOUTH PACIFIC PTY LTD | VC110020-M104 | CURRENT
002485274 | SWITCH,ISOLATING | Battery Isolation Cubicle, 1 x Indoor, 125V, 160A, Form 1, 2kA, IP51, 1 x 3 Pole 200A DC CB, c/w 160A Overload Trip & 2000A Instantaneous Trip w/-Aux | WEBER | WEBER SOUTH PACIFIC PTY LTD | VC110010-M103 | CURRENT
002485282 | RELAY,PROTECTION | FW 14C, Fdr Mgt, OC, EF & SEF, 5/8 I/O, SEF, 5/8 I/O, 24-250VDC Pwr, 1/5A CT, DNP3 over RS485, 4U 20TE Case | SCHNEIDR | SCHNEIDER PTY LTD (MANUFACTURER) | P123B00Z412EC0 | CURRENT
002485290 | METER,WATTHOUR | E360 S1310 1P1E WC c/w LTE Comms | LANDIS | LANDIS GYR (AUST) PTY LTD | S1310D1MA1NN001YM | CURRENT
002485308 | METER,WATTHOUR | E360 S1325 1P2E WC c/w LTE Comms | LANDIS | LANDIS GYR (AUST) PTY LTD | S1325D1MA1NN001YM | CURRENT
002485316 | METER,WATTHOUR | E360 S3300 3P3E WC c/w LTE Comms, Extended Terminal Cover | LANDIS | LANDIS GYR (AUST) PTY LTD | S3300D1MA1NE001YM | CURRENT
002485324 | METER,WATTHOUR | E360 S3301 3P3E WC 1LC Relay c/w LTE Comms, Extended Terminal Cover | LANDIS | LANDIS GYR (AUST) PTY LTD | S3301D1MA1NE001YM | CURRENT
002485332 | ANTENNA | External Antenna for E360 Meters c/w 3dBi 2m Cable Bracket, Right Angle | LANDIS | LANDIS GYR (AUST) PTY LTD | ANTANP23SAXLG | CURRENT
002485340 | GLOVES,PROTECTIVE | Bamboo TwinFlex, Size 7, Cut Level D, 18 Gauge, Protective Coating on Palms & Fingers, Knitted Cuff, Green/Black, for Dry & Slightly Damp/Oily Conditions | UVEX | UVEX SAFETY GROUP | 60090-7 | CURRENT
002485357 | GLOVES,PROTECTIVE | Bamboo TwinFlex, Size 8, Cut Level D, 18 Gauge, Protective Coating on Palms & Fingers, Knitted Cuff, Green/Black, for Dry & Slightly Damp/Oily Conditions | UVEX | UVEX SAFETY GROUP | 60090-8 | CURRENT
002485365 | GLOVES,PROTECTIVE | Bamboo TwinFlex, Size 9, Cut Level D, 18 Gauge, Protective Coating on Palms & Fingers, Knitted Cuff, Green/Black, for Dry & Slightly Damp/Oily Conditions | UVEX | UVEX SAFETY GROUP | 60090-9 | CURRENT
002485373 | GLOVES,PROTECTIVE | Bamboo TwinFlex, Size 10, Cut Level D, 18 Gauge, Protective Coating on Palms & Fingers, Knitted Cuff, Green/Black, for Dry & Slightly Damp/Oily Conditions | UVEX | UVEX SAFETY GROUP | 60090-10 | CURRENT
002485381 | GLOVES,PROTECTIVE | Bamboo TwinFlex, Size 11, Cut Level D, 18 Gauge, Protective Coating on Palms & Fingers, Knitted Cuff, Green/Black, for Dry & Slightly Damp/Oily Conditions | UVEX | UVEX SAFETY GROUP | 60090-11 | CURRENT
002485399 | COIL,ELECTRICAL | Close Coil, Switchboard Spare Part, for VH1F Tamco 11kV Switchgear | TAMCO | TAMCO SWITCHGEAR (MANUFACTURER) | 189050002045-VH1F | CURRENT
002485407 | MOTOR | Spring Charge, Switchboard Spare Part, for VH1F Tamco 11kV Switchgear | TAMCO | TAMCO SWITCHGEAR (MANUFACTURER) | 189050000038-VH1F | CURRENT
002485415 | COIL,ELECTRICAL | Trip Coil, Switchboard Spare Part, for VH1F Tamco 11kV Switchgear | TAMCO | TAMCO SWITCHGEAR (MANUFACTURER) | 189050000085-VH1F | CURRENT
002485423 | COIL,ELECTRICAL | Close Coil, Switchboard Spare Part, for GV3N Tamco 22kV Switchgear | TAMCO | TAMCO SWITCHGEAR (MANUFACTURER) | 189050002045-GV3N | CURRENT
002485431 | MOTOR | Spring Charge, Switchboard Spare Part, for GV3N Tamco 22kV Switchgear | TAMCO | TAMCO SWITCHGEAR (MANUFACTURER) | 189050000914-GV3N | CURRENT
002485449 | COIL,ELECTRICAL | Trip Coil, Switchboard Spare Part, for GV3N Tamco 22kV Switchgear | TAMCO | TAMCO SWITCHGEAR (MANUFACTURER) | 189050000085-GV3N | CURRENT
002430551 | PROBE,TELESCOPIC | Extends 49cm to 85cm, SS tip; 4mm plug for test lead Cat III, 1000V (scm) | PENTA | PENTA AUST (TMAC THEW & MCCANN/HYLEC) | PA21703 | CURRENT
002430551 | PROBE,TELESCOPIC | Extends 49cm to 85cm, SS tip; 4mm plug for test lead Cat III, 1000V (scm) | HYLEC | HYLEC PTY LTD | PERCHTELESCREW SSD2 | CURRENT
002433647 | LEAD,TEST | 0.75mm2 PVC, Black, 1.5m, 12A for Perch Tele, 4mm Straight & Right Angle Connector | PENTA | PENTA AUST (TMAC THEW & MCCANN/HYLEC) | PA22864 | CURRENT
002433647 | LEAD,TEST | 0.75mm2 PVC, Black, 1.5m, 12A for Perch Tele, 4mm Straight & Right Angle Connector | HYLEC | HYLEC PTY LTD | FFM5/2410-IEC-150-N | CURRENT
002476026 | RELAY,PROTECTION | FW C5B, Low Impedance Diff, 24/32V DC Pwr, 24/250V DC Logic 24/24 IO, 1/5A, Flush/80TE, DNP 100Base-FX, MM LC Enet & IEC61850 | SCHNEDER | SCHNEIDER PTY LTD | P746 92QELM0C59M | CURRENT
002476034 | RELAY,PROTECTION | FW C5B, Low Impedance Diff, 48/110V DC Pwr, 24/250V DC Logic 24/24 IO, 1/5A, Flush/80TE, DNP 100Base-FX, MM LC Enet & IEC61850 | SCHNEDER | SCHNEIDER PTY LTD | P746 22QELM0C59M | CURRENT
002476042 | RELAY,PROTECTION | FW C5B, Low Impedance Diff, 110/250V DC Pwr, 24/250V DC Logic 24/24 IO, 1/5A, Flush/80TE, DNP 100Base-FX, MM LC Enet & IEC61850 | SCHNEDER | SCHNEIDER PTY LTD | P746 32QELM0C59M | CURRENT
002443125 | RELAY,PROTECTION | Remote I/O Device, 8/8/ I/O, 48-125V DC Power Supply, 48V DC Control, EIA-232 Mirror Bit Comms, 19" Rack Mount | SEL | SCHWEITZER ENGINEERING LABORATORIES INC. | 250603012X | CURRENT
002468023 | RELAY,PROTECTION | Remote I/O Device, 8/8/ I/O, 48-125V DC Power Supply, 110V DC control, EIA-232 Mirror Bit Comms, 19" Rack Mount | SEL | SCHWEITZER ENGINEERING LABORATORIES INC. | 250603013X | CURRENT
002443133 | RELAY,PROTECTION | Remote I/O Device, 8/8/ I/O, 48-125V DC Power Supply, 125V DC Control, EIA-232 Mirror Bit Comms, 19" Rack Mount | SEL | SCHWEITZER ENGINEERING LABORATORIES INC. | 250603014X | CURRENT
002443141 | RELAY,PROTECTION | Remote I/O Device, 8/8/ I/O, 125-250V DC Power Supply, 250V DC Control, EIA-23 Mirror Bit Comms, 19" Rack Mount | SEL | SCHWEITZER ENGINEERING LABORATORIES INC. | 250604016X | CURRENT
002485522 | TAG,MARKER | Pole Inspection Disc, Al, Colour Dulux Orange X15 Powder Coated, 50mm Dia, 2mm Thk c/w 6mm Dia Punched Hole 8mm from Edge, for Asset Inspectors to | UAM | UTILITY ASSET MANAGEMENT P/L | IN02414 | CURRENT
002466365 | CABLE,POWER,ELECTRICAL | Flexible, 0.6/1kV, 1C, 25mm2 (350/0.30) Cu/X-HF-90/HFS-90-TP, 100m Wood Drum, JTS 03-01-08 | MIDLANDS | MIDLAND METALS | MMO-1X25 CU XHF HFS | CURRENT
002485530 | GROMMET | Diaphragm, 16 x 11mm, Overall Dia 19mm, 8mm Thk, Black, PVC, for External Antenna into Switchboard, Pack of 500 | ESSENTRA | ESSENTRA COMPONENTS AUST | 19435 | CURRENT
002485571 | BRACKET,MOUNTING | LED Floodlight Adaptor, suits Philips Tango G4 BVP431 & BVP432, Dwg. 912580-05 | GM POLES | GM POLES PTY LTD | PED-FL-130-S-F | CURRENT
002485621 | CIRCUIT BREAKER | Tembreak Pro MCCB 250 FRAME 36kA 3P 40A Basic Electronic | NHP | NHP ELECTRICAL ENGINEERING | P250F340BE | CURRENT
002485639 | CIRCUIT BREAKER | Tembreak Pro MCCB 250 FRAME 36kA 3P 100A Basic Electronic | NHP | NHP ELECTRICAL ENGINEERING | P250F3100BE | CURRENT
002485647 | CIRCUIT BREAKER | Tembreak Pro MCCB 250 FRAME 36kA 3P 160A Basic Electronic | NHP | NHP ELECTRICAL ENGINEERING | P250F3160BE | CURRENT
002485654 | CIRCUIT BREAKER | Tembreak Pro MCCB 250 FRAME 36kA 3P 250A Basic Electronic | NHP | NHP ELECTRICAL ENGINEERING | P250F3250BE | CURRENT
002485662 | CIRCUIT BREAKER | Tembreak Pro MCCB 400 FRAME 36kA 3P 400A Basic Electronic | NHP | NHP ELECTRICAL ENGINEERING | P400F3400BE | CURRENT
002485670 | HOLDER | Nut/Washer Holder, Handheld, for M10 Stainless Nuts/Washers | AMPLITUD | AMPLITUDE PTY LTD - 396777 | NJ17 | CURRENT
002485688 | HOLDER | Nut/Washer Holder, Handheld, for M12 Stainless Nuts/Washers | AMPLITUD | AMPLITUDE PTY LTD - 396777 | NJ19 | CURRENT
002485696 | HOLDER | Nut/Washer Holder, Handheld, for M16 Galvanised Nuts/Washers | AMPLITUD | AMPLITUDE PTY LTD - 396777 | NJ24 | CURRENT
002485704 | CONTROL,TEMPERATURE | BWDK Series Temperature Monitor, BWDK-3208B & BWDK-3208E Functions, 260 x 200 x 80mm c/w Temperature Probes, for ABB Resibloc Dry Type Transformers | HITACHI | HITACHI ENERGY AUSTRALIA LTD | BWDK-3208BE | CURRENT
002485712 | ADAPTOR,SOCKET WRENCH | 1/4" Quick Connect Hex Shank to 1/2" Square | C&LTOOL | CALTCO T/A C&L TOOL CENTRE | MAKAB-54673 | CURRENT
002485720 | BIT,SCREWDRIVER | Cross Tip, 1/4" Quick Connect Pozi Drive, PZ1x50mm (P3) | C&LTOOL | CALTCO T/A C&L TOOL CENTRE | MAKAP-53506 | CURRENT
002485738 | BIT,SCREWDRIVER | Cross Tip, 1/4" Quick Connect Pozi Drive, PZ2x50mm (P3) | C&LTOOL | CALTCO T/A C&L TOOL CENTRE | MAKAP-53512 | CURRENT
002485746 | BIT,SCREWDRIVER | Flat Tip, 1/4" Quick Connect, 0.6 x 4.5 x 50mm (P3) | C&LTOOL | CALTCO T/A C&L TOOL CENTRE | MAKAB-25292 | CURRENT
002485753 | BIT,SCREWDRIVER | Flat Tip, 1/4" Quick Connect, 0.8 x 4.5 x 50mm (P3) | C&LTOOL | CALTCO T/A C&L TOOL CENTRE | MAKAB-25301 | CURRENT
002485761 | MANHOLE TOP ASSEMBLY | Footpath Access, Explosion Mitigation, Vented Cover, Class B, 750 x 750mm Clr Opening, Unfilled Black Ductile Iron & Frame, 80kN Load Capacity, Marked with | EJAUST | EJ AUSTRALIA PTY LTD | LA77B_EMC | CURRENT
002485779 | PARTS KIT | Retrofit Kit, for Fulton 3-Way Link Pillar c/w Operation Instructions & Diagram, Lockout Kit & Label Kit, Stds A677 | FULTON | FULTON INDUSTRIES PL | 01-PPB4T-3W+6F-QLD-RUKIT | CURRENT
002485787 | CONTROL,INTERFACE | MD100 Dual NIC Small Form Factor RTU/HMI, w/o 4G Modem, no I/O | CGI | CGI TECHNOLOGIES & SOLUTIONS P/L | MD100-2E1S-XGW | CURRENT
002485795 | ADAPTOR,SOCKET WRENCH | 3/8F x 1/2M Impact Rated | C&LTOOL | CALTCO T/A C&L TOOL CENTRE | GEN340440 | CURRENT
002485803 | WRENCH,SOCKET | 3 in 1 Square Nut Socket Impact Rated 7/16" Hex, suits 3/4", 1" & 1 1/8" Square Nuts SPECIAL FEATURES: | C&LTOOL | CALTCO T/A C&L TOOL CENTRE | MILWA49665101 | CURRENT
002485811 | FIXTURE,LIGHTING | LED 14W StreetLED3 (L14A 3K) 3K, Aeroscreen c/w NEMA PE Cell, Tilt Adaptor, Minor Road, EQTS 05-01-02 | SYLVANIA | SYLVANIA SCHREDER | JLC30BD11L14 | CURRENT
002485829 | FIXTURE,LIGHTING | LED 14W Avenue Gen 2 (L14 3K) 3K, Nostalgia Type 1, Green c/w NEMA PE Cell, Minor Road, Bracket to Dwg 05-01-01, EQTS 05-01-02 | SYLVANIA | SYLVANIA SCHREDER | S1S3BD11L14 | CURRENT
002485837 | FIXTURE,LIGHTING | LED 14W Avenue Gen 2 (L14 3K) 3K, Nostalgia Type 1, Black c/w NEMA PE Cell, Minor Road, Bracket to Dwg 05-01-01, EQTS 05-01-02 | SYLVANIA | SYLVANIA SCHREDER | S1S3BD12L14 | CURRENT
002485845 | FIXTURE,LIGHTING | LED 14W Avenue Gen 2 (L14 3K) 3K, Nostalgia Type 1, Blue/Grey c/w NEMA PE Cell, Minor Road, Bracket to Dwg 05-01-01, EQTS 05-01-02 | SYLVANIA | SYLVANIA SCHREDER | S1S3BD13L14 | CURRENT
002485852 | FIXTURE,LIGHTING | LED 18W Avenue Gen 2 (L18 3K) 3K, Nostalgia Type 1, Green c/w NEMA PE Cell, Minor Road, Bracket to Dwg 05-01-01, EQTS 05-01-02 | SYLVANIA | SYLVANIA SCHREDER | S1S3BD11L18 | CURRENT
002485860 | FIXTURE,LIGHTING | LED 18W Avenue Gen 2 (L18 3K) 3K, Nostalgia Type 1, Black c/w NEMA PE Cell, Minor Road, Bracket to Dwg 05-01-01, EQTS 05-01-02 | SYLVANIA | SYLVANIA SCHREDER | S1S3BD12L18 | CURRENT
002485878 | FIXTURE,LIGHTING | LED 18W Avenue Gen 2 (L18 3K) 3K, Nostalgia Type 1, Blue/Grey c/w NEMA PE Cell, Minor Road, Bracket to Dwg 05-01-01, EQTS 05-01-02 | SYLVANIA | SYLVANIA SCHREDER | S1S3BD13L18 | CURRENT
002485886 | FIXTURE,LIGHTING | LED 14W Avenue Gen 2 (L14 3K) 3K, Nostalgia Type 2, Green c/w NEMA PE Cell, Minor Road, Bracket to Dwg 05-01-07, EQTS 05-01-02 | SYLVANIA | SYLVANIA SCHREDER | S1S3BD21L14 | CURRENT
002485894 | FIXTURE,LIGHTING | LED 14W Avenue Gen 2 (L14 3K) 3K, Nostalgia Type 2, Black c/w NEMA PE Cell, Minor Road, Bracket to Dwg 05-01-07, EQTS 05-01-02 | SYLVANIA | SYLVANIA SCHREDER | S1S3BD22L14 | CURRENT
002485902 | FIXTURE,LIGHTING | LED 14W Avenue Gen 2 (L14 3K) 3K, Nostalgia Type 2, Blue/Grey c/w NEMA PE Cell, Minor Road, Bracket to Dwg 05-01-07, EQTS 05-01-02 | SYLVANIA | SYLVANIA SCHREDER | S1S3BD23L14 | CURRENT
002485910 | FIXTURE,LIGHTING | LED 18W Avenue Gen 2 (L18 3K) 3K, Nostalgia Type 2, Green c/w NEMA PE Cell, Minor Road, Bracket to Dwg 05-01-07, EQTS 05-01-02 | SYLVANIA | SYLVANIA SCHREDER | S1S3BD21L18 | CURRENT
002485928 | FIXTURE,LIGHTING | LED 18W Avenue Gen 2 (L18 3K) 3K, Nostalgia Type 2, Black c/w NEMA PE Cell, Minor Road, Bracket to Dwg 05-01-07, EQTS 05-01-02 | SYLVANIA | SYLVANIA SCHREDER | S1S3BD22L18 | CURRENT
002485936 | FIXTURE,LIGHTING | LED 18W Avenue Gen 2 (L18 3K) 3K, Nostalgia Type 2, Blue/Grey c/w NEMA PE Cell, Minor Road, Bracket to Dwg 05-01-07, EQTS 05-01-02 | SYLVANIA | SYLVANIA SCHREDER | S1S3BD23L18 | CURRENT
002485944 | FIXTURE,LIGHTING | LED 14W Avenue Gen 2 (L14 3K) 3K, Nostalgia, Green c/w NEMA PE Cell, Minor Road, No Bracket, EQTS 05-01-02 | SYLVANIA | SYLVANIA SCHREDER | S1S3BD01L14 | CURRENT
002485951 | FIXTURE,LIGHTING | LED 14W Avenue Gen 2 (L14 3K) 3K, Nostalgia, Black c/w NEMA PE Cell, Minor Road, No Bracket, EQTS 05-01-02 | SYLVANIA | SYLVANIA SCHREDER | S1S3BD02L14 | CURRENT
002485969 | FIXTURE,LIGHTING | LED 14W Avenue Gen 2 (L14 3K) 3K, Nostalgia, Blue/Grey c/w NEMA PE Cell, Minor Road, No Bracket, EQTS 05-01-02 | SYLVANIA | SYLVANIA SCHREDER | S1S3BD03L14 | CURRENT
002485977 | FIXTURE,LIGHTING | LED 18W Avenue Gen 2 (L18 3K) 3K, Nostalgia, Green c/w NEMA PE Cell, Minor Road, No Bracket, EQTS 05-01-02 | SYLVANIA | SYLVANIA SCHREDER | S1S3BD01L18 | CURRENT
002485985 | FIXTURE,LIGHTING | LED 18W Avenue Gen 2 (L18 3K) 3K, Nostalgia, Black c/w NEMA PE Cell, Minor Road, No Bracket, EQTS 05-01-02 | SYLVANIA | SYLVANIA SCHREDER | S1S3BD02L18 | CURRENT
002485993 | FIXTURE,LIGHTING | LED 18W Avenue Gen 2 (L18 3K) 3K, Nostalgia, Blue/Grey c/w NEMA PE Cell, Minor Road, No Bracket, EQTS 05-01-02 | SYLVANIA | SYLVANIA SCHREDER | S1S3BD03L18 | CURRENT
002486009 | BIT,SCREWDRIVER | Drive Head, 1/4", Magnetic Nut Setter, 1/4" Quick Connect Drive | C&LTOOL | CALTCO T/A C&L TOOL CENTRE | GFB29B | CURRENT
002439248 | BLADE,CUTTER,CABLE,HAND OPERATED | Replacement Blade, suit Type S-200 Hand Hydraulic Cutter | IZUMI | IZUMI PRODUCTS (MANUFACTURER) | 200-08 | CURRENT
000104427 | HOLDER,ROLLER | Bracket, for use with ABC Suspension Clamps | PLP AUST | PREFORMED LINE PRODUCTS (AUST) | D-IBSRA | CURRENT
R24948 | LIGHT UNIT,PORTABLE | REFURBISHED, Milwaukee, M18 LED Tripod Stand Light, 18V, 3-Mode Light Options, Low/Med/High 850/1300/2000 Lumens, 2.2m Max Extension Rotating Head, Skin Only | MILWAUKE | MILWAUKEE POWER TOOLS | M18SAL-0 | CURRENT
002486058 | MODULE | OS6855 Comms Switch, DC Power Supply | NSN | NOKIA SOLUTION NETWORK AUST PTY LTD | OS6855-PSL-D | STRATEGIC SPARE
002486074 | DIE,CRIMPING TOOL | Hex, 6T, 9mm A/F Al, 10-35mm2, 12.0mm W | TEN | THE ENERGY NETWORK | K6-09.0-AL | CURRENT
002486082 | DIE,CRIMPING TOOL | Hex, 6T, 17.3mm A/F Al, 95-120mm2, 12.0mm W | TEN | THE ENERGY NETWORK | K6-17.3-AL | CURRENT
002486090 | HOLDER,MARKER | Type KLM-A, Marker Strip Carrier, 44 x 7mm Lettering Field, Adjustable Height, for Terminals | PHOENIX | PHOENIX CONTACT PTY LTD | 1004348 | CURRENT
002486108 | PARTITION,TERMINAL BLOCK | Type TS-UT 6-T/SP, Partition Plate, 105.2mm Lg, 1mm W, 67.5mm H, Gray, suit Terminals | PHOENIX | PHOENIX CONTACT PTY LTD | 3072821 | CURRENT
002486124 | CONNECTOR,ELECTRICAL | Inner Cone Socket, 72.5kV, Brugg Size G0 (310mm) c/w Dust Cap u/w Brugg Plug, TFD 1.72-11, IEC 62271-209 Fig 3 | CABLGRID | CABLE GRID AUSTRALIA PL | CG-2486124-S2034 | CURRENT
002486132 | CONNECTOR,ELECTRICAL | Inner Cone Socket, 72.5kV, Brugg Size T0 (310mm) c/w Contact Extension & Dust Cap u/w Brugg Plug TFD 1.72-11, IEC 62271-209 Fig 3 | CABLGRID | CABLE GRID AUSTRALIA PL | CG-2486132-S2038 | CURRENT
002486140 | CONNECTOR,ELECTRICAL | Inner Cone Socket, 145kV, Brugg Size G2 (470mm) Cylindrical Fixing Ring c/w Contact Extension & Dust Cap u/w Brugg Plug, TFD 1.170-11, IEC 62271-209 Fig 3 | CABLGRID | CABLE GRID AUSTRALIA PL | CG-2486140-S1779-4 | CURRENT
002486157 | CONNECTOR,ELECTRICAL | Inner Cone Socket, 145kV, Brugg Size T2 (470mm) c/w Contact Extension u/w Brugg Plug TFD 1.145-11 & TFD 1.145-12 | CABLGRID | CABLE GRID AUSTRALIA PL | CG-2486157-S1940 | CURRENT
002486165 | FUSECARRIER | Clear Fuse Carrier Test Assembly, c/w lead female banana plug | AMPLITUD | AMPLITUDE PTY LTD - 396777 | FCTALEAD | CURRENT
002486173 | FUSECARRIER | Clear Fuse Carrier Test Assembly, c/w Housing Mounted Female Banana Plug | AMPLITUD | AMPLITUDE PTY LTD - 396777 | FCTAPANEL | CURRENT
002486207 | ENERGY STORAGE SYSTEM | BESS, LV Connected, 3 Ph, Pole Mounted Battery & Inverter Module, Cabinet approx 2000 x 900 x 500mm | CW57469 | ECOJOULE ENERGY PTY LTD-416296 | ECO V2 - 90-2-021 | CURRENT
000054100 | PLATE,MOUNTING | Type 3U-1, 19" Rack Mounting Plate 3U, 15 x Fuse/Link | GLOBAL | GLOBAL MANUFACTURING GROUP | EESS-10254-01 | CURRENT
000054097 | PLATE,MOUNTING | Type 3U-CB, 19" Rack Mounting Plate 3U, CB Switches & Lamps | B&R | B&R ENCLOSURES | EESS-10245-01 | CURRENT
000054097 | PLATE,MOUNTING | Type 3U-CB, 19" Rack Mounting Plate 3U, CB Switches & Lamps | GLOBAL | GLOBAL MANUFACTURING GROUP | EESS-10245-01 | CURRENT
000054006 | PLATE,MOUNTING | Type 3U-3, 19" Rack Mounting Plate 3U, 3 x K&N Switches & Lamps | GLOBAL | GLOBAL MANUFACTURING GROUP | EESS-10257-01 | CURRENT
000004101 | PLATE,MOUNTING | Type 4U-Integra, 19" Rack Mounting Plate 4U, 2 x CB & Integra | GLOBAL | GLOBAL MANUFACTURING GROUP | EESS-10248-01 | CURRENT
002486215 | CIRCUIT BREAKER SUBASSEMBLY | 36kV, 3150A, 110V DC Aux, Spare Parts for ABB OHB CB, c/w 2 x Trip Coil, 1 x Close Coil, 1 x Motor, 1 x Signal Switch, 1 x Micro-Switch | ABB | ABB FAN PTY LTD | OHB SPARES KIT | CURRENT
002486223 | CIRCUIT BREAKER SUBASSEMBLY | 36kV, 3150A, 110V DC Aux, Basic Mechanism (ESH9) suits ABB HD4 & OHB CBS | ABB | ABB FAN PTY LTD | 507893-803 | CURRENT
000004154 | DOOR,ACCESS | Mesh Door, Front, FA2, 45U x 800mm | B&R | B&R ENCLOSURES | XB-586135/13 | CURRENT
000004156 | DOOR,ACCESS | Mesh Door, Rear, Bi-Fold, RA5, 45U x 800mm | B&R | B&R ENCLOSURES | XB-586135/15 | CURRENT
000004158 | PANEL,ELEC EQUIP | Side Panel, FA2, RA2 & RA5, 45U x 800mm | B&R | B&R ENCLOSURES | XB-586135/18 | CURRENT
000004160 | PANEL,ELEC EQUIP | Side Panel, RA3 & RA4, 45U x 600mm | B&R | B&R ENCLOSURES | XB-586135/21 | CURRENT
000004161 | FLANGE,ELEC BOX ENTRY | Roof Type, Brushed Gland Cable Entry | B&R | B&R ENCLOSURES | XB-586135/25 | CURRENT
002468197 | FLANGE,ELEC BOX ENTRY | Split Base Plate, False Floor Cable Entry, 800 x 800mm, FA11, FA2, RA11 & RA5 Cubicles | B&R | B&R ENCLOSURES | XB-586135/27 | CURRENT
002468205 | FLANGE,ELEC BOX ENTRY | Split Base Plate, False Floor Cable Entry, 800 x 600mm, RA4 Cubicles | B&R | B&R ENCLOSURES | XB-586135/28 | CURRENT
002468213 | FLANGE,ELEC BOX ENTRY | Split Base Plate, False Floor Cable Entry, 600 x 600mm, RA21 & RA3 Cubicles | B&R | B&R ENCLOSURES | XB-586135/29 | CURRENT
000004098 | FLANGE,ELEC BOX ENTRY | Type 1U-BR, 19" Rack Brushed Cable Entry 1U | B&R | B&R ENCLOSURES | XB-586135/31 | CURRENT
000004002 | PLATE,BLANKING | Type 1U-BL 2H, 19" Rack Blanking Plate 1U | B&R | B&R ENCLOSURES | XB-586135/32 | CURRENT
000054015 | PLATE,BLANKING | Type S1-4U-BL, 19" Rack Blanking Plate 4U, High Size 1 | B&R | B&R ENCLOSURES | XB-586135/37 | CURRENT
000004017 | PLATE,BLANKING | Type S3-4U-BL, 19" Rack Blanking Plate 4U, High Size 3 | B&R | B&R ENCLOSURES | XB-586135/39 | CURRENT
000004019 | PLATE,BLANKING | Type S6-4U-BL, 19" Rack Blanking Plate 4U, High Size 6 | B&R | B&R ENCLOSURES | XB-586135/41 | CURRENT
000004020 | PLATE,BLANKING | Type S8-4U-BL, 19" Rack Blanking Plate 4U, High Size 8 | B&R | B&R ENCLOSURES | XB-586135/42 | CURRENT
000004007 | PLATE,MOUNTING | Type 3U-TT, 19" Rack Mounting Plate 3U, Test Terminals | B&R | B&R ENCLOSURES | XB-586135/47 | CURRENT
000004013 | PLATE,MOUNTING | Type 10U-Touch Screen, 19" Rack Mounting Plate 10U | B&R | B&R ENCLOSURES | XB-586135/52 | CURRENT
000054099 | PLATE,MOUNTING | Type 14U-Metering, 19" Rack Mounting Plate 14U | B&R | B&R ENCLOSURES | XB-586135/53 | CURRENT
002486363 | PLATE,BLANKING | 19" Rack Blanking plate 4U, 12c ASEA Equipment Frame, 83mm W | B&R | B&R ENCLOSURES | XB-586135/60 | CURRENT
002486371 | PLATE,BLANKING | 19" Rack Blanking plate 4U, 24c ASEA Equipment Frame, 166mm W | B&R | B&R ENCLOSURES | XB-586135/61 | CURRENT
000004067 | LEAD,ELECTRICAL | Multiplexer Cable, PDH, 5m Lg, V24 10 Pair Stub Cable P1 & P2, suit 24020, Dwg 903187-03 | COMMTEL | COMMTEL NETWORK SOLUTIONS PL | STD-0036-P1-10-5M & P2-10-5M | CURRENT
002457638 | LEAD,ELECTRICAL | Multiplexer Cable, PDH, 1m Lg, DFX100 to DB4, 120 Ohm, 2M T1/T2/T3/T4, 4 Pair, 3 x 7 Eruo to RJ45 | COMMTEL | COMMTEL NETWORK SOLUTIONS PL | CNS-STD-0111-1M | CURRENT
000004096 | MULTIPLEXER CARD | C37.94, Data Interface Unit, 4*C37.94 Optical Teleprotection Channel Card | COMMTEL | COMMTEL NETWORK SOLUTIONS PL | P21034.01 | CURRENT
000004135 | MULTIPLEXER CARD | DB4 Single Slot 120 Ohm Bal with 4xE1, DynaFlex Digital Branching Unit, 4xE1 120/75 Ohm Euro, 1xBackPlane, 64k Cross Connect, 8d add/drop, Managed, Single | COMMTEL | COMMTEL NETWORK SOLUTIONS PL | DYF-DB4-120&DYF-DB4-SWENHANCED | CURRENT
000004141 | MULTIPLEXER CARD | DynaFlex Sub-Rack, suit DB4/DB2/DM2/ DynaFlex CC/Dynanet 19", 6RU, 16 Slots | COMMTEL | COMMTEL NETWORK SOLUTIONS PL | DYF-SR-19-16-NDM | CURRENT
000004143 | MULTIPLEXER CARD | M4 4-Slot Cartridge, 20 to 72V DC | COMMTEL | COMMTEL NETWORK SOLUTIONS PL | M4-DC | CURRENT
002448223 | MULTIPLEXER CARD | PDH, DFX100, 4 x Eth Ports, 4 x E1 Ports 3 x V.11 Ports, 2 x SFP 100Base-X, Subrack Mechanics c/w P2P support Software (excl SFP's) | COMMTEL | COMMTEL NETWORK SOLUTIONS PL | DFX100-SFP & DFX100SW-P2P-SFP | CURRENT
002448249 | MODULE,TRANSCEIVER | PDH SFP, TX1310 / RX1310nm, 30km, SMF, DFW 100Base-Fx, DDM, 0-70 DegC, LC Connector | COMMTEL | COMMTEL NETWORK SOLUTIONS PL | SFP-DFW-FE-T13R13-30 | CURRENT
002448256 | MODULE,TRANSCEIVER | PDH SFP, TX1310 / RX1310nm, 60km, SMF, 100Base-Fx, DDM, 0-70 DegC, LC Connector | COMMTEL | COMMTEL NETWORK SOLUTIONS PL | SFP-DFW-FE-T13R13-60 | CURRENT
002448264 | MODULE,TRANSCEIVER | PDH SFP, TX1550 / RX1550, 100km, SMF, 100Base-Fx, DDM, 0-70 DegC, LC Connector | COMMTEL | COMMTEL NETWORK SOLUTIONS PL | SFP-DFW-FE-T15R15-100 | CURRENT
002467652 | AMPLIFIER | PDH Optical Booster Amplifier, 20dB Gain, +17dBm Max Output Power, FC-UPC, Managed | COMMTEL | COMMTEL NETWORK SOLUTIONS PL | OBA-17-FC-UPC | CURRENT
002470169 | MULTIPLEXER CARD | DynaFlex Power Interface Unit, 20 to 72V DC, Single Slot | COMMTEL | COMMTEL NETWORK SOLUTIONS PL | DYF-PIU-DC | CURRENT
002486413 | ISOPROPYL ALCOHOL | 100%, 5Ltr Bottle, Colourless Liquid, Industrial Solvent for Cleaning & Degreasing | SYDSOLV | SYDNEY SOLVENTS PTY LTD | 5L IPA 100% | CURRENT
000054091 | LEAD,ELECTRICAL | Multiplexer Cable, PDH, 5m Lg, Stub Cable 4 Pair Assembly, 3 x 7 | COMMTEL | COMMTEL NETWORK SOLUTIONS PL | STD0044P1045M | CURRENT
000054130 | LEAD,ELECTRICAL | Multiplexer Cable, PDH, 10m Lg, Mux Generic 2Mbs, 120 Ohm, 4 Pair, 3 x 7 Connector | COMMTEL | COMMTEL NETWORK SOLUTIONS PL | STD0076P20410M | CURRENT
000054136 | MULTIPLEXER CARD | DIU, DynaFlex Serial Interface Unit, 4 x V.24/V.28, Sync/Asyn, 0..64k bps, V.110, V.14, Single Slot | COMMTEL | COMMTEL NETWORK SOLUTIONS PL | DYFIUSERV244 | CURRENT
000054137 | MULTIPLEXER CARD | DIU, DynaFlex 64k G.703 Data Unit, 10x64k G.703 co/contra Interfaces Euro, Single Slot | COMMTEL | COMMTEL NETWORK SOLUTIONS PL | DYFIU64KG70310 | CURRENT
002486439 | SWITCHBOARD,POWER | Main AC Board, 2 x Local TFMR, 400A ATS, 4 x 250A CB Essential 4 x 160A CB Non-Ess, Manual CO, Without Dist Board, Outdoor, S/Steel | WEBER | WEBER SOUTH PACIFIC PTY LTD | VC318040-EQL02 | CURRENT
002486447 | BRACKET,MOUNTING | Pilot Magnetic-Mount Bracket, c/w Bungy & Belt Clip, suits Pilot Belt Barrier | AMPLITUD | AMPLITUDE PTY LTD - 396777 | PILOT-MMB | CURRENT
002486454 | TOOL,APPLICATION | Combination Install & Quick Release Device, S/Steel, Orange Painted Finish, Fits Sunrise Head, used for Aviation Signal Flags | SUMMIT | SUMMIT GROUP | SF17PE1025 | PURCHASE AS REQUIRED
002486462 | RELAY,PROTECTION | FW H9C, Fdr Diff/Dist Dual CB, 24/32V DC Pwr, 24/250V DC Logic 24/32 IO, 1/5A, 110V AC Input, 850nm 2Ch, Flush/60TE, DNP 100Base-FX, MM LC Enet | SCHNEIDR | SCHNEIDER PTY LTD (MANUFACTURER) | P54691QALM0H99M | CURRENT
002486470 | RELAY,PROTECTION | FW H9C, Fdr Diff/Dis Dual CB, 48/110V DC Pwr, 24/250V DC Logic 24/32 IO, 1/5A, 110V AC Input, 850nm 2Ch, Flush/60TE, DNP 100Base-FX, MM LC Enet | SCHNEIDR | SCHNEIDER PTY LTD (MANUFACTURER) | P54621QALM0H99M | CURRENT
002486488 | RELAY,PROTECTION | FW H9C, Fdr Diff/Dist Dual CB, 110/250V DC Pwr, 24/250V DC Logic 24/32 IO, 1/5A, 110V AC Input, 850nm 2Ch, Flush/60TE, DNP 100Base-FX, MM LC Enet | SCHNEIDR | SCHNEIDER PTY LTD (MANUFACTURER) | P54631QALM0H99M | CURRENT
002486496 | KNIFE,CRAFTSMAN'S | 1000V Insulated Curved S/Steel knife, Back of Blade Covered, c/w Soft Case | PENTA | PENTA AUST (TMAC THEW & MCCANN/HYLEC) | PA23089 | CURRENT
002486496 | KNIFE,CRAFTSMAN'S | 1000V Insulated Curved S/Steel knife, Back of Blade Covered, c/w Soft Case | HYLEC | HYLEC PTY LTD | IS79 | CURRENT
002486504 | LEAD,TEST | Shorting Lead, Colour - Red, Alligator Clip Both Ends, 400mm lg | AMPLITUD | AMPLITUDE PTY LTD - 396777 | TP-R | CURRENT
001804018 | KARABINER | Triple Action, Alloy Al, Offset D, 16-18mm Gate, 15kN Rating, ETS RSE01 | HEIGHDYN | HEIGHT DYNAMICS | KON9115 | CURRENT
002427136 | ROPE,FIBROUS | Blue Kernmantle Type, 80m x 11mm c/w Permanent Eye One End & Back Splice Other End, for Tower Rescue Kit Only | HEIGHDYN | HEIGHT DYNAMICS | HD EETR80 | CURRENT
002427219 | SLING | Flat Synthetic Webbing, 25 x 600mm Min Effective Length, Min 32kN | HEIGHDYN | HEIGHT DYNAMICS | VSL R32 0600 BLUE | CURRENT
002427201 | SLING | Rescue Connector Sling, Flat, Short c/w Triple Action Karabiner Each End | HEIGHDYN | HEIGHT DYNAMICS | HD E300E | CURRENT
002427102 | RESCUE KIT | for Tower c/w Container IIN2427110, Controlled Descent Device IIN2427151, Haul Trak System IIN2427144, Karabiner Triple Action IIN1804018, | HEIGHDYN | HEIGHT DYNAMICS | HD TRK CS BOX | CURRENT
002427110 | CONTAINER | Weatherproof Construction, for Tower Rescue Kit | HEIGHDYN | HEIGHT DYNAMICS | BG35034034BL-TOWER | CURRENT
002486512 | SLING | Vertical Snake Sling 2 ply 50mm x 1.2m 48kN BLUE | HEIGHDYN | HEIGHT DYNAMICS | VSL S48KN1200 BLU | CURRENT
002486520 | KEY | Anti Access Lock Key, for EJCo Explosion Mitigation Lids | EJAUST | EJ AUSTRALIA PTY LTD | EMLOCKINGKEY | CURRENT
002486538 | PLUG | Anti Access Lock Plug, for EJCo Explosion Mitigation Lids | EJAUST | EJ AUSTRALIA PTY LTD | EMLOCKINGSERT | CURRENT
002404311 | INSULATION SLEEVING,ELECTRICAL | Heat Shrink, Wrap Around, 107/29mm ID, 1000mm Lg, Min 2mm Thk, Black, Polyolefin, Meltable Inner Lining | GILBLODG | GILBERT LODGE AUSTRALIA | RAYCRSM107/29-1000 | CURRENT
002404311 | INSULATION SLEEVING,ELECTRICAL | Heat Shrink, Wrap Around, 107/29mm ID, 1000mm Lg, Min 2mm Thk, Black, Polyolefin, Meltable Inner Lining | TECONN | TE CONNECTIVITY LTD | CRSM-107/29-1000/239(S5) | CURRENT
002486546 | MANHOLE TOP ASSEMBLY | Footpath Access, Explosion Mitigation, 2 Single Cover, Class B, 750 x 750mm Clr Opening, S/Steel Mesh & Frame, 80kN Load Capacity, 50mm marked with ELECTRICITY | AQSGROUP | AQSEPTENCE GROUP PTY LTD | 1000031974 | CURRENT
000004146 | CABINET,ELEC EQUIP | FA1 Cubicle, Front Access 48U, Swing Frame Rack, 800 x 800mm Base, c/w Duct, Rail & Bars, Dwg 1042892-01 | B&R | B&R ENCLOSURES | XB-443926/1 | CURRENT
000054147 | CABINET,ELEC EQUIP | FA2 Cubicle, Front Access 45U, Swing Frame Rack, 800 x 800mm Base, c/w Duct, Rail & Bars | B&R | B&R ENCLOSURES | XB-443926/2 | CURRENT
000054148 | CABINET,ELEC EQUIP | RA1 Cubicle, Rear Access 48U, 800 x 800mm Base, c/w Duct, Rail & Bars, Mesh Rear Door | B&R | B&R ENCLOSURES | XB-443926/3 | CURRENT
000004149 | CABINET,ELEC EQUIP | RA2 Cubicle, Rear Access 48U, 600 x 600mm Base, c/w Duct, Rail & Bars, Mesh Rear Door | B&R | B&R ENCLOSURES | XB-443926/4 | CURRENT
000004150 | CABINET,ELEC EQUIP | RA3 Cubicle, Rear Access 45U, 600 x 600mm Base, c/w Duct, Rail & Bars, Mesh Rear Door | B&R | B&R ENCLOSURES | XB-443926/5 | CURRENT
000004151 | CABINET,ELEC EQUIP | RA4 Cubicle, Rear Access 45U, 800 x 600mm Base, c/w Duct, Rail & Bars, Mesh Rear Door | B&R | B&R ENCLOSURES | XB-443926/6 | CURRENT
000004152 | CABINET,ELEC EQUIP | RA5 Cubicle, Rear Access 45U, 800 x 800mm Base, c/w Duct, Rail & Bars, Mesh Rear Door | B&R | B&R ENCLOSURES | XB-443926/7 | CURRENT
000004153 | DOOR,ACCESS | Mesh Door, Front, suit FA1, 48RU, 800mm | B&R | B&R ENCLOSURES | XB-443926/8 | CURRENT
000004155 | DOOR,ACCESS | Mesh Door, Rear, Bi-Fold, suit RA1, 48RU, 800mm | B&R | B&R ENCLOSURES | XB-443926/10 | CURRENT
000004157 | RACK,ELEC EQUIP | Side Panel, suit FA1 & RA1, 48U, 800mm | B&R | B&R ENCLOSURES | XB-443926/12 | CURRENT
000004159 | RACK,ELEC EQUIP | Side Panel, suit RA2, 48U, 600mm | B&R | B&R ENCLOSURES | XB-443926/15 | CURRENT
002486561 | FORM,CONCRETE FORMING | Caisson Foundation, 1250mm ID, 1200mm Lg, 10mm PL | ISM | ISM MANUFACTURING PTY LTD | FOUNDATION CASING-1250ID-1.2M | CURRENT
002486579 | FORM,CONCRETE FORMING | Caisson Foundation, 1250mm ID, 2400mm Lg, 10mm PL | ISM | ISM MANUFACTURING PTY LTD | FOUNDATION CASING-1250ID-2.4M | CURRENT
002486587 | FORM,CONCRETE FORMING | Caisson Foundation, 1550mm ID, 1200mm Lg, 10mm PL | ISM | ISM MANUFACTURING PTY LTD | FOUNDATION CASING-1550ID-1.2M | CURRENT
002486595 | FORM,CONCRETE FORMING | Caisson Foundation, 1550mm ID, 2400mm Lg, 10mm PL | ISM | ISM MANUFACTURING PTY LTD | FOUNDATION CASING-1550ID-2.4M | CURRENT
002486603 | FORM,CONCRETE FORMING | Caisson Foundation, 1250mm ID, 4100mm Lg, 10mm PL | ISM | ISM MANUFACTURING PTY LTD | FOUNDATION CASING-1250ID-4.1M | CURRENT
002486611 | ACCESSORY KIT | for Shock Investigations c/w Teleperch Pole, 1.5m Lead, 16mm Double Clip, Al Plate with 4mm Bolt c/w Bag | PENTA | PENTA AUST (TMAC THEW & MCCANN/HYLEC) | PA22006 | CURRENT
002486611 | ACCESSORY KIT | for Shock Investigations c/w Teleperch Pole, 1.5m Lead, 16mm Double Clip, Al Plate with 4mm Bolt c/w Bag | HYLEC | HYLEC PTY LTD | SHOCKKIT | CURRENT
000649107 | SWITCH,ISOLATING | SW:DISCONNECT;LINK,11/22KV,630A,150KV SWITCH,ISOLATING Link, 11/22kV, 630A, 15 0kV BIL, Crossarm Mounted, ETS 06-05-01 (scm) | NGK | NGK STANGER PTY LTD | 70414ERGON | CURRENT
000649107 | SWITCH,ISOLATING | SW:DISCONNECT;LINK,11/22KV,630A,150KV SWITCH,ISOLATING Link, 11/22kV, 630A, 15 0kV BIL, Crossarm Mounted, ETS 06-05-01 (scm) | NGK | NGK STANGER PTY LTD | 70414ERGON2 | CURRENT
002486629 | DRONE | DJI Mini 3 Pro + Flymore Kit, <250g, 55cm Landing Pad, Micro SD 128GB EVO Plus, 240V to USB-C Adaptor, Energy Qld Skin | D1STORE | D1 STORE PTY LTY (FOR DJI TECH CO) | DJIMINI3PROFMKIT | PHASING
002486637 | DRONE | DJI Mavic 3 + Flymore Kit, >250g, 75cm Landing Pad, Micro SD 128GB EVO Plus, Safety Carry Case, Energy Qld Skin | D1STORE | D1 STORE PTY LTY (FOR DJI TECH CO) | MAVIC3C | CURRENT
000124007 | FUSE,CARTRIDGE | 415V AC, HRC Cartridge VK Type, 45A, 57 x 22.2mm Dia, ETS 12-02-01 Group A | FUSECO | FUSECO PTY LTD | 2258F-45 | CURRENT
002486652 | KEY | Anti Access Lock Key, for Johnson Screens Explosion Mitigation Lids | AQSGROUP | AQSEPTENCE GROUP PTY LTD | 10000304587 | CURRENT
002486660 | PLUG | Anti Access Lock Plug, for Johnson Screens Explosion Mitigation Lids | AQSGROUP | AQSEPTENCE GROUP PTY LTD | 10000311121 | CURRENT
000447023 | TERMINAL,LUG | Compression, Bi-Metal, Cu Palm, 25mm2, M12 Bolt Hole, Hex Die A/F 14.0mm, ABC (P10) | SICAME | SICAME AUSTRALIA PTY LTD | CPTAU25-12.5DIA | CURRENT
000447023 | TERMINAL,LUG | Compression, Bi-Metal, Cu Palm, 25mm2, M12 Bolt Hole, Hex Die A/F 14.0mm, ABC (P10) | LEGEND | LEGEND POWER SYSTEMS | BMABC25 | CURRENT
002486686 | CIRCUIT BREAKER | MCB, Acti9 iC60N, 2A, 1 Pole, C-Curve, DIN Rail | SCHNEIDR | SCHNEIDER PTY LTD (MANUFACTURER) | A9F44102 | CURRENT
002486694 | CIRCUIT BREAKER | MCB, Acti9 iC60N, 6A, 1 Pole, C-Curve, DIN Rail | SCHNEIDR | SCHNEIDER PTY LTD (MANUFACTURER) | A9F44106 | CURRENT
002486702 | CIRCUIT BREAKER | MCB, Acti9 iC60N, 16A, 1 Pole, C-Curve, DIN Rail | SCHNEIDR | SCHNEIDER PTY LTD (MANUFACTURER) | A9F44116 | CURRENT
002486710 | BUSBAR | Comb, Acti9, 12 Module, 1 Pole, 100A | SCHNEIDR | SCHNEIDER PTY LTD (MANUFACTURER) | A9XPH112 | CURRENT
002486728 | END CAP | Acti9, 1 Pole (P10) | SCHNEIDR | SCHNEIDER PTY LTD (MANUFACTURER) | A9XPE110 | CURRENT
002486736 | CAP | Tooth, Acti9 (P20) | SCHNEIDR | SCHNEIDER PTY LTD (MANUFACTURER) | A9XPT920 | CURRENT
002486751 | RADIO SET | Utilinet IWR Series 5, 6 - 28VDC, 900MHz Class B, RF Mesh Radio, RS-232 & RS-485 Connections | LANDIS | LANDIS GYR (AUST) PTY LTD | M1343 | CURRENT
002466050 | PANEL,FUSE | Street Lighting for Minor Road Pole, 230 x 46mm Panel c/w Terminal Block, RCBO & Drip Shield, Dwg EQLS-10033, ETS 05-06-01 (scm) | FLOWLINE | FLOWLINE INDUSTRIES PTY LTD | ESQ063/3 | CURRENT
002474179 | RELAY,PROTECTION | FW 7.32, GE Optional Module, AM, Trans Differential, T60, 4 Winding Processor | GE | GENERAL ELECTRIC COMPANY | T6M-9UH-AMK | CURRENT
002474187 | RELAY,PROTECTION | FW 7.32, GE Optional Module, A5, Line Differential, L90, Dual CB Processor | GE | GENERAL ELECTRIC COMPANY | L9M-9UH-A5K | CURRENT
002460210 | RELAY,PROTECTION | GE Optional Modules, 8L, Standard 4CT/4VT c/w Enhanced Diagnostics (single module) | GE | GENERAL ELECTRIC COMPANY | UR-8LH | CURRENT
002460228 | RELAY,PROTECTION | GE Optional Modules, 8M, Sensitive Ground 4CT/4VT c/w Enhanced Diagnostics (single module) | GE | GENERAL ELECTRIC COMPANY | UR-8MH | CURRENT
002460236 | RELAY,PROTECTION | GE Optional Modules, 8N, Standard 8CT c/w Enhanced Diagnostics (single module) | GE | GENERAL ELECTRIC COMPANY | UR-8NH | CURRENT
002478345 | RELAY,PROTECTION | GE Optional Module, 6G, 4 Form-A (voltage with optional current) Outputs, 8 Contact Inputs | GE | GENERAL ELECTRIC COMPANY | UR-6GH | CURRENT
002468304 | RELAY,PROTECTION | FW7.32, GE Optional Module, 6P, 6 Form-A (current with optional voltage) Outputs, 4 Contact Inputs | GE | GENERAL ELECTRIC COMPANY | UR-6PH | CURRENT
002468312 | RELAY,PROTECTION | GE Optional Module, 6T, 4 Form-A (no monitoring) Outputs, 8 Contact Inputs | GE | GENERAL ELECTRIC COMPANY | UR-6TH | CURRENT
002460244 | RELAY,PROTECTION | GE Optional Module, 67, 8 Form-A (no monitoring) Outputs (single module) | GE | GENERAL ELECTRIC COMPANY | UR-67H | CURRENT
002460251 | RELAY,PROTECTION | GE Optional Modules, 4D, 16 Contact Inputs c/w Auto-Burnishing (max of three modules within a case) | GE | GENERAL ELECTRIC COMPANY | UR-4DH (AUTO-BURNISH DISABLED) | CURRENT
002460525 | RELAY,PROTECTION | GE Optional Modules, 76, IEEE C37.94, 820nm, 64Kbps, Multimode, LED, 1 Channel (single module) | GE | GENERAL ELECTRIC COMPANY | UR-76H | CURRENT
002460533 | RELAY,PROTECTION | GE Optional Modules, 77, IEEE C37.94, 820nm, 64Kbps, Multimode, LED, 2 Channel (single module) | GE | GENERAL ELECTRIC COMPANY | UR-77H | CURRENT
002460541 | RELAY,PROTECTION | GE Optional Modules, 7D, 1300nm, Single-mode, Laser, 1 Channels (single module) | GE | GENERAL ELECTRIC COMPANY | UR-7DH | CURRENT
002486769 | CABLE,FIBRE OPTIC | U/Ground, Ploughed, 72 Fibres SMOF, Tensile 2kN, Crush 2kN, c/w Termite Protection, 4000m Drum | AFLG | AFL GLOBAL | EMH61EPA072BK | CURRENT
002486777 | CABLE,FIBRE OPTIC | U/Ground, Ploughed, 72 Fibres SMOF, Tensile 3kN, Crush 2kN, c/w Termite & Rodent Protection, 4000m Drum | AFLG | AFL GLOBAL | RMF61EFB072BK | CURRENT
002486793 | POWER SUPPLY | 11-28V DC Automotive Auxillary Power Outlet to 12V DC Regulated Power Supply 2.5mm DC Plug, Suits Tait Radio | COMWIDE | COMWIDE | MP-3064 | CURRENT
002486801 | POWER SUPPLY | 12V Fused Automotive Aux Power Outlet to 2.5mm DC Plug, suits Tait Radio | COMWIDE | COMWIDE | PP1997 | PURCHASE AS REQUIRED
002486819 | END CAP | Heatshrink Size 120-60mm, Cable Range O/D 65-110mm, 150mm Lg, 5mm Thk Wall, Cross-linked Polyolefin | CABAC | CABAC (MANUFACTURER) | SRE6 | CURRENT
002486819 | END CAP | Heatshrink Size 120-60mm, Cable Range O/D 65-110mm, 150mm Lg, 5mm Thk Wall, Cross-linked Polyolefin | ACCULEC | ACCULEC PTY LTD - E18524 | SRE6 | CURRENT
002486827 | END CAP | Heatshrink Size 145-60mm, Cable Range O/D 70-130mm, 150mm Lg, 5mm Thk Wall, Cross-linked Polyolefin | CABAC | CABAC (MANUFACTURER) | SRE7 | CURRENT
002486827 | END CAP | Heatshrink Size 145-60mm, Cable Range O/D 70-130mm, 150mm Lg, 5mm Thk Wall, Cross-linked Polyolefin | ACCULEC | ACCULEC PTY LTD - E18524 | SRE7 | CURRENT
002486835 | ADAPTOR,FUSE LINK | HV, Extend Length of 11kV Fuse, for 22kV ABB SafePlus RMU, Set of 3 | ABBAUST | ABB AUSTRALIA PTY LTD | 1YMB333104M0001 | CURRENT
002486843 | RELAY,PROTECTION | FW R313-V2, Low Impedance Diff, 48-125V DC Pwr, 125V DC Logic 24/24 I/O, 1A CT, DNP3 100BASE-FX, MM LC Enet | SEL | SCHWEITZER ENGINEERING LABORATORIES INC. | 0487B1X4X12XC2XEH9EEEXX | CURRENT
002486868 | BIN,WASTE | EWP Bin, Small, Galv c/w Lid, Chain & Bow Shackle, for use on 12m Nifty-Lift | AMPLITUD | AMPLITUDE PTY LTD - 396777 | EWPBINKIT | CURRENT
002475606 | SWITCHGEAR | RMU, 22kV, 630A, 21kA/3s, SafePlus CCCF, Non-Extensible, Non-Motorized, Internal Arc Class AFLR 20kA/1s, in IP54 Outdoor Enclosure S/Steel Gde 316 (scm) | ABBAUST | ABB AUSTRALIA PTY LTD | 5822103 | CURRENT
002486876 | RELAY,PROTECTION | FW B5A, 3 Bias Txf Diff with Volts, 24/48VDC Pwr, 24/250VDC Logic 16/16 IO, 1/5A CT, 100/120V VT, Flush/60TE, DNP 100Base-FX, MM LC Enet | SCHNEDER | SCHNEIDER PTY LTD | P643 92QALM0B59M | CURRENT
002486884 | RELAY,PROTECTION | FW B5A, 3 Bias Txf Diff with Volts, 48/110VDC Pwr, 24/250VDC Logic 16/16 IO, 1/5A CT, 100/120V VT, Flush/60TE, DNP 100Base-FX, MM LC Enet | SCHNEDER | SCHNEIDER PTY LTD | P643 22QALM0B59M | CURRENT
002486892 | RELAY,PROTECTION | FW B5A, 3 Bias Txf Diff with Volts, 110/250VDC Pwr, 24/250VDC Logic 16/16 IO 1/5A CT, 100/120V VT, Flush/60TE, DNP 100Base-FX, MM LC Enet | SCHNEDER | SCHNEIDER PTY LTD | P643 32QALM0B59M | CURRENT
002486900 | TRANSFORMER,EARTHING | 11kV, 2500A/10 Sec, 8 Ohms/Ph, ZN, KNAN, Natural Ester, Interface C1 Bushings, CT Mounts | WILSON | WILSON TRANSFORMER CO. PTY LTD | B048 | CURRENT
002486926 | DRIVER,EARTH ROD | Driving Attachment to suit SDS MAX Jack Hammer, 12mm Driver, suits 13mm Cu Clad | C&LTOOL | CALTCO T/A C&L TOOL CENTRE | MAKAP-63781-BK9 | CURRENT
002486934 | BIT,SCREWDRIVER | Slotted Flat, 1000V, 5.5 x 1.0mm | C&LTOOL | CALTCO T/A C&L TOOL CENTRE | WIHA34581 | CURRENT
002486959 | TRANSDUCER,ELECTRICAL | AC Voltage w/True RMS, Input 88-132V AC, Output 0-20mA DC, 1Ph 2 Wire, High Accuracy (<0.2% of FS), 4kV Isolation, Auxiliary Power 20-70V DC | UPI | UNIVERSITY PATON INSTRUMENTS PTY LTD | CVT-12-VO5-A4-ADL-X | CURRENT
002486967 | TRANSDUCER,ELECTRICAL | AC Voltage w/True RMS, Input 88-132V AC, 50Hz, Output 0-20mA DC, 1Ph 2 Wire, High Accuracy (<0.2% of FS), 4kV Isolation, Auxiliary Power 85-265V AC/100-300V DC | UPI | UNIVERSITY PATON INSTRUMENTS PTY LTD | CVT-12-VO5-A4-ADH | CURRENT
002487163 | AUGER KIT,RETAINING PIN | Ozzy Rexroth Motor Upper Auger Pin, Kelly Bar Motor Drive End c/w 1x 25mm 1" Upper Pin, 1x 25mm Lynch Pin Retaining Collar, 1x Lynch Pin | OZCRANE | OZZY CRANES MANUFACTURING PL | ARP25, ARPH25, LYNCH PIN | CURRENT
000105437 | AUGER KIT,RETAINING PIN | Ozzy Rexroth Motor Lower Auger Pin, Kelly Bar to Auger, Proline, GP, 5 Piston Staff c/w 1x 22mm 7/8" Pin, 1x 22mm Lynch Pin Retaining Collar, | OZCRANE | OZZY CRANES MANUFACTURING PL | ARP22, ARPH22, LYNCH PIN | CURRENT
002487171 | CABLE ASSY,SPEC,ELEC | Battery Spade Assy, 1.6m c/w 7A Fuse, for ADVC2/3 Controller to connect extra Batteries | QCC | QCC CONNECTORS & CABLES (QCC GROUP PL) | 43556-10 | CURRENT
002487189 | SCRAPER | Uni-Pro Precision Scraper, 50mm, Tungsten Carbide Blade, Steel, Grip Handle | AMPLITUD | AMPLITUDE PTY LTD - 396777 | AL170 | CURRENT
002487197 | TRAY, BATTERY | S/Steel, suits ADVC2/3, Customized Tray for Extra Batteries, Dwg ADVC2-1907 | HAYMANS | HAYMANS ELECTRICAL | ADVC2-1907 | CURRENT
002487221 | BLADE | Multi-Tool Blade, Conduit Depth 5mm, Yellow | AMPLITUD | AMPLITUDE PTY LTD - 396777 | BIM-TIN-5 | CURRENT
002487239 | BLADE | Replacement Blade, 50mm Tungsten Carbide Blade, for Uni-Pro Precision Scraper | AMPLITUD | AMPLITUDE PTY LTD - 396777 | AL180 | CURRENT
002487247 | LIGHT UNIT,PORTABLE | Milwaukee, 4V Pocket Flood Light Kit c/w 3.0Ah Red Lithium USB Rechargeable Battery & Charging Lead | MILWAUKE | MILWAUKEE POWER TOOLS | L4FL301 | CURRENT
002487247 | LIGHT UNIT,PORTABLE | Milwaukee, 4V Pocket Flood Light Kit c/w 3.0Ah Red Lithium USB Rechargeable Battery & Charging Lead | C&LTOOL | CALTCO T/A C&L TOOL CENTRE | MILWAL4FL301 | CURRENT
002487254 | MESH,FIRE | Intumescent Fireproof Wrap, 0.9 x 15m Roll, for Wood Poles, for Bushfire Mitigation | TEN | THE ENERGY NETWORK | FIREMESH | CURRENT
002466837 | CABLE,POWER,ELECTRICAL | 0.6/1kV, 1C,185mm2 Cu/X-HF-90 Insul/ HFS-90-TP Bedding/DBT/HFS-90-TP Orange Sheath, Natural Insul, 250m Wood Drum, JTS 03-01-08 | MIDLANDS | MIDLAND METALS | MMO-1X185 CU X DBT HFS NJ HFS | CURRENT
000405920 | BRACKET,MOUNTING | Switch Fuse, Galv, LV, ABC Twin, Dwg 875234-01 (scm) | EZYSTRUT | EZYSTRUT CABLE & PIPE SUPPORTS | E405920 | CURRENT
002487544 | BRACE,CROSSARM | Type 650C, S/Steel Gde 316, Deburr All Edges, Similar to QESI Dwg 01-11-02 Issue C (P10) | SEWELFRG | GREG SEWELL FORGINGS PTY LTD | M06508 | CURRENT
002487551 | BRACE,CROSSARM | Type 1000C, S/Steel Gde 316, Deburr All Edges, Similar to QESI Dwg 01-11-02 Issue C (P10) | SEWELFRG | GREG SEWELL FORGINGS PTY LTD | M06509 | CURRENT
002487569 | PIN,INSULATOR | B/100/3.5 x 140mm, S/Steel Gde 316, ETS 01-01-01, Dwg 01-06-01 | SEWELFRG | GREG SEWELL FORGINGS PTY LTD | M06510 | CURRENT
002487965 | BATTERY,STORAGE | 32V, 180Ah, Dual String, 10 x UXH100-6 VRLA Monoblocs c/w Enclosed Rack, Substation Battery Bank, Contract 10591, Item 16c | CENTURYY | CENTURY YUASA | 341308 | CURRENT
002487973 | BATTERY,STORAGE | 110V, 125Ah, Dual String, 36 x UXH75-6 VRLA Monoblocs c/w Enclosed Rack, Substation Battery Bank, Contract 10591, Item 5c | CENTURYY | CENTURY YUASA | 341297 | CURRENT
002487981 | BATTERY,STORAGE | 48V, 1000Ah, Dual String, 48 x UXL550-2 VRLA Monoblocs c/w Enclosed Rack, Substation Battery Bank, Contract 10591, Item 14c | CENTURYY | CENTURY YUASA | 341303 | CURRENT
002487999 | CYLINDER,GAS | Empty Cylinder, 10kg, for SF6 Waste, Golden Yellow Body/Shoulder, Poor Purity Gas to be Scrapped, Not Suitable for Reuse & Uneconomical to Recycle | CATALINA | CATALINA INDUSTRIES PL | 10KG GOLD YELLOW | PURCHASE AS REQUIRED
002488005 | CYLINDER,GAS | Empty Cylinder, Size G, 50kg, for SF6 Waste, Golden Yellow Body/Shoulder, Poor Purity Gas to be Scrapped, Not Suitable for Reuse & Uneconomical to Recycle | CATALINA | CATALINA INDUSTRIES PL | 50KG GOLD YELLOW | PURCHASE AS REQUIRED
002488013 | RELAY,PROTECTION | FW R313-V2, Low Z DIFF, 24-48VDC PWR, 24VDC Logic 24/24 I/O, 1A CT, 9U Case, DNP3 100Base-FX MM LC ENET | SEL | SCHWEITZER ENGINEERING LABORATORIES INC. | 0487B1X2X12XC2XBH9BBBXX | CURRENT
002488021 | RELAY,PROTECTION | FW R313-V2, Low Z DIFF, 24-48VDC PWR, 24VDC Logic 24/24 I/O, 5A CT, 9U Case, DNP3 100Base-FX MM LC ENET | SEL | SCHWEITZER ENGINEERING LABORATORIES INC. | 0487B1X2X52XC2XBH9BBBXX | CURRENT
002488039 | RELAY,PROTECTION | FW R313-V2, Low Z DIFF, 48-125VDC PWR, 48VDC Logic 24/24 I/O, 1A CT, 9U Case, DNP3 100Base-FX MM LC ENET | SEL | SCHWEITZER ENGINEERING LABORATORIES INC. | 0487B1X4X12XC2XCH9CCCXX | CURRENT
002488047 | RELAY,PROTECTION | FW R313-V2, Low Z DIFF, 48-125VDC PWR, 48VDC Logic 24/24 I/O, 5A CT, 9U Case, DNP3 100Base-FX MM LC ENET | SEL | SCHWEITZER ENGINEERING LABORATORIES INC. | 0487B1X4X52XC2XCH9CCCXX | CURRENT
002488054 | RELAY,PROTECTION | FW R313-V2, Low Z DIFF, 48-125VDC PWR, 110VDC Logic 24/24 I/O, 1A CT, 9U Case, DNP3 100Base-FX MM LC ENET | SEL | SCHWEITZER ENGINEERING LABORATORIES INC. | 0487B1X4X12XC2XDH9DDDXX | CURRENT
002488062 | RELAY,PROTECTION | FW R313-V2, Low Z DIFF, 48-125VDC PWR, 110VDC Logic 24/24 I/O, 5A CT, 9U Case, DNP3 100Base-FX MM LC ENET | SEL | SCHWEITZER ENGINEERING LABORATORIES INC. | 0487B1X4X52XC2XDH9DDDXX | CURRENT
002488070 | RELAY,PROTECTION | FW R313-V2, Low Z DIFF, 48-125VDC PWR, 125VDC Logic 24/24 I/O, 5A CT, 9U Case, DNP3 100Base-FX MM LC ENET | SEL | SCHWEITZER ENGINEERING LABORATORIES INC. | 0487B1X4X52XC2XEH9EEEXX | CURRENT
002488088 | KARABINER | Lifting & Rigging, Triple Lock Action, Large, 178 x 94mm, Gate Opening 44mm, WLL 800kg | AMPLITUD | AMPLITUDE PTY LTD - 396777 | KH307SSP1 | CURRENT
002488096 | BAG,PLASTIC | Natural/Clear, HD, 1100 x 700 x 200um, 50 per Ctn | ALLENS | ALLENS INDUSTRIAL PRODUCTS PTY LTD | PPCLRMED | CURRENT
002488104 | BAG | Transformer Transport Bunding Bag, 3.5 x 3.5m, Plastic, c/w Grommets | STRATEX | STRATEX PTY LTD | 3.5 X 3.5 BAG WITH GROMMETS | PHASING
002488112 | COMPUTER,DIGITAL | Intel NUC Rugged Chassis Element, Dual LAN Board, HMI Display Client Variant 1 Chassis, Case & Main Board, w/o AC Cord | MWAVE | MWAVE AUSTRALIA | BKCMCR1ABB-OP | CURRENT
002488112 | COMPUTER,DIGITAL | Intel NUC Rugged Chassis Element, Dual LAN Board, HMI Display Client Variant 1 Chassis, Case & Main Board, w/o AC Cord | INTEL | INTEL CORPORATION | BKCMCR1ABB | CURRENT
002488120 | MODULE,ELECTRONIC | Intel Celeron 6305 Processor, 2 Core 2 Thread 15W TDP Processor 4M Cache, 1.80 GHz c/w IPU, Config PCIe x4 Gen 3 (NVMe/SATA), for Intel NUC Rugged | MWAVE | MWAVE AUSTRALIA | BKCM11EBC4W | CURRENT
002488120 | MODULE,ELECTRONIC | Intel Celeron 6305 Processor, 2 Core 2 Thread 15W TDP Processor 4M Cache, 1.80 GHz c/w IPU, Config PCIe x4 Gen 3 (NVMe/SATA), for Intel NUC Rugged | INTEL | INTEL CORPORATION | BKCM11EBC4W | CURRENT
002488138 | MEMORY,PORTABLE | WD Green, 240GB, SATA SSD M.2 2280, Key M, for Intel NUC Rugged Chassis Element | WDT | WESTERN DIGITAL TECHNOLOGIES INC | WDS240G3G0B | CURRENT
002488138 | MEMORY,PORTABLE | WD Green, 240GB, SATA SSD M.2 2280, Key M, for Intel NUC Rugged Chassis Element | TSA | THINKCORE SYSTEMS AUSTRALIA PL | WDS240G3G0B | CURRENT
002488146 | MEMORY,PORTABLE | WD Green, 480GB, SATA SSD M.2 2280, Key M, for Intel NUC Rugged Chassis Element | WDT | WESTERN DIGITAL TECHNOLOGIES INC | WDS480G3G0B | CURRENT
002488146 | MEMORY,PORTABLE | WD Green, 480GB, SATA SSD M.2 2280, Key M, for Intel NUC Rugged Chassis Element | MWAVE | MWAVE AUSTRALIA | WDS480G3G0B | CURRENT
002488153 | MEMORY,PORTABLE | WD Blue, 500GB, SATA SSD M.2 2280, Key M, for Intel NUC Rugged Chassis Element | WDT | WESTERN DIGITAL TECHNOLOGIES INC | WDS500G3B0B | CURRENT
002488153 | MEMORY,PORTABLE | WD Blue, 500GB, SATA SSD M.2 2280, Key M, for Intel NUC Rugged Chassis Element | MWAVE | MWAVE AUSTRALIA | WDS500G3B0B | CURRENT
002488161 | CABLE ASSY,PWR,ELEC | AC Power Cord, 250V, 3 Core, 10A, 2m Lg, Mains Plug to IEC-C5 Connector, AS/NZS 3112 3 Pin Outlet | ELEMENT | ELEMENT14 PTY LTD | 4178890 | CURRENT
002488161 | CABLE ASSY,PWR,ELEC | AC Power Cord, 250V, 3 Core, 10A, 2m Lg, Mains Plug to IEC-C5 Connector, AS/NZS 3112 3 Pin Outlet | ACCESS | ACCESS COMMUNICATIONS PTY LTD | K3745 | CURRENT
002488187 | MOUSE | SteriClick Washable, Easy Clean Mouse, USB, IP68 Waterproof & Dustproof | STERICLK | STERICLICK PTY LTD | B-CLINICALMOUSE | CURRENT
002488187 | MOUSE | SteriClick Washable, Easy Clean Mouse, USB, IP68 Waterproof & Dustproof | STERICLK | STERICLICK PTY LTD | P-M3 (BLACK) | CURRENT
002488195 | SPEAKER | Creative Pebble 2.0, USB Powered Audio Speaker, 3.5mm Output Audio Plug, for HMI Client PC Alarm Annunciation | MWAVE | MWAVE AUSTRALIA | 51MF1680AA000 | CURRENT
002488195 | SPEAKER | Creative Pebble 2.0, USB Powered Audio Speaker, 3.5mm Output Audio Plug, for HMI Client PC Alarm Annunciation | CREATIVE | CREATIVE TECHNOLOGY LTD | 51MF1680AA000 | CURRENT
002488203 | MEMORY,PORTABLE | NVMe PCIex4, 250GB, SSD M.2 2280, Key M, for Intel NUC Rugged Chassis Element | MWAVE | MWAVE AUSTRALIA | MZ-V7S250BW | CURRENT
002488203 | MEMORY,PORTABLE | NVMe PCIex4, 250GB, SSD M.2 2280, Key M, for Intel NUC Rugged Chassis Element | SAMSUNG | SAMSUNG GROUP | MZ-V7S250BW | CURRENT
002488211 | MODULE,ELECTRONIC | Intel NUC 11 Pro Compute Element Processor, Core i3-1115G4, 8GB, WiFi, 6M Cache, up to 4.10 GHz, Config PCIe x4 Gen 3(NVMe/SATA) & PCIe x4 Gen 4(NVMe), | MWAVE | MWAVE AUSTRALIA | BKCM11EBI38W | CURRENT
002488211 | MODULE,ELECTRONIC | Intel NUC 11 Pro Compute Element Processor, Core i3-1115G4, 8GB, WiFi, 6M Cache, up to 4.10 GHz, Config PCIe x4 Gen 3(NVMe/SATA) & PCIe x4 Gen 4(NVMe), | INTEL | INTEL CORPORATION | BKCM11EBI38W | CURRENT
002488229 | ELECTROLYTE DRINK | Sqwincher Fast Pack, Lemon Lime, Low Sodium, Gluten Free, Caffeine Free, 18ml Sachet, add water to make 180ml Serving, Box of 50 | ATOMSUPP | ATOM SUPPLY | 91520016 | CURRENT
002488229 | ELECTROLYTE DRINK | Sqwincher Fast Pack, Lemon Lime, Low Sodium, Gluten Free, Caffeine Free, 18ml Sachet, add water to make 180ml Serving, Box of 50 | SQWINCH | THE SQWINCHER CORP (MANUFACTURER) | SQ0066 | CURRENT
002488237 | ELECTROLYTE DRINK | Sqwincher Fast Pack, Orange, Low Sodium, Gluten Free, Caffeine Free, 18ml Sachet, add water to make 180ml Serving, Box of 50 | ATOMSUPP | ATOM SUPPLY | 91520017 | CURRENT
002488237 | ELECTROLYTE DRINK | Sqwincher Fast Pack, Orange, Low Sodium, Gluten Free, Caffeine Free, 18ml Sachet, add water to make 180ml Serving, Box of 50 | SQWINCH | THE SQWINCHER CORP (MANUFACTURER) | SQ0097 | CURRENT
002488245 | ELECTROLYTE DRINK | Sqwincher Fast Pack, Tropical Cooler, Low Sodium, Gluten Free, Caffeine Free, 18ml Sachet, add water to make 180ml Serving, Box of 50 | ATOMSUPP | ATOM SUPPLY | 91520344 | CURRENT
002488245 | ELECTROLYTE DRINK | Sqwincher Fast Pack, Tropical Cooler, Low Sodium, Gluten Free, Caffeine Free, 18ml Sachet, add water to make 180ml Serving, Box of 50 | SQWINCH | THE SQWINCHER CORP (MANUFACTURER) | SQ0098 | CURRENT
002488252 | ELECTROLYTE DRINK | Sqwincher Fast Pack, Wildberry, Low Sodium, Gluten Free, Caffeine Free, 18ml Sachet, add water to make 180ml Serving, Box of 50 | ATOMSUPP | ATOM SUPPLY | 91521339 | CURRENT
002488252 | ELECTROLYTE DRINK | Sqwincher Fast Pack, Wildberry, Low Sodium, Gluten Free, Caffeine Free, 18ml Sachet, add water to make 180ml Serving, Box of 50 | SQWINCH | THE SQWINCHER CORP (MANUFACTURER) | SQ0099 | CURRENT
002488260 | ELECTROLYTE DRINK | Sqwincher Fast Pack, Assorted Flavours, Low Sodium, Gluten Free, Caffeine Free, 18ml Sachet, add water to make 180ml Serving, Pack of 10 | ATOMSUPP | ATOM SUPPLY | 505432 | CURRENT
002488260 | ELECTROLYTE DRINK | Sqwincher Fast Pack, Assorted Flavours, Low Sodium, Gluten Free, Caffeine Free, 18ml Sachet, add water to make 180ml Serving, Pack of 10 | SQWINCH | THE SQWINCHER CORP (MANUFACTURER) | SQWPX003 | CURRENT
002488278 | ENCLOSURE | MAS Wall Mount, 700 x 500 x 260mm, Mild Steel, Single Door, IP66, c/w Mounting Plate | NHP | NHP ELECTRICAL ENGINEERING | MAS0705026R5 | CURRENT
002488286 | FAN,CIRCULATING | Milwaukee, M12 Mounting Fan, 12V, Portable, 3-Speed Setting, Skin Only, c/w Spring Loaded Clamp on Base | C&LTOOL | CALTCO T/A C&L TOOL CENTRE | MILWTM12AF-0 | CURRENT
002488286 | FAN,CIRCULATING | Milwaukee, M12 Mounting Fan, 12V, Portable, 3-Speed Setting, Skin Only, c/w Spring Loaded Clamp on Base | MILWAUKE | MILWAUKEE POWER TOOLS | MILWTM12AF-0 | CURRENT
002488294 | DRILL,TWIST | Milwaukee Shockwave, Impact Hole Saw, 19mm (3/4") Thin Wall, 6mm (1/4") Quick Connect Hex Shank | C&LTOOL | CALTCO T/A C&L TOOL CENTRE | MILWA49569805 | CURRENT
002488294 | DRILL,TWIST | Milwaukee Shockwave, Impact Hole Saw, 19mm (3/4") Thin Wall, 6mm (1/4") Quick Connect Hex Shank | MILWAUKE | MILWAUKEE POWER TOOLS | MILWA49569805 | CURRENT
002488302 | CAP,POST | Al, 550mm Dia, 0.55mm Thk, Dwg 10-01-23-1 (P100) (scm) | TECONN | TE CONNECTIVITY LTD | PC-550/1 | CURRENT
002488310 | COIL,ELECTRICAL | CB Tripping & Closing Coil, suit GE F35-145kV GIS | GE | GENERAL ELECTRIC COMPANY | 49.102.110-XX | PURCHASE AS REQUIRED
002488328 | VALVE | Gas Filling Valve, suit GE F35-145kV GIS | GE | GENERAL ELECTRIC COMPANY | 47.239.950-01 | PURCHASE AS REQUIRED
002488336 | ABSORBER | suit GE F35-145kV GIS | GE | GENERAL ELECTRIC COMPANY | 47.239.901-01 | PURCHASE AS REQUIRED
002488344 | GAUGE | SF6 Gas Densimeter, suit GE F35-145kV GIS | GE | GENERAL ELECTRIC COMPANY | 47.239.910-01 | PURCHASE AS REQUIRED
002488351 | DISK,RUPTURE | Overpressure Rupture Disk, suit GE F35-145kV GIS | GE | GENERAL ELECTRIC COMPANY | 47.239.110-01 | PURCHASE AS REQUIRED
002488369 | GASKET SET | suit GE F35-145kV GIS | GE | GENERAL ELECTRIC COMPANY | 47.239.550-01 | PURCHASE AS REQUIRED
002488377 | GREASE | Fomblin, Lubrication Grease, Tube, suit GE F35-145kV GIS | GE | GENERAL ELECTRIC COMPANY | 42.600.630-01 | PURCHASE AS REQUIRED
002488385 | GREASE | Bi-Sulphide Grease MOS2, suit GE F35-145kV GIS | GE | GENERAL ELECTRIC COMPANY | 42.600.629-01 | PURCHASE AS REQUIRED
002488393 | GREASE | Silicone Grease, 0.1kg Pack, suit GE F35-145kV GIS | GE | GENERAL ELECTRIC COMPANY | 42.600.631-01 | PURCHASE AS REQUIRED
002488401 | GREASE | Contact Grease c/w Zinc Granules, 0.3kg Pack, suit GE F35-145kV GIS | GE | GENERAL ELECTRIC COMPANY | 42.600.628-01 | PURCHASE AS REQUIRED
002488419 | PARTS KIT | Each Type of LV Items for MCB & Relay, suit GE F35-145kV GIS | GE | GENERAL ELECTRIC COMPANY | LVE-SPARE | PURCHASE AS REQUIRED
002488435 | DRILL,TWIST | Milwaukee Red Helix, Titanium, Hex Drill Bit, 2mm (P2) | MILWAUKE | MILWAUKEE POWER TOOLS | 48894803 | CURRENT
002488435 | DRILL,TWIST | Milwaukee Red Helix, Titanium, Hex Drill Bit, 2mm (P2) | C&LTOOL | CALTCO T/A C&L TOOL CENTRE | MILWA48894803 | CURRENT
002488443 | DRILL,TWIST | Milwaukee Red Helix, Titanium, Hex Drill Bit, 2.5mm (P2) | C&LTOOL | CALTCO T/A C&L TOOL CENTRE | MILWA48894804 | CURRENT
002488443 | DRILL,TWIST | Milwaukee Red Helix, Titanium, Hex Drill Bit, 2.5mm (P2) | MILWAUKE | MILWAUKEE POWER TOOLS | 48894804 | CURRENT
002488450 | DRILL,TWIST | Milwaukee Red Helix, Titanium, Hex Drill Bit, 3mm (P2) | C&LTOOL | CALTCO T/A C&L TOOL CENTRE | MILWA48894805 | CURRENT
002488450 | DRILL,TWIST | Milwaukee Red Helix, Titanium, Hex Drill Bit, 3mm (P2) | MILWAUKE | MILWAUKEE POWER TOOLS | 48894805 | CURRENT
002488468 | DRILL,TWIST | Milwaukee Red Helix, Titanium, Hex Drill Bit, 3.2mm (P2) | C&LTOOL | CALTCO T/A C&L TOOL CENTRE | MILWA48894806 | CURRENT
002488468 | DRILL,TWIST | Milwaukee Red Helix, Titanium, Hex Drill Bit, 3.2mm (P2) | MILWAUKE | MILWAUKEE POWER TOOLS | 48894806 | CURRENT
002488476 | DRILL,TWIST | Milwaukee Red Helix, Titanium, Hex Drill Bit, 3.5mm (P2) | C&LTOOL | CALTCO T/A C&L TOOL CENTRE | MILWA48894807 | CURRENT
002488476 | DRILL,TWIST | Milwaukee Red Helix, Titanium, Hex Drill Bit, 3.5mm (P2) | MILWAUKE | MILWAUKEE POWER TOOLS | 48894807 | CURRENT
002488484 | DRILL,TWIST | Milwaukee Red Helix, Titanium, Hex Drill Bit, 4mm (P2) | C&LTOOL | CALTCO T/A C&L TOOL CENTRE | MILWA48894808 | CURRENT
002488484 | DRILL,TWIST | Milwaukee Red Helix, Titanium, Hex Drill Bit, 4mm (P2) | MILWAUKE | MILWAUKEE POWER TOOLS | 48894808 | CURRENT
002488492 | DRILL,TWIST | Milwaukee Red Helix, Titanium, Hex Drill Bit, 4.2mm | C&LTOOL | CALTCO T/A C&L TOOL CENTRE | MILWA48894809 | CURRENT
002488492 | DRILL,TWIST | Milwaukee Red Helix, Titanium, Hex Drill Bit, 4.2mm | MILWAUKE | MILWAUKEE POWER TOOLS | 48894809 | CURRENT
002488500 | DRILL,TWIST | Milwaukee Red Helix, Titanium, Hex Drill Bit, 4.5mm | C&LTOOL | CALTCO T/A C&L TOOL CENTRE | MILWA48894810 | CURRENT
002488500 | DRILL,TWIST | Milwaukee Red Helix, Titanium, Hex Drill Bit, 4.5mm | MILWAUKE | MILWAUKEE POWER TOOLS | 48894810 | CURRENT
002488518 | DRILL,TWIST | Milwaukee Red Helix, Titanium, Hex Drill Bit, 4.8mm | C&LTOOL | CALTCO T/A C&L TOOL CENTRE | MILWA48894811 | CURRENT
002488518 | DRILL,TWIST | Milwaukee Red Helix, Titanium, Hex Drill Bit, 4.8mm | MILWAUKE | MILWAUKEE POWER TOOLS | 48894811 | CURRENT
002488526 | DRILL,TWIST | Milwaukee Red Helix, Titanium, Hex Drill Bit, 5mm | C&LTOOL | CALTCO T/A C&L TOOL CENTRE | MILWA48894812 | CURRENT
002488526 | DRILL,TWIST | Milwaukee Red Helix, Titanium, Hex Drill Bit, 5mm | MILWAUKE | MILWAUKEE POWER TOOLS | 48894812 | CURRENT
002488534 | DRILL,TWIST | Milwaukee Red Helix, Titanium, Hex Drill Bit, 5.5mm | C&LTOOL | CALTCO T/A C&L TOOL CENTRE | MILWA48894813 | CURRENT
002488534 | DRILL,TWIST | Milwaukee Red Helix, Titanium, Hex Drill Bit, 5.5mm | MILWAUKE | MILWAUKEE POWER TOOLS | 48894813 | CURRENT
002488542 | DRILL,TWIST | Milwaukee Red Helix, Titanium, Hex Drill Bit, 6mm | C&LTOOL | CALTCO T/A C&L TOOL CENTRE | MILWA48894814 | CURRENT
002488542 | DRILL,TWIST | Milwaukee Red Helix, Titanium, Hex Drill Bit, 6mm | MILWAUKE | MILWAUKEE POWER TOOLS | 48894814 | CURRENT
002422939 | RATCHET | Tie Down Strap, with 2m Lg, Min 250kg SWL, AS/NZS 4380 | HEIGHDYN | HEIGHT DYNAMICS | 20004A40-2 | CURRENT
000104528 | GRIP,CABLE,WOVEN | Sock, Cable Pulling, SWL 35kN, Swivel (scm) | SPECFORC | SPECIALISED FORCE | 00505-030 | CURRENT
000104580 | GRIP,CABLE,WOVEN | Sock, Cable Pulling, SWL 60kN, Swivel (scm) | SPECFORC | SPECIALISED FORCE | 00505-035 | CURRENT
002488559 | TOOL,APPLICATION | Pole Topping Tool, c/w Sunrise Fitting, suits Live Live Hand Sticks | AMPLITUD | AMPLITUDE PTY LTD - 396777 | LLPTTCS | CURRENT
002488567 | TOOL,APPLICATION | Podger Tool, c/w Sunrise Fitting, suits Live Live Hand Sticks | AMPLITUD | AMPLITUDE PTY LTD - 396777 | LLPODTTCS | CURRENT
002488575 | CIRCUIT BREAKER | 72.5kV, 3150A, 40kA/3sec, Outdoor SF6 Live Tank, 3 Pole Operated CB Unit c/w 32VDC Aux & 230VAC Motor Supply, L4 Pollution, 10546 item 45, GE GL309 F1 | GE | GENERAL ELECTRIC COMPANY | GL309 F1 | PURCHASE AS REQUIRED
002488583 | CIRCUIT BREAKER | 72.5kV, 3150A, 40kA/3sec, Outdoor SF6 Live Tank, 3 Pole Operated CB Unit c/w 48VDC Aux & 230VAC Motor Supply, L4 Pollution, 10546 item 46, GE GL309 F1 | GE | GENERAL ELECTRIC COMPANY | GL309 F1 | PURCHASE AS REQUIRED
002488591 | CIRCUIT BREAKER | 72.5kV, 3150A, 40kA/3sec, Outdoor SF6 Live Tank, 3 Pole Operated CB Unit c/w 110VDC Aux & 230VAC Motor Supply, L4 Pollution, 10546 item 47, GE GL309 F1 | GE | GENERAL ELECTRIC COMPANY | GL309 F1 | PURCHASE AS REQUIRED
002488609 | CIRCUIT BREAKER | 72.5kV, 3150A, 40kA/3sec, Outdoor SF6 Live Tank, 3 Pole Operated CB Unit c/w 125VDC Aux & 230VAC Motor Supply, L4 Pollution, 10546 item 48, GE GL309 F1 | GE | GENERAL ELECTRIC COMPANY | GL309 F1 | PURCHASE AS REQUIRED
002488617 | CIRCUIT BREAKER | 72.5kV, 3150A, 40kA/3sec, Outdoor SF6 Live Tank, 3 Pole Operated CB Unit c/w 110VDC Aux & 110VDC Motor Supply, L4 Pollution, 10546 item 49, GE GL309 F1 | GE | GENERAL ELECTRIC COMPANY | GL309 F1 | PURCHASE AS REQUIRED
002488625 | CIRCUIT BREAKER | 72.5kV, 3150A, 40kA/3sec, Outdoor SF6 Live Tank, 3 Pole Operated CB Unit c/w 125VDC Aux & 125VDC Motor Supply, L4 Pollution, 10546 item 50, GE GL309 F1 | GE | GENERAL ELECTRIC COMPANY | GL309 F1 | PURCHASE AS REQUIRED
002488633 | CIRCUIT BREAKER | 72.5kV, 3150A, 40kA/3sec, Outdoor SF6 Live Tank, 1 Pole Operated CB Unit c/w 32VDC Aux & 230VAC Motor Supply, L4 Pollution, 10546 item 57, GE GL309 F3 | GE | GENERAL ELECTRIC COMPANY | GL309 F3 | PURCHASE AS REQUIRED
002488641 | CIRCUIT BREAKER | 72.5kV, 3150A, 40kA/3sec, Outdoor SF6 Live Tank, 1 Pole Operated CB Unit c/w 48VDC Aux & 230VAC Motor Supply, L4 Pollution, 10546 item 58, GE GL309 F3 | GE | GENERAL ELECTRIC COMPANY | GL309 F3 | PURCHASE AS REQUIRED
002488658 | CIRCUIT BREAKER | 72.5kV, 3150A, 40kA/3sec, Outdoor SF6 Live Tank, 1 Pole Operated CB Unit c/w 110VDC Aux & 230VAC Motor Supply, L4 Pollution, 10546 item 59, GE GL309 F3 | GE | GENERAL ELECTRIC COMPANY | GL309 F3 | PURCHASE AS REQUIRED
002488666 | CIRCUIT BREAKER | 72.5kV, 3150A, 40kA/3sec, Outdoor SF6 Live Tank, 1 Pole Operated CB Unit c/w 125VDC Aux & 230VAC Motor Supply, L4 Pollution, 10546 item 60, GE GL309 F3 | GE | GENERAL ELECTRIC COMPANY | GL309 F3 | PURCHASE AS REQUIRED
002488674 | CIRCUIT BREAKER | 72.5kV, 3150A, 40kA/3sec, Outdoor SF6 Live Tank, 1 Pole Operated CB Unit c/w 110VDC Aux & 110VDC Motor Supply, L4 Pollution, 10546 item 61, GE GL309 F3 | GE | GENERAL ELECTRIC COMPANY | GL309 F3 | PURCHASE AS REQUIRED
002488682 | CIRCUIT BREAKER | 72.5kV, 3150A, 40kA/3sec, Outdoor SF6 Live Tank, 1 Pole Operated CB Unit c/w 125VDC Aux & 125VDC Motor Supply, L4 Pollution, 10546 item 62, GE GL309 F3 | GE | GENERAL ELECTRIC COMPANY | GL309 F3 | PURCHASE AS REQUIRED
002488690 | CIRCUIT BREAKER | 72.5kV, 3150A, 40kA/3sec, Outdoor SF6 Dead Tank, 3 Pole Operated CB Unit c/w 4 Bushing Protn CTs & 2 Bushing Mtrg CTs 32VDC Aux & 230VAC Motor Supply, L4 | GE | GENERAL ELECTRIC COMPANY | DT1-72.5 F1 | PURCHASE AS REQUIRED
002488708 | CIRCUIT BREAKER | 72.5kV, 3150A, 40kA/3sec, Outdoor SF6 Dead Tank, 3 Pole Operated CB Unit c/w 4 Bushing Protn CTs & 2 Bushing Mtrg CTs 48VDC Aux & 230VAC Motor Supply, L4 | GE | GENERAL ELECTRIC COMPANY | DT1-72.5 F1 | PURCHASE AS REQUIRED
002488716 | CIRCUIT BREAKER | 72.5kV, 3150A, 40kA/3sec, Outdoor SF6 Dead Tank, 3 Pole Operated CB Unit c/w 4 Bushing Protn CTs & 2 Bushing Mtrg CTs 110VDC Aux & 230VAC Motor Supply, L4 | GE | GENERAL ELECTRIC COMPANY | DT1-72.5 F1 | PURCHASE AS REQUIRED
002488724 | CIRCUIT BREAKER | 72.5kV, 3150A, 40kA/3sec, Outdoor SF6 Dead Tank, 3 Pole Operated CB Unit c/w 4 Bushing Protn CTs & 2 Bushing Mtrg CTs 125VDC Aux & 230VAC Motor Supply, L4 | GE | GENERAL ELECTRIC COMPANY | DT1-72.5 F1 | PURCHASE AS REQUIRED
002488732 | CIRCUIT BREAKER | 72.5kV, 3150A, 40kA/3sec, Outdoor SF6 Dead Tank, 3 Pole Operated CB Unit c/w 4 Bushing Protn CTs & 2 Bushing Mtrg CTs 110VDC Aux & 110VDC Motor Supply, L4 | GE | GENERAL ELECTRIC COMPANY | DT1-72.5 F1 | PURCHASE AS REQUIRED
002488740 | CIRCUIT BREAKER | 72.5kV, 3150A, 40kA/3sec, Outdoor SF6 Dead Tank, 3 Pole Operated CB Unit c/w 4 Bushing Protn CTs & 2 Bushing Mtrg CTs 125VDC Aux & 125VDC Motor Supply, L4 | GE | GENERAL ELECTRIC COMPANY | DT1-72.5 F1 | PURCHASE AS REQUIRED
002488757 | CIRCUIT BREAKER | 72.5kV, 3150A, 40kA/3sec, Outdoor SF6 Dead Tank, 1 Pole Operated CB Unit c/w 4 Bushing Protn CTs & 2 Bushing Mtrg CTs 32VDC Aux & 230VAC Motor Supply, L4 | GE | GENERAL ELECTRIC COMPANY | DT1-72.5 F3 | PURCHASE AS REQUIRED
002488765 | CIRCUIT BREAKER | 72.5kV, 3150A, 40kA/3sec, Outdoor SF6 Dead Tank, 1 Pole Operated CB Unit c/w 4 Bushing Protn CTs & 2 Bushing Mtrg CTs 48VDC Aux & 230VAC Motor Supply, L4 | GE | GENERAL ELECTRIC COMPANY | DT1-72.5 F3 | PURCHASE AS REQUIRED
002488773 | CIRCUIT BREAKER | 72.5kV, 3150A, 40kA/3sec, Outdoor SF6 Dead Tank, 1 Pole Operated CB Unit c/w 4 Bushing Protn CTs & 2 Bushing Mtrg CTs 110VDC Aux & 230VAC Motor Supply, L4 | GE | GENERAL ELECTRIC COMPANY | DT1-72.5 F3 | PURCHASE AS REQUIRED
002488781 | CIRCUIT BREAKER | 72.5kV, 3150A, 40kA/3sec, Outdoor SF6 Dead Tank, 1 Pole Operated CB Unit c/w 4 Bushing Protn CTs & 2 Bushing Mtrg CTs 125VDC Aux & 230VAC Motor Supply, L4 | GE | GENERAL ELECTRIC COMPANY | DT1-72.5 F3 | PURCHASE AS REQUIRED
002488799 | CIRCUIT BREAKER | 72.5kV, 3150A, 40kA/3sec, Outdoor SF6 Dead Tank, 1 Pole Operated CB Unit c/w 4 Bushing Protn CTs & 2 Bushing Mtrg CTs 110VDC Aux & 110VDC Motor Supply, L4 | GE | GENERAL ELECTRIC COMPANY | DT1-72.5 F3 | PURCHASE AS REQUIRED
002488807 | CIRCUIT BREAKER | 72.5kV, 3150A, 40kA/3sec, Outdoor SF6 Dead Tank, 1 Pole Operated CB Unit c/w 4 Bushing Protn CTs & 2 Bushing Mtrg CTs 125VDC Aux & 125VDC Motor Supply, L4 | GE | GENERAL ELECTRIC COMPANY | DT1-72.5 F3 | PURCHASE AS REQUIRED
002488815 | CIRCUIT BREAKER | 145kV, 3150A, 40kA/1sec, Outdoor SF6 Live Tank, 3 Pole Operated CB Unit c/w 32VDC Aux & 230VAC Motor Supply, L4 Pollution, 10546 item 81, GE GL312 F1 | GE | GENERAL ELECTRIC COMPANY | GL312 F1 | PURCHASE AS REQUIRED
002488823 | CIRCUIT BREAKER | 145kV, 3150A, 40kA/1sec, Outdoor SF6 Live Tank, 3 Pole Operated CB Unit c/w 48VDC Aux & 230VAC Motor Supply, L4 Pollution, 10546 item 82, GE GL312 F1 | GE | GENERAL ELECTRIC COMPANY | GL312 F1 | PURCHASE AS REQUIRED
002488831 | CIRCUIT BREAKER | 145kV, 3150A, 40kA/1sec, Outdoor SF6 Live Tank, 3 Pole Operated CB Unit c/w 110VDC Aux & 230VAC Motor Supply, L4 Pollution, 10546 item 83, GE GL312 F1 | GE | GENERAL ELECTRIC COMPANY | GL312 F1 | PURCHASE AS REQUIRED
002488849 | CIRCUIT BREAKER | 145kV, 3150A, 40kA/1sec, Outdoor SF6 Live Tank, 3 Pole Operated CB Unit c/w 125VDC Aux & 230VAC Motor Supply, L4 Pollution, 10546 item 84, GE GL312 F1 | GE | GENERAL ELECTRIC COMPANY | GL312 F1 | PURCHASE AS REQUIRED
002488856 | CIRCUIT BREAKER | 145kV, 3150A, 40kA/1sec, Outdoor SF6 Live Tank, 3 Pole Operated CB Unit c/w 110VDC Aux & 110VDC Motor Supply, L4 Pollution, 10546 item 85, GE GL312 F1 | GE | GENERAL ELECTRIC COMPANY | GL312 F1 | PURCHASE AS REQUIRED
002488864 | CIRCUIT BREAKER | 145kV, 3150A, 40kA/1sec, Outdoor SF6 Live Tank, 3 Pole Operated CB Unit c/w 125VDC Aux & 125VDC Motor Supply, L4 Pollution, 10546 item 86, GE GL312 F1 | GE | GENERAL ELECTRIC COMPANY | GL312 F1 | PURCHASE AS REQUIRED
002488872 | CIRCUIT BREAKER | 145kV, 3150A, 40kA/1sec, Outdoor SF6 Live Tank, 1 Pole Operated CB Unit c/w 32VDC Aux & 230VAC Motor Supply | GE | GENERAL ELECTRIC COMPANY | GL312 F3 | PURCHASE AS REQUIRED
002488880 | CIRCUIT BREAKER | 145kV, 3150A, 40kA/1sec, Outdoor SF6 Live Tank, 1 Pole Operated CB Unit c/w 48VDC Aux & 230VAC Motor Supply | GE | GENERAL ELECTRIC COMPANY | GL312 F3 | PURCHASE AS REQUIRED
002488898 | CIRCUIT BREAKER | 145kV, 3150A, 40kA/1sec, Outdoor SF6 Live Tank, 1 Pole Operated CB Unit c/w 110VDC Aux & 230VAC Motor Supply | GE | GENERAL ELECTRIC COMPANY | GL312 F3 | PURCHASE AS REQUIRED
002488906 | CIRCUIT BREAKER | 145kV, 3150A, 40kA/1sec, Outdoor SF6 Live Tank, 1 Pole Operated CB Unit c/w 125VDC Aux & 230VAC Motor Supply | GE | GENERAL ELECTRIC COMPANY | GL312 F3 | PURCHASE AS REQUIRED
002488914 | CIRCUIT BREAKER | 145kV, 3150A, 40kA/1sec, Outdoor SF6 Live Tank, 1 Pole Operated CB Unit c/w 110VDC Aux & 110VDC Motor Supply | GE | GENERAL ELECTRIC COMPANY | GL312 F3 | PURCHASE AS REQUIRED
002488922 | CIRCUIT BREAKER | 145kV, 3150A, 40kA/1sec, Outdoor SF6 Live Tank, 1 Pole Operated CB Unit c/w 125VDC Aux & 125VDC Motor Supply | GE | GENERAL ELECTRIC COMPANY | GL312 F3 | PURCHASE AS REQUIRED
002488930 | CIRCUIT BREAKER | 145kV, 3150A, 40kA/1sec, Outdoor SF6 Dead Tank, 3 Pole Operated CB Unit c/w 4 Bushing Protn CTs & 2 Bushing Mtrg CTs 32VDC Aux & 230VAC Motor Supply | GE | GENERAL ELECTRIC COMPANY | DT1-145 F1 | PURCHASE AS REQUIRED
002488948 | CIRCUIT BREAKER | 145kV, 3150A, 40kA/1sec, Outdoor SF6 Dead Tank, 3 Pole Operated CB Unit c/w 4 Bushing Protn CTs & 2 Bushing Mtrg CTs 48VDC Aux & 230VAC Motor Supply | GE | GENERAL ELECTRIC COMPANY | DT1-145 F1 | PURCHASE AS REQUIRED
002488955 | CIRCUIT BREAKER | 145kV, 3150A, 40kA/1sec, Outdoor SF6 Dead Tank, 3 Pole Operated CB Unit c/w 4 Bushing Protn CTs & 2 Bushing Mtrg CTs 110VDC Aux & 230VAC Motor Supply | GE | GENERAL ELECTRIC COMPANY | DT1-145 F1 | PURCHASE AS REQUIRED
002488963 | CIRCUIT BREAKER | 145kV, 3150A, 40kA/1sec, Outdoor SF6 Dead Tank, 3 Pole Operated CB Unit c/w 4 Bushing Protn CTs & 2 Bushing Mtrg CTs 125VDC Aux & 230VAC Motor Supply | GE | GENERAL ELECTRIC COMPANY | DT1-145 F1 | PURCHASE AS REQUIRED
002488971 | CIRCUIT BREAKER | 145kV, 3150A, 40kA/1sec, Outdoor SF6 Dead Tank, 3 Pole Operated CB Unit c/w 4 Bushing Protn CTs & 2 Bushing Mtrg CTs 110VDC Aux & 110VDC Motor Supply | GE | GENERAL ELECTRIC COMPANY | DT1-145 F1 | PURCHASE AS REQUIRED
002488989 | CIRCUIT BREAKER | 145kV, 3150A, 40kA/1sec, Outdoor SF6 Dead Tank, 3 Pole Operated CB Unit c/w 4 Bushing Protn CTs & 2 Bushing Mtrg CTs 125VDC Aux & 125VDC Motor Supply | GE | GENERAL ELECTRIC COMPANY | DT1-145 F1 | PURCHASE AS REQUIRED
002488997 | CIRCUIT BREAKER | 145kV, 3150A, 40kA/1sec, Outdoor SF6 Dead Tank, 1 Pole Operated CB Unit c/w 4 Bushing Protn CTs & 2 Bushing Mtrg CTs 32VDC Aux & 230VAC Motor Supply | GE | GENERAL ELECTRIC COMPANY | DT1-145 F3 | PURCHASE AS REQUIRED
002489003 | CIRCUIT BREAKER | 145kV, 3150A, 40kA/1sec, Outdoor SF6 Dead Tank, 1 Pole Operated CB Unit c/w 4 Bushing Protn CTs & 2 Bushing Mtrg CTs 48VDC Aux & 230VAC Motor Supply | GE | GENERAL ELECTRIC COMPANY | DT1-145 F3 | PURCHASE AS REQUIRED
002489011 | CIRCUIT BREAKER | 145kV, 3150A, 40kA/1sec, Outdoor SF6 Dead Tank, 1 Pole Operated CB Unit c/w 4 Bushing Protn CTs & 2 Bushing Mtrg CTs 110VDC Aux & 230VAC Motor Supply | GE | GENERAL ELECTRIC COMPANY | DT1-145 F3 | PURCHASE AS REQUIRED
002489029 | CIRCUIT BREAKER | 145kV, 3150A, 40kA/1sec, Outdoor SF6 Dead Tank, 1 Pole Operated CB Unit c/w 4 Bushing Protn CTs & 2 Bushing Mtrg CTs 125VDC Aux & 230VAC Motor Supply | GE | GENERAL ELECTRIC COMPANY | DT1-145 F3 | PURCHASE AS REQUIRED
002489037 | CIRCUIT BREAKER | 145kV, 3150A, 40kA/1sec, Outdoor SF6 Dead Tank, 1 Pole Operated CB Unit c/w 4 Bushing Protn CTs & 2 Bushing Mtrg CTs 110VDC Aux & 110VDC Motor Supply | GE | GENERAL ELECTRIC COMPANY | DT1-145 F3 | PURCHASE AS REQUIRED
002489045 | CIRCUIT BREAKER | 145kV, 3150A, 40kA/1sec, Outdoor SF6 Dead Tank, 1 Pole Operated CB Unit c/w 4 Bushing Protn CTs & 2 Bushing Mtrg CTs 125VDC Aux & 125VDC Motor Supply | GE | GENERAL ELECTRIC COMPANY | DT1-145 F3 | PURCHASE AS REQUIRED
002489052 | CIRCUIT BREAKER | 245kV, 3150A, 40kA/1sec, Outdoor SF6 Live Tank, 1 Pole Operated CB Unit c/w 110VDC Aux & 110VDC Motor Supply | GE | GENERAL ELECTRIC COMPANY | GL314 F3 | PURCHASE AS REQUIRED
002489060 | BATTERY,STORAGE | Battery Kit, 12V, 26Ah, Vertical Mount, suit NOJA RC20 Controller | NOJAPWR | NOJA POWER | BAT-20 | PURCHASE AS REQUIRED
002489078 | SOCKET,SOCKET WRENCH | Impact, Female, 18mm, 1/2" Drive, Long Shank | MILWAUKE | MILWAUKEE POWER TOOLS | 49666279 | CURRENT
002489078 | SOCKET,SOCKET WRENCH | Impact, Female, 18mm, 1/2" Drive, Long Shank | C&LTOOL | CALTCO T/A C&L TOOL CENTRE | MILWA49666279 | CURRENT
002489078 | SOCKET,SOCKET WRENCH | Impact, Female, 18mm, 1/2" Drive, Long Shank | C&LTOOL | CALTCO T/A C&L TOOL CENTRE | GEN447818 | CURRENT
002489086 | LAMP,HELMET | Milwaukee Spot/Flood Headlamp, 450 LM, Battery-Powered, c/w Hard Hat Clips & 3 AAA Batteries | MILWAUKE | MILWAUKEE POWER TOOLS | HL-SF | CURRENT
002489086 | LAMP,HELMET | Milwaukee Spot/Flood Headlamp, 450 LM, Battery-Powered, c/w Hard Hat Clips & 3 AAA Batteries | C&LTOOL | CALTCO T/A C&L TOOL CENTRE | MILWAHL-SF | CURRENT
002489094 | LEAD SET,TEST | 3 Phase & Neutral Lead Kit, (2.4m) Red, White, Blue & Black, Replacement Set for Phase ID Kit | PENTA | PENTA AUST (TMAC THEW & MCCANN/HYLEC) | PA22757 | CURRENT
002489094 | LEAD SET,TEST | 3 Phase & Neutral Lead Kit, (2.4m) Red, White, Blue & Black, Replacement Set for Phase ID Kit | HYLEC | HYLEC PTY LTD | 4940+5066KIT | CURRENT
002443158 | INTERFACE UNIT,COMMS | SEL2894, 4.5-5.5V DC, 300 to 19,000bps, Elec Connector Male DB-9, EIA-232 Std Interface to Optical Connector 2 ST, IEEE C37.94 Std Interface | SEL | SCHWEITZER ENGINEERING LABORATORIES INC. | 2894MXX | CURRENT
002430452 | TOWELETTE,CLEANING | WIPES;MOIST EATER II,WIPES P50,INSUL TOWELETTE,CLEANING Insulating Stick, Moi sture Eater II, Wipes (P50) | CHANCE | CHANCE (MANUFACTURER) | C400-2538 | CURRENT
002489102 | HOOK | Live Line Hook, Orange, 50mm Dia, 110mm Lg, Conical Top with Closed Loop, Gravel Filled, c/w Reflective 3 Colour Sign "DANGER CREW ON LINE" | BENNIC | BENNIC PTY LTD | COL HOOKS | CURRENT
002489110 | TRANSFORMER,DISTRIBUTION | Groundmount, 22kV/433-250V, 315kVA, 3Ph, HV Bushing DIN Interface A, LV Bsh, KNAN FR3 Fluid, Dyn 11, 7 Tap Positions HV & LV Cable Box Fitted, Pressure Relief | WILSON | WILSON TRANSFORMER CO. PTY LTD | 874-B169-11 | CURRENT
000530086 | BUSBAR | Flat, Tinned Cu, 4m Lg, 38.1 x 3.18mm with radius corners R/C | PRIMETA | PRIMARY METALS & ALLOYS | 1.3111 | CURRENT
002489128 | CABINET,ELEC EQUIP | Pwr Quality Analyser, 700 x 500 x 250mm, refer Dwgs S00101464-01 & S00101464-02, for Substations Application, fully assembled at Banyo Workshop | ERGONWS | PROVISION OF WORKSHOP SERVICES | S00101464-01 & S00101464-02 | CURRENT
002489144 | COVER,ACCESS | Lockable Type P4, Class B, Glass Reinforced Nylon, Marked Electrical, Anti Skid Surface c/w Locking Tabs | TRI UGRD | TRI UNDERGROUND AUSTRALIA PTY LTD | TRITUFFP4LE | CURRENT
002489151 | COVER,ACCESS | Padlockable Type P4, Class B, Glass Reinforced Nylon, Marked Electrical, Anti Skid surface, Black c/w Locking Tabs | TRI UGRD | TRI UNDERGROUND AUSTRALIA PTY LTD | TRITUFFP4LEL | CURRENT
002489169 | TAB,LOCK | For Type P4 Streetlight Pit to Allow Lockable & Padlockable Covers to be Secured | TRI UGRD | TRI UNDERGROUND AUSTRALIA PTY LTD | TRITUFFP4LELEX | CURRENT
002489177 | RELAY,PROTECTION | FW5.0 FP1 Ver 5.1.23, Distribution Fdr Protn, Dir/Non-Dir OC, EF & SEF Relay, 16/10 IO, 100-240VDC Pwr, 1/5A CT, DNP3 over 2 x LC Fibre Enet & IEC61850 | ABBAUST | ABB AUSTRALIA PTY LTD | HBFNAEAGNHH1AAA11G | CURRENT
002489185 | RELAY,PROTECTION | FW5.0 FP1 Ver 5.1.23, Distribution Fdr Protn, Dir/Non-Dir OC, EF & SEF Relay, 16/10 IO, 24-60VDC Pwr, 1/5A CT, DNP3 over 2 x LC Fibre Enet & IEC61850 | ABBAUST | ABB AUSTRALIA PTY LTD | HBFNAEAGNHH1AAA21G | CURRENT
002489193 | BANDSAW,PORTABLE | Milwaukee, M12 Fuel, 12V, 776mm Blade, 63.5 x 63.5mm Cut Capacity, Brushless Motor, Variable Speed Trigger, Dual-actuation Trigger, c/w Rafter Hook | C&LTOOL | CALTCO T/A C&L TOOL CENTRE | MILWTM12FBS64-0 | CURRENT
002489193 | BANDSAW,PORTABLE | Milwaukee, M12 Fuel, 12V, 776mm Blade, 63.5 x 63.5mm Cut Capacity, Brushless Motor, Variable Speed Trigger, Dual-actuation Trigger, c/w Rafter Hook | MILWAUKE | MILWAUKEE POWER TOOLS | M12FBS64-0 | CURRENT
002489201 | SIGN | Crew on Line Lockable Tag, 90 x 43 x 1mm Al with 10mm Hole, Double Sided Class 2 Reflective, " DANGER CREW ON LINE" Sticker | BENNIC | BENNIC PTY LTD | COLTAG | CURRENT
002473023 | RELAY,PROTECTION | FW B4C, Fdr Mgt, Dir/Non-Dir OC, EF & SEF, 12/11 I/O, 24-32VDC Pwr, 1/5A CT, DNP3 over RS485 or LC Fibre Enet & IEC61850 | SCHNEIDR | SCHNEIDER PTY LTD (MANUFACTURER) | P142 91QBLM0B49L | CURRENT
002473031 | RELAY,PROTECTION | FW B4C, Fdr Mgt, Dir/Non-Dir OC, EF & SEF, 12/11 I/O, 48-110VDC Pwr, 1/5A CT, DNP3 over RS485 or LC Fibre Enet & IEC61850 | SCHNEIDR | SCHNEIDER PTY LTD (MANUFACTURER) | P142 21QBLM0B49L | CURRENT
002473049 | RELAY,PROTECTION | FW B4C, Fdr Mgt, Dir/Non-Dir OC, EF & SEF, 12/11 I/O, 110-250VDC Pwr, 1/5A CT, DNP3 over RS485 or LC Fibre Enet & IEC61850 | SCHNEIDR | SCHNEIDER PTY LTD (MANUFACTURER) | P142 31QBLM0B49L | CURRENT
002489227 | HARNESS,SAFETY,INDUSTRIAL | Full Body Dielectric EWP, Small, Confined Space Harness | HEIGHDYN | HEIGHT DYNAMICS | FH24 SMALL | CURRENT
002489235 | HARNESS,SAFETY,INDUSTRIAL | Full Body Dielectric EWP, Large, Confined Space Harness | HEIGHDYN | HEIGHT DYNAMICS | FH24 LARGE | CURRENT
002489243 | MOTOR,UNIVERSAL | Power Head, 18V, Milwaukee, M18 Fuel, Brushless Motor | C&LTOOL | CALTCO T/A C&L TOOL CENTRE | MILWTM18FOPH-0 | CURRENT
002489243 | MOTOR,UNIVERSAL | Power Head, 18V, Milwaukee, M18 Fuel, Brushless Motor | MILWAUKE | MILWAUKEE POWER TOOLS | M18FOPH-0 | CURRENT
002489243 | MOTOR,UNIVERSAL | Power Head, 18V, Milwaukee, M18 Fuel, Brushless Motor | C&LTOOL | CALTCO T/A C&L TOOL CENTRE | M18FOPH20 | CURRENT
002489250 | CHAINSAW | Pole Saw Attachment, M18 Fuel, 254mm Bar & Chain, QUIK-LOK Connection, Automatic Oiler, 124cm L | C&LTOOL | CALTCO T/A C&L TOOL CENTRE | MILWTM18FOPH-CSA | CURRENT
002489250 | CHAINSAW | Pole Saw Attachment, M18 Fuel, 254mm Bar & Chain, QUIK-LOK Connection, Automatic Oiler, 124cm L | MILWAUKE | MILWAUKEE POWER TOOLS | M18FOPH-CSA | CURRENT
002489268 | HANDLE,EXTENSION,CHAIN SAW | Milwaukee, M18 Fuel, Pole Saw Extension Bar Attachment, QUIK-LOK Coupler, 102cm L | C&LTOOL | CALTCO T/A C&L TOOL CENTRE | MILWTM18FOPH-EXA | CURRENT
002489268 | HANDLE,EXTENSION,CHAIN SAW | Milwaukee, M18 Fuel, Pole Saw Extension Bar Attachment, QUIK-LOK Coupler, 102cm L | MILWAUKE | MILWAUKEE POWER TOOLS | M18FOPH-EXA | CURRENT
002489276 | CHAIN,CHAINSAW | Milwaukee, M18 Fuel, 254mm, Replacement Chain to suit Pole Saw | C&LTOOL | CALTCO T/A C&L TOOL CENTRE | MILWA49162723 | CURRENT
002489276 | CHAIN,CHAINSAW | Milwaukee, M18 Fuel, 254mm, Replacement Chain to suit Pole Saw | MILWAUKE | MILWAUKEE POWER TOOLS | A49162723 | CURRENT
002489284 | CUTTER,WEED,WHIP | Milwaukee, M18 Fuel, Line Trimmer Attachment, 355-406mm Cutting Swath, QUIK-LOK Connection, 102cm L | C&LTOOL | CALTCO T/A C&L TOOL CENTRE | MILWTM18FOPH-LTA | CURRENT
002489284 | CUTTER,WEED,WHIP | Milwaukee, M18 Fuel, Line Trimmer Attachment, 355-406mm Cutting Swath, QUIK-LOK Connection, 102cm L | MILWAUKE | MILWAUKEE POWER TOOLS | M18FOPH-LTA | CURRENT
002489292 | FUSECARRIER | LV Fuse Holder, 100A max, Orange c/w House Number Id Plate, suits PFV100 & PFV100695 Base & Carrier Fuse Holders | SICAME | SICAME AUSTRALIA PTY LTD | PFIDPO | CURRENT
002489300 | ROPE,FIBROUS | 100m, Tower Rescue Rope, Blue, Sewn Eye on One End | HEIGHDYN | HEIGHT DYNAMICS | 100M TOWER RESCUE ROPE BLUE | CURRENT
002489318 | CONVERTER,DC TO DC | Mean Well DC-DC Converter, 30W 12V 2.5A, Input 40-160VDC Railway | MEANWELL | MEAN WELL ENTERPRISES CO., LTD (MAN) | RSD-30H-12 | CURRENT
000003427 | CIRCUIT BREAKER | MCB iC60H, 16A, 2 Pole, 415V AC 15kA C-Curve, 125V DC 15kA, 36 x 85 x 79mm, 35mm DIN Rail Mount | SCHNEIDR | SCHNEIDER PTY LTD (MANUFACTURER) | A9F54216 | CURRENT
002443596 | DISTRIBUTION BOX | Rittal 19" Panel Mounted Energy-Box, RAL 7035, DK 3U for DIN 43880 Components 22HP Max Capacity, UL94-V0 Plastic Cover c/w Extension Cover, CB not incl | RITTAL | RITTAL AUSTRALIA PTY LTD | DK7480.035 | CURRENT
002489334 | PLATFORM,POLE | Universal Insulated Composite Pole Platform, 850mm long (Small) with Rough Top Deck & Locking Mechanism, WLL 200kg | PENTA | PENTA AUST (TMAC THEW & MCCANN/HYLEC) | PA01831 | CURRENT
002489334 | PLATFORM,POLE | Universal Insulated Composite Pole Platform, 850mm long (Small) with Rough Top Deck & Locking Mechanism, WLL 200kg | THEWMCAN | TMAC THEW & MCCANN GROUP | TM01831 | CURRENT
002489342 | PIT,UTILITY | U/G Cable Link Box, Precast Concrete, c/w 2 Part Class D Cast Iron Cover | IPA | INFRASTRUCTURE PRODUCTS AUST P/L | SP22-288-ENERGEX ENERGY | CURRENT
002489359 | INSULATING COMPOUND,ELECTRICAL | DUSSEK R4M, Rosin Oil, Sets Thick, for Cable Boxes 33kV or Less, 16kg Pail | DUSSEK | DUSSEK (H&R GROUP) | DUSSEK R4M | CURRENT
002489367 | INSULATING COMPOUND,ELECTRICAL | GUROFLO-H2000, 1 Part Silicon, Oil Based Insulating Medium, for 11kV - 33kV Cable Boxes with XLPE Cables, 20L Drum | TECONN | TE CONNECTIVITY LTD | EN2309-000 / GUROFLO-H2000 | CURRENT
002489375 | CUTTER,BATTERY OPERATED | Klauke Cutter, Battery Hydraulic, 18V B/Tooth, Inline, 25mm max, Cu/Al/ACSR, Skin c/w M18 Makita/Milwaukee Battery Adaptor & Cutter Capacity Labels | TEN | THE ENERGY NETWORK | ESM25CFM-EQL | CURRENT
002489375 | CUTTER,BATTERY OPERATED | Klauke Cutter, Battery Hydraulic, 18V B/Tooth, Inline, 25mm max, Cu/Al/ACSR, Skin c/w M18 Makita/Milwaukee Battery Adaptor & Cutter Capacity Labels | KLAUKE | KLAUKE (MANUFACTURER) | ESM25CFM-EQL | CURRENT
002489383 | HOOK,SCREW | Test Probe Hook, 6mm, S/Steel, suit Teleperch Test Stick | PENTA | PENTA AUST (TMAC THEW & MCCANN/HYLEC) | PA21791 | CURRENT
002489383 | HOOK,SCREW | Test Probe Hook, 6mm, S/Steel, suit Teleperch Test Stick | HYLEC | HYLEC PTY LTD | 6MMSSTESTHK | CURRENT
002489391 | GLOVES | Inners, One size Fits All, 100% Knitted Cotton, Seamless Construction, Cream | DECO | DECO INDUSTRIAL GLOVES | EOLK | CURRENT
002489409 | GRIP,CABLE,JAW | Wire Grip, ABC 28-45mm Dia, 4 x 95-150mm2, WLL 1800kg | PENTA | PENTA AUST (TMAC THEW & MCCANN/HYLEC) | PA10080 | CURRENT
002489409 | GRIP,CABLE,JAW | Wire Grip, ABC 28-45mm Dia, 4 x 95-150mm2, WLL 1800kg | THEWMCAN | TMAC THEW & MCCANN GROUP | TM10080 | CURRENT
002489417 | LOUVRE,LIGHT | StreetLED3, for Reduced Road Reserve Width, suits StreetLED MkIII | SYLVANIA | SYLVANIA SCHREDER | JLC00006 | CURRENT
002489425 | FIXTURE,LIGHTING | LED 25W StreetLED3 (L25A 2K) 2K, Aeroscreen c/w NEMA PE Cell, Tilt Adaptor, Minor Road, EQTS 05-01-02 | SYLVANIA | SYLVANIA SCHREDER | JLC22BD15L25 | CURRENT
002489433 | JUNCTION BOX. | Adaptable, 300 x 200 x 152mm, Rigid PVC, Grey, Rect, Multi-Way, Surface Mtd, Screwed Lid c/w Sealing Gasket, Pack of 5 | REXEL | REXEL PTY LTD | CLI265/7GY | CURRENT
002489433 | JUNCTION BOX. | Adaptable, 300 x 200 x 152mm, Rigid PVC, Grey, Rect, Multi-Way, Surface Mtd, Screwed Lid c/w Sealing Gasket, Pack of 5 | CLIPSAL | GERARD INDUSTRIES QLD DIVSN P/L | CLI265/7GY | CURRENT
002458610 | HOIST,MANUAL LEVER | Operated Serial, Web Strap, 1 Ton Nominal Capacity, Ratchet & Pawl Type | TEN | THE ENERGY NETWORK | 35-A-1300-ANZ | CURRENT
002489441 | HOIST,MANUAL LEVER | Ratchet Webbing Strap Hoist, LugAll 2A, 2.9m Strap, 450/900kg WLL Single/Double Pull | LUGALL | LUG-ALL (MANUFACTURER) | 2-A-1300-ANZ | CURRENT
002489458 | HOIST,MANUAL LEVER | Ratchet Webbing Strap Hoist, LugAll 40A, 2.8m Strap, 900/1800kg WLL Single/Double Pull | LUGALL | LUG-ALL (MANUFACTURER) | 40-A-ANZ | CURRENT
002489466 | HOIST,MANUAL LEVER | Ratchet Webbing Strap Hoist, NGK Nagaki 1500P-EX, 3m Strap, 750/1500kg Single/ Double Pull (Not rated for lifting) | LUGALL | LUG-ALL (MANUFACTURER) | N-1500P-EX | CURRENT
002489474 | TERMINATION KIT,ELECTRICAL CABLE | Indoor, 11kV, 3Ph, 240mm2 Al, 3 Core XLPE, Heatshrink, Conductive Breakout Boot | TECONN | TE CONNECTIVITY LTD | AUST-SQB31 | CURRENT
002405048 | WRENCH,SPANNER | Turret, T-Bar to Suit "D" Head Holding Down Bolts | LEGEND | LEGEND POWER SYSTEMS | DB-TBSS | CURRENT
002489482 | PROBE,TELESCOPIC | Telescopic probe, hook and lead kit | PENTA | PENTA AUST (TMAC THEW & MCCANN/HYLEC) | PA22011 | CURRENT
002489482 | PROBE,TELESCOPIC | Telescopic probe, hook and lead kit | HYLEC | HYLEC PTY LTD | TELEPROBEKIT | CURRENT
002489490 | LEAD SET,TEST | 50m Earth Hand Reel | AMPLITUD | AMPLITUDE PTY LTD - 396777 | ER50 | CURRENT
002489508 | LEAD SET,TEST | Checksystem 2.3 Test Unit Bundled Lead Sets | PENTA | PENTA AUST (TMAC THEW & MCCANN/HYLEC) | PA22860 | CURRENT
002489508 | LEAD SET,TEST | Checksystem 2.3 Test Unit Bundled Lead Sets | HYLEC | HYLEC PTY LTD | BUNDLE10XMH02-200 | CURRENT
002489532 | SWITCH FUSE GEAR | 12kV, Schneider RM6, SF6 Insulated, I/D RMU, 2 x 630A Cable Switch, Disconnectors, 1 x 200A Transformer CB, (Type NE-IDI), IAC AFLR, ABB to be Free | SCHNEIDR | SCHNEIDER PTY LTD (MANUFACTURER) | RM6 NE-IDI REF 230110-12793119 | CURRENT
002489540 | TRANSFORMER,POWER | Groundmount, 132kV/11kV, 36/60MVA, 3Ph, HV Vertical RIP, 180 LV Plug, Mineral Oil Insul, ODAF, YND11, Vacuum OLTC 27 Tap Posn, F/S Radiator, MD100m, Reduced | WILSON | WILSON TRANSFORMER CO. PTY LTD | P2308 | CURRENT
002489557 | CLAMP,ELECTRICAL | Live Line, Eye Stem, 5-10mm Dia, use on Bail or Stirrup Clamp, EQTS 01-09-04 (scm) | VINNY | VINNY AUSTRALIA PTY LTD | HLC-100 | CURRENT
002476059 | RELAY,PROTECTION | FW B4D, 3 Bias Txf Diff, 5 Term, 24/32V DC Pwr, 24/250V DC Logic 24/16 IO 1/5A, 110V AC Input, Flush/60TE, DNP 100Base-FX, MM LC Enet & IEC61850 | SCHNEIDR | SCHNEIDER PTY LTD (MANUFACTURER) | P645 92QDLM0B49M | CURRENT
002489565 | MONITOR SYSTEM | Temperature, Fibre Optic, 24V DC, 15W, 8 Channel, ST Connectors, Dustcaps, Serial Port RS-485/422, Modbus, Analogs 4-20mA, Micro USB Console Port, | WILSON | WILSON TRANSFORMER CO. PTY LTD | 842-1049N10 | CURRENT
002489565 | MONITOR SYSTEM | Temperature, Fibre Optic, 24V DC, 15W, 8 Channel, ST Connectors, Dustcaps, Serial Port RS-485/422, Modbus, Analogs 4-20mA, Micro USB Console Port, | FISOTECH | FISO TECHNOLOGIES INC (MANUFACTURER) | EGD-BASE-08-MI0-A-Y00-STND | CURRENT
000030127 | RISER,CABLE RACK,EXTERNAL CURVE | 90 Deg, 600mm W, 60mm H, 300mm Rad, NEMA 12B Steel, Galv Steel | EZYSTRUT | EZYSTRUT CABLE & PIPE SUPPORTS | N1ER6003H | CURRENT
002489607 | RECTIFIER | 125/110V, suit Alpha Cordex Charger | ICS | ICS INDUSTRIES PTY LTD (ENERSYS) | 010-579-20-041 | CURRENT
002489631 | RECTIFIER | 48V, suit Alpha Cordex Charger | ICS | ICS INDUSTRIES PTY LTD (ENERSYS) | 010-566-20-040 | CURRENT
002489664 | RECTIFIER | 24V, suit Alpha Cordex Charger | ICS | ICS INDUSTRIES PTY LTD (ENERSYS) | 010-582-20-040 | CURRENT
002489672 | CABLE | CT Cable, 15m, All Voltages, suit Alpha Cordex Charger | ICS | ICS INDUSTRIES PTY LTD (ENERSYS) | 877-623-20-000 | CURRENT
002489680 | CABLE | Temperature Sensor Cable, 30m, All Voltages, suit Alpha Cordex Charger | ICS | ICS INDUSTRIES PTY LTD (ENERSYS) | 747-028-20-081 | CURRENT
002489698 | CONVERTER,DC TO DC | 110/32V, Helios | ICS | ICS INDUSTRIES PTY LTD (ENERSYS) | BAP419-110-32EH-T6203 | CURRENT
002489706 | CONVERTER,DC TO DC | 48/32V, Helios | ICS | ICS INDUSTRIES PTY LTD (ENERSYS) | BAP419-48-32EH-T6203 | CURRENT
002489714 | TRANSDUCER,ELECTRICAL | Current Transducer, HAT200, LEM, All Voltages, suit Alpha Cordex Charger | ICS | ICS INDUSTRIES PTY LTD (ENERSYS) | HAT200A | CURRENT
002489615 | CONTROLLER | 125/110V Cordex HP, suit Alpha Cordex Charger | ICS | ICS INDUSTRIES PTY LTD (ENERSYS) | 0180036-002 | CURRENT
002489623 | CONTROLLER | 125/110 HV-ADIO, suit Alpha Cordex Charger | ICS | ICS INDUSTRIES PTY LTD (ENERSYS) | 0180057-001 | CURRENT
002489649 | CONTROLLER | 48V or 24 Cordex HP, suit Alpha Cordex Charger | ICS | ICS INDUSTRIES PTY LTD (ENERSYS) | 0180046-001 | CURRENT
002489656 | CONTROLLER | 48V or 24V LV-ADIO, suit Alpha Cordex Charger | ICS | ICS INDUSTRIES PTY LTD (ENERSYS) | 0180039-002 | CURRENT
002489722 | COVER,TERMINAL | Extended, for E360 3Ph Watthour Meter | LANDIS | LANDIS GYR (AUST) PTY LTD | P100018290 | CURRENT
002489730 | COVER,TERMINAL | Standard, for E360 3Ph Watthour Meter | LANDIS | LANDIS GYR (AUST) PTY LTD | P100016750 | CURRENT
002489748 | MODEM,COMMUNICATIONS | E36C Modem, for E360 Meters LTE CATM1 Telstra | LANDIS | LANDIS GYR (AUST) PTY LTD | CM36MA101NS001YM | CURRENT
002489763 | TERMINAL BLOCK | Type PTME 4, Test Disconnect Terminal, 500V, 24A, Gray, 70.5 x 6.2 x 48.8mm, 35mm DIN Rail Mtg, Clip-on, 0.2-6mm2 Cond Size c/w Switch Lever Disconnect | PHOENIX | PHOENIX CONTACT PTY LTD | 3212139 | CURRENT
002489771 | END PLATE,TERMINAL BLOCK | D-PTME 4, End Cover, Gray, suit PTME 4 Terminal Block | PHOENIX | PHOENIX CONTACT PTY LTD | 3212167 | CURRENT
002489789 | PLUG | PAI-4-FIX-5/6 GY, Test Adapter Plug, 2mm Male to 4mm Banana Female, Gray, suit 10A, 250V Phoenix Terminals | PHOENIX | PHOENIX CONTACT PTY LTD | 3035982 | CURRENT
002489797 | TRANSFORMER,POWER | Groundmount, 33kV/11kV, 15/25MVA, 3Ph, HV Plug, 90 LV Plug, Mineral Oil Insul, ODAF, Dyn11, Vacuum OLTC 23 Tap Posn, Attached Radiator, MD100m, Reduced Sound | WILSON | WILSON TRANSFORMER CO. PTY LTD | P2307 | CURRENT
002489805 | TRANSFORMER,POWER | Groundmount, 33kV/11kV, 15/25MVA, 3Ph, HV Plug, 90 LV Plug, Natural Ester Insul, ODAF, Dyn11, Vacuum OLTC 23 Tap Posn, Attached Radiator, MD100m, Reduced | WILSON | WILSON TRANSFORMER CO. PTY LTD | P23XE | CURRENT
002430429 | CLAMP,ELECTRICAL | Insulating Blanket Peg, 25mm Spring Clamp, Quick Grip, Blue, HD Nylon | TEN | THE ENERGY NETWORK | PEG58100 | CURRENT
002430445 | CLAMP,ELECTRICAL | Insulating Blanket Peg, 75mm Spring Clamp, Quick Grip, Blue, HD Nylon | TEN | THE ENERGY NETWORK | PEG58300 | CURRENT
002489813 | GLOVES,ELECTRICAL WORKER'S | Electriflex Linemans, Class 3, 26.5kVAC, Size 8, Insulating Natural Rubber, Yellow/Black, Straight Cuff, 16" (400mm Lg) | TEN | THE ENERGY NETWORK | NG316YB-8 | CURRENT
002489821 | GLOVES,ELECTRICAL WORKER'S | Electriflex Linemans, Class 3, 26.5kVAC, Size 8.5, Insulating Natural Rubber, Yellow/Black, Straight Cuff, 16" (400mm Lg) | TEN | THE ENERGY NETWORK | NG316YB-8.5 | CURRENT
002489839 | GLOVES,ELECTRICAL WORKER'S | Electriflex Linemans, Class 3, 26.5kVAC, Size 9, Insulating Natural Rubber, Yellow/Black, Straight Cuff, 16" (400mm Lg) | TEN | THE ENERGY NETWORK | NG316YB-9 | CURRENT
002489847 | GLOVES,ELECTRICAL WORKER'S | Electriflex Linemans, Class 3, 26.5kVAC, Size 9.5, Insulating Natural Rubber, Yellow/Black, Straight Cuff, 16" (400mm Lg) | TEN | THE ENERGY NETWORK | NG316YB-9.5 | CURRENT
002489854 | GLOVES,ELECTRICAL WORKER'S | Electriflex Linemans, Class 3, 26.5kVAC, Size 10, Insulating Natural Rubber, Yellow/Black, Straight Cuff, 16" (400mm Lg) | TEN | THE ENERGY NETWORK | NG316YB-10 | CURRENT
002489862 | GLOVES,ELECTRICAL WORKER'S | Electriflex Linemans, Class 3, 26.5kVAC, Size 10.5, Insulating Natural Rubber, Yellow/Black, Straight Cuff, 16" (400mm Lg) | TEN | THE ENERGY NETWORK | NG316YB-10.5 | CURRENT
002489870 | GLOVES,ELECTRICAL WORKER'S | Electriflex Linemans, Class 3, 26.5kVAC, Size 11, Insulating Natural Rubber, Yellow/Black, Straight Cuff, 16" (400mm Lg) | TEN | THE ENERGY NETWORK | NG316YB-11 | CURRENT
002489888 | GLOVES,ELECTRICAL WORKER'S | Electriflex Linemans, Class 3, 26.5kVAC, Size 12, Insulating Natural Rubber, Yellow/Black, Straight Cuff, 16" (400mm Lg) | TEN | THE ENERGY NETWORK | NG316YB-12 | CURRENT
002489896 | ANTENNA | 5G LTE Compact Antenna, 698-3800MHz, 1.25m RG58/SMA(M) | RFIND | RF INDUSTRIES | CSM700-1.25M-SMA | CURRENT
002489904 | ANTENNA | 5G LTE Collinear Antenna, Black, 7.5dBi, 698-3800MHz, 1160mm Lg, 5m RG58/SMA(M) | RFIND | RF INDUSTRIES | CD8197-B | CURRENT
002489912 | ANTENNA | LTE LPDA Directional Antenna, Enclosed, 11dBi, 698-4000MHz, 0.3m RG141/N(F) | RFIND | RF INDUSTRIES | LPDA7040-11-0.3NF | CURRENT
000104361 | BAG,PLASTIC | Pallet Bag, Clear, 1245 x 1195 x 1850mm, 100um, Roll (25 bags per roll) | ABSORBEN | ABSORB ENVIROMENTAL SOLUTIONS | AES_P_BAG | CURRENT
002402101 | INSULATING COMPOUND,ELECTRICAL | DUSSEK R4, Rosin Oil, Semi Fluid Cable Compound, 25L, 20kg Drum | DUSSEK | DUSSEK (H&R GROUP) | DUSSEK R4 | CURRENT
002466852 | CABLE,POWER,ELECTRICAL | 0.6/1kV, 1C, 70mm2 Cu/X-HF-90 Insul/ HFS-90-TP Bedding/DBT/HFS-90-TP, Black Sheath, Red Insul, 100m Wood Wood Drum, JTS 03-01-08 | MIDLANDS | MIDLAND METALS | MMO-1X70CUXDBTHFSNJHFSRD/BLK | CURRENT
002466860 | CABLE,POWER,ELECTRICAL | 0.6/1kV, 1C, 70mm2 Cu/X-HF-90 Insul/ HFS-90-TP Bedding/DBT/HFS-90-TP, Black Sheath, Black Insul, 100m Wood Wood Drum, JTS 03-01-08 | MIDLANDS | MIDLAND METALS | MMO-1X70CUXDBTHFSNJHFSBLK/BLK | CURRENT
002466878 | CABLE,POWER,ELECTRICAL | 0.6/1kV, 2C, 50mm2 Cu/X-HF-90 Insul/ HFS-90-TP Bedding/DBT/HFS-90-TP, Black Sheath, Red & Black Insul, 100m Wood Drum, JTS 03-01-08 | MIDLANDS | MIDLAND METALS | MMO-2X50 CU X DBT HFS NJ HFS | CURRENT
002489938 | METER,WATTHOUR | Mk10A CT, 800/5 CT Ratio, 3Ph, 4 Wire, 230V, 5-20A, Class 1, Bottom Connect | EDMI | EDMI PTY LTD | 1A12-1H11-27-F11-201030-3 | CURRENT
002489946 | METER,WATTHOUR | Mk10A CT, 1500/5 CT Ratio, 3Ph, 4 Wire, 230V, 5-20A, Class 1, Bottom Connect | EDMI | EDMI PTY LTD | 1A12-1H11-27-F11-201030-3 | CURRENT
002489953 | CIRCUIT BREAKER | MCB, Acti9, C60H-DC, 2A, 2 Pole, 500VDC, 6kA, C-Curve | SCHNEIDR | SCHNEIDER PTY LTD (MANUFACTURER) | A9N61522 | CURRENT
002489953 | CIRCUIT BREAKER | MCB, Acti9, C60H-DC, 2A, 2 Pole, 500VDC, 6kA, C-Curve | HAYMANS | HAYMANS ELECTRICAL | A9N61522 | CURRENT
002489961 | CIRCUIT BREAKER | MCB, Acti9, C60H-DC, 4A, 2 Pole, 500VDC, 6kA, C-Curve | SCHNEIDR | SCHNEIDER PTY LTD (MANUFACTURER) | A9N61524 | CURRENT
002489961 | CIRCUIT BREAKER | MCB, Acti9, C60H-DC, 4A, 2 Pole, 500VDC, 6kA, C-Curve | HAYMANS | HAYMANS ELECTRICAL | A9N61524 | CURRENT
002489979 | CIRCUIT BREAKER | MCB C60H-DC, 6A, 2 Pole, 500V DC, C-Curve | SCHNEIDR | SCHNEIDER PTY LTD (MANUFACTURER) | SCH-A9N61526 | CURRENT
002489987 | CIRCUIT BREAKER | MCB C60H-DC, 10A, 2 Pole, 500V DC, C-Curve | SCHNEIDR | SCHNEIDER PTY LTD (MANUFACTURER) | SCH-A9N61528 | CURRENT
002489995 | CIRCUIT BREAKER | MCB C60H-DC, 16A, 2 Pole, 500V DC, C-Curve | SCHNEIDR | SCHNEIDER PTY LTD (MANUFACTURER) | SCH-A9N61531 | CURRENT
002490001 | CIRCUIT BREAKER | MCB C60H-DC, 20A, 2 Pole, 500V DC, C-Curve | SCHNEIDR | SCHNEIDER PTY LTD (MANUFACTURER) | SCH-A9N61532 | CURRENT
002490019 | CIRCUIT BREAKER | MCB C60H-DC, 25A, 2 Pole, 500V DC, C-Curve | SCHNEIDR | SCHNEIDER PTY LTD (MANUFACTURER) | SCH-A9N61533 | CURRENT
002490027 | CIRCUIT BREAKER | MCB C60H-DC, 32A, 2 Pole, 500V DC, C-Curve | SCHNEIDR | SCHNEIDER PTY LTD (MANUFACTURER) | SCH-A9N61535 | CURRENT
002490035 | CIRCUIT BREAKER | MCB C60H-DC, 40A, 2 Pole, 500V DC, C-Curve | SCHNEIDR | SCHNEIDER PTY LTD (MANUFACTURER) | SCH-A9N61537 | CURRENT
002490043 | CIRCUIT BREAKER | MCB C60H-DC, 50A, 2 Pole, 500V DC, C-Curve | SCHNEIDR | SCHNEIDER PTY LTD (MANUFACTURER) | SCH-A9N61538 | CURRENT
002490050 | CIRCUIT BREAKER | MCB C60H-DC, 63A, 2 Pole, 500V DC, C-Curve | SCHNEIDR | SCHNEIDER PTY LTD (MANUFACTURER) | SCH-A9N61539 | CURRENT
002490167 | RECEIVER,RIPPLE CONTROL | R1100, 1042Hz, SE-R, Program 801-808, Decabit, T33/T33other/T31, c/w 1 x Switch Fitted R1 | LANDIS | LANDIS GYR (AUST) PTY LTD | R1100200NNXXXNNEQ 801-808 | CURRENT
002490175 | RECEIVER,RIPPLE CONTROL | R1100, 1042Hz, SE-R, Program 809-810, Decabit, T31/T31/T31 c/w 3 x Switches Fitted R1/R2/R3 | LANDIS | LANDIS GYR (AUST) PTY LTD | R1100200NNXXXNNEQ 809-810 | CURRENT
002490183 | RECEIVER,RIPPLE CONTROL | R1100, 1042Hz, SE-R, Program 811-813, Decabit, T33/T33/T33 c/w 3 x Switches Fitted R1/R2/R3 | LANDIS | LANDIS GYR (AUST) PTY LTD | R1100200NNXXXNNEQ 811-813 | CURRENT
002490191 | RECEIVER,RIPPLE CONTROL | R1100, 1042Hz, SE-R, Program 814, Decabit, T31/T31/T33 c/w 3 x Switches Fitted R1/R2/R3 | LANDIS | LANDIS GYR (AUST) PTY LTD | R1100200NNXXXNNEQ 814 | CURRENT
002490209 | RECEIVER,RIPPLE CONTROL | R1100, 1042Hz, SE-R, Program 815, Decabit, T33/T33/T31 c/w 3 x Switches Fitted R1/R2/R3 | LANDIS | LANDIS GYR (AUST) PTY LTD | R1100200NNXXXNNEQ 815 | CURRENT
002490217 | RECEIVER,RIPPLE CONTROL | R1100, 1042Hz, SE-M, Program 901-908, Decabit, T33/T33other/T31, c/w 1 x Switch Fitted R1 | LANDIS | LANDIS GYR (AUST) PTY LTD | R1100200NNXXXNNEQ 901-908 | CURRENT
002490225 | RECEIVER,RIPPLE CONTROL | R1100, 1042Hz, SE-M, Program 909-910, Decabit, T31/T31/T31 c/w 3 x Switches Fitted R1/R2/R3 | LANDIS | LANDIS GYR (AUST) PTY LTD | R1100200NNXXXNNEQ 909-910 | CURRENT
002490233 | RECEIVER,RIPPLE CONTROL | R1100, 1042Hz, SE-M, Program 911-913, Decabit, T33/T33/T33 c/w 3 x Switches Fitted R1/R2/R3 | LANDIS | LANDIS GYR (AUST) PTY LTD | R1100200NNXXXNNEQ 911-913 | CURRENT
002490241 | RECEIVER,RIPPLE CONTROL | R1100, 1042Hz, SE-M, Program 914, Decabit, T31/T31/T33 c/w 3 x Switches Fitted R1/R2/R3 | LANDIS | LANDIS GYR (AUST) PTY LTD | R1100200NNXXXNNEQ 914 | CURRENT
002490258 | RECEIVER,RIPPLE CONTROL | R1100, 1042Hz, SE-M, Program 915, Decabit, T33/T33/T31 c/w 3 x Switches Fitted R1/R2/R3 | LANDIS | LANDIS GYR (AUST) PTY LTD | R1100200NNXXXNNEQ 915 | CURRENT
002490266 | RECEIVER,RIPPLE CONTROL | R1100, Program 001, Blank Relay, No Switches or Stickers (Lab Program Only), Supplied with Plant Number | LANDIS | LANDIS GYR (AUST) PTY LTD | R1100200NNXXXNNEQ 001 | CURRENT
000711614 | GUARD | Earth HV SWER, 3m Lg, 1x 3m Length of 20mm Galv Screwed Conduit Covered with 20mm PVC Black Flexible Conduit (P10) (scm) | TYCO | TYCO | EG300020 | CURRENT
000711614 | GUARD | Earth HV SWER, 3m Lg, 1x 3m Length of 20mm Galv Screwed Conduit Covered with 20mm PVC Black Flexible Conduit (P10) (scm) | PLP AUST | PREFORMED LINE PRODUCTS (AUST) | D-EG300020 | CURRENT
000711614 | GUARD | Earth HV SWER, 3m Lg, 1x 3m Length of 20mm Galv Screwed Conduit Covered with 20mm PVC Black Flexible Conduit (P10) (scm) | RMSRVR | RMS (RIVERSLEIGH MANAGEMENT SERVICES) | 711614 | CURRENT
002400124 | BOLT,MACHINE | M10 x 65mm, Hex, Galv c/w Galv Hex Nut, Aust Std (P100) | SEWELFRG | GREG SEWELL FORGINGS PTY LTD | 2400124 | CURRENT
002490274 | LIFTER,MANHOLE COVER | Gatic lifting kit, 2 x Long Handle Lid Lifters 1 x D (Short) Handle Lifter (Seal Cracker) 1 x Spanner, 1 x Scraper Knife, 2 x Roller Pipes, c/w Carry Bag | GATIC |  | GM374LHP | CURRENT
002490282 | LIGHT UNIT,PORTABLE | Milwaukee, Pivoting Area Light, 12V LED, 700 Lumens, 2.1A USB Output | MILWAUKE | MILWAUKEE POWER TOOLS | M12PAL | CURRENT
002490290 | GLOVES,ELECTRICAL WORKER'S | Salisbury Honeywell, Class 00, 500VAC, Size 7, Insulating Natural Rubber, Red, Straight Cuff, 280mm (11") Lg, ASTM D120 - 02A | TEN | THE ENERGY NETWORK | E0011R-7 | CURRENT
002490290 | GLOVES,ELECTRICAL WORKER'S | Salisbury Honeywell, Class 00, 500VAC, Size 7, Insulating Natural Rubber, Red, Straight Cuff, 280mm (11") Lg, ASTM D120 - 02A | SALSBURY | SALISBURY (MANUFACTURER) | E0011R-7 | CURRENT
002490308 | GLOVES,ELECTRICAL WORKER'S | Salisbury Honeywell, Class 00, 500VAC, Size 8, Insulating Natural Rubber, Red, Straight Cuff, 280mm (11") Lg, ASTM D120 - 02A | TEN | THE ENERGY NETWORK | E0011R-8 | CURRENT
002490308 | GLOVES,ELECTRICAL WORKER'S | Salisbury Honeywell, Class 00, 500VAC, Size 8, Insulating Natural Rubber, Red, Straight Cuff, 280mm (11") Lg, ASTM D120 - 02A | SALSBURY | SALISBURY (MANUFACTURER) | E0011R-8 | CURRENT
002490316 | GLOVES,ELECTRICAL WORKER'S | Salisbury Honeywell, Class 00, 500VAC, Size 8.5, Insulating Natural Rubber, Red, Straight Cuff, 280mm (11") Lg, ASTM D120 - 02A | TEN | THE ENERGY NETWORK | E0011R-8H | CURRENT
002490316 | GLOVES,ELECTRICAL WORKER'S | Salisbury Honeywell, Class 00, 500VAC, Size 8.5, Insulating Natural Rubber, Red, Straight Cuff, 280mm (11") Lg, ASTM D120 - 02A | SALSBURY | SALISBURY (MANUFACTURER) | E0011R-8H | CURRENT
002490324 | GLOVES,ELECTRICAL WORKER'S | Salisbury Honeywell, Class 00, 500VAC, Size 9, Insulating Natural Rubber, Red, Straight Cuff, 280mm (11") Lg, ASTM D120 - 02A | TEN | THE ENERGY NETWORK | E0011R-9 | CURRENT
002490324 | GLOVES,ELECTRICAL WORKER'S | Salisbury Honeywell, Class 00, 500VAC, Size 9, Insulating Natural Rubber, Red, Straight Cuff, 280mm (11") Lg, ASTM D120 - 02A | SALSBURY | SALISBURY (MANUFACTURER) | E0011R-9 | CURRENT
002490332 | GLOVES,ELECTRICAL WORKER'S | Salisbury Honeywell, Class 00, 500VAC, Size 9.5, Insulating Natural Rubber, Red, Straight Cuff, 280mm (11") Lg, ASTM D120 - 02A | TEN | THE ENERGY NETWORK | E0011R-9H | CURRENT
002490332 | GLOVES,ELECTRICAL WORKER'S | Salisbury Honeywell, Class 00, 500VAC, Size 9.5, Insulating Natural Rubber, Red, Straight Cuff, 280mm (11") Lg, ASTM D120 - 02A | SALSBURY | SALISBURY (MANUFACTURER) | E0011R-9H | CURRENT
002490340 | GLOVES,ELECTRICAL WORKER'S | Salisbury Honeywell, Class 00, 500VAC, Size 10, Insulating Natural Rubber, Red, Straight Cuff, 280mm (11") Lg, ASTM D120 - 02A | TEN | THE ENERGY NETWORK | E0011R-10 | CURRENT
002490340 | GLOVES,ELECTRICAL WORKER'S | Salisbury Honeywell, Class 00, 500VAC, Size 10, Insulating Natural Rubber, Red, Straight Cuff, 280mm (11") Lg, ASTM D120 - 02A | SALSBURY | SALISBURY (MANUFACTURER) | E0011R-10 | CURRENT
002490357 | GLOVES,ELECTRICAL WORKER'S | Salisbury Honeywell, Class 00, 500VAC, Size 10.5, Insulating Natural Rubber, Red, Straight Cuff, 280mm (11") Lg, ASTM D120 - 02A | TEN | THE ENERGY NETWORK | E0011R-10H | CURRENT
002490357 | GLOVES,ELECTRICAL WORKER'S | Salisbury Honeywell, Class 00, 500VAC, Size 10.5, Insulating Natural Rubber, Red, Straight Cuff, 280mm (11") Lg, ASTM D120 - 02A | SALSBURY | SALISBURY (MANUFACTURER) | E0011R-10H | CURRENT
002490365 | GLOVES,ELECTRICAL WORKER'S | Salisbury Honeywell, Class 00, 500VAC, Size 11, Insulating Natural Rubber, Red, Straight Cuff, 280mm (11") Lg, ASTM D120 - 02A | TEN | THE ENERGY NETWORK | E0011R-11 | CURRENT
002490365 | GLOVES,ELECTRICAL WORKER'S | Salisbury Honeywell, Class 00, 500VAC, Size 11, Insulating Natural Rubber, Red, Straight Cuff, 280mm (11") Lg, ASTM D120 - 02A | SALSBURY | SALISBURY (MANUFACTURER) | E0011R-11 | CURRENT
002490381 | RELAY,ELECTROMAGNETIC | DR4---D048, High Speed Tripping Relay, 48VDC Coil, 4 C/O Contacts, Plug-In, u/w Smitt V23 DIN 35mm Rail Base | RMSPROD | RMS PRODUCTS (RELAY MONITORING SYSTEMS) | DR4---D048 | CURRENT
002490399 | CIRCUIT BREAKER SUBASSEMBLY | Full DC Buffer & Converter Kit, Plugable HV & LV Separate Earthing | WEBER | WEBER SOUTH PACIFIC PTY LTD | MF135243EQ01-K3 | PURCHASE AS REQUIRED
002490407 | MODEM,COMMUNICATIONS | 4G ECR GE Modem, GNSS, 1 Eth, 1 Serial, 10-60VDC, 5.3 x 10.9 x 11.7cm | CSEUNI | CSE UNISERVE PTY LTD | ECR4GDNNNNNS1S3AUUNNC | CURRENT
002490423 | MODEM,COMMUNICATIONS | 4G MCR GE Modem, GNSS, 4 Eth, 2 Serial, 10-60VDC, 4.5 x 20.3 x 12.2cm | CSEUNI | CSE UNISERVE PTY LTD | MXCX4GDNNNNNNS3AGSUNC | PURCHASE AS REQUIRED
002490449 | MODEM,COMMUNICATIONS | 4G MCR GE Modem, GNSS, 2 Eth, 2 Serial, 1 SFP, 10-60VDC, 4.5 x 20.3 x 12.2cm | CSEUNI | CSE UNISERVE PTY LTD | MXCX4GDNNNNNNS5ANSUNC | PURCHASE AS REQUIRED
002490456 | RELAY,PROTECTION | FW 7.32, Line Diff 2 Ended with Volts, 24-48V DC Pwr, 24/250V DC Logic 20/14 IO, 1/5A CT, 24/240V VT, 820nm, DNP3 100Base-FX, MM LC Ethernet | CSEUNI | CSE UNISERVE PTY LTD | L90UA3HKLF8LH6PS6TU6TW76 | CURRENT
002490464 | RELAY,PROTECTION | FW 7.32, Line Diff 2 Ended with Volts, 125-250V DC Pwr, 24/250V DC Logic 20/14 IO, 1/5A CT, 24/240V VT, 820nm, DNP3 100Base-FX, MM LC Ethernet | CSEUNI | CSE UNISERVE PTY LTD | L90UA3HKHF8LH6PS6TU6TW76 | CURRENT
002490472 | RELAY,PROTECTION | FW 7.32, Line Diff 3 Ended with Volts, 24-48V DC Pwr, 24/250V DC Logic 20/14 IO, 1/5A CT, 24/240V VT, 820nm, DNP3 100Base-FX, MM LC Ethernet | CSEUNI | CSE UNISERVE PTY LTD | L90UA3HKLF8LH6PS6TU6TW77 | CURRENT
002490480 | RELAY,PROTECTION | FW 7.32, Line Diff 3 Ended with Volts, 125-250V DC Pwr, 24/250V DC Logic 20/14 IO, 1/5A CT, 24/240V VT, 820nm, DNP3 100Base-FX, MM LC Ethernet | CSEUNI | CSE UNISERVE PTY LTD | L90UA3HKHF8LH6PS6TU6TW77 | CURRENT
002490498 | RELAY,PROTECTION | FW 7.32, Line Diff 2 Ended with Volts, 24-48V DC Pwr, 24/250V DC Logic 20/14 IO, 1/5A CT, 24/240V VT, 1300nm, DNP3 100Base-FX, MM LC Ethernet | CSEUNI | CSE UNISERVE PTY LTD | L90UA3HKLF8LH6PS6TU6TW7D | CURRENT
002490506 | RELAY,PROTECTION | FW 7.32, Line Diff 2 Ended with Volts, 125-250V DC Pwr, 24/250V DC Logic 20/14 IO, 1/5A CT, 24/240V VT, 1300nm, DNP3 100Base-FX, MM LC Ethernet | CSEUNI | CSE UNISERVE PTY LTD | L90UA3HKHF8LH6PS6TU6TW7D | CURRENT
002490514 | RELAY,PROTECTION | FW 7.32, Line Diff 3 Ended with Volts, 24-48V DC Pwr, 24/250V DC Logic 20/14 IO, 1/5A CT, 24/240V VT, 1300nm, DNP3 100Base-FX, MM LC Ethernet | CSEUNI | CSE UNISERVE PTY LTD | L90UA3HKLF8LH6PS6TU6TW7K | CURRENT
002490522 | RELAY,PROTECTION | FW 7.32, Line Diff 3 Ended with Volts, 125-250V DC Pwr, 24/250V DC Logic 20/14 IO, 1/5A CT, 24/240V VT, 1300nm, DNP3 100Base-FX, MM LC Ethernet | CSEUNI | CSE UNISERVE PTY LTD | L90UA3HKHF8LH6PS6TU6TW7K | CURRENT
002490530 | BLOWER,ELECTRIC,PORTABLE | M12 Milwaukee, Blower, c/w 3 nozzles, Tool Only | MILWAUKE | MILWAUKEE POWER TOOLS | M12BBL-0 | CURRENT
002490548 | PUMP | M12 Milwaukee, Stick Transfer Pump | MILWAUKE | MILWAUKEE POWER TOOLS | M12BSTP0 | CURRENT
002490555 | HOSE,NONMETALLIC | Hose Kit, suits Milwaukee Stick Transfer Pump, c/w 5m Clear PVC Hose 19mm, 1 x Hose Clamp 17-32mm, 1 x Hose Tail 3/4F to 3/4M Tail | C&LTOOL | CALTCO T/A C&L TOOL CENTRE | HOSEKITM12BSTP0 | CURRENT
002490571 | INTERRUPTER,VACUUM | WL-35119B Vacuum Interrupter, 12kV 25kA 1250A | EATON | EATON ELECTRIC SYSTEMS PTY LTD | WL-35119B | CURRENT
002490613 | POLYURETHANE COATING | Cabot's Clear Satin Exterior Spray, 300g Marine Grade Polyurethane, Oil Based | AMPLITUD | AMPLITUDE PTY LTD - 396777 | 1520268 | CURRENT
002490647 | PLATE,MOUNTING | 19" Rack Mounting Plate 3U, Hinged Label u/w Phoenix PT6-T Test Terminals | B&R | B&R ENCLOSURES | XB-617970/2 | CURRENT
002490696 | LABEL | Terminal Marker, 10 Section Horizontal, Numbers 1-10, suits Phoenix PT6-T (10mm Terminal) (P10) | PHOENIX | PHOENIX CONTACT PTY LTD | 4017918785444 | CURRENT
002490704 | LABEL | Terminal Marker, 10 Section Horizontal, Numbers 11-20, suits Phoenix PT6-T (10mm Terminal) (P10) | PHOENIX | PHOENIX CONTACT PTY LTD | 4017918785468 | CURRENT
002490712 | LABEL | Terminal Marker, 10 Section Horizontal, Numbers 21-30, suits Phoenix PT6-T (10mm Terminal) (P10) | PHOENIX | PHOENIX CONTACT PTY LTD | 4017918785178 | CURRENT
002490720 | LABEL | Terminal Marker, 10 Section Horizontal, Numbers 31-40, suits Phoenix PT6-T (10mm Terminal) (P10) | PHOENIX | PHOENIX CONTACT PTY LTD | 4017918785574 | CURRENT
002490738 | LABEL | Terminal Marker, 10 Section Horizontal, Numbers 41-50, suits Phoenix PT6-T (10mm Terminal) (P10) | PHOENIX | PHOENIX CONTACT PTY LTD | 4017918785567 | CURRENT
002490746 | BOOK,RECORD | A4 Booklet, Carbon Copy, Digitial Meter Installation Defect Report Booklet | PERFORM | PERFORMANCE SUPPLIES QLD | YURIKA DEFECT BOOK | CURRENT
002490753 | RIBBON,FLAGGING,SURVEYORS | Tape, Blue, Non-Biodegradable, 75m x 25mm | RMSRVR | RMS (RIVERSLEIGH MANAGEMENT SERVICES) | 2490753 | CURRENT
000446337 | LETTER,SIGN | (G), Pressed Al, Plain, Dwg 22-A4-200 Rev B | METALTI | METAL-TECH INDUSTRIES (TRADE POLISHERS) | LETTER G | CURRENT
000446345 | LETTER,SIGN | (H), Pressed Al, Plain, Dwg 22-A4-200 Rev B | METALTI | METAL-TECH INDUSTRIES (TRADE POLISHERS) | LETTER H | CURRENT
000446353 | LETTER,SIGN | (J), Pressed Al, Plain, Dwg 22-A4-200 Rev B | METALTI | METAL-TECH INDUSTRIES (TRADE POLISHERS) | LETTER J | CURRENT
000446361 | LETTER,SIGN | (K), Pressed Al, Plain, Dwg 22-A4-200 Rev B | METALTI | METAL-TECH INDUSTRIES (TRADE POLISHERS) | LETTER K | CURRENT
000446388 | LETTER,SIGN | (L), Pressed Al, Plain, Dwg 22-A4-200 Rev B (P100) | METALTI | METAL-TECH INDUSTRIES (TRADE POLISHERS) | LETTER L | CURRENT
000446396 | LETTER,SIGN | (M), Pressed Al, Plain, Dwg 22-A4-200 Rev B (P100) | METALTI | METAL-TECH INDUSTRIES (TRADE POLISHERS) | LETTER M | CURRENT
000446418 | LETTER,SIGN | (N), Pressed Al, Plain, Dwg 22-A4-200 Rev B | METALTI | METAL-TECH INDUSTRIES (TRADE POLISHERS) | LETTER N | CURRENT
000446426 | LETTER,SIGN | (P), Pressed Al, Plain, Dwg 22-A4-200 Rev B | METALTI | METAL-TECH INDUSTRIES (TRADE POLISHERS) | LETTER P | CURRENT
000446434 | LETTER,SIGN | (R), Pressed Al, Plain, Dwg 22-A4-200 Rev B | METALTI | METAL-TECH INDUSTRIES (TRADE POLISHERS) | LETTER R | CURRENT
000446442 | LETTER,SIGN | (S), Pressed Al, Plain, Dwg 22-A4-200 Rev B (P100) | METALTI | METAL-TECH INDUSTRIES (TRADE POLISHERS) | LETTER S | CURRENT
000446469 | LETTER,SIGN | (T), Pressed Al, Plain, Dwg 22-A4-200 Rev B | METALTI | METAL-TECH INDUSTRIES (TRADE POLISHERS) | LETTER T | CURRENT
000446477 | LETTER,SIGN | (U), Pressed Al, Plain, Dwg 22-A4-200 Rev B | METALTI | METAL-TECH INDUSTRIES (TRADE POLISHERS) | LETTER U | CURRENT
000446485 | LETTER,SIGN | (V), Pressed Al, Plain, Dwg 22-A4-200 Rev B | METALTI | METAL-TECH INDUSTRIES (TRADE POLISHERS) | LETTER V | CURRENT
000446493 | LETTER,SIGN | (W), Pressed Al, Plain, Dwg 22-A4-200 Rev B (P100) | METALTI | METAL-TECH INDUSTRIES (TRADE POLISHERS) | LETTER W | CURRENT
000446497 | LETTER,SIGN | (X), Pressed Al, Plain, Dwg 22-A4-200 Rev B | METALTI | METAL-TECH INDUSTRIES (TRADE POLISHERS) | LETTER X | CURRENT
000446507 | LETTER,SIGN | (Y), Pressed Al, Plain, Dwg 22-A4-200 Rev B | METALTI | METAL-TECH INDUSTRIES (TRADE POLISHERS) | LETTER Y | CURRENT
002401613 | LETTER,SIGN | (I), Pressed Al, Plain, Dwg 22-A4-200 Rev B | METALTI | METAL-TECH INDUSTRIES (TRADE POLISHERS) | LETTER I | CURRENT
002401614 | LETTER,SIGN | (Q), Pressed Al, Plain, Dwg 22-A4-200 Rev B | METALTI | METAL-TECH INDUSTRIES (TRADE POLISHERS) | LETTER Q | CURRENT
002401615 | LETTER,SIGN | (Z), Pressed Al, Plain, Dwg 22-A4-200 Rev B | METALTI | METAL-TECH INDUSTRIES (TRADE POLISHERS) | LETTER Z | CURRENT
002490761 | SWITCHGEAR | RMU, 12kV, 630A, SafePlus VVFV, Non-extensible, Motorized, IAC: AFLR 20kA/1s, in IP54 Outdoor Enclosure S/Steel Gde 316 c/w CTs & VTs | ABB | ABB FAN PTY LTD | ERG-VVFV-BESS-12 | CURRENT
002490779 | SWITCHGEAR | RMU, 24kV, 630A, SafePlus VVFV, Non-extensible, Motorized, IAC: AFLR 20kA/1s, in IP54 Outdoor Enclosure S/Steel Gde 316 c/w CTs & VTs | ABB | ABB FAN PTY LTD | ERG-VVFV-BESS-24 | CURRENT
002490795 | PORTABLE EARTHING DEVICE | 3 Ph Ganged Earth, Hazemeyer RMU Ganged, 14.4kA/0.5sec | AMPLITUD | AMPLITUDE PTY LTD - 396777 | EQ3PGANGED | PURCHASE AS REQUIRED
002490795 | PORTABLE EARTHING DEVICE | 3 Ph Ganged Earth, Hazemeyer RMU Ganged, 14.4kA/0.5sec | EATON | EATON ELECTRIC SYSTEMS PTY LTD | EQ3PGANGED | PURCHASE AS REQUIRED
002490803 | CONTROL BOX | CL7, 1 Ph Control, S/Steel c/w 15m Control Cable, RJ45 Ethernet Comms Module & 13.5V DC Modem Power Supply Module | EATON | EATON ELECTRIC SYSTEMS PTY LTD | 5771580000TD500B10 | CURRENT
002490829 | MODULE | CL7, Circuit Board, Serial FO ST w/o B-BD | EATON | EATON ELECTRIC SYSTEMS PTY LTD | 57E0003X24G10 | CURRENT
002490837 | HAIRNET | Disposable, Polypropylene, White, Crimpe Beret Style Box of 1000 | ATOMSUPP | ATOM SUPPLY | 79913330 | CURRENT
002490845 | SPECTACLES,INDUSTRIAL | SafeStyle Fusions, Black Frame, Tinted, Medium Impact, PC Frame & Lens, UV400 99.95% UV Protection, AS/NZS 1337.1:2010 | ATOMSUPP | ATOM SUPPLY | 40030263 | CURRENT
002490852 | DIE,CRIMPING TOOL | Compression, 12T, "6" Profile, CEC15035 Copper Connector, 95-120mm2 | TEN | THE ENERGY NETWORK | K12-U997 | CURRENT
002490894 | SWITCHGEAR | RMU, 12kV, 630A, 25kA/3s, SafePlus CCV, LHS/RHS Extensible, Non-Motorized C Modules, Motorized V Module, Internal Arc Class AFLR 20kA/1s, w/o Protection | ABB | ABB FAN PTY LTD | 5822201 | CURRENT
002490902 | SWITCHGEAR | RMU, 12kV, 630A, 25kA/3s, SafePlus CCCV, LHS/RHS Extensible, Non-Motorized C Modules, Motorized V Module, Internal Arc Class AFLR 20kA/1s, w/o Protection | ABB | ABB FAN PTY LTD | 5822202 | CURRENT
002490910 | SWITCHGEAR | RMU, 12kV, 630A, 25kA/3s, SafePlus CCVV, LHS/RHS Extensible, Non-Motorized C Modules, Motorized V Modules, Internal Arc Class AFLR 20kA/1s, w/o Protection | ABB | ABB FAN PTY LTD | 5822203 | CURRENT
002490928 | TRANSFORMER,VOLTAGE | RMU, 12 kV, 630A, 25kA/3s, ABB SafePlus M Module, LHS/RHS Joining Kit, Internal Arc Classification AFL 20kA/1s, Block Type VTs - JDZX10-10C1-A 11kV/v3:110/ | ABB | ABB FAN PTY LTD | 5822204 | CURRENT
002490936 | SWITCHGEAR | RMU, 24kV, 630A, 20kA/3s, SafePlus CCV, LHS/RHS Extensible, Non-Motorized C Modules, Motorized V Module, Internal Arc Class AFLR 20kA/1s, w/o Protection | ABB | ABB FAN PTY LTD | 5822205 | CURRENT
002490944 | SWITCHGEAR | RMU, 24kV, 630A, 20kA/3s, SafePlus CCCV, LHS/RHS Extensible, Non-Motorized C Modules, Motorized V Module, Internal Arc Class AFLR 20kA/1s, w/o Protection | ABB | ABB FAN PTY LTD | 5822206 | CURRENT
002490951 | SWITCHGEAR | RMU, 24kV, 630A, 20kA/3s, SafePlus CCVV, LHS/RHS Extensible, Non-Motorized C Modules, Motorized V Modules, Internal Arc Class AFLR 20kA/1s, w/o Protection | ABB | ABB FAN PTY LTD | 5822207 | CURRENT
002490969 | TRANSFORMER,VOLTAGE | RMU, 24 kV, 630A, 20kA/3s, ABB SafePlus M Module, LHS/RHS Joining Kit, Internal Arc Classification AFL 20kA/1s, Block Type VTs - JDZX10-10C1-A 22kV/v3:110/ | ABB | ABB FAN PTY LTD | 5822208 | CURRENT
002490977 | BIRD REPELLENT | Spinning Warning Marker, White, Yellow Reflectors, Rectangle 250mm Lg, used to Divert Birds from Power Lines | SUMMIT | SUMMIT GROUP | SF17PE1010 | CURRENT
002490985 | MARKER,WARNING | Lightweight Orange Vinyl Marker, for use on 66kV or above, 30cm2, c/w Green Reflector & Universal SnapClamp, Used to Increase Visibility of HV Lines, For | BALMORAL | BALMORAL ENGINEERING | WM-CS-E-1J-O | CURRENT
002490993 | CABLE,POWER,ELECTRICAL | U/Ground,0.6/1kV, 4C x 25mm2 Al/XLPE Insulated/PVC Sheath, Waterblocked, Black, 500m Wood Drum | MIDLANDS | MIDLAND METALS | MMO-LV 4X25WBAXP | CURRENT
002404433 | CROSSARM,WOOD | Bare, 4600 x 150 x 100mm, Strain/ Termination | DALEMYER | DALE MEYERS PTY LTD | XARM2404433 | CURRENT
002491009 | BAG,TOOL | Large Zipper, Black, c/w Compartments | AMPLITUD | AMPLITUDE PTY LTD - 396777 | TKC3 | CURRENT
002491017 | FUSE ELEMENT,ELEC | 11A, HBC Fluke Multimeter Fuse, Ceramic | FLUKE | FLUKE CORPORATION | 803293 | CURRENT
002491025 | HANDLE,HOT LINE STICK | MV Series, Section 8, Telescopic Stick | HASTINGS | HASTING DEERING PTY LTD | A20359 | CURRENT
002491033 | HANDLE,HOT LINE STICK | MV Series, Section 9 (12m Base Section), c/w Base Cap for Telescopic Stick, fitted with 66kV Sticker | HASTINGS | HASTING DEERING PTY LTD | A20263 | CURRENT
002491041 | HANDLE,HOT LINE STICK | MV Series, Section 7 (9m Base Section), c/w Base Cap for Telescopic Stick, fitted with 66kV Sticker | HASTINGS | HASTING DEERING PTY LTD | A20349 | CURRENT
002491082 | CONVERTER,FREQUENCY,STATIC | 400kVA, 400V, 50Hz, 2nd Signal Output Panel Only for u/w SC2478311, No Transmitter | MVTECH | MV TECHNOLOGY SOLUTIONS P/L | 280.106.115104 | CURRENT
002423499 | RELAY,PROTECTION | Media Converter G.703 to C37.94 Fibre Optic, 18-300V DC & 85-264V AC Power Supply, Rack Mount Bracket | SEL | SCHWEITZER ENGINEERING LABORATORIES INC. | 30940CBBX | CURRENT
002491108 | RELAY,ELECTROMAGNETIC | RIF-0-RSC-12DC/21, Pre-assembled Relay Module with Screw Connection, Relay Base with Ejector & Power Contact Relay, Contact type: 1 Changeover Contact, | PHOENIX | PHOENIX CONTACT PTY LTD | 2903375 | CURRENT
002491116 | REGULATOR,VOLTAGE | 11kV, 200A, 1Ph, Pole Mount, S/Steel, 95kV BIL, 32 Taps, 0.625% Steps, w/out Control Cable & Box (scm) | TOSHIBA |  | PDT00980 | CURRENT
002491124 | REGULATOR,VOLTAGE | 11kV, 200A, 1Ph, Pole Mount, S/Steel, 95kV BIL, 32 Taps, 0.625% Steps, w/out Control Cable & Box (scm) | ACCULEC | ACCULEC PTY LTD - E18524 | VR1-11-200-EQ | CURRENT
002491132 | CYLINDER,GAS | Empty Cylinder, Size G, for SF6 Gas, (SF6) Technical Grade Gas Categorised as NEW to EQL Standards, Cylinder for SF6 Gas with a Purity Above 99.7% & | CATALINA | CATALINA INDUSTRIES PL | G26 APPLE GREEN | CURRENT
002466902 | CABLE,POWER,ELECTRICAL | 0.6/1kV, 2C+E, 4mm2+2.5mm2 E Cu/X-HF-90 Insul/HFS-90-TP Bedding/DBT/HFS-90-TP, Orange Sheath, Red Blk Grn/Ylw Insul, 500m Wood Drum, JTS 03-01-08 | MIDLANDS | MIDLAND METALS | MMO-2+E X 4 CU XHF HFS DBT HFS | CURRENT
002491140 | ANTENNA | 5G LTE 6.5dBi Collinear Antenna (698-3800 MHz), 10m SMA(M), Black | RFIND | RF INDUSTRIES | COL8195 | CURRENT
002491157 | ANTENNA | 5G LTE 6.5dBi Collinear Antenna (698-3800 MHz), 5m N (M), Black | RFIND | RF INDUSTRIES | COL8195-5M-N | CURRENT
002491165 | BATTERY,STORAGE | Milwaukee, REDLITHIUM, 4V, 3.0Ah | C&LTOOL | CALTCO T/A C&L TOOL CENTRE | MILWAL4B3 | CURRENT
002491165 | BATTERY,STORAGE | Milwaukee, REDLITHIUM, 4V, 3.0Ah | MILWAUKE | MILWAUKEE POWER TOOLS | L4B3 | CURRENT
002491173 | LIGHT,HOT LINE STICK | Milwaukee, REDLITHIUM, Utility Hot Stick Light, 4V, 3.0Ah Kit, USB Rechargeable, Twin Light, 350 Lumens | C&LTOOL | CALTCO T/A C&L TOOL CENTRE | MILWTL4HSL301 | CURRENT
002491173 | LIGHT,HOT LINE STICK | Milwaukee, REDLITHIUM, Utility Hot Stick Light, 4V, 3.0Ah Kit, USB Rechargeable, Twin Light, 350 Lumens | MILWAUKE | MILWAUKEE POWER TOOLS | L4HSL301 | CURRENT
002491181 | BATTERY,STORAGE | Milwaukee, REDLITHIUM, M12, 12V, 5.0Ah, High Output | C&LTOOL | CALTCO T/A C&L TOOL CENTRE | MILWAM12HB5 | CURRENT
002491181 | BATTERY,STORAGE | Milwaukee, REDLITHIUM, M12, 12V, 5.0Ah, High Output | MILWAUKE | MILWAUKEE POWER TOOLS | M12HB5 | CURRENT
002491199 | PADLOCK | PADLOCK Solid Brass Case, No Shackle, No PADLOCK Solid Brass Case, No Shackle, No Keys, Energex Logo, Keyed to M0444/S1 S ystem, use in Padlockable Pit Lids | LARSENS |  | OZ1/234/CAS/S1 | CURRENT
002491207 | PADLOCK | Solid Brass Case, No Shackle, No Keys, Energex Logo, Keyed to M0444/S3 System, use in Padlockable Pit Lids | LARSENS |  | OZ1/234/CAS/S3 | CURRENT
002460137 | RELAY,PROTECTION | Single Phase, Non-Dir Overcurrent & Earth Fault, 4/6 I/O, 24-60V DC Power Supply, 1/5A CT, DNP3 over LC Fibre Ethernet & IEC61850 HSR/PRP | ABB | ABB FAN PTY LTD | REF615 HBFCACABNEH1ANN21G | CURRENT
002460145 | RELAY,PROTECTION | RELAY:O/L;NON-DIRECTIONAL,1/5A,48 TO RELAY,PROTECTION Single Phase, Non-Dir O vercurrent & Earth Fault, 4/6 I/O, 48-25 0V DC Power Supply, 1/5A CT, DNP3 over L | ABB | ABB FAN PTY LTD | REF615 HBFCACABNEH1ANN11G | CURRENT
002460145 | RELAY,PROTECTION | RELAY:O/L;NON-DIRECTIONAL,1/5A,48 TO RELAY,PROTECTION Single Phase, Non-Dir O vercurrent & Earth Fault, 4/6 I/O, 48-25 0V DC Power Supply, 1/5A CT, DNP3 over L | ABB | ABB FAN PTY LTD | REF615 HBF | CURRENT
002491223 | KNIFE,LINEMANS | ZEN 911 Rescue Knife with Lanyard Attachment, Black, for Tower Rescue Kit | HEIGHDYN | HEIGHT DYNAMICS | ZEN 911 RESCUE KNIFE | CURRENT
002491231 | BAG,TOOL | HD Haul Mate Bag, for Tower Rescue Kit | HEIGHDYN | HEIGHT DYNAMICS | HD HAUL MATE BAG | CURRENT
002491249 | HOT LINE STICK | Orange Insulated Stick, 875mm Long, 300m Handle, u/w Voltage Detectors for Indoor Use. | PENTA | PENTA AUST (TMAC THEW & MCCANN/HYLEC) | PA21595 | CURRENT
002491249 | HOT LINE STICK | Orange Insulated Stick, 875mm Long, 300m Handle, u/w Voltage Detectors for Indoor Use. | HYLEC | HYLEC PTY LTD | PXV1082UQLD | CURRENT
002491256 | TOOL,APPLICATION | Bending Tool, for 50-300mm Solid & Stranded Aluminium Conductor UG Cables | PENTA | PENTA AUST (TMAC THEW & MCCANN/HYLEC) | PA23255 | CURRENT
002491256 | TOOL,APPLICATION | Bending Tool, for 50-300mm Solid & Stranded Aluminium Conductor UG Cables | HYLEC | HYLEC PTY LTD | TWISTER90 | CURRENT
002491264 | RELAY,PROTECTION | Kries IKI-35, CT-Powered, Overcurrent, Short-Circuit & Earth Fault, 24V Release, Panel Mounting, 48 x 96 x 80mm | TYCO | TYCO | ES2190-000 | CURRENT
002491272 | TRANSFORMER,POWER | Groundmount, 110kV/33kV, 80MVA, 3Ph, HV Vertical RIP, 180 LV Plug, Mineral Oil Insul, ODAF, YNyn0+d, Vacuum OLTC 23 Tap Posn, F/S Radiator, MD100m | WILSON | WILSON TRANSFORMER CO. PTY LTD | P23__ | CURRENT
002491280 | DIE,CRIMPING TOOL | Compression, Hex, 6T, 6.3mm A/F, Cu 16mm2, 6.0mm W | AMPLITUD | AMPLITUDE PTY LTD - 396777 | K6-C16 | CURRENT
002491298 | DIE,CRIMPING TOOL | Compression, Hex, 6T, 7.7mm A/F, Cu 25mm2, 10.0mm W | AMPLITUD | AMPLITUDE PTY LTD - 396777 | K6-C25 | CURRENT
002491306 | DIE,CRIMPING TOOL | Compression, Hex, 6T, 9.2mm A/F, Cu 35mm2, 10.0mm W | AMPLITUD | AMPLITUDE PTY LTD - 396777 | K6-C35 | CURRENT
002491314 | DIE,CRIMPING TOOL | Compression, Hex, 6T, 10.4mm A/F, Cu 50mm2, 9.0mm W | AMPLITUD | AMPLITUDE PTY LTD - 396777 | K6-C50 | CURRENT
002491322 | DIE,CRIMPING TOOL | Compression, Hex, 6T, 11.5mm A/F, Cu 70mm2, 9.0mm W | AMPLITUD | AMPLITUDE PTY LTD - 396777 | K6-C70 | CURRENT
002491330 | DIE,CRIMPING TOOL | Compression, Hex, 6T, 14.2mm A/F, Cu 95mm2, 6.0mm W | AMPLITUD | AMPLITUDE PTY LTD - 396777 | K6-C95 | CURRENT
002491348 | DIE,CRIMPING TOOL | Compression, Hex, 6T, 16.5mm A/F, Cu 120mm2, 6.0mm W | AMPLITUD | AMPLITUDE PTY LTD - 396777 | K6-C120 | CURRENT
002491355 | DIE,CRIMPING TOOL | Compression, Hex, 6T, 20.0mm A/F, Cu 185mm2, 5.0mm W | AMPLITUD | AMPLITUDE PTY LTD - 396777 | K6-C185 | CURRENT
002491363 | DIE,CRIMPING TOOL | Compression, Hex, 6T, 17.3mm A/F, ABC 35-70mm2, 9.0mm W | AMPLITUD | AMPLITUDE PTY LTD - 396777 | E22/173 | CURRENT
002491371 | DIE,CRIMPING TOOL | Compression, Hex, 6T, 21.5mm A/F, ABC 95-120mm2, 9.0mm W | AMPLITUD | AMPLITUDE PTY LTD - 396777 | E22/215 | CURRENT
002491397 | STRAP,EARTH | Electroplated CU Strap, 450 x 38 x 6mm, 12mm bolt, Dwg 10015460 | ISM | ISM MANUFACTURING PTY LTD | ERGENE-10015460 | CURRENT
002491405 | DESICCANT KIT | Dessicant, suit GE HYpact | GE | GENERAL ELECTRIC COMPANY | HA20591991 | CURRENT
002491413 | GAUGE,PRESSURE | SF6 Pressure Gauage, suit GE Hypact | GE | GENERAL ELECTRIC COMPANY | HA2000487 | CURRENT
002491421 | GASKET | Gasket for Inspection Hatches, O- Ring RI253.37x6.99 EPDM NT1932, suit GE Hypact | GE | GENERAL ELECTRIC COMPANY | HA2013744 | CURRENT
002491447 | GAUGE,PRESSURE | SF6 Pressure Gauage, suit GL309, GL312, GL314, DT1 72.5, DT1 145 | GE | GENERAL ELECTRIC COMPANY | 47.239.910-01 | CURRENT
002491454 | GASKET | Gasket for Inspection Hatches, suit GL309, GL312, GL314, DT1 72.5, DT1 145 | GE | GENERAL ELECTRIC COMPANY | 47.239.550-01 | CURRENT
002491462 | MODULE,TRANSCEIVER | 10G, SFP+ BiBi ZR, TX1490 / RX1550nm, 80km, SMF, LC Simplex Connector, Programmable | FLEXOPTX | FLEXOPTIX UNIVERSAL TRANSCEIVERS | P.B1696.80.LO.R | CURRENT
002491470 | MODULE,TRANSCEIVER | 10G, SFP+ BiBi ZR, TX1550 / RX1490nm, 80km, SMF, LC Simplex Connector, Programmable | FLEXOPTX | FLEXOPTIX UNIVERSAL TRANSCEIVERS | P.B1696.80.OL.R | CURRENT
002491488 | MODULE,TRANSCEIVER | 10G, SFP+ ZR+, 1550nm, 100km, SMF, LC Duplex Connector, Programmable | FLEXOPTX | FLEXOPTIX UNIVERSAL TRANSCEIVERS | P.1596.A.R | CURRENT
002491496 | WRENCH,TORQUE | 3/8", Square Drive, 7-108Nm | C&LTOOL | CALTCO T/A C&L TOOL CENTRE | TOL301098 | CURRENT
002491504 | SOCKET,SOCKET WRENCH | 13mm x 3/8", Square Drive, 6 Point, Impact Rated | C&LTOOL | CALTCO T/A C&L TOOL CENTRE | ACT61110013 | CURRENT
002491504 | SOCKET,SOCKET WRENCH | 13mm x 3/8", Square Drive, 6 Point, Impact Rated | MILWAUKE | MILWAUKEE POWER TOOLS | 49666137 | CURRENT
002491504 | SOCKET,SOCKET WRENCH | 13mm x 3/8", Square Drive, 6 Point, Impact Rated | C&LTOOL | CALTCO T/A C&L TOOL CENTRE | 49666137 | CURRENT
002491512 | SOCKET,SOCKET WRENCH | 17mm x 3/8", Square Drive, 6 Point, Impact Rated | MILWAUKE | MILWAUKEE POWER TOOLS | 49666141 | CURRENT
002491512 | SOCKET,SOCKET WRENCH | 17mm x 3/8", Square Drive, 6 Point, Impact Rated | C&LTOOL | CALTCO T/A C&L TOOL CENTRE | ACT61110017 | CURRENT
002491512 | SOCKET,SOCKET WRENCH | 17mm x 3/8", Square Drive, 6 Point, Impact Rated | C&LTOOL | CALTCO T/A C&L TOOL CENTRE | 49666141 | CURRENT
002491520 | SOCKET,SOCKET WRENCH | 19mm x 3/8", Square Drive, 6 Point, Impact Rated | MILWAUKE | MILWAUKEE POWER TOOLS | 49666143 | CURRENT
002491520 | SOCKET,SOCKET WRENCH | 19mm x 3/8", Square Drive, 6 Point, Impact Rated | C&LTOOL | CALTCO T/A C&L TOOL CENTRE | 49666143 | CURRENT
002491520 | SOCKET,SOCKET WRENCH | 19mm x 3/8", Square Drive, 6 Point, Impact Rated | C&LTOOL | CALTCO T/A C&L TOOL CENTRE | ACT61110019 | CURRENT
002466936 | CABLE,POWER,ELECTRICAL | 0.6/1kV, 4C+E, 16mm2+6mm2 E Cu/X-HF-90 Insul/HFS-90-TP Bedding/DBT/HFS-90-TP, Orange Sheath, Red Wht Blue Blk Grn/Ylw Insul, 500m Wood Drum, JTS 03-01-08 | MIDLANDS | MIDLAND METALS | MMO-4+EX16 CU X DBT HFS NJ HFS | CURRENT
002466183 | END CAP | Heatshrink Size 6-2mm, Cable Range O/D 2-4mm, 25mm Lg, 2mm Thk Wall, Cross-linked PO w/-Thermoplastic Sealant, suit 1.0 - 2.5mm2 Cable | CABAC | CABAC (MANUFACTURER) | SRE0 | CURRENT
002466191 | END CAP | Heatshrink Size 12-4mm, Cable Range O/D 4-10mm, 40mm Lg, 2.6mm Thk Wall, Cross-linked PO w/- Thermoplastic Sealant, suit 4.0 - 35mm2 Cable | CABAC | CABAC (MANUFACTURER) | SRE1 | CURRENT
002491546 | SLEEVE,ELECTRICAL CONNECTOR | H-Tensile, Mechanical Sheer Bolt, 95-240mm2, Tinned Al, Blocked, suit 95 to 240mm2 Standed Sector LV Cable | TECONN | TE CONNECTIVITY LTD | 2107440-1 | CURRENT
002491546 | SLEEVE,ELECTRICAL CONNECTOR | H-Tensile, Mechanical Sheer Bolt, 95-240mm2, Tinned Al, Blocked, suit 95 to 240mm2 Standed Sector LV Cable | TECONN | TE CONNECTIVITY LTD | BSLB-95/240 | CURRENT
002491553 | PLUG | Lift Cover Plug, for Johnson Screens Explosion Mitigation Lids | AQSGROUP | AQSEPTENCE GROUP PTY LTD | 10000248370 | CURRENT
002491561 | SCISSORS | Milwaukee Jobsite Scissors, Offset 60Deg All Metal Handles, Bolt Lock Blade, Ruler Marking on Blade | C&LTOOL | CALTCO T/A C&L TOOL CENTRE | MILWA4932479410 | CURRENT
002491561 | SCISSORS | Milwaukee Jobsite Scissors, Offset 60Deg All Metal Handles, Bolt Lock Blade, Ruler Marking on Blade | MILWAUKE | MILWAUKEE POWER TOOLS | 4932479410 | CURRENT
002491579 | BLADE | Milwaukee, 89mm, Universal Fit OPEN-LOK, Oscillating Multi-Tool HCS Wood Blade | C&LTOOL | CALTCO T/A C&L TOOL CENTRE | MILWA49251101 | CURRENT
002491579 | BLADE | Milwaukee, 89mm, Universal Fit OPEN-LOK, Oscillating Multi-Tool HCS Wood Blade | C&LTOOL | CALTCO T/A C&L TOOL CENTRE | MILWA49251121 | CURRENT
002491579 | BLADE | Milwaukee, 89mm, Universal Fit OPEN-LOK, Oscillating Multi-Tool HCS Wood Blade | MILWAUKE | MILWAUKEE POWER TOOLS | 49251121 | CURRENT
002491744 | PLUG | Lift Cover Plug, for EJ Co Explosion Mitigation Lids | EJAUST | EJ AUSTRALIA PTY LTD | PLASPLUGRECT | CURRENT
002491751 | TESTER | DV-Power CAT-P Circuit Breaker Analyser & Timer c/w Mini USB Cable, USB Stick, Touch Pen, 8m cable set c/w alligator clips,30/300A Current clamp | PACTEST | PACIFIC TEST EQUIPMENT P/L | CATP000-N-00 | CURRENT
002491769 | ACCESSORY KIT,ELEC EQUIP | DV-Power CAT-P Coil Control Module c/w Control Cable & Supply Cable w/Banana Plugs, Test Probes w/Grip Jaws | PACTEST | PACIFIC TEST EQUIPMENT P/L | COCON-MOD-00 | PURCHASE AS REQUIRED
002491777 | TERMINATION KIT,ELECTRICAL CABLE | Outdoor, 33kV Heatshrink Joint, 3Ph, 630mm2 Pressure Sealed Termination c/w Shear-Off Lugs, for 33kV PLY 630mm2 Al Cable | TECONN | TE CONNECTIVITY LTD | ES3392-000 | CURRENT
002491777 | TERMINATION KIT,ELECTRICAL CABLE | Outdoor, 33kV Heatshrink Joint, 3Ph, 630mm2 Pressure Sealed Termination c/w Shear-Off Lugs, for 33kV PLY 630mm2 Al Cable | RAYCHEM | RAYCHEM (AUSTRALIA) PTY LTD | EPKT-EX441 | CURRENT
002491785 | BRUSH,WIRE,SCRATCH | Madi Conductor Brush, DogBone, for Cu & Al, Lightweight, Snap Ring, with Loctite 222 Threadlocker on Threads | TEN | THE ENERGY NETWORK | DBWB-1 | CURRENT
002491793 | BRUSH,WIRE,SCRATCH | BRUSH:WIRE;Brush Pads,REPLMT BRUSH,WIRE,SCRATCH Replacement, Madi Dog Bone Brush Pads | TEN | THE ENERGY NETWORK | LWB-1 | CURRENT
002491801 | TESTER | Live Line Rope Tester, Magnetic Base | TEN | THE ENERGY NETWORK | RT-10 | CURRENT
002426617 | ADAPTOR,UNIVERSAL | Sunrise to Snap On/Off Bayonet c/w Al Sleeve & Nylon Bayonet Adapter, suit Phase Clamp CLP459 | PENTA | PENTA AUST (TMAC THEW & MCCANN/HYLEC) | PA10530 | CURRENT
002426617 | ADAPTOR,UNIVERSAL | Sunrise to Snap On/Off Bayonet c/w Al Sleeve & Nylon Bayonet Adapter, suit Phase Clamp CLP459 | THEWMCAN | TMAC THEW & MCCANN GROUP | 2426617 | CURRENT
002426617 | ADAPTOR,UNIVERSAL | Sunrise to Snap On/Off Bayonet c/w Al Sleeve & Nylon Bayonet Adapter, suit Phase Clamp CLP459 | THEWMCAN | TMAC THEW & MCCANN GROUP | TM10530 | CURRENT
002491918 | TERMINATION KIT,ELECTRICAL CABLE | In/Out LV Termination, Heatshrink, suit 25mm2 4 Core WB Al XLPE/PVC, c/w Bi-Metal Narrow Palm Shear Bolt Lugs | RAYCHEM | RAYCHEM (AUSTRALIA) PTY LTD | EPKT-EQ536 | CURRENT
002491918 | TERMINATION KIT,ELECTRICAL CABLE | In/Out LV Termination, Heatshrink, suit 25mm2 4 Core WB Al XLPE/PVC, c/w Bi-Metal Narrow Palm Shear Bolt Lugs | TECONN | TE CONNECTIVITY LTD | ES6344-000 | CURRENT
002491926 | TERMINATION KIT,ELECTRICAL CABLE | LV Pillar Termination, Heatshrink, suit 25mm2 4 Core WB Al XLPE/PVC, c/w 3 x Bi-Metal Stalk Lugs & 225mm2 Al Lug | TECONN | TE CONNECTIVITY LTD | ES6345-000 | CURRENT
002491926 | TERMINATION KIT,ELECTRICAL CABLE | LV Pillar Termination, Heatshrink, suit 25mm2 4 Core WB Al XLPE/PVC, c/w 3 x Bi-Metal Stalk Lugs & 225mm2 Al Lug | RAYCHEM | RAYCHEM (AUSTRALIA) PTY LTD | EPKT-EQ537 | CURRENT
002491934 | RELAY,PROTECTION | Bus Diff, 3Ph, 10-40% Set, 30TE Size 6, 2 Out, Hand Reset, 1A CT Rating (1A variant), c/w Resistors | CSEUNI | CSE UNISERVE PTY LTD | MCAG34VCBF0220A | CURRENT
002491942 | RELAY,PROTECTION | Bus Diff, 3Ph, 10-40% Set, 30TE Size 6, 2 Out, Hand Reset, 5A CT Rating (5A variant), c/w Resistors | CSEUNI | CSE UNISERVE PTY LTD | MCAG34VCBC0047A | CURRENT
002491983 | BAG | Transformer Transport Bunding Bag, 4.5 x 4.5m, Plastic c/w Grommets | STRATEX | STRATEX PTY LTD | TBK177X2 | CURRENT
002491991 | BAG | Transformer Transport Bunding Bag, 5.8 x 5.8m, Plastic c/w Grommets | STRATEX | STRATEX PTY LTD | TBK228X2 | CURRENT
002492007 | CONVERTER,SIGNAL DATA | Media Converter, Gigabit Ethernet to SFP, 10/100/1000M-TX to 1000M-SFP, 12-48V DC, DIN Mount | BBNS | BLACK BOX NETWORK SERVICES | LGC280A | CURRENT
002492015 | CONVERTER,SIGNAL DATA | Media Converter, Fast Ethernet to SFP, 10/100M-TX to 100M-SFP, 12-48V DC, DIN Mount | BBNS | BLACK BOX NETWORK SERVICES | LMC280A | PHASING
002492023 | PARTS KIT,TERMINAL JUNCTION | Slip Base Pole Kit c/w 20A (10x38mm) Fuse & Holder, M8 4mm2 Lug, 2 Terminal Blocks, for fixed Base Street Light | MMELEC | MM ELECTRICAL MERCHANDISING | I3S-BP1DR-ROK | CURRENT
002492031 | PARTS KIT,TERMINAL JUNCTION | Fixed Base Pole Kit 3 Ph c/w 20A (10x38) Fuse & Holder, M8 x 4mm2 Lug, 16mm2 Lug, 2 Terminal Blocks, for Slip Base Street Light Pole | MMELEC | MM ELECTRICAL MERCHANDISING | I3S-BP3DR-ROK | CURRENT
002492049 | FUSECARRIER | 500V, 32A Fuse Carrier, DIN Rail Mtg for gG type 10x38mm Metric Fuses (IEC 60269-2) | REXEL | REXEL PTY LTD | LEG05808 | CURRENT
002492056 | FUSE,CARTRIDGE | Ferrule, 38mm Lg, 10mm Dia Cap, 20A 240v AC 16.5 kA Rated Breaking Capacity, Type SK gG, AS 60269.3 | REXEL | REXEL PTY LTD | LEG13320 | CURRENT
002492064 | FUSE,CARTRIDGE | Ferrule, 38mm Lg, 10mm Dia Cap, 10A 240V AC 16.5 kA Rated Breaking Capacity, Type SK gG, AS 60269.3 | REXEL | REXEL PTY LTD | LEG13310 | CURRENT
ACT1950 | METER,WATTHOUR | Plug In Fuse Base Only, suit Mk7C PlusES/Active Stream | EDMI | EDMI PTY LTD | SUB197126A | CURRENT
ACT1950 | METER,WATTHOUR | Plug In Fuse Base Only, suit Mk7C PlusES/Active Stream | ACSTREAM | ACTIVE STREAM METER PROVIDER | 7001401 | CURRENT
002492072 | PUMP, ROTARY | Milwaukee, M18 Transfer Pump, 18V, Self-Priming, Splash-Proof Battery Compartment | MILWAUKE | MILWAUKEE POWER TOOLS | M18TP-0 | CURRENT
002492080 | IMPELLER | Flexible Impeller Kit, for Milwaukee M18 Transfer Pump | MILWAUKE | MILWAUKEE POWER TOOLS | A016052001001 | CURRENT
002492130 | INSECT NET,HEAD | Fly & Mosquito Head Protection, Fine Mesh, One Size, Pull Cord for Secure Fit | ATOMSUPP | ATOM SUPPLY | 1446001 | CURRENT
002492148 | TRANSFORMER,DISTRIBUTION | Groundmount, 33kV/433V, 1500kVA, 3Ph, 50Hz, O/A 1921 x 1948mm, KNAN, Dyn11, HV Bushing DIN Interface C, c/w LV & HV Cable Box (scm) | TYREE | TYREE INDUSTRIES PL MITTAGONG NSW | 1500M602 | CURRENT
002492155 | MODEM,COMMUNICATIONS | 4G MCR GE Modem, GNSS, 6 Eth, 10-60VDC, 4.5 x 20.3 x 12.2cm | GE | GENERAL ELECTRIC COMPANY | MXCX4GDNNNNNNS4ALSUNC | CURRENT
002492163 | MOUNTING RAIL,ELECTRICAL COMPONENT | Mounting Kit, for 4G MCR GE Modem | GE | GENERAL ELECTRIC COMPANY | 03-4125A06 | CURRENT
002492171 | MOUNTING RAIL,ELECTRICAL COMPONENT | Mounting Kit, for 4G ECR GE Modem | GE | GENERAL ELECTRIC COMPANY | 03-4125A07 | CURRENT
002492189 | CONVERTER,DC TO DC | 18-75VDC Input, 48VDC Out, 3.2A Output, 2250VDC Input to Output Isolation, 1600VDC In/Out to Case, c/w DIN Rail Mounting Bracket | HELIOS | HELIOS POWER SOLUTIONS PL | WAF150-48S48W-HC | CURRENT
002492213 | ARRESTER,ELECTRICAL SURGE | Class SL, Ur=10kV, Uc=8.4kV, 10kA, Gapless Metal Oxide c/w Pedestal Base for 11kV Effectively Earthed Systems | ACCULEC | ACCULEC PTY LTD - E18524 | PVI-LP 300809-3010 | CURRENT
002492213 | ARRESTER,ELECTRICAL SURGE | Class SL, Ur=10kV, Uc=8.4kV, 10kA, Gapless Metal Oxide c/w Pedestal Base for 11kV Effectively Earthed Systems | ACCULEC | ACCULEC PTY LTD - E18524 | 300809-3010 | CURRENT
002492221 | ARRESTER,ELECTRICAL SURGE | Class SL, Ur=18kV, Uc=15.3kV, 10kA, Gapless Metal Oxide c/w Pedestal Base for 22kV Effectively Earthed Systems | ACCULEC | ACCULEC PTY LTD - E18524 | PVI-LP 300815-3010 | CURRENT
002492221 | ARRESTER,ELECTRICAL SURGE | Class SL, Ur=18kV, Uc=15.3kV, 10kA, Gapless Metal Oxide c/w Pedestal Base for 22kV Effectively Earthed Systems | ACCULEC | ACCULEC PTY LTD - E18524 | 300815-3010 | CURRENT
002492239 | ARRESTER,ELECTRICAL SURGE | Class SL, Ur=30kV, Uc=24.4kV, 10kA, Gapless Metal Oxide c/w Pedestal Base for 33kV Effectively Earthed Systems | ACCULEC | ACCULEC PTY LTD - E18524 | PVI-LP 300824-3010 | CURRENT
002492239 | ARRESTER,ELECTRICAL SURGE | Class SL, Ur=30kV, Uc=24.4kV, 10kA, Gapless Metal Oxide c/w Pedestal Base for 33kV Effectively Earthed Systems | ACCULEC | ACCULEC PTY LTD - E18524 | 300824-3010 | CURRENT
002492247 | ARRESTER,ELECTRICAL SURGE | Class SM, Ur=54kV, Uc=42kV, 10kA, Gapless Metal Oxide c/w Pedestal Base for 66kV Effectively Earthed Systems | ACCULEC | ACCULEC PTY LTD - E18524 | EVP 004210-3010 | CURRENT
002492254 | ARRESTER,ELECTRICAL SURGE | Class SL, Ur=192kV, Uc=152kV, 10kA, Gapless Metal Oxide c/w Pedestal Base for 220kV Effectively Earthed Systems | ACCULEC | ACCULEC PTY LTD - E18524 | EVP 015210-3010 | CURRENT
002492262 | ARRESTER,ELECTRICAL SURGE | Class SL, Ur=12kV, Uc=10.2kV, 10kA, Gapless Metal Oxide c/w Pedestal Base for 11kV Non-Effectively Earthed Systems | ACCULEC | ACCULEC PTY LTD - E18524 | PVI-LP 300810-3010 | CURRENT
002492262 | ARRESTER,ELECTRICAL SURGE | Class SL, Ur=12kV, Uc=10.2kV, 10kA, Gapless Metal Oxide c/w Pedestal Base for 11kV Non-Effectively Earthed Systems | ACCULEC | ACCULEC PTY LTD - E18524 | 300810-3010 | CURRENT
002492270 | ARRESTER,ELECTRICAL SURGE | Class SL, Ur=24kV, Uc=19.5kV, 10kA, Gapless Metal Oxide c/w Pedestal Base for 22kV Non-Effectively Earthed Systems | ACCULEC | ACCULEC PTY LTD - E18524 | PVI-LP 300820-3010 | CURRENT
002492270 | ARRESTER,ELECTRICAL SURGE | Class SL, Ur=24kV, Uc=19.5kV, 10kA, Gapless Metal Oxide c/w Pedestal Base for 22kV Non-Effectively Earthed Systems | ACCULEC | ACCULEC PTY LTD - E18524 | 300820-3010 | CURRENT
002492288 | ARRESTER,ELECTRICAL SURGE | Class SL, Ur=36kV, Uc=29V, 10kA, Gapless Metal Oxide c/w Pedestal Base for 36kV Non-Effectively Earthed Systems | ACCULEC | ACCULEC PTY LTD - E18524 | PVI-LP 300829-3010 | CURRENT
002492288 | ARRESTER,ELECTRICAL SURGE | Class SL, Ur=36kV, Uc=29V, 10kA, Gapless Metal Oxide c/w Pedestal Base for 36kV Non-Effectively Earthed Systems | ACCULEC | ACCULEC PTY LTD - E18524 | 300829-3010 | CURRENT
002429744 | ARRESTER,ELECTRICAL SURGE | LDC3, Ur=96kV, Uc=77kV, 10kA, Gapless Metal Oxide c/w Insulated base for 110kV Effectively Earthed Systems | SIEMENS | SIEMENS LTD | 3EL2 096-2PJ31-4XA5 | CURRENT
002429751 | ARRESTER,ELECTRICAL SURGE | LDC3, Ur=120kV, Uc=88kV, 10kA, Gapless Metal Oxide c/w Insulated Base for 132kV Effectively Earthed Systems | SIEMENS | SIEMENS LTD | 3EL2 120-2PM31-4XA5 | CURRENT
002457786 | BATTERY,STORAGE | 125V, 125Ah, Dual String, 38 x UXH75-6 VRLA Monoblocs w/out Rack, Subs Standby Battery Bank, Contract 10591, Item 1a | CENTURYY | CENTURY YUASA | 341250 | CURRENT
002457950 | BATTERY,STORAGE | 125V, 125Ah, Dual String, 38 x UXH75-6 VRLA Monoblocs c/w Rack, Subs Standby Battery Bank, Contract 10591, Item 1b | CENTURYY | CENTURY YUASA | 341273 | CURRENT
002457794 | BATTERY,STORAGE | 125V, 180Ah, Dual String, 38 x UXH100-6 VRLA Monoblocs w/out Rack, Subs Standby Battery Bank, Contract 10591, Item 2a | CENTURYY | CENTURY YUASA | 341251 | CURRENT
002457968 | BATTERY,STORAGE | 125V, 180Ah, Dual String, 38 x UXH100-6 VRLA Monoblocs c/w Rack, Subs Standby Battery Bank, Contract 10591, Item 2b | CENTURYY | CENTURY YUASA | 341274 | CURRENT
002457802 | BATTERY,STORAGE | 125V, 224Ah, Dual String, 38 x UXH125-6 VRLA Monoblocs w/out Rack, Subs Standby Battery Bank, Contract 10591, Item 3a | CENTURYY | CENTURY YUASA | 341252 | CURRENT
002457976 | BATTERY,STORAGE | 125V, 224Ah, Dual String, 38 x UXH125-6 VRLA Monoblocs c/w Rack, Subs Standby Battery Bank, Contract 10591, Item 3b | CENTURYY | CENTURY YUASA | 341275 | CURRENT
002457810 | BATTERY,STORAGE | 110V, 90Ah, Dual String, 18 x UXH50-12 VRLA Monoblocs w/out Rack, Subs Standby Battery Bank, Contract 10591, Item 4a | CENTURYY | CENTURY YUASA | 341253 | CURRENT
002457984 | BATTERY,STORAGE | 110V, 90Ah, Dual String, 18 x UXH50-12 VRLA Monoblocs c/w Rack, Subs Standby Battery Bank, Contract 10591, Item 4b | CENTURYY | CENTURY YUASA | 341276 | CURRENT
002458115 | BATTERY,STORAGE | 110V, 90Ah, Dual String, 18 x UXH50-12 VRLA Monoblocs c/w Enclosed Rack, Subs Standby Battery Bank, Contract 10591, Item 4c | CENTURYY | CENTURY YUASA | 341296 | CURRENT
002457828 | BATTERY,STORAGE | 110V, 125Ah, Dual String, 36 x UXH75-6 VRLA Monoblocs w/out Rack, Subs Standby Battery Bank, Contract 10591, Item 5a | CENTURYY | CENTURY YUASA | 341254 | CURRENT
002457992 | BATTERY,STORAGE | 110V, 125Ah, Dual String, 36 x UXH75-6 VRLA Monoblocs c/w Rack, Subs Standby Battery Bank, Contract 10591, Item 5b | CENTURYY | CENTURY YUASA | 341277 | CURRENT
002457836 | BATTERY,STORAGE | 110V, 180Ah, Dual String, 36 x UXH100-6 VRLA Monoblocs w/out Rack, Subs Standby Battery Bank, Contract 10591, Item 6a | CENTURYY | CENTURY YUASA | 341255 | CURRENT
002458008 | BATTERY,STORAGE | 110V, 180Ah, Dual String 36 x UXH100-6 VRLA Monoblocs c/w Rack, Subs Standby Battery Bank, Contract 10591, Item 6b | CENTURYY | CENTURY YUASA | 341278 | CURRENT
002458123 | BATTERY,STORAGE | 110V, 180Ah, Dual String, 36 x UXH100-6 VRLA Monoblocs c/w Enclosed Rack, Subs Standby Battery Bank, Contract 10591, Item 6c | CENTURYY | CENTURY YUASA | 341298 | CURRENT
002457844 | BATTERY,STORAGE | 110V, 224Ah, Dual String, 36 x UXH125-6 VRLA Monoblocs w/out Rack, Subs Standby Battery Bank, Contract 10591, Item 7a | CENTURYY | CENTURY YUASA | 341256 | CURRENT
002458016 | BATTERY,STORAGE | 110V, 224Ah, Dual String, 36 x UXH125-6 VRLA Monoblocs c/w Rack, Subs Standby Battery Bank, Contract 10591, Item 7b | CENTURYY | CENTURY YUASA | 341279 | CURRENT
002458131 | BATTERY,STORAGE | 110V, 224Ah, Dual String, 36 x UXH125-6 VRLA Monoblocs c/w Enclosed Rack, Subs Standby Battery Bank, Contract 10591, Item 7c | CENTURYY | CENTURY YUASA | 341299 | CURRENT
002457851 | BATTERY,STORAGE | 110V, 400Ah, Dual String, 108 x UXL220-2 VRLA Monoblocs w/out Rack, Subs Standby Battery Bank, Contract 10591, Item 8a | CENTURYY | CENTURY YUASA | 341257 | CURRENT
002458024 | BATTERY,STORAGE | 110V, 400Ah, Dual String, 108 x UXL220-2 VRLA Monoblocs c/w Rack, Subs Standby Battery Bank, Contract 10591, Item 8b | CENTURYY | CENTURY YUASA | 341280 | CURRENT
002458149 | BATTERY,STORAGE | 110V, 400Ah, Dual String, 108 x UXL220-2 VRLA Monoblocs c/w Enclosed Rack, Subs Standby Battery Bank, Contract 10591, Item 8c | CENTURYY | CENTURY YUASA | 341300 | CURRENT
002457869 | BATTERY,STORAGE | 48V, 90Ah, Dual String, 8 x UXH50-12 VRLA Monoblocs w/out Rack, Subs Standby Battery Bank, Contract 10591, Item 9a | CENTURYY | CENTURY YUASA | 341258 | CURRENT
002458032 | BATTERY,STORAGE | 48V, 90Ah, Dual String, 8 x UXH50-12 VRLA Monoblocs c/w Rack, Subs Standby Battery Bank, Contract 10591, Item 9b | CENTURYY | CENTURY YUASA | 341281 | CURRENT
002458156 | BATTERY,STORAGE | 48V, 90Ah, Dual String, 8 x UXH50-12 VRLA Monoblocs c/w Enclosed Rack, Subs Standby Battery Bank, Contract 10591, Item 9c | CENTURYY | CENTURY YUASA | 341236 | CURRENT
002457885 | BATTERY,STORAGE | 48V, 180Ah, Dual String, 8 x FXH100-12S VRLA Monoblocs w/out Rack, Subs Standby Battery Bank, Contract 10591, Item 11a | CENTURYY | CENTURY YUASA | 313122-ITEM 3D | CURRENT
002458057 | BATTERY,STORAGE | 48V, 180Ah, Dual String, 8 x FXH100-12S VRLA Monoblocs c/w Rack, Subs Standby Battery Bank, Contract 10591, Item 11b | CENTURYY | CENTURY YUASA | 313122-ITEM 3D+R | CURRENT
002457893 | BATTERY,STORAGE | 48V, 224Ah, Dual String, 16 x UXH125-6 VRLA Monoblocs w/out Rack, Subs Standby Battery Bank, Contract 10591, Item 12a | CENTURYY | CENTURY YUASA | 341261 | CURRENT
002458065 | BATTERY,STORAGE | 48V, 224Ah, Dual String, 16 x UXH125-6 VRLA Monoblocs c/w Rack, Subs Standby Battery Bank, Contract 10591, Item 12b | CENTURYY | CENTURY YUASA | 341284 | CURRENT
002458164 | BATTERY,STORAGE | 48V, 224Ah, Dual String, 16 x UXH125-6 VRLA Monoblocs c/w Enclosed Rack, Subs Standby Battery Bank, Contract 10591, Item 12c | CENTURYY | CENTURY YUASA | 341301 | CURRENT
002457901 | BATTERY,STORAGE | 48V, 500Ah, Dual String, 48 x UXL330-2 VRLA Monoblocs w/out Rack, Subs Standby Battery Bank, Contract 10591, Item 13a | CENTURYY | CENTURY YUASA | 341262 | CURRENT
002458073 | BATTERY,STORAGE | 48V, 500Ah, Dual String, 48 x UXL330-2 VRLA Monoblocs c/w Rack, Subs Standby Battery Bank, Contract 10591, Item 13b | CENTURYY | CENTURY YUASA | 341285 | CURRENT
002458172 | BATTERY,STORAGE | 48V, 500Ah, Dual String, 48 x UXL 330-2 VRLA Monoblocs c/w Enclosed Rack, Subs Standby Battery Bank, Contract 10591, Item 13c | CENTURYY | CENTURY YUASA | 341302 | CURRENT
002457919 | BATTERY,STORAGE | 48V, 1000Ah, Dual String, 48 x UXL550-2 VRLA Monoblocs w/out Rack, Subs Standby Battery Bank, Contract 10591, Item 14a | CENTURYY | CENTURY YUASA | 341263 | CURRENT
002458081 | BATTERY,STORAGE | 48V, 1000Ah, Dual String, 48 x UXL550-2 VRLA Monoblocs c/w Rack, Subs Standby Battery Bank, Contract 10591, Item 14b | CENTURYY | CENTURY YUASA | 341286 | CURRENT
002457927 | BATTERY,STORAGE | 32V, 125Ah, Dual String, 10 x UXH75-6 VRLA Monoblocs w/out Rack, Subs Standby Battery Bank, Contract 10591, Item 15a | CENTURYY | CENTURY YUASA | 341264 | CURRENT
002458099 | BATTERY,STORAGE | 32V, 125Ah, Dual String, 10 x UXH75-6 VRLA Monoblocs c/w Rack, Subs Standby Battery Bank, Contract 10591, Item 15b | CENTURYY | CENTURY YUASA | 341287 | CURRENT
002457935 | BATTERY,STORAGE | 32V, 180Ah, Dual String, 10 x UXH100-6 VRLA Monoblocs w/out Rack, Subs Standby Battery Bank, Contract 10591, Item 16a | CENTURYY | CENTURY YUASA | 341265 | CURRENT
002458107 | BATTERY,STORAGE | 32V, 180Ah, Dual String, 10 x UXH100-6 VRLA Monoblocs c/w Rack, Subs Standby Battery Bank, Contract 10591, Item 16b | CENTURYY | CENTURY YUASA | 241288 | CURRENT
002457943 | BATTERY,STORAGE | 12V, 7Ah, 1 x NP7-12FR VRLA Monobloc, Recloser Standby Battery, Contract 10591, Item 17 | CENTURYY | CENTURY YUASA | 175017 | CURRENT
002492296 | CUTTER,BATTERY OPERATED | Milwaukee, M18 Force Logic, 860mm2 ACSR Cutter, Skin Only | MILWAUKE | MILWAUKEE POWER TOOLS | M18HCC45-0C | CURRENT
002492296 | CUTTER,BATTERY OPERATED | Milwaukee, M18 Force Logic, 860mm2 ACSR Cutter, Skin Only | C&LTOOL | CALTCO T/A C&L TOOL CENTRE | MILWTM18HCC45-0C | CURRENT
002492304 | ADAPTOR,UNIVERSAL | Button Adaptor to Bayonet/Taplin AL Fitting to suit 38mm Fibreglass Stick | PENTA | PENTA AUST (TMAC THEW & MCCANN/HYLEC) | PA10524 | CURRENT
002492304 | ADAPTOR,UNIVERSAL | Button Adaptor to Bayonet/Taplin AL Fitting to suit 38mm Fibreglass Stick | THEWMCAN | TMAC THEW & MCCANN GROUP | TM10524 | CURRENT
002492379 | RELAY,ELECTROMAGNETIC | Plug-In Relay, 110V DC, 4 C/O Contacts, Magnetic Arc Blowouts | RMSPROD | RMS PRODUCTS (RELAY MONITORING SYSTEMS) | D-B-D110- | PURCHASE AS REQUIRED
002492395 | RACEWAY,NONMETALLIC | Slotted Duct, 2m Lg, 150 x 100mm, Grey | REXEL | REXEL PTY LTD | 10208921 | CURRENT
002492403 | DAMPER,VIBRATION,TRANSMISSION LINE | Stockbridge Type, Clamp Size 15.5-20.0mm | PLP AUST | PREFORMED LINE PRODUCTS (AUST) | VSD-2020 | CURRENT
002492411 | TAG,MARKER | Pole Inspection Disc, Al, Non-Coloured, Non-Stamped, 50mm Dia, 2mm Thk c/w 6mm Dia Punched Hole 8mm from Edge | UAM | UTILITY ASSET MANAGEMENT P/L | DISC-PLAIN | CURRENT
002492429 | MULTIPLEXER CARD | PDH, DFX100, 4 x Eth Ports, 4 x E1 Ports 3 x V.11 Ports, 2 x SFP 100Base-X, Subrack Mechanics, c/w LOOP Support Software (excl SFP's) | COMMTEL | COMMTEL NETWORK SOLUTIONS PL | DFX100-SFP & DFX100SW-LP-SFP | CURRENT
002492429 | MULTIPLEXER CARD | PDH, DFX100, 4 x Eth Ports, 4 x E1 Ports 3 x V.11 Ports, 2 x SFP 100Base-X, Subrack Mechanics, c/w LOOP Support Software (excl SFP's) | AVARA | AVARA TECHNOLOGIES P/L (MANUFACTURER) | P21009.09 | CURRENT
002492437 | MULTIPLEXER CARD | DB4 Single Slot 75 Ohm Bal with 4xE1, DynaFlex Digital Branching Unit, 4xE1 | COMMTEL | COMMTEL NETWORK SOLUTIONS PL | DYF-DB4-75&DYF-DB4-SWENHANCED | CURRENT
002492437 | MULTIPLEXER CARD | DB4 Single Slot 75 Ohm Bal with 4xE1, DynaFlex Digital Branching Unit, 4xE1 | AVARA | AVARA TECHNOLOGIES P/L (MANUFACTURER) | P61011.02 | CURRENT
002460707 | RELAY,PROTECTION | Multi-Contact Tripping Relay, 48V DC, 10 Make, 0 Break, Latching Contacts c/w Latching Flag | RMS | RELAY MONITORING SYSTEMS PL | 2HSM519B2-C-10M00B-2M28S1 | CURRENT
002492494 | RELAY,ELECTROMAGNETIC | Mini Relay, 250VAC, 12VDC, 8A, 0.37kW, 8 Pin Flat, 2 Pole, 2CO, 300 Ohm, 3 Breaking/10 Making ms, 100000 Cycles, Plug-In Mount/Faston Connection, Silver | HAYMANS | HAYMANS ELECTRICAL | FID46.52.007412VDC | CURRENT
002492502 | BASE,RELAY | 250V, 8A, 8 Pin Flat, Screw Terminal, DIN Rail Mount, suit 4652 Relay Box Clamp, IP20, -40 to 70 deg C, 32.8 x 29 x 12.4mm | HAYMANS | HAYMANS ELECTRICAL | FID97.02 | CURRENT
002492510 | POWER SUPPLY | PDU Unit, 1RU, 240V, 10A, 1 x 3 Pin Aus Plug Input, 6 x 3 Pin Aus GPO Output, 2m Lg Cord, Horizontal Orientation, Black, 482.6 x 45 x 44.6mm, w/optional | HAYMANS | HAYMANS ELECTRICAL | SEVSEDG-6P-GPO | CURRENT
002492528 | SPECTACLES,INDUSTRIAL | SafeStyle Fusions, Black Frame, Tinted, Polorised, Medium Impact, PC Frame & Lens, UV400 99.95% UV Protection AS/NZS 1337.1:2010 | ATOMSUPP | ATOM SUPPLY | 40030262 | CURRENT
002492536 | MODEM,COMMUNICATIONS | 4G CATM1+NB-IoT Modem, Quectel Chipset, Yurika Metering Label, Industrial Telstra SIM Fitted, RJ45 to RJ45 Lead | INTERCEL | INTERCEL PTY LTD | ASSMRTS4M1YURNQ | CURRENT
002492544 | MODEM,COMMUNICATIONS | 4G CATM1+NB-IoT Modem, Telit Chipset, Yurika Metering Label, Industrial Telstra SIM Fitted, RJ45 to RJ45 Lead | INTELLI | INTELLI DESIGN | ID 45570 | CURRENT
002492551 | MODEM,COMMUNICATIONS | 4G CATM1+NB-IoT Modem, Quectel Chipset, Energex Label, Industrial Telstra SIM Fitted, RJ45 to RJ45 Lead | INTERCEL | INTERCEL PTY LTD | ASSMRTS4M1ENGNQ | CURRENT
002492577 | HELMET,SAFETY | Hard Hat TA570, White, Unbranded, Vented c/w Ratchet Headgear | ATOMSUPP | ATOM SUPPLY | 90070157 | CURRENT
002492585 | TRANSFORMER,DISTRIBUTION | Pole Mount, 11kV, 10kVA, 1Ph, Ester Oil (FR3) | WILSON | WILSON TRANSFORMER CO. PTY LTD | 873-A370-11-AA (FR3) | CURRENT
002492593 | TRANSFORMER,DISTRIBUTION | Pole Mount, 11kV, 25kVA, 1Ph, Ester Oil (FR3) | WILSON | WILSON TRANSFORMER CO. PTY LTD | 873-A371-11-AA (FR3) | CURRENT
002492601 | TRANSFORMER,DISTRIBUTION | Pole Mount, 11kV, 63kVA, 3Ph, Ester Oil (FR3) | WILSON | WILSON TRANSFORMER CO. PTY LTD | 874-A374-11-AA (FR3) | CURRENT
002492619 | TRANSFORMER,DISTRIBUTION | Pole Mount, 11kV, 500kVA, 3Ph, Ester Oil (FR3) | WILSON | WILSON TRANSFORMER CO. PTY LTD | 874-0609-11-AA (FR3) | CURRENT
002433522 | ELECTRONIC,PHASING DEVICE | Wireless Phasing Device, 11 - 132kV, Outdoor Kit w/Case | PENTA | PENTA AUST (TMAC THEW & MCCANN/HYLEC) | PA21500 | CURRENT
002433522 | ELECTRONIC,PHASING DEVICE | Wireless Phasing Device, 11 - 132kV, Outdoor Kit w/Case | SIBILLE | SIBILLE FAMECA ELECTRIC (MANUFACTURER) | TAG501011132 | CURRENT
002433522 | ELECTRONIC,PHASING DEVICE | Wireless Phasing Device, 11 - 132kV, Outdoor Kit w/Case | HYLEC | HYLEC PTY LTD | TAG501011132 | CURRENT
002492627 | ELECTROLYTE | Freezer Hydration Sqweeze Zero Pops, 5 Mixed Flavours, Sugar Free, Low Calorie, 90ml each, Pack of 10 | SQWINCH | THE SQWINCHER CORP (MANUFACTURER) | SQ159200232 | CURRENT
002492627 | ELECTROLYTE | Freezer Hydration Sqweeze Zero Pops, 5 Mixed Flavours, Sugar Free, Low Calorie, 90ml each, Pack of 10 | ATOMSUPP | ATOM SUPPLY | 40035205 | CURRENT
002492635 | COVER,TERMINAL BLOCK | Type EA 5, Single Cover, Snap Fit, Clear, suits Phoenix UK3N, UK5N & UK6N | PHOENIX | PHOENIX CONTACT PTY LTD | 1024014 | CURRENT
002492643 | COVER,TERMINAL BLOCK | Type EA 5-WS, Single Cover, Snap Fit, Yellow Tint, suits Phoenix UK3N, UK5N, & UK6N | PHOENIX | PHOENIX CONTACT PTY LTD | 1024085 | CURRENT
002492650 | COVER,TERMINAL BLOCK | Type EA 11, Single Cover, Snap Fit, Clear, suits Phoenix UK35 | PHOENIX | PHOENIX CONTACT PTY LTD | 1024263 | CURRENT
002492668 | MULTIPLEXER,DIGITAL | Avara sNGA Card, DynaFlex Secured Network Gateway Adaptor Unit, 8xV.11, 8xRS232, 2x10/100Base-T | AVARA | AVARA TECHNOLOGIES P/L (MANUFACTURER) | P61511.01 | CURRENT
002492668 | MULTIPLEXER,DIGITAL | Avara sNGA Card, DynaFlex Secured Network Gateway Adaptor Unit, 8xV.11, 8xRS232, 2x10/100Base-T | COMMTEL | COMMTEL NETWORK SOLUTIONS PL | DYF-SNGA-2FE | CURRENT
002492676 | TERMINAL STRIP | Mini Neutral Link, 100A, 500V, 5 Hole c/w Cover, Front Wiring, Black | CNWPL | CNW PL - SLACKS CREEK | CLIL5 | CURRENT
002492676 | TERMINAL STRIP | Mini Neutral Link, 100A, 500V, 5 Hole c/w Cover, Front Wiring, Black | CLIPSAL | GERARD INDUSTRIES QLD DIVSN P/L | L5 | CURRENT
002402793 | DIE,CRIMPING TOOL | Hex, 12T, 30.3mm A/F Al | TEN | THE ENERGY NETWORK | K12-30.3-AL | CURRENT
002492718 | CONTROL,TRANSMITTER | Converter Module Only, SFU-K 403, 200kVA Maintenance Spare Part Only, to fit in 19 inch Cabinet | LANDIS | LANDIS GYR (AUST) PTY LTD | 17'019'910'403 | CURRENT
002492726 | THERMOMETER,SELF-INDICATING,BIMETALLIC | Eathing Transformer, AKM 47080, Side-Mount, 5? Dial | INSULECT | INSULECT AUSTRALIA PL | 47080 | CURRENT
000124015 | FUSE,CARTRIDGE | 415V AC, HRC Cartridge VK Type, 60A, 57 x 22.2mm Dia, ETS 12-02-01 Group A (scm) | FUSECO | FUSECO PTY LTD | 2258F-63 | CURRENT
002492734 | ADAPTOR | Earth Park Adaptor with 100mm Longer Leg & supplied with GR304 and Cast Aluminium Gripall Spindle, Commonly Known as Temp EDO Earthing Stirrups | PWRLINE |  | A4-1830 | CURRENT
002492759 | CABLE ASSY,RADIO FREQUENCY | PolyPhaser TSX-NFF Type N F/F Bulkhead Coaxial Surge Protector, 698MHz - 2.7GHz, DC Block, 500W, IP67, 40kA | RFIND | RF INDUSTRIES | TSX-NFF | CURRENT
002492767 | CABLE,POWER,ELECTRICAL | U/Ground, 12.7/22kV, 1Cx400mm2 Al/TR-XLPE Insulated/(52/1.53) CWS/ Semiconduct WBT/Polylaminate Al, MDPE, 500m Steel Drum | MIDLANDS | MIDLAND METALS | MMO-22KV1X400ATRXWBTSCRWBTLATM | CURRENT
002492783 | MASK,AIR FILTERING | Respirators Disposable P2V Flat Fold Trident | ATOMSUPP | ATOM SUPPLY | 40023837 | CURRENT
002492791 | MASK,AIR FILTERING | Respirator Disposable P2 3030V Cupped Valved | ATOMSUPP | ATOM SUPPLY | 40044603 | CURRENT
002406755 | SLEEVE,ELECTRICAL CONNECTOR | NT, Shear Bolt, Straight, suit 240mm2 Al Stranded, Solid, 4 Core & 3 Core Round Cable | SICAME | SICAME AUSTRALIA PTY LTD | UM300 | CURRENT
002492809 | MONITOR | LV Monitor for Pole/OD Ground Mount Transformers c/w 4 x 140mm Dia Rogowski Coils w/5m Leads, S/S Mounting Bracket, Integrated Comms Device, External Low | DYNAMRAT | DYNAMIC RATINGS | TTM-001-C-P KIT | CURRENT
002492817 | MONITOR | LV Monitor for Padmount/ID Ground Mount Transformers c/w 4 x 140mm Dia Rogowski Coils w/5m Leads, Mounting Bracket w/Magnet Screw Fixing, Integrated Comms | DYNAMRAT | DYNAMIC RATINGS | TTM-001-C-K KIT | CURRENT
002492825 | TRANSFORMER,CURRENT | Flexible, Rogowski Coil, Class S, 140mm Dia w/5m Lead, Set of 4, Colour Coded RD/BU/WH/BL | ROGOWSKI | ROGOWSKI TECHNOLOGY CO. LTD | CTA-0002 | CURRENT
002492833 | LEAD,ELECTRICAL | suit Padmount/ID Ground Mount Monitors, 5m x 4mm2 Lead, Pre-Terminated, Set of 4 Colour Coded RD/BU/WH/BL | DYNAMRAT | DYNAMIC RATINGS | CAB-0010 | CURRENT
002492841 | LEAD,ELECTRICAL | suit Pole Mount/OD Ground Mount Monitors, 5m x 6mm2 Lead, Set of 4, Colour coded RD/BU/WH/BL | DYNAMRAT | DYNAMIC RATINGS | CAB-0011 | CURRENT
002492957 | RECEIVER,RIPPLE CONTROL | R1100, 1042Hz, SE-R, Program 818, Decabit, T33/EVSE/T31 c/w 1 x Switch Fitted R2 - REGIONAL | LANDIS | LANDIS GYR (AUST) PTY LTD | R1100200NNXXXNNEQ 818 | CURRENT
002492965 | RECEIVER,RIPPLE CONTROL | R1100, 1042Hz, SE-M, Program 918, Decabit, T33/EVSE/T31 c/w 1 x Switch Fitted R2 - METRO | LANDIS | LANDIS GYR (AUST) PTY LTD | R1100200NNXXXNNEQ 918 | CURRENT
002492973 | METER,WATTHOUR | EM133, 100A, 3 Ph WC, DIN Mount | SATEC | SATEC (AUSTRALIA) PTY LTD | EM133-XM-100-50HZ-SE-CC | CURRENT
002492981 | METER,WATTHOUR | EM133, 5A, 3 Ph CT, DIN Mount | SATEC | SATEC (AUSTRALIA) PTY LTD | EM133-XM-5-50HZ-SE-CC | CURRENT
002492999 | METER,WATTHOUR | EM133, HACS, 3 Ph CT, DIN Mount | SATEC | SATEC (AUSTRALIA) PTY LTD | EM133-XM-HACS-50HZ-SE-CC | CURRENT
002493005 | METER,WATTHOUR | EM235, FCAS, 5A, 3 Ph CT, DIN Mount | SATEC | SATEC (AUSTRALIA) PTY LTD | PRO-EM235-5-50HZ-ACDC-IO-FCAS | CURRENT
002493013 | METER,WATTHOUR | EM235, FCAS, 1A, 3 Ph CT, DIN Mount | SATEC | SATEC (AUSTRALIA) PTY LTD | PRO-EM235-1-50HZ-ACDC-IO-FCAS | CURRENT
002493021 | METER,WATTHOUR | EM235, FCAS, HCAS, 3 Ph CT, DIN Mount | SATEC | SATEC (AUSTRALIA) PTY LTD | PROEM235HCAS-50HZ-ACDC-IO-FCAS | CURRENT
002493039 | MODULE | I/O Module, 4RO, Accessory for PRO 235 Series | SATEC | SATEC (AUSTRALIA) PTY LTD | EMR4 | CURRENT
002493047 | MODULE | Comms Module, Ethernet (TCP/IP), Accessory for EM133 | SATEC | SATEC (AUSTRALIA) PTY LTD | ETH-DIN | CURRENT
002493054 | TRANSFORMER,CURRENT | HACS, 100A, Solid Core, Accessory for EM133 | SATEC | SATEC (AUSTRALIA) PTY LTD | EL0115 | CURRENT
002493062 | TRANSFORMER,CURRENT | HACS, 400A, Solid Core, Accessory for EM133 | SATEC | SATEC (AUSTRALIA) PTY LTD | EL0117 | CURRENT
002493070 | TRANSFORMER,CURRENT | HACS, 800A, Split Core, Accessory for EM133 | SATEC | SATEC (AUSTRALIA) PTY LTD | HX0158 | CURRENT
002493088 | TRANSFORMER,CURRENT | HACS, 2000A, Split Core, Accessory for EM133 | SATEC | SATEC (AUSTRALIA) PTY LTD | HX0154 | CURRENT
002466720 | BAG,WASHING | ZWN1W Washnet Bag, HD Polyester Knit, Ziptop Closure, ID Tag | FILTFAB | FILTERFAB LAUNDRY & HEALTHCARE | 201 | CURRENT
002454221 | COVER,FUSE | ABB SafeLink 1 & 2 Fuse Cap, Single Phase | ABB | ABB FAN PTY LTD | CA2012FC | CURRENT
000030311 | COVER,TERMINAL BLOCK | Type PL5 Protective Cover, 5.2mm Spacing Transparent, PC V2, Terminal Block Accessory | ABB | ABB FAN PTY LTD | 1SNK 900 618 R0000 | CURRENT
000030433 | COVER,TERMINAL BLOCK | Type PL8 Protective Cover, 8mm Spacing, Transparent, PC V2, Terminal Block Accessory | ABB | ABB FAN PTY LTD | 1SNK 900 620 R0000 | CURRENT
000030405 | COVER,TERMINAL BLOCK | Type CO Protective Cover, 1m Lg, 77mm W, 30mm H, Transparent, PVC, Terminal Block Accessory | ABB | ABB FAN PTY LTD | 1SNK 900 604 R0000 | CURRENT
000030404 | COVER,TERMINAL BLOCK | Type KCO Protective Cover Kit, Versatile Mounting c/w 2 x End Stops & 2 x Sealing Accessories, Dark Grey, Terminal Block Accessory | ABB | ABB FAN PTY LTD | 1SNK 900 624 R0000 | CURRENT
002493138 | COVER,TERMINAL BLOCK | Type PL6 Protective Cover, 6mm Spacing, Transparent, PC V2, Terminal Block Accessory | ABB | ABB FAN PTY LTD | 1SNK 900 619 R0000 | PENDING
002493146 | DIFFUSER,LIGHT | Visor Glare Shield, Front, for StreetLED MkII & MkIII | SYLVANIA | SYLVANIA SCHREDER | JLB00008 | CURRENT
002493153 | CYLINDER,GAS | Empty Cylinder, Size G, SF6 Maintenance Work Only, Purity >90%, Moisture as per MAC C3/C4 Criteria, N24 Silver Grey Body Y14 Gold Yellow Shoulder, Type 31 Valve, | CATALINA | CATALINA INDUSTRIES PL | 50KG SILVER GREY + GOLD YELLOW | PURCHASE AS REQUIRED
002493161 | CYLINDER,GAS | Empty Cylinder, 10kg, SF6 Maintenance Work Only, Purity >90%, Moisture as per MAC C3/C4 Criteria, N24 Silver Grey Body Y14 Gold Yellow Shoulder, Type 31 Valve, | CATALINA | CATALINA INDUSTRIES PL | 10KG SILVER GREY + GOLD YELLOW | PURCHASE AS REQUIRED
002451391 | CABLE,POWER,ELECTRICAL | 0.6/1kV, 4C+E, 70mm2 + 25mm2 E (18/2.35) Cu, X-90 Insulated/HFS-110-TP Bedded/DBT /HFS-110-TP Sheath/Nylon/HFS-110-TP Sheath, UV Stabilised, EESS-10733-01, | OLEX | OLEX AUSTRALIA PTY LTD | PDYC20SB004OMEM | CURRENT
002466894 | CABLE,POWER,ELECTRICAL | 0.6/1kV, 2C+E, 6mm2 + 2.5mm2 E Cu/ X-HF-90 Insulated/HFS-90-TP Bedding/DBT/ HFS-90-TP Orange Sheath, Red Black Green/Yellow Insulation, 500m Wood Drum | MIDLANDS | MIDLAND METALS | MMO-2+E X 6 CU XHF HFS DBT HFS | CURRENT
002493179 | TESTER | MT575 Digital 10kV HV Insulation Tester, CAT IV 600V & CAT III 1000V, Insulation Test Range from 1000V to 10,000V | MAJORTCH | MAJOR TECH AUSTRALIA | MT575 | CURRENT
002493179 | TESTER | MT575 Digital 10kV HV Insulation Tester, CAT IV 600V & CAT III 1000V, Insulation Test Range from 1000V to 10,000V | CNWPL | CNW PL - SLACKS CREEK | MAJMT575 | CURRENT
002493187 | LEAD SET,TEST | 5m Test Leads, for Major Tech MT575 10kV HV Insulation Tester | CNWPL | CNW PL - SLACKS CREEK | BI11523 | CURRENT
002493187 | LEAD SET,TEST | 5m Test Leads, for Major Tech MT575 10kV HV Insulation Tester | MAJORTCH | MAJOR TECH AUSTRALIA | BI11523 | CURRENT
002493195 | COVER,ELECTRICAL EQUIPMENT | HD Downlead Cover, 50mm ID, 2.7m Lg, 2.6mm Wall, Black, UV Stablilsed PVC, Fire Retardant, for use on Timber Poles | RMS | RELAY MONITORING SYSTEMS PL | EWG50-FRM | CURRENT
002493203 | RELAY,PROTECTION | FW 5.1.11, Line Diff, 16/10 IO, 48/250VDC Pwr, 1/5A CT, 850nm MMOF Line Comms Module, DNP3 over 100BaseFX (LC), 4U Case, IEC61850 Ed2 | ABB | ABB FAN PTY LTD | RED615 HBDDAEAGNPH1AMA11G | CURRENT
002493211 | RELAY,PROTECTION | FW 5.1.11, Line Diff, 16/10 IO, 24/60VDC Pwr, 1/5A CT, 850nm MMOF Line Comms Module, DNP3 over 100BaseFX (LC), 4U Case, IEC61850 Ed2 | ABB | ABB FAN PTY LTD | RED615 HBDDAEAGNPH1AMA21G | CURRENT
002493229 | RELAY,PROTECTION | FW 5.1.11, Line Diff, 16/10 IO, 48/250VDC Pwr, 1/5A CT, 1300nm SMOF Line Comms Module, DNP3 over 100BaseFX (LC), 4U Case, IEC61850 Ed2 | ABB | ABB FAN PTY LTD | RED615 HBDDAEAGNQH1AMA11G | CURRENT
002493237 | RELAY,PROTECTION | FW 5.1.11, Line Diff, 16/10 IO, 24/60VDC Pwr, 1/5A CT, 1300nm SMOF Line Comms Module, DNP3 over 100BaseFX (LC), 4U Case, IEC61850 Ed2 | ABB | ABB FAN PTY LTD | RED615 HBDDAEAGNQH1AMA21G | CURRENT
002493252 | ROLLER | Acetal Roller, 86mm Dia, for Strap Hoist EWP Lifting Jib, Dwg 2193-01103-Rev B | PENTA | PENTA AUST (TMAC THEW & MCCANN/HYLEC) | PA21793 | CURRENT
002493252 | ROLLER | Acetal Roller, 86mm Dia, for Strap Hoist EWP Lifting Jib, Dwg 2193-01103-Rev B | HYLEC | HYLEC PTY LTD | ACETALREELEGX | CURRENT
002493286 | TOOL | Installation & Removal Tool, Universal Head FCI Adapter, for LFI Navigator Series, Sunrise Adaptor | MVTECH | MV TECHNOLOGY SOLUTIONS P/L | 49-6006-004 | CURRENT
002493286 | TOOL | Installation & Removal Tool, Universal Head FCI Adapter, for LFI Navigator Series, Sunrise Adaptor | HRSTMNN | HORSTMANN GMBH (MANUFACTURER) | 49-6006-004 | CURRENT
002493302 | HOLDER,MARKER | UBE/D, Marker Carrier, Terminal Label Holder, Marking Field Size 40 x 17mm, DIN Rail Mount | PHOENIX | PHOENIX CONTACT PTY LTD | 0800307 | CURRENT
002493310 | COVER,TERMINAL BLOCK | AP-ME, Cover Profile, PVC, Transparent, 1m Lg | PHOENIX | PHOENIX CONTACT PTY LTD | 3034361 | CURRENT
002493328 | COVER,TERMINAL | APH-ME, Cover Profile Carrier, Sealable, DIN Rail Mount, for AP-ME Cover Profile | PHOENIX | PHOENIX CONTACT PTY LTD | 3034374 | CURRENT
002493336 | END PLATE,TERMINAL BLOCK | APT-ME, Cover Profile Carrier, DIN Rail Mount, End Plate for AP-ME Cover Profile | PHOENIX | PHOENIX CONTACT PTY LTD | 3034358 | CURRENT
002493344 | TERMINAL BLOCK | Type PTV 6, Feed-through, 41A Nom, 1000V Nom, 6mm2 Cross-Section, 2 Connections, Gray | PHOENIX | PHOENIX CONTACT PTY LTD | 1116734 | CURRENT
002493351 | END PLATE,TERMINAL BLOCK | D-PTV 6, End Cover, 36mm D, 2.2mm W, 61mm H, Gray, DIN Rail Mount | PHOENIX | PHOENIX CONTACT PTY LTD | 1180894 | CURRENT
002493369 | COVER,TERMINAL | AP 3-TNS 35, Cover Profile Carrier, Sealable, DIN Rail Mount, for AP 3 Cover Profile | PHOENIX | PHOENIX CONTACT PTY LTD | 5022672 | CURRENT
002493377 | COVER,TERMINAL BLOCK | AP 3, Cover Profile, PVC, Transparent, 1m Lg | PHOENIX | PHOENIX CONTACT PTY LTD | 5022643 | CURRENT
002493385 | CIRCUIT BREAKER | MCB, Acti9 iC60H, 6A, 1 Pole, C-Curve | SCHNEIDR | SCHNEIDER PTY LTD (MANUFACTURER) | A9F54106 | CURRENT
002493393 | INSULATION SLEEVING,ELECTRICAL | Heavy-Wall Heat Shrink Tubing, 180-50mm, 400mm Lg c/w Adhesive Coating, Pack of 5 | RAYCHEM | RAYCHEM (AUSTRALIA) PTY LTD | WCSM-180/50-400/S | CURRENT
002493393 | INSULATION SLEEVING,ELECTRICAL | Heavy-Wall Heat Shrink Tubing, 180-50mm, 400mm Lg c/w Adhesive Coating, Pack of 5 | TECONN | TE CONNECTIVITY LTD | EP6824-000 | CURRENT
002493401 | BRACKET,MOUNTING | Pole Termination Cable Cleat Saddle, Galv Steel, suit Ellis Al 2 Hole Cable Clamps, for 33kV 185mm2, Dwg 12588-A3 | GLOBAL | GLOBAL MANUFACTURING GROUP | ENERGEX-12588-A3-CABLE-185 | CURRENT
000104779 | SHADE BRIM,SAFETY HELMET | Snap Brim, Plastic, for Sun Protection, White Only, suit Protector 43 Safety Caps | ATOMSUPP | ATOM SUPPLY | 79903070 | CURRENT
000104779 | SHADE BRIM,SAFETY HELMET | Snap Brim, Plastic, for Sun Protection, White Only, suit Protector 43 Safety Caps | SNAPBRIM | SNAP BRIM (MANUFACTURER) | HC600 | CURRENT
000104448 | WRENCH | Drive End, 2133mm Lg (7ft), Rated at 10000 Lbf.ft | AMPLITUD | AMPLITUDE PTY LTD - 396777 | SAE09639 | CURRENT
002493419 | BIT,SCREWDRIVER | Milwaukee, Shockwave Power Bit, Phillips #2, 150mm (6") Lg, suit 1/4" Impact Driver Quick Connect | C&LTOOL | CALTCO T/A C&L TOOL CENTRE | MILWA48324902 | CURRENT
002493419 | BIT,SCREWDRIVER | Milwaukee, Shockwave Power Bit, Phillips #2, 150mm (6") Lg, suit 1/4" Impact Driver Quick Connect | MILWAUKE | MILWAUKEE POWER TOOLS | 48324902 | CURRENT
002493419 | BIT,SCREWDRIVER | Milwaukee, Shockwave Power Bit, Phillips #2, 150mm (6") Lg, suit 1/4" Impact Driver Quick Connect | C&LTOOL | CALTCO T/A C&L TOOL CENTRE | MILWA48324802 | CURRENT
002493427 | DRILL-DRIVER,ELECTRIC,PORTABLE | Milwaukee, M12 Fuel, 1/4" Hex Impact Driver Quick Connect, 12V, Tri-LED Lighting, Tool Only | MILWAUKE | MILWAUKEE POWER TOOLS | M12FID20 | CURRENT
002493427 | DRILL-DRIVER,ELECTRIC,PORTABLE | Milwaukee, M12 Fuel, 1/4" Hex Impact Driver Quick Connect, 12V, Tri-LED Lighting, Tool Only | C&LTOOL | CALTCO T/A C&L TOOL CENTRE | MILWTM12FID20 | CURRENT
001543095 | CABLE,POWER,ELECTRICAL | 0.6/1kV, 1C, 16mm2 (7/1.70) Cu/XLPE (X-90UV) Insul, Black, Metre Marked, 250m Wood Drum, JTS 03-01-08 (scm) | OLEX | OLEX AUSTRALIA PTY LTD | XDCP15SB001AACX | CURRENT
001543095 | CABLE,POWER,ELECTRICAL | 0.6/1kV, 1C, 16mm2 (7/1.70) Cu/XLPE (X-90UV) Insul, Black, Metre Marked, 250m Wood Drum, JTS 03-01-08 (scm) | MIDLANDS | MIDLAND METALS | MMO-1X16 CU X BLK | CURRENT
001543184 | CABLE,POWER,ELECTRICAL | 0.6/1kV, 1C, 70mm2 (19/2.14) Cu/XLPE (X-90) Insul, Grn/Ylw, Metre Marked, 250m Wood Drum, JTS 03-01-08 (Not for outdoor use) | OLEX | OLEX AUSTRALIA PTY LTD | XDCC20SB001AAHN | CURRENT
001543184 | CABLE,POWER,ELECTRICAL | 0.6/1kV, 1C, 70mm2 (19/2.14) Cu/XLPE (X-90) Insul, Grn/Ylw, Metre Marked, 250m Wood Drum, JTS 03-01-08 (Not for outdoor use) | MIDLANDS | MIDLAND METALS | MMO-1X70 CU X G/Y | CURRENT
001543176 | CABLE,POWER,ELECTRICAL | 0.6/1kV, 1C, 70mm2 (19/2.14) Cu/XLPE (X-90UV) Insul, Black, Metre Marked, 250m Wood Drum, JTS 03-01-08 (scm) | OLEX | OLEX AUSTRALIA PTY LTD | XDCC20SB001AABK | CURRENT
001543176 | CABLE,POWER,ELECTRICAL | 0.6/1kV, 1C, 70mm2 (19/2.14) Cu/XLPE (X-90UV) Insul, Black, Metre Marked, 250m Wood Drum, JTS 03-01-08 (scm) | MIDLANDS | MIDLAND METALS | MMO-1X70 CU X BLK | CURRENT
002402818 | CABLE,POWER,ELECTRICAL | 0.6/1kV, 1C, 95mm2 (37/1.78) Cu/XLPE (X-90UV) Insul, Black, Metre Marked, 250m Wood Drum, JTS 03-01-08 (scm) | OLEX | OLEX AUSTRALIA PTY LTD | XDCC22SB001AACX | CURRENT
002402818 | CABLE,POWER,ELECTRICAL | 0.6/1kV, 1C, 95mm2 (37/1.78) Cu/XLPE (X-90UV) Insul, Black, Metre Marked, 250m Wood Drum, JTS 03-01-08 (scm) | MIDLANDS | MIDLAND METALS | MMO-1X95 CU X BLK | CURRENT
001543133 | CABLE,POWER,ELECTRICAL | 0.6/1kV, 1C, 150mm2 (37/2.25) Cu/XLPE (X-90UV) Insul, Black, Metre Marked, 250m Wood Drum, JTS 03-01-08 (scm) | OLEX | OLEX AUSTRALIA PTY LTD | XDCP24SB001AACX | CURRENT
001543133 | CABLE,POWER,ELECTRICAL | 0.6/1kV, 1C, 150mm2 (37/2.25) Cu/XLPE (X-90UV) Insul, Black, Metre Marked, 250m Wood Drum, JTS 03-01-08 (scm) | MIDLANDS | MIDLAND METALS | MMO-1X150 CU X BLK | CURRENT
001543140 | CABLE,POWER,ELECTRICAL | 0.6/1kV, 1C, 185mm2 (37/2.52) Cu/XLPE (X-90UV) Insul, Black, Metre Marked, 250m Wood Drum, JTS 03-01-08 (scm) | OLEX | OLEX AUSTRALIA PTY LTD | XDCP25SB001AACX | CURRENT
001543140 | CABLE,POWER,ELECTRICAL | 0.6/1kV, 1C, 185mm2 (37/2.52) Cu/XLPE (X-90UV) Insul, Black, Metre Marked, 250m Wood Drum, JTS 03-01-08 (scm) | MIDLANDS | MIDLAND METALS | MMO-1X185 CU X BLK | CURRENT
002401198 | CABLE,POWER,ELECTRICAL | 0.6/1kV, 1C, 240mm2 Cu/XLPE (X-90UV) Insul, Black, Metre Marked, 250m Wood Drum, JTS 03-01-08 (scm) | OLEX | OLEX AUSTRALIA PTY LTD | XDCP26SB001AACX | CURRENT
002401198 | CABLE,POWER,ELECTRICAL | 0.6/1kV, 1C, 240mm2 Cu/XLPE (X-90UV) Insul, Black, Metre Marked, 250m Wood Drum, JTS 03-01-08 (scm) | MIDLANDS | MIDLAND METALS | MMO-1X240 CU X BLK | CURRENT
002400210 | CABLE,POWER,ELECTRICAL | 0.6/1kV, 1C, 16mm2 (7/1.70) Cu/XLPE (X-90UV) Sheath, Red, 250m Wood Drum, JTS 03-01-08 | OLEX | OLEX AUSTRALIA PTY LTD | XDCP15SB001AAJB | CURRENT
002400210 | CABLE,POWER,ELECTRICAL | 0.6/1kV, 1C, 16mm2 (7/1.70) Cu/XLPE (X-90UV) Sheath, Red, 250m Wood Drum, JTS 03-01-08 | MIDLANDS | MIDLAND METALS | MMO-1X16 CU X RD | CURRENT
001542803 | CABLE,POWER,ELECTRICAL | 0.6/1kV, 1C, 4mm2 (7/0.85) Cu/PVC (V-90) Sheath, White, 100m Plastic Spool, JTS 03-01-08 | OLEX | OLEX AUSTRALIA PTY LTD | BAAP09A1001AAWT | CURRENT
001542803 | CABLE,POWER,ELECTRICAL | 0.6/1kV, 1C, 4mm2 (7/0.85) Cu/PVC (V-90) Sheath, White, 100m Plastic Spool, JTS 03-01-08 | MIDLANDS | MIDLAND METALS | MMO-1X4 CU PVC WHT | CURRENT
001542811 | CABLE,POWER,ELECTRICAL | 0.6/1kV, 1C, 4mm2 (7/0.85) Cu/PVC (V-90) Sheath, Blue, 100m Plastic Spool, JTS 03-01-08 | OLEX | OLEX AUSTRALIA PTY LTD | BAAP09A1001AABE | CURRENT
001542811 | CABLE,POWER,ELECTRICAL | 0.6/1kV, 1C, 4mm2 (7/0.85) Cu/PVC (V-90) Sheath, Blue, 100m Plastic Spool, JTS 03-01-08 | MIDLANDS | MIDLAND METALS | MMO-1X4 CU PVC BLU | CURRENT
001542889 | CABLE,POWER,ELECTRICAL | 0.6/1kV, 1C, 6mm2 (7/1.04) Cu/PVC (V-90) Sheath, White, 100m Plastic Spool, JTS 03-01-08 | OLEX | OLEX AUSTRALIA PTY LTD | BAAP11A1001AAWT | CURRENT
001542889 | CABLE,POWER,ELECTRICAL | 0.6/1kV, 1C, 6mm2 (7/1.04) Cu/PVC (V-90) Sheath, White, 100m Plastic Spool, JTS 03-01-08 | MIDLANDS | MIDLAND METALS | MMO-1X6 CU PVC WHT | CURRENT
001542935 | CABLE,POWER,ELECTRICAL | 0.6/1kV, 1C, 10mm2 (7/1.35) Cu/PVC (V-90) Sheath, Red, 100m Plastic Spool, JTS 03-01-08 | OLEX | OLEX AUSTRALIA PTY LTD | BAAP13A1001AARD | CURRENT
001542935 | CABLE,POWER,ELECTRICAL | 0.6/1kV, 1C, 10mm2 (7/1.35) Cu/PVC (V-90) Sheath, Red, 100m Plastic Spool, JTS 03-01-08 | MIDLANDS | MIDLAND METALS | MMO-1X10 CU PVC RD | CURRENT
001542943 | CABLE,POWER,ELECTRICAL | 0.6/1kV, 1C, 10mm2 (7/1.35) Cu/PVC (V-90) Sheath, Black, 100m Plastic Spool, JTS 03-01-08 (scm) | OLEX | OLEX AUSTRALIA PTY LTD | BAAP13AA001AABK | CURRENT
001542943 | CABLE,POWER,ELECTRICAL | 0.6/1kV, 1C, 10mm2 (7/1.35) Cu/PVC (V-90) Sheath, Black, 100m Plastic Spool, JTS 03-01-08 (scm) | MIDLANDS | MIDLAND METALS | MMO-1X10 CU PVC BLK | CURRENT
002401141 | CABLE,POWER,ELECTRICAL | 0.6/1kV, 1C, 16mm2 (7/1.70) Cu/PVC (V-90) Insul, Blue, 100m Wood Drum, JTS 03-01-08 | OLEX | OLEX AUSTRALIA PTY LTD | BAAP15AA001AABE | CURRENT
002401141 | CABLE,POWER,ELECTRICAL | 0.6/1kV, 1C, 16mm2 (7/1.70) Cu/PVC (V-90) Insul, Blue, 100m Wood Drum, JTS 03-01-08 | MIDLANDS | MIDLAND METALS | MMO-1X16 CU PVC BLU | CURRENT
002401142 | CABLE,POWER,ELECTRICAL | 0.6/1kV, 1C, 16mm2 (7/1.70) Cu/PVC (V-90) Insul, White, 100m Wood Drum, JTS 03-01-08 | OLEX | OLEX AUSTRALIA PTY LTD | BAAP15A1001AAWT | CURRENT
002401142 | CABLE,POWER,ELECTRICAL | 0.6/1kV, 1C, 16mm2 (7/1.70) Cu/PVC (V-90) Insul, White, 100m Wood Drum, JTS 03-01-08 | MIDLANDS | MIDLAND METALS | MMO-1X16 CU PVC WHT | CURRENT
002401130 | CABLE,POWER,ELECTRICAL | 0.6/1kV, 1C, 25mm2 (19/1.35) Hard Drawn, Cu/XLPE (X-90UV) Sheath, Black, 250m Wood Drum, JTS 03-01-08 (scm) | OLEX | OLEX AUSTRALIA PTY LTD | XDCT17SB001AACX | CURRENT
002401130 | CABLE,POWER,ELECTRICAL | 0.6/1kV, 1C, 25mm2 (19/1.35) Hard Drawn, Cu/XLPE (X-90UV) Sheath, Black, 250m Wood Drum, JTS 03-01-08 (scm) | MIDLANDS | MIDLAND METALS | MMO-1X25 CU X BLK | CURRENT
001313021 | CABLE,POWER,ELECTRICAL | 0.6/1kV, 1C, 35mm2 (19/1.53) Hard Drawn, Cu/XLPE (X-90UV) Insul, Metre Marked, 250m Wood Drum, JTS 03-01-08 (scm) | OLEX | OLEX AUSTRALIA PTY LTD | XDCT18SB001AACX | CURRENT
001313021 | CABLE,POWER,ELECTRICAL | 0.6/1kV, 1C, 35mm2 (19/1.53) Hard Drawn, Cu/XLPE (X-90UV) Insul, Metre Marked, 250m Wood Drum, JTS 03-01-08 (scm) | MIDLANDS | MIDLAND METALS | MMO-1X35 CU X BLK | CURRENT
001313028 | CABLE,POWER,ELECTRICAL | 0.6/1kV, 1C, 50mm2 (19/1.78) Hard Drawn, Cu/XLPE (X-90UV) Insul, Black, Metre Marked, 250m Wood Drum, JTS 03-01-08 (scm) | OLEX | OLEX AUSTRALIA PTY LTD | XDCT19SB001AACX | CURRENT
001313028 | CABLE,POWER,ELECTRICAL | 0.6/1kV, 1C, 50mm2 (19/1.78) Hard Drawn, Cu/XLPE (X-90UV) Insul, Black, Metre Marked, 250m Wood Drum, JTS 03-01-08 (scm) | MIDLANDS | MIDLAND METALS | MMO-1X50 HDCU X BLK | CURRENT
001541785 | CABLE,POWER,ELECTRICAL | SDI, 450/750V, 2C+E, 2.5mm2 (7/0.67) Cu/ PVC, Sheath, White, Flat, JTS 03-01-08 | OLEX | OLEX AUSTRALIA PTY LTD | CNCP07A1002WVAA | CURRENT
001541785 | CABLE,POWER,ELECTRICAL | SDI, 450/750V, 2C+E, 2.5mm2 (7/0.67) Cu/ PVC, Sheath, White, Flat, JTS 03-01-08 | MIDLANDS | MIDLAND METALS | MMO-2+EX2.5 CU PVC PVC FLAT | CURRENT
002401145 | CABLE,POWER,ELECTRICAL | 450/750V, 2C, 6mm2 (7/1.04) Cu/PVC Insul /PVC Sheath, White, Flat, 100m Plastic Spool, JTS 03-01-08 | OLEX | OLEX AUSTRALIA PTY LTD | CACP11A5002WVAA | CURRENT
002401145 | CABLE,POWER,ELECTRICAL | 450/750V, 2C, 6mm2 (7/1.04) Cu/PVC Insul /PVC Sheath, White, Flat, 100m Plastic Spool, JTS 03-01-08 | MIDLANDS | MIDLAND METALS | MMO-2X6 CU PVC PVC FLAT | CURRENT
002466886 | CABLE,POWER,ELECTRICAL | 0.6/1kV, 2C, 4mm2 Cu/X-HF-90 Insul/ HFS-90-TP Bedding/DBT/HFS-90-TP, Black Sheath, Red & Black Insul, 100m Wood Drum, JTS 03-01-08 | MIDLANDS | MIDLAND METALS | MMO-2X4 CU X DBT HFS NJ HFS | CURRENT
002466910 | CABLE,POWER,ELECTRICAL | 0.6/1kV, 4C+E, 4mm2+2.5mm2 E Cu/X-HF-90 Insul/HFS-90-TP Bedding/DBT/HFS-90-TP, Orange Sheath, Red Wht Blue Blk Grn/Ylw Insul, 500m Wood Drum, JTS 03-01-08 | MIDLANDS | MIDLAND METALS | MMO-4+EX4 CU XHF HFS DBT HFS | CURRENT
002466928 | CABLE,POWER,ELECTRICAL | 0.6/1kV, 4C+E, 6mm2+2.5mm2 E Cu/X-HF-90 Insul/HFS-90-TP Bedding/DBT/HFS-90-TP, Orange Sheath, Red Wht Blue Blk Grn/Ylw Insul, 500m Wood Drum, JTS 03-01-08 | MIDLANDS | MIDLAND METALS | MMO-4+E X 6 CU XHF HFS DBT HFS | CURRENT
002466944 | CABLE,POWER,ELECTRICAL | 0.6/1kV, 4C+E, 25mm2+6mm2 E Cu/X-HF-90 Insul/HFS-90-TP Bedding/DBT/HFS-90-TP, Orange Sheath, Red Wht Blue Blk Grn/Ylw Insul, 500m Wood Drum, JTS 03-01-08 | MIDLANDS | MIDLAND METALS | MMO-4+EX25 CU X DBT HFS NJ HFS | CURRENT
002466951 | CABLE,POWER,ELECTRICAL | 0.6/1kV, 4C+E, 35mm2+10mm2 E Cu/X-HF-90 Insul/HFS-90-TP Bedding/DBT/HFS-90-TP, Orange Sheath, Red Wht Blue Blk Grn/Ylw Insul, 500m Wood Drum, JTS 03-01-08 | MIDLANDS | MIDLAND METALS | MMO-4+EX35 CU X DBT HFS NJ HFS | CURRENT
002466969 | CABLE,POWER,ELECTRICAL | 0.6/1kV, 4C+E, 70mm2+25mm2 E Cu/X-HF-90 Insul/HFS-90-TP Bedding/DBT/HFS-90-TP, Orange Sheath, Red Wht Blue Blk Grn/Ylw Insul, 500m Wood Drum, JTS 03-01-08 | MIDLANDS | MIDLAND METALS | MMO-4+EX70 CU XHF HFS DBT HFS | CURRENT
002466977 | CABLE,POWER,ELECTRICAL | 0.6/1kV, 4C+E, 240mm2+95mm2 E Cu/X-HF-90 Insul/HFS-90-TP Bedding/DBT/HFS-90-TP, Orange Sheath, Red Wht Blue Blk Grn/Ylw Insul, 100m Wood Drum, JTS 03-01-08 | MIDLANDS | MIDLAND METALS | MMO-4+EX240CU X DBT HFS NJ HFS | CURRENT
002466985 | CABLE,POWER,ELECTRICAL | 0.6/1kV, 4C+E 400mm2+120mm2 E Cu/X-HF-90 Insul/HFS-90-TP Bedding/DBT/HFS-90-TP, Orange Sheath, Red Wht Blue Blk Grn/Ylw Insul, 100m Wood Drum, JTS 03-01-08 | MIDLANDS | MIDLAND METALS | MMO-4+EX400CU X DBT HFS NJ HFS | CURRENT
002466811 | CABLE,POWER,ELECTRICAL | 0.6/1kV, 1C, 70mm2 Cu/X-HF-90 Insul/ HFS-90-TP Bedding/DBT/HFS-90-TP Orange Sheath, Natural Insul, 500m Wood Drum, JTS 03-01-08 | MIDLANDS | MIDLAND METALS | MMO-1X70 CU X DBT HFS NJ HFS | CURRENT
002466829 | CABLE,POWER,ELECTRICAL | 0.6/1kV, 1C, 95mm2 Cu/X-HF-90 Insul/ HFS-90-TP Bedding/DBT/HFS-90-TP Orange Sheath, Natural Insul, 500m Wood Drum, JTS 03-01-08 | MIDLANDS | MIDLAND METALS | MMO-1X95 CU X DBT HFS NJ HFS | CURRENT
002466845 | CABLE,POWER,ELECTRICAL | 0.6/1kV, 1C, 240mm2 Cu/X-HF-90 Insul/ HFS-90-TP Bedding/DBT/HFS-90-TP Orange Sheath, Natural Insul, 250m Wood Drum, JTS 03-01-08 | MIDLANDS | MIDLAND METALS | MMO-1X240 CU X DBT HFS NJ HFS | CURRENT
002466373 | CABLE,POWER,ELECTRICAL | Flexible, 0.6/1kV, 1C, 35mm2 (490/0.30) Cu/X-HF-90/HFS-90-TP, 100m Wood Drum, JTS 03-01-08 | MIDLANDS | MIDLAND METALS | MMO-1X35 CU XHF HFS | CURRENT
002466381 | CABLE,POWER,ELECTRICAL | Flexible, 0.6/1kV, 1C, 50mm2 (714/0.30) Cu/X-HF-90/HFS-90-TP, 100m Wood Drum, JTS 03-01-08 | MIDLANDS | MIDLAND METALS | MMO-1X50 CU XHF HFS | CURRENT
002466399 | CABLE,POWER,ELECTRICAL | Flexible, 0.6/1kV, 1C, 70mm2 (980/0.30) Cu/X-HF-90/HFS-90-TP, 100m Wood Drum, JTS 03-01-08 | MIDLANDS | MIDLAND METALS | MMO-1X70 CU XHF HFS | CURRENT
002493435 | MODULE,TRANSCEIVER | 10G, SFP+ BiDi LR, TX1270 / RX1330nm, 20km, SMF, LC Simplex Connector, Programmable | FLEXOPTX | FLEXOPTIX UNIVERSAL TRANSCEIVERS | P.B1696.20.ADI | CURRENT
002493443 | MODULE,TRANSCEIVER | 10G, SFP+ BiDi LR, TX1330 / RX1270nm, 20km, SMF, LC Simplex Connector, Programmable | FLEXOPTX | FLEXOPTIX UNIVERSAL TRANSCEIVERS | P.B1696.20.DAI | CURRENT
002493450 | CUTTER,WEED,WHIP | Milwaukee, M-18 Fuel, Brushcutter Attachment, suits M18FOPH power Head | C&LTOOL | CALTCO T/A C&L TOOL CENTRE | MILWAM18FOPHBCA | CURRENT
002493450 | CUTTER,WEED,WHIP | Milwaukee, M-18 Fuel, Brushcutter Attachment, suits M18FOPH power Head | MILWAUKE | MILWAUKEE POWER TOOLS | M18FOPHBCA | CURRENT
002493468 | BLADE,BRUSHCUTTER | Milwaukee, 4 Tooth Brushcutter Blade, suits M18 Fuel Brushcutter M18FBC | MILWAUKE | MILWAUKEE POWER TOOLS | 49162757 | CURRENT
002493468 | BLADE,BRUSHCUTTER | Milwaukee, 4 Tooth Brushcutter Blade, suits M18 Fuel Brushcutter M18FBC | C&LTOOL | CALTCO T/A C&L TOOL CENTRE | MILWA49162757 | CURRENT
002493484 | PROCESSOR,GATEWAY | Opengear Terminal Server, 16 x Serial Ports, 2 x 36 to 72VDC Input, 2 x 1GbE Dual LAN Ports, 1RU Rack Mount, RJ45 RS-232 | DATA3 | DATA#3 LIMITED | CM8116-DDC | PURCHASE AS REQUIRED
002493492 | PROCESSOR,GATEWAY | Opengear Terminal Server, 32 x Serial Ports, 2 x 36 to 72VDC Input, 2 x 1GbE Dual LAN Ports, 1RU Rack Mount, RJ45 RS-232 | DATA3 | DATA#3 LIMITED | CM8132-DDC | PURCHASE AS REQUIRED
002493500 | PROCESSOR,GATEWAY | Opengear Terminal Server, 48 x Serial Ports, 2 x 36 to 72VDC Input, 2 x 1GbE Dual LAN Ports, 1RU Rack Mount, RJ45 RS-232 | DATA3 | DATA#3 LIMITED | CM8148-DDC | PURCHASE AS REQUIRED
002493518 | PROCESSOR,GATEWAY | Lantronix UDS1100-PoE, Single-Port, 1 x DM25F DCE Connector, Serial Interface RS-232/422/485, 300bps to 921.6Kbps Serial to Enet Terminal Server | LANTRONX | LANTRONIX INC. (MANUFACTURER) | UD11000P0-01 | CURRENT
002493518 | PROCESSOR,GATEWAY | Lantronix UDS1100-PoE, Single-Port, 1 x DM25F DCE Connector, Serial Interface RS-232/422/485, 300bps to 921.6Kbps Serial to Enet Terminal Server | MMELEC | MM ELECTRICAL MERCHANDISING | UD11000P0-01 | CURRENT
002493534 | SWITCHGEAR | Feeder Switchgear Unit, 36kV, 800A, 31.5kA, 2000A Bus, Metal Encl Fixed Switchgear & Control Gear Assy, suit 110V DC Aux Supply c/w CTs for Feeder & | SIEMENS | SIEMENS LTD | 8DA10 | CURRENT
002493542 | LAMP,LED | Headlamp, Rechargeable, COAST XPH25R, 400 Lumen, IP54, Twist Focus Pure Beam Flood & Spot, 120m Beam, Detachable Handheld Flashlight & Built-in | AMPLITUD | AMPLITUDE PTY LTD - 396777 | COAXPH25R | CURRENT
002493559 | BATTERY,STORAGE | Rechargeable, Zithion Battery, ZX310, Suits XPH25R Coast headlamp | AMPLITUD | AMPLITUDE PTY LTD - 396777 | COAZX310 | CURRENT
002493567 | CRIMPING TOOL, TERMINAL, HAND | Hand Crimper, Hex Crimper 6-50mm2, 390mm long | CABAC | CABAC (MANUFACTURER) | K05 | CURRENT
002493575 | CRIMPING TOOL, TERMINAL, HAND | Hand Crimper, Hex Crimper 6-120mm2, 660mm long | CABAC | CABAC (MANUFACTURER) | K06 | CURRENT
002493658 | SENSOR | NB3D Pulse Counter, Taggle, NB-IoT Transmitter Baton, Gen-3 D-Cell, Radio NB-IoT Band 28 c/w M12 Female Connector, for Yurika Metering | TAGGLE | TAGGLE SYSTEMS PTY LTD | NB3D-C0-I-1B-CON-0-0-AU | CURRENT
002493682 | SENSOR | SP3C Pulse Counter, Standard, Taggle Byron, 25mW Transmitter, 30min Sample & Transmit, LIPD Band radio C-Cell Battery c/w 1.9m Lead, for Yurika Metering | TAGGLE | TAGGLE SYSTEMS PTY LTD | SP3C-T1-I-1B-W-0-30-AU | CURRENT
002493740 | SLEEVES,ELECTRICAL WORKERS | Class 2, Extra Curve, Live Line Sleeves (pair) Length 610mm, Small Size 24" | YOTSUGI | YOTSUGI CO. LTD | RIS2RYECS-YT | CURRENT
002493757 | SLEEVES,ELECTRICAL WORKERS | Class 2, Extra Curve, Live Line Sleeves (pair) Length 675mm, Regular Size 26.5" | YOTSUGI | YOTSUGI CO. LTD | RIS2RYECR-YT | CURRENT
002493765 | SLEEVES,ELECTRICAL WORKERS | Class 2, Extra Curve, Live Line Sleeves (pair) Length 725mm, Large Size 28.5" | YOTSUGI | YOTSUGI CO. LTD | RIS2RYECL-YT | CURRENT
002493773 | SLEEVES,ELECTRICAL WORKERS | Class 2, Extra Curve, Live Line Sleeves (pair) Length 750mm, Extra Large Size 29.5" | YOTSUGI | YOTSUGI CO. LTD | RIS2RYECXL-YT | CURRENT
002493781 | SLEEVES,ELECTRICAL WORKERS | Class 4, Extra Curve, Live Line Sleeves (pair) Length 610mm, Small Size 24" | YOTSUGI | YOTSUGI CO. LTD | RIS4RYECS-YT | CURRENT
002493799 | SLEEVES,ELECTRICAL WORKERS | Class 4, Extra Curve, Live Line Sleeves (pair) Length 675mm, Regular Size 26.5" | YOTSUGI | YOTSUGI CO. LTD | RIS4RYECR-YT | CURRENT
002493807 | SLEEVES,ELECTRICAL WORKERS | Class 4, Extra Curve, Live Line Sleeves (pair) Length 725mm, Large Size 28.5" | YOTSUGI | YOTSUGI CO. LTD | RIS4RYECL-YT | CURRENT
002493815 | SLEEVES,ELECTRICAL WORKERS | Class 4, Extra Curve, Live Line Sleeves (pair) Length 750mm, Extra Large Size 29.5" | YOTSUGI | YOTSUGI CO. LTD | RIS4RYECXL-YT | CURRENT
002493823 | RESPIRATOR OUTFIT | Versaflo TRM-307C, TR-300+ PAPR Ready-to-go Kit, c/w M-307 Helmet with Flame Resistant Face Seal, Charger, P3 Filter & Padded Bag | ALLENS | ALLENS INDUSTRIAL PRODUCTS PTY LTD | AT010590548 | CURRENT
002493823 | RESPIRATOR OUTFIT | Versaflo TRM-307C, TR-300+ PAPR Ready-to-go Kit, c/w M-307 Helmet with Flame Resistant Face Seal, Charger, P3 Filter & Padded Bag | 3M | 3M AUSTRALIA PTY LTD | AT010590548 | CURRENT
002493831 | RESPIRATOR,PORTABLE | Versaflo TR-315A, Powered Air Purifying Respirator System | 3M | 3M AUSTRALIA PTY LTD | XA010037779 | CURRENT
002493831 | RESPIRATOR,PORTABLE | Versaflo TR-315A, Powered Air Purifying Respirator System | ALLENS | ALLENS INDUSTRIAL PRODUCTS PTY LTD | XA010037779 | CURRENT
002493849 | RESPIRATOR,AIR FILTERING | Versaflo M-307, High Impact Helmet & Faceshield, c/w Coated Visor & Flame Resistant Face Seal | ALLENS | ALLENS INDUSTRIAL PRODUCTS PTY LTD | 70071562006 | CURRENT
002493849 | RESPIRATOR,AIR FILTERING | Versaflo M-307, High Impact Helmet & Faceshield, c/w Coated Visor & Flame Resistant Face Seal | 3M | 3M AUSTRALIA PTY LTD | 70071562006 | CURRENT
002493856 | HOSE ASSY,AIR BREATHING | Versaflo BT-30, Length Adjusting Breathing Tube, Quick Release Swivel Connection, for Versaflo TR-300 Series PAPR | ALLENS | ALLENS INDUSTRIAL PRODUCTS PTY LTD | XA007706584 | CURRENT
002493856 | HOSE ASSY,AIR BREATHING | Versaflo BT-30, Length Adjusting Breathing Tube, Quick Release Swivel Connection, for Versaflo TR-300 Series PAPR | 3M | 3M AUSTRALIA PTY LTD | XA007706584 | CURRENT
002493864 | FILTER | Versaflo TR-3600 Prefilter, Particulate Filter, for Versaflo TR-300 Series PAPR | ALLENS | ALLENS INDUSTRIAL PRODUCTS PTY LTD | AT010592650 | CURRENT
002493864 | FILTER | Versaflo TR-3600 Prefilter, Particulate Filter, for Versaflo TR-300 Series PAPR | 3M | 3M AUSTRALIA PTY LTD | AT010592650 | CURRENT
002493880 | BELT | Versaflo TR-327, Easy-clean Waist Belt, for Versaflo TR-300 Series PAPR | ALLENS | ALLENS INDUSTRIAL PRODUCTS PTY LTD | XA007706709 | CURRENT
002493880 | BELT | Versaflo TR-327, Easy-clean Waist Belt, for Versaflo TR-300 Series PAPR | 3M | 3M AUSTRALIA PTY LTD | XA007706709 | CURRENT
002493898 | SPLICE ENCLOSURE,FIBRE OPTIC | OTP, OFS-200, 12-Way SC/SCA, Wall Mount, 1x Splice Cass, No Thru Adpts | OPTICAL | OPTICAL SYSTEMS DESIGN | OFS-200-12SSC-B-1 | CURRENT
002493906 | SPLICE ENCLOSURE,FIBRE OPTIC | OTP, OFS-200, 12-Way ST/FC, Wall Mount, 1x Splice Cass, No Thru Adpts | OPTICAL | OPTICAL SYSTEMS DESIGN | OFS-200-12ST/FC-B-1 | CURRENT
002493914 | SPLICE ENCLOSURE,FIBRE OPTIC | OTP, OFS-400, 48-Way ST/FC, 2RU, 19" Rack Mount, 4x Splice Cass, No Thru Adpts | OPTICAL | OPTICAL SYSTEMS DESIGN | OFS-400-48ST-B-4 | CURRENT
002493922 | SPLICE ENCLOSURE,FIBRE OPTIC | OTP, OFS-400, 72-Way SC/SCA, 2RU, 19" Rack Mount, 3x High Cap Splice Cass, No Thru Adpts | OPTICAL | OPTICAL SYSTEMS DESIGN | OFS-400-72SSC-H-3 | CURRENT
002493930 | SPLICE ENCLOSURE,FIBRE OPTIC | OTP, OFS-200, 24-Way ST/FC, Wall Mount, IP Rated, 2x Splice Cass, No Thru Adpts | OPTICAL | OPTICAL SYSTEMS DESIGN | OFS-200-24ST-B-2-IP | CURRENT
002493948 | SPLICE ENCLOSURE,FIBRE OPTIC | OTP, OFS-200, 24-Way SC/SCA, Wall Mount, IP Rated, 2x Splice Cass, No Thru Adpts | OPTICAL | OPTICAL SYSTEMS DESIGN | OFS-200-24SSC-B-2-IP | CURRENT
002493955 | SPLICE ENCLOSURE,FIBRE OPTIC | OTP, OFS-MOD12, 12-Way SC/SCA, 1x Splice Cass, No Thru Adpts | OPTICAL | OPTICAL SYSTEMS DESIGN | OFS-MOD-12SC | CURRENT
002493963 | SPLICE ENCLOSURE,FIBRE OPTIC | OTP, OFS-MOD12, 12-Way ST/FC, 1x Splice Cass, No Thru Adpts | OPTICAL | OPTICAL SYSTEMS DESIGN | OFS-MOD-12ST | CURRENT
002493971 | SPLICE ENCLOSURE,FIBRE OPTIC | OTP, OFS-800, 96-Way SC/SCA, Wall Mount, IP Rated, 8x Splice Cass, 100x Splice Prot, No Thru Adpts | OPTICAL | OPTICAL SYSTEMS DESIGN | OFS-CSPN-084 | CURRENT
002493989 | SPLICE ENCLOSURE,FIBRE OPTIC | OTP, OFS-800 SCA Kit, 96-Way SC/SCA, Wall Mount, IP Rated, 8x Splice Cass, 100x Splice Prot, 72x SCA Thru Adpts, 72x SCA SMOF Pigtails | OPTICAL | OPTICAL SYSTEMS DESIGN | OFS-CSPN-085 | CURRENT
002493997 | SPLICE ENCLOSURE,FIBRE OPTIC | OTP, OFS-800, 72-Way ST/FC, Wall Mount, IP Rated, 6x Splice Cass, 100x Splice Prot, No Thru Adpts | OPTICAL | OPTICAL SYSTEMS DESIGN | OFS-CSPN-086 | CURRENT
002494003 | SPLICE ENCLOSURE,FIBRE OPTIC | OTP, OFS-800 FC Kit, 72-Way ST/FC, Wall Mount, IP Rated, 6x Splice Cass, 100x Splice Prot, 72x FC Thru Adpts, 72x FC SMOF Pigtails | OPTICAL | OPTICAL SYSTEMS DESIGN | OFS-CSPN-087 | CURRENT
002494011 | SPLICE ENCLOSURE,FIBRE OPTIC | OTP, OFS-900 FC Kit, 24-Way ST/FC, 1RU, 19" Rack Mount, 2x Splice Cass, 25x Splice Prot, 24x FC Thru Adpts, 24x FC SMOF Pigtails | OPTICAL | OPTICAL SYSTEMS DESIGN | OFS-CSPN-088 | CURRENT
002494029 | SPLICE ENCLOSURE,FIBRE OPTIC | OTP, OFS-900 ST Kit, 24-Way ST/FC, 1RU, 19" Rack Mount, 2x Splice Cass, 25x Splice Prot, 24x ST Thru Adpts, 24x ST OM1 Pigtails | OPTICAL | OPTICAL SYSTEMS DESIGN | OFS-CSPN-089 | CURRENT
002494037 | SPLICE ENCLOSURE,FIBRE OPTIC | OTP, OFS-900 SCA Kit, 24-Way SC/SCA, 1RU, 19" Rack Mount, 2x Splice Cass, 25x Splice Prot, 24x SCA Thru Adpts, 24x SCA SMOF Pigtails | OPTICAL | OPTICAL SYSTEMS DESIGN | OFS-CSPN-090 | CURRENT
002494045 | SPLICE ENCLOSURE,FIBRE OPTIC | OTP, OFS-900 DLC OM3 Kit, 24-Way SC/SCA, 1RU, 19" Rack Mount, 2x Splice Cass, 25x Splice Prot, 12x DLC OM3 Thru Adpts, 12x SC Blanks, 24x LC OM3 Pigtails | OPTICAL | OPTICAL SYSTEMS DESIGN | OFS-CSPN-091 | CURRENT
002494052 | SPLICE ENCLOSURE,FIBRE OPTIC | OTP, OFS-200 FC Kit, 24-Way ST/FC, Wall Mount, IP Rated, 2x Splice Cass, 25x Splice Prot, 24x FC Thru Adpts, 24x FC SMOF Pigtails | OPTICAL | OPTICAL SYSTEMS DESIGN | OFS-CSPN-092 | CURRENT
002494060 | SPLICE ENCLOSURE,FIBRE OPTIC | OTP, OFS-200 ST Kit, 24-Way ST/FC, Wall Mount, IP Rated, 2x Splice Cass, 25x Splice Prot, 24x ST Thru Adpts, 24x ST OM1 Pigtails | OPTICAL | OPTICAL SYSTEMS DESIGN | OFS-CSPN-093 | CURRENT
002494078 | SPLICE ENCLOSURE,FIBRE OPTIC | OTP, OFS-200 SCA Kit, 24-Way SC/SCA, Wall Mount, IP Rated, 2x Splice Cass, 25x Splice Prot, 24x SCA Thru Adpts, 24x SCA SMOF Pigtails | OPTICAL | OPTICAL SYSTEMS DESIGN | OFS-CSPN-094 | CURRENT
002494086 | SPLICE ENCLOSURE,FIBRE OPTIC | OTP, OFS-200 DLC OM3 Kit, 24-Way SC/SCA, Wall Mount, IP Rated, 2x Splice Cass, 25x Splice Prot, 12x DLC OM3 Thru Adpts, 12x SC Blanks, 24x LC OM3 Pigtails | OPTICAL | OPTICAL SYSTEMS DESIGN | OFS-CSPN-095 | CURRENT
002494094 | SPLICE ENCLOSURE,FIBRE OPTIC | OTP, OFS-400 SCA Kit, 72-Way SC/SCA, 2RU 19" Rack Mount, 3x High Cap Splice Cass, 75x Splice Prot, 72x SCA Thru Adpts, 72x SCA SMOF Pigtails | OPTICAL | OPTICAL SYSTEMS DESIGN | OFS-CSPN-096 | CURRENT
002494102 | SPLICE ENCLOSURE,FIBRE OPTIC | OTP, OFS-400 FC Kit, 48-Way SC/SCA, Wall Mount, 4x Splice Cass, 50x Splice Prot, 48x FC Thru Adpts, 48x FC SMOF Pigtails | OPTICAL | OPTICAL SYSTEMS DESIGN | OFS-CSPN-097 | CURRENT
002494110 | SPLICE ENCLOSURE,FIBRE OPTIC | CLJ, FOSC-400D5 Kit, Patch Basket, 2x SC/SCA Splice/Patch Tray, 45mm Splice Prot, 12x DLC SMOF Thru Adpts, 24x LC SMOF Pigtails, 6x 1m LC-LC Duplex Patch | OPTICAL | OPTICAL SYSTEMS DESIGN | OFS-CSPN-098 | CURRENT
002494128 | SPLICE ENCLOSURE,FIBRE OPTIC | OTP, GEN MOD-12 Sub Kit, 12-Way SC/SCA, Wall Mount, SS IP Rated, 5x Splice Prot, 2x DLC OM3 Thru Adpts, 4x LC OM3 Pigtails | OPTICAL | OPTICAL SYSTEMS DESIGN | OFS-CSPN-099 | CURRENT
002494136 | SPLICE ENCLOSURE,FIBRE OPTIC | OTP, GEN MOD-12 DTS Kit, 12-Way SC/SCA, Wall Mount, SS IP Rated, 10x Splice Prot 4x E2000 OM3 Thru Adpts, 4x E2000 OM3 Pigtails, 4x SCA Thru Adpts, 4x SCA SMOF | OPTICAL | OPTICAL SYSTEMS DESIGN | OFS-CSPN-100 | CURRENT
002407243 | GRIP,DEADEND | Aerial c/w Earth, 1.5m Earth Bond Lead & No Shackle, suit 14.0mm CC-38/48/551, ETS 11-09-01 | DULHUNTY | DULHUNTY INDUSTRIES PTY LTD | OPGWTS-1390L-ER | CURRENT
002407249 | CLAMP,SUSPENSION | Downlead Cushion, suit 14.0mm OPGW & with 14.0mm OPGW & Attachment to Concrete Pole, ETS 11-09-01 | TEN | THE ENERGY NETWORK | OPGW-DL-18-CW | CURRENT
002426880 | BRACKET,MOUNTING | OPGW Mounting Bracket, suit Coiling, 11.4mm & 14.0mm OPGW (scm) | OPTICAL | OPTICAL SYSTEMS DESIGN | OFS-1080-18-02 | CURRENT
002407241 | CLAMP,SUSPENSION | Double Armour Grip, suit 13.62mm-14.20mm LHL OPGW CC-38/48/551 c/w Yoke Plate, No Shackle or Clevis Tongues, M16 Bolt, ETS 11-09-01 | PLP AUST | PREFORMED LINE PRODUCTS (AUST) | OFAGS-4300210L-ER | CURRENT
002407252 | SHACKLE | Bow, Galv Steel, 120kN c/w Clevis Bolt Nut & Hump Split Pin, ETS 11-09-01 (scm) | PLP AUST | PREFORMED LINE PRODUCTS (AUST) | S120A | CURRENT
002407256 | CLEVIS,TONGUE | 120kN, ETS 11-09-01 | TEN | THE ENERGY NETWORK | CT-120 | CURRENT
002416345 | WASHER,FLAT | Round, M12, 25mm OD, 1.6mm Thk, S/Steel Gde 316, Aust Std | HOBSON | HOBSON ENGINEERING CO PTY LTD 393904 | WFRS6M12240T15 | CURRENT
002407139 | DAMPER,VIBRATION,TRANSMISSION LINE | Stockbridge Type, OPGW, 14.0 mm with Structural Rods, ETS 11-09-01 | TEN | THE ENERGY NETWORK | 4D20-23.4OPGW | CURRENT
002407239 | CLAMP,SUSPENSION | Armour Grip c/w Structural Rods & Earth suit 13.62mm-14.20 mm CC-38/48/551 LHL OPGW,No Shackle or Twist/Eye Tongue, ETS 11-09-01 | PLP AUST | PREFORMED LINE PRODUCTS (AUST) | OPGWSS-1362L-ER | CURRENT
002407253 | TWISTED EYE TONGUE | 120kN, ETS 11-09-01 | PLP AUST | PREFORMED LINE PRODUCTS (AUST) | TET120 | CURRENT
002435402 | SPLICE ENCLOSURE,FIBRE OPTIC | OPGW c/w Entry Glands & Nipples for 2 x 14.0mm OD, AFL 48 SMOF OPGW, Splice Cassette, Tower/Pole Mount Hardware, Band-it strap not incl (scm) | OPTICAL | OPTICAL SYSTEMS DESIGN | 1080-2-B00B-8(001)008(001)-TP | CURRENT
002417947 | SPLICE ENCLOSURE,FIBRE OPTIC | OPGW c/w Entry Glands & Nipples for 1 x 14 OD, AFL 24 SMOF OPGW & 1 x UG ADS Cable, Splice Cassette, Tower/Pole Mount Hardware, Band-it strap not includ | OPTICAL | OPTICAL SYSTEMS DESIGN | OFS-1080-1-B000-8001-TP | CURRENT
002494144 | ELBOW,TERMINATION POWER CABLE. | Set of 3, 630A, Bolted, suit 22kV 1C 400mm2 Al XLPE Polylam Cable | TECONN | TE CONNECTIVITY LTD | RSTI-5951-PL | CURRENT
002494144 | ELBOW,TERMINATION POWER CABLE. | Set of 3, 630A, Bolted, suit 22kV 1C 400mm2 Al XLPE Polylam Cable | TECONN | TE CONNECTIVITY LTD | ES7585-000 | CURRENT
002494151 | TERMINATION KIT,ELECTRICAL CABLE | Outdoor, 22kV, 400mm2 Al, 1 Core XLPE c/w Heat Shrink Cable Term Kit, Solvent Wipes, Cable Core Lugs, Cable Screen Lugs | TECONN | TE CONNECTIVITY LTD | EPKT-24E1XO-A-AMPC-PL | CURRENT
002494151 | TERMINATION KIT,ELECTRICAL CABLE | Outdoor, 22kV, 400mm2 Al, 1 Core XLPE c/w Heat Shrink Cable Term Kit, Solvent Wipes, Cable Core Lugs, Cable Screen Lugs | TECONN | TE CONNECTIVITY LTD | ES7586-000 | CURRENT
002494169 | JOINT,ELECTRICAL POWER CABLE | 22kV, 400mm2 Al, 1C XLPE Cable, Insect Protected c/w Heat Shrink Cable Joint Kit, Solvent Wipes, Mechanical Cable Connectors, Cable Screen Links, 1Ph Only | TECONN | TE CONNECTIVITY LTD | MXSU-5141-PL | CURRENT
002494169 | JOINT,ELECTRICAL POWER CABLE | 22kV, 400mm2 Al, 1C XLPE Cable, Insect Protected c/w Heat Shrink Cable Joint Kit, Solvent Wipes, Mechanical Cable Connectors, Cable Screen Links, 1Ph Only | TECONN | TE CONNECTIVITY LTD | ES7584-000 | CURRENT
002494219 | GRIP,DEADEND | OPGW Conductor Range 8.5 to 9.7mm c/w Earth Wire & Clamp, Clevis Thimble, Ext Link & Bow Shackle | GRAPHSOL | GRAPH SOLUTIONS PTY LTD | KMAY01E367 | CURRENT
002494227 | CLAMP,SUSPENSION | Armour Grip c/w Structural Rods & Earth, suit 9.6mm SFPOC/SFSJ-12509 OPGW | GRAPHSOL | GRAPH SOLUTIONS PTY LTD | KMHY01E238 | CURRENT
002494235 | CLAMP,SUSPENSION | Armour Grip Double c/w Structural Rods & Earth, suit 9.6mm SFPOC/SFSJ-12509 OPGW | GRAPHSOL | GRAPH SOLUTIONS PTY LTD | KMHY01E254-A | CURRENT
000866001 | TRANSFORMER,METERING | 11kV/110kV, 400A, 3Ph, Distribution Use ONLY c/w 11kV/110V, 3Ph 50VA/ph Cls 0.5m3p VT, 3 x 200/5 Cls 15VA/ph 0.5m2 CT, 6 x HV Bushings, Pole/Platform Mount | TWS | TWS ENERGY CONTROLS | SBT01C | CURRENT
002494268 | BATTERY,STORAGE | 125V, 180Ah, Dual String, 38 x UXH100-6 VRLA Monoblocs, c/w Enclosed Rack, Subs Standby Battery Bank, Contract 10591, Item 2c | CENTURYY | CENTURY YUASA | 341310 | CURRENT
002494276 | TRANSMITTER,TEMPERATURE | RTDT225, 2 Wire Output 4-20mA (loop), Input 0-100DegC, Direct, Option Loop Voltage 31 to 55V (60V for 30Sec), u/w PT100 Temperature Probe | APCS | INACO AUTOMATION CONTROLS | RTDT225-141A | CURRENT
002494284 | SENSOR,TEMPERATURE | PT100, Threaded Temperature Probe, M6 x 12mm Thread, 316 S/Steel, 200DegC Max, 500Vdc, 2m/3 Core Teflon Cable, u/w RTD Temperature Transmitter | APCS | INACO AUTOMATION CONTROLS | PR507 | CURRENT
002494292 | CIRCUIT BREAKER | MCB, Acti9 iC60N, 2A, 2 Pole, 415V AC, 60V DC, C-Curve | SCHNEIDR | SCHNEIDER PTY LTD (MANUFACTURER) | A9F44202 | CURRENT
002494300 | CIRCUIT BREAKER | MCB, Acti9 iC60N, 4A, 2 Pole, 415V AC, 60V DC, C-Curve | SCHNEIDR | SCHNEIDER PTY LTD (MANUFACTURER) | A9F44204 | CURRENT
002494318 | CIRCUIT BREAKER | MCB, Acti9 iC60N, 6A, 2 Pole, 415V AC, 60V DC, C-Curve | SCHNEIDR | SCHNEIDER PTY LTD (MANUFACTURER) | A9F44206 | CURRENT
002494326 | CIRCUIT BREAKER | MCB, Acti9 iC60N, 10A, 2 Pole, 415V AC, 60V DC, C-Curve | SCHNEIDR | SCHNEIDER PTY LTD (MANUFACTURER) | A9F44210 | CURRENT
002494334 | CIRCUIT BREAKER | MCB, Acti9 iC60N, 16A, 2 Pole, 415V AC, 60V DC, C-Curve | SCHNEIDR | SCHNEIDER PTY LTD (MANUFACTURER) | A9F44216 | CURRENT
002494342 | CIRCUIT BREAKER | MCB, Acti9 iC60N, 20A, 2 Pole, 415V AC, 60V DC, C-Curve | SCHNEIDR | SCHNEIDER PTY LTD (MANUFACTURER) | A9F44220 | CURRENT
002494359 | CIRCUIT BREAKER | MCB, Acti9 iC60N, 25A, 2 Pole, 415V AC, 60V DC, C-Curve | SCHNEIDR | SCHNEIDER PTY LTD (MANUFACTURER) | A9F44225 | CURRENT
002494367 | CIRCUIT BREAKER | MCB, Acti9 iC60N, 32A, 2 Pole, 415V AC, 60V DC, C-Curve | SCHNEIDR | SCHNEIDER PTY LTD (MANUFACTURER) | A9F44232 | CURRENT
002494375 | CIRCUIT BREAKER | MCB, Acti9 iC60N, 40A, 2 Pole, 415V AC, 60V DC, C-Curve | SCHNEIDR | SCHNEIDER PTY LTD (MANUFACTURER) | A9F44240 | CURRENT
002494383 | CIRCUIT BREAKER | MCB, Acti9 iC60N, 50A, 2 Pole, 415V AC, 60V DC, C-Curve | SCHNEIDR | SCHNEIDER PTY LTD (MANUFACTURER) | A9F44250 | CURRENT
002494391 | CIRCUIT BREAKER | MCB, Acti9 iC60N, 63A, 2 Pole, 415V AC, 60V DC, C-Curve | SCHNEIDR | SCHNEIDER PTY LTD (MANUFACTURER) | A9F44263 | CURRENT
002494409 | CIRCUIT BREAKER | MCB, Acti9 iC60H, 32A, 3 Pole, 415V AC, 60V DC, C-Curve | SCHNEIDR | SCHNEIDER PTY LTD (MANUFACTURER) | A9F44332 | CURRENT
002494417 | CIRCUIT BREAKER | MCB, Acti9 iC60N, 63A, 3 Pole, 415V AC, 60V DC, C-Curve | SCHNEIDR | SCHNEIDER PTY LTD (MANUFACTURER) | A9F44363 | CURRENT
002494425 | BUSBAR | Comb, Act9, 12 Module, 2 Pole, 100A | SCHNEIDR | SCHNEIDER PTY LTD (MANUFACTURER) | A9XPH224 | CURRENT
002494433 | END CAP | Busbar Side Cover, Acti9, 2 Pole (P10) | SCHNEIDR | SCHNEIDER PTY LTD (MANUFACTURER) | A9XPE210 | CURRENT
002494441 | CONNECTOR,RECEPTACLE | Double Switch Socket-Outlet, 250V, 10A, 3 Pin, Horizontal Mount | CLIPSAL | GERARD INDUSTRIES QLD DIVSN P/L | CLI2025WE | CURRENT
002494458 | ENCLOSURE | Surface Enclosure, Double GPO Mounting Box, Rectangular, 20mm End Entries, 115mm, White | CLIPSAL | GERARD INDUSTRIES QLD DIVSN P/L | CLI238WE | CURRENT
002494466 | ENCLOSURE | Circuit Breaker Enclosure, DIN Rail Assy Mounting Cover, 240V/440V, 4 Pole, IP64 | CLIPSAL | GERARD INDUSTRIES QLD DIVSN P/L | CLI56CB410 | CURRENT
002494474 | COVER | Mounting Enclosure Lid, 1 Gang, Square, Grey c/w Gasket, suit Enclosure Mounting Back Box, for Anderson Plug | CLIPSAL | GERARD INDUSTRIES QLD DIVSN P/L | CLI56L1GY | CURRENT
002494482 | RELAY | Trip Circuit Supervision Relay, 50V DC, Green LED Under Normal Conditions | RMS | RELAY MONITORING SYSTEMS PL | 1X30-CBA | CURRENT
002494490 | ENCLOSURE | Mounting Back Box, 1 Gang, Shallow, Square, 101 x 101 x 38mm, Grey, for Anderson Plug | CLIPSAL | GERARD INDUSTRIES QLD DIVSN P/L | CLI56ES1GY | CURRENT
002494508 | TERMINAL BLOCK | UT4, Feed-through, 32A Nom, 1000V, Rated 4mm2 Cross Section, 0.14mm2-6mm2 Cross Section, 2 Connections, Screw Connection, Grey, Pack of 50 | PHOENIX | PHOENIX CONTACT PTY LTD | 3044102 | CURRENT
002494516 | PARTITION,TERMINAL BLOCK | Type ATP-URTK/SP, Partition Plate, 64mm Lg, 2mm W, 99mm H, Grey, Pack of 100 | PHOENIX | PHOENIX CONTACT PTY LTD | 0311139 | CURRENT
002494524 | BRIDGE,TERMINAL BLOCK | Type FBS 4-6, Plug-in Jumper, 4 Positions, 6.2mm Pitch, Red, Pack of 50 | PHOENIX | PHOENIX CONTACT PTY LTD | 3030255 | CURRENT
002494532 | END PLATE,TERMINAL BLOCK | Type D-UT 2,5/10, End Cover, 39.8mm D, 2.2mm W, 47mm H, Grey | PHOENIX | PHOENIX CONTACT PTY LTD | 3047028 | CURRENT
002494540 | LIGHT EMITTING DIODE | Indicator Lamp, Single Chip, White, 48V AC/DC, BA9s, MBC, for Network Connection Skid | RSCOMP | RADIOSPARES COMPONENT PTY LTD | 209-349 | CURRENT
002494557 | LIGHT EMITTING DIODE | Indicator Lamp, Single Chip, Green, 48V AC/DC, BA9s, MBC, for Network Connection Skid | RSCOMP | RADIOSPARES COMPONENT PTY LTD | 210-642 | CURRENT
002494565 | LIGHT EMITTING DIODE | Indicator Lamp, Single Chip, Red, 48V AC/DC, BA9s, MBC, for Network Connection Skid | RSCOMP | RADIOSPARES COMPONENT PTY LTD | 210-636 | CURRENT
000003369 | ISOLATOR | Signal Isolator SPL0837, Input Signal Range 20-140VDC, 3 Terminals 70-140VDC, 30-60VDC (48DC) & 20-40VDC (32DC), Output Link 4-20mA | APCS | INACO AUTOMATION CONTROLS | SPL0837 | CURRENT
000003369 | ISOLATOR | Signal Isolator SPL0837, Input Signal Range 20-140VDC, 3 Terminals 70-140VDC, 30-60VDC (48DC) & 20-40VDC (32DC), Output Link 4-20mA | APCS | INACO AUTOMATION CONTROLS | SI 236-991019 | CURRENT
000530017 | CONTROL,ROTARY SWITCH | CB Control, A715, Red Handle, Engraving AUQ003: Trip-N-Close Return to Centre, No Internal Bridges | KRSNMR | KRAUS & NAIMER (MANUFACTURER) | CH10B A715-600E AUS0003 | CURRENT
000030359 | CONTROL,ROTARY SWITCH | SCADA, 3 Pole, 48 x 48mm, Black Handle, Engraving AU9304N: Off-On, S0 F990/A10/-P1L, suit ZSS CB Control Schematics | KRSNMR | KRAUS & NAIMER (MANUFACTURER) | CH10 AU601611 E AUS0010 | CURRENT
000530000 | LIGHT,PANEL | Pilot, No LED, Full Voltage, Input Various Voltages, Round for Front Panel Mounting, LED not included | IPD | IPD GROUP LIMITED | HW1P-1FQ-W | CURRENT
000530003 | PUSH BUTTON | Illuminated, White, Full Voltage, Input Various Voltages, Round for Front Panel Mounting, LED not included | IPD | IPD GROUP LIMITED | HW1L-M1F11D2-W | CURRENT
002457877 | BATTERY,STORAGE | 48V, 125Ah, Dual String, 8 x FXH100-12S VRLA Monoblocs w/out Rack, Subs Standby Battery Bank, Contract 10591, Item 10a | CENTURYY | CENTURY YUASA | 313122-ITEM 3C | CURRENT
002494573 | ARRESTER,ELECTRICAL SURGE | SPD G4 15kV/15kA, Ur=255V, Uoc=15kV, In=5kA, Imax=15kA, suits Philips RoadFlair Lumianire & Tango Floodlights | PHILIPS | PHILIPS AUSTRALIA PTY LTD | 911401820190 | CURRENT
002494581 | DISPLAY UNIT | LG Monitor, 23.8" FHD 1920 x 1080 IPS Display, 19VDC Input Supply, HDMI Input, No Audio, No Headphone Out, Desk Stand & VESA Mount, NOT FOR OFFICE USE | LG | LG ELECTRONICS | 24MQ400-B | CURRENT
002494599 | INTERFACE UNIT,COMPUTER | USB Audio Adapter, Input USB2.0, Output 3.5mm Stereo Jack Headset & Mic, 42 x 28 x 10mm, for HMI Client PC Alarm Annunciation, NOT FOR OFFICE USE | VOLANS | VOLANS | VL-UA01 | CURRENT
002494607 | DRONE | DJI Mini4 Pro Flymore Combo, <250g, SanDisk Extreme Pro microSD 128GB, EQL Skin, UGREEN Nexode 35W 2-port Fast charger, DJI RC Screen Protector | D1STORE | D1 STORE PTY LTY (FOR DJI TECH CO) | DJIMINI4PRORC2C | CURRENT
002494607 | DRONE | DJI Mini4 Pro Flymore Combo, <250g, SanDisk Extreme Pro microSD 128GB, EQL Skin, UGREEN Nexode 35W 2-port Fast charger, DJI RC Screen Protector | UAVME | UAV ME (DRONE SPECIALISTS) | ERG-001 | CURRENT
002494615 | RELAY,ELECTROMAGNETIC | Load Control Check Back Receiver, 110V or 30V Input, Frequency Measurement 100Hz - 1350Hz, Adjustable Voltage Trigger | LANDIS | LANDIS GYR (AUST) PTY LTD | KECO_CB-01 | CURRENT
002492338 | REGULATOR,VOLTAGE | 12kV, 200A, 1Ph, Pole Mount, S/Steel, 95kV BIL, 32 Taps, 0.625% Steps, IDPT Version, w/out Control Cable & Box | EATON | EATON ELECTRIC SYSTEMS PTY LTD | WFD22J305K0000193A | CURRENT
002492361 | REGULATOR,VOLTAGE | 12-24kV, 200A, 1Ph, Pole Mount S/Steel, 150kV BIL, 32 Taps, 0.625% Steps, IDPT Version, w/out Control Cable & Box | EATON | EATON ELECTRIC SYSTEMS PTY LTD | WFN44J3C5K0000193A | CURRENT
002494623 | BOOTS,SAFETY | Blundstone, 150mm Women's Jogger/Hiker, Black, Lace Up/Zip Sided, Leather, Composite Toe, Anti-Static, Sizes 5 to 11, Half Sizes 6.5 to 9.5 | BLKWOODS | J BLACKWOOD & SON LTD | 887 | CURRENT
002494623 | BOOTS,SAFETY | Blundstone, 150mm Women's Jogger/Hiker, Black, Lace Up/Zip Sided, Leather, Composite Toe, Anti-Static, Sizes 5 to 11, Half Sizes 6.5 to 9.5 | BLUNDST | BLUNDSTONE AUSTRALIA PTY LTD | 887 | CURRENT
002494631 | BOOTS,SAFETY | Blundstone, 135mm Unisex RotoFlex, Wheat, Lace Up/Zip Sided, Composite Toe, Sizes 4 to 14, Half Sizes 7.5 to 10.5 | BLKWOODS | J BLACKWOOD & SON LTD | 8550 | CURRENT
002494631 | BOOTS,SAFETY | Blundstone, 135mm Unisex RotoFlex, Wheat, Lace Up/Zip Sided, Composite Toe, Sizes 4 to 14, Half Sizes 7.5 to 10.5 | BLUNDST | BLUNDSTONE AUSTRALIA PTY LTD | 8550 | CURRENT
002494649 | BOOTS,SAFETY | Blundstone, 135mm Unisex RotoFlex, Stone, Lace Up/Zip Sided, Composite Toe, Sizes 4 to 14, Half Sizes 7.5 to 10.5 | BLUNDST | BLUNDSTONE AUSTRALIA PTY LTD | 8553 | CURRENT
002494649 | BOOTS,SAFETY | Blundstone, 135mm Unisex RotoFlex, Stone, Lace Up/Zip Sided, Composite Toe, Sizes 4 to 14, Half Sizes 7.5 to 10.5 | BLKWOODS | J BLACKWOOD & SON LTD | 03051946 | CURRENT
002494656 | BOOTS,SAFETY | Blundstone, 150mm Unisex RotoFlex, Wheat, Lace Up/Zip Sided, Composite Toe, Sizes 5 to 14, Half Sizes 7.5 to 10.5 | BLKWOODS | J BLACKWOOD & SON LTD | 8560 | CURRENT
002494656 | BOOTS,SAFETY | Blundstone, 150mm Unisex RotoFlex, Wheat, Lace Up/Zip Sided, Composite Toe, Sizes 5 to 14, Half Sizes 7.5 to 10.5 | BLUNDST | BLUNDSTONE AUSTRALIA PTY LTD | 8560 | CURRENT
002494664 | BOOTS,SAFETY | Blundstone, 150mm Unisex RotoFlex, Black, Lace Up/Zip Sided, Composite Toe, Sizes 3 to 15, Half Sizes 7.5 to 10.5 | BLKWOODS | J BLACKWOOD & SON LTD | 8561 | CURRENT
002494664 | BOOTS,SAFETY | Blundstone, 150mm Unisex RotoFlex, Black, Lace Up/Zip Sided, Composite Toe, Sizes 3 to 15, Half Sizes 7.5 to 10.5 | BLUNDST | BLUNDSTONE AUSTRALIA PTY LTD | 8561 | CURRENT
002494672 | BOOTS,SAFETY | Blundstone, 150mm Women's RotoFlex, Wheat, Lace Up/Zip Sided, Composite Toe, Sizes 5 to 12, Half Sizes 6.5 to 10.5 | BLKWOODS | J BLACKWOOD & SON LTD | 8860 | CURRENT
002494672 | BOOTS,SAFETY | Blundstone, 150mm Women's RotoFlex, Wheat, Lace Up/Zip Sided, Composite Toe, Sizes 5 to 12, Half Sizes 6.5 to 10.5 | BLUNDST | BLUNDSTONE AUSTRALIA PTY LTD | 8860 | CURRENT
002494680 | BOOTS,SAFETY | Blundstone, 150mm Women's RotoFlex, Stone, Lace Up/Zip Sided, Composite Toe, Sizes 5 to 12, Half Sizes 6.5 to 10.5 | BLKWOODS | J BLACKWOOD & SON LTD | 8863 | CURRENT
002494680 | BOOTS,SAFETY | Blundstone, 150mm Women's RotoFlex, Stone, Lace Up/Zip Sided, Composite Toe, Sizes 5 to 12, Half Sizes 6.5 to 10.5 | BLUNDST | BLUNDSTONE AUSTRALIA PTY LTD | 8863 | CURRENT
002494698 | BOOTS,SAFETY | Blundstone, 185mm Unisex XFoot High-Leg, Black, Lace Up, Leather, Steel Toe, Rubber Sole, Water Resistant, Sizes 5 to 13, Half Sizes 7.5 to 10.5 | BLKWOODS | J BLACKWOOD & SON LTD | 995 | CURRENT
002494698 | BOOTS,SAFETY | Blundstone, 185mm Unisex XFoot High-Leg, Black, Lace Up, Leather, Steel Toe, Rubber Sole, Water Resistant, Sizes 5 to 13, Half Sizes 7.5 to 10.5 | BLUNDST | BLUNDSTONE AUSTRALIA PTY LTD | 995 | CURRENT
002494706 | BOOTS,SAFETY | Blundstone, 150mm Unisex XFoot, Wheat, Lace Up/Zip Sided, Leather, Steel Toe, Rubber Sole, Sizes 5 to 14, Half Sizes 7.5 to 10.5 | BLUNDST | BLUNDSTONE AUSTRALIA PTY LTD | 992100 | CURRENT
002494706 | BOOTS,SAFETY | Blundstone, 150mm Unisex XFoot, Wheat, Lace Up/Zip Sided, Leather, Steel Toe, Rubber Sole, Sizes 5 to 14, Half Sizes 7.5 to 10.5 | BLKWOODS | J BLACKWOOD & SON LTD | 01066418 | CURRENT
002494714 | BOOTS,SAFETY | Blundstone, Unisex Executive, Black, Elastic Sided, Leather, Steel Toe, Broad Fit, Sizes 7 to 12, Half Sizes 8.5 to 10.5 | BLKWOODS | J BLACKWOOD & SON LTD | 787 | CURRENT
002494714 | BOOTS,SAFETY | Blundstone, Unisex Executive, Black, Elastic Sided, Leather, Steel Toe, Broad Fit, Sizes 7 to 12, Half Sizes 8.5 to 10.5 | BLUNDST | BLUNDSTONE AUSTRALIA PTY LTD | 787 | CURRENT
002494722 | BOOTS,SAFETY | Blundstone, Unisex Jogger, Black/White, Lace Up, Breathable Nylon, Composite Toe Anti-Static, Sizes 5 to 13 | BLKWOODS | J BLACKWOOD & SON LTD | 793 | CURRENT
002494722 | BOOTS,SAFETY | Blundstone, Unisex Jogger, Black/White, Lace Up, Breathable Nylon, Composite Toe Anti-Static, Sizes 5 to 13 | BLUNDST | BLUNDSTONE AUSTRALIA PTY LTD | 793 | CURRENT
002494730 | BOOTS,SAFETY | Blundstone, Unisex Jogger, Black, Lace Up, Breathable Nylon, Composite Toe Anti-Static, Sizes 5 to 13 | BLKWOODS | J BLACKWOOD & SON LTD | 795 | CURRENT
002494730 | BOOTS,SAFETY | Blundstone, Unisex Jogger, Black, Lace Up, Breathable Nylon, Composite Toe Anti-Static, Sizes 5 to 13 | BLUNDST | BLUNDSTONE AUSTRALIA PTY LTD | 795 | CURRENT
002494748 | BOOTS,SAFETY | Blundstone, Unisex Extreme, Black, Lace Up/Zip Sided, Leather, Steel Toe, Rubber Sole, Chemical & Water Resistant, Sizes 5 to 14, Half Sizes 7.5 to 10.5 | BLKWOODS | J BLACKWOOD & SON LTD | 982 | CURRENT
002494748 | BOOTS,SAFETY | Blundstone, Unisex Extreme, Black, Lace Up/Zip Sided, Leather, Steel Toe, Rubber Sole, Chemical & Water Resistant, Sizes 5 to 14, Half Sizes 7.5 to 10.5 | BLUNDST | BLUNDSTONE AUSTRALIA PTY LTD | 982 | CURRENT
002494755 | GUMBOOT | Blundstone, 350mm Unisex Safety Gumboot, Grey, Steel Toe, Waterproof PVC/Nitrile, Internal Metatarsal Guard, Sizes 4 to 14 | BLKWOODS | J BLACKWOOD & SON LTD | 028 | CURRENT
002494755 | GUMBOOT | Blundstone, 350mm Unisex Safety Gumboot, Grey, Steel Toe, Waterproof PVC/Nitrile, Internal Metatarsal Guard, Sizes 4 to 14 | BLUNDST | BLUNDSTONE AUSTRALIA PTY LTD | 028 | CURRENT
002494763 | GUMBOOT | Blundstone, 350mm Unisex Safety Gumboot, Grey, Steel Toe, Waterproof PVC/Nitrile, Sizes 5 to 13 | BLKWOODS | J BLACKWOOD & SON LTD | 025 | CURRENT
002494763 | GUMBOOT | Blundstone, 350mm Unisex Safety Gumboot, Grey, Steel Toe, Waterproof PVC/Nitrile, Sizes 5 to 13 | BLUNDST | BLUNDSTONE AUSTRALIA PTY LTD | 025 | CURRENT
002494771 | GUMBOOT | Blundstone, 350mm Unisex Safety Gumboot, Grey, Steel Toe, Waterproof PVC/Nitrile, Penetration Resistant, Sizes 5 to 13 | BLKWOODS | J BLACKWOOD & SON LTD | 024 | CURRENT
002494771 | GUMBOOT | Blundstone, 350mm Unisex Safety Gumboot, Grey, Steel Toe, Waterproof PVC/Nitrile, Penetration Resistant, Sizes 5 to 13 | BLUNDST | BLUNDSTONE AUSTRALIA PTY LTD | 024 | CURRENT
002494789 | SHOES,SAFETY | Blundstone, Women's, Black, Slip-On, Leather, Composite Toe, Broad Fit, Sizes 5 to 11, Half Sizes 6.5 to 9.5 | BLKWOODS | J BLACKWOOD & SON LTD | 886 | CURRENT
002494789 | SHOES,SAFETY | Blundstone, Women's, Black, Slip-On, Leather, Composite Toe, Broad Fit, Sizes 5 to 11, Half Sizes 6.5 to 9.5 | BLUNDST | BLUNDSTONE AUSTRALIA PTY LTD | 886 | CURRENT
002494797 | SHOES,SAFETY | Blundstone, Women's Jogger, Black/Grey, Lace Up, Breathable Nylon, Composite Toe Anti-Static, Sizes 5 to 11, Half Sizes 6.5 to 9.5 | BLKWOODS | J BLACKWOOD & SON LTD | 883 | CURRENT
002494797 | SHOES,SAFETY | Blundstone, Women's Jogger, Black/Grey, Lace Up, Breathable Nylon, Composite Toe Anti-Static, Sizes 5 to 11, Half Sizes 6.5 to 9.5 | BLUNDST | BLUNDSTONE AUSTRALIA PTY LTD | 883 | CURRENT
002494805 | BOOTS,SAFETY | KingGee, Quantum Hybrid, Wheat/Black, Lace Up/Zip Sided, Leather & Nylon, Composite Toe, Anti-Static, Sizes 3 to 16, Half Sizes 7.5 to 10.5 | BLKWOODS | J BLACKWOOD & SON LTD | K27115 | CURRENT
002494805 | BOOTS,SAFETY | KingGee, Quantum Hybrid, Wheat/Black, Lace Up/Zip Sided, Leather & Nylon, Composite Toe, Anti-Static, Sizes 3 to 16, Half Sizes 7.5 to 10.5 | KINGGEE | KINGGEE WORKWEAR CO LTD | K27115 | CURRENT
002494813 | BOOTS,SAFETY | KingGee, Quantum Hybrid, Cedar/Black, Lace Up/Zip Sided, Leather & Nylon, Composite Toe, Anti-Static, Sizes 3 to 16, Half Sizes 7.5 to 10.5 | BLKWOODS | J BLACKWOOD & SON LTD | K27120 | CURRENT
002494813 | BOOTS,SAFETY | KingGee, Quantum Hybrid, Cedar/Black, Lace Up/Zip Sided, Leather & Nylon, Composite Toe, Anti-Static, Sizes 3 to 16, Half Sizes 7.5 to 10.5 | KINGGEE | KINGGEE WORKWEAR CO LTD | K27120 | CURRENT
002494821 | BOOTS,SAFETY | KingGee, Quantum Hybrid, Black, Lace Up/Zip Sided, Leather & Nylon, Composite Toe, Anti-Static, Sizes 3 to 16, Half Sizes 7.5 to 10.5 | BLKWOODS | J BLACKWOOD & SON LTD | K27145 | CURRENT
002494821 | BOOTS,SAFETY | KingGee, Quantum Hybrid, Black, Lace Up/Zip Sided, Leather & Nylon, Composite Toe, Anti-Static, Sizes 3 to 16, Half Sizes 7.5 to 10.5 | KINGGEE | KINGGEE WORKWEAR CO LTD | K27145 | CURRENT
002494862 | BOOTS,SAFETY | KingGee, 150mm Phoenix 6C Metguard, Wheat, Lace Up, Leather, Composite Toe, EH Resistant, Sizes 3 to 16, Half Sizes 7.5 to 10.5 | BLKWOODS | J BLACKWOOD & SON LTD | K27872 | CURRENT
002494862 | BOOTS,SAFETY | KingGee, 150mm Phoenix 6C Metguard, Wheat, Lace Up, Leather, Composite Toe, EH Resistant, Sizes 3 to 16, Half Sizes 7.5 to 10.5 | KINGGEE | KINGGEE WORKWEAR CO LTD | K27872 | CURRENT
002494870 | BOOTS,SAFETY | KingGee, Tradie 6Z, Black, Lace Up/Zip Sided, Leather & Nylon, Composite Toe, Heat & EH Resistant, Sizes 6 to 14, Half Sizes 7.5 to 10.5 | BLKWOODS | J BLACKWOOD & SON LTD | K27155 | CURRENT
002494870 | BOOTS,SAFETY | KingGee, Tradie 6Z, Black, Lace Up/Zip Sided, Leather & Nylon, Composite Toe, Heat & EH Resistant, Sizes 6 to 14, Half Sizes 7.5 to 10.5 | KINGGEE | KINGGEE WORKWEAR CO LTD | K27155 | CURRENT
002494888 | BOOTS,SAFETY | KingGee, Terra Firma Hybrid, Black/ Burnt Orange, Lace Up/Zip Sided, Microfibre, Composite Toe, Anti-Static, Sizes 3 to 14 | BLKWOODS | J BLACKWOOD & SON LTD | K27951 | CURRENT
002494888 | BOOTS,SAFETY | KingGee, Terra Firma Hybrid, Black/ Burnt Orange, Lace Up/Zip Sided, Microfibre, Composite Toe, Anti-Static, Sizes 3 to 14 | KINGGEE | KINGGEE WORKWEAR CO LTD | K27951 | CURRENT
002494896 | BOOTS,SAFETY | KingGee, Terra Firma Hybrid, Black/ Forest Green, Lace Up/Zip Sided, Microfibre, Composite Toe, Anti-Static, Sizes 3 to 14 | BLKWOODS | J BLACKWOOD & SON LTD | K27952 | CURRENT
002494896 | BOOTS,SAFETY | KingGee, Terra Firma Hybrid, Black/ Forest Green, Lace Up/Zip Sided, Microfibre, Composite Toe, Anti-Static, Sizes 3 to 14 | KINGGEE | KINGGEE WORKWEAR CO LTD | K27952 | CURRENT
002494904 | SHOES,SAFETY | KingGee, Vapour Hybrid, Women's Jogger, Blackberry, Lace Up, Sublimated Proton Mesh, Knit Collar, Composite Toe, Slip Resistant, Anti-Static, Sizes 5 to 10 | BLKWOODS | J BLACKWOOD & SON LTD | K26555 | CURRENT
002494904 | SHOES,SAFETY | KingGee, Vapour Hybrid, Women's Jogger, Blackberry, Lace Up, Sublimated Proton Mesh, Knit Collar, Composite Toe, Slip Resistant, Anti-Static, Sizes 5 to 10 | KINGGEE | KINGGEE WORKWEAR CO LTD | K26555 | CURRENT
002494920 | SHOES,SAFETY | KingGee, Comp-Tec G3, Women's Sports, Black, Lace Up, Leather Trim & Mesh, Composite Toe, Slip Resistant, Podiatry Endorsed, Sizes 5 to 10 | BLKWOODS | J BLACKWOOD & SON LTD | K26600 | CURRENT
002494920 | SHOES,SAFETY | KingGee, Comp-Tec G3, Women's Sports, Black, Lace Up, Leather Trim & Mesh, Composite Toe, Slip Resistant, Podiatry Endorsed, Sizes 5 to 10 | KINGGEE | KINGGEE WORKWEAR CO LTD | K26600 | CURRENT
002494938 | SHOES,SAFETY | KingGee, Comp-Tec G7, Women's Sports, Black, Lace Up, Full Grain Leather, Composite Toe, Slip Resistant, Sizes 5 to 10 | BLKWOODS | J BLACKWOOD & SON LTD | K26610 | CURRENT
002494938 | SHOES,SAFETY | KingGee, Comp-Tec G7, Women's Sports, Black, Lace Up, Full Grain Leather, Composite Toe, Slip Resistant, Sizes 5 to 10 | KINGGEE | KINGGEE WORKWEAR CO LTD | K26610 | CURRENT
002494953 | BOOTS,SAFETY | Oliver, 130mm Hiker, Wheat, Lace Up/ Zip Sided, Leather, Steel Toe, PU Sole, Heat & Slip Resistant, Anti-Static, Sizes 4 to 14, Half Sizes 6.5 to 12.5 | BLKWOODS | J BLACKWOOD & SON LTD | 55-330Z | CURRENT
002494953 | BOOTS,SAFETY | Oliver, 130mm Hiker, Wheat, Lace Up/ Zip Sided, Leather, Steel Toe, PU Sole, Heat & Slip Resistant, Anti-Static, Sizes 4 to 14, Half Sizes 6.5 to 12.5 | OLIVER | OLIVER FOOTWEAR | AT 55-330Z | CURRENT
002494961 | BOOTS,SAFETY | Oliver, 130mm Hiker, Black, Lace Up/ Zip Sided, Leather, Steel Toe, Heat & Slip Resistant, Anti-Static, Sizes 4 to 14, Half Sizes 6.5 to 12.5 | BLKWOODS | J BLACKWOOD & SON LTD | 55-340Z | CURRENT
002494961 | BOOTS,SAFETY | Oliver, 130mm Hiker, Black, Lace Up/ Zip Sided, Leather, Steel Toe, Heat & Slip Resistant, Anti-Static, Sizes 4 to 14, Half Sizes 6.5 to 12.5 | OLIVER | OLIVER FOOTWEAR | AT 55-340Z | CURRENT
002494979 | BOOTS,SAFETY | Oliver, 130mm Hiker, Stone, Lace Up/ Zip Sided, Leather, Steel Toe, Heat & Slip Resistant, Anti-Static, Sizes 4 to 14, Half Sizes 6.5 to 12.5 | BLKWOODS | J BLACKWOOD & SON LTD | 55-350Z | CURRENT
002494979 | BOOTS,SAFETY | Oliver, 130mm Hiker, Stone, Lace Up/ Zip Sided, Leather, Steel Toe, Heat & Slip Resistant, Anti-Static, Sizes 4 to 14, Half Sizes 6.5 to 12.5 | OLIVER | OLIVER FOOTWEAR | AT 55-350Z | CURRENT
002494987 | BOOTS,SAFETY | Oliver, 130mm Hiker, Wheat, Lace Up/ Zip Sided, Leather, Composite Toe, Heat/Slip/EH Resistant, Sizes 5 to 14, Half Sizes 6.5 to 10.5 | BLKWOODS | J BLACKWOOD & SON LTD | 45-630Z | CURRENT
002494987 | BOOTS,SAFETY | Oliver, 130mm Hiker, Wheat, Lace Up/ Zip Sided, Leather, Composite Toe, Heat/Slip/EH Resistant, Sizes 5 to 14, Half Sizes 6.5 to 10.5 | OLIVER | OLIVER FOOTWEAR | AT 45-630Z | CURRENT
002494995 | BOOTS,SAFETY | Oliver, 130mm Hiker, Black, Lace Up/ Zip Sided, Leather, Composite Toe, Heat/Slip/EH Resistant, Sizes 5 to 14, Half Sizes 6.5 to 10.5 | BLKWOODS | J BLACKWOOD & SON LTD | 45-640Z | CURRENT
002494995 | BOOTS,SAFETY | Oliver, 130mm Hiker, Black, Lace Up/ Zip Sided, Leather, Composite Toe, Heat/Slip/EH Resistant, Sizes 5 to 14, Half Sizes 6.5 to 10.5 | OLIVER | OLIVER FOOTWEAR | AT 45-640Z | CURRENT
002495000 | BOOTS,SAFETY | Oliver, 130mm Hiker, Stone, Lace Up/ Zip Sided, Leather, Composite Toe, Heat/Slip/EH Resistant, Sizes 5 to 14, Half Sizes 6.5 to 10.5 | BLKWOODS | J BLACKWOOD & SON LTD | 45-650Z | CURRENT
002495000 | BOOTS,SAFETY | Oliver, 130mm Hiker, Stone, Lace Up/ Zip Sided, Leather, Composite Toe, Heat/Slip/EH Resistant, Sizes 5 to 14, Half Sizes 6.5 to 10.5 | OLIVER | OLIVER FOOTWEAR | AT 45-650Z | CURRENT
002495018 | BOOTS,SAFETY | Oliver, 150mm, Wheat, Lace Up/Zip Sided, Nubuck Leather, Composite Toe, PU/TPU Sole, EH Resistant, Sizes 5 to 14, Half Sizes 6.5 to 10.5 | BLKWOODS | J BLACKWOOD & SON LTD | 45-632Z | CURRENT
002495018 | BOOTS,SAFETY | Oliver, 150mm, Wheat, Lace Up/Zip Sided, Nubuck Leather, Composite Toe, PU/TPU Sole, EH Resistant, Sizes 5 to 14, Half Sizes 6.5 to 10.5 | OLIVER | OLIVER FOOTWEAR | AT 45-632Z | CURRENT
002495026 | BOOTS,SAFETY | Oliver, 150mm Men's Ankle, Brown, Elastic Sided, Leather, Composite Toe, Sizes 5 to 14, Half Sizes 6.5 to 10.5 | BLKWOODS | J BLACKWOOD & SON LTD | 45-627 | CURRENT
002495026 | BOOTS,SAFETY | Oliver, 150mm Men's Ankle, Brown, Elastic Sided, Leather, Composite Toe, Sizes 5 to 14, Half Sizes 6.5 to 10.5 | OLIVER | OLIVER FOOTWEAR | AT 45-627 | CURRENT
002495034 | BOOTS,SAFETY | Oliver, 150mm Hiker, Black, Lace Up/ Zip Sided, Leather, Composite Toe, Heat/Slip/EH Resistant, Sizes 5 to 14, Half Sizes 6.5 to 10.5 | BLKWOODS | J BLACKWOOD & SON LTD | 45-645Z | CURRENT
002495034 | BOOTS,SAFETY | Oliver, 150mm Hiker, Black, Lace Up/ Zip Sided, Leather, Composite Toe, Heat/Slip/EH Resistant, Sizes 5 to 14, Half Sizes 6.5 to 10.5 | OLIVER | OLIVER FOOTWEAR | AT 45-645Z | CURRENT
002495042 | BOOTS,SAFETY | Oliver, 150mm Ankle, Black, Lace Up, Full Grain Leather, Steel Toe, Slip Resistant, Anti-Static, Sizes 4 to 14, Half Sizes 6.5 to 12.5 | BLKWOODS | J BLACKWOOD & SON LTD | 55-345 | CURRENT
002495042 | BOOTS,SAFETY | Oliver, 150mm Ankle, Black, Lace Up, Full Grain Leather, Steel Toe, Slip Resistant, Anti-Static, Sizes 4 to 14, Half Sizes 6.5 to 12.5 | OLIVER | OLIVER FOOTWEAR | AT 55-345 | CURRENT
002495059 | BOOTS,SAFETY | Oliver, 150mm Ankle, Black, Lace Up/ Zip Sided, Full Grain Leather, Steel Toe Slip Resistant, Anti-Static, Sizes 4 to 16, Half Sizes 6.5 to 12.5 | BLKWOODS | J BLACKWOOD & SON LTD | 55-345Z | CURRENT
002495059 | BOOTS,SAFETY | Oliver, 150mm Ankle, Black, Lace Up/ Zip Sided, Full Grain Leather, Steel Toe Slip Resistant, Anti-Static, Sizes 4 to 16, Half Sizes 6.5 to 12.5 | OLIVER | OLIVER FOOTWEAR | AT 55-345Z | CURRENT
002495067 | BOOTS,SAFETY | Oliver, Executive, Black, Zip Sided, Leather, Steel Toe, Anti-Static, Sizes 6 to 13, Half Sizes 6.5 to 10.5 | BLKWOODS | J BLACKWOOD & SON LTD | 38-265 | CURRENT
002495067 | BOOTS,SAFETY | Oliver, Executive, Black, Zip Sided, Leather, Steel Toe, Anti-Static, Sizes 6 to 13, Half Sizes 6.5 to 10.5 | OLIVER | OLIVER FOOTWEAR | PB 38-265 | CURRENT
002495075 | BOOTS,SAFETY | Oliver, 250mm Rigger, Brown, Pull-On, Leather, Steel Toe, Heat/Slip/EH Resistant, Sizes 4 to 13, Half Sizes 6.5 to 10.5 | BLKWOODS | J BLACKWOOD & SON LTD | 34-692 | CURRENT
002495075 | BOOTS,SAFETY | Oliver, 250mm Rigger, Brown, Pull-On, Leather, Steel Toe, Heat/Slip/EH Resistant, Sizes 4 to 13, Half Sizes 6.5 to 10.5 | OLIVER | OLIVER FOOTWEAR | WB 34-692 | CURRENT
002495083 | BOOTS,SAFETY | Oliver, Women's Ankle, Black, Lace Up/Zip Sided, Full Grain Leather, Steel Toe, Anti-Static, Sizes 5 to 10 | BLKWOODS | J BLACKWOOD & SON LTD | 49-445Z | CURRENT
002495083 | BOOTS,SAFETY | Oliver, Women's Ankle, Black, Lace Up/Zip Sided, Full Grain Leather, Steel Toe, Anti-Static, Sizes 5 to 10 | OLIVER | OLIVER FOOTWEAR | PB 49-445Z | CURRENT
002495091 | SHOES,SAFETY | Oliver, Derby Executive, Black, Lace Up, Leather, Steel Toe, Slip Resistant, Anti-Static, Sizes 6 to 13, Half Sizes 6.5 to 10.5 | BLKWOODS | J BLACKWOOD & SON LTD | 38-275 | CURRENT
002495091 | SHOES,SAFETY | Oliver, Derby Executive, Black, Lace Up, Leather, Steel Toe, Slip Resistant, Anti-Static, Sizes 6 to 13, Half Sizes 6.5 to 10.5 | OLIVER | OLIVER FOOTWEAR | AT 38-275 | CURRENT
002495109 | SHOES,SAFETY | Oliver, Women's, Black, Slip-On, Full Grain Leather, Steel Toe, Heat & Slip Resistant, Anti-Static, Sizes 5 to 10, Half Sizes 6.5 & 8.5 | BLKWOODS | J BLACKWOOD & SON LTD | 49-430 | CURRENT
002495109 | SHOES,SAFETY | Oliver, Women's, Black, Slip-On, Full Grain Leather, Steel Toe, Heat & Slip Resistant, Anti-Static, Sizes 5 to 10, Half Sizes 6.5 & 8.5 | OLIVER | OLIVER FOOTWEAR | PB 49-430 | CURRENT
002495117 | BOOTS,SAFETY | Oliver, Ankle, Wheat, Lace Up/Zip Sided, Leather, Steel Toe, Heat/Slip/EH Resistant, Sizes 4 to 13, Half Sizes 6.5 to 10.5 | BLKWOODS | J BLACKWOOD & SON LTD | 34-662 | CURRENT
002495117 | BOOTS,SAFETY | Oliver, Ankle, Wheat, Lace Up/Zip Sided, Leather, Steel Toe, Heat/Slip/EH Resistant, Sizes 4 to 13, Half Sizes 6.5 to 10.5 | OLIVER | OLIVER FOOTWEAR | WB 34-662 | CURRENT
002495133 | SHOES,SAFETY | Oliver, FlyKnit, Grey/Yellow, Lace Up, Textile & Knitted, Composite Toe, ESD, Heat & Slip Resistant, Sizes 5 to 14, Half Sizes 6.5 to 10.5 | BLKWOODS | J BLACKWOOD & SON LTD | 40-800 | CURRENT
002495133 | SHOES,SAFETY | Oliver, FlyKnit, Grey/Yellow, Lace Up, Textile & Knitted, Composite Toe, ESD, Heat & Slip Resistant, Sizes 5 to 14, Half Sizes 6.5 to 10.5 | OLIVER | OLIVER FOOTWEAR | ST 40-800 | CURRENT
002495141 | BOOTS,SAFETY | Uvex, 135mm 2 X-Flow, Wheat/Tan, Lace Up/Zip Sided, Leather, Composite Toe, Water Resistant, Extra Wide, Sizes 7 to 10, Half Size 10.5 | BLKWOODS | J BLACKWOOD & SON LTD | 6546 | CURRENT
002495141 | BOOTS,SAFETY | Uvex, 135mm 2 X-Flow, Wheat/Tan, Lace Up/Zip Sided, Leather, Composite Toe, Water Resistant, Extra Wide, Sizes 7 to 10, Half Size 10.5 | UVEX | UVEX SAFETY GROUP | 65460 | CURRENT
002495158 | BOOTS,SAFETY | Uvex, 135mm 2 X-Flow, Wheat/Tan, Lace Up/Zip Sided, Leather, Composite Toe, Water Resistant, Std Width, Sizes 6 to 13, Half Sizes 6.5 & 10.5 | BLKWOODS | J BLACKWOOD & SON LTD | 6546 | CURRENT
002495158 | BOOTS,SAFETY | Uvex, 135mm 2 X-Flow, Wheat/Tan, Lace Up/Zip Sided, Leather, Composite Toe, Water Resistant, Std Width, Sizes 6 to 13, Half Sizes 6.5 & 10.5 | UVEX | UVEX SAFETY GROUP | 65468 | CURRENT
002495166 | BOOTS,SAFETY | Uvex, 150mm 3 X-Flow, Black/Tan, Lace Up/Zip Sided, Leather, Composite Toe, Water Resistant, Extra Wide, Sizes 7 to 10, Half Sizes 10.5 | BLKWOODS | J BLACKWOOD & SON LTD | 6542 | CURRENT
002495166 | BOOTS,SAFETY | Uvex, 150mm 3 X-Flow, Black/Tan, Lace Up/Zip Sided, Leather, Composite Toe, Water Resistant, Extra Wide, Sizes 7 to 10, Half Sizes 10.5 | UVEX | UVEX SAFETY GROUP | 65420 | CURRENT
002495174 | BOOTS,SAFETY | Uvex, 150mm 3 X-Flow, Black/Tan, Lace Up/Zip Sided, Leather, Composite Toe, Water Resistant, Std Width, Sizes 6 to 13, Half Sizes 6.5 & 10.5 | BLKWOODS | J BLACKWOOD & SON LTD | 6542 | CURRENT
002495174 | BOOTS,SAFETY | Uvex, 150mm 3 X-Flow, Black/Tan, Lace Up/Zip Sided, Leather, Composite Toe, Water Resistant, Std Width, Sizes 6 to 13, Half Sizes 6.5 & 10.5 | UVEX | UVEX SAFETY GROUP | 65428 | CURRENT
002495182 | TERMINAL BLOCK | URTK/S Test Disconnect Terminal Block, with 2 Test Sockets for 4mm Test Plugs, or for Receiving Bridge Bars or Screw Bridges, Nom Voltage: 400V, Nom Current: | PHOENIX | PHOENIX CONTACT PTY LTD | 311087 | CURRENT
002495190 | END PLATE,TERMINAL BLOCK | D-URTK - Cover, End Cover, 41.5 x 2.2 x 72mm, Grey | PHOENIX | PHOENIX CONTACT PTY LTD | 310020 | CURRENT
002495208 | PARTITION,TERMINAL BLOCK | TS-RTK - Partition Plate, 0.8 x 72 mm, Grey | PHOENIX | PHOENIX CONTACT PTY LTD | 310211 | CURRENT
002495216 | PLUG | PSBJ 3,5/18/6 WH - Test Plug Strip, # of Positions: 1, White | PHOENIX | PHOENIX CONTACT PTY LTD | 311317 | CURRENT
002495224 | LEAD,ELECTRICAL | Set of 3 x 12.7/22kV 35mm2 Cu XLPE, 3.5m Lg, 600mm Lg Screen, c/w Type A Termination Both Ends | GILBLODG | GILBERT LODGE AUSTRALIA | ERGLEADSET3.5AA | CURRENT
002495232 | LEAD,ELECTRICAL | Set of 3 x 12.7/22kV 35mm2 Cu XLPE, 8m Lg, 600mm Lg Screen, c/w Type A Termination One End Cut & Cap Other | GILBLODG | GILBERT LODGE AUSTRALIA | ERGLEADSET8AC | CURRENT
002403244 | CABLE,POWER,ELECTRICAL | Bldg Wire, 450/750V, 2C, 2.5mm2 Cu (7/0.67), V-90 PVC Insul, 3V-90 TPS Black, Flat, 100m Drum | OLEX | OLEX AUSTRALIA PTY LTD | DACP07A1002CXAA | CURRENT
002403244 | CABLE,POWER,ELECTRICAL | Bldg Wire, 450/750V, 2C, 2.5mm2 Cu (7/0.67), V-90 PVC Insul, 3V-90 TPS Black, Flat, 100m Drum | NANELECT | NAN ELECTRICAL CABLE AUSTRALIA PL | 2CS925CLVTB | CURRENT
002495240 | BRACKET,MOUNTING | Cable Support Arm, 1900mm, 110kV, Hot Dipped Galv, Variable Floor Cleat Cable Support, Arm Only | ENI | ENI INDUSTRIES PL | 163804 REV | CURRENT
002455020 | BREATHER | Omni-tuff, 2.8kg Capacity, Desiccant Silica Gel, 3/4" BSP Connection c/w Oil Bath & e-Gel (Orange Unspent, Green Spent) | SMSOMNI | SMS OMNI-TUFF GROUP PTY LTD | 09-YDB4 | CURRENT
002455061 | BREATHER | Omni-tuff, 10.5kg Capacity, Desiccant Silica Gel, 3 Connections 3/4" BSP & 1" BSP & Flange Mount c/w Oil Bath & e-Gel (Orange Unspent, Green Spent) | SMSOMNI | SMS OMNI-TUFF GROUP PTY LTD | 09-YDB7 | CURRENT
002495257 | TRANSFORMER,DISTRIBUTION | Padmount, 11kV, 315kVA, (Rect) HV Haz LV Bsh, Mineral Oil Insulated, KNAN, DYN 11, 3CR12 Cubicle, 7 Tap Posn, LV Board to Dwg 816-7567-31, c/w ABB | WILSON | WILSON TRANSFORMER CO. PTY LTD | 881-B648-11-AB | CURRENT
002495307 | COVER | Ormazabal RMU, 1 x Large Cover, 2 x Small Covers, Fixing Strips & Bolts | NTHSPEC | NORTHERN SPECIALISED ELECTRICAL | ERGTXSHR-001 | CURRENT
002495315 | CABINET,ELEC EQUIP | CT Marshalling Box, S/Steel, Phoenix Contacts Terminals, Dwg S10013183 | TROPAC | TRO PACIFIC HOLDINGS PTY LTD | AI-807030-EQLD-CT | CURRENT
002495323 | CABINET,ELEC EQUIP | VT Marshalling Box, S/Steel, Phoenix Contacts Terminals, Dwg S10013180 | TROPAC | TRO PACIFIC HOLDINGS PTY LTD | AI-705030-EQLD-VT | CURRENT
002495331 | RECEIVER,SATELLITE | OSA5422 GPS Clock Kit, RB Module, Rack Mount, 16 x BITS Out, BNC Patch Panel, 2 x 48VDC PSU, 4 x 1G SX SFP, GNSS Roof Antenna, SPD, 60m LMR400, TNC Connectors | TTSOL | TELECOMTEST SOLUTIONS PTY LTD | OSA5422 KIT 22RPNG-B | CURRENT
002495349 | RECEIVER,SATELLITE | OSA5422 GPS Clock Kit, RB Module, Rack Mount, 2 x 48VDC PSU, 4 x 1G SX SFP, GNSS Roof Antenna, SPD, 60m LMR400, TNC Connectors | TTSOL | TELECOMTEST SOLUTIONS PTY LTD | OSA5422 KIT 22RPNG | PURCHASE AS REQUIRED
002495356 | RECEIVER,SATELLITE | OSA5401 GPS Clock Kit, Syncplug GNSS & PTP Grand Master SFP, GNSS Survey Antenna, SPD, 20m LMR400, TNC Connectors | TTSOL | TELECOMTEST SOLUTIONS PTY LTD | OSA5401 & GNSS KIT | CURRENT
002495372 | TIMBER,HARDWOOD | Untreated Pole, 8m Lg, 12kN, P8/12 | FCRC | FRASER COAST REGIONAL COUNCIL | P8/12 | PURCHASE AS REQUIRED
002495380 | TIMBER,HARDWOOD | Untreated Pole, 8m Lg, 20kN, P8/20 | FCRC | FRASER COAST REGIONAL COUNCIL | P8/20 | PURCHASE AS REQUIRED
002495398 | TIMBER,HARDWOOD | Untreated Pole, 9.5m Lg, 5kN, P9.5/5 | FCRC | FRASER COAST REGIONAL COUNCIL | P9.5/5 | PURCHASE AS REQUIRED
002495406 | TIMBER,HARDWOOD | Untreated Pole, 9.5m Lg, 8kN, P9.5/8 | FCRC | FRASER COAST REGIONAL COUNCIL | P9.5/8 | PURCHASE AS REQUIRED
002495414 | TIMBER,HARDWOOD | Untreated Pole, 9.5m Lg, 12kN, P9.5/12 | FCRC | FRASER COAST REGIONAL COUNCIL | P9.5/12 | PURCHASE AS REQUIRED
002495422 | TIMBER,HARDWOOD | Untreated Pole, 11m Lg, 5kN, P11/5 | FCRC | FRASER COAST REGIONAL COUNCIL | P11/5 | PURCHASE AS REQUIRED
002495430 | TIMBER,HARDWOOD | Untreated Pole, 11m Lg, 8kN, P11/8 | FCRC | FRASER COAST REGIONAL COUNCIL | P11/8 | PURCHASE AS REQUIRED
002495448 | TIMBER,HARDWOOD | Untreated Pole, 11m Lg, 12kN, P11/12 | FCRC | FRASER COAST REGIONAL COUNCIL | P11/12 | PURCHASE AS REQUIRED
002495455 | TIMBER,HARDWOOD | Untreated Pole, 12.5m Lg, 5kN, P12.5/5 | FCRC | FRASER COAST REGIONAL COUNCIL | P12.5/5 | PURCHASE AS REQUIRED
002495463 | TIMBER,HARDWOOD | Untreated Pole, 12.5m Lg, 8kN, P12.5/8 | FCRC | FRASER COAST REGIONAL COUNCIL | P12.5/8 | PURCHASE AS REQUIRED
002495471 | TIMBER,HARDWOOD | Untreated Pole, 12.5m Lg, 12kN, P12.5/12 | FCRC | FRASER COAST REGIONAL COUNCIL | P12.5/12 | PURCHASE AS REQUIRED
002495489 | TIMBER,HARDWOOD | Untreated Pole, 14m Lg, 5kN, P14/5 | FCRC | FRASER COAST REGIONAL COUNCIL | P14/5 | PURCHASE AS REQUIRED
002495497 | TIMBER,HARDWOOD | Untreated Pole, 14m Lg, 8kN, P14/8 | FCRC | FRASER COAST REGIONAL COUNCIL | P14/8 | PURCHASE AS REQUIRED
002495505 | TIMBER,HARDWOOD | Untreated Pole, 14m Lg, 12kN, P14/12 | FCRC | FRASER COAST REGIONAL COUNCIL | P14/12 | PURCHASE AS REQUIRED
002495513 | TIMBER,HARDWOOD | Untreated Pole, 14m Lg, 20kN, P14/20 | FCRC | FRASER COAST REGIONAL COUNCIL | P14/20 | PURCHASE AS REQUIRED
002495521 | TIMBER,HARDWOOD | Untreated Pole, 15.5m Lg, 5kN, P15.5/5 | FCRC | FRASER COAST REGIONAL COUNCIL | P15.5/5 | PURCHASE AS REQUIRED
002495539 | TIMBER,HARDWOOD | Untreated Pole, 15.5m Lg, 8kN, P15.5/8 | FCRC | FRASER COAST REGIONAL COUNCIL | P15.5/8 | PURCHASE AS REQUIRED
002495547 | TIMBER,HARDWOOD | Untreated Pole, 15.5m Lg, 12kN, P15.5/12 | FCRC | FRASER COAST REGIONAL COUNCIL | P15.5/12 | PURCHASE AS REQUIRED
002495554 | TIMBER,HARDWOOD | Untreated Pole, 15.5m Lg, 20kN, P15.5/20 | FCRC | FRASER COAST REGIONAL COUNCIL | P15.5/20 | PURCHASE AS REQUIRED
002495562 | TIMBER,HARDWOOD | Untreated Pole, 17m Lg, 5kN, P17/5 | FCRC | FRASER COAST REGIONAL COUNCIL | P17/5 | PURCHASE AS REQUIRED
002495570 | TIMBER,HARDWOOD | Untreated Pole, 17m Lg, 8kN, P17/8 | FCRC | FRASER COAST REGIONAL COUNCIL | P17/8 | PURCHASE AS REQUIRED
002495588 | TIMBER,HARDWOOD | Untreated Pole, 17m Lg, 12kN, P17/12 | FCRC | FRASER COAST REGIONAL COUNCIL | P17/12 | PURCHASE AS REQUIRED
002495596 | TIMBER,HARDWOOD | Untreated Pole, 17m Lg, 20kN, P17/20 | FCRC | FRASER COAST REGIONAL COUNCIL | P17/20 | PURCHASE AS REQUIRED
002495604 | TIMBER,HARDWOOD | Untreated Pole, 18.5m Lg, 5kN, P18.5/5 | FCRC | FRASER COAST REGIONAL COUNCIL | P18.5/5 | PURCHASE AS REQUIRED
002495612 | TIMBER,HARDWOOD | Untreated Pole, 18.5m Lg, 8kN, P18.5/8 | FCRC | FRASER COAST REGIONAL COUNCIL | P18.5/8 | PURCHASE AS REQUIRED
002495620 | TIMBER,HARDWOOD | Untreated Pole, 18.5m Lg, 12kN, P18.5/12 | FCRC | FRASER COAST REGIONAL COUNCIL | P18.8/12 | PURCHASE AS REQUIRED
002495638 | TIMBER,HARDWOOD | Untreated Pole, 18.5m Lg, 20kN, P18.5/20 | FCRC | FRASER COAST REGIONAL COUNCIL | P18.5/20 | PURCHASE AS REQUIRED
002495646 | TIMBER,HARDWOOD | Untreated Pole, 20m Lg, 5kN, P20/5 | FCRC | FRASER COAST REGIONAL COUNCIL | P20/5 | PURCHASE AS REQUIRED
002495653 | TIMBER,HARDWOOD | Untreated Pole, 20m Lg, 80kN, P20/8 | FCRC | FRASER COAST REGIONAL COUNCIL | P20/8 | PURCHASE AS REQUIRED
002495661 | TIMBER,HARDWOOD | Untreated Pole, 20m Lg, 12kN, P20/12 | FCRC | FRASER COAST REGIONAL COUNCIL | P20/12 | PURCHASE AS REQUIRED
002495679 | TIMBER,HARDWOOD | Untreated Pole, 20m Lg, 20kN, P20/20 | FCRC | FRASER COAST REGIONAL COUNCIL | P20/20 | PURCHASE AS REQUIRED
002495687 | TIMBER,HARDWOOD | Untreated Pole, 21.5m Lg, 5kN, P21.5/5 | FCRC | FRASER COAST REGIONAL COUNCIL | P21.5/5 | PURCHASE AS REQUIRED
002495695 | TIMBER,HARDWOOD | Untreated Pole, 21.5m Lg, 8kN, P21.5/8 | FCRC | FRASER COAST REGIONAL COUNCIL | P21.5/8 | PURCHASE AS REQUIRED
002495703 | TIMBER,HARDWOOD | Untreated Pole, 21.5m Lg, 12kN, P21.5/12 | FCRC | FRASER COAST REGIONAL COUNCIL | P21.5/12 | PURCHASE AS REQUIRED
002495711 | TIMBER,HARDWOOD | Untreated Pole, 21.5m Lg, 20kN, P21.5/20 | FCRC | FRASER COAST REGIONAL COUNCIL | P21.5/20 | PURCHASE AS REQUIRED
002495729 | TIMBER,HARDWOOD | Untreated Pole, 23m Lg, 8kN, P23/8 | FCRC | FRASER COAST REGIONAL COUNCIL | P23/8 | PURCHASE AS REQUIRED
002495737 | TIMBER,HARDWOOD | Untreated Pole, 23m Lg, 12kN, P23/12 | FCRC | FRASER COAST REGIONAL COUNCIL | P23/12 | PURCHASE AS REQUIRED
002495745 | TIMBER,HARDWOOD | Untreated Pole, 23m Lg, 20kN, P23/20 | FCRC | FRASER COAST REGIONAL COUNCIL | P23/20 | PURCHASE AS REQUIRED
002495752 | FLOODLIGHT,ELECTRIC | MaxiMaster Gen 3 100-250W, 3000-5000K Selectable Output Asymmetrical Floodlight, c/w Glands & 6mm Term Block | PIERLITE | PIERLITE AUSTRALIA PTY LTD | MML250LSCSA | CURRENT
002495760 | FLOODLIGHT,ELECTRIC | MaxiMaster Gen 3 100-250W, 3000-5000K Selectable Output Symmetrical Floodlight, c/w Glands & 6mm Term Block | PIERLITE | PIERLITE AUSTRALIA PTY LTD | MML250LSCSS | CURRENT
002495778 | PAINT | Fireshell F1E HV, Grey, 15L, Intumescent Bushfire Resistant Coating | EXFIRE | EXFIRE PTY LTD | FIRESHELL F1E HV | CURRENT
002496198 | BAG | Arc Flash Helmet Bag, Internal Padding, Zipper Opening, Carry Handle, 450 x 220 x 220mm | EFO | ELECTRICAL FACTORY OUTLET PTY LTD | AFH-BAG | CURRENT
002496206 | HOOD,HEAT PROTECTIVE | Arc Flash Balaclava HRC3 34cal/cm2, PPE Cat 2 Rated, Head & Neck Protection, Double Layer | VOLTSAFE | VOLT SAFETY PTY LTD | ARC-BALACLAVA3-B | CURRENT
002496214 | DEFIBRILLATOR | Phillips HeartStart FRx Defibrillator, AED c/w M5070A Battery, SMART Pads II, Ready Shave Pack, Carry Case, 6 x 18 x 22cm, for Field use | STJOHN | ST JOHN AMBULANCE AUSTRALIA QLD | L861305B | CURRENT
002496214 | DEFIBRILLATOR | Phillips HeartStart FRx Defibrillator, AED c/w M5070A Battery, SMART Pads II, Ready Shave Pack, Carry Case, 6 x 18 x 22cm, for Field use | PHILIPS | PHILIPS AUSTRALIA PTY LTD | 861304 | CURRENT
002496222 | GROUNDING SET | Earth Stub Brass, Assembly M12, 80mm Lg, Dwg 015-075-RD | PLP AUST | PREFORMED LINE PRODUCTS (AUST) | ESB-M12-1 | CURRENT
002496230 | SWITCHBOARD,POWER | CNI Subs Incomer Switchgear Unit, 12kV, 800A, 25kA, 2000A Bus Metal Encl Fixed Switchgear & Control Gear Assy c/w 110V DC Aux Supply, Botton Cable Connect | TAMCO | TAMCO SWITCHGEAR (MANUFACTURER) | T2A-VHIF630INC700 | CURRENT
002496248 | SWITCHBOARD,POWER | CNI Subs Incomer Switchgear Unit, 12kV, 800A, 25kA, 2000A Bus Metal Encl Fixed Switchgear & Control Gear Assy c/w 110V DC Aux Supply, Top Cable Connect, | TAMCO | TAMCO SWITCHGEAR (MANUFACTURER) | T2B-VHIF630INC700 | CURRENT
002496255 | SWITCHBOARD,POWER | CNI Subs Incomer Switchgear Unit, 12kV, 800A, 25kA, 2000A Bus Metal Encl Fixed Switchgear & Control Gear Assy c/w 110V DC Aux Supply, Top Cable Connect, | TAMCO | TAMCO SWITCHGEAR (MANUFACTURER) | T2C-VHIF630INC700 | CURRENT
002496263 | SWITCHBOARD,POWER | CNI Subs Incomer Switchgear Unit, 12kV, 800A, 25kA, 2000A Bus Metal Encl Fixed Switchgear & Control Gear Assy c/w 110V DC Aux Supply, Bottom Cable Connect | TAMCO | TAMCO SWITCHGEAR (MANUFACTURER) | T2D-VHIF630INC700 | CURRENT
002496271 | SWITCHBOARD,POWER | CNI Subs/Customer Supply w/Metering Switchgear Unit, 12kV, 800A, 25kA, 2000A Bus Metal Encl Fixed Switchgear & Control Gear Assy c/w 110V DC Aux Supply | TAMCO | TAMCO SWITCHGEAR (MANUFACTURER) | T3A-VHIF630INC700 | CURRENT
002496289 | SWITCHBOARD,POWER | CNI Subs/Customer Supply w/Metering Switchgear Unit, 12kV, 800A, 25kA, 2000A Bus Metal Encl Fixed Switchgear & Control Gear Assy c/w 110V DC Aux Supply | TAMCO | TAMCO SWITCHGEAR (MANUFACTURER) | T3B-VHIF630INC700 | CURRENT
002496297 | SWITCHBOARD,POWER | CNI Subs/Customer Supply w/Metering Switchgear Unit, 12kV, 800A, 25kA, 2000A Bus Metal Encl Fixed Switchgear & Control Gear Assy c/w 110V DC Aux Supply | TAMCO | TAMCO SWITCHGEAR (MANUFACTURER) | T3C-VHIF630INC700 | CURRENT
002496305 | SWITCHBOARD,POWER | CNI Subs/Customer Supply w/Metering Switchgear Unit, 12kV, 800A, 25kA, 2000A Bus Metal Encl Fixed Switchgear & Control Gear Assy c/w 110V DC Aux Supply | TAMCO | TAMCO SWITCHGEAR (MANUFACTURER) | T3D-VHIF630INC700 | CURRENT
002496321 | SWITCHBOARD,POWER | Feeder Switchgear Unit, 12kV, 800A, 25kA, 2000A Bus Metal Encl Fixed Switchgear & Control Gear Assy c/w 110V DC Aux Supply, incl CTs for Feeder | TAMCO | TAMCO SWITCHGEAR (MANUFACTURER) | T1B-VHIF800FDR450 | CURRENT
ACT2050 | CARD | Telstra Pluses Industrial SIM Cards (Box of 100) | ACSTREAM | ACTIVE STREAM METER PROVIDER | T3N24175 | CURRENT
002496339 | SHELF,ELECTRICAL EQUIPMENT | 2RU Cantilever Shelf, 19" Rack Mount, 483mm W, 350mm D, Black, 20kg Max Load | CABAC | CABAC (MANUFACTURER) | CABRCS350-2RU-S | CURRENT
002496347 | PLUG | Retractable Straight Plug, Insulated, 4mm, Black | PENTA | PENTA AUST (TMAC THEW & MCCANN/HYLEC) | PA12740 | CURRENT
002496347 | PLUG | Retractable Straight Plug, Insulated, 4mm, Black | THEWMCAN | TMAC THEW & MCCANN GROUP | TM12740 | CURRENT
002496602 | INSECTICIDE,FIPRONIL | SAS PRO, Granule Ant Killer, Silica Carrier Particles, 1kg Shaker Pack | GARRARDS | GARRARDS | SAS/1 | CURRENT
002496602 | INSECTICIDE,FIPRONIL | SAS PRO, Granule Ant Killer, Silica Carrier Particles, 1kg Shaker Pack | SUNDEW | SUNDEW SOLUTIONS PTY LTD | SAS/1 | CURRENT
002496610 | INSECTICIDE,FIPRONIL | SAS PRO, Granule Ant Killer, Silica Carrier Particles, 10kg Pail c/w Scoop & Shaker | GARRARDS | GARRARDS | SAS/10 | CURRENT
002496610 | INSECTICIDE,FIPRONIL | SAS PRO, Granule Ant Killer, Silica Carrier Particles, 10kg Pail c/w Scoop & Shaker | SUNDEW | SUNDEW SOLUTIONS PTY LTD | SAS/10 | CURRENT
002496628 | LIFTER | Drum Lifter, Edge Style, 500kg WLL | AMPLITUD | AMPLITUDE PTY LTD - 396777 | 144002 | CURRENT
000405835 | BRACKET,MOUNTING | Stand Off, Galv, Dwg 01-13-04-B | POLLARDS | POLLARDS GALVANIZING PTY LTD | 405835 | CURRENT
000104217 | INSULATOR,STANDOFF | Bridging, 33kV, 170kV BIL, Polyethylene, Vertical Vice Top, Pattern 'C' Thread, Dwg 891659-1 | BRITECH | BRI-TECH PTY LTD | HPI35VTP | CURRENT
002496636 | LIGHT UNIT,PORTABLE | Milwaukee Neck Light Kit, 4V USB Rechargeable Battery, 400 Lumens | C&LTOOL | CALTCO T/A C&L TOOL CENTRE | MILWAL4NL400301 | CURRENT
002496636 | LIGHT UNIT,PORTABLE | Milwaukee Neck Light Kit, 4V USB Rechargeable Battery, 400 Lumens | MILWAUKE | MILWAUKEE POWER TOOLS | L4NL400301 | CURRENT
002496644 | BATTERY,STORAGE | Milwaukee 4V USB Power Source & Charger Kit | C&LTOOL | CALTCO T/A C&L TOOL CENTRE | MILWAL4PPS301 | CURRENT
002496644 | BATTERY,STORAGE | Milwaukee 4V USB Power Source & Charger Kit | MILWAUKE | MILWAUKEE POWER TOOLS | L4PPS301 | CURRENT
002496651 | CONNECTOR,COMPRESSION | C Crimp, Hyground, Cu, 150-240mm2 Run, 50-70mm2 Tap, Stranded Conductor, for Earthing Grid & Reinforcing, Carton of 20 | BURNDY | BURNDY CABLE SUPPORT SYSTEMS | YGHC34C26 | CURRENT
002496651 | CONNECTOR,COMPRESSION | C Crimp, Hyground, Cu, 150-240mm2 Run, 50-70mm2 Tap, Stranded Conductor, for Earthing Grid & Reinforcing, Carton of 20 | PHOENIXS | PHOENIX STEEL SALES PTY LTD | YGHC34C26 | CURRENT
002496669 | LIFTER | Transformer Lifting Beam, WLL 2.3t Frame to Dwg DC770, (1-5) Number Marked above each Lifting Eye & Hole Drilled for Inspection Tag, Painted Yellow NATA | STEHOUSE | STENHOUSE LIFTING EQUIPMENT PL | DRAWING DC770 | CURRENT
002496677 | LIFTING JIB | EWP Pole Jib, suit Redmond Gary TL Model for LL Night Work | AMPLITUD | AMPLITUDE PTY LTD - 396777 | EWPPJIBEQL | CURRENT
002496685 | LOUVRE,LIGHT | StreetLED2, for Reduced Road Reserve Width, suits StreetLED MkII | SYLVANIA | SYLVANIA SCHREDER | JLB00006 | CURRENT
002496693 | TOWELETTE,CLEANING | 504 Respirator Cleaning Wipe, Non-Woven Material, White, Odourless, Box of 100 | 3M | 3M AUSTRALIA PTY LTD | AT010587411 | CURRENT
002496693 | TOWELETTE,CLEANING | 504 Respirator Cleaning Wipe, Non-Woven Material, White, Odourless, Box of 100 | ALLENS | ALLENS INDUSTRIAL PRODUCTS PTY LTD | AT010587411 | CURRENT
002496701 | KIT | Versaflo BT-953, Cleaning & Storage Kit suit BT-63/64 Breathing Tubes, for Versaflo TR-300 Series PAPR | 3M | 3M AUSTRALIA PTY LTD | 70071730892 | CURRENT
002496701 | KIT | Versaflo BT-953, Cleaning & Storage Kit suit BT-63/64 Breathing Tubes, for Versaflo TR-300 Series PAPR | ALLENS | ALLENS INDUSTRIAL PRODUCTS PTY LTD | 70071730892 | CURRENT
002496719 | KIT | Versaflo TR-653, Cleaning & Storage Kit suit TR-600 Series Powered Air Turbo, for Versaflo TR-300 Series PAPR | 3M | 3M AUSTRALIA PTY LTD | 70071618428 | CURRENT
002496719 | KIT | Versaflo TR-653, Cleaning & Storage Kit suit TR-600 Series Powered Air Turbo, for Versaflo TR-300 Series PAPR | ALLENS | ALLENS INDUSTRIAL PRODUCTS PTY LTD | 70071618428 | CURRENT
002496727 | CHARGER,BATTERY | Versaflo TR-344A, PAPR Quad-Station Battery Charger Kit, for Versaflo TR-300 Series PAPR | ALLENS | ALLENS INDUSTRIAL PRODUCTS PTY LTD | AT010590282 | CURRENT
002496727 | CHARGER,BATTERY | Versaflo TR-344A, PAPR Quad-Station Battery Charger Kit, for Versaflo TR-300 Series PAPR | 3M | 3M AUSTRALIA PTY LTD | AT010590282 | CURRENT
002496735 | COVER | Versaflo TR-381, Disposable PAPR Cover, for Versaflo TR-300 Series PAPR, Pack of 10 | 3M | 3M AUSTRALIA PTY LTD | 70071765583 | CURRENT
002496735 | COVER | Versaflo TR-381, Disposable PAPR Cover, for Versaflo TR-300 Series PAPR, Pack of 10 | ALLENS | ALLENS INDUSTRIAL PRODUCTS PTY LTD | 70071765583 | CURRENT
002496743 | FIELD PACK | Versaflo TR-927, Easy Clean Backpack, to hold PAPR during use, for Versaflo TR-300 Series PAPR | 3M | 3M AUSTRALIA PTY LTD | UU012452437 | CURRENT
002496743 | FIELD PACK | Versaflo TR-927, Easy Clean Backpack, to hold PAPR during use, for Versaflo TR-300 Series PAPR | ALLENS | ALLENS INDUSTRIAL PRODUCTS PTY LTD | UU012452437 | CURRENT
002496750 | PROTECTOR,HEARING | Earmuffs, Cap-Mount, 3M Peltor H31P3AF, for Versaflo TR-300 Series PAPR | 3M | 3M AUSTRALIA PTY LTD | AT010592841 | CURRENT
002496750 | PROTECTOR,HEARING | Earmuffs, Cap-Mount, 3M Peltor H31P3AF, for Versaflo TR-300 Series PAPR | ALLENS | ALLENS INDUSTRIAL PRODUCTS PTY LTD | AT010592841 | CURRENT
002496768 | COVER | Versaflo M-976, Head, Neck & Shoulder Cover, Single Layer PPL, White, for Versaflo TR-300 Series PAPR | ALLENS | ALLENS INDUSTRIAL PRODUCTS PTY LTD | UU003029780 | CURRENT
002496768 | COVER | Versaflo M-976, Head, Neck & Shoulder Cover, Single Layer PPL, White, for Versaflo TR-300 Series PAPR | 3M | 3M AUSTRALIA PTY LTD | UU003029780 | CURRENT
002496776 | PAD,HELMET | Versaflo M-957, Forehead Comfort Pad, for Versaflo TR-300 Series PAPR, Pack of 20 | 3M | 3M AUSTRALIA PTY LTD | XA007705925 | CURRENT
002496776 | PAD,HELMET | Versaflo M-957, Forehead Comfort Pad, for Versaflo TR-300 Series PAPR, Pack of 20 | ALLENS | ALLENS INDUSTRIAL PRODUCTS PTY LTD | XA007705925 | CURRENT
002496784 | FACE SEAL,RESPIRATOR | Versaflo M-936, Comfort Faceseal, for Versaflo TR-300 Series PAPR, Pack of 5 | 3M | 3M AUSTRALIA PTY LTD | UU008294835 | CURRENT
002496784 | FACE SEAL,RESPIRATOR | Versaflo M-936, Comfort Faceseal, for Versaflo TR-300 Series PAPR, Pack of 5 | ALLENS | ALLENS INDUSTRIAL PRODUCTS PTY LTD | UU008294835 | CURRENT
002496792 | VISOR,FACESHIELD | Versaflo M-928, Peel-Off Visor Cover, Clear, for Versaflo TR-300 Series PAPR, Pack of 40 | 3M | 3M AUSTRALIA PTY LTD | 70071564341 | CURRENT
002496792 | VISOR,FACESHIELD | Versaflo M-928, Peel-Off Visor Cover, Clear, for Versaflo TR-300 Series PAPR, Pack of 40 | ALLENS | ALLENS INDUSTRIAL PRODUCTS PTY LTD | 70071564341 | CURRENT
002496800 | VISOR,FACESHIELD | Versaflo M-924-25, Peel-Off Visor Cover, Tinted, for Versaflo TR-300 Series PAPR, Pack of 25 | 3M | 3M AUSTRALIA PTY LTD | 70071767332 | CURRENT
002496800 | VISOR,FACESHIELD | Versaflo M-924-25, Peel-Off Visor Cover, Tinted, for Versaflo TR-300 Series PAPR, Pack of 25 | ALLENS | ALLENS INDUSTRIAL PRODUCTS PTY LTD | 70071767332 | CURRENT
002496818 | BATTERY,STORAGE | Versaflo TR-332, High Capacity Battery Pack, Li-Ion, 8 - 12hrs Operating Life, for Versaflo TR-300 Series PAPR | 3M | 3M AUSTRALIA PTY LTD | XA007706568 | CURRENT
002496818 | BATTERY,STORAGE | Versaflo TR-332, High Capacity Battery Pack, Li-Ion, 8 - 12hrs Operating Life, for Versaflo TR-300 Series PAPR | ALLENS | ALLENS INDUSTRIAL PRODUCTS PTY LTD | XA007706568 | CURRENT
002496826 | ARRESTER | Versaflo TR-362, Spark Arrester, for Versaflo TR-300 Series PAPR | 3M | 3M AUSTRALIA PTY LTD | XA007706659 | CURRENT
002496826 | ARRESTER | Versaflo TR-362, Spark Arrester, for Versaflo TR-300 Series PAPR | ALLENS | ALLENS INDUSTRIAL PRODUCTS PTY LTD | XA007706659 | CURRENT
002496834 | VISOR,FACESHIELD | Versaflo M-927, Premium Visor, Scratch & Chemical Resistant, for Versaflo TR-300 Series PAPR, Pack of 5 | 3M | 3M AUSTRALIA PTY LTD | 70071562188 | CURRENT
002496834 | VISOR,FACESHIELD | Versaflo M-927, Premium Visor, Scratch & Chemical Resistant, for Versaflo TR-300 Series PAPR, Pack of 5 | ALLENS | ALLENS INDUSTRIAL PRODUCTS PTY LTD | 70071562188 | CURRENT
002496842 | CLOTH,CLEANING | Everguard, Tack Cloths, Impregnated with Resin to hold Dust, Elements, Fibres & Dirt, for Asbestos PAPR Kit, Pack of 50 | ALLENS | ALLENS INDUSTRIAL PRODUCTS PTY LTD | SMHTACRAG | CURRENT
002496859 | ISOLATOR | Switch Disconnector Acti9, iSW, 1P, 63A, 240V | SCHNEIDR | SCHNEIDER PTY LTD (MANUFACTURER) | A9S66163 | CURRENT
002496974 | GATE | HA1, Heavy Box Stay Assy, Adjustable Bolt Together Kit c/w 2 x 8ft Bar Gate, suit High Tension & Reactive Soil | HOLDFAST | HOLDFAST ACCESS SOLUTIONS | HA1 | CURRENT
002496982 | GATE | HA2, Heavy Box Stay Assy, Adjustable Bolt Together Kit c/w 2 x 8ft Mesh Gate, suit High Tension & Reactive Soil | HOLDFAST | HOLDFAST ACCESS SOLUTIONS | HA2 | CURRENT
002496990 | GATE | LA1, Light Box Stay Assy, Adjustable Bolt Together Kit c/w 2 x 8ft Bar Gate, suit most Rural Fencing Applications | HOLDFAST | HOLDFAST ACCESS SOLUTIONS | LA1 | CURRENT
002497006 | GATE | LA2, Light Box Stay Assy, Adjustable Bolt Together Kit c/w 2 x 8ft Mesh Gate, suit most Rural Fencing Applications | HOLDFAST | HOLDFAST ACCESS SOLUTIONS | LA2 | CURRENT
002497014 | MODEM,COMMUNICATIONS | eSAM Ethernet Modem, Yurika Metering Label, Industrial Telstra SIM Fitted, MeanWell HDR-30-12 DIN Rail Power Supply, 50cm Microfit Power Cable | INTERCEL | INTERCEL PTY LTD | CELESAMC4QX485 | CURRENT
002497014 | MODEM,COMMUNICATIONS | eSAM Ethernet Modem, Yurika Metering Label, Industrial Telstra SIM Fitted, MeanWell HDR-30-12 DIN Rail Power Supply, 50cm Microfit Power Cable | INTERCEL | INTERCEL PTY LTD | ESAM4QX485 | CURRENT
002451029 | TARPAULIN | Lifting, Soil, HD Vinyl, 2.44 x 2.44m, c/w Webbing Reinforcing, Rated 2.2T WLL, for Soil Containment & Backfill during Pole Installation & Minor Excavations | SLINGCO | SLINGCO AUSTRALIA PTY LTD | ZLD10016 | CURRENT
002451029 | TARPAULIN | Lifting, Soil, HD Vinyl, 2.44 x 2.44m, c/w Webbing Reinforcing, Rated 2.2T WLL, for Soil Containment & Backfill during Pole Installation & Minor Excavations | AMPLITUD | AMPLITUDE PTY LTD - 396777 | ZLD10016 | CURRENT
002497048 | MARKER STRIP | Type ZB8, Number 51 to 60, Vertical, White, suit Terminal Block 8.2mm W, Pack of 10 | PHOENIX | PHOENIX CONTACT PTY LTD | 1052028:0051 | CURRENT
002497048 | MARKER STRIP | Type ZB8, Number 51 to 60, Vertical, White, suit Terminal Block 8.2mm W, Pack of 10 | HAYMANS | HAYMANS ELECTRICAL | PHO1052028:0051 | CURRENT
002497055 | MARKER STRIP | Type ZB8, Number 61 to 70, Vertical, White, suit Terminal Block 8.2mm W, Pack of 10 | PHOENIX | PHOENIX CONTACT PTY LTD | 1052028:0061 | CURRENT
002497055 | MARKER STRIP | Type ZB8, Number 61 to 70, Vertical, White, suit Terminal Block 8.2mm W, Pack of 10 | HAYMANS | HAYMANS ELECTRICAL | PHO1052028:0061 | CURRENT
002497071 | CABINET,ELEC EQUIP | Pwr Quality Analyser, 700 x 500 x 250mm, refer Dwgs S00101464-04 & S00101464-05, for Outdoor Non-Substations Application, fully assembled at Banyo Workshop | ERGONWS | PROVISION OF WORKSHOP SERVICES | S00101464-04 & S00101464-05 | CURRENT
002436392 | BOLT,MACHINE | M16 x 45mm, Hex, Galv, Gde 8.8 c/w Galv Hex Nut | HOBSON | HOBSON ENGINEERING CO PTY LTD 393904 | KBHK0GCM160045 | CURRENT
002436418 | BOLT,MACHINE | M16 x 55mm, Hex, Galv, Gde 8.8 c/w Galv Hex Nut | HOBSON | HOBSON ENGINEERING CO PTY LTD 393904 | KBHK0GCM160055 | CURRENT
000104148 | TAPE | Armorcast, 100mm W x 3.04m | 3M | 3M AUSTRALIA PTY LTD | MMEARMORCAST-100MM | CURRENT
000104148 | TAPE | Armorcast, 100mm W x 3.04m | HAYMANS | HAYMANS ELECTRICAL | MMEARMORCAST-100MM | CURRENT
002497089 | ROPE,FIBROUS | Aquatec 3 Strand, 14mm x 250m Roll, Hawser Laid Polypropylene Rope, Green with Gold Fleck | DONAGHYS | DONAGHYS PTY LTD | RROS1429 | CURRENT
002497097 | ROPE,FIBROUS | Aquatec 3 Strand, 16mm x 250m Roll, Hawser Laid Polypropylene Rope, Green with Gold Fleck | DONAGHYS | DONAGHYS PTY LTD | RROS1434 | CURRENT
002497105 | DYNAMOMETER,ELECTRONIC | Tractel Dynafor Industrial, 3.2t, Digital Load Cell | SPECFORC | SPECIALISED FORCE | INDUSTRIAL-32 | CURRENT
002497113 | DYNAMOMETER,ELECTRONIC | Tractel Dynafor Industrial, 6.3t, Digital Load Cell | SPECFORC | SPECIALISED FORCE | INDUSTRIAL-63 | CURRENT
002497121 | CONTACT,ELECTRICAL | Reyrolle LMVP Primary Isolating Contact, 1250/2000A | RPS | RPS SWITCHGEAR AUS | 971P257 | CURRENT
002497139 | LADDER,EXTENSION | 5.2m Fully Extended, with Red Running Brackets, Centre Pully, Rubber Feet, Arapoline Rope, Top Lash, White Fly Boot Protector, Pole Strap-Fly, Ergon Stip & | BRANACH | BRANACH MANUFACTURING PTY LTD. | FED5.2 CP-RF-AR-TA-FW-PS-WP-SW | CURRENT
002497147 | LADDER,EXTENSION | 6.4m Fully Extended, with Red Running Brackets, Centre Pully, Rubber Feet, Arapoline Rope, Top Lash, White Fly Boot Protector, Pole Strap-Fly, Ergon Stip & | BRANACH | BRANACH MANUFACTURING PTY LTD. | FED6.4 CP-RF-AR-TA-FW-PS-WP-SW | CURRENT
002497154 | LADDER,EXTENSION | 7.9m Fully Extended, with Red Running Brackets, Centre Pully, Rubber Feet, Arapoline Rope, Top Lash, White Fly Boot Protector, Pole Strap-Fly, Ergon Stip & | BRANACH | BRANACH MANUFACTURING PTY LTD. | FED7.9 CP-RF-AR-TA-FW-PS-WP-SW | CURRENT
002497162 | LADDER,EXTENSION | 8.8m Fully Extended, with Red Running Brackets, Centre Pully, Rubber Feet, Arapoline Rope, Top Lash, White Fly Boot Protector, Pole Strap-Fly, Ergon Stip & | BRANACH | BRANACH MANUFACTURING PTY LTD. | FED8.8 CP-RF-AR-TA-FW-PS-WP-SW | CURRENT
002497170 | LADDER,EXTENSION | 9.4m Fully Extended, with Red Running Brackets, Centre Pully, Rubber Feet, Arapoline Rope, Top Lash, White Fly Boot Protector, Pole Strap-Fly, Ergon Stip & | BRANACH | BRANACH MANUFACTURING PTY LTD. | FED9.4 CP-RF-AR-TA-FW-PS-WP-SW | CURRENT
002406713 | CLAMP,CABLE | IPC, 95-240mm2 Bare Al Main, 35-95mm2 IPC Tap, c/w S/Steel Fasteners (P4) | PLP AUST | PREFORMED LINE PRODUCTS (AUST) | D-K475 | CURRENT
002406713 | CLAMP,CABLE | IPC, 95-240mm2 Bare Al Main, 35-95mm2 IPC Tap, c/w S/Steel Fasteners (P4) | SICAME | SICAME AUSTRALIA PTY LTD | NTD431AXFAE | CURRENT
002497188 | TESTER | MIT330, 1kV Insulation & Continuity Tester, Digital/Analogue Backlit Display & Range Selection, Adjustable Limits, Switch Test Probe, Test Result Storage, | MEGGER | MEGGER PTY LTD | MIT330-EN | CURRENT
002497196 | HOOK,UNIVERSAL SWITCH | Quick Grab Dual-Probe, Arched Shaped Head, Brass Alloy, Sunrise Attachment, for Drop-Out Fuse Operation | AMPLITUD | AMPLITUDE PTY LTD - 396777 | USSA-QGP | CURRENT
002497212 | CYLINDER,GAS | Empty Cylinder, Size D (10kg) for SF6 Clean Gas, Apple Green Body & Shoulder, Type 31 Valve, 1 Bottle per Skid, Not for field use, for SF6 Recyclers to | CATALINA | CATALINA INDUSTRIES PL | G26 APPLE GREEN 10KG | CURRENT
002497220 | RELAY,PROTECTION | FW B4C, Fdr Mgt, Dir/Non-Dir OC, EF & SEF, 16/7 I/O, 24-32VDC Pwr, 1/5A CT, 415VAC VT, DNP3 over RS485 or LC Fibre Enet & IEC61850 | SCHNEIDR | SCHNEIDER PTY LTD (MANUFACTURER) | P142 92QCLM0B49L | CURRENT
002497238 | RELAY,PROTECTION | RELAY:PROTN;Dir/Non-Dir OC,FW B4C RELAY,PROTECTION FW B4C, Fdr Mgt, Dir/No n-Dir OC, EF & SEF, 16/7 I/O, 48-110VDC Pwr, 1/5A CT, 415VAC VT, DNP3 over RS485 | CLIPSAL | GERARD INDUSTRIES QLD DIVSN P/L | P142 22QCL | CURRENT
002497238 | RELAY,PROTECTION | RELAY:PROTN;Dir/Non-Dir OC,FW B4C RELAY,PROTECTION FW B4C, Fdr Mgt, Dir/No n-Dir OC, EF & SEF, 16/7 I/O, 48-110VDC Pwr, 1/5A CT, 415VAC VT, DNP3 over RS485 | SCHNEIDR | SCHNEIDER PTY LTD (MANUFACTURER) | P142 22QCLM0B49L | CURRENT
002497246 | BIT,AUGER | Impact, 25mm Dia, 600mm OAL, Steel, Ring Twist Pattern, 11mm Hex Shank, Quick Release | SPECFORC | SPECIALISED FORCE | STMSF825X600 | CURRENT
002497253 | LIFTER | Conductor Jib Base for Redmond Gary TL EWP, Al c/w Jib Bullet End Cap, suit 75mm (3") Fibreglass Stick, Dwg 901962-02 Modified Type | ADNOUGHT | ADNOUGHT SHEETMETAL FABRICATIONS | 901962-02 MODIFIED TYPE | CURRENT
002497303 | JOINT,ELECTRICAL POWER CABLE | Straight Through, 76/132kV, 1C, 1200mm2, Stranded Segmental Milliken WB Cu, XLPE/ OF/WBT/CorrCu Sheath (40kA/0.5Sec)/MDPE, Graphite Coating | BRUGG | BRUGG CABLES (MANUFACTURER) | S1965-4 | CURRENT
002497303 | JOINT,ELECTRICAL POWER CABLE | Straight Through, 76/132kV, 1C, 1200mm2, Stranded Segmental Milliken WB Cu, XLPE/ OF/WBT/CorrCu Sheath (40kA/0.5Sec)/MDPE, Graphite Coating | CABLGRID | CABLE GRID AUSTRALIA PL | CG-2497303-S1965-4 | CURRENT
002497311 | LIFTER | Streetlight Lifting Device, WLL 800KG | TLIFTCO | THE LIFTING COMPANY (TLC) | SLB | CURRENT
002497311 | LIFTER | Streetlight Lifting Device, WLL 800KG | AMPLITUD | AMPLITUDE PTY LTD - 396777 | TLC SLB | CURRENT
002497329 | CAMERA | FLIR TG267 Thermal Camera, 160 x 120 IR Resolution (19200 Pixels) | FLIR | TELEDYNE FLIR SYSTEMS COMPANY | TG267 | CURRENT
002497329 | CAMERA | FLIR TG267 Thermal Camera, 160 x 120 IR Resolution (19200 Pixels) | RTE | RAPID-TECH EQUIPMENT PTY LTD | FLIR TG267 | CURRENT
002497329 | CAMERA | FLIR TG267 Thermal Camera, 160 x 120 IR Resolution (19200 Pixels) | RTE | RAPID-TECH EQUIPMENT PTY LTD | FLIR TG268 | CURRENT
002497337 | CIRCUIT BREAKER | MCB, Acti9 iC60H, 6A, 4 Pole, C-Curve | SCHNEIDR | SCHNEIDER PTY LTD (MANUFACTURER) | A9F54406 | PENDING
002497345 | HOLE SAW | Impact, 16mm Dia, 8TPI, Quick Connect 1/4" Hex Shank, Thin Wall, Bi-Metal | SUTTON | SUTTON TOOLS (MANUFACTURER) | 1190160 | CURRENT
002497345 | HOLE SAW | Impact, 16mm Dia, 8TPI, Quick Connect 1/4" Hex Shank, Thin Wall, Bi-Metal | C&LTOOL | CALTCO T/A C&L TOOL CENTRE | SUTH1190160 | CURRENT
002403628 | TAG,INSTRUCTION | Test Marker, Plastic, Self Adhesive, Black Text on Yellow, space for Equip ID Number, Serial Number, Tested at 45kV / 300mm, 3 x spaces for Retest Date c/w | CERTAGS | CERTAGS PTY LTD | 9286 | CURRENT
002403628 | TAG,INSTRUCTION | Test Marker, Plastic, Self Adhesive, Black Text on Yellow, space for Equip ID Number, Serial Number, Tested at 45kV / 300mm, 3 x spaces for Retest Date c/w | PROMARK | PROMARK PACKAGING PTY LTD GEEBUNG | 9286 | CURRENT
002438034 | TAG,INSTRUCTION | Test Marker, Plastic, Self Adhesive, Black Text on White, space for Equip ID Number, Serial Number, Tested at 75kV / 300mm, 3 x spaces for Retest Date c/w | CERTAGS | CERTAGS PTY LTD | 9287 | CURRENT
002438034 | TAG,INSTRUCTION | Test Marker, Plastic, Self Adhesive, Black Text on White, space for Equip ID Number, Serial Number, Tested at 75kV / 300mm, 3 x spaces for Retest Date c/w | PROMARK | PROMARK PACKAGING PTY LTD GEEBUNG | 9287 | CURRENT
002497378 | BIT,ROCK DRILL | Milwaukee SDS Plus Vacuum Drill Bit, 12 x 325mm, for Silica Dust Extraction, suit M-Class 30L Vacuum | MILWAUKE | MILWAUKEE POWER TOOLS | 4932459283 | CURRENT
002497378 | BIT,ROCK DRILL | Milwaukee SDS Plus Vacuum Drill Bit, 12 x 325mm, for Silica Dust Extraction, suit M-Class 30L Vacuum | C&LTOOL | CALTCO T/A C&L TOOL CENTRE | MILWA4932459283 | CURRENT
002497386 | BIT,ROCK DRILL | Milwaukee SDS Plus Vacuum Drill Bit, 18 x 360mm, for Silica Dust Extraction, suit M-Class 30L Vacuum | MILWAUKE | MILWAUKEE POWER TOOLS | 4932459286 | CURRENT
002497386 | BIT,ROCK DRILL | Milwaukee SDS Plus Vacuum Drill Bit, 18 x 360mm, for Silica Dust Extraction, suit M-Class 30L Vacuum | C&LTOOL | CALTCO T/A C&L TOOL CENTRE | MILWA4932459286 | CURRENT
002497394 | TOOL,VACUUM CLEANER | Milwaukee SDS Extraction Attachment, Rubber Seal, Drilling Depth/Hole upto 70mm, for Silica Dust Extraction, suit M-Class 30L Vacuum | MILWAUKE | MILWAUKEE POWER TOOLS | 5317-DE | CURRENT
002497394 | TOOL,VACUUM CLEANER | Milwaukee SDS Extraction Attachment, Rubber Seal, Drilling Depth/Hole upto 70mm, for Silica Dust Extraction, suit M-Class 30L Vacuum | C&LTOOL | CALTCO T/A C&L TOOL CENTRE | MILWA5317-DE | CURRENT
002497410 | CLAMP | Trademaster Multi Adjustable Clamp, 0-250mm Span, 120mm Depth, Plastic, Rubber Grip Handle | TRADMSTR | TRADEMASTER (MANUFACTURER) | TC-0159 | CURRENT
002497410 | CLAMP | Trademaster Multi Adjustable Clamp, 0-250mm Span, 120mm Depth, Plastic, Rubber Grip Handle | C&LTOOL | CALTCO T/A C&L TOOL CENTRE | ITMTC-0159 | CURRENT
002497428 | STEP,POLE | Through Bolt, M16 Dia, for Composite Poles, Dwg PD375-2 | SEWELFRG | GREG SEWELL FORGINGS PTY LTD | M07180 | CURRENT
002497436 | HOLDER | EWP Bucket Tool Organiser Kit, Big Rack with 5 Hooks & 2 Tool Holes c/w 2 x 75mm & 2 x 100mm Bucket Hooks | LWBP | LINE WORK BUCKET PRODUCTS | TBR-1007+HOOKS | CURRENT
002497436 | HOLDER | EWP Bucket Tool Organiser Kit, Big Rack with 5 Hooks & 2 Tool Holes c/w 2 x 75mm & 2 x 100mm Bucket Hooks | TEN | THE ENERGY NETWORK | TENK043 | CURRENT
002497444 | HOOK,SUPPORT | EWP Bucket Hook, suit 75mm Lip, 16mm OD, PVC, Pair of 2 | TEN | THE ENERGY NETWORK | BH-75-16 | CURRENT
002497451 | HOOK,SUPPORT | EWP Bucket Hook, suit 100mm Lip, 16mm OD, PVC, Pair of 2 | TEN | THE ENERGY NETWORK | BH-100-16 | CURRENT
002401169 | CABLE,POWER,ELECTRICAL | Aerial, 0.6/1kV, 4 x 50mm2 Al ABC, XLPE Insulated (LVABC), 500m Steel Drum, JTS 03-03-02 | OLEX | OLEX AUSTRALIA PTY LTD | XDAB19AA004AAAA | CURRENT
002401169 | CABLE,POWER,ELECTRICAL | Aerial, 0.6/1kV, 4 x 50mm2 Al ABC, XLPE Insulated (LVABC), 500m Steel Drum, JTS 03-03-02 | MIDLANDS | MIDLAND METALS | MMO-LVABC 4X50 AL X | CURRENT
002113064 | CONDUIT,NONMETALLIC,FLEXIBLE | PVC, 50mm, Black, Non-Corrugated, 30m Roll | HAYMANS | HAYMANS ELECTRICAL | OME50FC30B | CURRENT
002113064 | CONDUIT,NONMETALLIC,FLEXIBLE | PVC, 50mm, Black, Non-Corrugated, 30m Roll | IDEAL | IDEAL | OMEFC50BK30 | CURRENT
002497469 | BLADE,CABLE STRIPPER | Replacement Alroc Insulation Stripper Blade, 1.2mm Circular | PENTA | PENTA AUST (TMAC THEW & MCCANN/HYLEC) | PA21221 | CURRENT
002497469 | BLADE,CABLE STRIPPER | Replacement Alroc Insulation Stripper Blade, 1.2mm Circular | HYLEC | HYLEC PTY LTD | MTCP4/1.2 | CURRENT
002497477 | BLADE,CABLE STRIPPER | Replacement Alroc Insulation Stripper Blade, 1.6mm Circular for longitudinal cuts | PENTA | PENTA AUST (TMAC THEW & MCCANN/HYLEC) | PA21227 | CURRENT
002497477 | BLADE,CABLE STRIPPER | Replacement Alroc Insulation Stripper Blade, 1.6mm Circular for longitudinal cuts | HYLEC | HYLEC PTY LTD | MTLP4-16 | CURRENT
002497485 | STRIPPER,CABLE,HAND | Alroc CCT Insulation Stripper, 3.0mm Circumference & 3.3mm Longitude Circular Blades, suit Cable 10 to 30mm OD | PENTA | PENTA AUST (TMAC THEW & MCCANN/HYLEC) | PA21233 | CURRENT
002497485 | STRIPPER,CABLE,HAND | Alroc CCT Insulation Stripper, 3.0mm Circumference & 3.3mm Longitude Circular Blades, suit Cable 10 to 30mm OD | HYLEC | HYLEC PTY LTD | P4/3033E | CURRENT
002497493 | CABINET,ELEC EQUIP | FA1P Cubicle, Front Access, 48U, Swing Frame Rack, 800 x 800mm Base c/w Duct, Rail & Bars, S10016363-03 | PLP AUST | PREFORMED LINE PRODUCTS (AUST) | EQL-FA1-48RU | CURRENT
002497501 | CABINET,ELEC EQUIP | FA2P Cubicle, Front Access, 45U, Swing Frame Rack, 800 x 800mm Base c/w Duct, Rail & Bars, S10016363-03 | PLP AUST | PREFORMED LINE PRODUCTS (AUST) | EQL-FA2-45RU | CURRENT
002497519 | PANEL,ELEC EQUIP | Side Panel, for FA1P Cubicle, 48U x 800mm, S10016363-03 | PLP AUST | PREFORMED LINE PRODUCTS (AUST) | EQL-4880-50-FA1 | CURRENT
002497527 | PANEL,ELEC EQUIP | Side Panel, for FA2P Cubicle, 45U x 800mm, S10016363-03 | PLP AUST | PREFORMED LINE PRODUCTS (AUST) | EQL-4580-50-FA2 | CURRENT
002497535 | FLANGE,ELEC BOX ENTRY | Roof Type, Brushed Cable Entry, S10016363-03 | PLP AUST | PREFORMED LINE PRODUCTS (AUST) | EQL-9286-N42 | CURRENT
002497543 | FLANGE,ELEC BOX ENTRY | Gland Base Plate, S10016363-03 | PLP AUST | PREFORMED LINE PRODUCTS (AUST) | EQL-FA8080-90 | CURRENT
002497550 | FLANGE,ELEC BOX ENTRY | Type 1U-BR, Front, Brushed Cable Entry, S10016363-03 | PLP AUST | PREFORMED LINE PRODUCTS (AUST) | EQL-9248-N42 | CURRENT
002497568 | JOINT,ELECTRICAL POWER CABLE | 33kV, 3Ph, Heatshrink Screen Break Joint suit 1000mm2 Al to 800mm2 Cu, 1C, XLPE/ CWS/LAT/LLDPE/MDPE (Polylam), c/w Shear Bolt Connectors & Screen Break Module | TECONN | TE CONNECTIVITY LTD | MXSU-6191-S-T9-AU01 | CURRENT
002497576 | WASTE DISPOSAL,HAZMAT | Asbestos Vacuum, H-Class Combo Kit, 30L Tank, 36V, Cordless c/w 2 x 18V 8Ah Batteries, Dual Charger & Accsry in 140L Yellow Wheelie Bin, Asbestos Waste Only | ALLENS | ALLENS INDUSTRIAL PRODUCTS PTY LTD | AU60207520DOP-KIT | CURRENT
002497576 | WASTE DISPOSAL,HAZMAT | Asbestos Vacuum, H-Class Combo Kit, 30L Tank, 36V, Cordless c/w 2 x 18V 8Ah Batteries, Dual Charger & Accsry in 140L Yellow Wheelie Bin, Asbestos Waste Only | METABO | METABO TOOL COMPANY | AU60207520DOP | CURRENT
002497592 | BATTERY,STORAGE | 12V, 100Ah, PowerSafe SBS100F, Front Terminals M6 M, Sealed Lead Acid, 395 x 108 x 287mm, for Telecom | ICS | ICS INDUSTRIES PTY LTD (ENERSYS) | SBS100F | CURRENT
002497600 | BATTERY,STORAGE | 12V, 170Ah, PowerSafe SBS170F, Front Terminals M6 M, Sealed Lead Acid, 561 x 125 x 283mm, for Telecom | ICS | ICS INDUSTRIES PTY LTD (ENERSYS) | SBS170F | CURRENT
002497618 | BATTERY BOX | Battery & Equip Cabinet, Sealed External Vented Battery Compartment, 13RU Equip Compartment, 600 x 600 x 2150mm, suit 16 x SBS100/170 Batteries | ICS | ICS INDUSTRIES PTY LTD (ENERSYS) | RFX0301 | CURRENT
002497626 | SOCKET,SOCKET WRENCH | D-Bolt Pillar Spanner, 650mm Lg Tube, Machined D-Head Socket & 3/8" Square Head Socket Ends c/w 3/8" to 1/4" Quick Connect Adaptor | AMPLITUD | AMPLITUDE PTY LTD - 396777 | PSPAN-L | CURRENT
002497634 | FLANGE | Replacement Part, Inner Flange, for Milwaukee 125mm Battery Grinder | C&LTOOL | CALTCO T/A C&L TOOL CENTRE | MILWA673793002 | CURRENT
002497642 | LOCKNUT | Replacement Part, Lock Nut, Quick Release, for Milwaukee 125mm Battery Grinder | C&LTOOL | CALTCO T/A C&L TOOL CENTRE | MILWA203583002 | CURRENT
002497659 | ADAPTOR | Replacement Part, Star Lock Adaptor, for Milwaukee Multifunction Tool M18FMT | C&LTOOL | CALTCO T/A C&L TOOL CENTRE | MILWA614441001 | CURRENT
002497667 | FASTENER | Replacement Part, Blade Fastener Screw, for Milwaukee Multifunction Tool M18FMT | C&LTOOL | CALTCO T/A C&L TOOL CENTRE | MILWA622566001 | CURRENT
002497675 | HEAD,WEED CUTTER | Replacement Part, Line Trimmer Head Assembly, for Milwaukee Line Trimmer | C&LTOOL | CALTCO T/A C&L TOOL CENTRE | MILWA204201008 | CURRENT
002497683 | CABLE,POWER,ELECTRICAL | Flexible, 0.6/1kV, 1C, 120mm2 Cu, X-HF-110 Orange/HFS-110-TP Black, Double Insulated, 250m Drum, AS5000.1 | MIDLANDS | MIDLAND METALS | 1C 120SQMM X-HF/HFS | CURRENT
002497691 | WRENCH,BUNG | Oil Drum Bung Spanner, Cast Al, for Removal & Fitting of Drum Plugs | AMPLITUD | AMPLITUDE PTY LTD - 396777 | 318003 | CURRENT
002491587 | TELEMETRY SYSTEM | Eclipse INUe, Intelligent Node Unit, 2RU Chassis c/w IDCE, Fan, NCCV3, High Output, DC Cables & SD Card | COMMTEL | COMMTEL NETWORK SOLUTIONS PL | EXX-000-205 | CURRENT
002491587 | TELEMETRY SYSTEM | Eclipse INUe, Intelligent Node Unit, 2RU Chassis c/w IDCE, Fan, NCCV3, High Output, DC Cables & SD Card | AVIAT | AVIAT NETWORKS | EXX-000-205 | CURRENT
002491595 | TELEMETRY SYSTEM | RAC 70v2, QPSK-4096QAM, NO XPIC, ACM | COMMTEL | COMMTEL NETWORK SOLUTIONS PL | EXR-700-002 | CURRENT
002491595 | TELEMETRY SYSTEM | RAC 70v2, QPSK-4096QAM, NO XPIC, ACM | AVIAT | AVIAT NETWORKS | EXR-700-002 | CURRENT
002491603 | CARD | Node Protection Card, High Output | COMMTEL | COMMTEL NETWORK SOLUTIONS PL | EXS-002 | CURRENT
002491603 | CARD | Node Protection Card, High Output | AVIAT | AVIAT NETWORKS | EXS-002 | CURRENT
002491611 | CARD | Eclipse, DAC, 16XE1/DS1 V3, Protectable | COMMTEL | COMMTEL NETWORK SOLUTIONS PL | EXD-161-002 | CURRENT
002491611 | CARD | Eclipse, DAC, 16XE1/DS1 V3, Protectable | AVIAT | AVIAT NETWORKS | EXD-161-002 | CURRENT
002491629 | CARD | DAC GE3 Gigabit Ethernet Switch Card | COMMTEL | COMMTEL NETWORK SOLUTIONS PL | EXD-181-002 | CURRENT
002491629 | CARD | DAC GE3 Gigabit Ethernet Switch Card | AVIAT | AVIAT NETWORKS | EXD-181-002 | CURRENT
002491637 | CARD | Eclipse, Fan Card, V2 | COMMTEL | COMMTEL NETWORK SOLUTIONS PL | EXF-002 | CURRENT
002491637 | CARD | Eclipse, Fan Card, V2 | AVIAT | AVIAT NETWORKS | EXF-002 | CURRENT
002491645 | CARD | Eclipse, Node Controller Card, Serial Mgmt V3, High Output | COMMTEL | COMMTEL NETWORK SOLUTIONS PL | EXN-005 | CURRENT
002491645 | CARD | Eclipse, Node Controller Card, Serial Mgmt V3, High Output | AVIAT | AVIAT NETWORKS | EXN-005 | CURRENT
002491652 | MODULE | GIG-ETH SFP, Opt MMF 850nm, <550m, 1000Base-SX, LC Connector | COMMTEL | COMMTEL NETWORK SOLUTIONS PL | 079-422662-001 | CURRENT
002491652 | MODULE | GIG-ETH SFP, Opt MMF 850nm, <550m, 1000Base-SX, LC Connector | AVIAT | AVIAT NETWORKS | 079-422662-001 | CURRENT
002491660 | COUPLER | Coupler Assy, ODU 600v2, 7/8GHz Equal 3dB, V & H Polarisation | COMMTEL | COMMTEL NETWORK SOLUTIONS PL | 086-523300-073 | CURRENT
002491660 | COUPLER | Coupler Assy, ODU 600v2, 7/8GHz Equal 3dB, V & H Polarisation | AVIAT | AVIAT NETWORKS | 086-523300-073 | CURRENT
002491678 | RADIO UNIT,REMOTE | ODU 600v2, 8GHz, 7835-8017 TX Low, T-R 300/305.56/310/311.32/360MHz | COMMTEL | COMMTEL NETWORK SOLUTIONS PL | ECH-08-0311-021 | CURRENT
002491678 | RADIO UNIT,REMOTE | ODU 600v2, 8GHz, 7835-8017 TX Low, T-R 300/305.56/310/311.32/360MHz | AVIAT | AVIAT NETWORKS | ECH-08-0311-021 | CURRENT
002491686 | RADIO UNIT,REMOTE | ODU 600v2, 8GHz, 8145-8327 TX High, T-R 300/305.56/310/311.32/360MHz | COMMTEL | COMMTEL NETWORK SOLUTIONS PL | ECH-08-0311-022 | CURRENT
002491686 | RADIO UNIT,REMOTE | ODU 600v2, 8GHz, 8145-8327 TX High, T-R 300/305.56/310/311.32/360MHz | AVIAT | AVIAT NETWORKS | ECH-08-0311-022 | CURRENT
002491694 | RADIO UNIT,REMOTE | ODU 600v2, 7/8GHz Waveguide Transition Kit, WTM 4100/4200, WR112 Waveguide, UDR 84 Flange | COMMTEL | COMMTEL NETWORK SOLUTIONS PL | 179-530500-007 | CURRENT
002491694 | RADIO UNIT,REMOTE | ODU 600v2, 7/8GHz Waveguide Transition Kit, WTM 4100/4200, WR112 Waveguide, UDR 84 Flange | AVIAT | AVIAT NETWORKS | 179-530500-007 | CURRENT
002491702 | TELEMETRY SYSTEM | Eclipse, Intelligent Node Unit, Super Licence Plus c/w EZF-08012, EZF-01, EZF-02, EZF-03, EZF-04, EZF-05, EZF-06, EZF-09, EZF-10, EZF-14, EZG-42, EZF-56 | COMMTEL | COMMTEL NETWORK SOLUTIONS PL | EZE-SLX-ECLIPSE-INU | CURRENT
002491702 | TELEMETRY SYSTEM | Eclipse, Intelligent Node Unit, Super Licence Plus c/w EZF-08012, EZF-01, EZF-02, EZF-03, EZF-04, EZF-05, EZF-06, EZF-09, EZF-10, EZF-14, EZG-42, EZF-56 | AVIAT | AVIAT NETWORKS | EZE-SLX-ECLIPSE-INU | CURRENT
002491710 | CABLE ASSY,RADIO FREQUENCY | 2 x HDR-E50 to Y-Join to 24AWG Free End, 3.5m | AVIAT | AVIAT NETWORKS | 037-579408-003 | CURRENT
002491710 | CABLE ASSY,RADIO FREQUENCY | 2 x HDR-E50 to Y-Join to 24AWG Free End, 3.5m | COMMTEL | COMMTEL NETWORK SOLUTIONS PL | 037-579408-003 | CURRENT
002491728 | CABLE ASSY,RADIO FREQUENCY | Y-Cable, 2 x HDR-E50 to BNC Connector, 2.8m | COMMTEL | COMMTEL NETWORK SOLUTIONS PL | 037-579405-002 | CURRENT
002491728 | CABLE ASSY,RADIO FREQUENCY | Y-Cable, 2 x HDR-E50 to BNC Connector, 2.8m | AVIAT | AVIAT NETWORKS | 037-579405-002 | CURRENT
002491736 | FILTER | Air Filter Assembly, 2RU Chassis, for Ellipse INUe | COMMTEL | COMMTEL NETWORK SOLUTIONS PL | 131-501768-001 | CURRENT
002491736 | FILTER | Air Filter Assembly, 2RU Chassis, for Ellipse INUe | AVIAT | AVIAT NETWORKS | 131-501768-001 | CURRENT
002497709 | TELEMETRY SYSTEM | Eclipse INU, Intelligent Node Unit, 1RU Chassis, c/w IDCV2, Fan, NCCV3, High Output, DC Cables & SD Card | AVIAT | AVIAT NETWORKS | EXX-000-005 | CURRENT
002497709 | TELEMETRY SYSTEM | Eclipse INU, Intelligent Node Unit, 1RU Chassis, c/w IDCV2, Fan, NCCV3, High Output, DC Cables & SD Card | COMMTEL | COMMTEL NETWORK SOLUTIONS PL | EXX-000-005 | CURRENT
002497717 | MODULE,TRANSCEIVER | GIG-ETH SFP, Opt 1310nm, 10kM, 1000Base-LX, LC Connector | AVIAT | AVIAT NETWORKS | 079-422656-001 | CURRENT
002497717 | MODULE,TRANSCEIVER | GIG-ETH SFP, Opt 1310nm, 10kM, 1000Base-LX, LC Connector | COMMTEL | COMMTEL NETWORK SOLUTIONS PL | 079-422656-001 | CURRENT
002497725 | TELEMETRY SYSTEM | Eclipse, Intelligent Node Unit, 1RU Chassis, Air Filter Assy | COMMTEL | COMMTEL NETWORK SOLUTIONS PL | 179-530052-002 | CURRENT
002497725 | TELEMETRY SYSTEM | Eclipse, Intelligent Node Unit, 1RU Chassis, Air Filter Assy | AVIAT | AVIAT NETWORKS | 179-530052-002 | CURRENT
002497733 | RADIO UNIT,REMOTE | ODU 600v2, L6GHz, 5927-6055 TX Low, T-R 240/252.04/266MHz | AVIAT | AVIAT NETWORKS | ECH-L6-0252-011 | CURRENT
002497733 | RADIO UNIT,REMOTE | ODU 600v2, L6GHz, 5927-6055 TX Low, T-R 240/252.04/266MHz | COMMTEL | COMMTEL NETWORK SOLUTIONS PL | ECH-L6-0252-011 | CURRENT
002497741 | RADIO UNIT,REMOTE | ODU 600v2, L6GHz, 6175-6305 TX High, T-R 240/252.04/266MHz | AVIAT | AVIAT NETWORKS | ECH-L6-0252-012 | CURRENT
002497741 | RADIO UNIT,REMOTE | ODU 600v2, L6GHz, 6175-6305 TX High, T-R 240/252.04/266MHz | COMMTEL | COMMTEL NETWORK SOLUTIONS PL | ECH-L6-0252-012 | CURRENT
002497758 | RADIO UNIT,REMOTE | ODU 600v2, L6GHz, 6039-6175 TX Low, T-R 240/252.04/266MHz | AVIAT | AVIAT NETWORKS | ECH-L6-0252-021 | CURRENT
002497758 | RADIO UNIT,REMOTE | ODU 600v2, L6GHz, 6039-6175 TX Low, T-R 240/252.04/266MHz | COMMTEL | COMMTEL NETWORK SOLUTIONS PL | ECH-L6-0252-021 | CURRENT
002497766 | RADIO UNIT,REMOTE | ODU 600v2, L6GHz, 6295-6420 TX High, T-R 240/252.04/266MHz | AVIAT | AVIAT NETWORKS | ECH-L6-0252-022 | CURRENT
002497766 | RADIO UNIT,REMOTE | ODU 600v2, L6GHz, 6295-6420 TX High, T-R 240/252.04/266MHz | COMMTEL | COMMTEL NETWORK SOLUTIONS PL | ECH-L6-0252-022 | CURRENT
002497774 | RADIO UNIT,REMOTE | ODU 600v2, U6GHz, 6430-6640 TX Low, T-R 340/345MHz | AVIAT | AVIAT NETWORKS | ECH-U6-0340-011 | CURRENT
002497774 | RADIO UNIT,REMOTE | ODU 600v2, U6GHz, 6430-6640 TX Low, T-R 340/345MHz | COMMTEL | COMMTEL NETWORK SOLUTIONS PL | ECH-U6-0340-011 | CURRENT
002497782 | RADIO UNIT,REMOTE | ODU 600v2, U6GHz, 6770-6980 TX High, T-R 340/345MHz | AVIAT | AVIAT NETWORKS | ECH-U6-0340-012 | CURRENT
002497782 | RADIO UNIT,REMOTE | ODU 600v2, U6GHz, 6770-6980 TX High, T-R 340/345MHz | COMMTEL | COMMTEL NETWORK SOLUTIONS PL | ECH-U6-0340-012 | CURRENT
002497790 | RADIO UNIT,REMOTE | ODU 600v2, U6GHz, 6590-6775 TX Low, T-R 340/345MHz | AVIAT | AVIAT NETWORKS | ECH-U6-0340-021 | CURRENT
002497790 | RADIO UNIT,REMOTE | ODU 600v2, U6GHz, 6590-6775 TX Low, T-R 340/345MHz | COMMTEL | COMMTEL NETWORK SOLUTIONS PL | ECH-U6-0340-021 | CURRENT
002497808 | RADIO UNIT,REMOTE | ODU 600v2, U6GHz, 6930-7115 TX High, T-R 340/345MHz | AVIAT | AVIAT NETWORKS | ECH-U6-0340-022 | CURRENT
002497808 | RADIO UNIT,REMOTE | ODU 600v2, U6GHz, 6930-7115 TX High, T-R 340/345MHz | COMMTEL | COMMTEL NETWORK SOLUTIONS PL | ECH-U6-0340-022 | CURRENT
002497816 | RADIO UNIT,REMOTE | ODU 600v2, 8GHz, 7700-7855 TX Low, T-R 300/310/311.32/360MHz | AVIAT | AVIAT NETWORKS | ECH-08-0311-011 | CURRENT
002497816 | RADIO UNIT,REMOTE | ODU 600v2, 8GHz, 7700-7855 TX Low, T-R 300/310/311.32/360MHz | COMMTEL | COMMTEL NETWORK SOLUTIONS PL | ECH-08-0311-011 | CURRENT
002497824 | RADIO UNIT,REMOTE | ODU 600v2, 8GHz, 8025-8210 TX High, T-R 300/310/311.32/360MHz | AVIAT | AVIAT NETWORKS | ECH-08-0311-012 | CURRENT
002497824 | RADIO UNIT,REMOTE | ODU 600v2, 8GHz, 8025-8210 TX High, T-R 300/310/311.32/360MHz | COMMTEL | COMMTEL NETWORK SOLUTIONS PL | ECH-08-0311-012 | CURRENT
002497832 | RADIO UNIT,REMOTE | ODU 600v2, 11GHz, 10915-11200 TX Low, T-R 490/500/520/530MHz | AVIAT | AVIAT NETWORKS | ECH-11-0490-011 | CURRENT
002497832 | RADIO UNIT,REMOTE | ODU 600v2, 11GHz, 10915-11200 TX Low, T-R 490/500/520/530MHz | COMMTEL | COMMTEL NETWORK SOLUTIONS PL | ECH-11-0490-011 | CURRENT
002497840 | RADIO UNIT,REMOTE | ODU 600v2, 11GHz, 11425-11705 TX High, T-R 490/500/520/530MHz | AVIAT | AVIAT NETWORKS | ECH-11-0490-012 | CURRENT
002497840 | RADIO UNIT,REMOTE | ODU 600v2, 11GHz, 11425-11705 TX High, T-R 490/500/520/530MHz | COMMTEL | COMMTEL NETWORK SOLUTIONS PL | ECH-11-0490-012 | CURRENT
002497857 | RADIO UNIT,REMOTE | ODU 600v2, 11GHz, 10675-10975 TX Low, T-R 490/500/520/530MHz | COMMTEL | COMMTEL NETWORK SOLUTIONS PL | ECH-11-0530-011 | CURRENT
002497857 | RADIO UNIT,REMOTE | ODU 600v2, 11GHz, 10675-10975 TX Low, T-R 490/500/520/530MHz | AVIAT | AVIAT NETWORKS | ECH-11-0530-011 | CURRENT
002497865 | RADIO UNIT,REMOTE | ODU 600v2, 11GHz, 11200-11505 TX High, T-R 490/500/520/530MHz | AVIAT | AVIAT NETWORKS | ECH-11-0530-012 | CURRENT
002497865 | RADIO UNIT,REMOTE | ODU 600v2, 11GHz, 11200-11505 TX High, T-R 490/500/520/530MHz | COMMTEL | COMMTEL NETWORK SOLUTIONS PL | ECH-11-0530-012 | CURRENT
002497873 | RADIO UNIT,REMOTE | ODU 600v2, 13GHz, 12751-12891 TX Low, T-R 266MHz | AVIAT | AVIAT NETWORKS | ECH-13-0266-011 | CURRENT
002497873 | RADIO UNIT,REMOTE | ODU 600v2, 13GHz, 12751-12891 TX Low, T-R 266MHz | COMMTEL | COMMTEL NETWORK SOLUTIONS PL | ECH-13-0266-011 | CURRENT
002497881 | RADIO UNIT,REMOTE | ODU 600v2, 13GHz, 13017-13157 TX High, T-R 266MHz | AVIAT | AVIAT NETWORKS | ECH-13-0266-012 | CURRENT
002497881 | RADIO UNIT,REMOTE | ODU 600v2, 13GHz, 13017-13157 TX High, T-R 266MHz | COMMTEL | COMMTEL NETWORK SOLUTIONS PL | ECH-13-0266-012 | CURRENT
002497899 | COUPLER | Coupler Assy, ODU 600v2, 6GHz Equal 3dB, V & H Polarisation | AVIAT | AVIAT NETWORKS | 086-523300-063 | CURRENT
002497899 | COUPLER | Coupler Assy, ODU 600v2, 6GHz Equal 3dB, V & H Polarisation | COMMTEL | COMMTEL NETWORK SOLUTIONS PL | 086-523300-063 | CURRENT
002497907 | COUPLER | Coupler Assy, ODU 600v2, 10/11GHz Equal 3dB, V & H Polarisation | AVIAT | AVIAT NETWORKS | 086-523300-113 | CURRENT
002497907 | COUPLER | Coupler Assy, ODU 600v2, 10/11GHz Equal 3dB, V & H Polarisation | COMMTEL | COMMTEL NETWORK SOLUTIONS PL | 086-523300-113 | CURRENT
002497915 | COUPLER | Coupler Assy, ODU 600v2, 13GHz Equal 3dB, V & H Polarisation | AVIAT | AVIAT NETWORKS | 086-523300-133 | CURRENT
002497915 | COUPLER | Coupler Assy, ODU 600v2, 13GHz Equal 3dB, V & H Polarisation | COMMTEL | COMMTEL NETWORK SOLUTIONS PL | 086-523300-133 | CURRENT
002497923 | COUPLER | Coupler Assy, XPIC 600v2, 6GHz OMT Assy | AVIAT | AVIAT NETWORKS | 086-523302-006 | CURRENT
002497923 | COUPLER | Coupler Assy, XPIC 600v2, 6GHz OMT Assy | COMMTEL | COMMTEL NETWORK SOLUTIONS PL | 086-523302-006 | CURRENT
002497931 | COUPLER | Coupler Assy, XPIC 600v2, 7/8GHz OMT Assy | AVIAT | AVIAT NETWORKS | 086-523302-007 | CURRENT
002497931 | COUPLER | Coupler Assy, XPIC 600v2, 7/8GHz OMT Assy | COMMTEL | COMMTEL NETWORK SOLUTIONS PL | 086-523302-007 | CURRENT
002497949 | COUPLER | Coupler Assy, XPIC 600v2, 10/11GHz OMT Assy | COMMTEL | COMMTEL NETWORK SOLUTIONS PL | 086-523302-011 | CURRENT
002497949 | COUPLER | Coupler Assy, XPIC 600v2, 10/11GHz OMT Assy | AVIAT | AVIAT NETWORKS | 086-523302-011 | CURRENT
002497956 | COUPLER | Coupler Assy, XPIC 600v2, 13GHz OMT Assy | AVIAT | AVIAT NETWORKS | 086-523302-013 | CURRENT
002497956 | COUPLER | Coupler Assy, XPIC 600v2, 13GHz OMT Assy | COMMTEL | COMMTEL NETWORK SOLUTIONS PL | 086-523302-013 | CURRENT
002497964 | CABLE ASSY,RADIO FREQUENCY | 1 x HDR-E50 to 24AWG Free End, 15m | AVIAT | AVIAT NETWORKS | 037-579418-015 | CURRENT
002497964 | CABLE ASSY,RADIO FREQUENCY | 1 x HDR-E50 to 24AWG Free End, 15m | COMMTEL | COMMTEL NETWORK SOLUTIONS PL | 037-579418-015 | CURRENT
002497972 | RADIO UNIT,REMOTE | ODU 600v2, 6GHz Waveguide Transition Kit, WR137 Waveguide, UDR 70 Flange | AVIAT | AVIAT NETWORKS | 179-530500-006 | CURRENT
002497972 | RADIO UNIT,REMOTE | ODU 600v2, 6GHz Waveguide Transition Kit, WR137 Waveguide, UDR 70 Flange | COMMTEL | COMMTEL NETWORK SOLUTIONS PL | 179-530500-006 | CURRENT
002497980 | RADIO UNIT,REMOTE | ODU 600v2, 10/11GHz Waveguide Transition Kit, WR90 Waveguide, UDR 100 Flange | AVIAT | AVIAT NETWORKS | 179-530500-011 | CURRENT
002497980 | RADIO UNIT,REMOTE | ODU 600v2, 10/11GHz Waveguide Transition Kit, WR90 Waveguide, UDR 100 Flange | COMMTEL | COMMTEL NETWORK SOLUTIONS PL | 179-530500-011 | CURRENT
002497998 | RADIO UNIT,REMOTE | ODU 600v2, 13/15GHz Waveguide Transition Kit, WR62 Waveguide, UBR 140 Flange | AVIAT | AVIAT NETWORKS | 179-530500-013 | CURRENT
002497998 | RADIO UNIT,REMOTE | ODU 600v2, 13/15GHz Waveguide Transition Kit, WR62 Waveguide, UBR 140 Flange | COMMTEL | COMMTEL NETWORK SOLUTIONS PL | 179-530500-013 | CURRENT
002498004 | SWITCH,FUSED | SW:DISCONNECT;Fuse Disconnect DEV SWITCH,FUSED Fuse Disconnect Device, 3 x 1Ph, Individually Switched, M12 Termina l Palm, c/w Galv Mtg Bracket, Located at | NGK | NGK STANGER PTY LTD | 73631-5EX | CURRENT
002498012 | SPLICE ENCLOSURE,FIBRE OPTIC | OTP, FACT Cabinet Kit, 56 FACT Elements, Right Hand Patching c/w 8 x Cable Fan Out, 1 x Side Panel Kit & 1 x Door Kit, 2200 x 1050 x 300mm | OPTICAL | OPTICAL SYSTEMS DESIGN | OFS-CSPN-101 | CURRENT
002498020 | SPLICE ENCLOSURE,FIBRE OPTIC | OTP, FOMS-FIST SCA Kit, 96-Way SCA, 2RU, 19" Rack Mount, 100 x Splice Prot, 96 x SCA Thru Adpts, 96 x SCA SMOF Pigtails c/w FIST Mounting Brackets | OPTICAL | OPTICAL SYSTEMS DESIGN | OFS-CSPN-102 | CURRENT
002498038 | SPLICE ENCLOSURE,FIBRE OPTIC | OTP, FOMS-FIST SCA Kit, 48-Way SCA, 1RU, 19" Rack Mount, 50 x Splice Prot, 48 x SCA Thru Adpts, 48 x SCA SMOF Pigtails c/w FIST Mounting Brackets | OPTICAL | OPTICAL SYSTEMS DESIGN | OFS-CSPN-103 | CURRENT
002498046 | SPLICE ENCLOSURE,FIBRE OPTIC | OTP, FOMS-FIST DLC Kit, 48-Way LC, 1RU, 19" Rack Mount, 25 x Splice Prot, 12 x DLC OM3 Thru Adpts, 24 x LC OM3 Pigtails c/w FIST Mounting Brackets | OPTICAL | OPTICAL SYSTEMS DESIGN | OFS-CSPN-104 | CURRENT
002498053 | SPLICE ENCLOSURE,FIBRE OPTIC | OTP, FOMS-FACT SCA Kit, 96-Way SCA, 2RU, 19" Rack Mount, 100 x Splice Prot, 96 x SCA Thru Adpts, 96 x SCA SMOF Pigtails c/w FACT Mounting Brackets | OPTICAL | OPTICAL SYSTEMS DESIGN | OFS-CSPN-105 | CURRENT
002498061 | SPLICE ENCLOSURE,FIBRE OPTIC | OTP, FOMS-FACT SCA Kit, 48-Way SCA, 1RU, 19" Rack Mount, 50 x Splice Prot, 48 x SCA Thru Adpts, 48 x SCA SMOF Pigtails c/w FACT Mounting Brackets | OPTICAL | OPTICAL SYSTEMS DESIGN | OFS-CSPN-106 | CURRENT
002498079 | SPLICE ENCLOSURE,FIBRE OPTIC | OTP, FOMS-FACT DLC Kit, 48-Way LC, 1RU, 19" Rack Mount, 25 x Splice Prot, 12 x DLC OM3 Thru Adpts, 24 x LC OM3 Pigtails c/w FACT Mounting Brackets | OPTICAL | OPTICAL SYSTEMS DESIGN | OFS-CSPN-107 | CURRENT
002498087 | ADAPTOR,CONNECTOR,FIBRE OPTIC | Duplex LC Through Adaptor, SMOF, Flangeless, Blue | OPTICAL | OPTICAL SYSTEMS DESIGN | OFS-DLC-ADT-SM-NF | CURRENT
002498095 | ADAPTOR,CONNECTOR,FIBRE OPTIC | Duplex LC Through Adaptor, OM3, Flangeless, Aqua | OPTICAL | OPTICAL SYSTEMS DESIGN | OFS-DLC-ADT-MM3-NF | CURRENT
002498103 | ADAPTOR,CONNECTOR,FIBRE OPTIC | E2000/APC Through Adaptor, SMOF, Green | OPTICAL | OPTICAL SYSTEMS DESIGN | OFS-E2000/APC-ADT-SM | CURRENT
002498111 | ADAPTOR,CONNECTOR,FIBRE OPTIC | Simplex FC Through Adaptor, SMOF, D-Hole Cutout | OPTICAL | OPTICAL SYSTEMS DESIGN | OFS-FC-ADT-SM-D | CURRENT
002498129 | ADAPTOR,CONNECTOR,FIBRE OPTIC | Simplex SC Through Adaptor, SMOF, Flangeless, Blue | OPTICAL | OPTICAL SYSTEMS DESIGN | OFS-SSC-ADT-SM-NF | CURRENT
002454890 | ADAPTOR,CONNECTOR,FIBRE OPTIC | Simplex SC/APC Through Adaptor, SMOF, Green | OPTICAL | OPTICAL SYSTEMS DESIGN | OFS-SC/APC-ADT-SM | CURRENT
002452597 | ADAPTOR,CONNECTOR,FIBRE OPTIC | ST Through Adaptor, MMOF, Metal | OPTICAL | OPTICAL SYSTEMS DESIGN | OFS-ST-ADT-MM | CURRENT
002498137 | CABLE ASSY,FIBRE OPTIC | Pigtail, 1.5m Lg, LC/UPC Connector, OM3 | OPTICAL | OPTICAL SYSTEMS DESIGN | OFS-CAB-500-VO-015 | CURRENT
002498137 | CABLE ASSY,FIBRE OPTIC | Pigtail, 1.5m Lg, LC/UPC Connector, OM3 | OPTICAL | OPTICAL SYSTEMS DESIGN | CAB-500-VO-015 | CURRENT
002498145 | CABLE ASSY,FIBRE OPTIC | Pigtail, 1.5m Lg, E2000/APC Connector, OM3 | OPTICAL | OPTICAL SYSTEMS DESIGN | OFS-CAB-503-XO-015 | CURRENT
002498145 | CABLE ASSY,FIBRE OPTIC | Pigtail, 1.5m Lg, E2000/APC Connector, OM3 | OPTICAL | OPTICAL SYSTEMS DESIGN | CAB-503-XO-015 | CURRENT
002452555 | CABLE ASSY,FIBRE OPTIC | Pigtail, 1.5m Lg, FC Connector, Tight Buffered Fibre, SMOF, Yellow | OPTICAL | OPTICAL SYSTEMS DESIGN | OFS-CAB-090-IO-015 | CURRENT
002452555 | CABLE ASSY,FIBRE OPTIC | Pigtail, 1.5m Lg, FC Connector, Tight Buffered Fibre, SMOF, Yellow | OPTICAL | OPTICAL SYSTEMS DESIGN | CAB-090-IO-015 | CURRENT
002498152 | CABLE ASSY,FIBRE OPTIC | Pigtail, 1.5m Lg, SC Connector, Tight Buffered Fibre, SMOF, Yellow | OPTICAL | OPTICAL SYSTEMS DESIGN | OFS-CAB-090-JO-015 | CURRENT
002498152 | CABLE ASSY,FIBRE OPTIC | Pigtail, 1.5m Lg, SC Connector, Tight Buffered Fibre, SMOF, Yellow | OPTICAL | OPTICAL SYSTEMS DESIGN | CAB-090-JO-015 | CURRENT
002454882 | CABLE ASSY,FIBRE OPTIC | Pigtail, 1.5m Lg, SC/APC Connector, Tight Buffered Fibre, SMOF, Yellow | OPTICAL | OPTICAL SYSTEMS DESIGN | OFS-CAB-090-MO-015 | CURRENT
002454882 | CABLE ASSY,FIBRE OPTIC | Pigtail, 1.5m Lg, SC/APC Connector, Tight Buffered Fibre, SMOF, Yellow | OPTICAL | OPTICAL SYSTEMS DESIGN | CAB-090-MO-015 | CURRENT
002452571 | CABLE ASSY,FIBRE OPTIC | Pigtail, 1.5m Lg, LC Connector, Tight Buffered Fibre, SMOF, Yellow | OPTICAL | OPTICAL SYSTEMS DESIGN | OFS-CAB-090-VO-015 | CURRENT
002452571 | CABLE ASSY,FIBRE OPTIC | Pigtail, 1.5m Lg, LC Connector, Tight Buffered Fibre, SMOF, Yellow | OPTICAL | OPTICAL SYSTEMS DESIGN | CAB-090-VO-015 | CURRENT
002452563 | CABLE ASSY,FIBRE OPTIC | Pigtail, 1.5m Lg, ST Connector, Tight Buffered Fibre, 62.5/125 MMOF, Natural | OPTICAL | OPTICAL SYSTEMS DESIGN | CAB-620-AO-015 | CURRENT
002452563 | CABLE ASSY,FIBRE OPTIC | Pigtail, 1.5m Lg, ST Connector, Tight Buffered Fibre, 62.5/125 MMOF, Natural | OPTICAL | OPTICAL SYSTEMS DESIGN | OFS-CAB-620-AO-015 | CURRENT
002498160 | TRANSFORMER,DISTRIBUTION | Groundmount, 11kV, 100kVA, 3Ph, Air HV 180 LV Bsh, Natural Ester Oil Insulated, KNAN, DYN 11, 7 Tap Switch Positions, HV & LV Cable Boxes Fitted | TYREE | TYREE INDUSTRIES PL MITTAGONG NSW | 100M4IEQ | CURRENT
002498178 | TRANSFORMER,DISTRIBUTION | Groundmount, 11kV, 315kVA, 3Ph, Air HV 180 LV Bsh, Natural Ester Oil Insulated, KNAN, DYN 11, 7 Tap Switch Positions, HV & LV Cable Boxes Fitted | TYREE | TYREE INDUSTRIES PL MITTAGONG NSW | 315M4IEQ-B | CURRENT
002498186 | TRANSFORMER,DISTRIBUTION | Groundmount, 11kV, 500kVA, 3Ph, Air HV 180 LV Bsh, Natural Ester Oil Insulated, KNAN, DYN 11, 7 Tap Switch Positions, HV & LV Cable Boxes Fitted | TYREE | TYREE INDUSTRIES PL MITTAGONG NSW | 500M4IEQ | CURRENT
002498194 | TRANSFORMER,DISTRIBUTION | Groundmount, 11kV, 750kVA, 3Ph, Air HV 180 LV Bsh, Natural Ester Oil Insulated, KNAN, DYN 11, 7 Tap Switch Positions, HV & LV Cable Boxes Fitted | TYREE | TYREE INDUSTRIES PL MITTAGONG NSW | 750M4IEQ | CURRENT
002498202 | TRANSFORMER,DISTRIBUTION | Groundmount, 11kV, 1000kVA, 3Ph, Air HV 180 LV Bsh, Natural Ester Oil Insulated, KNAN, DYN 11, 7 Tap Switch Positions, HV & LV Cable Boxes Fitted | TYREE | TYREE INDUSTRIES PL MITTAGONG NSW | 1000M4IEQ | CURRENT
002498210 | TRANSFORMER,DISTRIBUTION | Groundmount, 11kV, 1500kVA, 3Ph, Air HV 180 LV Bsh, Natural Ester Oil Insulated, KNAN, DYN 11, Low Impedance, 7 Tap Switch Posn, HV & LV Cable Boxes Fitted | TYREE | TYREE INDUSTRIES PL MITTAGONG NSW | 1500M4IEQ | CURRENT
002498228 | TRANSFORMER,DISTRIBUTION | Groundmount, 11kV, 1500kVA, 3Ph, Air HV 180 LV Bsh, Natural Ester Oil Insulated, KNAN, DYN 11, High Impedance, 7 Tap Switch Posn, HV & LV Cable Boxes Fitted | TYREE | TYREE INDUSTRIES PL MITTAGONG NSW | 1500M4IEQZ | CURRENT
002498236 | TRANSFORMER,DISTRIBUTION | Groundmount, 33kV, 315VA, 3Ph, Air HV 180 LV Bsh, Natural Ester Oil Insulated, KNAN, Dzn0, 7 Tap Switch Positions, HV & LV Cable Boxes Fitted | TYREE | TYREE INDUSTRIES PL MITTAGONG NSW | 315M6IEQ | CURRENT
002498244 | TRANSFORMER,DISTRIBUTION | Groundmount, 33kV, 750kVA, 3Ph, Air HV 180 LV Bsh, Natural Ester Oil Insulated, KNAN, Dzn0, 7 Tap Switch Positions, HV & LV Cable Boxes Fitted | TYREE | TYREE INDUSTRIES PL MITTAGONG NSW | 750M6IEQ | CURRENT
002498269 | BLADE,KNIFE | Replacement Blade, 50mm Lg, S/Steel, suit HAUPA 201010 Flat Linemans Knife | AMPLITUD | AMPLITUDE PTY LTD - 396777 | 201012/1 | CURRENT
002437473 | SWITCHGEAR | RMU, 36kV, 3 x Feeder Switch c/w Mounting Plinth & Outdoor Enclosure, JTS 06-08-01 | ABB | ABB FAN PTY LTD | 5811982 | CURRENT
002479962 | SWITCHBOARD,POWER | Isolation and Main Distribution Board, 48V DC, c/w Transducers, 2 x 100A CB, 3 x 63A CB, 2 x 2A CB, 1 x Anderson Plug | WEBER | WEBER SOUTH PACIFIC PTY LTD | DE-755010-M201 | CURRENT
002454825 | CABINET,ELEC EQUIP | LV Distribution, GRP, 2 x 630A Fuse Switches & 3 x 32A Fuses for Street Lights, UV Stabilised, for use in CNI areas | HYLEC | HYLEC PTY LTD | HSCANDI-ER | CURRENT
002454833 | CABINET,ELEC EQUIP | LV Distribution, GRP, 9 x 100A Fuse Carriers, UV Stabilised, for use in Residential areas | HYLEC | HYLEC PTY LTD | HSFLOOD-ER | CURRENT
002454841 | CABINET,ELEC EQUIP | Base, LV Distribution, GRP 500mm, UV Stabilised, suit CNI & Residential Cabinets | HYLEC | HYLEC PTY LTD | S9540000ER | CURRENT
002454858 | CABINET,ELEC EQUIP | Base Extension, LV Distribution, GRP 500mm, UV Stabilised, suit Residential Cabinets in flood prone areas | HYLEC | HYLEC PTY LTD | S9540010 | CURRENT
002498277 | HEADSET-MICROPHONE | SENA Expand Mesh Multi-Purpose Comms Headset, Boom Microphone, Bluetooth, Noise Cancellation, HD Speakers c/w USB-C Power & Data Cable | SENA | SENA TECHNOLOGIES INC | EXPAND-MESH | CURRENT
002498277 | HEADSET-MICROPHONE | SENA Expand Mesh Multi-Purpose Comms Headset, Boom Microphone, Bluetooth, Noise Cancellation, HD Speakers c/w USB-C Power & Data Cable | AMPLITUD | AMPLITUDE PTY LTD - 396777 | EXPAND-MESH | CURRENT
002498285 | PARTS KIT,HEARING | SENA Expand Mesh Hygiene Kit, Replacement Boom Mic & Ear Pads, for Expand Mesh Multi-Purpose Headset | SENA | SENA TECHNOLOGIES INC | EXPAND-A0203 | CURRENT
002498285 | PARTS KIT,HEARING | SENA Expand Mesh Hygiene Kit, Replacement Boom Mic & Ear Pads, for Expand Mesh Multi-Purpose Headset | AMPLITUD | AMPLITUDE PTY LTD - 396777 | EXPAND-A0203 | CURRENT
002498301 | PAD | Anti-Vibration Pad, 461 x 230 x 37.5mm, Nitrile, Black, suit 750kPa, 7600kg Max Loading, Dwg 668-0070E | WILSON | WILSON TRANSFORMER CO. PTY LTD | 668-0070N10 | CURRENT
002422079 | SHOTGUN STICK SET | c/w Shotgun Stick Sectional 1800mm with 300mm Head, Shotgun Extension 600mm, Silicon Cloth, Disconnect Hook, Fuse Pillar, Met Guard Ring placed/affixed at | HASTINGS | HASTING DEERING PTY LTD | 81-706-K2 | CURRENT
002422079 | SHOTGUN STICK SET | c/w Shotgun Stick Sectional 1800mm with 300mm Head, Shotgun Extension 600mm, Silicon Cloth, Disconnect Hook, Fuse Pillar, Met Guard Ring placed/affixed at | TEN | THE ENERGY NETWORK | 81-706-K2 | CURRENT
002498327 | CONVERTER,DC TO DC | 110V Input, 24V Output 6A, 144W, 198 x 112 x 51mm | HELIOS | HELIOS POWER SOLUTIONS PL | DCW150-110-24FT-P9200 | CURRENT
002498335 | CONVERTER,DC TO DC | 20-60V Input, 24V Output 6A, 144W, 198 x 112 x 51mm | HELIOS | HELIOS POWER SOLUTIONS PL | DCW150-24FT-P9200 | CURRENT
002498335 | CONVERTER,DC TO DC | 20-60V Input, 24V Output 6A, 144W, 198 x 112 x 51mm | LAWRENCE | LAWRENCE & HANSON | DCW150-24FT-P9200 | CURRENT
002498343 | ENCLOSURE,ELECTRICAL BOX | Compact Enclosure, 600 x 600 x 250mm, Steel, IP66 | RITTAL | RITTAL AUSTRALIA PTY LTD | AE1054.000 | CURRENT
002498343 | ENCLOSURE,ELECTRICAL BOX | Compact Enclosure, 600 x 600 x 250mm, Steel, IP66 | LAWRENCE | LAWRENCE & HANSON | AE1054.000 | CURRENT
002498350 | VENT | Integrated Louvres, 160 x 110 x 8mm, Steel, for Rittal Enclosure Ventilation, Pack of 4 | RITTAL | RITTAL AUSTRALIA PTY LTD | SK2541.235 | CURRENT
002498350 | VENT | Integrated Louvres, 160 x 110 x 8mm, Steel, for Rittal Enclosure Ventilation, Pack of 4 | LAWRENCE | LAWRENCE & HANSON | SK2541 | CURRENT
002498442 | NUT,PLAIN,WING | Lug-All Serial Hoist Wing Nut, for Handle Attachment | LUGALL | LUG-ALL (MANUFACTURER) | PLA-119 | CURRENT
002498442 | NUT,PLAIN,WING | Lug-All Serial Hoist Wing Nut, for Handle Attachment | TEN | THE ENERGY NETWORK | PLA-119 | CURRENT
002498459 | CHARGER,BATTERY | Metabo Dual Quick Charger, ASC 145 Duo, 12-36V, Air-Cooled | METABO | METABO TOOL COMPANY | 627498000 | CURRENT
002498459 | CHARGER,BATTERY | Metabo Dual Quick Charger, ASC 145 Duo, 12-36V, Air-Cooled | C&LTOOL | CALTCO T/A C&L TOOL CENTRE | META627498000 | CURRENT
002498467 | BATTERY,STORAGE | Metabo LiHD Battery Back, 18V, 8.0Ah | METABO | METABO TOOL COMPANY | 18VXHD8AH | CURRENT
002498467 | BATTERY,STORAGE | Metabo LiHD Battery Back, 18V, 8.0Ah | C&LTOOL | CALTCO T/A C&L TOOL CENTRE | METABATT18VXHD8AH | CURRENT
002498475 | HOSE | Replacement Suction Hose Extension Quick 32mm, Anti Static, for Metabo H-Class Battery Vacuum | METABO | METABO TOOL COMPANY | 635411000 | CURRENT
002498475 | HOSE | Replacement Suction Hose Extension Quick 32mm, Anti Static, for Metabo H-Class Battery Vacuum | ALLENS | ALLENS INDUSTRIAL PRODUCTS PTY LTD | 635411000 | CURRENT
002498483 | TOOL,VACUUM CLEANER | Replacement Metabo 3 Suction Tubes, 35mm Steel, for Metabo H-Class Battery Vacuum | METABO | METABO TOOL COMPANY | 635414000 | CURRENT
002498483 | TOOL,VACUUM CLEANER | Replacement Metabo 3 Suction Tubes, 35mm Steel, for Metabo H-Class Battery Vacuum | ALLENS | ALLENS INDUSTRIAL PRODUCTS PTY LTD | 635414000 | CURRENT
002498491 | COUPLING,HOSE | Replacement Coupling Bush, 28mm/35mm, for Metabo H-Class Battery Vacuum | METABO | METABO TOOL COMPANY | 635409000 | CURRENT
002498491 | COUPLING,HOSE | Replacement Coupling Bush, 28mm/35mm, for Metabo H-Class Battery Vacuum | ALLENS | ALLENS INDUSTRIAL PRODUCTS PTY LTD | 635409000 | CURRENT
002498509 | TOOL,VACUUM CLEANER | Replacement Head Nozzle 35mm, 360mm W, for Metabo H-Class Battery Vacuum | METABO | METABO TOOL COMPANY | 635417000 | CURRENT
002498509 | TOOL,VACUUM CLEANER | Replacement Head Nozzle 35mm, 360mm W, for Metabo H-Class Battery Vacuum | ALLENS | ALLENS INDUSTRIAL PRODUCTS PTY LTD | 635417000 | CURRENT
002498517 | BAG,VACUUM CLEANER | Special Filter Bag Dust Class H, 30L, for Metabo H-Class Battery Vacuum | METABO | METABO TOOL COMPANY | 635427000 | CURRENT
002498517 | BAG,VACUUM CLEANER | Special Filter Bag Dust Class H, 30L, for Metabo H-Class Battery Vacuum | ALLENS | ALLENS INDUSTRIAL PRODUCTS PTY LTD | 635427000 | CURRENT
002498525 | TOOL,VACUUM CLEANER | Handle Adapter Quick Premium, Anti-Static, for Metabo H-Class Battery Vacuum | METABO | METABO TOOL COMPANY | 635406000 | CURRENT
002498525 | TOOL,VACUUM CLEANER | Handle Adapter Quick Premium, Anti-Static, for Metabo H-Class Battery Vacuum | ALLENS | ALLENS INDUSTRIAL PRODUCTS PTY LTD | 635406000 | CURRENT
002498533 | WHEEL | Replacement Wheel, Rear, for Metabo H-Class Battery Vacuum | METABO | METABO TOOL COMPANY | 343460360 | CURRENT
002498533 | WHEEL | Replacement Wheel, Rear, for Metabo H-Class Battery Vacuum | ALLENS | ALLENS INDUSTRIAL PRODUCTS PTY LTD | 343460360 | CURRENT
002498541 | TOOL,VACUUM CLEANER | Inlet Plug, for Metabo H-Class Battery Vacuum | METABO | METABO TOOL COMPANY | 344115250 | CURRENT
002498541 | TOOL,VACUUM CLEANER | Inlet Plug, for Metabo H-Class Battery Vacuum | ALLENS | ALLENS INDUSTRIAL PRODUCTS PTY LTD | 344115250 | CURRENT
002498558 | TOOL,VACUUM CLEANER | Suction Nozzle 35mm, 120mm W, for Metabo H-Class Battery Vacuum | METABO | METABO TOOL COMPANY | 630320000 | CURRENT
002498558 | TOOL,VACUUM CLEANER | Suction Nozzle 35mm, 120mm W, for Metabo H-Class Battery Vacuum | ALLENS | ALLENS INDUSTRIAL PRODUCTS PTY LTD | 630320000 | CURRENT
002498566 | TOOL,VACUUM CLEANER | Crevice Nozzle 35mm, 200mm Lg, for Metabo H-Class Battery Vacuum | METABO | METABO TOOL COMPANY | 630323000 | CURRENT
002498566 | TOOL,VACUUM CLEANER | Crevice Nozzle 35mm, 200mm Lg, for Metabo H-Class Battery Vacuum | ALLENS | ALLENS INDUSTRIAL PRODUCTS PTY LTD | 630323000 | CURRENT
002498574 | BOX,STORAGE | Metabox 145, Empty, for Metabo H-Class Battery Vacuum | METABO | METABO TOOL COMPANY | 626883000 | CURRENT
002498574 | BOX,STORAGE | Metabox 145, Empty, for Metabo H-Class Battery Vacuum | ALLENS | ALLENS INDUSTRIAL PRODUCTS PTY LTD | 626883000 | CURRENT
002498582 | COUPLING,HOSE | Replacement Coupling Bush, 40mm/45mm, for Metabo H-Class Battery Vacuum | METABO | METABO TOOL COMPANY | 635408000 | CURRENT
002498582 | COUPLING,HOSE | Replacement Coupling Bush, 40mm/45mm, for Metabo H-Class Battery Vacuum | ALLENS | ALLENS INDUSTRIAL PRODUCTS PTY LTD | 635408000 | CURRENT
002498590 | TOOL,VACUUM CLEANER | Upholstery Brush Quick 35mm, for Metabo H-Class Battery Vacuum | METABO | METABO TOOL COMPANY | 635415000 | CURRENT
002498590 | TOOL,VACUUM CLEANER | Upholstery Brush Quick 35mm, for Metabo H-Class Battery Vacuum | ALLENS | ALLENS INDUSTRIAL PRODUCTS PTY LTD | 635415000 | CURRENT
002498608 | CONVERTER,SIGNAL DATA | Network Media Converter, 100Base-FX to 100Base-TX, 48V DC Electromagnetic Immunity, Unmanaged 48V DC Supply | SIEMENS | SIEMENS LTD | 6GK6001-0AC02-0FA | CURRENT
002498616 | HARNESS,SAFETY,INDUSTRIAL | Full Body Dielectric EWP, Medium, Confined Space Harness | HEIGHDYN | HEIGHT DYNAMICS | FH24 MEDIUM | CURRENT
002498624 | SHROUD,GRINDER | Milwaukee Surface Grinding Dust Shroud, 125mm Dia Cup Wheel, Universal Fit | MILWAUKE | MILWAUKEE POWER TOOLS | A49406100 | PURCHASE AS REQUIRED
002498624 | SHROUD,GRINDER | Milwaukee Surface Grinding Dust Shroud, 125mm Dia Cup Wheel, Universal Fit | C&LTOOL | CALTCO T/A C&L TOOL CENTRE | MILWA49406100 | PURCHASE AS REQUIRED
002498632 | SHROUD,GRINDER | Milwaukee Dust Extraction Cutting Shroud, 115-125mm Dia Disc Grinder Dust Guard, suit Silica Dust Extractor Vacuum | MILWAUKE | MILWAUKEE POWER TOOLS | A4932430467 | PURCHASE AS REQUIRED
002498632 | SHROUD,GRINDER | Milwaukee Dust Extraction Cutting Shroud, 115-125mm Dia Disc Grinder Dust Guard, suit Silica Dust Extractor Vacuum | C&LTOOL | CALTCO T/A C&L TOOL CENTRE | MILWA4932430467 | PURCHASE AS REQUIRED
002498640 | BIT,ROCK DRILL | xDust SDS Plus Vacuum Drill Bit, 6 x 100/230mm | XDUST | XDUST (PART OF ALLFASTENERS) | 8DSPXD06230 | CURRENT
002498640 | BIT,ROCK DRILL | xDust SDS Plus Vacuum Drill Bit, 6 x 100/230mm | C&LTOOL | CALTCO T/A C&L TOOL CENTRE | XDU8DSPXD06230 | CURRENT
002498657 | BIT,ROCK DRILL | xDust SDS Plus Vacuum Drill Bit, 10 x 150/280mm | XDUST | XDUST (PART OF ALLFASTENERS) | 8DSPXD10280 | CURRENT
002498657 | BIT,ROCK DRILL | xDust SDS Plus Vacuum Drill Bit, 10 x 150/280mm | C&LTOOL | CALTCO T/A C&L TOOL CENTRE | DUS8DSPXD10280 | CURRENT
002498665 | BIT,ROCK DRILL | Bosch SDS Plus Vacuum Drill Bit, 22 x 450mm | C&LTOOL | CALTCO T/A C&L TOOL CENTRE | BORA2537-22X450 | CURRENT
002498665 | BIT,ROCK DRILL | Bosch SDS Plus Vacuum Drill Bit, 22 x 450mm | BOSCH | ROBERT BOSCH (AUST) PTY LTD | 2.608.576.289 | CURRENT
002498673 | GREASE GUN | Milwaukee 18V Battery Operated, M18 Cordless, 2-Speed, On/Off Trigger Lock, 450g Barrel Catridge Capacity, 1.2m Flexible Hose | MILWAUKE | MILWAUKEE POWER TOOLS | M18GG-0 | CURRENT
002498673 | GREASE GUN | Milwaukee 18V Battery Operated, M18 Cordless, 2-Speed, On/Off Trigger Lock, 450g Barrel Catridge Capacity, 1.2m Flexible Hose | C&LTOOL | CALTCO T/A C&L TOOL CENTRE | MILWTM18GG-0 | CURRENT
002498681 | LEAD,ELECTRICAL | Multiplexer Cable, PDH, 15m Lg, Avara sNGA Bus, 6 Pair Stub Cable c/w 3 x 7 Connector, Dwg 903187-14 | COMMTEL | COMMTEL NETWORK SOLUTIONS PL | CNS-STD-0203-15M | CURRENT
002498699 | LADDER KIT | Lacket, A-Stand Ladder Attachment c/w Case | LACKET | THE LACKET COMPANY | A-STAND ATTACHMENT & CASE | CURRENT
002498707 | INVERTER,POWER,STATIC | PixiiBox, Bi-direction AC/DC Converter, 3.3kW, 230VAC Nom, 48VDC Nom, for Ground & Pole Mount LV BESS Cabinets | PIXII | PIXII AUSTRALIA PTY LTD | 1200 | CURRENT
002498707 | INVERTER,POWER,STATIC | PixiiBox, Bi-direction AC/DC Converter, 3.3kW, 230VAC Nom, 48VDC Nom, for Ground & Pole Mount LV BESS Cabinets | PIXII | PIXII AUSTRALIA PTY LTD | 48/3300 | CURRENT
002498715 | GLOVES,ELECTRICAL WORKER'S | Novax, Class 00, Size 6, Insulating Rubber, Orange, 280mm Lg | NOVAX | NOVAX ELECTRICAL SAFETY (GB INDUSTRIES) | GLS00OR280-06 | CURRENT
002498715 | GLOVES,ELECTRICAL WORKER'S | Novax, Class 00, Size 6, Insulating Rubber, Orange, 280mm Lg | AMPLITUD | AMPLITUDE PTY LTD - 396777 | GLS00OR280-06 | CURRENT
002498723 | GLOVES,ELECTRICAL WORKER'S | Novax, Class 0, Size 6, Insulating Rubber, Yellow, 360mm Lg | NOVAX | NOVAX ELECTRICAL SAFETY (GB INDUSTRIES) | GLS0Y360-06 | CURRENT
002498723 | GLOVES,ELECTRICAL WORKER'S | Novax, Class 0, Size 6, Insulating Rubber, Yellow, 360mm Lg | AMPLITUD | AMPLITUDE PTY LTD - 396777 | GLS0Y360-06 | CURRENT
002498749 | TRANSFORMER,DISTRIBUTION | Groundmount, 22kV/560V/560V, 5MVA, 3Ph, Dyn11yn11, KNAN FR3, for BESS | WILSON | WILSON TRANSFORMER CO. PTY LTD | 877-B290-01 | CURRENT
002498756 | TRANSFORMER,DISTRIBUTION | Groundmount, 11kV/560V/560V, 5MVA, 3Ph, Dyn11yn11, KNAN FR3, for BESS | WILSON | WILSON TRANSFORMER CO. PTY LTD | 877-B291-01 | CURRENT
002498764 | TRANSFORMER,DISTRIBUTION | Groundmount, 11kV/450V/450V, 5MVA, 3Ph, Dy11y11, KNAN FR3, for BESS | WILSON | WILSON TRANSFORMER CO. PTY LTD | 886-B298-11 | CURRENT
002498731 | TRANSFORMER,DISTRIBUTION | Groundmount, 22kV/433-250V, 315kVA, 3Ph, HV Bsh DIN Interface A, LV Bsh, KNAN FR3 Fluid, Dyn 11, 7 Tap Posn HV & LV Cable Box Fitted, Pressure Relief, for BESS | WILSON | WILSON TRANSFORMER CO. PTY LTD | 874-B360-11 | CURRENT
002498772 | LEAD SET,ELECTRICAL | Short Circuit, Set 6 Leads, 200A, Red Clamps | PENTA | PENTA AUST (TMAC THEW & MCCANN/HYLEC) | PA21890 | CURRENT
002498772 | LEAD SET,ELECTRICAL | Short Circuit, Set 6 Leads, 200A, Red Clamps | HYLEC | HYLEC PTY LTD | HSPEDCROC46BYP1 | CURRENT
002498780 | RELAY,PROTECTION | 3 Term Line Diff Protn, OC & EF, 8/12 IO 48-125VDC Pwr, 5A Ph & Polarising CT, 110VDC Ctrl, 4U Rack, Vert, 2x1300nm FO Line Comms Module, DNP3 over RS485 | SEL | SCHWEITZER ENGINEERING LABORATORIES INC. | 0311L1LDD325325XX | CURRENT
002498798 | SIGN | ABS Plastic, 'ENERGY SYSTEM WORK AUTHORITY', 360 x 340 x 3mm White Text 47 x 47mm, Arial, Purple B/Ground c/w 12mm Punched Holes | AMPLITUD | AMPLITUDE PTY LTD - 396777 | PS36X34ESWA | CURRENT
002498863 | TESTER | Fluke 393FC 1500V Solar Clampmeter with Case | FLUKE | FLUKE CORPORATION | 393FC | CURRENT
002498863 | TESTER | Fluke 393FC 1500V Solar Clampmeter with Case | RTE | RAPID-TECH EQUIPMENT PTY LTD | FLUKE 393FC | CURRENT
002498871 | CRIMPING TOOL,HYDRAULIC | Milwaukee, 12T Metric Hydraulic, 18V Battery Crimper, Skin | MILWAUKE | MILWAUKEE POWER TOOLS | M18HCCT120C | CURRENT
002498871 | CRIMPING TOOL,HYDRAULIC | Milwaukee, 12T Metric Hydraulic, 18V Battery Crimper, Skin | C&LTOOL | CALTCO T/A C&L TOOL CENTRE | MILWTM18HCCT120C | CURRENT
002498889 | RELAY,PROTECTION | FW R302, Txf 3 Winding Biased Diff, OC & EF, 24-48VDC Pwr, 10/11 IO, 24VDC Ctrl, 3x3Ph 5A CT, 1xN 5A CT, Vert Flush, DNP3 over RS232 or 100BaseFX MM LC Fibre Enet | SEL | SCHWEITZER ENGINEERING LABORATORIES INC. | 07873EE2B1B1B76850430 | CURRENT
002498897 | RELAY,PROTECTION | FW R302, Txf 3 Winding Biased Diff, OC & EF, 24-48VDC Pwr, 10/11 IO, 48VDC Ctrl, 3x3Ph 5A CT, 1xN 5A CT, Vert Flush, DNP3 over RS232 or 100BaseFX MM LC Fibre Enet | SEL | SCHWEITZER ENGINEERING LABORATORIES INC. | 07873EE2C1C1C76850430 | CURRENT
002498905 | RELAY,PROTECTION | FW R302, Txf 3 Winding Biased Diff, OC & EF, 110-250VDC Pwr, 10/11 IO, 110VDC Ctrl, 3x3Ph 5A CT, 1xN 5A CT, Vert Flush, DNP3 over RS232 or 100BaseFX MM | SEL | SCHWEITZER ENGINEERING LABORATORIES INC. | 07873EE1D1D1D76850430 | CURRENT
002498913 | RELAY,PROTECTION | FW R302, Txf 3 Winding Biased Diff, OC & EF, 110-250VDC Pwr, 10/11 IO, 110VDC Ctrl, 3x3Ph 1A CT, 1xN 1A CT, Vert Flush, DNP3 over RS232 or 100BaseFX MM | SEL | SCHWEITZER ENGINEERING LABORATORIES INC. | 07873EE1D1D1D72810430 | CURRENT
002498921 | RELAY,PROTECTION | FW R302, Txf 3 Winding Biased Diff, OC & EF, 110-250VDC Pwr, 10/11 IO, 110VDC Ctrl, 2x3Ph 1A CT, 1x3Ph 5A CT, 1xN 5A CT, Vert Flush, DNP3 over RS232 or | SEL | SCHWEITZER ENGINEERING LABORATORIES INC. | 07873EE1D1D1D76810430 | CURRENT
002498939 | RELAY,PROTECTION | FW R210-V3, Txf 2 Winding Diff, 110-250VDC Pwr, 10/11 IO, 110VDC Logic, 5A CT, Vert Flush, DNP3 over RS485 or 100BaseT Enet | SEL | SCHWEITZER ENGINEERING LABORATORIES INC. | 0787EX1D1D1D75850330 | CURRENT
002498947 | RELAY,PROTECTION | FW R210-V3, Txf 2 Winding Biased Diff, OC & EF, 110-250VDC Pwr, 10/11 IO, 110VDC Ctrl, 2x3Ph 1A CT, 1xN 1A CT, Vert Flush, DNP3 over RS485 or 100BaseT | SEL | SCHWEITZER ENGINEERING LABORATORIES INC. | 0787EX1D1D1D71810330 | CURRENT
002498954 | RELAY,PROTECTION | FW R210-V3, Txf 2 Winding Biased Diff, OC & EF, 110-250VDC Pwr, 10/11 IO, 110VDC Ctrl, 1x3Ph 1A CT, 1x3Ph 5A CT, 1xN 5A CT, Vert Flush, DNP3 over RS485 | SEL | SCHWEITZER ENGINEERING LABORATORIES INC. | 0787EX1D1D1D75820330 | CURRENT
002498962 | RELAY,PROTECTION | FW R210-V3, Txf 2 Winding Biased Diff, OC & EF, 110-250VDC Pwr, 2/3 IO, 48VDC Ctrl & 8/8 IO, 110VDC Ctrl, 2x3Ph 5A CT, 1xN 5A CT, Vert Flush, DNP3 over RS485 | SEL | SCHWEITZER ENGINEERING LABORATORIES INC. | 0787EX1C1D1D75850330 | CURRENT
002498970 | RELAY,PROTECTION | FW R210-V3, Txf 2 Winding Biased Diff, OC & EF, 110-250VDC Pwr, 10/11 IO, 48VDC Ctrl, 2x3Ph 1A CT, 1xN 1A CT, Vert Flush, DNP3 over RS485 or 100BaseT Enet | SEL | SCHWEITZER ENGINEERING LABORATORIES INC. | 0787EX1C1C1C71810330 | CURRENT
002498988 | RELAY,PROTECTION | FW R210-V3, Txf 2 Winding Biased Diff, OC & EF, 110-250VDC Pwr, 10/11 IO, 48VDC Ctrl, 1x3Ph 1A CT, 1x3Ph 5A CT, 1xN 5A CT, 1xN 5A CT, Vert Flush, DNP3 over | SEL | SCHWEITZER ENGINEERING LABORATORIES INC. | 0787EX1C1C1C75820330 | CURRENT
002498996 | WRENCH,OFFSET | Offset Jointer Spanner, 3/4" drive socket, used to join Concrete Poles | ROCLA | ROCLA PTY LTD | SPANNER | CURRENT
002499002 | SAW,PRUNING | ARS Turbocut Bow Saw Universal Sunrise fitting | ARBOR | ARBOR INDUSTRIAL PTY LTD | ARUARS/HASTINGS HEAD | CURRENT
002499010 | SIGN | Flex DNOB 90mm x 50mm d/s laminated reflective (Do Not Operate) banner tags with 10mm hole | SHANNON | SHANNON SIGN COMPANY PTY LTD | FLEXIBLE DNOB | CURRENT
002499028 | ADAPTOR | Cinch, Type SMA Socket to N Plug, Straight, 50 Ohm Coaxial Adaptor | RSCOMP | RADIOSPARES COMPONENT PTY LTD | 886-0096 | CURRENT
002499028 | ADAPTOR | Cinch, Type SMA Socket to N Plug, Straight, 50 Ohm Coaxial Adaptor | CINCH | CINCH CONNECTIVITY SOLUTIONS | 29-3840 | CURRENT
002499036 | ADAPTOR | Type SMA Socket to SMA Socket, Straight | ALTRONIC | ALTRONIC DISTRIBUTORS PTY LTD | 17941 | CURRENT
002499036 | ADAPTOR | Type SMA Socket to SMA Socket, Straight | RSCOMP | RADIOSPARES COMPONENT PTY LTD | 700-9603 | CURRENT
002499044 | KARABINER | Triplock, Small, Steel, 50kN | HEIGHDYN | HEIGHT DYNAMICS | VCT A430TBZO | CURRENT
002499051 | STAND | Portable Access Rope Bollard, Sign Post, Galv Steel, Dwg S10024576-01, for Substations | EQLWS | EQL PROVISION OF WORKSHOP SERVICES | S10024576 | CURRENT
002499069 | BATTERY,STORAGE | 48V, 90Ah (-10/+20%), Single String, C10 to 1.80Vpc at 25°C, 4 x 12V Batteries, VRLA Battery Bank, Battery only c/w Insulated Connection Bars & Flexible | CENTURYY | CENTURY YUASA | 341266 | PURCHASE AS REQUIRED
002499077 | BATTERY,STORAGE | 125V, 125Ah (-10/+20%), Dual String, C10 to 1.80Vpc at 25°C, 38 x 6V Batteries, VRLA Battery Bank c/w Enclosed & Ventilated Racks, Insulated Connection | CENTURYY | CENTURY YUASA | 341311 | PURCHASE AS REQUIRED
002499085 | CONVERTER,DC TO DC | 6-34V DC Input, 5-24V DC Programmable Output 15A, 160W, Dual Synchrounous Intelligent Buck-Boost, USB Interface | MINIBOX | MINI-BOX AUSTRALIA | PWR-DCDC-USB-200-MB | CURRENT
002499085 | CONVERTER,DC TO DC | 6-34V DC Input, 5-24V DC Programmable Output 15A, 160W, Dual Synchrounous Intelligent Buck-Boost, USB Interface | SHERRIFF | SHERRIFF ELECTRICAL P/L (WHOLESALERS) | PWR-DCDC-USB-200-MB | CURRENT
002499093 | ENCLOSURE | for DC-DC Converter, 163 x 50.6 x 27.4mm 0.8mm Thk Steel, Silver | MINIBOX | MINI-BOX AUSTRALIA | ENC-DCDC-USB-200-MB | CURRENT
002499093 | ENCLOSURE | for DC-DC Converter, 163 x 50.6 x 27.4mm 0.8mm Thk Steel, Silver | SHERRIFF | SHERRIFF ELECTRICAL P/L (WHOLESALERS) | ENC-DCDC-USB-200-MB | CURRENT
002499119 | MARKER,WARNING | Bulldog Traffic Cones, Lime Green, 450mm H, No Go Zone Cones c/w Red Reflective Strip, NOT TO BE USED FOR TRAFFIC DELINIATION | BRONSON | BRONSON SAFETY PTY LTD | A3800 | CURRENT
002499101 | POLE, LINE CONSTRUCTION, METAL | Lightning Mast 15m w 1.6m Spire. Cyclonic Region C, Terrain Category 2, Importance Level 4. Dwg 877-B290-01 | INGALEPS | INGAL EPS (CONTRACTOR) | DWG 877-B290-01 | CURRENT
002499101 | POLE, LINE CONSTRUCTION, METAL | Lightning Mast 15m w 1.6m Spire. Cyclonic Region C, Terrain Category 2, Importance Level 4. Dwg 877-B290-01 | INGALEPS | INGAL EPS (CONTRACTOR) | PTR15F-4738-86 | CURRENT
002499127 | SIGN | Flex DNOB 150mm x 75mm d/s laminated reflective (Do Not Operate) banner tags with 10mm hole | SHANNON | SHANNON SIGN COMPANY PTY LTD | FLEXIBLEDNOB150X75 | CURRENT
002499135 | RELAY,PROTECTION | FW 7.32, 2 Term Line Diff Protn, OC & EF 26/12 IO, 24-48VDC Pwr, 1/5A CT, 820nm FO Line Comms Module, DNP3 over RS485 or LC Fibre Enet & IEC61850 HSR/PRP | CSEUNI | CSE UNISERVE PTY LTD | L90UA3HKLF8LH6PLXXNXXS6TU4DW76 | CURRENT
002499143 | RELAY,PROTECTION | FW 7.32, 3 Term Line Diff Protn, OC & EF 26/12 IO, 24-48VDC Pwr, 1/5A CT, 820nm FO Line Comms Module, DNP3 over RS485 or LC Fibre Enet & IEC61850 HSR/PRP | CSEUNI | CSE UNISERVE PTY LTD | L90UA3HKLF8LH6PLXXNXXS6TU4DW77 | CURRENT
002499150 | RELAY,PROTECTION | FW 7.32, 2 Term Line Diff Protn, OC & EF 26/12 IO, 24-48VDC Pwr, 1/5A CT, 1300nm FO Line Comms Module, DNP3 over RS485 or LC Fibre Enet & IEC61850 HSR/PRP | CSEUNI | CSE UNISERVE PTY LTD | L90UA3HKLF8LH6PLXXNXXS6TU4DW7D | CURRENT
002499168 | RELAY,PROTECTION | FW 7.32, 3 Term Line Diff Protn, OC & EF 26/12 IO, 24-48VDC Pwr, 1/5A CT, 1300nm FO Line Comms Module, DNP3 over RS485 or LC Fibre Enet & IEC61850 HSR/PRP | CSEUNI | CSE UNISERVE PTY LTD | L90UA3HKLF8LH6PLXXNXXS6TU4DW7K | CURRENT
002499176 | RELAY,PROTECTION | FW 7.32, 2 Term Line Diff Protn, OC & EF 26/12 IO, 125-250VDC Pwr, 1/5A CT, 820nm FO Line Comms Module, DNP3 over RS485 or LC Fibre Enet & IEC61850 HSR/PRP | CSEUNI | CSE UNISERVE PTY LTD | L90UA3HKHF8LH6PLXXNXXS6TU4DW76 | CURRENT
002499184 | RELAY,PROTECTION | FW 7.32, 3 Term Line Diff Protn, OC & EF 26/12 IO, 125-250VDC Pwr, 1/5A CT, 820nm FO Line Comms Module, DNP3 over RS485 or LC Fibre Enet & IEC61850 HSR/PRP | CSEUNI | CSE UNISERVE PTY LTD | L90UA3HKHF8LH6PLXXNXXS6TU4DW77 | CURRENT
002499192 | RELAY,PROTECTION | FW 7.32, 2 Term Line Diff Protn, OC & EF 26/12 IO, 125-250VDC Pwr, 1/5A CT,1300nm FO Line Comms Module, DNP3 over RS485 or LC Fibre Enet & IEC61850 HSR/PRP | CSEUNI | CSE UNISERVE PTY LTD | L90UA3HKHF8LH6PLXXNXXS6TU4DW7D | CURRENT
002499200 | RELAY,PROTECTION | FW 7.32, 3 Term Line Diff Protn, OC & EF 26/12 IO, 125-250VDC Pwr, 1/5A CT,1300nm FO Line Comms Module, DNP3 over RS485 or LC Fibre Enet & IEC61850 HSR/PRP | CSEUNI | CSE UNISERVE PTY LTD | L90UA3HKHF8LH6PLXXNXXS6TU4DW7K | CURRENT
002499218 | SOCKET,SOCKET WRENCH | 1/2" Insulated Socket, 19mm 1000V Deep Impact | AMPLITUD | AMPLITUDE PTY LTD - 396777 | 01444 | CURRENT
002499226 | FLAG,SAFETY | Bunting, Purple Flags 200 x 240mm c/w 'Energy System Work Authority' every 5th Flag, Black Text, Single Side Print 4mm Dia PPL Rope, 30m Lg Roll | BRADY | BRADY AUSTRALIA | BUNTINGESWA | CURRENT
002499234 | ASCENDER | Edelrid, Fuse Guided Fall Arrester c/w Edelrid Defuser Small Shock Absorber | HEIGHDYN | HEIGHT DYNAMICS | EDELRIDFUSEDEFUSERSM | CURRENT
002499259 | RACK,ELEC EQUIP | Outdoor, 19", 40U Swing Frame, 800 x 800 x 2000mm (2145mm), 1500W Cooling Unit, Al, IP55, Front Door Right Hinge, suit NCS BESS 1A2/1A5 (1NC2/1NC5) | RITTAL | RITTAL AUSTRALIA PTY LTD | XAU9774981 | PURCHASE AS REQUIRED
002499267 | RACK,ELEC EQUIP | Outdoor, 19", 40U Swing Frame, 800 x 800 x 2000mm (2145mm), 1500W Cooling Unit, Al, IP55, Front Door Left Hinge, suit NCS BESS 1A3 (1NC3) | RITTAL | RITTAL AUSTRALIA PTY LTD | XAU9774982 | PURCHASE AS REQUIRED
002499275 | RACK,ELEC EQUIP | Outdoor, 19", 22U Swing Frame, 800 x 800 x 2000mm (2145mm), 1500W Cooling Unit, Al, IP55, c/w 2 x Battery Shelves, Front Door Right Hinge, suit | RITTAL | RITTAL AUSTRALIA PTY LTD | XAU9774983 | PURCHASE AS REQUIRED
002499283 | ENCLOSURE,ELECTRICAL BOX | Outdoor, 800 x 1000 x 300mm, S/Steel, suit NCS BESS Interface Panel 1NC8 | RITTAL | RITTAL AUSTRALIA PTY LTD | XAU10169999 | PURCHASE AS REQUIRED
002499291 | ENCLOSURE,ELECTRICAL BOX | Outdoor, 800 x 1200 x 400mm, S/Steel, suit NCS BESS Security Panel 1NC1 | RITTAL | RITTAL AUSTRALIA PTY LTD | XAU1020316 | PURCHASE AS REQUIRED
002499309 | ENCLOSURE,ELECTRICAL BOX | Outdoor, 200 x 300 x 155mm, S/Steel, Padlockable Handle, suit NCS BESS Lock Box | RITTAL | RITTAL AUSTRALIA PTY LTD | XAU1001020 | PURCHASE AS REQUIRED
002499317 | BRUSH,WIRE,SCRATCH | Madi Conductor Brush, FlatRound, for Flat & Round Connections, Lightweight, Snap Ring, Hi-Vis Green | MADI | MADI INNOVATIVE LINEMAN TOOLS | FRWB-1 | CURRENT
002499317 | BRUSH,WIRE,SCRATCH | Madi Conductor Brush, FlatRound, for Flat & Round Connections, Lightweight, Snap Ring, Hi-Vis Green | TEN | THE ENERGY NETWORK | FRWB-1 | CURRENT
002499325 | LINK,INLINE | Replacement, HV Temporary Link, Arc Chute Assembly for Chance In-Line Switch c/w Load Break | CHANCE | CHANCE (MANUFACTURER) | E816-0228P | CURRENT
002499325 | LINK,INLINE | Replacement, HV Temporary Link, Arc Chute Assembly for Chance In-Line Switch c/w Load Break | TEN | THE ENERGY NETWORK | E816-0228P | CURRENT
002499333 | TARPAULIN | LL Canvas Ground Tarp 3.94m x 3.94m 250gm c/w SS Eyelets, hook and loop velcro seam as per dwg 22490-A3 c/w carry bag | AMPLITUD | AMPLITUDE PTY LTD - 396777 | LLGC3.94 | CURRENT
002499341 | RECLOSER,AUTO | 11kV, SWER, 800A, 170kV 6kA Cap c/w Ctrl Cub, suit ext 240V Supply in Subs, Aux Supply, Surge Arrester, 9m Ctrl Cable, 20mm Dia Stem, 11kV /220V VT, | NOJAPWR | NOJA POWER | OSM38 SWER 11KV | CURRENT
000104624 | END CAP,EARTH ROD | End Protector, suit Rods 12 to 20mm Dia, Pack of 100 | LYNDON | LYNDON AGENCIES | 1220REOSOCKS | CURRENT
002499580 | FAN | Outer Loop Fan, 120 x 120mm, 48VDC, 0.6A, -10C to +60C, c/w Sealing Cable Assy, for Heat Exchange (HEX) Cabinet | NSN | NOKIA SOLUTION NETWORK AUST PTY LTD | 12038VA-48R-GUD | CURRENT
002499580 | FAN | Outer Loop Fan, 120 x 120mm, 48VDC, 0.6A, -10C to +60C, c/w Sealing Cable Assy, for Heat Exchange (HEX) Cabinet | NSN | NOKIA SOLUTION NETWORK AUST PTY LTD | OUTER LOOP FAN | CURRENT
002499598 | ANCHOR,GUY | Single Helix, Galv Steel, 200mm Anchor | PLP AUST | PREFORMED LINE PRODUCTS (AUST) | ANCHOR-200-24-IN-G | CURRENT
002499606 | ANCHOR,GUY | Single Helix, Galv Steel, 250mm Anchor | PLP AUST | PREFORMED LINE PRODUCTS (AUST) | ANCHOR-250-24-IN-G | CURRENT
002499614 | ANCHOR,GUY | Single Helix, Galv Steel, 300mm Anchor | PLP AUST | PREFORMED LINE PRODUCTS (AUST) | ANCHOR-300-24-IN-G | CURRENT
002499622 | ANCHOR,GUY | Double Helix, Galv Steel, 250mm Anchor | PLP AUST | PREFORMED LINE PRODUCTS (AUST) | ANCHOR-250-TWIN-EX-G | CURRENT
002499630 | ANCHOR,GUY | Double Helix, Galv Steel, 100mm Anchor | PLP AUST | PREFORMED LINE PRODUCTS (AUST) | ANCHOR-100-TWIN-EX-G | CURRENT
002499648 | TRANSFORMER,CURRENT | 72.5kV, 1200A pri, 1A Sec, 50Hz, Post Type, Outdoor, 6 Core, Metering in Cores 3 & 4, Revenue Metering, Live Tank Construction | ARTECHE | THE ARTECHE GROUP (GFF POWER PARNTER) | CT-72 | CURRENT
002499648 | TRANSFORMER,CURRENT | 72.5kV, 1200A pri, 1A Sec, 50Hz, Post Type, Outdoor, 6 Core, Metering in Cores 3 & 4, Revenue Metering, Live Tank Construction | GFFPOWER | GFF POWER | CA-72 | CURRENT
002499671 | BRACKET,MOUNTING | TRIDENT CROSSARM TEMPORARY HOLDER KIT CONSISTS OF 2 X HOLDERS IN A BAG | THEWMCAN | TMAC THEW & MCCANN GROUP | PA01777 | CURRENT
002499689 | BLADE,CUTTER,CABLE,HAND OPERATED | Replacement Blade, suit type S-20 Hand Hydraulic Cable Cutter | AMPLITUD | AMPLITUDE PTY LTD - 396777 | S20-BS | CURRENT
002499697 | DOOR,ACCESS | Door Hinge Reversal Kit, NHP Concept Premier AC Switchboard | NHP | NHP ELECTRICAL ENGINEERING | CELAKDHR | CURRENT
002499705 | CLAMP,SUSPENSION | Straight-Line, LVABC, Fully Supported, Al Alloy, 4 x 35mm2, 20 to 27mm Dia Circ c/w Insulating Insert Clamp to have Roller Attachment Holes, Pack of 20 | SICAME | SICAME AUSTRALIA PTY LTD | SC435 | CURRENT
000003753 | CONTROLLER | MiniCSU-4N, 125/110V DC, suit RTP 125V or 110V Battery Chargers, EESS-10735-01-0B | RTP | RECTIFIER TECHNOLOGIES PACIFIC PTY LTD | CMP-RT120MCSU4N | CURRENT
000003753 | CONTROLLER | MiniCSU-4N, 125/110V DC, suit RTP 125V or 110V Battery Chargers, EESS-10735-01-0B | ACCULEC | ACCULEC PTY LTD - E18524 | RPS-RT120MCSU-RTP | CURRENT
000003755 | INTERFACE UNIT,COMMS | MUIB3, 125/110V DC Interface Board, suit RTP 125V or 110V Battery Chargers, EESS-10735-01-0B | RTP | RECTIFIER TECHNOLOGIES PACIFIC PTY LTD | CMP-RT1200MUIB3 | CURRENT
000003755 | INTERFACE UNIT,COMMS | MUIB3, 125/110V DC Interface Board, suit RTP 125V or 110V Battery Chargers, EESS-10735-01-0B | ACCULEC | ACCULEC PTY LTD - E18524 | RPS-RT1200MUIB3-RTP | CURRENT
002499713 | CHARGER,BATTERY | 153-1302-xx Battery Monitor, 24 Cell, BCM4 | RTP | RECTIFIER TECHNOLOGIES PACIFIC PTY LTD | CMP-RT000MMIB40 | CURRENT
002499713 | CHARGER,BATTERY | 153-1302-xx Battery Monitor, 24 Cell, BCM4 | ACCULEC | ACCULEC PTY LTD - E18524 | RT000MMIB40 | CURRENT
002499739 | STRIPPER,CABLE,HAND | Alroc Oracl Scoring Tool, Longitudinal, 4 Depth Settings 0.4/0.6/0.9/1.1mm, for Black Peelable Semi-conductive Screen | PENTA | PENTA AUST (TMAC THEW & MCCANN/HYLEC) | ALRORACL-HTA | CURRENT
002499739 | STRIPPER,CABLE,HAND | Alroc Oracl Scoring Tool, Longitudinal, 4 Depth Settings 0.4/0.6/0.9/1.1mm, for Black Peelable Semi-conductive Screen | PENTA | PENTA AUST (TMAC THEW & MCCANN/HYLEC) | PA21232 | CURRENT
002499747 | BLADE,CABLE STRIPPER | Replacement Blade for Alroc Oracl Semi-conductive Scoring Tool | PENTA | PENTA AUST (TMAC THEW & MCCANN/HYLEC) | PA30001 | CURRENT
002499754 | METER,POWER QUALITY | Acuvim IIW, Integrated Display, 1A or 5A CT Input, 100-415V AC / 100-300V DC Supply Input, Panel Mounted, optional DIN Adaptor | WEBER | WEBER SOUTH PACIFIC PTY LTD | ACC-IIW-D-5A-P1V3 | CURRENT
002499762 | METER,POWER QUALITY | Acuvim IIW, Integrated Display, 1A or 5A CT Input, 20-60V DC Supply Input, Panel Mounted, optional DIN Adaptor | WEBER | WEBER SOUTH PACIFIC PTY LTD | ACC-IIW-D-5A-P2V3 | CURRENT
002499770 | METER,POWER QUALITY | Acuvim IIW, No Display, 1A or 5A CT Input, 100-415 VAC / 100-300V DC Supply Input, DIN Rail Mounted | WEBER | WEBER SOUTH PACIFIC PTY LTD | ACC-IIW-M-5A-P1V3 | CURRENT
002499788 | METER,POWER QUALITY | Acuvim IIW, No Display, 1A or 5A CT Input, 20-60V DC Supply Input, DIN Rail Mounted | WEBER | WEBER SOUTH PACIFIC PTY LTD | ACC-IIW-M-5A-P2V3 | CURRENT
002499796 | ADAPTOR | DIN-Rail Adaptor Mount, for Acuvim II Series-D Integrated LCD Screen Meters | WEBER | WEBER SOUTH PACIFIC PTY LTD | ACC-AXM-DIN R14 | CURRENT
002499804 | MODULE | AXM-WEB2 Acuvim II Comms Module, Dual Ethernet Ports, 8GB Storage, no WiFi | WEBER | WEBER SOUTH PACIFIC PTY LTD | ACC-AXM-WEB2-D | CURRENT
002499812 | MODULE | AXM-WEB2 Acuvim II Comms Module, Fiber Optic LC, Single Ethernet, 8GB Storage, WiFi to be disabled | WEBER | WEBER SOUTH PACIFIC PTY LTD | ACC-AXM-WEB2-FOLC | CURRENT
002499820 | METER,POWER QUALITY | Acuvim IIW, Remote Display c/w 2m Lead, suit Transducer Acuvim Meter | WEBER | WEBER SOUTH PACIFIC PTY LTD | ACC-REM-DS2 | CURRENT
002499846 | SWITCHBOARD,POWER | CNI Subs Incomer Switchgear Unit, 12kV, 800A, 25kA, 2000A Bus Metal Encl Fixed Switchgear & Control Gear Assy, Panel 450mm W c/w 110VDC Aux Supply, Top Cable | TAMCO | TAMCO SWITCHGEAR (MANUFACTURER) | T2B-VHIF630INC450-MOD | CURRENT
002499853 | CLAMP,LIVE LINE | Blanket Clamp Peg, Small, Nylon, Rubber Glove Peg, 127mm Opening | SLINGCO | SLINGCO AUSTRALIA PTY LTD | ZPE10962 | CURRENT
002499853 | CLAMP,LIVE LINE | Blanket Clamp Peg, Small, Nylon, Rubber Glove Peg, 127mm Opening | AMPLITUD | AMPLITUDE PTY LTD - 396777 | ZPE10962 | CURRENT
002499861 | CLAMP,LIVE LINE | Blanket Clamp Peg, Small, Nylon, Hot Stick Clip, 127mm Opening | AMPLITUD | AMPLITUDE PTY LTD - 396777 | ZPE12136 | CURRENT
002499861 | CLAMP,LIVE LINE | Blanket Clamp Peg, Small, Nylon, Hot Stick Clip, 127mm Opening | SLINGCO | SLINGCO AUSTRALIA PTY LTD | ZPE12136 | CURRENT
002499879 | RELAY,PROTECTION | 3 Term Line Diff, OC & EF, 14/25 IO Logic, 48/125VDC Pwr, 110VDC Ctrl, 5A Ph & 5A N, 110VAC Input, 4U Vert, 850nm DNP over RS485 or 100BaseFX Enet | SEL | SCHWEITZER ENGINEERING LABORATORIES INC. | 0311L7LCC325325XX | CURRENT
002499887 | RELAY,PROTECTION | 3 Term Line Diff, OC & EF, 14/25 IO Logic, 48/125VDC Pwr, 110VDC Ctrl, 1A Ph & 1A N, 110VAC Input, 4U Rack, 1300nm C37.94, DNP over RS485 or 100BaseFX Enet | SEL | SCHWEITZER ENGINEERING LABORATORIES INC. | 0311L7JHH321325XX | CURRENT
002499895 | RELAY,PROTECTION | 3 Term Line Diff, OC & EF, 14/25 IO Logic, 48/125VDC Pwr, 110VDC Ctrl, 5A Ph & 5A N, 110VAC Input, 4U Rack, 1300nm C37.94, DNP over RS485 or 100BaseFX Enet | SEL | SCHWEITZER ENGINEERING LABORATORIES INC. | 0311L7JHH325325XX | CURRENT
002499903 | RELAY,PROTECTION | 2 Term Line Diff, OC & EF, 14/25 IO Logic, 48/125VDC Pwr, 110VDC Ctrl, 1A Ph & 1A N, 110VAC Input, 4U Rack, 1300nm C37.94, DNP over RS485 or 100BaseFX Enet | SEL | SCHWEITZER ENGINEERING LABORATORIES INC. | 0311L7JH0321325XX | CURRENT
002499911 | RELAY,PROTECTION | 2 Term Line Diff, OC & EF, 14/25 IO Logic, 48/125VDC Pwr, 110VDC Ctrl, 5A Ph & 5A N, 110VAC Input, 4U Rack, 1300nm C37.94, DNP over RS485 or 100BaseFX Enet | SEL | SCHWEITZER ENGINEERING LABORATORIES INC. | 0311L7JH0325325XX | CURRENT
002499929 | PROCESSOR,GATEWAY | Babel Buster, Modbus to SNMP Gateway, RS485, 10-30VDC, 100 x 70 x 60mm, DIN Rail Mount | CSM | CONTROL SOLUTIONS MINNESOTA | BB3-6101-V2C | CURRENT
002499929 | PROCESSOR,GATEWAY | Babel Buster, Modbus to SNMP Gateway, RS485, 10-30VDC, 100 x 70 x 60mm, DIN Rail Mount | MADISON | MADISON TECHNOLOGIES PL | CS BB3-6101-V2C | CURRENT
002499937 | RECEIVER,RIPPLE CONTROL | R1100, 1042Hz, SE-M, Program 919, Decabit, T33/EVSE/T33 O/A c/w 1 x Switch Fitted R2 | LANDIS | LANDIS GYR (AUST) PTY LTD | R1100200NNXXXNNEQ 919 | CURRENT
002499945 | RECEIVER,RIPPLE CONTROL | R1100, 1042Hz, SE-R, Program 819, Decabit, T33/EVSE/T33 O/A c/w 1 x Switch Fitted R2 | LANDIS | LANDIS GYR (AUST) PTY LTD | R1100200NNXXXNNEQ 819 | CURRENT
002500031 | TRANSFORMER,VOLTAGE | 12kV, IVT, 50Hz, 3Ph Groundmount, 11000V / 110V, 0.5, 3P 35VA c/w Metering Accuracy Tests | TWS | TWS ENERGY CONTROLS | FITK0121 | CURRENT
002500049 | HOSE | Karcher, HP, 10m, TR Pipe DN6 Max2 Hose c/w Rotating Nozzle, Ball Protector, Clip-on attachment to Gun, for washing EWP Booms Internally | KARCHER | KARCHER AUSTRALIA | 6.110-046.0 KIT | CURRENT
002500049 | HOSE | Karcher, HP, 10m, TR Pipe DN6 Max2 Hose c/w Rotating Nozzle, Ball Protector, Clip-on attachment to Gun, for washing EWP Booms Internally | KARCHER | KARCHER AUSTRALIA | 6.110-046.0 | CURRENT
002500056 | RELAY,PROTECTION | FW 8.22, Tx 2 Winding Diff w/Volts, 10/12 IO, 24/250VDC Logic, 125-250VDC Pwr, 1/5A CT, 24/240V VT, DNP3 100BaseFX, MM LC Enet | CSEUNI | CSE UNISERVE PTY LTD | T60UA3HKHF8NH6PM8LU6TWXX | CURRENT
002500056 | RELAY,PROTECTION | FW 8.22, Tx 2 Winding Diff w/Volts, 10/12 IO, 24/250VDC Logic, 125-250VDC Pwr, 1/5A CT, 24/240V VT, DNP3 100BaseFX, MM LC Enet | CSEUNI | CSE UNISERVE PTY LTD | T60-UA3-HKH-F8N-H6P-M8L-U6T | CURRENT
002500064 | RELAY,PROTECTION | FW 8.22, Tx 2 Winding Diff w/Volts, 10/12 IO, 24/250VDC Logic, 24-48VDC Pwr, 1/5A CT, 24/240V VT, DNP3 100BaseFX, MM LC Enet & IEC61850 | CSEUNI | CSE UNISERVE PTY LTD | T60UA3HKLF8NH6PM8LU6TWXX | CURRENT
002500064 | RELAY,PROTECTION | FW 8.22, Tx 2 Winding Diff w/Volts, 10/12 IO, 24/250VDC Logic, 24-48VDC Pwr, 1/5A CT, 24/240V VT, DNP3 100BaseFX, MM LC Enet & IEC61850 | CSEUNI | CSE UNISERVE PTY LTD | T60-UA3-HKL-F8N-H6P-M8L-U6T | CURRENT
002500072 | RELAY,PROTECTION | FW B7B, Fdr Mgt, OC EF & SEF, 16/7 IO, 48/110VDC Pwr, 1/5A CT, 100/120V VT, Flush/40TE, DNP 100BaseFX, MM LC Enet & IEC61850 | SCHNEDER | SCHNEIDER PTY LTD | P142 21QCLM0B79L | CURRENT
002500080 | RELAY,PROTECTION | FW B7B, Fdr Mgt, OC EF & SEF, 16/7 IO, 24/32VDC Pwr, 1/5A CT, 100/120V VT, Flush/40TE, DNP 100BaseFX, MM LC Enet & IEC61850 | SCHNEDER | SCHNEIDER PTY LTD | P142 91QCLM0B79L | CURRENT
002500098 | RELAY,PROTECTION | FW K4A, Line Diff 2/3 Ended, 16/14 IO, 48/110VDC Pwr, 1/5A CT, 110V VT, 850nm 2Ch, Flush/40TE, DNP 100BaseFX, MM LC Enet & IEC61850 | SCHNEDER | SCHNEIDER PTY LTD | P543 21QALM0K49M | CURRENT
002500106 | RELAY,PROTECTION | FW K4A, Line Diff 2 Ended, 16/14 IO, 48/110VDC Pwr, 1/5A CT, 110V VT, 1300nm 1Ch, Flush/40TE, DNP 100BaseFX, MM LC Enet & IEC61850 | SCHNEDER | SCHNEIDER PTY LTD | P543 21QBLM0K49M | CURRENT
002500114 | RELAY,PROTECTION | FW K4A, Line Diff 2/3 Ended, 16/14 IO, 48/110VDC Pwr, 1/5A CT, 110V VT, 1300nm 2Ch, Flush/40TE, DNP 100BaseFX, MM LC Enet & IEC61850 | SCHNEDER | SCHNEIDER PTY LTD | P543 21QCLM0K49M | CURRENT
002500122 | RELAY,PROTECTION | FW K4A, Line Diff 2/3 Ended, 16/14 IO, 24/32VDC Pwr, 1/5A CT, 110V VT, 850nm 2Ch, Flush/40TE, DNP 100BaseFX, MM LC Enet & IEC61850 | SCHNEDER | SCHNEIDER PTY LTD | P543 91QALM0K49M | CURRENT
002500130 | RELAY,PROTECTION | FW K4A, Line Diff 2 Ended, 16/14 IO, 24/32VDC Pwr, 1/5A CT, 110V VT, 1300nm 1Ch, Flush/40TE, DNP 100BaseFX, MM LC Enet & IEC61850 | SCHNEDER | SCHNEIDER PTY LTD | P543 91QBLM0K49M | CURRENT
002500148 | RELAY,PROTECTION | FW K4A, Line Diff 2/3 Ended, 16/14 IO, 24/32VDC Pwr, 1/5A CT, 110V VT, 1300nm 2Ch, Flush/40TE, DNP 100BaseFX, MM LC Enet & IEC61850 | SCHNEDER | SCHNEIDER PTY LTD | P543 91QCLM0K49M | CURRENT
002500155 | BLADE,BANDSAW | Milwaukee, 776mm, 12/14 TPI Bandsaw Blade, Pack of 3, suit 12V Bandsaw | C&LTOOL | CALTCO T/A C&L TOOL CENTRE | MILWA48390631 | CURRENT
002500155 | BLADE,BANDSAW | Milwaukee, 776mm, 12/14 TPI Bandsaw Blade, Pack of 3, suit 12V Bandsaw | MILWAUKE | MILWAUKEE POWER TOOLS | 48390631 | CURRENT
002500163 | BLADE,BANDSAW | Milwaukee, 1140mm, 14/18 TPI Bandsaw Blade, Pack of 3, suit 18V Bandsaw | MILWAUKE | MILWAUKEE POWER TOOLS | 48390561 | CURRENT
002500163 | BLADE,BANDSAW | Milwaukee, 1140mm, 14/18 TPI Bandsaw Blade, Pack of 3, suit 18V Bandsaw | C&LTOOL | CALTCO T/A C&L TOOL CENTRE | MILWA48390561 | CURRENT
002500171 | SCREW,TAPPING,THREAD CUTTING | Tek Screw, 12-14 x 45mm, Hex Head, Self Drilling Wing, Class 3, Metal, for Composite Poles | HOBSON | HOBSON ENGINEERING CO PTY LTD 393904 | T9PM4FH1214045 | CURRENT
002437671 | GREASE,SPECIAL PURPOSE | Pfisterer Spezialfett HV, 8g Sachets, Lubricant, White, Pasty, Odourless, Perfluorinated Polyether Oil PTFE, Non Melting, for NOMAD use only | PFISTER | PFISTERER HOLDINGS | 002854002(E) | CURRENT
002405158 | TAPE,DUCT | 48mm x 30m Roll, for Sealing & Joining | GILBLODG | GILBERT LODGE AUSTRALIA | DUCTBLK | CURRENT
002465854 | PLASTIC SHEET | Stretch Film, Clear, 500mm x 380m | ALLENS | ALLENS INDUSTRIAL PRODUCTS PTY LTD | PPSTR25 | PURCHASE AS REQUIRED
002465821 | CAN,UTILITY | 5L Jerry Can, 38mm, Natural | ALLENS | ALLENS INDUSTRIAL PRODUCTS PTY LTD | JC5LNATS | PURCHASE AS REQUIRED
002465797 | GOGGLES,INDUSTRIAL | Ultrasonic, Orange/Grey Frame, Clear PC Lens, Hard Coating, Anti-Fog | UVEX | UVEX SAFETY GROUP | 9302-345 | CURRENT
002465797 | GOGGLES,INDUSTRIAL | Ultrasonic, Orange/Grey Frame, Clear PC Lens, Hard Coating, Anti-Fog | ALLENS | ALLENS INDUSTRIAL PRODUCTS PTY LTD | UV9302-345 | CURRENT
001837403 | GLOVES,DISPOSABLE | Vinyl, Large, Box of 100 Pairs | BLKWOODJ | J BLACKWOOD & SON LTD | 07709915 | CURRENT
001836099 | GLOVES,ELECTRICAL WORKER'S | PVC, Double Dipped, 450mm | BLKWOODJ | J BLACKWOOD & SON LTD | 00505342 | CURRENT
002500189 | DISCONNECTOR,HIGH VOLTAGE | Outdoor Unit, 36kV, 1600A, 31.5kA/3Sec, Manual Operation, S10015453-01 | INSULECT | INSULECT AUSTRALIA PL | DSC13314 | CURRENT
002500197 | DISCONNECTOR,HIGH VOLTAGE | Outdoor Unit, 36kV, 1600A, 31.5kA/3Sec, Motorised Operation, S10015453-01 | INSULECT | INSULECT AUSTRALIA PL | DSC13315 | CURRENT
002500205 | SWITCH,ISOLATING | 36kV, 31.5kA/3Sec, Left Hand Earth Switch, for Outdoor HV Disconnector, S10015453-01 | INSULECT | INSULECT AUSTRALIA PL | DSC13316 | CURRENT
002500213 | SWITCH,ISOLATING | 36kV, 31.5kA/3Sec, Right Hand Earth Switch, for Outdoor HV Disconnector, S10015453-01 | INSULECT | INSULECT AUSTRALIA PL | DSC13317 | CURRENT
002500221 | SUPPORT,ELEC EQUIP | Low Support Structure, Steel, for 36kV Outdoor Disconnector, S10015453-01 | INSULECT | INSULECT AUSTRALIA PL | DSC08840-01 | CURRENT
002500239 | SUPPORT,ELEC EQUIP | High Support Structure, Steel, for 36kV Outdoor Disconnector, S10015453-01 | INSULECT | INSULECT AUSTRALIA PL | DSC08840-02 | CURRENT
002500254 | HAND STICK,INSULATED | LV Insulated Stick, Universal Head, Rubber Base Cap, 900mm Lg, LV Use Only Label attached | AMPLITUD | AMPLITUDE PTY LTD - 396777 | USSS-S-103 | CURRENT
002500262 | CUTTER,BATTERY OPERATED | Izumi SLV Inline Guillotine, Stay Wire Battery Hydraulic Cutter c/w Milwaukee Adaptor, Skin Only | IZUMI | IZUMI PRODUCTS (MANUFACTURER) | SLV-S24M-EQ | CURRENT
002500262 | CUTTER,BATTERY OPERATED | Izumi SLV Inline Guillotine, Stay Wire Battery Hydraulic Cutter c/w Milwaukee Adaptor, Skin Only | SPECFORC | SPECIALISED FORCE | SLV-S24M-EQ | CURRENT
002500270 | MODULE,TRANSCEIVER | 12Mb-1.25Gb, SFP+, 100m, AutoNeg, No RxLOS, Preferred Master, SGMII, Industrial Cu, 1000BaseT, RJ45 Connector | FLEXOPTX | FLEXOPTIX UNIVERSAL TRANSCEIVERS | T.C12.02.GI | CURRENT
002500288 | KEY,SOCKET HEAD SCREW | Allen Hex Bit, 6mm, 19mm Lg, 1/2" Drive Impact for Shear Off | NEXANS | NEXANS GROUP | IT4580 | CURRENT
002500296 | KEY,SOCKET HEAD SCREW | Allen Hex Bit, 8mm, 19mm Lg min, 1/2" Drive Impact for Shear Off | NEXANS | NEXANS GROUP | IT4581 | CURRENT
002500304 | ENERGY STORAGE SYSTEM | BESS, LV Connected, 3Ph, Ground Mounted, c/w Pixii PSXD Cabinets, PixiiBox 12000, Polaruim Gen6, PSXD Switchboard, Gateway Acuvim 11R & Comms Module, on Concrete | PIXII | PIXII AUSTRALIA PTY LTD | PSXD CABINET ASSY 623-2 | CURRENT
002500312 | FILTER | Water Absorbing Cartridge, Aquacon AC Series, 18" Lg, Buna-N Seal, 0.4 Micron Rating, removes Water & Dirt from Tx Oil, for PTU1000 Portable Filter Unit | PARKER | PARKER HANNIFIN CORP | AC-718P4D | CURRENT
002500320 | FILTER | Water Absorbing Cartridge, Superdri SD Series, 18" Lg, Buna-N Seal, Open-End Cap, removes Dissolved Water from Tx Oil, for PTU1000 Portable Filter Unit | PARKER | PARKER HANNIFIN CORP | SD-718 | CURRENT
002500338 | CONTACT,ELECTRICAL | ATL Fuller Type F, Moving Contact, Roller Type E, 225mm Lg Braid | SBA | SBA AMALGAMATED PTY LTD | TYPE E ROLLER CONTACT | CURRENT
002500346 | CONTACT,ELECTRICAL | ATL Fuller Type F, Moving Contact, Roller Type F, 200mm Lg Braid | SBA | SBA AMALGAMATED PTY LTD | TYPE F ROLLER CONTACT | CURRENT
002459410 | FLASHLIGHT | High Powered Torch, 1000 Lumens, 50 to 300m Zoom Function, Water Resistant, uses 3 x C Cell Replaceable Batteries c/w Pouch | MMELEC | MM ELECTRICAL MERCHANDISING | PERHHXML2 | CURRENT
002459410 | FLASHLIGHT | High Powered Torch, 1000 Lumens, 50 to 300m Zoom Function, Water Resistant, uses 3 x C Cell Replaceable Batteries c/w Pouch | ATOMSUPP | ATOM SUPPLY | 418455 | CURRENT
002500387 | CONVERTER,DC TO DC | 24V Input, 48V Output, 6.2A, 300W, c/w 2 x DIN Rail Clips 55-17-855 | HELIOS | HELIOS POWER SOLUTIONS PL | DCW300-24-48FT-P9200 | CURRENT
002500395 | LEAD,TEST | Phantom Load Box Extension Lead, 20m Lg, 4 Core 1.5mm Cable c/w 4mm Retractable Male & Fixed Female Test Plugs | AMPLITUD | AMPLITUDE PTY LTD - 396777 | CTTLEAD20M | CURRENT
002500403 | CABINET,ELEC EQUIP | RA6 Cubicle Rear Access 45U, 600 x 800mm Base, Front & Rear 19" Rails, Top Side Brushed Cable Entries, Earth Bars, DIN Rails, Cable Trays c/w Side Panels, Mesh | B&R | B&R ENCLOSURES | XB-649494/1 | CURRENT
002500429 | COVER | ABB SafeLink RMU Kick Plate Cover c/w Bolts Kit 3-Way | ABBAUST | ABB AUSTRALIA PTY LTD | C4301-AU | CURRENT
002500452 | COLLECTOR,DUST | Dust Extractor Unit, suit Milwaukee & Makita Jack Hammers | MAKITA | MAKITA INDUSTRIAL POWER TOOLS | 197148-8 | CURRENT
002500452 | COLLECTOR,DUST | Dust Extractor Unit, suit Milwaukee & Makita Jack Hammers | C&LTOOL | CALTCO T/A C&L TOOL CENTRE | MAKA197148-8 | CURRENT
002500460 | STEP,POLE | Tower Step, M16 Bolt 220mm Lg, & Fall Arrest A1 Anchor Assy c/w Mounting Plate & Bar 350mm Lg, Dwg 10021405 Sht 01 | EQLWS | EQL PROVISION OF WORKSHOP SERVICES | 10021405 SHEET 01 | CURRENT
002500478 | STEP,POLE | Tower Step, M20 Bolt 220mm Lg, & Fall Arrest A2 Anchor Assy c/w Mounting Plate & Bar 350mm Lg, Dwg 10021405 Sht 02 | EQLWS | EQL PROVISION OF WORKSHOP SERVICES | 10021405 SHEET 02 | CURRENT
002500486 | STEP,POLE | Tower Step, M22 Bolt 220mm Lg, & Fall Arrest A3 Anchor Assy c/w Mounting Plate & Bar 350mm Lg, Dwg 10021405 Sht 03 | EQLWS | EQL PROVISION OF WORKSHOP SERVICES | 10021405 SHEET 03 | CURRENT
002500494 | SIGN | Tower Step Bolt & Fall Arrest Anchor Sign, for Energex Region, Dwg 10022189 | UES | UTILITY ENGRAVING & SIGNS | 10022189 ENERGEX REGION | CURRENT
002500502 | COVER | ABB SafeLink RMU Kick Plate Cover c/w Bolts Kit 4-Way | ABBAUST | ABB AUSTRALIA PTY LTD | C4323-AU | CURRENT
082490993 | CABLE,POWER,ELECTRICAL | U/Ground,0.6/1kV, 4C x 25mm2 Al/XLPE Insulated/PVC Sheath, Waterblocked, Black, 500m Wood Drum, MATERIAL SALES ONLY | MIDLANDS | MIDLAND METALS | MMO-LV 4X25WBAXP | CURRENT
S2490993 | CABLE,POWER,ELECTRICAL | CBL:PWR;U/Ground,0.6/1kV,4C x 25mm2 CABLE,POWER,ELECTRICAL U/Ground,0.6/1kV, 4C x 25mm2 Al/XLPE Insulated/PVC Sheath , Waterblocked, Black, 100 or 250m Wood | MIDLANDS | MIDLAND METALS | MMO-LV 4X25WBAXP | CURRENT
002500510 | BIN,WASTE | Wheelie Bin 140L Yellow, Asbestos Storage Bin for H Class Vaccum incl 2 x Asbestos Labels | ALLENS | ALLENS INDUSTRIAL PRODUCTS PTY LTD | WB140YEL | CURRENT
002500528 | ROPE,FIBROUS | Big Shot Rope Launcher Kit c/w storage bag | AMPLITUD | AMPLITUDE PTY LTD - 396777 | BSKITEQL | CURRENT
002500536 | HOLSTER,DRILL | Drill Holder Kit inc. Hook, Lanyard & Harness | AMPLITUD | AMPLITUDE PTY LTD - 396777 | DG001.2 | CURRENT
002500544 | TAG,IDENTIFICATION | Main Earth Electrical Bond Tag 10 Jar, Earth Tag | NLS | NATIONAL LIGHT SOURCES | EARTHTAG | CURRENT
002500544 | TAG,IDENTIFICATION | Main Earth Electrical Bond Tag 10 Jar, Earth Tag | SPARKY | SPARKY DIRECT | 9336700015855 | CURRENT
002500551 | GUARD | 125mm Grinder Offset Grinding Dust Extracting Guard | MAKITA | MAKITA INDUSTRIAL POWER TOOLS | MAKA191W06-8 | CURRENT
002500551 | GUARD | 125mm Grinder Offset Grinding Dust Extracting Guard | C&LTOOL | CALTCO T/A C&L TOOL CENTRE | MAKA191W06-8 | CURRENT
002500569 | BONDER ASSEMBLY | LV Bonders, 6.7kA/1 Sec, 9.4kA/0.5 Sec, Looped PED c/w 4 x B324 Clamps, 2 x 2m & 1 x 3m 35mm2 Cu Flexible Cable, 600mm Lg Handles c/w Bag | PENTA | PENTA AUST (TMAC THEW & MCCANN/HYLEC) | PA21888 | CURRENT
002500577 | BONDER ASSEMBLY | LV Bonders, 7.5kA/1 Sec, 11kA/0.5 Sec, Looped PED c/w 4 x Clip-on Screw-up 2 x 2m & 1 x 3m 35mm2 Cu Flexible Cable c/w Bag | SICAME | SICAME AUSTRALIA PTY LTD | CLA-LVB-KIT-EQ-1 | CURRENT
002500585 | CABLE,POWER,ELECTRICAL | 0.6/1kV, 25mm2, WB Al Conductor, 2 Core, Flat, XLPE Insluated, Black PVC Sheathed, 500m Drum, AS 5000.1, EQTS 03-01-08 | MIDLANDS | MIDLAND METALS | MMO-LV 2X25WBAXP | CURRENT
002500593 | BAG,TOOL | Bag to suit Milwaukee 18V 16in Chainsaw | MILWAUKE | MILWAUKEE POWER TOOLS | M18FCHSBAG | CURRENT
002500593 | BAG,TOOL | Bag to suit Milwaukee 18V 16in Chainsaw | C&LTOOL | CALTCO T/A C&L TOOL CENTRE | MILWAM18FCHSBAG | CURRENT
002500601 | CHAINSAW | Chainsaw Built-In Clamp and Guide Sharpener Kit | MAKITA | MAKITA INDUSTRIAL POWER TOOLS | 953030040 | CURRENT
002500601 | CHAINSAW | Chainsaw Built-In Clamp and Guide Sharpener Kit | C&LTOOL | CALTCO T/A C&L TOOL CENTRE | MAKA953030040 | CURRENT
002500627 | CHARGER,BATTERY | APS3-331 Subrack, 3G, 3RU, Fuse Fail, DCM10, SC300 Monitoring, LV Disconnect, 483 x 315 x 134mm, Excl MCB & Rectrs | EATON | EATON ELECTRIC SYSTEMS PTY LTD | APS3-331 | CURRENT
002500627 | CHARGER,BATTERY | APS3-331 Subrack, 3G, 3RU, Fuse Fail, DCM10, SC300 Monitoring, LV Disconnect, 483 x 315 x 134mm, Excl MCB & Rectrs | POWERON | POWER ON AUSTRALIA PTY LTD | POA16080 | CURRENT
002500635 | CHARGER,BATTERY | APS6-331 Subrack, 3G, 6RU, Fuse Fail, DCM20, SC300 Monitoring, LV Disconnect, 483 x 335 x 266.7mm, Excl MCB & Rectrs | EATON | EATON ELECTRIC SYSTEMS PTY LTD | APS6-331 | CURRENT
002500635 | CHARGER,BATTERY | APS6-331 Subrack, 3G, 6RU, Fuse Fail, DCM20, SC300 Monitoring, LV Disconnect, 483 x 335 x 266.7mm, Excl MCB & Rectrs | POWERON | POWER ON AUSTRALIA PTY LTD | POA16084 | CURRENT
002500643 | CHARGER,BATTERY | APS3 Solar Hybrid DC System, Solar Input Shunt, IOBGP-11 Qtrpt Mon, FAZ Load MCBs 1x 2A, 1x 4A, 5x 32A & 1x Aux, PLHT Batt MCBs 2x 63A, 1x 125A & 3x Aux | POWERON | POWER ON AUSTRALIA PTY LTD | POASHERGON 2025 | CURRENT
002500650 | SHUNT,INSTRUMENT | Shunt Assy, 300A/50mV, 2 x RJ45, suit APS DC System | EATON | EATON ELECTRIC SYSTEMS PTY LTD | CS300-A00 | CURRENT
002500650 | SHUNT,INSTRUMENT | Shunt Assy, 300A/50mV, 2 x RJ45, suit APS DC System | POWERON | POWER ON AUSTRALIA PTY LTD | POA15213 | CURRENT
002500668 | CONTROL-DISPLAY UNIT | SC300 Monitor Module, System Controller, suit APS DC System | POWERON | POWER ON AUSTRALIA PTY LTD | POA18432 | CURRENT
002500668 | CONTROL-DISPLAY UNIT | SC300 Monitor Module, System Controller, suit APS DC System | EATON | EATON ELECTRIC SYSTEMS PTY LTD | SC300 | CURRENT
002500676 | MODULE,ELECTRONIC | Voltage Feed Module, 3G, suit APS DC System | EATON | EATON ELECTRIC SYSTEMS PTY LTD | VFN-00 | CURRENT
002500676 | MODULE,ELECTRONIC | Voltage Feed Module, 3G, suit APS DC System | POWERON | POWER ON AUSTRALIA PTY LTD | POA15282 | CURRENT
002500684 | SENSOR,TEMPERATURE | TS2-02, 3G IOB, 2m, RJ45, suit APS DC System | EATON | EATON ELECTRIC SYSTEMS PTY LTD | TS2-02 | CURRENT
002500684 | SENSOR,TEMPERATURE | TS2-02, 3G IOB, 2m, RJ45, suit APS DC System | POWERON | POWER ON AUSTRALIA PTY LTD | POA15281 | CURRENT
002500692 | SENSOR,TEMPERATURE | Dual, TS2-206, 3G IOB, 2+6m, RJ45, suit APS DC System | EATON | EATON ELECTRIC SYSTEMS PTY LTD | TS2-206 | CURRENT
002500692 | SENSOR,TEMPERATURE | Dual, TS2-206, 3G IOB, 2+6m, RJ45, suit APS DC System | POWERON | POWER ON AUSTRALIA PTY LTD | POA16914 | CURRENT
002500700 | CONTACTOR, MAGNETIC | LV Disconnector, LVD, 200A, suit APS DC System | EATON | EATON ELECTRIC SYSTEMS PTY LTD | LVDN200-00 | CURRENT
002500700 | CONTACTOR, MAGNETIC | LV Disconnector, LVD, 200A, suit APS DC System | POWERON | POWER ON AUSTRALIA PTY LTD | POA15216 | CURRENT
002500718 | COVER,ELECTRICAL EQUIPMENT | Recti?er Blanking Panel, suit APS DC System | POWERON | POWER ON AUSTRALIA PTY LTD | POA13709 | CURRENT
002500726 | COVER,ELECTRICAL EQUIPMENT | CB 9mm Pole Fillers, DIN Mount, suit APS DC System, 10 Pack | POWERON | POWER ON AUSTRALIA PTY LTD | POA18215 | CURRENT
002500734 | COVER,ELECTRICAL EQUIPMENT | CB 18mm Pole Fillers, DIN Mount, suit APS DC System, 10 Pack | POWERON | POWER ON AUSTRALIA PTY LTD | POA7707 | CURRENT
002500742 | CIRCUIT BREAKER | MCB AZ, 63A, C-Curve, 1 Pole, 27mm, suit APS DC System | EATON | EATON ELECTRIC SYSTEMS PTY LTD | AZ-C63 | CURRENT
002500742 | CIRCUIT BREAKER | MCB AZ, 63A, C-Curve, 1 Pole, 27mm, suit APS DC System | POWERON | POWER ON AUSTRALIA PTY LTD | POA18205 | CURRENT
002500759 | CIRCUIT BREAKER | MCB AZ, 80A, C-Curve, 1 Pole, 27mm, suit APS DC System | EATON | EATON ELECTRIC SYSTEMS PTY LTD | AZ-C80 | CURRENT
002500759 | CIRCUIT BREAKER | MCB AZ, 80A, C-Curve, 1 Pole, 27mm, suit APS DC System | POWERON | POWER ON AUSTRALIA PTY LTD | POA18206 | CURRENT
002500767 | CIRCUIT BREAKER | MCB AZ, 100A, C-Curve, 1 Pole, 27mm, suit APS DC System | EATON | EATON ELECTRIC SYSTEMS PTY LTD | AZ-C100 | CURRENT
002500767 | CIRCUIT BREAKER | MCB AZ, 100A, C-Curve, 1 Pole, 27mm, suit APS DC System | POWERON | POWER ON AUSTRALIA PTY LTD | POA18201 | CURRENT
002500775 | CIRCUIT BREAKER | MCB AZ, 125A, C-Curve, 1 Pole, 27mm, suit APS DC System | EATON | EATON ELECTRIC SYSTEMS PTY LTD | AZ-C125 | CURRENT
002500775 | CIRCUIT BREAKER | MCB AZ, 125A, C-Curve, 1 Pole, 27mm, suit APS DC System | POWERON | POWER ON AUSTRALIA PTY LTD | POA18203 | CURRENT
002500783 | CIRCUIT BREAKER | MCB FAZ, 2A, C-Curve, 1 Pole, 18mm, suit APS DC System | EATON | EATON ELECTRIC SYSTEMS PTY LTD | FAZ-C2/1 | CURRENT
002500783 | CIRCUIT BREAKER | MCB FAZ, 2A, C-Curve, 1 Pole, 18mm, suit APS DC System | POWERON | POWER ON AUSTRALIA PTY LTD | POA16981 | CURRENT
002500791 | CIRCUIT BREAKER | MCB FAZ, 4A, C-Curve, 1 Pole, 18mm, suit APS DC System | EATON | EATON ELECTRIC SYSTEMS PTY LTD | FAZ-C4/1 | CURRENT
002500791 | CIRCUIT BREAKER | MCB FAZ, 4A, C-Curve, 1 Pole, 18mm, suit APS DC System | POWERON | POWER ON AUSTRALIA PTY LTD | POA17072 | CURRENT
002500809 | CIRCUIT BREAKER | MCB FAZ, 6A, C-Curve, 1 Pole, 18mm, suit APS DC System | EATON | EATON ELECTRIC SYSTEMS PTY LTD | FAZ-C6/1 | CURRENT
002500809 | CIRCUIT BREAKER | MCB FAZ, 6A, C-Curve, 1 Pole, 18mm, suit APS DC System | POWERON | POWER ON AUSTRALIA PTY LTD | POA16968 | CURRENT
002500817 | CIRCUIT BREAKER | MCB FAZ, 10A, C-Curve, 1 Pole, 18mm, suit APS DC System | EATON | EATON ELECTRIC SYSTEMS PTY LTD | FAZ-C10/1 | CURRENT
002500817 | CIRCUIT BREAKER | MCB FAZ, 10A, C-Curve, 1 Pole, 18mm, suit APS DC System | POWERON | POWER ON AUSTRALIA PTY LTD | POA16969 | CURRENT
002500825 | CIRCUIT BREAKER | MCB FAZ, 16A, C-Curve, 1 Pole, 18mm, suit APS DC System | EATON | EATON ELECTRIC SYSTEMS PTY LTD | FAZ-C16/1 | CURRENT
002500825 | CIRCUIT BREAKER | MCB FAZ, 16A, C-Curve, 1 Pole, 18mm, suit APS DC System | POWERON | POWER ON AUSTRALIA PTY LTD | POA16970 | CURRENT
002500833 | CIRCUIT BREAKER | MCB FAZ, 20A, C-Curve, 1 Pole, 18mm, suit APS DC System | EATON | EATON ELECTRIC SYSTEMS PTY LTD | FAZ-C20/1 | CURRENT
002500833 | CIRCUIT BREAKER | MCB FAZ, 20A, C-Curve, 1 Pole, 18mm, suit APS DC System | POWERON | POWER ON AUSTRALIA PTY LTD | POA16971 | CURRENT
002500841 | CIRCUIT BREAKER | MCB FAZ, 25A, C-Curve, 1 Pole, 18mm, suit APS DC System | EATON | EATON ELECTRIC SYSTEMS PTY LTD | FAZ-C25/1 | CURRENT
002500841 | CIRCUIT BREAKER | MCB FAZ, 25A, C-Curve, 1 Pole, 18mm, suit APS DC System | POWERON | POWER ON AUSTRALIA PTY LTD | POA16972 | CURRENT
002500858 | CIRCUIT BREAKER | MCB FAZ, 32A, C-Curve, 1 Pole, 18mm, suit APS DC System | EATON | EATON ELECTRIC SYSTEMS PTY LTD | FAZ-C32/1 | CURRENT
002500858 | CIRCUIT BREAKER | MCB FAZ, 32A, C-Curve, 1 Pole, 18mm, suit APS DC System | POWERON | POWER ON AUSTRALIA PTY LTD | POA16973 | CURRENT
002500866 | CIRCUIT BREAKER | MCB FAZ, 40A, C-Curve, 1 Pole, 18mm, suit APS DC System | EATON | EATON ELECTRIC SYSTEMS PTY LTD | FAZ-C40/1 | CURRENT
002500866 | CIRCUIT BREAKER | MCB FAZ, 40A, C-Curve, 1 Pole, 18mm, suit APS DC System | POWERON | POWER ON AUSTRALIA PTY LTD | POA16974 | CURRENT
002500874 | CIRCUIT BREAKER | MCB FAZ, 50A, C-Curve, 1 Pole, 18mm, suit APS DC System | EATON | EATON ELECTRIC SYSTEMS PTY LTD | FAZ-C50/1 | CURRENT
002500874 | CIRCUIT BREAKER | MCB FAZ, 50A, C-Curve, 1 Pole, 18mm, suit APS DC System | POWERON | POWER ON AUSTRALIA PTY LTD | POA16975 | CURRENT
002500882 | CIRCUIT BREAKER | MCB FAZ, 63A, C-Curve, 1 Pole, 18mm, suit APS DC System | EATON | EATON ELECTRIC SYSTEMS PTY LTD | FAZ-C63/1 | CURRENT
002500882 | CIRCUIT BREAKER | MCB FAZ, 63A, C-Curve, 1 Pole, 18mm, suit APS DC System | POWERON | POWER ON AUSTRALIA PTY LTD | POA16976 | CURRENT
002500890 | SWITCH,AUXILIARY | for MCB FAZ, 1NO+1NC, suit APS DC System | EATON | EATON ELECTRIC SYSTEMS PTY LTD | FAZ-XHIN11 | CURRENT
002500890 | SWITCH,AUXILIARY | for MCB FAZ, 1NO+1NC, suit APS DC System | POWERON | POWER ON AUSTRALIA PTY LTD | POA16967 | CURRENT
002500908 | SWITCH,AUXILIARY | for MCB AZ/PLHT, 1NO+1NC, suit APS DC System | EATON | EATON ELECTRIC SYSTEMS PTY LTD | Z-LHK | CURRENT
002500908 | SWITCH,AUXILIARY | for MCB AZ/PLHT, 1NO+1NC, suit APS DC System | POWERON | POWER ON AUSTRALIA PTY LTD | POA16962 | CURRENT
002490563 | CHARGER,BATTERY | APR48-ES, Energy Saver Rectifier Module, 48V DC, 2000W, suit APS DC System | EATON | EATON ELECTRIC SYSTEMS PTY LTD | APR48-ES | CURRENT
002490563 | CHARGER,BATTERY | APR48-ES, Energy Saver Rectifier Module, 48V DC, 2000W, suit APS DC System | POWERON | POWER ON AUSTRALIA PTY LTD | POA15194 | CURRENT
002500924 | RELAY,PROTECTION | M871  NS0273 Capacitor Voltage Transformer Monitor IED, 1/5A AC Nom 24-250V DC Aux, RS485 & 100 Base FX Fibre Comms | ADAPT | ADAPT AUSTRALIA PTY LTD | M871280YF12C | CURRENT
002500932 | ADAPTOR | Milwaukee to Makita 18V Battery Adaptor | AMPLITUD | AMPLITUDE PTY LTD - 396777 | DM18M | CURRENT
002500940 | TERMINATION KIT,ELECTRICAL CABLE | GIS Plug-In Termination, suit Pwr Cable 132kV 630mm2 WB Al/XLPE/WBT/Corr Al/ LLDPE/Nylon/MDPE | PRYSMIAN | PRYSMIAN POWER CABLES & SYSTEMS AUST | EGS170 | CURRENT
002500957 | JOINT,ELECTRICAL POWER CABLE | Screen Break Joint Kit, suit Pwr Cable 132kV 630mm2 WB Al/XLPE/WBT/Corr Al/ LLDPE/Nylon/MDPE | PRYSMIAN | PRYSMIAN POWER CABLES & SYSTEMS AUST | GMS1170CK | CURRENT
002500965 | RELAY,PROTECTION | FW 1.28.0.0 Relay Module, for NOJA RC10 Series | NOJAPWR | NOJA POWER | RELS-02 | CURRENT
002500973 | PARTS KIT,TERMINAL JUNCTION | Terminal Box, Fixed Base Pole Kit for Al & Cu Cable, Long Dome, suit P4 or Circ Pits c/w 4 Tinned Terminal Blocks, for Fixed Base Street Light Pole | VELNAH | VELNAH PTY LIMITED EAST RYDE NSW | JEDLL433511601 | CURRENT
002500981 | PARTS KIT,TERMINAL JUNCTION | Terminal Box, Slip Base Pole Kit for Al & Cu Cable, 1Ph c/w 20A (10x38mm) Fuse & Holder, 4 Tinned Terminal Blocks, SBM Pole | VELNAH | VELNAH PTY LIMITED EAST RYDE NSW | JEDLL433511611 | CURRENT
002500999 | PARTS KIT,TERMINAL JUNCTION | Terminal Box, Slip Base Pole Kit for Al & Cu Cable, 3Ph c/w 20A (10x38mm) Fuse & Holder, 4 Tinned Terminal Blocks, w/Slip Base Connector Kit, SBM Pole | VELNAH | VELNAH PTY LIMITED EAST RYDE NSW | JEDLL433511612 | CURRENT
002501005 | PARTS KIT,TERMINAL JUNCTION | Terminal Box, Fixed Base Pole Kit for Al & Cu Cable, Standard Short Dome, Fuse Shroud, suit P2 or P4 Pits c/w 4 Tinned Terminal Blocks, for Fixed Base Street | VELNAH | VELNAH PTY LIMITED EAST RYDE NSW | JEDL43351161 | CURRENT
002501013 | GRIP,CABLE,JAW | Wire Grip, 5-16mm, 2T (20kN) WLL c/w Safety Latch & Etching w/-Make, Model, Min-Max Dia, suit Wire/Cable Type, Month/Year Stamped on Delivery | TEN | THE ENERGY NETWORK | 2TON-W-GRIP-EQL | CURRENT
002501070 | CONVERTER,DC TO DC | 110V/24V DC, 8A Single Output, 192W, 254 x 113 x 58mm, Single Co Alarm Contact, can be Paralleled | HELIOS | HELIOS POWER SOLUTIONS PL | DCW200-11024-P9200 | CURRENT
002501088 | HOLDER,MARKER | UBE/D, Marker Carrier, Terminal Strip, Marking Field Size 60 x 10mm | PHOENIX | PHOENIX CONTACT PTY LTD | 0803719 | CURRENT
002501088 | HOLDER,MARKER | UBE/D, Marker Carrier, Terminal Strip, Marking Field Size 60 x 10mm | HAYMANS | HAYMANS ELECTRICAL | PHO0803719 | CURRENT
002501096 | JUMPER BAR,TERMINAL BLOCK | Type FBI 2-8, Fixed Bridge, 8mm Pitch, 2 Pole, Screw Mounting, Terminal Bridging Bar, suit Terminal Block UK6N | PHOENIX | PHOENIX CONTACT PTY LTD | 0200020 | CURRENT
002501096 | JUMPER BAR,TERMINAL BLOCK | Type FBI 2-8, Fixed Bridge, 8mm Pitch, 2 Pole, Screw Mounting, Terminal Bridging Bar, suit Terminal Block UK6N | HAYMANS | HAYMANS ELECTRICAL | PHO0200020 | CURRENT
002501104 | MARKER STRIP | Type ZB6, Number 1 to 10, Horizontal, 10-Section, White, 6.15 x 10.5mm Text Field, Latch Mounting, suit Terminal Block UK6N 6.2mm W | PHOENIX | PHOENIX CONTACT PTY LTD | 1051016:0001 | CURRENT
002501104 | MARKER STRIP | Type ZB6, Number 1 to 10, Horizontal, 10-Section, White, 6.15 x 10.5mm Text Field, Latch Mounting, suit Terminal Block UK6N 6.2mm W | HAYMANS | HAYMANS ELECTRICAL | PHO1051016:0001 | CURRENT
002501112 | MARKER STRIP | Type ZB6, Number 11 to 20, Horizontal, 10-Section, White, 6.15 x 10.5mm Text Field, Latch Mounting, suit Terminal Block UK6N 6.2mm W | PHOENIX | PHOENIX CONTACT PTY LTD | 1051016:0011 | CURRENT
002501112 | MARKER STRIP | Type ZB6, Number 11 to 20, Horizontal, 10-Section, White, 6.15 x 10.5mm Text Field, Latch Mounting, suit Terminal Block UK6N 6.2mm W | HAYMANS | HAYMANS ELECTRICAL | PHO1051016:0011 | CURRENT
002501120 | MARKER STRIP | Type ZB6, Number 21 to 30, Horizontal, 10-Section, White, 6.15 x 10.5mm Text Field, Latch Mounting, suit Terminal Block UK6N & UDK4 6.2mm W | MMELEC | MM ELECTRICAL MERCHANDISING | PHO1051016:0021 | CURRENT
002501120 | MARKER STRIP | Type ZB6, Number 21 to 30, Horizontal, 10-Section, White, 6.15 x 10.5mm Text Field, Latch Mounting, suit Terminal Block UK6N & UDK4 6.2mm W | PHOENIX | PHOENIX CONTACT PTY LTD | 1051016:0021 | CURRENT
002501120 | MARKER STRIP | Type ZB6, Number 21 to 30, Horizontal, 10-Section, White, 6.15 x 10.5mm Text Field, Latch Mounting, suit Terminal Block UK6N & UDK4 6.2mm W | HAYMANS | HAYMANS ELECTRICAL | PHO1051016:0021 | CURRENT
002501138 | COVER,TERMINAL | MCB Terminal Shield, Acti9 iC30, 2 Pole, 36mm | SCHNEIDR | SCHNEIDER PTY LTD (MANUFACTURER) | A9A26976 | CURRENT
002501138 | COVER,TERMINAL | MCB Terminal Shield, Acti9 iC30, 2 Pole, 36mm | HAYMANS | HAYMANS ELECTRICAL | SHNA9A26976 | CURRENT
002501146 | INTERFACE UNIT,COMMS | EIA-485 Mulitimode Fiber-Optic, V-Pin Transceiver, 500m, 25.4 x 93.35mm | SEL | SCHWEITZER ENGINEERING LABORATORIES INC. | SEL-2820 | CURRENT
002501146 | INTERFACE UNIT,COMMS | EIA-485 Mulitimode Fiber-Optic, V-Pin Transceiver, 500m, 25.4 x 93.35mm | HAYMANS | HAYMANS ELECTRICAL | SEL2820 | CURRENT
002501153 | TRANSDUCER,ELECTRICAL | Temperature & Humidity, 9-24V DC/AC, Input Pwr <0.5VA, Output 4-20mA, Temp -20-60°C, RH 0-100, 118 x 58mm | LUMEL | LUMEL TECHNOLOGIES INC | P18100M1 | CURRENT
002501153 | TRANSDUCER,ELECTRICAL | Temperature & Humidity, 9-24V DC/AC, Input Pwr <0.5VA, Output 4-20mA, Temp -20-60°C, RH 0-100, 118 x 58mm | HAYMANS | HAYMANS ELECTRICAL | CONLUMEL-P18100M1 | CURRENT
002501161 | SWITCH | Twilight Switch, Movement Sensor, 24V AC, 10A, 70 x 95mm, IP54 | NHP | NHP ELECTRICAL ENGINEERING | DASY1024 | CURRENT
002501161 | SWITCH | Twilight Switch, Movement Sensor, 24V AC, 10A, 70 x 95mm, IP54 | HAYMANS | HAYMANS ELECTRICAL | DOEDASY1024 | CURRENT
002501179 | SWITCH | Twilight Switch, Movement Sensor, 240V AC, 16A, 70 x 95mm, IP54 | NHP | NHP ELECTRICAL ENGINEERING | DASY16240 | CURRENT
002501179 | SWITCH | Twilight Switch, Movement Sensor, 240V AC, 16A, 70 x 95mm, IP54 | HAYMANS | HAYMANS ELECTRICAL | DASY16240 | CURRENT
002501187 | CONTACTOR | Acti9 iCT+, 230VAC, 20A, 1 Pole 1 NO, 230V AC Coil, 81 x 18mm, for LED Lighting Applications | SCHNEIDR | SCHNEIDER PTY LTD (MANUFACTURER) | A9C15030 | CURRENT
002501187 | CONTACTOR | Acti9 iCT+, 230VAC, 20A, 1 Pole 1 NO, 230V AC Coil, 81 x 18mm, for LED Lighting Applications | HAYMANS | HAYMANS ELECTRICAL | SHNA9C15030 | CURRENT
002406222 | CONNECTOR,COMPRESSION | C Type, Earth Wire, 35-70mm2 Run to 10-35mm2 Tap, Compression Die 12T-UO (scm) | POWERHSE | POWER HOUSE (QLD) PTY LTD | CC70-35SS | CURRENT
002501195 | CONNECTOR,COMPRESSION | Split Bolt Connector, 16mm2, Tin | CABAC | CABAC (MANUFACTURER) | SBC22T | CURRENT
002501203 | CONNECTOR,COMPRESSION | C Crimp, 16mm2-16mm2 | BURNDY | BURNDY CABLE SUPPORT SYSTEMS | YGHC2C2 | CURRENT
002404272 | SOLVENT | Cable Preparation Fluid, D-Limonene, 500ml | NTHCHEM | NORTHERN CHEMICALS PTY LTD | 1150 | CURRENT
002404272 | SOLVENT | Cable Preparation Fluid, D-Limonene, 500ml | NTHCHEM | NORTHERN CHEMICALS PTY LTD | DL500 | CURRENT
002406943 | CABLE,POWER,ELECTRICAL | U/Ground, 0.6/1kV, 2C x 16mm2 (7/1.70) Cu/PVC Insulated/Neutral Screen/PVC Sheath/Nylon Jacket, 250m Wood Drum, ETS 03-01-05 | MIDLANDS | MIDLAND METALS | MMO-1KV 2X16CPCUNSP | CURRENT
002501211 | COVER | ABB SafeLink RMU Kick Plate Cover c/w Bolts Kit 4 way | ABBAUST | ABB AUSTRALIA PTY LTD | C4323-AU | CURRENT
002501229 | POWER SUPPLY | 15V, DIN Rail Mounted, 60W, 4A Output | MEANWELL | MEAN WELL ENTERPRISES CO., LTD (MAN) | HDR-60-15 | CURRENT
002501237 | SPLICE ENCLOSURE,FIBRE OPTIC | OTP, Inter Connect FACT Cabinet Kit, Right Hand Patching c/w 8 x Cable Fan Out, 1 x Side Panel Kit & 1 x Door Kit, 2200 x 900 x 300mm | OPTICAL | OPTICAL SYSTEMS DESIGN | OFS-CSPN-120 | CURRENT
002501245 | CLAMP,SUSPENSION | Straight-Line, LV ABC, Fully Supported, Al & S/Steel, 4 x 150mm2, 43 to 47mm Dia Circ, Pack of 20 | SICAME | SICAME AUSTRALIA PTY LTD | SC4150 | CURRENT
002501252 | CLAMP,CABLE | IPC Connector, LV ABC, 50-185mm2 Main, 50-150mm2 Tap, 2 x M8 Bolts c/w Yellow Shear-off Indicator Tag | SICAME | SICAME AUSTRALIA PTY LTD | TTD401XFAE | CURRENT
002501260 | CLAMP,STRAIN | LV ABC Termination, Spring Loaded Wedge, suit 95 to 150mm2, Galv Steel Arm c/w S/Steel Bolts | SICAME | SICAME AUSTRALIA PTY LTD | PA122A | CURRENT
002501278 | CLAMP,CABLE | IPC Connector, Insulated, Multi-Service LV ABC Main, Black Body, 50 to 150mm2 Mains, Pack of 10 | SICAME | SICAME AUSTRALIA PTY LTD | MSCI/50150X | CURRENT
002501286 | TERMINAL,LUG | Compression, Bi-Metal, Cu Palm, 120mm2, LV ABC Pre-insulated | SICAME | SICAME AUSTRALIA PTY LTD | CPTAU120 | CURRENT
002501294 | SLEEVE,COMPRESSION | FT, 120mm2, LV ABC, Hex Dia A/F 21.5mm, Pre-insulated | SICAME | SICAME AUSTRALIA PTY LTD | MJPT120 | CURRENT
002501302 | SLEEVE,COMPRESSION | FT, 120-95mm2, LV ABC, Hex Die A/F 21.5mm, Pre-insulated | SICAME | SICAME AUSTRALIA PTY LTD | MJPT120-95 | CURRENT
002501310 | SWITCH,ROTARY | Control Switch, 230V AC, 2A, 2 Pole, 3 Posn Auto-Off-On, 121 x 86mm, IP66, Wall Mounted c/w Plastic Enclosure, suit 20/25mm Conduit Entry | KRSNMR | KRAUS & NAIMER (MANUFACTURER) | CAD12.A211.KS10.AU21 | CURRENT
002501310 | SWITCH,ROTARY | Control Switch, 230V AC, 2A, 2 Pole, 3 Posn Auto-Off-On, 121 x 86mm, IP66, Wall Mounted c/w Plastic Enclosure, suit 20/25mm Conduit Entry | HAYMANS | HAYMANS ELECTRICAL | K&N70123193 | CURRENT
002501336 | SHEARS,STRAIGHT TRIMMERS | SHEAR;BLK Panther,S/Steel,185mm L,Safety SHEARS,STRAIGHT TRIMMERS Black Panther, HD, S/Steel, Safety Orange, Rounded Tip, 185mm L, Universal, Safety Lock, Multi- | STERLING | STERLING SIHI | 29-724 | CURRENT
002501336 | SHEARS,STRAIGHT TRIMMERS | SHEAR;BLK Panther,S/Steel,185mm L,Safety SHEARS,STRAIGHT TRIMMERS Black Panther, HD, S/Steel, Safety Orange, Rounded Tip, 185mm L, Universal, Safety Lock, Multi- | ATOMSUPP | ATOM SUPPLY | 36024613 | CURRENT
002501344 | POUCH,LINEMAN'S,BELT LOOPED | POUCH:TOOL;Snip Holster,suit BLK Panther POUCH,LINEMANS,BELT Snip Holster, suit B lack Panther Scissor Style Snips | STERLING | STERLING SIHI | STC65 | CURRENT
002501344 | POUCH,LINEMAN'S,BELT LOOPED | POUCH:TOOL;Snip Holster,suit BLK Panther POUCH,LINEMANS,BELT Snip Holster, suit B lack Panther Scissor Style Snips | ATOMSUPP | ATOM SUPPLY | 60014107 | CURRENT
002501328 | CABLE | 120mm Flexible Cable, 1 Core, Single Insulated, Green and Yellow, LSZH | HAYMANS | HAYMANS ELECTRICAL | POL120BWET/LSZH | CURRENT
002501351 | INSTRUMENT,CABLE IDENTIFIER | Cable & Phaser ID Tester, Fameca FC2300CP | PENTA | PENTA AUST (TMAC THEW & MCCANN/HYLEC) | FC2300CPTIXTHY | CURRENT
002501369 | BATTERY,STORAGE | 48V, 180Ah, Polarium, SLB48-180Ah 23 2RU, Gen 6 Battery | PIXII | PIXII AUSTRALIA PTY LTD | 15233 | CURRENT
002501377 | DETECTOR,VOLTAGE | Fameca TAG, HV Tester, 3.3/6.6kV, Outdoor Kit, Audible/Visual Indication, Universal Sunrise Fitting in Carry Case c/w Hook & Probe | PENTA | PENTA AUST (TMAC THEW & MCCANN/HYLEC) | TAG200MRM-3.3-6.6 | CURRENT
002501385 | WIRE,ELECTRICAL | HD Flexible, 0.6/1kV, 15A, 1C x 1.5mm2 (30/0.25), V-90HT PVC, Grey, 100m Plastic Spool | ELECTRA | ELECTRA CABLES (AUST) P/L (MANUFACTURER) | ELCF1015-VTGRY | CURRENT
002501385 | WIRE,ELECTRICAL | HD Flexible, 0.6/1kV, 15A, 1C x 1.5mm2 (30/0.25), V-90HT PVC, Grey, 100m Plastic Spool | HAYMANS | HAYMANS ELECTRICAL | ELCF1015-VTGRY | CURRENT
002501393 | CABLE,POWER,ELECTRICAL | SDI, 450/750V, 1C x 2.5mm2, Cu, V-90 PVC, Red, 100m Plastic Spool | PRYSMIAN | PRYSMIAN POWER CABLES & SYSTEMS AUST | 2.5SDI-RD | CURRENT
002501393 | CABLE,POWER,ELECTRICAL | SDI, 450/750V, 1C x 2.5mm2, Cu, V-90 PVC, Red, 100m Plastic Spool | HAYMANS | HAYMANS ELECTRICAL | CBL2.5SDIRD | CURRENT
002501401 | CABLE,SPECIAL PURPOSE,ELECTRICAL | Olflex Classic 110, Flex Numbered 2X1, 2 x 1mm2, PVC Sheath, Grey, 300m | LAPP | LAPP AUSTRALIA | 1119852 | CURRENT
002501419 | CABLE,SPECIAL PURPOSE,ELECTRICAL | Olflex Classic 110, Flex Numbered 25G1, 25 x 1mm2, PVC Sheath, Grey | LAPP | LAPP AUSTRALIA | 1119225 | CURRENT
002501427 | CABLE,SPECIAL PURPOSE,ELECTRICAL | Olflex Classic 110, Flex Numbered 7G1, 7 x 1mm2, PVC Sheath, Grey, 300m | LAPP | LAPP AUSTRALIA | 1119207 | CURRENT
002501435 | CABLE,POWER,ELECTRICAL | Flexible, 250/440V, 2C+E, 2.5mm2, Cu, V-90 PVC, Orange | OLEX | OLEX AUSTRALIA PTY LTD | CBLF2.5/3CODOR | CURRENT
002501435 | CABLE,POWER,ELECTRICAL | Flexible, 250/440V, 2C+E, 2.5mm2, Cu, V-90 PVC, Orange | HAYMANS | HAYMANS ELECTRICAL | CBLF2.5/3CODOR | CURRENT
002501443 | RACEWAY,NONMETALLIC | Cable & Wiring Duct, 2m Lg, 100 x 100mm, PVC, Grey c/w Lid | PHOENIX | PHOENIX CONTACT PTY LTD | 3240205 | CURRENT
000030254 | RACEWAY,NONMETALLIC | Cable & Wiring Duct, Slotted, 2m Lg, 100 x 80mm, PVC, Grey, Horiz Mtg c/w Lid | PHOENIX | PHOENIX CONTACT PTY LTD | 3240201 | CURRENT
002501450 | RACEWAY,NONMETALLIC | Cable & Wiring Duct, 2m Lg, 100 x 40mm, PVC, Grey c/w Lid | PHOENIX | PHOENIX CONTACT PTY LTD | 3240279 | CURRENT
002400787 | RACEWAY,NONMETALLIC | Cable & Wiring Duct, Slotted, 2m Lg, 80 x 80mm, PVC, Grey, Vert Mtg c/w Lid | PHOENIX | PHOENIX CONTACT PTY LTD | 3240200 | CURRENT
002501468 | RACEWAY,NONMETALLIC | Cable & Wiring Duct, 2m Lg, 60 x 100mm, PVC, Grey c/w Lid | PHOENIX | PHOENIX CONTACT PTY LTD | 3240263 | CURRENT
000030253 | RACEWAY,NONMETALLIC | Cable & Wiring Duct, 2m Lg, 40 x 60mm, PVC, Grey c/w Lid | PHOENIX | PHOENIX CONTACT PTY LTD | 3240192 | CURRENT
002501476 | RACEWAY,NONMETALLIC | Cable & Wiring Duct, 2m Lg, 40 x 40mm, PVC, Grey c/w Lid | PHOENIX | PHOENIX CONTACT PTY LTD | 3240189 | CURRENT
000158041 | TERMINAL,LUG | Compression, Cu, 70mm2, M10 Bolt Hole, Hex Die A/F 11.5mm, Pack of 25 | CABAC | CABAC (MANUFACTURER) | CAL70-10 | CURRENT
002501484 | FERRULE,ELECTRICAL CONDUCTOR | Bootlace, 2.5mm2, 10mm Lg, Blue, Pack of 100 | PHOENIX | PHOENIX CONTACT PTY LTD | 3203147 | CURRENT
002501492 | FERRULE,ELECTRICAL CONDUCTOR | Bootlace, 2.5mm2, 12mm Lg, Grey, Pack of 100 | PHOENIX | PHOENIX CONTACT PTY LTD | 3200205 | CURRENT
002501500 | CONDUIT,NONMETALLIC,FLEXIBLE | Expandable Braided Sleeve, 45-73mm, 50m Lg, Polyester | CABAC | CABAC (MANUFACTURER) | EPBS50 | CURRENT
002501518 | BRACKET, PIPE | Cable Conduit Holder, 48mm Dia, White, Polyamide | RITTAL | RITTAL AUSTRALIA PTY LTD | SZ 2592.000 | CURRENT
002501526 | CONDUIT,NONMETALLIC,FLEXIBLE | Cable Conduit, 48mm Dia, 25m Lg Roll, Polythene, for Secure Cable Routing | RITTAL | RITTAL AUSTRALIA PTY LTD | SZ 2590.000 | CURRENT
002501534 | SCREW | Multi-Tooth, 13mm Lg, 5.5 Thread, Metal, for Sheet Steel | RITTAL | RITTAL AUSTRALIA PTY LTD | SZ 2486.600 | CURRENT
002501542 | SCREW | Multi-Tooth, 13mm Lg, 5 Thread, Metal, for Stainless Steel | RITTAL | RITTAL AUSTRALIA PTY LTD | SZ 2486.400 | CURRENT
002501559 | BRACKET,MOUNTING | LHS Swingframe, Duct L-Bracket, for Subs Swing Frame Panels, Dwg 349951 | BYLASER | BYLASER AUSTRALIA PTY LTD | 349951 | CURRENT
002501567 | BRACKET,MOUNTING | Top Panel, Horizontal Duct Bracket, for Subs Swing Frame Panels, Dwg 351729 | BYLASER | BYLASER AUSTRALIA PTY LTD | 351729 | CURRENT
002501575 | BRACKET,MOUNTING | Conduit Holder Bracket, for Subs Swing Frame Panels, Dwg 161051 | BYLASER | BYLASER AUSTRALIA PTY LTD | 161051 | CURRENT
002501583 | MARKER,INSERT | US-WMT (15X4), Conductor Marker, Text Field 15 x 4mm, Slide-on Mount, PVC, White | PHOENIX | PHOENIX CONTACT PTY LTD | 0828767 | CURRENT
002501591 | SLEEVE,MARKER,CABLE | PATG 2/15, Conductor Marker Carrier, Text Field 15 x 4mm, Slide-on Mount, Transparent | PHOENIX | PHOENIX CONTACT PTY LTD | 1013038 | CURRENT
002501609 | FERRULE,ELECTRICAL CONDUCTOR | Bootlace, 1.5mm, 12mm Lg, Black, Pack of 100 | PHOENIX | PHOENIX CONTACT PTY LTD | 3201482 | CURRENT
002501617 | FERRULE,ELECTRICAL CONDUCTOR | Bootlace, 1.5mm, 10mm Lg, Black, Pack of 100 | PHOENIX | PHOENIX CONTACT PTY LTD | 3200195 | CURRENT
002501625 | FERRULE,ELECTRICAL CONDUCTOR | Bootlace, Twin, 2 x 2.5mm, 10mm Lg, Blue, Pack of 100 | PHOENIX | PHOENIX CONTACT PTY LTD | 3200836 | CURRENT
002501633 | FERRULE,ELECTRICAL CONDUCTOR | Bootlace, Twin, 2 x 2.5mm, 13mm Lg, Blue, Pack of 100 | PHOENIX | PHOENIX CONTACT PTY LTD | 3200878 | CURRENT
002408946 | BRACKET,MOUNTING | Fall Arrest, Galv Steel, Dwg ES000783-01 & Dwg 907224-07 | ISM | ISM MANUFACTURING PTY LTD | ERGON-907224-07 | CURRENT
000611053 | FUSE,CARTRIDGE | 415V AC, HRC Cart OTKF Type, 250A, 2 Hole Bolt-In Centre Tags, 111mm Fixing Centres, 80kA Rated Breaking Capacity, Ref B2, AS2005 Pt-10, ASTA 20 Cert, | FUSECO | FUSECO PTY LTD | OTKF250 | CURRENT
002501658 | SOLDERING IRON,ELECTRIC | Milwaukee, M12, 12v, Heat Output: 90W, 3-Stop Pivoting Head | MILWAUKE | MILWAUKEE POWER TOOLS | M12SI-0 | CURRENT
002501658 | SOLDERING IRON,ELECTRIC | Milwaukee, M12, 12v, Heat Output: 90W, 3-Stop Pivoting Head | C&LTOOL | CALTCO T/A C&L TOOL CENTRE | MILWTM12SI-0 | CURRENT
002501666 | WRENCH,IMPACT | Milwaukee, M18 Fuel, Small 155mm, 1/2" Friction Ring Anvil, 298Nm Torque, POWESTATE Brushless Motor, Skin Only | MILWAUKE | MILWAUKEE POWER TOOLS | M18ONEIWF12-0 | CURRENT
002501666 | WRENCH,IMPACT | Milwaukee, M18 Fuel, Small 155mm, 1/2" Friction Ring Anvil, 298Nm Torque, POWESTATE Brushless Motor, Skin Only | C&LTOOL | CALTCO T/A C&L TOOL CENTRE | MILWTM18ONEIWF12-0 | CURRENT
002501674 | FUSE,CARTRIDGE | 24kV, 45A, Full Range, 35.5kA, 76 x 442mm, With Striker to DIN 43625, VDE 0670-4, IEC 60282-1 | EATON | EATON ELECTRIC SYSTEMS PTY LTD | 24FFMSJ45 | CURRENT
002501682 | FUSE,CARTRIDGE | 24kV, 50A, Full Range, RMU DIN Type, Air Insulated, 50A, Barrel 442mm Lg, 67mm Dia, End Caps 35mm Lg, 45mm Dia, c/w Striker Pin to DIN Standard 43625, | SIBA | SIBA | 3001403.50 | CURRENT
002501690 | SENSOR | HP3D Pulse Counter, Custom, Taggle Byron, 500mW Transmitter, 30min Sample & Transmit, LIPD Band Radio D-Cell Battery c/w 1m Lead & T-Probe, suit V100 Water | TAGGLE | TAGGLE SYSTEMS PTY LTD | HP3D-T1-I-1B-TP-1M-30-AU | CURRENT
002501708 | SENSOR | HP3D Pulse Counter, Standard, Taggle Byron, 500mW Transmitter, 30min Sample & Transmit, LIPD Band Radio D-Cell Battery c/w 1m Lead, for Yurika Metering | TAGGLE | TAGGLE SYSTEMS PTY LTD | HP3D-T1-I-1B-W-1M-30-AU | CURRENT
002501716 | BRACKET,MOUNTING | To Fit SP2A, SP3C, HP3D & NB3D Tags, suit Taggle Loggers, for Yurika Metering | TAGGLE | TAGGLE SYSTEMS PTY LTD | BRKT-SP2A/SP3C/HP3D/NB3D | CURRENT
002501724 | PLUG | Taggle, Male M12 Plug, Wiring to match Female Connectors NB3D / HP3D / SP3C Baton Tags, for Yurika Metering | TAGGLE | TAGGLE SYSTEMS PTY LTD | MC05A1LWAP | CURRENT
002501732 | RECEIVER | Taggle Receiver, LIPD Band Radio Device, for where radio network does not already exist, for Yurika Metering | TAGGLE | TAGGLE SYSTEMS PTY LTD | C-RX-PROV | CURRENT
002501740 | SENSOR | SP3C Pulse Counter, Custom, Taggle Byron, 25mW Transmitter, 30min Sample & Transmit, LIPD Band Radio C-Cell Battery c/w 1m Lead & T-Probe, suit V100 Water | TAGGLE | TAGGLE SYSTEMS PTY LTD | SP3C-T1-I-1B-TP-1M-30-AU | CURRENT
002501757 | TELEMETRY SYSTEM | SEL3555, RTAC, RTU, 19", 3RU, 2 x 48VDC, WebHMI, No SFPs | SEL | SCHWEITZER ENGINEERING LABORATORIES INC. | 3555-67GL | CURRENT
002501765 | TELEMETRY SYSTEM | SEL3503-3, RTAC, RTU, Small Form Factor, 24-48VDC, No HMI, RJ45 & 100BaseFX Enet | SEL | SCHWEITZER ENGINEERING LABORATORIES INC. | 3505-BDHG | CURRENT
002501773 | TELEMETRY SYSTEM | SEL3530-4, RTAC, RTU, Small Form Factor, 24-48VDC, WebHMI, RJ45 & 100BaseFX Enet | SEL | SCHWEITZER ENGINEERING LABORATORIES INC. | 3530-5AL7 | CURRENT
002501781 | GROUNDING SET | PED Lead, 150mm2, Al, 8m | PENTA | PENTA AUST (TMAC THEW & MCCANN/HYLEC) | PA23655 | CURRENT
002501781 | GROUNDING SET | PED Lead, 150mm2, Al, 8m | PENTA | PENTA AUST (TMAC THEW & MCCANN/HYLEC) | MT1080B NB8 | CURRENT
002501799 | CLAMP,LIVE LINE | Blacket Clamp Peg, Nylon, Extendable 255 to 300mm OAL, 130mm Max Opening, Soft Tip Grip | TEN | THE ENERGY NETWORK | BP-1022 | CURRENT
002501807 | NOZZLE | Low Pressure HD Washdown Gun, Blue, Chromed Brass Body & S/Steel Piston, 1/2" BSPF Inlet, Flow Rate 60 L/min @ 20 Bar, Max Press Rtg 24 Bar (350 PSI), | ALLHOSE | ALL HOSE & VALVES | RB65-100LPM | CURRENT
002501872 | LEAD SET,TEST | Phantom 100A Load Box CT Ext Leads, 3m Lg, Plugs Colour Coded Red, White & Blue (Set of 3) | GAYRAD | JJ ELECTRICAL MANUFACTURING T/A GAYRAD | MLTU100-3CT | CURRENT
002501906 | SOCKET,SOCKET WRENCH | Impact, Female, 24 x 200mm Lg, 1/2" Drive, 6 Point Extra Long Deep Impact Socket | DAYTONA | DAYTONA TOOLS | DLS2412 | CURRENT
002501906 | SOCKET,SOCKET WRENCH | Impact, Female, 24 x 200mm Lg, 1/2" Drive, 6 Point Extra Long Deep Impact Socket | SYDTOOL | SYDNEY TOOLS PTY LTD | 219798 | CURRENT
002501914 | SOCKET,SOCKET WRENCH | Impact, Female, 30 x 200mm Lg, 1/2" Drive, 6 Point Extra Long Deep Impact Socket | DAYTONA | DAYTONA TOOLS | DLS3012 | CURRENT
002501914 | SOCKET,SOCKET WRENCH | Impact, Female, 30 x 200mm Lg, 1/2" Drive, 6 Point Extra Long Deep Impact Socket | SYDTOOL | SYDNEY TOOLS PTY LTD | 219807 | CURRENT
002501922 | SOCKET,SOCKET WRENCH | Impact, Female, 32 x 200mm Lg, 1/2" Drive, 6 Point Extra Long Deep Impact Socket | DAYTONA | DAYTONA TOOLS | DLS3212 | CURRENT
002501922 | SOCKET,SOCKET WRENCH | Impact, Female, 32 x 200mm Lg, 1/2" Drive, 6 Point Extra Long Deep Impact Socket | SYDTOOL | SYDNEY TOOLS PTY LTD | 219809 | CURRENT
002501930 | TERMINAL,LUG | Bellmouth, Cu, 70mm2, M10 Bolt Hole, Hex Die A/F 11.5mm, suit Flex Cable 7/3/50/0.25 | CABAC | CABAC (MANUFACTURER) | CAL70-10BM | CURRENT
002501930 | TERMINAL,LUG | Bellmouth, Cu, 70mm2, M10 Bolt Hole, Hex Die A/F 11.5mm, suit Flex Cable 7/3/50/0.25 | ACCULEC | ACCULEC PTY LTD - E18524 | CAL70-10BM | CURRENT
002429843 | MARKER,TRAFFIC | Traffic Cone, Fluro Orange, 700mm, Reflective Centre, Qld Transport 3.9.2.2 | RMSROAD | RMS ROADSIGNS (ROAD MNGMNT SOLUTIONS) | TCA700RB-250 | CURRENT
002429843 | MARKER,TRAFFIC | Traffic Cone, Fluro Orange, 700mm, Reflective Centre, Qld Transport 3.9.2.2 | JAYBRO | JAYBRO CIVIL & SAFETY PRODUCTS | 06-700TCRB | CURRENT
002429843 | MARKER,TRAFFIC | Traffic Cone, Fluro Orange, 700mm, Reflective Centre, Qld Transport 3.9.2.2 | ATOMSUPP | ATOM SUPPLY | 90160436 | CURRENT
002501948 | GRIP,CABLE,JAW | Wire Grip, 8-22mm, 3T (30kN) WLL c/w Safety Latch, Laser Etching, suit Stay Wire, Bare Cu, Wire Rope, Cantenary & Rail Contact Wire | TEN | THE ENERGY NETWORK | 3TON-GRIP-EQL | CURRENT
002501948 | GRIP,CABLE,JAW | Wire Grip, 8-22mm, 3T (30kN) WLL c/w Safety Latch, Laser Etching, suit Stay Wire, Bare Cu, Wire Rope, Cantenary & Rail Contact Wire | TEN | THE ENERGY NETWORK | 3TON-GRIP | CURRENT
002501955 | SLING | Grip Pole Sling, 1.32m Lg, Choke 700kg WLL, Diamond Pattern Rubber Grip, Nylon Webbing c/w Steel O-Ring, suit Composite Poles | WAGNERS | WAGNERS PTY LTD TOOWOOMBA QLD | 2011SE-52G | CURRENT
002501963 | SLING | Grip Pole Sling, 1.83m Lg, Choke 700kg WLL, Diamond Pattern Rubber Grip, Nylon Webbing c/w Steel O-Ring, suit Composite Poles | WAGNERS | WAGNERS PTY LTD TOOWOOMBA QLD | 2011SE-72G | CURRENT
002501997 | SIGN | LV BESS QR Code, External UV Stabilised Traffolyte, White Text, Black B/Ground, 148 x 210mm, LV BESS Text 16mm, QR Code 85 x 85mm, Ergon & Energex Logo | MMELEC | MM ELECTRICAL MERCHANDISING | MMEEQLS-11045 | CURRENT
002502003 | PAINT | Vitreflon 795 XSR, Touch-up & UV Coating Repair Paint, RAL7001 Silver Grey, 400ml Aerosol, for Composite Poles | WAGNERS | WAGNERS PTY LTD TOOWOOMBA QLD | ST187 V795 RAL7001 | CURRENT
002502045 | CIRCUIT BREAKER | MCB, 240V AC, 6A, 1P, 10kA, C-Curve, Rail Mount, General Purpose, Pack of 1 | NHP | NHP ELECTRICAL ENGINEERING | DTM10106C | CURRENT
002502052 | CIRCUIT BREAKER | MCB, 240V AC, 10A, 1P, 10kA, C-Curve, Rail Mount, General Purpose, Pack of 1 | NHP | NHP ELECTRICAL ENGINEERING | DTM10110C | CURRENT
002502060 | CIRCUIT BREAKER | MCB, 240V AC, 25A, 1P, 10kA, C-Curve, Rail Mount, General Purpose, Pack of 1 | NHP | NHP ELECTRICAL ENGINEERING | DTM10125C | CURRENT
002502078 | CIRCUIT BREAKER | MCB, 240V AC, 32A, 1P, 10kA, C-Curve, Rail Mount, General Purpose, Pack of 1 | NHP | NHP ELECTRICAL ENGINEERING | DTM10132C | CURRENT
002502086 | CIRCUIT BREAKER | MCB, 240V AC, 40A, 1P, 10kA, C-Curve, Rail Mount, General Purpose, Pack of 1 | NHP | NHP ELECTRICAL ENGINEERING | DTM10140C | CURRENT
002502094 | CIRCUIT BREAKER | MCB, 240V AC, 50A, 1P, 10kA, C-Curve, Rail Mount, General Purpose, Pack of 1 | NHP | NHP ELECTRICAL ENGINEERING | DTM10150C | CURRENT
002502102 | CIRCUIT BREAKER | MCB, 240V AC, 63A, 1P, 10kA, C-Curve, Rail Mount, General Purpose, Pack of 1 | NHP | NHP ELECTRICAL ENGINEERING | DTM10163C | CURRENT
002502110 | CIRCUIT BREAKER | MCB, 415V AC, 10A, 3P, 10kA, C-Curve, Rail Mount, General Purpose, Pack of 1 | NHP | NHP ELECTRICAL ENGINEERING | DTM10310C | CURRENT
002502128 | CIRCUIT BREAKER | MCB, 415V AC, 25A, 3P, 10kA, C-Curve, Rail Mount, General Purpose, Pack of 1 | NHP | NHP ELECTRICAL ENGINEERING | DTM10325C | CURRENT
002502136 | CIRCUIT BREAKER | MCB, 415V AC, 63A, 3P, 10kA, C-Curve, Rail Mount, General Purpose, Pack of 1 | NHP | NHP ELECTRICAL ENGINEERING | DTM10363C | CURRENT
002502144 | CIRCUIT BREAKER | MCB, 240V AC, 25A, 1P, 10kA, D-Curve, Rail Mount, Special Purpose, Pack of 1 | NHP | NHP ELECTRICAL ENGINEERING | DTM10125D | CURRENT
002502151 | CIRCUIT BREAKER | MCB, 240V AC, 32A, 1P, 10kA, D-Curve, Rail Mount, Special Purpose, Pack of 1 | NHP | NHP ELECTRICAL ENGINEERING | DTM10132D | CURRENT
002502169 | CIRCUIT BREAKER | MCB, 415V AC, 80A, 3P, 10H, C-Curve, DIN-T, Rail Mount, General Purpose, Pack of 1 | NHP | NHP ELECTRICAL ENGINEERING | DTMH380C | CURRENT
002502177 | CIRCUIT BREAKER | MCB, 415V AC, 100A, 3P, 10H, C-Curve, DIN-T, Rail Mount, General Purpose, Pack of 1 | NHP | NHP ELECTRICAL ENGINEERING | DTMH3100C | CURRENT
002502185 | CIRCUIT BREAKER | MCB, 415V AC, 125A, 3P, 10H, C-Curve, DIN-T, Rail Mount, General Purpose, Pack of 1 | NHP | NHP ELECTRICAL ENGINEERING | DTMH3125C | CURRENT
002502193 | CIRCUIT BREAKER | RCBO, 240V AC, 6A, 1P+N, 10kA, C-Curve, 30mA, Type A, Rail Mount, General Purpose, Pack of 1 | NHP | NHP ELECTRICAL ENGINEERING | DTRL0630A | CURRENT
002502201 | CIRCUIT BREAKER | RCBO, 240V AC, 25A, 1P+N, 10kA, C-Curve, 30mA, Type A, Rail Mount, General Purpose, Pack of 1 | NHP | NHP ELECTRICAL ENGINEERING | DTRL2530A | CURRENT
002502219 | CIRCUIT BREAKER | RCBO, 240V AC, 32A, 1P+N, 10kA, C-Curve, 30mA, Type A, Rail Mount, General Purpose, Pack of 1 | NHP | NHP ELECTRICAL ENGINEERING | DTRL3230A | CURRENT
002502227 | CIRCUIT BREAKER | RCBO, 240V AC, 40A, 1P+N, 10kA, C-Curve, 30mA, Type A, Rail Mount, General Purpose, Pack of 1 | NHP | NHP ELECTRICAL ENGINEERING | DTRL4030A | CURRENT
002502235 | CIRCUIT BREAKER | RCBO, 240V AC, 50A, 1P+N, 10kA, C-Curve, 30mA, Type A, Rail Mount, General Purpose, Pack of 1 | NHP | NHP ELECTRICAL ENGINEERING | DTRL5030A | CURRENT
002502243 | CIRCUIT BREAKER | RCBO, 415V AC, 6A, 3P+N, 10kA, C-Curve, 30mA, Type A, Rail Mount, General Purpose, Pack of 1 | NHP | NHP ELECTRICAL ENGINEERING | DTRT0630A | CURRENT
002502250 | CIRCUIT BREAKER | RCBO, 415V AC, 10A, 3P+N, 10kA, C-Curve, 30mA, Type A, Rail Mount, General Purpose, Pack of 1 | NHP | NHP ELECTRICAL ENGINEERING | DTRT1030A | CURRENT
002502268 | CIRCUIT BREAKER | RCBO, 415V AC, 16A, 3P+N, 10kA, C-Curve, 30mA, Type A, Rail Mount, General Purpose, Pack of 1 | NHP | NHP ELECTRICAL ENGINEERING | DTRT1630A | CURRENT
002502276 | CIRCUIT BREAKER | RCBO, 415V AC, 20A, 3P+N, 10kA, C-Curve, 30mA, Type A, Rail Mount, General Purpose, Pack of 1 | NHP | NHP ELECTRICAL ENGINEERING | DTRT2030A | CURRENT
002502284 | CIRCUIT BREAKER | RCBO, 415V AC, 25A, 3P+N, 10kA, C-Curve, 30mA, Type A, Rail Mount, General Purpose, Pack of 1 | NHP | NHP ELECTRICAL ENGINEERING | DTRT2530A | CURRENT
002502292 | CIRCUIT BREAKER | RCBO, 415V AC, 32A, 3P+N, 10kA, C-Curve, 30mA, Type A, Rail Mount, General Purpose, Pack of 1 | NHP | NHP ELECTRICAL ENGINEERING | DTRT3230A | CURRENT
002502300 | CIRCUIT BREAKER | RCBO, 415V AC, 40A, 3P+N, 10kA, C-Curve, 30mA, Type A, Rail Mount, General Purpose, Pack of 1 | NHP | NHP ELECTRICAL ENGINEERING | DTRT4030A | CURRENT
002502318 | CIRCUIT BREAKER | RCBO, 415V AC, 50A, 3P+N, 10kA, C-Curve, 30mA, Type A, Rail Mount, General Purpose, Pack of 1 | NHP | NHP ELECTRICAL ENGINEERING | DTRT5030A | CURRENT
002502326 | CIRCUIT BREAKER | RCBO, 415V AC, 63A, 3P+N, 10kA, C-Curve, 30mA, Type A, Rail Mount, General Purpose, Pack of 1 | NHP | NHP ELECTRICAL ENGINEERING | DTRT6330A | CURRENT
002502334 | CIRCUIT BREAKER | RCCB, 415V AC, 40A, 3P±N, 30mA, Type A, 72mm, Rail Mount, General Purpose, Pack of 1 | NHP | NHP ELECTRICAL ENGINEERING | DTRCD44030A | CURRENT
002502342 | CIRCUIT BREAKER | RCCB, 415V AC, 63A, 3P±N, 30mA, Type A, 72mm, Rail Mount, General Purpose, Pack of 1 | NHP | NHP ELECTRICAL ENGINEERING | DTRCD46330A | CURRENT
002502359 | AIR CONDITIONER | Wall-mounted Cooling Unit, Blue e+, 1500W, 110-240V 1Ph, 380-480V 3Ph, 50/60Hz, 415 x 990 x 280mm, Outdoor | RITTAL | RITTAL AUSTRALIA PTY LTD | 3185330 | CURRENT
002502359 | AIR CONDITIONER | Wall-mounted Cooling Unit, Blue e+, 1500W, 110-240V 1Ph, 380-480V 3Ph, 50/60Hz, 415 x 990 x 280mm, Outdoor | RITTAL | RITTAL AUSTRALIA PTY LTD | SK3185.330 | CURRENT
002502391 | TERMINATION,PREFORMED | FT, 7/2.75 & 19/2.00 SC/ZA, Left Hand Lay, for use on GY3 Insulator | PLP AUST | PREFORMED LINE PRODUCTS (AUST) | BDE-9107 | CURRENT
002502409 | TERMINATION,PREFORMED | FT, 19/2.75 SC/ZA, Left Hand Lay, for use on GY4 Insulator | PLP AUST | PREFORMED LINE PRODUCTS (AUST) | BG-1471 | CURRENT
002502474 | MODULE | Eclipse Electrical GIGE SFP, 10/100/1000Base-T, RJ45 | AVIAT | AVIAT NETWORKS | 083-845434-001 | CURRENT
002502474 | MODULE | Eclipse Electrical GIGE SFP, 10/100/1000Base-T, RJ45 | COMMTEL | COMMTEL NETWORK SOLUTIONS PL | 083-845434-001 | CURRENT
002401549 | TRANSFORMER,METERING | 33kV/110V, 400A, 3Ph c/w 33kV/110V, 3Ph Cls 0.5m VT 3 x 100/50/5 Cls 0.5m2 CT, 6 x HV Bushings, Pole/Platform Mount, Galv c/w Surge Arrester Brackets Fitted | TWS | TWS ENERGY CONTROLS | SCQ08 | CURRENT
002402872 | TRANSFORMER,DISTRIBUTION | Pole Mount, 33kV, 500kVA, 3 Ph | WILSON | WILSON TRANSFORMER CO. PTY LTD | 874-0621-28 | CURRENT
002502482 | BEARING,SLEEVE | Sprag Bearing, Drawn Cup, Needle Roller Clutch, 20mm ID, 26mm OD, 26mm W, Steel | SCHFFLER | SCHAEFFLER GROUP (LUK INA FAG) | HFL2026-L564 INA | CURRENT
002502482 | BEARING,SLEEVE | Sprag Bearing, Drawn Cup, Needle Roller Clutch, 20mm ID, 26mm OD, 26mm W, Steel | MOTION | MIMOTION INDUSTRIES AUST P/L | 10457003 | CURRENT
002502490 | BEARING,SLEEVE | Sprag Bearing, Drawn Cup, Needle Roller Clutch, 25mm ID, 32mm OD, 30mm W, Steel | SCHFFLER | SCHAEFFLER GROUP (LUK INA FAG) | HFL2530-L564 INA | CURRENT
002502490 | BEARING,SLEEVE | Sprag Bearing, Drawn Cup, Needle Roller Clutch, 25mm ID, 32mm OD, 30mm W, Steel | MOTION | MIMOTION INDUSTRIES AUST P/L | 10653847 | CURRENT
002502508 | CABLE,POWER,ELECTRICAL | U/Ground, 19/33kV, 1C x 400mm2 Cu/ TR-XLPE Insulated/WBT/CWS (41/1.35) 5kVA/3Secs WBT/LAT/MDPE, AS1429, 300m Wood Drum | MIDLANDS | MIDLAND METALS | MMO-33KV1X400CTRXWBTCWSWBTLATM | CURRENT
002502516 | COUPLING,ELECTRICAL CONDUIT | Plain to Thread, PVC, 25mm ID Female, 30mm OD, 34mm Lg, Grey | CLIPSAL | GERARD INDUSTRIES QLD DIVSN P/L | 258/25-GY | CURRENT
002502516 | COUPLING,ELECTRICAL CONDUIT | Plain to Thread, PVC, 25mm ID Female, 30mm OD, 34mm Lg, Grey | HAYMANS | HAYMANS ELECTRICAL | CLI258/25GRY | CURRENT
002403889 | CONDUIT,NONMETALLIC,RIGID | PVC, 25mm, 4m Lg, Medium Duty, Socket Moulded One End, Grey | HAYMANS | HAYMANS ELECTRICAL | PIP25MD | CURRENT
002502524 | COUPLING,ELECTRICAL CONDUIT | Plain to Plain, PVC, 40mm ID, 45mm OD, 58mm Lg, Grey | CLIPSAL | GERARD INDUSTRIES QLD DIVSN P/L | 242/40-GY | CURRENT
002502524 | COUPLING,ELECTRICAL CONDUIT | Plain to Plain, PVC, 40mm ID, 45mm OD, 58mm Lg, Grey | HAYMANS | HAYMANS ELECTRICAL | CLI242/40GRY | CURRENT
002502581 | HELMET,SAFETY | Versaflo M-406, High Impact Helmet c/w M-448 Shroud, Lightweight, Respiratory & Head Protection, PC/PBT Alloy Shell, PC Visor, Nylon Shroud, Black, 51-64cm | 3M | 3M AUSTRALIA PTY LTD | M406 | PURCHASE AS REQUIRED
002502581 | HELMET,SAFETY | Versaflo M-406, High Impact Helmet c/w M-448 Shroud, Lightweight, Respiratory & Head Protection, PC/PBT Alloy Shell, PC Visor, Nylon Shroud, Black, 51-64cm | ALLENS | ALLENS INDUSTRIAL PRODUCTS PTY LTD | XA007707483 | PURCHASE AS REQUIRED
002502706 | ELECTROLYTE POWDER | Body Armour, Hydrate+ Hypotonic 5g Sachets, Mixed Flavours, No added Sugar, Gluten & Dairy Free, Mix 5g Sachet into 600ml water, Pack of 50 | BODYARMR | BODY ARMOUR AUSTRALIA | BAHSP50 | CURRENT
002502706 | ELECTROLYTE POWDER | Body Armour, Hydrate+ Hypotonic 5g Sachets, Mixed Flavours, No added Sugar, Gluten & Dairy Free, Mix 5g Sachet into 600ml water, Pack of 50 | ATOMSUPP | ATOM SUPPLY | 584828 | CURRENT
002502714 | ELECTROLYTE | Body Armour, Hydrate+ Hypotonic Icy Poles, Mixed Flavours, Natural Flavours Colours & Sweetners, 90ml Ice Block, Pack of 12 | BODYARMR | BODY ARMOUR AUSTRALIA | BAIPP12P | CURRENT
002502714 | ELECTROLYTE | Body Armour, Hydrate+ Hypotonic Icy Poles, Mixed Flavours, Natural Flavours Colours & Sweetners, 90ml Ice Block, Pack of 12 | ATOMSUPP | ATOM SUPPLY | 584829 | CURRENT
002502722 | ELECTROLYTE POWDER | BEVERAGE:POWDER MIX;Mixed Flavours,PACK ELECTROLYTE POWDER Thorzt, Solo Shots, H ydration 3g Sachets, Mixed Flavours, Sug ar Free, Caffeine & Gluten Free, Mix 3g | THORZT | THORZT HYDRATION | SSSFMIX | CURRENT
002502722 | ELECTROLYTE POWDER | BEVERAGE:POWDER MIX;Mixed Flavours,PACK ELECTROLYTE POWDER Thorzt, Solo Shots, H ydration 3g Sachets, Mixed Flavours, Sug ar Free, Caffeine & Gluten Free, Mix 3g | ATOMSUPP | ATOM SUPPLY | 31130050 | CURRENT
002502730 | ELECTROLYTE | BEVERAGE:POWDER MIX;Mixed Flavours,90ml ELECTROLYTE Thorzt, Icy Poles, Hydration , Low in Sugar, Mixed Flavours, Caffeine & Gluten Free, 90ml Ice Block, Pack of | THORZT | THORZT HYDRATION | ICEMIX | CURRENT
002502730 | ELECTROLYTE | BEVERAGE:POWDER MIX;Mixed Flavours,90ml ELECTROLYTE Thorzt, Icy Poles, Hydration , Low in Sugar, Mixed Flavours, Caffeine & Gluten Free, 90ml Ice Block, Pack of | ATOMSUPP | ATOM SUPPLY | 191297 | CURRENT
002502748 | INSULATION SLEEVING,ELEC,SPEC | Insulating Boot, MV Right Angle, 33kV Cable/Bushing Sleeve, Heatshrink, 60/30mm Cable End, 130/60mm Bushing End | NEXANS | NEXANS GROUP | IXL530 | CURRENT
002502755 | COVER | Ormazabal 3S1F RMU, 2 x Large Covers, 2 x Small Covers | NTHSPEC | NORTHERN SPECIALISED ELECTRICAL | ERGTXSHR-002 | CURRENT
000395451 | CLOTH,CLEANING | Wipers, HD, Industrial, 60 x 40cm, Green 94164, Pack of 12 | BLKWOODJ | J BLACKWOOD & SON LTD | 01502790 | CURRENT
002502763 | RECORDER,MULTIFUNCTION | G5-GRID DFR, 4 Voltage Diff Inputs 500V Peak, 4 Cur Inputs 50A Peak, 2 Rear SFP Ports, 7'' LCD TouchScreen, 1mHz Freq Res, Cont Waveform Recording at 1024 | ELSPEC | ELSPEC LTD | G5-GRID DIGITAL FAULT RECORDER | CURRENT
002502763 | RECORDER,MULTIFUNCTION | G5-GRID DFR, 4 Voltage Diff Inputs 500V Peak, 4 Cur Inputs 50A Peak, 2 Rear SFP Ports, 7'' LCD TouchScreen, 1mHz Freq Res, Cont Waveform Recording at 1024 | CSEUNI | CSE UNISERVE PTY LTD | G5DFR | CURRENT
002502789 | SAW,CUT OFF | Milwaukee, M18 Metal Cutting Circular Saw, Cordless, 18V, 135mm Metal Saw Skin, 3-50mm Cut Depth, Brushless Motor, 3900 RPM | MILWAUKE | MILWAUKEE POWER TOOLS | M18FMCS-0 | CURRENT
002502789 | SAW,CUT OFF | Milwaukee, M18 Metal Cutting Circular Saw, Cordless, 18V, 135mm Metal Saw Skin, 3-50mm Cut Depth, Brushless Motor, 3900 RPM | C&LTOOL | CALTCO T/A C&L TOOL CENTRE | MILWTM18FMCS-0 | CURRENT
002502797 | HOIST,CHAIN | Vital Lever Hoist, 1.5m Height of Lift, 500kg WLL, 5mm Chain, AS1418.2 | STEHOUSE | STENHOUSE LIFTING EQUIPMENT PL | VLB205 | CURRENT
002502805 | GRIP,CABLE,WOVEN | HD Sock, Single Soft Eye, 19-28mm Dia Cable, 37kN UTS, 500mm Lg, Galv Steel | NCG | NATIONAL CABLE GRIPS (VILNO GROUP COMP) | CHD1019 | CURRENT
002502805 | GRIP,CABLE,WOVEN | HD Sock, Single Soft Eye, 19-28mm Dia Cable, 37kN UTS, 500mm Lg, Galv Steel | TEN | THE ENERGY NETWORK | CHD1019 | CURRENT
002502813 | GRIP,CABLE,WOVEN | HD Sock, Single Soft Eye, 28-40mm Dia Cable, 54kN UTS, 600mm Lg, Galv Steel | NCG | NATIONAL CABLE GRIPS (VILNO GROUP COMP) | CHD1028 | CURRENT
002502813 | GRIP,CABLE,WOVEN | HD Sock, Single Soft Eye, 28-40mm Dia Cable, 54kN UTS, 600mm Lg, Galv Steel | TEN | THE ENERGY NETWORK | CHD1028 | CURRENT
002502821 | GRIP,CABLE,WOVEN | HD Sock, Single Soft Eye, 40-55mm Dia Cable, 62kN UTS, 800mm Lg, Galv Steel | NCG | NATIONAL CABLE GRIPS (VILNO GROUP COMP) | CHD1040 | CURRENT
002502821 | GRIP,CABLE,WOVEN | HD Sock, Single Soft Eye, 40-55mm Dia Cable, 62kN UTS, 800mm Lg, Galv Steel | TEN | THE ENERGY NETWORK | CHD1040 | CURRENT
002502839 | GRIP,CABLE,WOVEN | Non-Metallic Sock, Single Soft Eye, 20-30mm Dia Cable, 15.89kN UTS, 696mm Lg, Non-Conductive Aramid Fibre | SLINGCO | SLINGCO AUSTRALIA PTY LTD | ZCS1022 | CURRENT
002502839 | GRIP,CABLE,WOVEN | Non-Metallic Sock, Single Soft Eye, 20-30mm Dia Cable, 15.89kN UTS, 696mm Lg, Non-Conductive Aramid Fibre | TEN | THE ENERGY NETWORK | ZCS1022 | CURRENT
002502847 | GRIP,CABLE,WOVEN | Non-Metallic Sock, Single Soft Eye, 30-40mm Dia Cable, 43.84kN UTS, 840mm Lg, Non-Conductive Aramid Fibre | SLINGCO | SLINGCO AUSTRALIA PTY LTD | ZCS1023 | CURRENT
002502847 | GRIP,CABLE,WOVEN | Non-Metallic Sock, Single Soft Eye, 30-40mm Dia Cable, 43.84kN UTS, 840mm Lg, Non-Conductive Aramid Fibre | TEN | THE ENERGY NETWORK | ZCS1023 | CURRENT
002502854 | GRIP,CABLE,WOVEN | Non-Metallic Sock, Single Soft Eye, 50-65mm Dia Cable, 70.71kN UTS, 817mm Lg, Non-Conductive Aramid Fibre | SLINGCO | SLINGCO AUSTRALIA PTY LTD | ZCS1179 | CURRENT
002502854 | GRIP,CABLE,WOVEN | Non-Metallic Sock, Single Soft Eye, 50-65mm Dia Cable, 70.71kN UTS, 817mm Lg, Non-Conductive Aramid Fibre | TEN | THE ENERGY NETWORK | ZCS1179 | CURRENT
002502862 | GRIP,CABLE,WOVEN | Non-Metallic Sock, Single Soft Eye, 65-76mm Dia Cable, 70.71kN UTS, 1086mm Lg, Non-Conductive Aramid Fibre | SLINGCO | SLINGCO AUSTRALIA PTY LTD | ZCS1180 | CURRENT
002502862 | GRIP,CABLE,WOVEN | Non-Metallic Sock, Single Soft Eye, 65-76mm Dia Cable, 70.71kN UTS, 1086mm Lg, Non-Conductive Aramid Fibre | TEN | THE ENERGY NETWORK | ZCS1180 | CURRENT
002502870 | CABLE ASSY,RADIO FREQUENCY | Data Cable, 0.5m Lg, DB9 Female & DB9 Male, Grey, to Connect Utilinet Radio & RC10 Controller | ELEMENT | ELEMENT14 PTY LTD | PSG90866 | CURRENT
002502888 | BIT,AUGER | Shockwave Impact Duty, 13/16" Dia, 559mm (22") OAL, 158mm Lg Flute, 518mm Drill Depth, Fiberglass Drill Bit | MILWAUKE | MILWAUKEE POWER TOOLS | 48137807 | CURRENT
002502888 | BIT,AUGER | Shockwave Impact Duty, 13/16" Dia, 559mm (22") OAL, 158mm Lg Flute, 518mm Drill Depth, Fiberglass Drill Bit | C&LTOOL | CALTCO T/A C&L TOOL CENTRE | MILWA48137807 | CURRENT
002502896 | BIT,AUGER | Shockwave Impact Duty, 15/16" Dia, 559mm (22") OAL, 158mm Lg Flute, 518mm Drill Depth, Fiberglass Drill Bit | MILWAUKE | MILWAUKEE POWER TOOLS | 48137809 | CURRENT
002502896 | BIT,AUGER | Shockwave Impact Duty, 15/16" Dia, 559mm (22") OAL, 158mm Lg Flute, 518mm Drill Depth, Fiberglass Drill Bit | C&LTOOL | CALTCO T/A C&L TOOL CENTRE | MILWA48137809 | CURRENT
002502904 | HOLE SAW | 19mm Dia, 25mm Cut Depth, Diamond Grit, DA01, for Fiberglass Poles | SUTTON | SUTTON TOOLS (MANUFACTURER) | H1150190 | CURRENT
002502904 | HOLE SAW | 19mm Dia, 25mm Cut Depth, Diamond Grit, DA01, for Fiberglass Poles | C&LTOOL | CALTCO T/A C&L TOOL CENTRE | SUTH1150190 | CURRENT
002502912 | HOLE SAW | 22mm Dia, 25mm Cut Depth, Diamond Grit, DA01, for Fiberglass Poles | SUTTON | SUTTON TOOLS (MANUFACTURER) | H1150220 | CURRENT
002502912 | HOLE SAW | 22mm Dia, 25mm Cut Depth, Diamond Grit, DA01, for Fiberglass Poles | C&LTOOL | CALTCO T/A C&L TOOL CENTRE | SUTH1150220 | CURRENT
002502920 | ARBOR,HOLE SAW | Diamond Series DA01, TCT Pilot Drill Bit, 19-30mm Hole Range, 11/32" Hex Shank, for Diamond Grit Holesaws | SUTTON | SUTTON TOOLS (MANUFACTURER) | H115DA01 | CURRENT
002502920 | ARBOR,HOLE SAW | Diamond Series DA01, TCT Pilot Drill Bit, 19-30mm Hole Range, 11/32" Hex Shank, for Diamond Grit Holesaws | C&LTOOL | CALTCO T/A C&L TOOL CENTRE | SUTH115DA01 | CURRENT
002502938 | WASTE DISPOSAL,HAZMAT | Silica Vacuum, H-Class Combo Kit, 30L Tank, 36V, Cordless c/w 2 x 18V 8Ah Batteries, Dual Charger & Accsry in 140L Blue Wheelie Bin, Silica Waste Only | METABO | METABO TOOL COMPANY | AU60207520DOP-KIT/BLU | CURRENT
002502938 | WASTE DISPOSAL,HAZMAT | Silica Vacuum, H-Class Combo Kit, 30L Tank, 36V, Cordless c/w 2 x 18V 8Ah Batteries, Dual Charger & Accsry in 140L Blue Wheelie Bin, Silica Waste Only | ALLENS | ALLENS INDUSTRIAL PRODUCTS PTY LTD | AU60207520DOP-KIT/BLU | CURRENT
002428894 | HAND STICK,INSULATED | Spiral Link Stick, Insulation 390mm Lg, Stick 32mm Dia | CHANCE | CHANCE (MANUFACTURER) | H4722 | CURRENT
002428894 | HAND STICK,INSULATED | Spiral Link Stick, Insulation 390mm Lg, Stick 32mm Dia | TEN | THE ENERGY NETWORK | H4722 | CURRENT
002428910 | HAND STICK,INSULATED | Spiral Link Stick, Insulation 600mm Lg, Stick 25mm Dia | HASTINGS | HASTING DEERING PTY LTD | 3481 | CURRENT
002428910 | HAND STICK,INSULATED | Spiral Link Stick, Insulation 600mm Lg, Stick 25mm Dia | CHANCE | CHANCE (MANUFACTURER) | PSCH4722003 | CURRENT
002428910 | HAND STICK,INSULATED | Spiral Link Stick, Insulation 600mm Lg, Stick 25mm Dia | TEN | THE ENERGY NETWORK | 3481 | CURRENT
002428928 | HAND STICK,INSULATED | Spiral Link Stick, Insulation 1200mm Lg, Stick 25mm Dia | BRITECH | BRI-TECH PTY LTD | PSC4000812007 | CURRENT
002428928 | HAND STICK,INSULATED | Spiral Link Stick, Insulation 1200mm Lg, Stick 25mm Dia | TEN | THE ENERGY NETWORK | 3483 | CURRENT
002502946 | DETERGENT,GENERAL PURPOSE | Simple Green, Industrial Cleaner & Degreaser, Mild Detergent, 3.8L Bottle, for EWP Cleaning | TEN | THE ENERGY NETWORK | SG13005 | CURRENT
002502953 | MODEM,COMMUNICATIONS | CAT-M1 ECR GE Modem, GNSS, 1 Eth, 1 Serial, 10-60VDC, 4.3 x 10.9 x 11.7cm | GE | GENERAL ELECTRIC COMPANY | ECRM1BNNNNNS1S3AUUNND | CURRENT
002502953 | MODEM,COMMUNICATIONS | CAT-M1 ECR GE Modem, GNSS, 1 Eth, 1 Serial, 10-60VDC, 4.3 x 10.9 x 11.7cm | CSEUNI | CSE UNISERVE PTY LTD | ECRM1BNNNNNS1S3AUUNND | CURRENT
002502961 | MODEM,COMMUNICATIONS | CAT-M1 MCR GE Modem, GNSS, 4 Eth, 2 Serial, 10-60VDC, 4.5 x 20.3 x 12.2cm | GE | GENERAL ELECTRIC COMPANY | MXCXM1BNNNNNNS3ATSUND | CURRENT
002502961 | MODEM,COMMUNICATIONS | CAT-M1 MCR GE Modem, GNSS, 4 Eth, 2 Serial, 10-60VDC, 4.5 x 20.3 x 12.2cm | CSEUNI | CSE UNISERVE PTY LTD | MXCXM1BNNNNNNS3ATSUND | CURRENT
002406373 | TERMINAL,LUG | Compression, Bi-Metal, Cu Palm, 50mm2, M12 Bolt Hole, Hex Die A/F 17.3mm, Yellow, Pre-Insulated, ABC (P10) | SICAME | SICAME AUSTRALIA PTY LTD | CPTAU50 | CURRENT
002406373 | TERMINAL,LUG | Compression, Bi-Metal, Cu Palm, 50mm2, M12 Bolt Hole, Hex Die A/F 17.3mm, Yellow, Pre-Insulated, ABC (P10) | CABAC | CABAC (MANUFACTURER) | BMABC50 | CURRENT
002406373 | TERMINAL,LUG | Compression, Bi-Metal, Cu Palm, 50mm2, M12 Bolt Hole, Hex Die A/F 17.3mm, Yellow, Pre-Insulated, ABC (P10) | ACCULEC | ACCULEC PTY LTD - E18524 | BMABC50 | CURRENT
002502979 | BUSBAR | Comb, Acti9, 12 Module, 2 Pole, 1L+N, 100A, 415/500VAC, 18mm Pitch, White, Horizontal | SCHNEIDR | SCHNEIDER PTY LTD (MANUFACTURER) | A9XPH212 | CURRENT
002502979 | BUSBAR | Comb, Acti9, 12 Module, 2 Pole, 1L+N, 100A, 415/500VAC, 18mm Pitch, White, Horizontal | HAYMANS | HAYMANS ELECTRICAL | SHNA9XPH212 | CURRENT
002502987 | MODULE | Pwr Supply Type SH, 125/250V AC/DC, Aux Volt Output (2014), 19" Rack A-Horiz Mount, Harsh Environ Coating, for UR Devices w/CPU Card Vintages A C & D Only | GE | GENERAL ELECTRIC COMPANY | UR-SHA | CURRENT
002502987 | MODULE | Pwr Supply Type SH, 125/250V AC/DC, Aux Volt Output (2014), 19" Rack A-Horiz Mount, Harsh Environ Coating, for UR Devices w/CPU Card Vintages A C & D Only | CSEUNI | CSE UNISERVE PTY LTD | UR-SHA | CURRENT
002502995 | ENERGY STORAGE SYSTEM | BESS, PowerShaper II, 30kW-72kWh, LV Connected, 3Ph, Pole Mounted Battery, Inverter Module & Integrated Switchboard Cabinet approx 2000 x 900 x 600mm | PIXII | PIXII AUSTRALIA PTY LTD | 30KW INTEGRATED POLETOP BESS | PURCHASE AS REQUIRED
002430528 | LEAD SET,TEST | 1.5m Red & Black, Male 4mm Right Angled Safety & Male 4mm Straight Safety, Cat III, 1000V. 10 per pack Issued as each. | RTE | RAPID-TECH EQUIPMENT PTY LTD | 2350-IEC-150RN | CURRENT
002430528 | LEAD SET,TEST | 1.5m Red & Black, Male 4mm Right Angled Safety & Male 4mm Straight Safety, Cat III, 1000V. 10 per pack Issued as each. | HYLEC | HYLEC PTY LTD | 2350-IEC-150RN | CURRENT
002430528 | LEAD SET,TEST | 1.5m Red & Black, Male 4mm Right Angled Safety & Male 4mm Straight Safety, Cat III, 1000V. 10 per pack Issued as each. | PENTA | PENTA AUST (TMAC THEW & MCCANN/HYLEC) | PA22623 | CURRENT
002430536 | TIP,TEST PROBE | Type A, Red & Black, Pin Tips, 2mm Tips Cat III, 1000V. 10 per pack Issued as each | PENTA | PENTA AUST (TMAC THEW & MCCANN/HYLEC) | PA22724 | CURRENT
002430536 | TIP,TEST PROBE | Type A, Red & Black, Pin Tips, 2mm Tips Cat III, 1000V. 10 per pack Issued as each | HYLEC | HYLEC PTY LTD | 402-IEC-RN | CURRENT
002430536 | TIP,TEST PROBE | Type A, Red & Black, Pin Tips, 2mm Tips Cat III, 1000V. 10 per pack Issued as each | RTE | RAPID-TECH EQUIPMENT PTY LTD | 402-IEC-RN | CURRENT
002503001 | CIRCUIT BREAKER | MCB Acti9 iC60N, 10A, 1 Pole, C-Curve, DIN Rail | SCHNEIDR | SCHNEIDER PTY LTD (MANUFACTURER) | A9F44110 | CURRENT
002407071 | PROBE-LEAD ASSEMBLY,TEST | Set, Comprising of Red & Black Lead & Probe, Type A Probes c/w Crocodile Clips Fused at 10A, 50kA, Rated & Labelled at a Min Cat II 600V, IEC 61010-031 Test | PACTEST | PACIFIC TEST EQUIPMENT P/L | PTE-067 | CURRENT
002503027 | CIRCUIT BREAKER | MCB, Acti9 iC60H Disbo, 10A, 4 Pole, 15kA, C-Curve, DIN Rail/Clip-On Mount | SCHNEIDR | SCHNEIDER PTY LTD (MANUFACTURER) | A9F54410 | CURRENT
002503027 | CIRCUIT BREAKER | MCB, Acti9 iC60H Disbo, 10A, 4 Pole, 15kA, C-Curve, DIN Rail/Clip-On Mount | MMELEC | MM ELECTRICAL MERCHANDISING | SHNA9F54410 | CURRENT
002503035 | CIRCUIT BREAKER | MCB, Acti9 iC60H Disbo, 10A, 3 Pole, 15kA, C-Curve, DIN Rail/Clip-On Mount | SCHNEIDR | SCHNEIDER PTY LTD (MANUFACTURER) | A9F54310 | CURRENT
002503035 | CIRCUIT BREAKER | MCB, Acti9 iC60H Disbo, 10A, 3 Pole, 15kA, C-Curve, DIN Rail/Clip-On Mount | MMELEC | MM ELECTRICAL MERCHANDISING | SHNA9F54310 | CURRENT
002503043 | CONTROL,ROTARY SWITCH | D7 Selector Switch, 2 Pos, 1N/O, 22.5mm Dia Mount, 29.8mm H, 27.9mm W, Metal, White/Black, IP65/66 | SPRECHER | SPRECHER + SCHUH | D7M-SM22MX10 | CURRENT
002503043 | CONTROL,ROTARY SWITCH | D7 Selector Switch, 2 Pos, 1N/O, 22.5mm Dia Mount, 29.8mm H, 27.9mm W, Metal, White/Black, IP65/66 | MMELEC | MM ELECTRICAL MERCHANDISING | S&SD7M-SM22-MX10 | CURRENT
002503050 | TRANSDUCER,ELECTRICAL | MCR Slimline 3-Way Isolated Temperature Measuring Transducer, for PT100 Resistance Thermometer, 6.2mm Wide, DIP Switch Configured, DIN Rail | PHOENIX | PHOENIX CONTACT PTY LTD | MINI MCR-SL-PT100-UI-NC | CURRENT
002503050 | TRANSDUCER,ELECTRICAL | MCR Slimline 3-Way Isolated Temperature Measuring Transducer, for PT100 Resistance Thermometer, 6.2mm Wide, DIP Switch Configured, DIN Rail | MMELEC | MM ELECTRICAL MERCHANDISING | MINI MCR-SL-PT100-UI-NC | CURRENT
002503068 | MARKER STRIP | Type ZB6, Number 31 to 40, Horizontal, 10-Section, White, 6.15 x 10.5mm Text Field, Latch Mounting, suit Terminal Block UK6N & UDK4 6.2mm W | PHOENIX | PHOENIX CONTACT PTY LTD | 1051016:0031 | CURRENT
002503068 | MARKER STRIP | Type ZB6, Number 31 to 40, Horizontal, 10-Section, White, 6.15 x 10.5mm Text Field, Latch Mounting, suit Terminal Block UK6N & UDK4 6.2mm W | MMELEC | MM ELECTRICAL MERCHANDISING | PHO1051016:0031 | CURRENT
002503076 | MARKER STRIP | Type ZB6, Number 41 to 50, Horizontal, 10-Section, White, 6.15 x 10.5mm Text Field, Latch Mounting, suit Terminal Block UK6N & UDK4 6.2mm W | PHOENIX | PHOENIX CONTACT PTY LTD | 1051016:0041 | CURRENT
002503076 | MARKER STRIP | Type ZB6, Number 41 to 50, Horizontal, 10-Section, White, 6.15 x 10.5mm Text Field, Latch Mounting, suit Terminal Block UK6N & UDK4 6.2mm W | MMELEC | MM ELECTRICAL MERCHANDISING | PHO1051016:0041 | CURRENT
002503084 | MARKER STRIP | Type ZB6, Number 51 to 60, Horizontal, 10-Section, White, 6.15 x 10.5mm Text Field, Latch Mounting, suit Terminal Block UK6N & UDK4 6.2mm W | PHOENIX | PHOENIX CONTACT PTY LTD | 1051016:0051 | CURRENT
002503084 | MARKER STRIP | Type ZB6, Number 51 to 60, Horizontal, 10-Section, White, 6.15 x 10.5mm Text Field, Latch Mounting, suit Terminal Block UK6N & UDK4 6.2mm W | MMELEC | MM ELECTRICAL MERCHANDISING | PHO1051016:0051 | CURRENT
002503092 | CABINET,ELEC EQUIP | LV Type, 4 Module, 1 x 630A Bus Tie, 2 x 400A Isolators, 2 x 300mm2 Direct Conn per Phase Max, 1470 x 600 x 344mm, EQTS 06-02-05 Item 1 | WEBER | WEBER SOUTH PACIFIC PTY LTD | VC430060-S101 - ITEM 1 | CURRENT
002503142 | CABINET,ELEC EQUIP | LV Type, 4 Module, 1 x 630A Bus Tie, 2 x 400A Isolators Paralleled at Factory, 2 x 300mm2 Direct Conn per Phase Max, 1470 x 600 x 344mm, | WEBER | WEBER SOUTH PACIFIC PTY LTD | VC430060-S101 - ITEM 17 | CURRENT
002416154 | BOLT ASSEMBLY,FOUNDATION | Buried Metal Base, S/Steel, suit LV Distribution Cabinet, 765 x 850 x 344mm, EQTS 06-02-05 Item 8 | WEBER | WEBER SOUTH PACIFIC PTY LTD | V-ERGBASE | CURRENT
000104403 | BASE,CONCRETE PRECAST | Precast Foundation, 1120 x 335 x 500mm, O/A Hight 540mm incl Hold Down Bolt Threads, suit LV Distribution Supply Cabinets, 6 Module | BUNDCNCT | BUNDABERG CONCRETE CASTERS | 946 | CURRENT
002503183 | CABLE,POWER,ELECTRICAL | U/Ground, 0.6/1kV, 4C x 300mm2, Sector Shaped 61 Stranded CU/XLPE/PVC/MDPE, Metre Marked, QESI 1679, 300m Drum | MIDLANDS | MIDLAND METALS | T48790 | CURRENT
002503191 | SPECTACLES,INDUSTRIAL | SafeStyle Fusions, Clear Frame, Clear Lens, Anti-Scratch, PC Frame & Lens UV400 99.95% UV Protection, AS/NZS 1337.1:2010 | ATOMSUPP | ATOM SUPPLY | 485984 | CURRENT
002503217 | SUNSCREEN PREPARATION | MooGoo, SPF 40, 120g Tube, Natural Zinc, Clear, Broad Spectrum Protection, UV Filters, Dermatogically Tested, Water Resistant, for Face & Body All Ages & | MOOGOO | MOOGOO SKIN CARE PTY LTD | AUSTL 334457 120G | CURRENT
002503217 | SUNSCREEN PREPARATION | MooGoo, SPF 40, 120g Tube, Natural Zinc, Clear, Broad Spectrum Protection, UV Filters, Dermatogically Tested, Water Resistant, for Face & Body All Ages & | MOOGOO | MOOGOO SKIN CARE PTY LTD | 001064 | CURRENT
002503225 | SUNSCREEN PREPARATION | MooGoo, SPF 40, 200g Tube, Natural Zinc, Clear, Broad Spectrum Protection, UV Filters, Dermatogically Tested, Water Resistant, for Face & Body All Ages & | MOOGOO | MOOGOO SKIN CARE PTY LTD | AUSTL 334457 200G | CURRENT
002503225 | SUNSCREEN PREPARATION | MooGoo, SPF 40, 200g Tube, Natural Zinc, Clear, Broad Spectrum Protection, UV Filters, Dermatogically Tested, Water Resistant, for Face & Body All Ages & | MOOGOO | MOOGOO SKIN CARE PTY LTD | 001026 | CURRENT
002401741 | CLAMP,STRAIN | Compression Deadend, Eye Type, Jumper Lug AS4 Palm, Hex Die Sleeve Outer 21A/F & Inner 9.5A/F, suit ACSR/GZ Cherry 6/4.75+7/1.60 or Dog 6/186+7/062 c/w | PLP AUST | PREFORMED LINE PRODUCTS (AUST) | CDE-143-1-A | CURRENT
002469856 | CLAMP,STRAIN | Compression Deadend, Eye Type, Double Palm, 2 Holes, 50mm Centre, Hex Die Sleeve Outer 21A/F & Inner 9.5A/F, suit ACSR/GZ Cherry 6/4.75+7/1.60 or Dog | PLP AUST | PREFORMED LINE PRODUCTS (AUST) | CDE-143-2AS4 | CURRENT
002402773 | LEAD,ELECTRICAL | Temporary Bridge, LV, 250A, 900mm Lg Handle c/w 2 x Clamps, 3m x 50mm2 Cu Clear Insulation, Marked with Rating, Date of Manufacture & Supplier | PENTA | PENTA AUST (TMAC THEW & MCCANN/HYLEC) | PA21875 | CURRENT
002503233 | KEY,SOCKET HEAD SCREW | VHB-68 Hex Hand Tool, 1000V Insulated, 6mm & 8mm Hex Keys in one Tool, 1/2" Sq Drive in Handle for Torque Wrench | ABB | ABB FAN PTY LTD | VHB68 | CURRENT
002503233 | KEY,SOCKET HEAD SCREW | VHB-68 Hex Hand Tool, 1000V Insulated, 6mm & 8mm Hex Keys in one Tool, 1/2" Sq Drive in Handle for Torque Wrench | FULTON | FULTON INDUSTRIES PL | 03-VHB68 | CURRENT
002503241 | ALARM,SMOKE,AUTOMATIC | Photoelectric Sensor, 4-Wire, 10~60V DC, Auto Reset, 100 x 46mm, for LV BESS Battery Cabinets | SENTEK | NINGBO SENTEK ELECTRONICS CO LTD | SD119-G-4AR | CURRENT
002503241 | ALARM,SMOKE,AUTOMATIC | Photoelectric Sensor, 4-Wire, 10~60V DC, Auto Reset, 100 x 46mm, for LV BESS Battery Cabinets | PIXII | PIXII AUSTRALIA PTY LTD | SD119-G-4AR | CURRENT
002503266 | FILTER,RESPIRATOR | Versaflo TR-3822E, PAPR-P3 Particulate & Nuisance Acid Gas Filter, for Versaflo TR-300 Series PAPR | 3M | 3M AUSTRALIA PTY LTD | 78815069394 | CURRENT
002503266 | FILTER,RESPIRATOR | Versaflo TR-3822E, PAPR-P3 Particulate & Nuisance Acid Gas Filter, for Versaflo TR-300 Series PAPR | ALLENS | ALLENS INDUSTRIAL PRODUCTS PTY LTD | 78815069394 | CURRENT
002503274 | TERMINATION KIT,ELECTRICAL CABLE | In/Out LV Termination, Heatshrink, suit 300mm2 4 Core Cu XLPE/PVC, c/w 150/400 Mechanical Sheer Bolt Lug | RAYCHEM | RAYCHEM (AUSTRALIA) PTY LTD | EPKT-EQ538 | CURRENT
002503274 | TERMINATION KIT,ELECTRICAL CABLE | In/Out LV Termination, Heatshrink, suit 300mm2 4 Core Cu XLPE/PVC, c/w 150/400 Mechanical Sheer Bolt Lug | TECONN | TE CONNECTIVITY LTD | ET5293-000 | CURRENT
002503282 | STRAP | Drum Strap Bar, HDPE, 620mm OAL, suit Plastic & Steel 205L Drums (44 Gallon) | TEGRAL | TEGRAL TRANSPORT EQUIPMENT | TT0012 | CURRENT
002503290 | COVER,PALLET | 4 Drum Bunded Pallet Cover, 1300 x 1300 x 1000mm | SMSOMNI | SMS OMNI-TUFF GROUP PTY LTD | 13-MISC | CURRENT
002503290 | COVER,PALLET | 4 Drum Bunded Pallet Cover, 1300 x 1300 x 1000mm | DAYWALK | DAYWALK BEASSURED OMNI-TUFF GROUP | 13-MISC | CURRENT
002503308 | COVER,DRUM | Top Protection, Single, Plastic | DHE | DRUM HANDLING EQUIPMENT | DP-A | CURRENT
002503308 | COVER,DRUM | Top Protection, Single, Plastic | BLKWOODS | J BLACKWOOD & SON LTD | 06136905 | CURRENT
R2485290 | METER,WATTHOUR | REFURBISHED, E360 S1310 1P1E WC c/w LTE Comms | LANDIS | LANDIS GYR (AUST) PTY LTD | S1310D1MA1NN001YM | CURRENT
R2485308 | METER,WATTHOUR | REFURBISHED, E360 S1325 1P2E WC c/w LTE Comms | LANDIS | LANDIS GYR (AUST) PTY LTD | S1325D1MA1NN001YM | CURRENT
R2485324 | METER,WATTHOUR | REFURBISHED, E360 S3301 3P3E WC 1LC Relay c/w LTE Comms, Extended Terminal Cover | LANDIS | LANDIS GYR (AUST) PTY LTD | S3300D1MA1NN001YM | CURRENT
002503316 | MODULE | MD100m Analogue Output Module, 8 Channels, 0-30mA, 0-15V DC | CGI | CGI TECHNOLOGIES & SOLUTIONS P/L | MD100M-AO8 | CURRENT
002503324 | TERMINATION KIT,ELECTRICAL CABLE | Showa Style, 33kV, 3Ph, 630mm2, suit Hitachi Switchgear, Set of 3 per Kit | HITACHI | HITACHI ENERGY AUSTRALIA LTD | S3B0079-01 | CURRENT
002503332 | CONNECTOR,COMPRESSION | C-Crimp, Grounding, Cu, 70-50mm2 Main, 35-16mm2 Tap, Stranded, Conductor to Conductor | NVENT | NVENT THERMAL MANAGEMENT | ELT-4-MM | CURRENT
002503332 | CONNECTOR,COMPRESSION | C-Crimp, Grounding, Cu, 70-50mm2 Main, 35-16mm2 Tap, Stranded, Conductor to Conductor | ERICO | NVENT ERICO PRODUCTS AUSTRALIA P/L | ELT-4-MM | CURRENT
002503340 | LEAD SET,TEST | LEAD:TEST;TEST INST LEADS,C/W 2XRED/BLK LEAD SET,TEST Test Instrument Leads c/w 2x Red/Blk Non-shrouded Alligator Clips, 2x Red/Blk Test Probes, 2x 120cm Red/Bl | PENTA | PENTA AUST (TMAC THEW & MCCANN/HYLEC) | PA30396 | CURRENT
002406224 | CONNECTOR,COMPRESSION | C-Crimp, Grounding, Cu, 35-16mm2 Main, 35-16mm2 Tap | NVENT | NVENT THERMAL MANAGEMENT | ELT-1-MM | CURRENT
002406224 | CONNECTOR,COMPRESSION | C-Crimp, Grounding, Cu, 35-16mm2 Main, 35-16mm2 Tap | ERICO | NVENT ERICO PRODUCTS AUSTRALIA P/L | ELT-1-MM | CURRENT
002503357 | LEAD SET,TEST | LEAD:TEST;TEST INST LEADS,ALLIGATOR CLIP LEAD SET,TEST Test Instrument Leads c/w 2x Red/Blk Non-shrouded Alligator Clips, 2x Red/Blk Test Probes, 2x 240cm Red/Bl | PENTA | PENTA AUST (TMAC THEW & MCCANN/HYLEC) | PA30399 | CURRENT
002503365 | COVER | Cable Protector, 1 Channel, 12T @30kph, 990 x 210 x 45mm, Rubber Base, PU Lid, Black/Yellow, Interlock Modular, Non-Slip | SFTYXPRS | SAFETY XPRESS UNIT TRUST | CABPRO1RUB | CURRENT
002503373 | COVER | Cable Protector, 2 Channel, 12T @30kph, 935 x 255 x 55mm, Rubber Base, PU Lid, Black/Yellow, Interlock Modular, Non-Slip | SFTYXPRS | SAFETY XPRESS UNIT TRUST | CABPRO2PU | CURRENT
002503381 | ADAPTOR,SOCKET WRENCH | Shockwave, 3/8" Sq Shank to 1/4" Hex Drive, 50mm (2") Lg, Impact Rated | MILWAUKE | MILWAUKEE POWER TOOLS | 48034405 | CURRENT
002503381 | ADAPTOR,SOCKET WRENCH | Shockwave, 3/8" Sq Shank to 1/4" Hex Drive, 50mm (2") Lg, Impact Rated | C&LTOOL | CALTCO T/A C&L TOOL CENTRE | MILWA48034405 | CURRENT
002503399 | PAINT | Glyptal, 1201 Red Enamel, Insulating Paint, Air Dry, 1Ltr | QLDPAINT | QUEENSLAND PAINT SUPPLIES PTY LTD | PPCGRE1 | CURRENT
002503415 | GLOVES,CHEMICAL,PROTECTIVE | Microflex 93-283, Size 7, S, 300mm Lg, Disposable, Nitrile, Powder Free, Latex Free, Antistatic, Diamond Grip, Ext Cuff, Box of 50 | ANSELL | ANSELL LTD | 93283070 | CURRENT
002503415 | GLOVES,CHEMICAL,PROTECTIVE | Microflex 93-283, Size 7, S, 300mm Lg, Disposable, Nitrile, Powder Free, Latex Free, Antistatic, Diamond Grip, Ext Cuff, Box of 50 | BLKWOODJ | J BLACKWOOD & SON LTD | 03670525 | CURRENT
002503423 | GLOVES,CHEMICAL,PROTECTIVE | Microflex 93-283, Size 8, M, 300mm Lg, Disposable, Nitrile, Powder Free, Latex Free, Antistatic, Diamond Grip, Ext Cuff, Box of 50 | ANSELL | ANSELL LTD | 93283080 | CURRENT
002503423 | GLOVES,CHEMICAL,PROTECTIVE | Microflex 93-283, Size 8, M, 300mm Lg, Disposable, Nitrile, Powder Free, Latex Free, Antistatic, Diamond Grip, Ext Cuff, Box of 50 | BLKWOODJ | J BLACKWOOD & SON LTD | 03670542 | CURRENT
002503431 | GLOVES,CHEMICAL,PROTECTIVE | Microflex 93-283, Size 9, L, 300mm Lg, Disposable, Nitrile, Powder Free, Latex Free, Antistatic, Diamond Grip, Ext Cuff, Box of 50 | ANSELL | ANSELL LTD | 93283090 | CURRENT
002503431 | GLOVES,CHEMICAL,PROTECTIVE | Microflex 93-283, Size 9, L, 300mm Lg, Disposable, Nitrile, Powder Free, Latex Free, Antistatic, Diamond Grip, Ext Cuff, Box of 50 | BLKWOODJ | J BLACKWOOD & SON LTD | 03670559 | CURRENT
002503449 | GLOVES,CHEMICAL,PROTECTIVE | AlphaTec 53-002, Size 7, 350mm Lg, Neoprene & Laminate Material, Nylon Lined, Chemical & Liquid Resistant, Black | ANSELL | ANSELL LTD | 53002070 | CURRENT
002503449 | GLOVES,CHEMICAL,PROTECTIVE | AlphaTec 53-002, Size 7, 350mm Lg, Neoprene & Laminate Material, Nylon Lined, Chemical & Liquid Resistant, Black | BLKWOODJ | J BLACKWOOD & SON LTD | 04073493 | CURRENT
002503456 | GLOVES,CHEMICAL,PROTECTIVE | AlphaTec 53-002, Size 8, 350mm Lg, Neoprene & Laminate Material, Nylon Lined, Chemical & Liquid Resistant, Black | ANSELL | ANSELL LTD | 53002080 | CURRENT
002503456 | GLOVES,CHEMICAL,PROTECTIVE | AlphaTec 53-002, Size 8, 350mm Lg, Neoprene & Laminate Material, Nylon Lined, Chemical & Liquid Resistant, Black | BLKWOODJ | J BLACKWOOD & SON LTD | 04073510 | CURRENT
002503464 | GLOVES,CHEMICAL,PROTECTIVE | AlphaTec 53-002, Size 9, 350mm Lg, Neoprene & Laminate Material, Nylon Lined, Chemical & Liquid Resistant, Black | ANSELL | ANSELL LTD | 53002090 | CURRENT
002503464 | GLOVES,CHEMICAL,PROTECTIVE | AlphaTec 53-002, Size 9, 350mm Lg, Neoprene & Laminate Material, Nylon Lined, Chemical & Liquid Resistant, Black | BLKWOODJ | J BLACKWOOD & SON LTD | 04073527 | CURRENT
002503472 | GLOVES,CHEMICAL,PROTECTIVE | AlphaTec 53-002, Size 10, 350mm Lg, Neoprene & Laminate Material, Nylon Lined, Chemical & Liquid Resistant, Black | ANSELL | ANSELL LTD | 53002100 | CURRENT
002503472 | GLOVES,CHEMICAL,PROTECTIVE | AlphaTec 53-002, Size 10, 350mm Lg, Neoprene & Laminate Material, Nylon Lined, Chemical & Liquid Resistant, Black | BLKWOODJ | J BLACKWOOD & SON LTD | 04073459 | CURRENT
002503480 | GLOVES,CHEMICAL,PROTECTIVE | AlphaTec 53-002, Size 11, 350mm Lg, Neoprene & Laminate Material, Nylon Lined, Chemical & Liquid Resistant, Black | ANSELL | ANSELL LTD | 53002110 | CURRENT
002503480 | GLOVES,CHEMICAL,PROTECTIVE | AlphaTec 53-002, Size 11, 350mm Lg, Neoprene & Laminate Material, Nylon Lined, Chemical & Liquid Resistant, Black | BLKWOODJ | J BLACKWOOD & SON LTD | 04073476 | CURRENT
002503498 | STENCIL SET | Transformer Maintenance Stencil Kit, 0-9 (3 Sets), TRKVAD, 105 x 55mm, 2mm Blue PPL | UES | UTILITY ENGRAVING & SIGNS | Q32UES20251017 | CURRENT
002503506 | CHAIN,CHAINSAW | Replacement Chain, 508mm (20") Lg, Steel, suit Milwaukee 18V Chainsaw M18F2CHS200 | MILWAUKE | MILWAUKEE POWER TOOLS | 49162752 | CURRENT
002503506 | CHAIN,CHAINSAW | Replacement Chain, 508mm (20") Lg, Steel, suit Milwaukee 18V Chainsaw M18F2CHS200 | C&LTOOL | CALTCO T/A C&L TOOL CENTRE | MILWA49162752 | CURRENT
002503514 | CHAINSAW | Milwaukee 18V Battery Chainsaw, 955mm, Bar 508mm (20") Lg, Duel Battery, Skin Only | MILWAUKE | MILWAUKEE POWER TOOLS | M18F2CHS200 | CURRENT
002503514 | CHAINSAW | Milwaukee 18V Battery Chainsaw, 955mm, Bar 508mm (20") Lg, Duel Battery, Skin Only | C&LTOOL | CALTCO T/A C&L TOOL CENTRE | MILWTM18F2CHS200 | CURRENT
002503522 | GUIDE BAR,CHAINSAW | Replacement Bar, 508mm (20") Lg, Steel, suit Milwaukee 18V Chainsaw M18F2CHS200 | MILWAUKE | MILWAUKEE POWER TOOLS | 49162755 | CURRENT
002503522 | GUIDE BAR,CHAINSAW | Replacement Bar, 508mm (20") Lg, Steel, suit Milwaukee 18V Chainsaw M18F2CHS200 | C&LTOOL | CALTCO T/A C&L TOOL CENTRE | MILW49162755 | CURRENT
002503530 | FIXTURE,LIGHTING | 42W Pegasus 1M (L42A) 4K, Major Road c/w Upcast Adaptor, EQTS 05-01-02 | SYLVANIA | SYLVANIA SCHREDER | P1M40BD201L42 | CURRENT
002503548 | FIXTURE,LIGHTING | 42W Pegasus 1M (L42A) 3K, Major Road c/w Upcast Adaptor, EQTS 05-01-02 | SYLVANIA | SYLVANIA SCHREDER | P1M30BD201L42 | CURRENT
002503555 | FIXTURE,LIGHTING | 70W Pegasus 1M (L70A) 4K, Major Road c/w Upcast Adaptor, EQTS 05-01-02 | SYLVANIA | SYLVANIA SCHREDER | P1M40BD201L70 | CURRENT
002503563 | FIXTURE,LIGHTING | 72W Pegasus 1M (L72A) 3K, Major Road c/w Upcast Adaptor, EQTS 05-01-02 | SYLVANIA | SYLVANIA SCHREDER | P1M30BD201L72 | CURRENT
002503571 | FIXTURE,LIGHTING | 126W Pegasus 1L (L126A) 4K, Major Road c/w Upcast Adaptor, EQTS 05-01-02 | SYLVANIA | SYLVANIA SCHREDER | P1L40BD201L126 | CURRENT
002503589 | FIXTURE,LIGHTING | 126W Pegasus 1L (L126A) 3K, Major Road c/w Upcast Adaptor, EQTS 05-01-02 | SYLVANIA | SYLVANIA SCHREDER | P1L30BD201L126 | CURRENT
002503597 | FIXTURE,LIGHTING | 202W Pegasus 1XL, (L202A) 4K, Major Road c/w Upcast Adaptor, EQTS 05-01-02 | SYLVANIA | SYLVANIA SCHREDER | P1XL40BD201L202 | CURRENT
002503605 | FIXTURE,LIGHTING | 226W Pegasus 1XL (L226A) 3K, Major Road c/w Upcast Adaptor, EQTS 05-01-02 | SYLVANIA | SYLVANIA SCHREDER | P1XL30BD201L226 | CURRENT
002503613 | FIXTURE,LIGHTING | 97W Avento 2S (L97) 4K, High Mast, Major Road, EQTS 05-01-02 | SYLVANIA | SYLVANIA SCHREDER | AV2SHM40BD11L97 | CURRENT
002503621 | FIXTURE,LIGHTING | 152W Avento 1 (L152) 4K, High Mast, Major Road, EQTS 05-01-02 | SYLVANIA | SYLVANIA SCHREDER | AV1HM40BD11L152 | CURRENT
002503639 | FIXTURE,LIGHTING | 246W Avento 2 (L246) 4K, High Mast, Major Road, EQTS 05-01-02 | SYLVANIA | SYLVANIA SCHREDER | AV2HM40BD11L246 | CURRENT
002503647 | FIXTURE,LIGHTING | 11W Bobcat (L11A) 4K, Minor Road, EQTS 05-01-02 | GE | GENERAL ELECTRIC COMPANY | S70525R | CURRENT
002503647 | FIXTURE,LIGHTING | 11W Bobcat (L11A) 4K, Minor Road, EQTS 05-01-02 | CLS | CONNECTED LIGHT SOLUTIONS | S70525R | CURRENT
002503654 | FIXTURE,LIGHTING | 12W Bobcat (L12A) 3K, Minor Road, EQTS 05-01-02 | GE | GENERAL ELECTRIC COMPANY | S70529R | CURRENT
002503654 | FIXTURE,LIGHTING | 12W Bobcat (L12A) 3K, Minor Road, EQTS 05-01-02 | CLS | CONNECTED LIGHT SOLUTIONS | S70529R | CURRENT
002503662 | FIXTURE,LIGHTING | 17W Bobcat (L17A) 4K, Minor Road, EQTS 05-01-02 | GE | GENERAL ELECTRIC COMPANY | S70526R | CURRENT
002503662 | FIXTURE,LIGHTING | 17W Bobcat (L17A) 4K, Minor Road, EQTS 05-01-02 | CLS | CONNECTED LIGHT SOLUTIONS | S70526R | CURRENT
002503670 | FIXTURE,LIGHTING | 18W Bobcat (L18A) 3K, Minor Road, EQTS 05-01-02 | GE | GENERAL ELECTRIC COMPANY | S70530R | CURRENT
002503670 | FIXTURE,LIGHTING | 18W Bobcat (L18A) 3K, Minor Road, EQTS 05-01-02 | CLS | CONNECTED LIGHT SOLUTIONS | S70530R | CURRENT
002503688 | FIXTURE,LIGHTING | 17W Zeta (L17) 4K, Nostalgia Type 1, Green c/w Bracket, Minor Road, Bracket to Dwg 05-01-01, EQTS 05-01-02 | CLS | CONNECTED LIGHT SOLUTIONS | S70634R | CURRENT
002503696 | FIXTURE,LIGHTING | 17W Zeta (L17) 4K, Nostalgia Type 1, Black c/w Bracket, Minor Road, Bracket to Dwg 05-01-01, EQTS 05-01-02 | CLS | CONNECTED LIGHT SOLUTIONS | S70635R | CURRENT
002503704 | FIXTURE,LIGHTING | 17W Zeta (L17) 4K, Nostalgia Type 1, Blue/Grey c/w Bracket, Minor Road, Bracket to Dwg 05-01-01, EQTS 05-01-02 | CLS | CONNECTED LIGHT SOLUTIONS | S70636R | CURRENT
002503712 | FIXTURE,LIGHTING | 18W Zeta (L18) 3K, Nostalgia Type 1, Green c/w Bracket, Minor Road, Bracket to Dwg 05-01-01, EQTS 05-01-02 | CLS | CONNECTED LIGHT SOLUTIONS | S70643R | CURRENT
002503720 | FIXTURE,LIGHTING | 18W Zeta (L18) 3K, Nostalgia Type 1, Black c/w Bracket, Minor Road, Bracket to Dwg 05-01-01, EQTS 05-01-02 | CLS | CONNECTED LIGHT SOLUTIONS | S70644R | CURRENT
002503738 | FIXTURE,LIGHTING | 18W Zeta (L18) 3K, Nostalgia Type 1, Blue/Grey c/w Bracket, Minor Road, Bracket to Dwg 05-01-01, EQTS 05-01-02 | CLS | CONNECTED LIGHT SOLUTIONS | S70645R | CURRENT
002503746 | FIXTURE,LIGHTING | 24W Zeta (L24) 4K, Nostalgia Type 1, Green c/w Bracket, Minor Road, Bracket to Dwg 05-01-01, EQTS 05-01-02 | CLS | CONNECTED LIGHT SOLUTIONS | S70640R | CURRENT
002503753 | FIXTURE,LIGHTING | 24W Zeta (L24) 4K, Nostalgia Type 1, Black c/w Bracket, Minor Road, Bracket to Dwg 05-01-01, EQTS 05-01-02 | CLS | CONNECTED LIGHT SOLUTIONS | S70668R | CURRENT
002503761 | FIXTURE,LIGHTING | 24W Zeta (L24) 4K, Nostalgia Type 1, Blue/Grey c/w Bracket, Minor Road, Bracket to Dwg 05-01-01, EQTS 05-01-02 | CLS | CONNECTED LIGHT SOLUTIONS | S70669R | CURRENT
002503779 | FIXTURE,LIGHTING | 25W Zeta (L25) 3K, Nostalgia Type 1, Green c/w Bracket, Minor Road, Bracket to Dwg 05-01-01, EQTS 05-01-02 | CLS | CONNECTED LIGHT SOLUTIONS | S70646R | CURRENT
002503787 | FIXTURE,LIGHTING | 25W Zeta (L25) 3K, Nostalgia Type 1, Black c/w Bracket, Minor Road, Bracket to Dwg 05-01-01, EQTS 05-01-02 | CLS | CONNECTED LIGHT SOLUTIONS | S70648R | CURRENT
002503795 | FIXTURE,LIGHTING | 25W Zeta (L25) 3K, Nostalgia Type 1, Blue/Grey c/w Bracket, Minor Road, Bracket to Dwg 05-01-01, EQTS 05-01-02 | CLS | CONNECTED LIGHT SOLUTIONS | S70649R | CURRENT
002503803 | FIXTURE,LIGHTING | 17W Zeta (L17) 4K, Nostalgia Type 2, Green c/w Bracket, Minor Road, Bracket to Dwg 05-01-07, EQTS 05-01-02 | CLS | CONNECTED LIGHT SOLUTIONS | S70650R | CURRENT
002503811 | FIXTURE,LIGHTING | 17W Zeta (L17) 4K, Nostalgia Type 2, Black c/w Bracket, Minor Road, Bracket to Dwg 05-01-07, EQTS 05-01-02 | CLS | CONNECTED LIGHT SOLUTIONS | S70651R | CURRENT
002503829 | FIXTURE,LIGHTING | 17W Zeta (L17) 4K, Nostalgia Type 2, Blue/Grey c/w Bracket, Minor Road, Bracket to Dwg 05-01-07, EQTS 05-01-02 | CLS | CONNECTED LIGHT SOLUTIONS | S70652R | CURRENT
002503837 | FIXTURE,LIGHTING | 18W Zeta (L18) 3K, Nostalgia Type 2, Green c/w Bracket, Minor Road, Bracket to Dwg 05-01-07, EQTS 05-01-02 | CLS | CONNECTED LIGHT SOLUTIONS | S70653R | CURRENT
002503845 | FIXTURE,LIGHTING | 18W Zeta (L18) 3K, Nostalgia Type 2, Black c/w Bracket, Minor Road, Bracket to Dwg 05-01-07, EQTS 05-01-02 | CLS | CONNECTED LIGHT SOLUTIONS | S70654R | CURRENT
002503852 | FIXTURE,LIGHTING | 18W Zeta (L18) 3K, Nostalgia Type 2, Blue/Grey c/w Bracket, Minor Road, Bracket to Dwg 05-01-07, EQTS 05-01-02 | CLS | CONNECTED LIGHT SOLUTIONS | S70655R | CURRENT
002503860 | FIXTURE,LIGHTING | 24W Zeta (L24) 4K, Nostalgia Type 2, Green c/w Bracket, Minor Road, Bracket to Dwg 05-01-07, EQTS 05-01-02 | CLS | CONNECTED LIGHT SOLUTIONS | S70656R | CURRENT
002503878 | FIXTURE,LIGHTING | 24W Zeta (L24) 4K, Nostalgia Type 2, Black c/w Bracket, Minor Road, Bracket to Dwg 05-01-07, EQTS 05-01-02 | CLS | CONNECTED LIGHT SOLUTIONS | S70657R | CURRENT
002503886 | FIXTURE,LIGHTING | 24W Zeta (L24) 4K, Nostalgia Type 2, Blue/Grey c/w Bracket, Minor Road, Bracket to Dwg 05-01-07, EQTS 05-01-02 | CLS | CONNECTED LIGHT SOLUTIONS | S70658R | CURRENT
002503894 | FIXTURE,LIGHTING | 25W Zeta (L25) 3K, Nostalgia Type 2, Green c/w Bracket, Minor Road, Bracket to Dwg 05-01-07, EQTS 05-01-02 | CLS | CONNECTED LIGHT SOLUTIONS | S70659R | CURRENT
002503902 | FIXTURE,LIGHTING | 25W Zeta (L25) 3K, Nostalgia Type 2, Black c/w Bracket, Minor Road, Bracket to Dwg 05-01-07, EQTS 05-01-02 | CLS | CONNECTED LIGHT SOLUTIONS | S70660R | CURRENT
002503910 | FIXTURE,LIGHTING | 25W Zeta (L25) 3K, Nostalgia Type 2, Blue/Grey c/w Bracket, Minor Road, Bracket to Dwg 05-01-07, EQTS 05-01-02 | CLS | CONNECTED LIGHT SOLUTIONS | S70661R | CURRENT
002503928 | FIXTURE,LIGHTING | 17W Zeta (L17) 4K, Nostalgia, Green, no Bracket, suit Fitting Type 1 & Type 2 Bracket, Minor Road, EQTS 05-01-02 | CLS | CONNECTED LIGHT SOLUTIONS | S70662R | CURRENT
002503936 | FIXTURE,LIGHTING | 17W Zeta (L17) 4K, Nostalgia, Black, no Bracket, suit Fitting Type 1 & Type 2 Bracket, Minor Road, EQTS 05-01-02 | CLS | CONNECTED LIGHT SOLUTIONS | S70663R | CURRENT
002503944 | FIXTURE,LIGHTING | 17W Zeta (L17) 4K, Nostalgia, Blue/Grey, no Bracket, suit Fitting Type 1 & Type 2 Bracket, Minor Road, EQTS 05-01-02 | CLS | CONNECTED LIGHT SOLUTIONS | S70664R | CURRENT
002503951 | FIXTURE,LIGHTING | 18W Zeta (L18) 3K, Nostalgia, Green, no Bracket, suit Fitting Type 1 & Type 2 Bracket, Minor Road, EQTS 05-01-02 | CLS | CONNECTED LIGHT SOLUTIONS | S70637R | CURRENT
002503969 | FIXTURE,LIGHTING | 18W Zeta (L18) 3K, Nostalgia, Black, no Bracket, suit Fitting Type 1 & Type 2 Bracket, Minor Road, EQTS 05-01-02 | CLS | CONNECTED LIGHT SOLUTIONS | S70638R | CURRENT
002503977 | FIXTURE,LIGHTING | 18W Zeta (L18) 3K, Nostalgia, Blue/Grey, no Bracket, suit Fitting Type 1 & Type 2 Bracket, Minor Road, EQTS 05-01-02 | CLS | CONNECTED LIGHT SOLUTIONS | S70639R | CURRENT
002503985 | FIXTURE,LIGHTING | 24W Zeta (L24) 4K, Nostalgia, Green, no Bracket, suit Fitting Type 1 & Type 2 Bracket, Minor Road, EQTS 05-01-02 | CLS | CONNECTED LIGHT SOLUTIONS | S70640R | CURRENT
002503993 | FIXTURE,LIGHTING | 24W Zeta (L24) 4K, Nostalgia, Black, no Bracket, suit Fitting Type 1 & Type 2 Bracket, Minor Road, EQTS 05-01-02 | CLS | CONNECTED LIGHT SOLUTIONS | S70641R | CURRENT
002504009 | FIXTURE,LIGHTING | 24W Zeta (L24) 4K, Nostalgia, Blue/Grey, no Bracket, suit Fitting Type 1 & Type 2 Bracket, Minor Road, EQTS 05-01-02 | CLS | CONNECTED LIGHT SOLUTIONS | S70642R | CURRENT
002504017 | FIXTURE,LIGHTING | 25W Zeta (L25) 3K, Nostalgia, Green, no Bracket, suit Fitting Type 1 & Type 2 Bracket, Minor Road, EQTS 05-01-02 | CLS | CONNECTED LIGHT SOLUTIONS | S70665R | CURRENT
002504025 | FIXTURE,LIGHTING | 25W Zeta (L25) 3K, Nostalgia, Black, no Bracket, suit Fitting Type 1 & Type 2 Bracket, Minor Road, EQTS 05-01-02 | CLS | CONNECTED LIGHT SOLUTIONS | S70666R | CURRENT
002504033 | FIXTURE,LIGHTING | 25W Zeta (L25) 3K, Nostalgia, Blue/Grey, no Bracket, suit Fitting Type 1 & Type 2 Bracket, Minor Road, EQTS 05-01-02 | CLS | CONNECTED LIGHT SOLUTIONS | S70667R | CURRENT
002504041 | FIXTURE,LIGHTING | 50W Muro Branco S45 Wallpack 4K (L50), Bulkhead, EQTS 05-01-02 | SYLVANIA | SYLVANIA SCHREDER | MB40BD4501L50 | CURRENT
002504058 | FIXTURE,LIGHTING | 30W Muro Branco S45 Wallpack 4K (L30), Bulkhead, EQTS 05-01-02 | SYLVANIA | SYLVANIA SCHREDER | MB40BD4501L30 | CURRENT
002504066 | FIXTURE,LIGHTING | 100W Muro Branco S45 Wallpack 4K (L100), Bulkhead, EQTS 05-01-02 | SYLVANIA | SYLVANIA SCHREDER | MB40BD4501L100 | CURRENT
002504074 | FIXTURE,LIGHTING | 75W Bridgelux Area Lighter 4K (L75), Watchman Floodlight, EQTS 05-01-02 | GE | GENERAL ELECTRIC COMPANY | S70367R | CURRENT
002504074 | FIXTURE,LIGHTING | 75W Bridgelux Area Lighter 4K (L75), Watchman Floodlight, EQTS 05-01-02 | CLS | CONNECTED LIGHT SOLUTIONS | S70367R | CURRENT
002504082 | FIXTURE,LIGHTING | 150W Bridgelux Area Lighter 4K (L150), Watchman Floodlight, EQTS 05-01-02 | GE | GENERAL ELECTRIC COMPANY | S70369R | CURRENT
002504082 | FIXTURE,LIGHTING | 150W Bridgelux Area Lighter 4K (L150), Watchman Floodlight, EQTS 05-01-02 | CLS | CONNECTED LIGHT SOLUTIONS | S70369R | CURRENT
002504090 | FIXTURE,LIGHTING | 240W Bridgelux Area Lighter 4K (L240), Watchman Floodlight, EQTS 05-01-02 | GE | GENERAL ELECTRIC COMPANY | S70372R | CURRENT
002504090 | FIXTURE,LIGHTING | 240W Bridgelux Area Lighter 4K (L240), Watchman Floodlight, EQTS 05-01-02 | CLS | CONNECTED LIGHT SOLUTIONS | S70372R | CURRENT
002504108 | FIXTURE,LIGHTING | 75W Bridgelux Area Lighter 4K (L75), Pedestrian Crossing Floodlight, EQTS 05-01-02 | GE | GENERAL ELECTRIC COMPANY | S70367R | CURRENT
002504108 | FIXTURE,LIGHTING | 75W Bridgelux Area Lighter 4K (L75), Pedestrian Crossing Floodlight, EQTS 05-01-02 | CLS | CONNECTED LIGHT SOLUTIONS | S70367R | CURRENT
002504116 | FIXTURE,LIGHTING | 150W Bridgelux Area Lighter 4K (L150), Pedestrian Crossing Floodlight, EQTS 05-01-02 | GE | GENERAL ELECTRIC COMPANY | S70369R | CURRENT
002504116 | FIXTURE,LIGHTING | 150W Bridgelux Area Lighter 4K (L150), Pedestrian Crossing Floodlight, EQTS 05-01-02 | CLS | CONNECTED LIGHT SOLUTIONS | S70369R | CURRENT
002504181 | MANHOLE TOP ASSEMBLY | Roadway Access, Explosion Mitigation, 2 Part Cover, Class D, 750 x 1245mm Clr Opening, Unfilled Black Ductile Iron & Frame, 160kN Load Capacity, Marked with | EJAUST | EJ AUSTRALIA PTY LTD | LD210EMC | CURRENT
002504199 | HEATER, SPACE, ELECTRIC | LP165 Enclosure Loop Heater, 60W I/O, 120 to 240V AC/DC, 4A, 107mm Lg, 121 x 42mm, Clip for 35mm DIN Rail, PTC Resistor | STEGO | STEGO GROUP (MANUFACTURER) | 16501.0-00 | CURRENT
002504199 | HEATER, SPACE, ELECTRIC | LP165 Enclosure Loop Heater, 60W I/O, 120 to 240V AC/DC, 4A, 107mm Lg, 121 x 42mm, Clip for 35mm DIN Rail, PTC Resistor | RSCOMP | RADIOSPARES COMPONENT PTY LTD | 270-9911 | CURRENT
002504207 | HEATER, SPACE, ELECTRIC | LP165 Enclosure Loop Heater, 100W I/O, 120 to 240V AC/DC, 8A, 167mm Lg, 121 x 42mm, Clip for 35mm DIN Rail, PTC Resistor | STEGO | STEGO GROUP (MANUFACTURER) | 16503.0-00 | CURRENT
002504207 | HEATER, SPACE, ELECTRIC | LP165 Enclosure Loop Heater, 100W I/O, 120 to 240V AC/DC, 8A, 167mm Lg, 121 x 42mm, Clip for 35mm DIN Rail, PTC Resistor | RSCOMP | RADIOSPARES COMPONENT PTY LTD | 270-9913 | CURRENT
002467975 | COMPOUND CLEANING,SOLVENT | Enviro-Solv B6, 20L Drum, for cleaning Transformer Tanks | MINEHAN | MINEHAN AGENCIES PTY LTD | 16-04-0993 | CURRENT
002504215 | TELEMETRY SYSTEM | SEL3530-4, RTAC, RTU, Small Form Factor, 24-48VDC, WebHMI, RK45 & 100BaseFX Enet, Bracket for 19" Rack Mount | SEL | SCHWEITZER ENGINEERING LABORATORIES INC. | SEL3530-B78J | CURRENT
002504223 | GUARD | Reyrolle LMVP Vermin Guard, 800A, 11kV CB, Bushing Seal, Orifice Stalk | RPS | RPS SWITCHGEAR AUS | 971P6155 | CURRENT
002504223 | GUARD | Reyrolle LMVP Vermin Guard, 800A, 11kV CB, Bushing Seal, Orifice Stalk | RPS | RPS SWITCHGEAR AUS | 971P6155 C2026 | CURRENT
002504231 | GUARD | Reyrolle LMVP Vermin Guard, 1250/2000A, 11kV CB, Bushing Seal, Orifice Stalk | RPS | RPS SWITCHGEAR AUS | 971P6216 | CURRENT
002504231 | GUARD | Reyrolle LMVP Vermin Guard, 1250/2000A, 11kV CB, Bushing Seal, Orifice Stalk | RPS | RPS SWITCHGEAR AUS | 971P6216 C2033 | CURRENT
000104357 | BOOM,SPILL CONTAINMENT,HAZMAT | Absorbent Sock, 1m x 75mm, Bio-Active Organic Boom, Spill Containment (P20) | ABSORBEN | ABSORB ENVIROMENTAL SOLUTIONS | AES100 | CURRENT
002430205 | SHOE,SAFETY,LADDER | Rubber Boot, Foot Kit, suit Branach Fibreglass Extension Ladder | BLKWOODJ | J BLACKWOOD & SON LTD | 08587982 | CURRENT
002430213 | SHOE,SAFETY,LADDER | White Rubber End Caps, Foot Kit, 2 Per Set for Branach Fibreglass Extension Ladder | BLKWOODJ | J BLACKWOOD & SON LTD | 08587999 | CURRENT
002418226 | BRACKET,LIFTING | Transformer, with Webbing Ratchet Strap, WLL 861kg (1900 lbs) | HASTINGS | HASTING DEERING PTY LTD | 5800-5-V1 | CURRENT
002418226 | BRACKET,LIFTING | Transformer, with Webbing Ratchet Strap, WLL 861kg (1900 lbs) | TEN | THE ENERGY NETWORK | 5800-5-V1 | CURRENT
002504249 | BIT,SCREWDRIVER | In-Hex Power Bit, 4mm x 1/4" Hex Tamper, 50mm Lg, for Street Lights | C&LTOOL | CALTCO T/A C&L TOOL CENTRE | 50773 | CURRENT
002504249 | BIT,SCREWDRIVER | In-Hex Power Bit, 4mm x 1/4" Hex Tamper, 50mm Lg, for Street Lights | C&LTOOL | CALTCO T/A C&L TOOL CENTRE | TE50773 | CURRENT
002468296 | TOOL,APPLICATION | Hot Stick Attachment Tool, for Rechargeable Battery for FuseSaver Comms Module | SIEMENS | SIEMENS LTD | 3AX1350-1G | CURRENT
002504256 | BATTERY,STORAGE | Molicel Rechargeable Battery, for FuseSaver, 2 Pack | SIEMENS | SIEMENS LTD | 3AX1350-1J | CURRENT
002504264 | TOOL,APPLICATION | Hot Stick Attachment Tool, for Non-rechargable Battery for FuseSaver Comms Module | SIEMENS | SIEMENS LTD | 3AX1350-1B | CURRENT
000140819 | FUSE,CARTRIDGE | 500V AC, HRC DIN Type Size 1, 80A, ETS 12-02-01 Group E | FUSECO | FUSECO PTY LTD | NH1F-80 | CURRENT
000104303 | SECTIONALISER | Electronic, 36kV, 170kV BIL, Act Cur 8/16/24A, 2/3 Count, 200A Cont Rating Reset Time 25-35Sec OA Min Oper Short Time withstand Current 4kA for 1Sec, | AKPOWER | AK POWER SOLUTIONS PTY LTD | SECT0136 | CURRENT
002504266 | RIBBON,INKING | Resin, 100mm x 300m, White, Blank, Stores use only | PEACOCKB | PEACOCK BROS PTY LTD | R20011 | CURRENT
002504267 | RIBBON,INKING | Wax Resin, 170mm x 300m, for Yellow Labels, Stores use only | PEACOCKB | PEACOCK BROS PTY LTD | R10065 | CURRENT
002504268 | LABEL | PP Plain Matt, White, Permanent, 102 x 28mm, 4000 LPR, 76mm Core, Stores use only | PEACOCKB | PEACOCK BROS PTY LTD | L21370 | CURRENT
002504269 | LABEL | PP Gloss, Yellow, Permanent Pref, 140 x 225mm, 700 LPR, 76mm Core, Stores use only | PEACOCKB | PEACOCK BROS PTY LTD | L27673 | CURRENT
002504270 | LABEL | Thermal Transfer, White, Permanent Adhesive, 102 x 99mm, 1500 LPR, 76mm Core, Stores use only | PEACOCKB | PEACOCK BROS PTY LTD | L10019 | CURRENT
002504272 | CHAIN | Snigging Chain, 8mm x 5m, G70 Grade, Grab Hook c/w bag | AMPLITUD | AMPLITUDE PTY LTD - 396777 | EQLSNIGC | PURCHASE AS REQUIRED
002504274 | SPECTACLES,INDUSTRIAL | SafeStyle Fusions, XL Fit, Black Frame, Tinted Lens, Medium Impact, Anti-Scratch, PC Frame & Lens, UV400 99.95% UV Protection, AS/NZS 1337.1 | ATOMSUPP | ATOM SUPPLY | 40057653 | CURRENT
002504274 | SPECTACLES,INDUSTRIAL | SafeStyle Fusions, XL Fit, Black Frame, Tinted Lens, Medium Impact, Anti-Scratch, PC Frame & Lens, UV400 99.95% UV Protection, AS/NZS 1337.1 | SAFESTYL | SAFESTYLE EYEWEAR | FBTXL10 | CURRENT
002504275 | SPECTACLES,INDUSTRIAL | SafeStyle Fusions, XL Fit, Clear Frame, Clear Lens, Medium Impact, Anti-Scratch, PC Frame & Lens, UV400 99.95% UV Protection, AS/NZS 1337.1 | SAFESTYL | SAFESTYLE EYEWEAR | FCCXL100 | CURRENT
002504275 | SPECTACLES,INDUSTRIAL | SafeStyle Fusions, XL Fit, Clear Frame, Clear Lens, Medium Impact, Anti-Scratch, PC Frame & Lens, UV400 99.95% UV Protection, AS/NZS 1337.1 | ATOMSUPP | ATOM SUPPLY | 40057651 | CURRENT
002483113 | TERMINAL,LUG | AS5 Busbar Lug, 50mm Pin, 0 Deg | PLP AUST | PREFORMED LINE PRODUCTS (AUST) | BBTL-500-AS5-0 | CURRENT
002504277 | ARRESTER,ELECTRICAL SURGE | SPD SD10K240D303-T, Uoc=20kV, Uc=275VAC, In=10kA, Imax=20kA, suits applicable Schreder Luminaires, EQTS 05-01-02 | SYLVANIA | SYLVANIA SCHREDER | SPD001 | CURRENT
002504278 | ARRESTER,ELECTRICAL SURGE | SPD TP20E, Uoc=20kV, Uc=277VAC, In=10kA, Imax=20kA, suits applicable CLS Luminaires, EQTS 05-01-02 | CLS | CONNECTED LIGHT SOLUTIONS | S70647R | CURRENT
002504281 | HINGE | Replacement Part, Esky Hinge, White, for EvaKool 24 Litre Esky, Pack of 2 | NEXBERG | NEXBERG PTY LTD T/A EVAKOOL ICE BOXES | KHI-IK | CURRENT
002504282 | HANDLE | Replacement Part, Esky Handle, White, for EvaKool 24 Litre Esky, Pack of 2 | NEXBERG | NEXBERG PTY LTD T/A EVAKOOL ICE BOXES | KHA-IK | CURRENT
002504283 | STRAP | Replacement Part, Esky Carry Strap, Large, for EvaKool Esky | NEXBERG | NEXBERG PTY LTD T/A EVAKOOL ICE BOXES | IK-STRAP-LGE | CURRENT
002504284 | LATCH | Replacement Part, Esky Latch & Loop c/w Screws, for EvaKool Esky, Pack of 2 | NEXBERG | NEXBERG PTY LTD T/A EVAKOOL ICE BOXES | KLL | CURRENT
002504280 | BRUSH,PAINT | Radiator Brush, Angled Head, 25mm, 100% Pure Bristle, Long Wooden Handle | C&ABRUSH | C&A BRUSHWARE (C&A AUSTRALIA PTY LTD) | 313 | CURRENT
002504280 | BRUSH,PAINT | Radiator Brush, Angled Head, 25mm, 100% Pure Bristle, Long Wooden Handle | BLKWOODJ | J BLACKWOOD & SON LTD | 04057567 | CURRENT
002504287 | END PLATE,TERMINAL BLOCK | End Cover, D-ST 2.5-Quattro, 29.1mm D, 2.2mm W, 72.2mm H, Grey, suit PT 2.5-MT-Quattro Terminal Block | PHOENIX | PHOENIX CONTACT PTY LTD | 3030514 | CURRENT
002400789 | RACEWAY,NONMETALLIC | Cable & Wiring Duct, Slotted, 2m Lg, 80 x 60mm, PVC, Grey, Horiz Mtg c/w Lid | PHOENIX | PHOENIX CONTACT PTY LTD | 3240194 | CURRENT
002504288 | RACEWAY,NONMETALLIC | Cable & Wiring Duct, Slotted, 2m Lg, 60 x 60mm, PVC, Grey c/w Lid | PHOENIX | PHOENIX CONTACT PTY LTD | 3240193 | CURRENT
002504289 | PLATE,JOINING,CABLE RACK | FCAS Plate, 6RU High, 19" Rack Mounting, 4 Hole | B&R | B&R ENCLOSURES | XB-619436/2 | CURRENT
002504290 | CONVERTER,DC TO DC | 20-60V Input, 110V Output 1.4A, 150W, 198 x 112 x 51mm | HELIOS | HELIOS POWER SOLUTIONS PL | DCW150-110FT-P9200 | CURRENT
002459741 | CONVERTER,DC TO DC | 48V DC Input, 5V DC, 5A Output, 25W, 400kHz, 100 x 65 x 18mm, Screw Terminal Block | HELIOS | HELIOS POWER SOLUTIONS PL | APK25-4805 | CURRENT
002504298 | REACTOR | AF Blocking, 16.2mH, 100A, 12kV, 25kVA, 1 Ph, 50/1050Hz, 0.2kA/3 Sec, Oil Insulated, Outdoor, Crossarm Mtg, AS1028-1992 | TYREE | TYREE INDUSTRIES PL MITTAGONG NSW | Q-A1 | CURRENT
002600010 | PORTABLE EARTHING DEVICE | PED CLAMP, CATU MT-613/3, O/H SNAP-ON PORTABLE EARTHING DEVICE; CATU MT-613/3, O/Head Earth, Spring Loaded, Snap-on Ph ase Clamp, Rated to 25kA/0.5 Sec, suit C | CATU | CATU PTY LTD | MT-613/3 | CURRENT
002600010 | PORTABLE EARTHING DEVICE | PED CLAMP, CATU MT-613/3, O/H SNAP-ON PORTABLE EARTHING DEVICE; CATU MT-613/3, O/Head Earth, Spring Loaded, Snap-on Ph ase Clamp, Rated to 25kA/0.5 Sec, suit C | SICAME | SICAME AUSTRALIA PTY LTD | CATU MT-613/3 | CURRENT
002600022 | PANEL,POWER DISTRIBUTION | PANEL,DIST SMART ZDC GENZ, 20-PORT PANEL,POWER DISTRIBUTION; ZDC GenZ, Smar t Distribution Panel, 20-Port, 480 x 550 x 100mm | RADLINK | RADLINK COMMUNICATIONS | DM20080ZT-01 | CURRENT
002600021 | MODULE | BATTERY MODULE, GENZ, LFP, 48V, 2.9KWH MODULE; GenZ LFP Battery Module, 48V, 2. 9kWH, LiFePO4, Smart BMS, 2RU, 19" Rack Mount, 450 x 420 x 88mm, Steel/Satin Sur | RADLINK | RADLINK COMMUNICATIONS | GZ48-058-2RU-01Z | CURRENT
002600020 | KIT | RETROFIT KIT DC SUPPLY w/48V LFP BATTERY Retrofit Kit, DC Supply c/w LFP Battery Module 48V, Battery Shelf Unit, ZDC Smar t Distribution Unit & Parts, Battery & C | RADLINK | RADLINK COMMUNICATIONS | EQLBESSDCLFP KIT | CURRENT
001311142 |  | CBL:PWR;35MM2,19/1.53,ANNLD CU,250M,BARE CABLE,POWER,ELECTRICAL Conductor, 35mm2 (19/1.53) Cu Annealed Bare, 250m Drum, E TS 03-03-01 (scm) | MIDLANDS | MIDLAND METALS | MMO-ANN. 1 | CURRENT
002600011 | HAND STICK,INSULATED | INSUL JUMPER HLR, S1600-7, 380MM SHAFT HAND STICK,INSULATED; Jumper Holder, Ins ulated, S1600-7, 32 x 380mm (1.26 x 15") Fibreglass Shaft, 12.7mm Dia (1/2") Met | TEN | THE ENERGY NETWORK | S1600-7 | CURRENT
002600031 | RACK,ELEC EQUIP | BATTERY RACK KIT, GENZ UNI SHELF RACK,ELEC EQUIP; Battery Rack Kit, GenZ Universal Shelf, 500 x 600 x 120mm | RADLINK | RADLINK COMMUNICATIONS | GZ-UNI-SHLF-KT | CURRENT
002600030 | CABLE ASSY,RADIO FREQUENCY | CBL ASSY,RF; SERIAL C605, 2FT, RS-232 CABLE ASSY,RADIO FREQUENCY; Serial Cable C605, 2ft Lg (610mm), RS-232, DTE-DTE, RJ-45 Male to DB9 Male, Cross-Over, IRIG | SEL | SCHWEITZER ENGINEERING LABORATORIES INC. | C605-2 | CURRENT
002600024 | CABLE ASSY,RADIO FREQUENCY | CBL ASSY,RF; SERIAL C478A, 2FT, RS-232 CABLE ASSY,RADIO FREQUENCY; Serial Cable C478A, 2ft Lg (610mm), RS-232, DTE-DCE, RJ-45 Male to DB9 Female, Straight Thro | SEL | SCHWEITZER ENGINEERING LABORATORIES INC. | C478A-002 | CURRENT
002600023 | MOUNTING KIT | SEL TRX MOUNT KIT, SHORT FORM, DTE-DCE MOUNTING KIT; SEL Transceiver Mounting K it, Short Form Config, DTE-DCE c/w C478A Cable, 6ft Lg (1.83m), DB-9 Female to R | SEL | SCHWEITZER ENGINEERING LABORATORIES INC. | 915900574 | CURRENT
002600040 | DETECTOR,VOLTAGE | DETECTOR:V;NON-CONT,240V,1KV,6.6KV,MODIE DETECTOR,VOLTAGE; Modiewark Non-Contact Voltage Detector Kit, Model EQL 240V, 1k V, 6.6kV c/w Bag & Batteries | AMPLITUD | AMPLITUDE PTY LTD - 396777 | MODIE-EQL | CURRENT
002430502 | DETECTOR,VOLTAGE | DETECTOR:V;HAND HELD,SAFE TO APPROACH DETECTOR,VOLTAGE Hand Held, Safe to Appr oach & Touch Test (GLM Mini SWER & Pole Tester) (scm) | IPD | IPD GROUP LIMITED | MINI-SWER | CURRENT
002430502 | DETECTOR,VOLTAGE | DETECTOR:V;HAND HELD,SAFE TO APPROACH DETECTOR,VOLTAGE Hand Held, Safe to Appr oach & Touch Test (GLM Mini SWER & Pole Tester) (scm) | CNWPL | CNW PL - SLACKS CREEK | MINI-SWER | CURRENT
002600025 | PLATE,MOUNTING | PLATE:MTG;CAG34 & MCAG34 RELAY RETROFIT PLATE,MOUNTING; CAG34 & MCAG34 Relay Ret rofit, Plate to Cover Existing Cutout, 2 mm Mild Steel, Powder Coat, Dulux Black | CSEUNI | CSE UNISERVE PTY LTD | CAG34 TO MCAG34 RETROFIT PLATE | CURRENT
000620158 |  | LINK:FUSE;6/20A,CL K FUSE LINK,EXPULSION 6/20A, Class K, TS 0 6-03-01 (scm) | NGK | NGK STANGER PTY LTD | ZXC705-620 | CURRENT
002600013 | LEAD,ELECTRICAL | LEAD:TEST;Jumper CBL,FLEX INSUL,5m Lg LEAD,ELECTRICAL Flexible Insulated Jumpe r Cable, 5m Lg, Cable Meets Requirements ASTM F2321, kV Rating 15kV Phase to Pha | TEN | THE ENERGY NETWORK | TENA479 | CURRENT
001420001 |  | CBL:PWR;AERIAL,0.6/1KV,95MM2,4C,AL,ALUM CABLE,POWER,ELECTRICAL Aerial, 0.6/1kV, 4 x 95mm2 Al ABC, XLPE Insulated (LVABC) , 650m Steel Drum, JTS 03-03-02 (scm) | MIDLANDS | MIDLAND METALS | MMO-LVABC | CURRENT
002600028 | INSULATING COMPOUND,ELECTRICAL | COMP; INSUL, GUROFLEX 33 KV KIT 10 LT GUROFLEX MV INSULATING COMPOUND;TWO PART COLD POUR;FOR 33 KV STRAIGHT JOINTS, US ING COPPER SLEEVES ON 185-800 SQ MM XLPE | TECONN | TE CONNECTIVITY LTD | ES7640-000 | CURRENT
002490639 |  | CONN:CBL;Profile 6,COND 24-40mm2,Cu,E Ro CONNECTOR,COMPRESSION Profile 6, Cu, Con ductor 24-40mm2, Earth Rod 13mm Dia, Die Set DU1315 | PLP AUST | PREFORMED LINE PRODUCTS (AUST) | CEC15035 | CURRENT
000104306 |  | WIRE;TIE,2.03MM,S/S,S/STEEL,SS,40M/KG WIRE,NONELECTRICAL Tie Wire, 2.03mm, S/S teel Annealed, Max 10kg Coil, 40m/kg, JT S 03-03-01 (scm) | MIDLANDS | MIDLAND METALS | MMO-2.03 T | CURRENT
002404033 |  | DEAD END:TERMINATION;FT,7.5MM,7/2.5,AAC TERMINATION,PREFORMED FT, 7/2.50 AAC (LE O) 7/2.50 AAAC (CHLORINE) Colour Code Bl ue (P50) (scm) | PLP AUST | PREFORMED LINE PRODUCTS (AUST) | AFG-075 | CURRENT
002173040 |  | SADDLE;DBL SIDED,25MM,PVC,ROHS,HFT,W/ 8M SADDLE HFT, Double Sided, 25mm with 8mm Fixing Holes (P100) (scm) | CLIPSAL | GERARD INDUSTRIES QLD DIVSN P/L | CLI 261HF2 | CURRENT
002442572 |  | DETECTOR:V;HV CBL BOXES W/ CAPACITIVE TE DETECTOR,VOLTAGE Capacitive, Proving De- engergised, HV Cable Boxes with Capaciti ve Test Points | THEWMCAN | TMAC THEW & MCCANN GROUP | TM11004 | CURRENT
002439339 |  | MTR:CMP;DGTL,V,CUR,200A,200A,600V,600V MULTIMETER Clamp, Small, AC/DC, Digital, Voltage, Current, Min of Cat III 600V, ETS RSE04 | FLUKE | FLUKE CORPORATION | 365 | CURRENT
002408219 | HOSE,NONMETALLIC | HOSE:ASSY;H PRESS,HYD,6.4MM,13.8MM HOSE,NONMETALLIC HP, 6.0m Thermoplastic 3/8" Single Line Non-conductive, 10 000p si, (690 Bar) c/w 3/8 NPT Male Ends & Pa | LEGEND | LEGEND POWER SYSTEMS | 2022N-04V15-10K | CURRENT
002408243 | TOOL KIT,CABLE CUTTING | KIT:TOOL;HYRDAULIC CUTTER IIN2408227,6M TOOL KIT,CABLE CUTTING c/w Hyrdaulic Cut ter (IIN2408227), 6.0m Non Conductive Ho se (IIN2408219) & Hose Storage Bag (IIN2 | LEGEND | LEGEND POWER SYSTEMS | MSS-S100-RH-KIT | CURRENT
002434587 |  | GRND SET;EARTHING CBL,SCRW TYPE LINE GROUNDING SET Earthing Cable Assy, Extra Long 20m Lead, min 6kA/1 Sec c/w Shotgu n Ring, Screw Type Line Clamps, in Stora | THEWMCAN | TMAC THEW & MCCANN GROUP | TM00827 | CURRENT
002434595 |  | GRND SET;EARTHING CBL,SCRW TYPE LINE GROUNDING SET Earthing Cable Assy, Extra Long 20m Lead, min 10kA/1 Sec c/w Shotg un Ring, Screw Type Line Clamps, in Stor | THEWMCAN | TMAC THEW & MCCANN GROUP | TM00829 | CURRENT
002434553 |  | DEV:EARTHING;3.5M AL LEADS W/ SHOTGUN PORTABLE EARTHING DEVICE O/H Line, 3 Ph Short Circuiting Assy, 3.5m Al Leads c/w Shotgun Ring, Screw Type Line Clamps & | THEWMCAN | TMAC THEW & MCCANN GROUP | TM00824 | CURRENT
002434579 |  | DEV:EARTHING;3.5M AL LEADS W/ SHOTGUN PORTABLE EARTHING DEVICE O/H Line, 3 Ph Short Circuiting Assy, 3.5m Al Leads c/w Shotgun Ring, Screw Type Line Clamps & | THEWMCAN | TMAC THEW & MCCANN GROUP | TM00820 | CURRENT
002434561 |  | DEV:EARTHING;MIN 6KA/1SEC RTG,3PH SHT PORTABLE EARTHING DEVICE O/H Line, 3 Ph Short Circuiting Assy, 2.5m Al Leads c/w Shotgun Ring, Screw Type Line Clamps & | THEWMCAN | TMAC THEW & MCCANN GROUP | TM00819 | CURRENT
002434546 |  | DEV:EARTHING;3PH SHT CIRCUITING ASSY,MIN PORTABLE EARTHING DEVICE O/H Line, 3 Ph Short Circuiting Assy, 2.5m Al Leads c/w Shotgun Ring, Screw Type Line Clamps & | THEWMCAN | TMAC THEW & MCCANN GROUP | TM00823 | CURRENT
002429116 | INSULATOR,ROPE | INSUL;ROPE IN-LINE,12X380MM INSULATOR,ROPE Rope Inline Insulator, 12 x 380mm (1/2" x 15") | TEN | THE ENERGY NETWORK | E400-1571P | CURRENT
000105081 |  | DEV:EARTHING;MIN 10KA/1SEC RTG,3 PH SHT PORTABLE EARTHING DEVICE O/H Line, 3Ph S hort Circuiting Assy, 3.5m Al Leads c/w Non-screw Type Line Clamps & Earthing Ca | SICAME | SICAME AUSTRALIA PTY LTD | CLA-16K-ER | CURRENT
002461291 |  | GRND SET;EARTHING CBL,20M LEAD,RSE08,IN GROUNDING SET Earthing Cable Assy, 20m L ead, Min 10kA/1 Sec c/w Romind Non-screw Type Line Clamps, in Storage Bag, RSE08 | THEWMCAN | TMAC THEW & MCCANN GROUP | TM00830 | CURRENT
002461283 |  | GRND SET;EARTHING CBL,20M LEAD,MIN GROUNDING SET Earthing Cable Assy, 20m L ead, Min 6kA/1 Sec c/w Romind Non-screw Type Line Clamps, in Storage Bag, RSE08 | THEWMCAN | TMAC THEW & MCCANN GROUP | TM00828 | CURRENT
002461259 |  | DEV:EARTHING;NON-SCREW TYPE LINE CLAMPS PORTABLE EARTHING DEVICE O/H Line, 3 Ph Short Circuiting Assy, 3.5m Al Leads c/w Romind Non-screw Type Line Clamps & Ear | THEWMCAN | TMAC THEW & MCCANN GROUP | TM00822 | CURRENT
002461242 |  | DEV:EARTHING;NON-SCREW TYPE LINE CLAMPS PORTABLE EARTHING DEVICE O/H Line, 3 Ph Short Circuiting Assy, 2.5m Al Leads c/w Romind Non-screw Type Line Clamps & Ear | THEWMCAN | TMAC THEW & MCCANN GROUP | TM00821 | CURRENT
002456507 |  | AMMETER;1000A,CAT IV-600V,CMP,DGTL,1000V AMMETER Digital, Clamp, CAT IV-600V, 100 0V, 1000A c/w 450mm Flexible Current Pro be, TL75 Test Leads & Soft Cased | FLUKE | FLUKE CORPORATION | MODEL 376 | CURRENT
002449361 |  | TESTER;200 TO 260V,20A,CUR SINK,IP54 CAT TEST SET,VOLTAGE INJECTION IES Testing, Variable Output, 200-260V, 20A Max Curre nt Sink, IP54 Cat III 300V | THEWMCAN | TMAC THEW & MCCANN GROUP | TM00-244 | CURRENT
002427599 |  | DEV:EARTHING;ZONE SUBSS CONSISTS OF 3 X PORTABLE EARTHING DEVICE Cu, Zone Substa tions consists of 3 x 1Ph Leads, Outdoor App, 35mm2 @ 8.8kA/1 Sec Rating, 7.5m L | THEWMCAN | TMAC THEW & MCCANN GROUP | TM11400 | CURRENT
002427615 |  | DEV:EARTHING;ZONE SUBSS CONSISTS OF 3 X PORTABLE EARTHING DEVICE Cu, Zone Substa tions consists of 3 x 1Ph Leads, Outdoor App, 70mm2 @ 17.0kA/1 Sec Rating, 7.5m | THEWMCAN | TMAC THEW & MCCANN GROUP | TM11402 | CURRENT
002427607 |  | DEV:EARTHING;ZONE SUBSS CONSISTS OF 3 X PORTABLE EARTHING DEVICE Cu, Zone Substa tions consists of 3 x 1Ph Leads, Outdoor App, 50mm2 @ 12.3kA/1 Sec Rating, 7.5m | THEWMCAN | TMAC THEW & MCCANN GROUP | TM11401 | CURRENT
002600027 | GUIDE BAR,CHAINSAW | BAR;REPLMT GUIDE BAR, STL, 305MM LG GUIDE BAR,CHAINSAW; Replacement Top Hand le Bar, 305mm Lg, Steel, for Milwaukee M 18FPLST120 Telescoping Pole Saw | MILWAUKE | MILWAUKEE POWER TOOLS | 49162743 | CURRENT
002600012 | CHAIN,CHAINSAW | CHAIN;REPLMT CHAIN, STL, 305MM LG CHAIN,CHAINSAW; Replacement Top Handle C hain, 305mm Lg, Steel, Drive Links 51, G auge 1.1mm, Pitch 8.3mm, for Milwaukee M | MILWAUKE | MILWAUKEE POWER TOOLS | 49162742 | CURRENT
002600026 | CHAINSAW | SAW:PWR;BATT CHAINSAW,18V TELESCOPE POLE CHAINSAW; Milwaukee Telescoping Pole Saw , M18 Fuel, 18V Li-Ion Cordless Brushles s, 305mm Lg Bar, 2.7m Collapsed to 4m Ex | MILWAUKE | MILWAUKEE POWER TOOLS | M18FPLST12 | CURRENT
002407010 | LOCATOR | MKR:CBL;TXR ELEC,LOCATOR,CLIP,W/ DIR CON LOCATOR Ridgid Model 21893-SR20, Locator Kit, 10Hz - 35Hz c/w ST-305 Transmitter & 4" Induction Clamp | TEN | THE ENERGY NETWORK | SR-20-KIT | CURRENT
002600029 | MAGNET | MAGN;RARE E,SWITHGEAR PANEL MAG FOR SUBS MAGNET; Rare Earth, Stud Finder, Multi-p urpose Tool, Substation Panel Magnet, to Temporarily attach documents to Switchg | AMFMAG | AMF MAGNETICS AUSTRALIA | STUDFINDER | CURRENT
002403385 |  | HD;AVERAGE HAND DRV,13MM,FOR EXTENDABLE DRIVE HEAD,EARTH ROD Hand Drive Head, fo r 13mm Extendable Ground Rod, Average Dr ive (scm) | PLP AUST | PREFORMED LINE PRODUCTS (AUST) | D-DHT15 | CURRENT
R917521 |  | TX:DIST;25KVA,11KV,1PH,POLE TRANSFORMER,DISTRIBUTION Pole Mount, 11k V, 25kVA, 1 Ph, (Pallet x 4) (scm) | WILSON | WILSON TRANSFORMER CO. PTY LTD | 873-A371-1 | CURRENT
002407263 | LINK,EXTENSION | LINK:EXT;MK 95 LINK,EXTENSION Mark 95, ETS 11-09-01 | PLP AUST | PREFORMED LINE PRODUCTS (AUST) | LSP-120-250ER | CURRENT
000104363 | SEALING COMPOUND | COMP:SEALING;250G TUB,PLUG N DIKE,STOP SEALING COMPOUND Plug N Dike, Stop Leak Putty, 250g Tub (P12) | MMELEC | MM ELECTRICAL MERCHANDISING | AESPND250 | CURRENT
002600061 | RACK,ELEC EQUIP | RACK;PSL2,1U,UIB,NI+KIT FOR 32V BATT CHG RACK,ELEC EQUIP; Magazine Sub-Rack, Mini CSU, PSL2, 1U, User Interface Board, No Interface c/w Backplane Kit MCSU-4, suit | RTP | RECTIFIER TECHNOLOGIES PACIFIC PTY LTD | RT048PSLFNI + 18111010000 | CURRENT
002600061 | RACK,ELEC EQUIP | RACK;PSL2,1U,UIB,NI+KIT FOR 32V BATT CHG RACK,ELEC EQUIP; Magazine Sub-Rack, Mini CSU, PSL2, 1U, User Interface Board, No Interface c/w Backplane Kit MCSU-4, suit | ACCULEC | ACCULEC PTY LTD - E18524 | RT048PSLFNI + 18111010000 | CURRENT
002600060 | CONTROLLER | CTRLR; MCSU, 4W, 32VDC, FOR 32V BATT CHG CONTROLLER; MiniCSU, 4W, 32V DC, suit 32 V Battery Chargers | RTP | RECTIFIER TECHNOLOGIES PACIFIC PTY LTD | RT03200MCSU-RTP | CURRENT
002600060 | CONTROLLER | CTRLR; MCSU, 4W, 32VDC, FOR 32V BATT CHG CONTROLLER; MiniCSU, 4W, 32V DC, suit 32 V Battery Chargers | ACCULEC | ACCULEC PTY LTD - E18524 | RT03200MCSU-RTP | CURRENT
002600050 | RECTIFIER | RECTR;RT9,32V,1.2KW,50A,FOR 32V BATT CHG RECTIFIER; RT9, 32V, 1.2kW, 50A, suit 32 V Battery Chargers | RTP | RECTIFIER TECHNOLOGIES PACIFIC PTY LTD | RT9-32/1.2KW-RTP | CURRENT
002600050 | RECTIFIER | RECTR;RT9,32V,1.2KW,50A,FOR 32V BATT CHG RECTIFIER; RT9, 32V, 1.2kW, 50A, suit 32 V Battery Chargers | ACCULEC | ACCULEC PTY LTD - E18524 | RT9-32/1.2KW-RTP | CURRENT
002600051 | LANYARD,SAFETY,INDUSTRIAL | LANYARD;RETRACT,TOOL,0.9KG,EXTD TO 122CM LANYARD,SAFETY,INDUSTRIAL; Tool Lanyard, Retractable, Extends up to 122cm, 0.9kg Capacity, Plastic & S/Steel, ANSI/ISEA | ATOMSUPP | ATOM SUPPLY | 553358 | CURRENT
002600052 | CIRCUIT BREAKER | CB;CA9,100/25VAC & DC,AC-3 190A 90KW,3P CIRCUIT BREAKER; CA9 Power Contactor AC Switching, 100/250V AC & DC, AC-3 190A, AC-3 90kW, 3 Pole, 196 x 105 x 169.5mm, | SPRECHER | SPRECHER + SCHUH | CA9190EI11120W | CURRENT
002600052 | CIRCUIT BREAKER | CB;CA9,100/25VAC & DC,AC-3 190A 90KW,3P CIRCUIT BREAKER; CA9 Power Contactor AC Switching, 100/250V AC & DC, AC-3 190A, AC-3 90kW, 3 Pole, 196 x 105 x 169.5mm, | CNWPL | CNW PL - SLACKS CREEK | NHPCA9190EI11120W | CURRENT
002500775 | CIRCUIT BREAKER | MCB AZ, 125A, C-Curve, 1 Pole, 27mm, suit APS DC System | EATON | EATON ELECTRIC SYSTEMS PTY LTD | AZ-C125 | CURRENT
002500775 | CIRCUIT BREAKER | MCB AZ, 125A, C-Curve, 1 Pole, 27mm, suit APS DC System | POWERON | POWER ON AUSTRALIA PTY LTD | POA18203 | CURRENT
002500783 | CIRCUIT BREAKER | MCB FAZ, 2A, C-Curve, 1 Pole, 18mm, suit APS DC System | EATON | EATON ELECTRIC SYSTEMS PTY LTD | FAZ-C2/1 | CURRENT
002500783 | CIRCUIT BREAKER | MCB FAZ, 2A, C-Curve, 1 Pole, 18mm, suit APS DC System | POWERON | POWER ON AUSTRALIA PTY LTD | POA16981 | CURRENT
002500791 | CIRCUIT BREAKER | MCB FAZ, 4A, C-Curve, 1 Pole, 18mm, suit APS DC System | EATON | EATON ELECTRIC SYSTEMS PTY LTD | FAZ-C4/1 | CURRENT
002500791 | CIRCUIT BREAKER | MCB FAZ, 4A, C-Curve, 1 Pole, 18mm, suit APS DC System | POWERON | POWER ON AUSTRALIA PTY LTD | POA17072 | CURRENT
002500809 | CIRCUIT BREAKER | MCB FAZ, 6A, C-Curve, 1 Pole, 18mm, suit APS DC System | EATON | EATON ELECTRIC SYSTEMS PTY LTD | FAZ-C6/1 | CURRENT
002500809 | CIRCUIT BREAKER | MCB FAZ, 6A, C-Curve, 1 Pole, 18mm, suit APS DC System | POWERON | POWER ON AUSTRALIA PTY LTD | POA16968 | CURRENT
002500817 | CIRCUIT BREAKER | MCB FAZ, 10A, C-Curve, 1 Pole, 18mm, suit APS DC System | EATON | EATON ELECTRIC SYSTEMS PTY LTD | FAZ-C10/1 | CURRENT
002500817 | CIRCUIT BREAKER | MCB FAZ, 10A, C-Curve, 1 Pole, 18mm, suit APS DC System | POWERON | POWER ON AUSTRALIA PTY LTD | POA16969 | CURRENT
002500825 | CIRCUIT BREAKER | MCB FAZ, 16A, C-Curve, 1 Pole, 18mm, suit APS DC System | EATON | EATON ELECTRIC SYSTEMS PTY LTD | FAZ-C16/1 | CURRENT
002500825 | CIRCUIT BREAKER | MCB FAZ, 16A, C-Curve, 1 Pole, 18mm, suit APS DC System | POWERON | POWER ON AUSTRALIA PTY LTD | POA16970 | CURRENT
002500833 | CIRCUIT BREAKER | MCB FAZ, 20A, C-Curve, 1 Pole, 18mm, suit APS DC System | EATON | EATON ELECTRIC SYSTEMS PTY LTD | FAZ-C20/1 | CURRENT
002500833 | CIRCUIT BREAKER | MCB FAZ, 20A, C-Curve, 1 Pole, 18mm, suit APS DC System | POWERON | POWER ON AUSTRALIA PTY LTD | POA16971 | CURRENT
002500841 | CIRCUIT BREAKER | MCB FAZ, 25A, C-Curve, 1 Pole, 18mm, suit APS DC System | EATON | EATON ELECTRIC SYSTEMS PTY LTD | FAZ-C25/1 | CURRENT
002500841 | CIRCUIT BREAKER | MCB FAZ, 25A, C-Curve, 1 Pole, 18mm, suit APS DC System | POWERON | POWER ON AUSTRALIA PTY LTD | POA16972 | CURRENT
002500858 | CIRCUIT BREAKER | MCB FAZ, 32A, C-Curve, 1 Pole, 18mm, suit APS DC System | EATON | EATON ELECTRIC SYSTEMS PTY LTD | FAZ-C32/1 | CURRENT
002500858 | CIRCUIT BREAKER | MCB FAZ, 32A, C-Curve, 1 Pole, 18mm, suit APS DC System | POWERON | POWER ON AUSTRALIA PTY LTD | POA16973 | CURRENT
002500866 | CIRCUIT BREAKER | MCB FAZ, 40A, C-Curve, 1 Pole, 18mm, suit APS DC System | EATON | EATON ELECTRIC SYSTEMS PTY LTD | FAZ-C40/1 | CURRENT
002500866 | CIRCUIT BREAKER | MCB FAZ, 40A, C-Curve, 1 Pole, 18mm, suit APS DC System | POWERON | POWER ON AUSTRALIA PTY LTD | POA16974 | CURRENT
002500874 | CIRCUIT BREAKER | MCB FAZ, 50A, C-Curve, 1 Pole, 18mm, suit APS DC System | EATON | EATON ELECTRIC SYSTEMS PTY LTD | FAZ-C50/1 | CURRENT
002500874 | CIRCUIT BREAKER | MCB FAZ, 50A, C-Curve, 1 Pole, 18mm, suit APS DC System | POWERON | POWER ON AUSTRALIA PTY LTD | POA16975 | CURRENT
002500882 | CIRCUIT BREAKER | MCB FAZ, 63A, C-Curve, 1 Pole, 18mm, suit APS DC System | EATON | EATON ELECTRIC SYSTEMS PTY LTD | FAZ-C63/1 | CURRENT
002500882 | CIRCUIT BREAKER | MCB FAZ, 63A, C-Curve, 1 Pole, 18mm, suit APS DC System | POWERON | POWER ON AUSTRALIA PTY LTD | POA16976 | CURRENT
002500890 | SWITCH,AUXILIARY | for MCB FAZ, 1NO+1NC, suit APS DC System | EATON | EATON ELECTRIC SYSTEMS PTY LTD | FAZ-XHIN11 | CURRENT
002500890 | SWITCH,AUXILIARY | for MCB FAZ, 1NO+1NC, suit APS DC System | POWERON | POWER ON AUSTRALIA PTY LTD | POA16967 | CURRENT
002500908 | SWITCH,AUXILIARY | for MCB AZ/PLHT, 1NO+1NC, suit APS DC System | EATON | EATON ELECTRIC SYSTEMS PTY LTD | Z-LHK | CURRENT
002500908 | SWITCH,AUXILIARY | for MCB AZ/PLHT, 1NO+1NC, suit APS DC System | POWERON | POWER ON AUSTRALIA PTY LTD | POA16962 | CURRENT
002490563 | CHARGER,BATTERY | APR48-ES, Energy Saver Rectifier Module, 48V DC, 2000W, suit APS DC System | EATON | EATON ELECTRIC SYSTEMS PTY LTD | APR48-ES | CURRENT
002490563 | CHARGER,BATTERY | APR48-ES, Energy Saver Rectifier Module, 48V DC, 2000W, suit APS DC System | POWERON | POWER ON AUSTRALIA PTY LTD | POA15194 | CURRENT
002500924 | RELAY,PROTECTION | M871  NS0273 Capacitor Voltage Transformer Monitor IED, 1/5A AC Nom 24-250V DC Aux, RS485 & 100 Base FX Fibre Comms | ADAPT | ADAPT AUSTRALIA PTY LTD | M871280YF12C | CURRENT

## ERG
Ergon Approved Products List |  |  |  |  | Form 2020 09/04/2026
The Ergon Energy Approved Product List provides details of approved materials and current known suppliers of these items used in the Ergon Energy Network. Those purchasing materials for the electrical network owned and operated by Ergon Energy may purchase these approved products from any supplier of the respective approved products on the list. Suppliers who wish to have an item approved for use that is not currently on the approved products list may either: a) Submit an offer for the supply of the respective item to Ergon Energy during the next available tender process, or b) Make a written application to Ergon Energy's single point of contact - Email: EQL_Product_Evaluation@energyq.com.au detailing the existing Stock Code against which the item is to be considered. On receipt of the application Ergon Energy will return to the Supplier for completion the Technical Specifications against which the offered equipment will be assessed with the timeline to assess the product(s). Charges apply for this service and a written quote will be provided with the Technical Specification. NOTE 1) Suppliers should note that the Approved Materials Supplier listing for any item is only valid for the duration of the current Ergon Energy purchase contract for any particular stock code item. This will typically be a maximum of 3 years, and may be much less. This is to ensure that all products meet Ergon Energy's changing specifications and changes in technology and industry standards. NOTE 2) When purchasing Plant Items such as transformers, RMU's, CT's, VT's, Switchgear etc, from Suppliers, the Contractors must email tech.enquiries@ergon.com.au requesting a Plant No. and advise Supplier Name, Stock Code and Item type, e.g. transformer. The Plant No. must be placed on the item as detailed in the email advice.
STOCK_CODE | ITEM_NAME | DESCRIPTION | MNEMONIC | MNEMONIC_DESCRIPTION | PART_NO | CLASSIFICATION
000003453 | SWITCH,AIR BREAK | 36kV, 800A, 200kV BIL, 3Ph, Vertibreak, Disconnector c/w Manual Up/Down Operating Handle, Downroad Galv Mild Steel Pipe 25NB, w/out Aux Switches & | AEMAUST | AEM AUSTRALIA PTY LTD | PR36 | Active
000000243 | CAPACITOR ASSEMBLY | Type CHD500B, 21.3uF, Capacitor Can, ABB | ABBAUST | ABB AUSTRALIA PTY LTD | CHD500B | Phasing
000104176 | FUSE LINK,EXPULSION | 30A, 69kV, Type PE | PWRHDIST | POWERHOUSE DISTRIBUTION | PH-PE69030 | Active
000113013 | INSULATION HOOD | Shroud c/w Screws, suit CF1 Circuit Breaker | IDEALELE | IDEAL ELECTRICAL SUPPLIERS | CFS1 | Active
000326271 | HAND CLEANER | Glad Hands, 750ml Cartridge (Office)(P9) | MINEHAN | MINEHAN AGENCIES PTY LTD | 16-01-1086 | Active
000367963 | HERBICIDE,GLYPHOSATE | 360g to Litre, 5L Container (Roundup or Equiv) | BLKWOODJ | J BLACKWOOD & SONS LIMITED | 00461822 | Active
000491669 | WIRE,NONELECTRICAL | Tie Wire, 2.64mm, Cu Annealed, Max 10kg Coil, 21m/kg, JTS 03-03-01 (scm) | MIDLAND | MIDLAND METALS OVERSEAS PTE LTD | MMO-2.64 TIE ANN.CU. | Active
000491669 | WIRE,NONELECTRICAL | Tie Wire, 2.64mm, Cu Annealed, Max 10kg Coil, 21m/kg, JTS 03-03-01 (scm) | DULHUNTY | DULHUNTY POWER (AUST) PTY LTD | TW-C-264-25 | Active
001713431 | STAYROD | Eye Bolt, M24 x 350mm, Galv, 45Deg, CA Dwg 22-A4-482 | MULLINGS | MULLINGS FASTENERS | 02758325 | Active
002400677 | ROD,ANCHOR | Screw, Swamp 1.5" sq, Section x 7', Galv, for Swamp SS Guy Anchor | TEN | THE ENERGY NETWORK (AUST) PTY LTD | D6625U | Active
002403732 | POLENAIL | Power Beam, Mini, Type PB 96130, Post Support, for Pole Reinstatement, Dwg PC16/306/3 (P5) | HUNTENG | HUNT ENGINEERING & STAFF | PB96/30 | Active
002403733 | POLENAIL | Power Beam, Large, Type 21, Post Support, for Pole Reinstatement, Dwg PC16/306/1B (P5) | HUNTENG | HUNT ENGINEERING & STAFF | PC16/3061/1B | Active
002403736 | POLENAIL | Power Beam, Micro, Type MK111, Post Support, for Pole Reinstatement, for Telstra Work | HUNTENG | HUNT ENGINEERING & STAFF | MICROBEAM | Active
002405310 | MARKER,AIRCRAFT WARNING | 300mm Dia, Yellow c/w Mounting Preforms, suit Conductor Dia of 10.0-12.99mm, 3/2.75 SC/AC & Mars (P2) | PLP | PREFORMED LINE PRODUCTS (AUST) | AWSY300 | Active
002405659 | INTERRUPTER | Load Break Interrupter, suit Mounting to ABB Unitised Air Break Switches | ABBAUST | ABB AUSTRALIA PTY LTD | 7291200 | Active
002406982 | NUT,PLAIN,HEX | M5, Nickel Plated Brass, Thin (P100) (scm) | THEBLTPL | THE BOLT PLACE | 2406982 | Active
002429082 | INSULATOR,TEST | Digital Insulator Tester, 0 - 40kV c/w 2 x Probes & Hard Case | SPECFORC | SPECIALISED FORCE PTY LTD | E1669001 | Active
002432292 | NUMERAL,SIGN | (5) Pressed Al, 40mm W, 22mm H, Black on Yellow, EE Dwg 995129-01 (scm) | SUMMIT | SUMMIT GROUP | SF17PE4105 | Active
002432318 | NUMERAL,SIGN | (7) Pressed Al, 40mm W, 22mm H, Black on Yellow, EE Dwg 995129-01 (scm) | SUMMIT | SUMMIT GROUP | SF17PE4107 | Active
002458222 | BUSHING,SLEEVE | Elbow Boot, suit 11kV, XLPE Cable 240-400mm2 & 11kV FBX RMU, suit Bushing 46-70mm Dia, 3M TP-500 or Equiv (3 per Set) (scm) | 3MAUST | 3M AUSTRALIA PTY LTD | TP-500 (SET OF 3) | Active
000560984 | INSULATOR,STRAIN | 11kV, 95kV BIL, Polymer, 70kN, Tongue & Clevis, c/w 16mm Round Pin, ETS 10-02-01, Item 1 (scm) | FLOWLINE | FLOWLINE INDUSTRIES PTY LTD | EH4015001 | Active
002409209 | WASHER,FLAT | Square, M16, 75 x 75 x 6mm, Galv, EE Dwg ES000627-01 EE Dwg 907224-09 | ISM | ISM MANUFACTURING PTY LTD | ERGON-907224-09-16 | Active
000000249 | BUSHING ASSEMBLY,HV | Model GOB 380/1250, 132kV, ABB | ABBAUST | ABB AUSTRALIA PTY LTD | 040-0346P01 | Phasing
000000255 | BUSHING ASSEMBLY,HV | 33kV, 2650A, Grey | ABBAUST | ABB AUSTRALIA PTY LTD | 040-2203P13 | Active
000000256 | BUSHING ASSEMBLY,HV | HD2, 22kV, 2000A, Grey, CF | ABBAUST | ABB AUSTRALIA PTY LTD | 040-2202P12 | Active
000000263 | BUSHING ASSEMBLY,HV | HD2, 22kV, 2650A, Grey, WTC | ABBAUST | ABB AUSTRALIA PTY LTD | 040-2205P11 | Active
000477305 | SPLICE,CONDUCTOR | Preformed, FT, 7/4.50 AAC, Colour Code Green (P10) | PLP | PREFORMED LINE PRODUCTS (AUST) | AFS-135 | Active
002080233 | SPLICE,CONDUCTOR | Preformed, FT, 3/4/.1327 ACSR Snipe, Imp, Colour Code Yellow (P25) | PLP | PREFORMED LINE PRODUCTS (AUST) | AFS-101-AW | Active
002080233 | SPLICE,CONDUCTOR | Preformed, FT, 3/4/.1327 ACSR Snipe, Imp, Colour Code Yellow (P25) | TYCOELEC | TYCO ELECTRONICS | FTS1011 | Active
000003378 | RECLOSER,AUTO | N38kV,16kA-630A Cable, Ultra ADVC Cubical c/w FlexVue HMI, FTIM Connection Cable, Top Auxiliary Tray & 12 AH Batteries, Instantaneous Power, Voltage | NULEC | NU-LEC INDUSTRIES PTY LTD | 8800163100: N38KV-16KVA | Active
000104353 | RECLOSER,AUTO | 22kV c/w Ctrl Cub, 3 Ph, 630A 12.5kA Cap SF6/Vacuum to suit ext 240v supply in Substations 7m Ctrl Cable 185mm2 XLPE Pwr cable DNP 3.0 Protocol Combined Data | NULEC | NU-LEC INDUSTRIES PTY LTD | N27-ACR-SF6-27-12-150 | Active
000104354 | RECLOSER,AUTO | 33kV c/w Ctrl Cub, 3 Ph, 630A,12.5kA Cap SF6/Vacuum to suit ext 240V supply in Substations 7m Ctrl Cable 185mm2 XLPE Pwr Cable DNP 3.0 Protocol Combined Data | NULEC | NU-LEC INDUSTRIES PTY LTD | N38-ACR-SF6-38-12-170-C | Active
002430585 | FLAG,SIGNAL | Peg Clip, Warning for Polarity Test In Progress, 450 x 50mm, Warning Symbol & Text on Front, Warning Bars on Back c/w 300mm Line attaching Peg & Warning Flag, | ARTCRAFT | ARTCRAFT PTY LTD (QLD) | EQL190613 C0010018 | Active
002434850 | ANTENNA | Stud Mount Unity Gain Coax Dipole, Flexible Whip, 860-930MHz, 2m RG174 FME Connector c/w Mounting Bracket Kit, EE Dwg SR000401R127-EEACT | RFIND | RF INDUSTRIES PTY LTD | CD1170-F-VA1 | Active
002454759 | CABLE,FIBRE OPTIC | U/Ground, Dry Core, 24 Fibres, SMOF, OTP to OPGW, PE Sheath Wrapped Core, Nylon Jacket, Grey Outer Cover, Termite Protection, Rodent Resistant, AS/CA S008 | CORNCBLE | CORNING CABLE SYSTEMS | G24SAUPGN | Active
000104475 | BEND,ELECTRICAL CONDUIT | 125mm, 90 Deg, 1000mm Rad, UPVC, LD, Socket to Socket, Orange Elec, AS/NZS 2053.2 (scm) | MMELEC | MM ELECTRICAL MERCHANDISING | CNXCONX125LD1000R90 | Active
002406996 | BEND,ELECTRICAL CONDUIT | 40mm, 90 Deg, 300mm Rad, UPVC, HD, Socket to Socket, Orange Elec, Dwg 875254-01 (scm) | VINIDEX | VINIDEX PTY LTD | 60608 | Active
002438802 | BEND,ELECTRICAL CONDUIT | 150mm, 15 Deg, 1830mm Rad, HD, Orange | MMELEC | MM ELECTRICAL MERCHANDISING | PIP150HDCON1830R15B | Active
000104514 | CRIMPING TOOL,HYDRAULIC | Remote Crimp Head, 12 Tonne, Operate from Hydraulic Intensifier, 10000psi Crimp Pressure | LEGEND | LEGEND POWER SYSTEMS | RCH131 | Active
002402976 | HOLDER,CUTTING TOOL | Adaptor, Tooth Holder, Earth Auger, suits Earth Auger Drillig Bits, RH Type | DTHPROD | DTH PRODUCTS PTY LTD | S900438 | Active
002406871 | DRILL,PORTABLE | Drilling Machine Capacity 13mm Steel, 36mm Wood, No Load Speed 600 RPM, 750W, Reversable | MAKITA | MAKITA INDUSTRIAL POWER TOOLS | DS4011 | Active
002425932 | WRENCH,SPANNER | Voltage Link, for use with CT Test Block | EUGAQUIP | EUGAQUIP ENGINEERING | TB-NDRI | Active
002427433 | MAT,LANDING | Soil, HD Vinyl c/w Webbing Reinforcing & Lifting Loops, Manual Handling Only, for Soil Containment on Footpaths During Minor Excavations around Treated Poles, | TEN | THE ENERGY NETWORK (AUST) PTY LTD | TENM711 | Active
002433993 | ELECTRODE | S/Steel, 3xGround Earth Stakes, 350mm Lg Screw one end, 80mm T (or Angle) Top c/w Hole for 4mm Plug other end (for use in Earth Resistant Tester Kit IIN2433902) | PTE | PACIFIC TEST EQUIPMENT PTY LTD | PTE-018X3 | Active
002434413 | POLE,LINE CONSTRUCTION,METAL | Replacement Head Section, Al, 1 Ph, 300mm W to attach Stays & Line Insulator to suit 9.0m, 127mm Dia Temporary Pole, EE Dwg 958107-01 | ULLRICH | ULLRICH ALUMINIUM PTY LTD | ERGONHEADSECTION | Active
002417434 | PLATE,METAL | Roof Plate, S/Steel, Min of 400mm Lg, Multiple Holes for screwing to roof, for Restraint Anchorage, One Clip in point for Karabiner, AS/NZS 1891.3 | HGHTDYNM | HEIGHT DYNAMICS | BRETETHER500 | Active
002439891 | WINCH,PERSONNEL RESCUE | Resue Pulley System, Mini Haul Trak Kit, Compact, for Tower Rescue | AEGISAFE | AEGIS SAFETY PTY LTD | HSVKIT MINI HAUL | Active
002439974 | LABEL | INDUSTRIAL, Maximum Load 140kg, FED 9.4, for Branach Ladder | BLKWOODJ | J BLACKWOOD & SONS LIMITED | 01641613 | Active
002425247 | BAT REMOVAL KIT | c/w 1 x "BAT REMOVAL KIT" Label, 1 x 16" HD Tong, 1 x Full Face Shield & Visor, 1 x 500ml Bottle Eye Wash Saline Solution, 1 x 500ml Betadine, 1 x Soap | PRALSAFE | PROTECTOR ALSAFE | BAT REMOVAL KIT COMPLETE | Active
002401927 | LAMP,SODIUM | HP, 150W, Diffuse Elliptical Vapour, E40 Cap, Operates on 150W HP Sodium Control Gear w/o Ignitor, EQTS 05-03-01 (scm) | EYELIGHT | EYE LIGHTING AUSTRALIA PTY LTD | 120575 | Active
002439693 | LAMP,SODIUM | HP, 250W, Hard Glass Exterior, Reflector E40 Cap, Operates on 250W HP Sodium Control Gear, for Watchman Floodlight, EQTS 05-03-01 (scm) | EYELIGHT | EYE LIGHTING AUSTRALIA PTY LTD | 120105 | Active
000104390 | LOUVRE,LIGHT | Anti-Glare, Replacement Diffuser c/w Front & Rear Shields, for Sylvania Roads Luminaries 400W HPS Only, Road Visor SCO HI-TMP Spare Glare (scm) | SYLVANIA | SYLVANIA SCHREDER | PR00004 | Active
002435428 | COMPUTER,DATA TRANSFER | Switch 2921, w/3 GE, 4 EHWIC, 3 DSP, 1 SM, 256MB CF, 512MB DRAM, IPB | CISCO | CISCO SYSTEMS INC (MANUFACTURER) | CISCO2921/K9 | Active
002435477 | COMPUTER,DATA TRANSFER | Integrated Service Router, ADSL Security | CISCO | CISCO SYSTEMS INC (MANUFACTURER) | CISCO877-5 | Active
002435576 | CARD,COMPUTER | ADSL High Speed Interface Card, 1 Port, ADSLoPOTS HWIC | CISCO | CISCO SYSTEMS INC (MANUFACTURER) | HWIC-1ADSL= | Active
000003364 | INDICATOR,DIGITAL DISPLAY | Integra 1630 Meter, 100-240V L-L 3Ph, 57.7-139V L-N 3Ph Input, 5A CT Operated 3Ph, 45-66Hz Aux, 12-48V DC Output, 1 Modbus, DIN 96mm Panel Mount, Low | CROMPTON | CROMPTON INSTRUMENTS (AUST) P/L | INT-1630-L-5-L-010 | Active
000000290 | CAPACITOR ASSEMBLY | Type CHD490B, 3.3uF, 117kVAr, 10.75kV, 50Hz, 1 Ph, Capacitor Can, Insulation 50/150, Fluid Type M/DBT, AS 2987, ABB, YOM 1997 | ABBAUST | ABB AUSTRALIA PTY LTD | CHD490B | Active
000425909 | FUSE,CARTRIDGE | 415V AC, HRC Cartridge JP Type, 200A, 2 Hole Bolt-in Slotted Centre Tags, 82mm Fixing Centres Wedge Type Carrier | FUSECO | FUSECO POWER SOLUTIONS PTY LTD | JPU200 | Active
001011517 | FUSE,CARTRIDGE | 660V AC, HRC Cartridge TIA Type, 10 Amp, 2 Hole Bolt in Offset Tags, 73mm Fixing Centres | FUSECO | FUSECO POWER SOLUTIONS PTY LTD | TIA10 | Active
002403164 | FUSE,CARTRIDGE | 500V AC, HRC DIN Type, 100A, Size 2, ETS 12-02-01 Group E (scm) | FUSECO | FUSECO POWER SOLUTIONS PTY LTD | NH2F-100 | Active
002404922 | FUSE,CARTRIDGE | 12kV, Full Range, RMU DIN Type, Air Insulated, 25A, Barrel 292mm Lg, 50.8mm Dia, End Caps 34mm Lg, 45mm Dia c/w Striker Pin to DIN Standard 43625, | FUSECO | FUSECO POWER SOLUTIONS PTY LTD | 3000403/25 | Active
002406251 | FUSE,CARTRIDGE | 660V AC, HRC Cartridge TIA Type, 32A, 2 Hole Bolt in Offset Tags 73mm Fixing Centres | FUSECO | FUSECO POWER SOLUTIONS PTY LTD | TIA32 | Active
002425676 | SOCKET | Ring, 60mm, suit N4400LCK Torque Wrench, Bestool Kanon part 4400RCK55 Ring | SPECFORC | SPECIALISED FORCE PTY LTD | 4400RCK55 RING | Active
000104605 | FUSE LINK,EXPULSION | 12A, Class K (scm) | NGKSTANG | NGK STANGER PTY LTD | ZXC705-12BK37 | Active
000104699 | RECLOSER,AUTO | Hydraulic, 11/12.7/19.1kV, SWER, 5A Coil, 10A Trip 2A2B Sequence, ETS 06-07-01 (scm) | COOPER | COOPER ELECTRICAL AUSTRALIA PTY LTD | KE05B22 | Active
000104702 | RECLOSER,AUTO | Hydraulic, 11/12.7/19.1kV, SWER, 10A Coil, 20A Trip 2A2C Sequence, ETS 06-07-01 (scm) | COOPER | COOPER ELECTRICAL AUSTRALIA PTY LTD | KE10C22 | Active
002416519 | BRACE,CROSSARM | Compression, RH, 75 x 75 x 5 x 2586 Lg, Galv Steel, Stamp with "IIN2416519", EE Dwg ES000774-01 (scm) | ISM | ISM MANUFACTURING PTY LTD | ERGENE-905202-02-01 | Active
002416527 | BRACE,CROSSARM | Compression, LH, 75 x 75 x 5 x 2586 Lg, Galv Steel, Stamp with "IIN2416527", EE Dwg ES000774-01 (scm) | ISM | ISM MANUFACTURING PTY LTD | ERGENE-905202-02-02 | Active
001703441 | BOLT,MACHINE | M12 x 240mm, Hex, Galv c/w Galv Hex Nut, Aust Std (P50) | THEBLTPL | THE BOLT PLACE | 1703441 | Active
002406979 | WASHER,FLAT | Round, M6, 12.5 x 1.2mm, S/Steel Gde 316 (P100) | GLBFAST | GLOBAL FASTENERS (QLD) PTY LTD | WFRS6M06125T12 | Active
002406979 | WASHER,FLAT | Round, M6, 12.5 x 1.2mm, S/Steel Gde 316 (P100) | THEBLTPL | THE BOLT PLACE | 2406979 | Active
002406979 | WASHER,FLAT | Round, M6, 12.5 x 1.2mm, S/Steel Gde 316 (P100) | HOBSON | HOBSON ENGINEERING CO PTY LTD | WR16PM06 | Active
000136059 | CONNECTOR ELBOW | 400A, to suit 22kV 35mm2 Al 3C XLPE Cable, Elastimold K400LRG-FG-35km-12-1 (Single Elbow Kit Only) Transformer & RMU Terminations | AUSTMOLD | AUSTRALMOLD PTY LTD | K400LR/G1535KM121 | Active
002433308 | FIXTURE,LIGHTING | Watchman, Security Light, E40/45, Lamp Holder, Al Body Guard (scm) | EYELIGHT | EYE LIGHTING AUSTRALIA PTY LTD | 250960 | Active
002433308 | FIXTURE,LIGHTING | Watchman, Security Light, E40/45, Lamp Holder, Al Body Guard (scm) | EYELIGHT | EYE LIGHTING AUSTRALIA PTY LTD | 250960-WATCHMAN UNIT 250-400W | Active
002404145 | FUSE,CARTRIDGE | 6.3A, 24kV, Powder Filled c/w Thermal Overload Release | ORMAUST | ORMAZABAL AUSTRALIA P/L | 67240.0069 | Active
002406139 | INSULATION SLEEVING,ELECTRICAL | Heat Shrink Tubing, 50/16mm, 150mm Lg, Medium Wall, Coated Internally c/w Sealant (scm) | TECONN | TE CONNECTIVITY LTD | MWTM-50/16-150/S(S50) | Active
002406139 | INSULATION SLEEVING,ELECTRICAL | Heat Shrink Tubing, 50/16mm, 150mm Lg, Medium Wall, Coated Internally c/w Sealant (scm) | GILBERT | GILBERT LODGE AUSTRALIA PTY LTD | RAYMWTM50/16-150 | Active
002404313 | INSULATION SLEEVING,ELECTRICAL | Heat Shrink Tubing, 160/50mm, Medium Wall, Lined, Standard | TECONN | TE CONNECTIVITY LTD | MWTM-160/50-1200/S(S5) | Active
002404313 | INSULATION SLEEVING,ELECTRICAL | Heat Shrink Tubing, 160/50mm, Medium Wall, Lined, Standard | GILBERT | GILBERT LODGE AUSTRALIA PTY LTD | RAYMWTM160/50 | Active
001865698 | BEND,ELECTRICAL CONDUIT | 32mm, 90 Deg, 304mm Rad, UPVC, HD, Socket to Socket, Orange Elec, AS/NZS 2053.2, Dwg 22-A4-514 (for R/hampton use) | IPLEX | IPLEX PIPELINES AUSTRALIA PTY LTD | F75 | Active
001865698 | BEND,ELECTRICAL CONDUIT | 32mm, 90 Deg, 304mm Rad, UPVC, HD, Socket to Socket, Orange Elec, AS/NZS 2053.2, Dwg 22-A4-514 (for R/hampton use) | HAYMANS | HAYMANS ELECTRICAL | 32HDCON305R90B | Active
002404139 | FUSE,CARTRIDGE | 24kV, Full Range, RMU DIN Type, Air Insulated, 40A, Barrel 442mm Lg, 50.8mm Dia, End Caps 33mm Lg, 45mm Dia c/w Striker Pin to DIN Standard 43625, | FUSECO | FUSECO POWER SOLUTIONS PTY LTD | 3001403/40 | Active
002406252 | FUSE,CARTRIDGE | 500V AC, HRC DIN Type, 250A, Size 2, ETS 12-02-01 Group E (scm) | FUSECO | FUSECO POWER SOLUTIONS PTY LTD | NH2F-250 | Active
002427912 | CABLE BOX ASSEMBLY | LV, Air Cable Box, suit 22kV, 1500kVA Groundmount Transformer c/w Busbar, Flexible Connections, Bolts & Nuts, ETS 02-03-02 Item 6 | WILSON | WILSON TRANSFORMER CO. PTY LTD | 876-0647-11-AA | Active
000610071 | FUSE LINK SOLID | Expulsion, 100A, Min 6mm2 c/w Screw On Button Head for 12, 24 & 36kV EDOs, TS 06-03-01 (scm) | NGKSTANG | NGK STANGER PTY LTD | 72693 | Active
000610071 | FUSE LINK SOLID | Expulsion, 100A, Min 6mm2 c/w Screw On Button Head for 12, 24 & 36kV EDOs, TS 06-03-01 (scm) | ABBAUST | ABB AUSTRALIA PTY LTD | 72311351 | Active
000610071 | FUSE LINK SOLID | Expulsion, 100A, Min 6mm2 c/w Screw On Button Head for 12, 24 & 36kV EDOs, TS 06-03-01 (scm) | ABBAUST | ABB AUSTRALIA PTY LTD | 7502544 | Active
000408877 | FUSE,CARTRIDGE | 250V AC, HRC Cartridge OK Type, 45A, 35 x 16.7mm Dia | FUSECO | FUSECO POWER SOLUTIONS PTY LTD | LK45 | Active
000104804 | BRAID,WIRE | Cu, 448/0.25mm, 25 x 300mm, Soft Drawn, Electrical Grounding, for Earthing ABS | ECO | ENERGY CORRECTION OPTIONS | ECO556710 | Active
002451623 | TEMPLATE,DRAFTING | Ripple Control Relay Drilling Template, for Mounting Holes & Wiring Entry, 3mm Min Material Size, Clear Polycarbonate | NTHPLAST | NORTHERN PLASTIC SUPPLIES & FABRICATION | RELAY-TEM | Active
002404274 | TAPE,INSULATION,ELECTRICAL | Scotch, No 24 | 3MAUST | 3M AUSTRALIA PTY LTD | MMM24 | Active
001762602 | SETSCREW | M8 x 40mm, Hex, S/Steel Gde 316 c/w Hex Nut S/Steel Gde 304, Aust Std (P100) | THEBLTPL | THE BOLT PLACE | 1762602 | Active
001762608 | SETSCREW | M10 x 25mm, Hex, S/Steel Gde 316 c/w S/Steel Gde 304 Hex Nut, Aust Std (P100) (scm) | HOBSON | HOBSON ENGINEERING CO PTY LTD | XEKBS16XCM100025 | Active
001762608 | SETSCREW | M10 x 25mm, Hex, S/Steel Gde 316 c/w S/Steel Gde 304 Hex Nut, Aust Std (P100) (scm) | GLBFAST | GLOBAL FASTENERS (QLD) PTY LTD | SHXS6M100025SO | Active
001727678 | SETSCREW | M12 x 40mm, Hex, S/Steel Gde 316 c/w S/Steel Gde 304 Hex Nut, Aust Std (P100) (scm) | HOBSON | HOBSON ENGINEERING CO PTY LTD | XEKBS16XCM120040 | Active
001727678 | SETSCREW | M12 x 40mm, Hex, S/Steel Gde 316 c/w S/Steel Gde 304 Hex Nut, Aust Std (P100) (scm) | GLBFAST | GLOBAL FASTENERS (QLD) PTY LTD | SHXS6M120040SO | Active
002404272 | SOLVENT | Cable Preparation Fluid, D-Limonene, 500ml | NTHCHEM | NORTHERN CHEMICALS PTY LTD | 1150 | Active
002404272 | SOLVENT | Cable Preparation Fluid, D-Limonene, 500ml | NTHCHEM | NORTHERN CHEMICALS PTY LTD | DL500 | Active
002406142 | INSULATION SLEEVING,ELECTRICAL | Heat Shrink Tubing, 51/16mm, 225mm Lg (scm) | TECONN | TE CONNECTIVITY LTD | WCSM-51/16-225/S(C400) | Active
002406142 | INSULATION SLEEVING,ELECTRICAL | Heat Shrink Tubing, 51/16mm, 225mm Lg (scm) | GILBERT | GILBERT LODGE AUSTRALIA PTY LTD | RAYWCSM56/16-225 | Active
000184891 | INSULATION SLEEVING,ELECTRICAL | Heat Shrink Tubing, 25/8mm, 250mm Lg, Medium Wall c/w Sealant (scm) | TECONN | TE CONNECTIVITY LTD | MWTM-25/8-300/S(S50) | Active
000184891 | INSULATION SLEEVING,ELECTRICAL | Heat Shrink Tubing, 25/8mm, 250mm Lg, Medium Wall c/w Sealant (scm) | PLP | PREFORMED LINE PRODUCTS (AUST) | CPA-SRH2-034-007-250 | Active
000184891 | INSULATION SLEEVING,ELECTRICAL | Heat Shrink Tubing, 25/8mm, 250mm Lg, Medium Wall c/w Sealant (scm) | GILBERT | GILBERT LODGE AUSTRALIA PTY LTD | RAYMWTM25/8-250 | Active
002402147 | HAND CLEANER | Pumice, Waterless, 500ml Squeeze Tube (P12) | BLKWOODJ | J BLACKWOOD & SONS LIMITED | BLA04928768 | Active
000104246 | DIFFUSER,LIGHT | Acrylic, to suit Sylvania "Roadster" Normal Streetlight (Major Road) 100, 150 & 250 Watt, Cat No PR 00000 (P10) | SYLVANIA | SYLVANIA SCHREDER | PR00000 PACK10 | Active
002407072 | WASTE DISPOSAL,HAZMAT | Asbestos Bag, Medium, 1100 x 700mm, 0.2mm Polyethylene, marked with Asbestos Hazard Warnings | ALLENS | ALLENS INDUSTRIAL PRODUCTS | PPASBMED-BOX | Active
000104482 | BEND,ELECTRICAL CONDUIT | 80mm, 90 Deg, 750mm Rad, UPVC, LD, Socket to Socket, Orange Elec, AS/NZS 2053.2 (scm) | MMELEC | MM ELECTRICAL MERCHANDISING | FABL759080 | Active
000104482 | BEND,ELECTRICAL CONDUIT | 80mm, 90 Deg, 750mm Rad, UPVC, LD, Socket to Socket, Orange Elec, AS/NZS 2053.2 (scm) | HAYMANS | HAYMANS ELECTRICAL | FABL759080 | Active
002443497 | PANEL,PATCH,COMMS | 19" Recess, 2RU x DB9 x 16-Way | BBNS | BLACK BOX NETWORK SERVICES | 12120-01 | Active
000030080 | CONNECTOR ASSEMBLY,ELECTRICAL | Compression Expansion Termination, suit 125mm Busbar | ADAPTAUS | ADAPT AUSTRALIA PTY LTD | PLKM2904D125E1 | Active
000104489 | LINK,COMPRESSION | Cu, 37/.064, Hex Die A/F 13.0mm (Special Imperial) (Utilux H1465 only suitable item) (P25) (scm) | TYCOELEC | TYCO ELECTRONICS | H1465/25 | Active
000003383 | RECLOSER,AUTO | N15kV,12.5kA-630A Cable, Ultra ADVC Cubical c/w FlexVue HMI, FTIM Connection Cable, Top Auxiliary Tray & 12 AH Batteries, Instantaneous Power, Voltage | SCHNEIDR | SCHNEIDER PTY LTD (MANUFACTURER) | N15-ACR-SF6-15-12-110 | Active
002404394 | LUBRICANT,CABLE PULLING | 200L Drum | JAMESHRD | JAMES HARDIE AUSTRALIA PTY LTD | HARDIJOIN200LT | Active
000104424 | BASE,CONCRETE PRECAST | 850kg, additional for Uniculvert in poor soil conditions (scm) | TRI UGRD | TRI UNDERGROUND AUSTRALIA PTY LTD | UNIBASE | Active
000104424 | BASE,CONCRETE PRECAST | 850kg, additional for Uniculvert in poor soil conditions (scm) | BUNDCNCT | BUNDABERG CONCRETE CASTERS | 928 | Active
001780616 | WASHER,FLAT | Square, M24, 75 x 75 x 6mm, Galv, EE Dwg ES000627-01 (P50) (scm) | THEBLTPL | THE BOLT PLACE | 1780616 | Active
001780616 | WASHER,FLAT | Square, M24, 75 x 75 x 6mm, Galv, EE Dwg ES000627-01 (P50) (scm) | MULLINGS | MULLINGS FASTENERS | 00340289 | Active
002402158 | THINNER,PAINT PRODUCTS | Lacquer, General Purpose Automotive & Industrial, 4L (P4) | BLKWOODJ | J BLACKWOOD & SONS LIMITED | 00701437 | Active
001855522 | NAIL PLATE | Shunt, No 5, 89 x 159mm c/w 27mm Hole, Galv, Dwg 10-1-14/1 (P100) (scm) | MNAIL | MULTINAIL AUSTRALIA PTY LTD | LNSP88160 | Active
002438232 | FIXTURE,LIGHTING | 35W Metal Halide Luminaire, 34mm Spigot c/w Integral Control Gear, PE Cell, Lamp & Power Factor Correction, Minor Roads, EQTS 05-01-01 (scm) | GERARD | GERARD LIGHTING GROUP | JS25BD02L | Phasing
002434694 | RAIL,BARRICADE | Pedestrian, Retractable Barrier Bar, 1.2 to 2m Retractable/Extendable Bar Black/Yellow, fit over Standard Cone or "T" Top Bollard | ALLENS | ALLENS INDUSTRIAL PRODUCTS | A0105 | Active
002434694 | RAIL,BARRICADE | Pedestrian, Retractable Barrier Bar, 1.2 to 2m Retractable/Extendable Bar Black/Yellow, fit over Standard Cone or "T" Top Bollard | BARRIER | BARRIER SECURITY PRODUCTS | RCB2 | Active
002434694 | RAIL,BARRICADE | Pedestrian, Retractable Barrier Bar, 1.2 to 2m Retractable/Extendable Bar Black/Yellow, fit over Standard Cone or "T" Top Bollard | JAYBRO | JAYBRO CIVIL & SAFETY PRODUCTS | 16-RBBAR | Active
002400618 | FUSE,CARTRIDGE | 12kV, HRC RMU Oil Immersed Type, 45A, suits Andelect SDAF3 & L&C GF3 Fuse Switches Barrel 254mm Lg, 68mm Dia, End Caps 40mm Lg 63.5mm Dia with Striker Pin | IPDGROUP | IPD GROUP LIMITED | 120OEFMA25 | Active
002400618 | FUSE,CARTRIDGE | 12kV, HRC RMU Oil Immersed Type, 45A, suits Andelect SDAF3 & L&C GF3 Fuse Switches Barrel 254mm Lg, 68mm Dia, End Caps 40mm Lg 63.5mm Dia with Striker Pin | FUSECO | FUSECO POWER SOLUTIONS PTY LTD | 3014436/45 | Active
000030038 | CONNECTOR ASSEMBLY,ELECTRICAL | Compression Splice Component, suit 100mm Busbar | ADAPTAUS | ADAPT AUSTRALIA PTY LTD | PLKM1000D100 | Active
002435923 | CONNECTOR ELBOW | Indoor, Set of 3, 630A, Bolted, suit 11kV, 400mm2, 1 Core XLPE Cable, 185-400mm Mechanical Connectors, CENELEC EN 50180/50181 Interface C Bushings for | TECONN | TE CONNECTIVITY LTD | RSTI-EQ1 | Active
002435923 | CONNECTOR ELBOW | Indoor, Set of 3, 630A, Bolted, suit 11kV, 400mm2, 1 Core XLPE Cable, 185-400mm Mechanical Connectors, CENELEC EN 50180/50181 Interface C Bushings for | STREAM | STREAMLINED ENERGY PTY LTD | SES.11SEHDT13.400CU.ER | Active
002435923 | CONNECTOR ELBOW | Indoor, Set of 3, 630A, Bolted, suit 11kV, 400mm2, 1 Core XLPE Cable, 185-400mm Mechanical Connectors, CENELEC EN 50180/50181 Interface C Bushings for | JBJOINT | JB JOINTING SUPPLIES PTY LTD | JB-11-400-SE | Active
002435923 | CONNECTOR ELBOW | Indoor, Set of 3, 630A, Bolted, suit 11kV, 400mm2, 1 Core XLPE Cable, 185-400mm Mechanical Connectors, CENELEC EN 50180/50181 Interface C Bushings for | PLP | PREFORMED LINE PRODUCTS (AUST) | CPA-CTS-630A-24-240-400 | Active
002404310 | INSULATION SLEEVING,ELECTRICAL | Heat Shrink Tubing, 35/12mm, 1.2m Lg, Medium Wall c/w Sealant | TECONN | TE CONNECTIVITY LTD | MWTM-35/12-1200/S(S10) | Active
002404310 | INSULATION SLEEVING,ELECTRICAL | Heat Shrink Tubing, 35/12mm, 1.2m Lg, Medium Wall c/w Sealant | GILBERT | GILBERT LODGE AUSTRALIA PTY LTD | RAYMWTM35/12 | Active
002407344 | STRAP,WEBBING | Equaliser Strap, Rated to 8000kg, Polyester Webbing, Vehicle Recovery | TJM | TJM 4X4 MEGASTORE | 867RECEQT8T | Active
000030034 | CONNECTOR ASSEMBLY,ELECTRICAL | Compression Palm, 2 Hole, 50mm Centre, suit 100mm Busbar | ADAPTAUS | ADAPT AUSTRALIA PTY LTD | PLKM1855D100 | Active
002433209 | HOLDER,FACESHIELD | MSA Dielectric Visor Holder, use with MSA v-Gard Advance Type II (Hi-Temp) Safety Helmet, MSA Arc Flash Visor & Chin Guard | PRALSAFE | PROTECTOR ALSAFE | 0168 3484 | Active
002400702 | LATCH SET,MORTISE | Night Cylinder Chrome Plated #201 to NORQEB Master Series MK-A w/o Keys (Don't supply keys until further notice) | ASSA | ASSA ABLOY AUSTRALIA PTY LTD | 201CYLSC5MK | Active
002400703 | LATCH SET,MORTISE | Deadlock, Chrome Plated, to NORQEB Master Series MK-A, with Keys | ASSA | ASSA ABLOY AUSTRALIA PTY LTD | 213CPAO6MK | Active
000105028 | DRILL,CENTRE | 1-3/4" Hex Drive, Extra Long Type, suit Post Hole Digger; comes with 2 x nuts and bolts. | NDE | NATIONAL DRILLING EQUIPMENT | AUGD621XLH | Active
002402160 | TAPE,ADHESIVE | Masking Tape, 36mm W x 50m Lg Rolls | 3MAUST | 3M AUSTRALIA PTY LTD | MMM2308 | Active
002436509 | BOLT,MACHINE | M16 x 550mm, Hex, Galv, Gde 8.8 c/w Galv Hex Nut | HOBSON | HOBSON ENGINEERING CO PTY LTD | KBHK0GCM160550 | Active
002434884 | WASTE DISPOSAL,HAZMAT | Asbestos Filter Cloth, Tritex, suit Numatic HZQ 200 & HZQ 190, H Class Vacuum Cleaner | ALLENS | ALLENS INDUSTRIAL PRODUCTS | 604165 | Active
002400667 | SHACKLE | Type D,10mm Body, 12mm Pin, Galv Steel | BLKWOODJ | J BLACKWOOD & SONS LIMITED | 04971300 | Active
000446426 | LETTER,SIGN | (P), Pressed Al, Plain, Dwg 22-A4-200 Rev B | METALTI | METAL-TECH INDUSTRIES (TRADE POLISHERS) | LETTER P | Active
000621016 | FUSE,CARTRIDGE | 12kV, Full Range, 80A, Barrel 292mm Lg, 76.2mm Dia, End Caps 34mm Lg, 45mm Dia c/w Striker Pin to DIN Standard 43625 Fuse, ETS 12-01-02 (scm) | COOPER | COOPER ELECTRICAL AUSTRALIA PTY LTD | 12FXLSJ80 | Active
000621016 | FUSE,CARTRIDGE | 12kV, Full Range, 80A, Barrel 292mm Lg, 76.2mm Dia, End Caps 34mm Lg, 45mm Dia c/w Striker Pin to DIN Standard 43625 Fuse, ETS 12-01-02 (scm) | FUSECO | FUSECO POWER SOLUTIONS PTY LTD | 3002003/80 | Active
002404273 | PAPER,ABRASIVE | Emery Tape, P220 Grit | BLKWOODJ | J BLACKWOOD & SONS LIMITED | EMEAECR24050GP | Active
002434744 | CLAMP,TREFOIL | Cast Al, suit Cable 54.0 - 56.0mm Dia c/w Clamping Bolts, to suit M10 Fixing Bolt Cabus # 5456NI (scm) | INTERENG | INTERTECH ENGINEERING PTY LTD | CABUS 5456 | Active
002439966 | LABEL | INDUSTRIAL, Maximum Load 150kg, FED 8.8, for Branach Ladder | BLKWOODJ | J BLACKWOOD & SONS LIMITED | 01641596 | Active
002405807 | LAMP,SODIUM | 50W, HP Diffuse Elliptical, Internal Igniter, EQTS 05-03-01 (scm) | PHILIPS | PHILIPS AUSTRALIA PTY LTD | 928150808828 | Active
002402967 | WASHER,FLAT | Rectangular, M45, 100 x 66 x 5mm, Galv, Pole Reinstatement, SW Dwg PC16/306/3 (P50) | HUNTENG | HUNT ENGINEERING & STAFF | PC16/306/3 | Active
002432326 | NUMERAL,SIGN | (8) Pressed Al, 40mm W, 22mm H, Black on Yellow, EE Dwg 995129-01 (scm) | SUMMIT | SUMMIT GROUP | SF17PE4108 | Active
000452337 | NUMERAL,SIGN | (7) Pressed Al, Plain, Dwg 22-A4-200 Rev B | PWRENG | POWER ENGINEERS PTY LTD | NUMERAL 7 | Active
000446345 | LETTER,SIGN | (H), Pressed Al, Plain, Dwg 22-A4-200 Rev B | METALTI | METAL-TECH INDUSTRIES (TRADE POLISHERS) | LETTER H | Active
000446497 | LETTER,SIGN | (X), Pressed Al, Plain, Dwg 22-A4-200 Rev B | METALTI | METAL-TECH INDUSTRIES (TRADE POLISHERS) | LETTER X | Active
002403614 | CLEVIS,PIN | Galv, Forged Steel, Hex, 57mm Lg c/w S/Steel Humpback Split Pins, used to Reduce Radio Interference, ETS 01-01-01, Dwg 01-08-01 | GREGSF | GREG SEWELL FORGINGS PTY LTD | 2403614 | Active
001860216 | PAPER,TOILET | Roll 5741, 2 Ply, 400 Sheet (P48) | BLKWOODJ | J BLACKWOOD & SONS LIMITED | 01465798 | Active
001851502 | HAT,SUN | Protection, Size S, Aussiemate Grey, Unbranded | MTCASTLE | MOUNTCASTLE PTY LTD | 40009004OS | Active
002400118 | WASHER,LOCK | M16, Galv (P100) | THEBLTPL | THE BOLT PLACE | 2400118 | Active
002406263 | FUSE,CARTRIDGE | 12kV, HRC RMU Oil Immersed Type, 40A, suit Andelect SDAF3 & L&C GF3 Fuse Switches, Barrel 254mm Lg, 68mm Dia, End Caps 40mm Lg, 63.5mm Dia c/w Striker Pin | COOPER | COOPER ELECTRICAL AUSTRALIA PTY LTD | 12OEFMA40 | Active
002406256 | FUSE,CARTRIDGE | 415V AC, HRC Cartridge TFP Type, 160A, 2 Hole Bolt in Offset Tags 94mm Fixing Centres | FUSECO | FUSECO POWER SOLUTIONS PTY LTD | TFP160 | Active
001011126 | FUSE,CARTRIDGE | 415V AC, HRC Cartridge NS Type, 4A, Clip-in Offset Staggered Tags, 62mm Lg, ETS 12-02-01 Group D (MOQ10) (scm) | FUSECO | FUSECO POWER SOLUTIONS PTY LTD | NS4 | Active
002404926 | FUSE,CARTRIDGE | 12kV, Full Range, RMU DIN Type, Air Insulated, 50A, Barrel 292mm Lg, 76.2mm Dia, End Caps 34mm Lg, 45mm Dia c/w Striker Pin to DIN Standard 43625, | FUSECO | FUSECO POWER SOLUTIONS PTY LTD | 3001203/50 | Active
002404921 | FUSE,CARTRIDGE | 12kV, HRC RMU Oil Immersed Type, 16A, suit Andelect SDAF3 & L&C GF3 Fuse Switches, Barrel 254mm Lg, 68mm Dia, End Caps 40mm Lg, 63.5mm Dia c/w Striker Pin | COOPER | COOPER ELECTRICAL AUSTRALIA PTY LTD | 12OEFMA16 | Active
000104730 | FUSE,CARTRIDGE | 500V AC, HRC Cartridge 10G Type, 4A, 38 x 10.3mm Dia, Modular, ETS 12-02-01 Group A (scm) | FUSECO | FUSECO POWER SOLUTIONS PTY LTD | 420004 | Active
001140924 | LAMP,INCANDESCENT | Metalarc, 400W, Coated, suit Sylvania 1150430 Watchman Security Light (P6) | SYLVANIA | SYLVANIA SCHREDER | 645060P | Active
002403422 | PIN,COTTER,SPLIT | Type A, Split Humpback, S/Steel, for 16 to 20mm Pins or Bolts, Type HP/A, to AS1154.2 (P50) | GREGSF | GREG SEWELL FORGINGS PTY LTD | 2403422 | Active
000104677 | OUTREACH ARM | Major Road, 1.5m Single, Galv, for use with 3 & 4 Way Head Frame, Dwg 860256-02 (scm) | IPOLES | INTERNATIONAL POLES | EQ-028 | Active
000104677 | OUTREACH ARM | Major Road, 1.5m Single, Galv, for use with 3 & 4 Way Head Frame, Dwg 860256-02 (scm) | GMPOLES | GM POLES PTY LTD | SPID-OR-1.5 | Active
000104677 | OUTREACH ARM | Major Road, 1.5m Single, Galv, for use with 3 & 4 Way Head Frame, Dwg 860256-02 (scm) | INGAL | INGAL EPS | GEX0104677 | Active
000104677 | OUTREACH ARM | Major Road, 1.5m Single, Galv, for use with 3 & 4 Way Head Frame, Dwg 860256-02 (scm) | IUPOLE | INTERNATIONAL UTILITY POLES PTY LTD | EG-104677 | Active
002432334 | LETTER,SIGN | (A), Pressed Al, 40mm Wide, 22mm High, Black on Yellow, Ergon Dwg 995129-01 (scm) | SUMMIT | SUMMIT GROUP | SF17PE420A | Active
002406598 | CONCRETE,PREMIX | 20kg Bag (60 Bags per Pallet) (scm) SUPPLY ON ONE WAY PALLETS ONLY | CEMENTAU | CEMENT AUSTRALIA PTY LTD | 14975 | Active
002406598 | CONCRETE,PREMIX | 20kg Bag (60 Bags per Pallet) (scm) SUPPLY ON ONE WAY PALLETS ONLY | FINCHSHW | FINCH'S HARDWARE PTY LTD | 76021005 | Active
002406598 | CONCRETE,PREMIX | 20kg Bag (60 Bags per Pallet) (scm) SUPPLY ON ONE WAY PALLETS ONLY | RVRSANDS | RIVER SANDS PTY LTD | CONCRETEPREMIX | Active
000003878 | SWITCHBOARD,POWER | 33kV WSA, 1600A, Bus & Bus Section CB, 2 x 1600A Transformer Bays, 4 x 1250A Feeders, Dwg KM-1023989-03-0A | SCHNEIDR | SCHNEIDER PTY LTD (MANUFACTURER) | WSA | Active
000621032 | FUSE,CARTRIDGE | 12kV, HRC RMU Oil Immersed Type, 50A, Barrel 254mm Lg, 68mm Dia, End Caps 40mm Lg, 63.5mm Dia c/w Striker Pin (P3) (scm) | COOPER | COOPER ELECTRICAL AUSTRALIA PTY LTD | 12OEFMA50 | Active
000446418 | LETTER,SIGN | (N), Pressed Al, Plain, Dwg 22-A4-200 Rev B | METALTI | METAL-TECH INDUSTRIES (TRADE POLISHERS) | LETTER N | Active
000446272 | LETTER,SIGN | (C), Pressed Al, Plain, Dwg 22-A4-200 Rev B (P100) | METALTI | METAL-TECH INDUSTRIES (TRADE POLISHERS) | LETTER C ALUMINIUM | Active
002433290 | CONTROL BOX,LIGHTING FIXTURE | Watchman/Pedestrian Lighting Metal Halide/HP Sodium Vapour, 400W, 250V, Incl Choke, Ignitor, Capacitor, Blocking Inductor, NEMA PE Base & Terminal Block, | PJMARTIN | PETER J MARTIN SALES PTY LTD | HS400D430P | Active
001138096 | FIXTURE,LIGHTING | 50W Mercury Vapour Nostalgia Type 1 Luminaire, Bottle Green c/w Integral Control Gear, PE Cell, Diffuse Lamp & Power Factor Correction, JTS 05-01-01, | SYLVANIA | SYLVANIA SCHREDER | LB10BD20L | Phasing
002405832 | LAMP,SODIUM | 70W, HP Diffuse Elliptical, E27 Cap, External Ignitor, EQTS 05-03-01 (scm) | PHILIPS | PHILIPS AUSTRALIA PTY LTD | 928486700091 | Active
000104601 | INSULATOR,STATION POST | 33kV, 200kV BIL, Porcelain, 475mm H, 950mm Creepage, Lvl 3 Pollution, Type C8-200, JBP 10365 | PENTA | PENTA AUST (TMAC THEW & MCCANN/HYLEC) | PA30075 | Active
000104601 | INSULATOR,STATION POST | 33kV, 200kV BIL, Porcelain, 475mm H, 950mm Creepage, Lvl 3 Pollution, Type C8-200, JBP 10365 | GRAPHSOL | GRAPH SOLUTIONS PTY LTD | 347370L2 | Active
002401215 | BRACKET,INSULATOR | Pole Mount, SA30 | AUSTPG | AUST PROFESSIONAL GALVANIZING | DWG A41242 | Active
002400023 | BOLT,MACHINE | M16 x 500mm, Hex, Galv c/w Galv Hex Nut, Aust Std (P20) | GREGSF | GREG SEWELL FORGINGS PTY LTD | 2400023 | Active
002436517 | BOLT,MACHINE | M16 x 600mm, Hex, Galv, Gde 8.8 c/w Galv Hex Nut | HOBSON | HOBSON ENGINEERING CO PTY LTD | KBHK0GCM160600 | Active
002403463 | SHACKLE | Bow, Galv Steel, 160kN c/w Clevis Bolt, Nut & Hump Split Pin, AS 1154.2 Ref 160/S (Bag of 20) | GREGSF | GREG SEWELL FORGINGS PTY LTD | 2403463 | Active
001705533 | BOLT,MACHINE | M24 x 500mm, Hex, Galv c/w Galv Hex Nut, Aust Std (P5) (scm) | GREGSF | GREG SEWELL FORGINGS PTY LTD | 1705533 | Active
000105022 | TAPE,IDENTIFICATION,U/G CABLE | Fibre Optic Warning Tape, Detectable Tape, White PE with Black Print, DANGER - BURIED FIBRE OPTIC CABLES BELOW & S/Steel trace wire (250m roll) | MSSFIBRE | MSS FIBRE SYSTEMS | MSS-FOCTAPE-D250 | Active
000104356 | PILLOW,ABSORBENT,HAZMAT | Spill Containment, 450 x 450 x 75mm (P20) | ABSORBES | ABSORB ENVIRONMENTAL SOLUTIONS | AESAC45 | Active
000482201 | TUBING,PLASTIC,SPIRAL WRAP | Spiral Binding Wrap, 12-20mm Dia, 25m Coils, Black (scm) | LEGEND | LEGEND POWER SYSTEMS | SB12BK | Active
000482201 | TUBING,PLASTIC,SPIRAL WRAP | Spiral Binding Wrap, 12-20mm Dia, 25m Coils, Black (scm) | CABLEACC | CABLE ACCESSORIES (AUST) | SB12BK | Active
000482201 | TUBING,PLASTIC,SPIRAL WRAP | Spiral Binding Wrap, 12-20mm Dia, 25m Coils, Black (scm) | LEGENDCS | LEGEND CORPORATE SERVICES (MANUFACTURE) | SB12BK | Active
000105440 | CRIMPING TOOL,HYDRAULIC | Hand Operated, 5 Tonne, Cabac HT51 | LEGENDCS | LEGEND CORPORATE SERVICES (MANUFACTURE) | HT51 | Active
000367962 | HERBICIDE,GLYPHOSATE | 360g to Litre, 1L Container (Roundup or Equiv) | BLKWOODJ | J BLACKWOOD & SONS LIMITED | 03254726 | Active
002403136 | ANTISEIZE COMPOUND | Kopr-Kote, Cu Impregnated Grease, 500g Can | CALTEX | CALTEX AUSTRALIA PETROLEUM PTY LTD | 1089456 | Active
002403140 | HAND CLEANER | Gel/Cream, HD Deb 4000, Suprega Plus, 4L Cartridge Refill (P4) | MINEHAN | MINEHAN AGENCIES PTY LTD | 03-01-5000 | Active
002418218 | WASTE DISPOSAL,HAZMAT | Drilling Dust Extraction Vacuum Tool, Nozzle 32mm, used for Drilling Asbestos Products | ALLENS | ALLENS INDUSTRIAL PRODUCTS | 107402478 | Active
002400088 | SETSCREW | M12 x 50mm, Hex, S/Steel Gde 316 c/w Hex Nut S/Steel Gde 304, Aust Std (P100) | HOBSON | HOBSON ENGINEERING CO PTY LTD | XEKBS16XCM120050 | Active
002402960 | SETSCREW | M16 x 50mm, Hex, Flat Point, S/Steel Gde 316 c/w Hex Nut S/Steel Gde 304, Aust Std (P25) | THEBLTPL | THE BOLT PLACE | 2402960 | Active
000621148 | FUSE,CARTRIDGE | 500V AC, HRC DIN Type, 63A, Size 00, ETS 12-02-01 Group E (P3) (scm) | FUSECO | FUSECO POWER SOLUTIONS PTY LTD | NH000F-63 | Active
000620137 | FUSE LINK,EXPULSION | 80A, Class K, TS 06-03-01 (scm) | NGKSTANG | NGK STANGER PTY LTD | ZXC705-80BK37 | Active
000620137 | FUSE LINK,EXPULSION | 80A, Class K, TS 06-03-01 (scm) | ABBAUST | ABB AUSTRALIA PTY LTD | 7501665 | Active
001727672 | BOLT,MACHINE | M12 x 55mm, Hex, S/Steel Gde 316 c/w Hex Nut S/Steel Gde 304, Aust Std (P25) | HOBSON | HOBSON ENGINEERING CO PTY LTD | BH16PCM120055 + NH04PCM12 | Active
001727672 | BOLT,MACHINE | M12 x 55mm, Hex, S/Steel Gde 316 c/w Hex Nut S/Steel Gde 304, Aust Std (P25) | GLBFAST | GLOBAL FASTENERS (QLD) PTY LTD | BHXS6M120055BO | Active
002424174 | INSULATOR,LINE POST | 132kV Sediver 34 Shed Composite Horizontal 2 Hole Dropped Tongue, 425kV LF Flashover, 835kV Critical Impulse Flashover, Ref NPSN30XH034S0R0 | TYCOELEC | TYCO ELECTRONICS | NPSN-30XH-034-S0R0 | Active
000010003 | BOLT SET | Assembled, S/Steel, M12 x 35mm c/w Nuts, 2 x M12 Flat Washers, 1 x M12 Spring Washer, suit Emperor EPER55-62 Cable Cleat | VISCOUNT | VISCOUNT ROTATIONAL MOULDINGS | UG2011 | Active
001703379 | BOLT,MACHINE | M12 x 150mm, Hex, Galv c/w Galv Hex Nut, Aust Std (P75) (scm) | THEBLTPL | THE BOLT PLACE | 1703379 | Active
002400853 | INSULATOR,STRAIN | Shackle Type SH.11, 11kV, 22kN, ETS/Dwg 10-01-01, Item 5 | PENTA | PENTA AUST (TMAC THEW & MCCANN/HYLEC) | PA30066 | Active
002400853 | INSULATOR,STRAIN | Shackle Type SH.11, 11kV, 22kN, ETS/Dwg 10-01-01, Item 5 | MACLEAN | MACLEAN POWER SYSTEMS | SH11 | Active
000552043 | INSULATOR,STRAIN | Stay Type GY4, 222kN, ETS 10-01-01, Item 23 (scm) | TECONN | TE CONNECTIVITY LTD | MG-GY4-PG | Active
000435076 | BOLT,HOOK | M20 x 300mm, Galv, Dwg 01-18-03, Aust Std (P5) (scm) | TYCOELEC | TYCO ELECTRONICS | IBH20300 | Active
002403341 | LAMP,SODIUM | 100W, HP Clear Tube Vapour, E40 Cap, External Ignitor, EQTS 05-03-01 (scm) | PHILIPS | PHILIPS AUSTRALIA PTY LTD | 928150219230 | Active
002403341 | LAMP,SODIUM | 100W, HP Clear Tube Vapour, E40 Cap, External Ignitor, EQTS 05-03-01 (scm) | SYLVANIA | SYLVANIA SCHREDER | 673148 | Active
001757894 | SCREW,COACH | M12 x 100mm, Galv, Aust Std (P200) (scm) | BOLTMAST | BOLTMASTERS | GMHS100G | Active
001757894 | SCREW,COACH | M12 x 100mm, Galv, Aust Std (P200) (scm) | GREGSF | GREG SEWELL FORGINGS PTY LTD | 1757894 | Active
000104306 | WIRE,NONELECTRICAL | Tie Wire, 2.03mm, S/Steel Annealed, Max 10kg Coil, 40m/kg, JTS 03-03-01 (scm) | MIDLAND | MIDLAND METALS OVERSEAS PTE LTD | MMO-2.03 TIE ANN.SS. | Active
000104306 | WIRE,NONELECTRICAL | Tie Wire, 2.03mm, S/Steel Annealed, Max 10kg Coil, 40m/kg, JTS 03-03-01 (scm) | DULHUNTY | DULHUNTY POWER (AUST) PTY LTD | TW-SS-203-20 | Active
001837611 | CLEANING COMPOUND,OPTICAL LENS | Paper Tissue, 250 x 116 x 175mm, Interleaved, suit Cleaning Station SACS30, Protector SACT30 | PRALSAFE | PROTECTOR ALSAFE | 05177748 | Active
001837611 | CLEANING COMPOUND,OPTICAL LENS | Paper Tissue, 250 x 116 x 175mm, Interleaved, suit Cleaning Station SACS30, Protector SACT30 | PRALSAFE | PROTECTOR ALSAFE | UV1003 | Active
001837611 | CLEANING COMPOUND,OPTICAL LENS | Paper Tissue, 250 x 116 x 175mm, Interleaved, suit Cleaning Station SACS30, Protector SACT30 | PRALSAFE | PROTECTOR ALSAFE | SACT34 | Active
001837611 | CLEANING COMPOUND,OPTICAL LENS | Paper Tissue, 250 x 116 x 175mm, Interleaved, suit Cleaning Station SACS30, Protector SACT30 | PRALSAFE | PROTECTOR ALSAFE | 4438061 | Active
002459659 | REPORTER,FAULT LOCATING | RTCM Solar Site Smart Reporter, Smart Receiver DNP3/3.0, Smart 6A PMU, GSM/3G Low Profile Antenna c/w Lockable Enclosure, IP66, 300 x 400 x 200mm | MVTECH | MV TECHNOLOGY SOLUTIONS P/L | 28-3120-003 | Active
000000250 | BUSHING ASSEMBLY,HV | Model GOB 550/800, 132/110kV, ABB | ABBAUST | ABB AUSTRALIA PTY LTD | 040-0737P01 | Active
000000254 | BUSHING ASSEMBLY,HV | Model GOB 650/1250, 132kV, ABB | ABBAUST | ABB AUSTRALIA PTY LTD | 040-1212P01 | Active
000000259 | BUSHING ASSEMBLY,HV | HD4, 33kV, 2000A, Grey | ABBAUST | ABB AUSTRALIA PTY LTD | 040-2204P12 | Active
002429231 | HAT,SUN | Bucket Style, Size XS, Grey, Unbranded | MITCHELL | MITCHELL'S CAP CO | 34970-XS | Active
002429231 | HAT,SUN | Bucket Style, Size XS, Grey, Unbranded | MTCASTLE | MOUNTCASTLE PTY LTD | 30027100XS | Active
002405806 | LAMP,SODIUM | HP, 250W, Clear Tube, E40 Cap, Operates on 250W HP Sodium Control Gear w/o Igniter, EQTS 05-03-01 (scm) | EYELIGHT | EYE LIGHTING AUSTRALIA PTY LTD | 120520 | Active
000408745 | FUSE,CARTRIDGE | 250V AC, HRC Cartridge SK Type, 10A, 29 x 12.7mm Dia (MOQ10) | FUSECO | FUSECO POWER SOLUTIONS PTY LTD | MD10 | Active
002404303 | INSULATION SLEEVING,ELECTRICAL | Heat Shrink Tubing, 25/8mm, Medium Wall, Adhesive Lined | TECONN | TE CONNECTIVITY LTD | MWTM-25/8-1200/S(S10) | Active
002404303 | INSULATION SLEEVING,ELECTRICAL | Heat Shrink Tubing, 25/8mm, Medium Wall, Adhesive Lined | LEGEND | LEGEND POWER SYSTEMS | SMDW34/9TK-300 | Active
002404303 | INSULATION SLEEVING,ELECTRICAL | Heat Shrink Tubing, 25/8mm, Medium Wall, Adhesive Lined | GILBERT | GILBERT LODGE AUSTRALIA PTY LTD | RAYMWTM25/8 | Active
000030028 | CONNECTOR ASSEMBLY,ELECTRICAL | Compression A Frame, 30 Deg, suit 125mm Busbar | ADAPTAUS | ADAPT AUSTRALIA PTY LTD | PLKM1600D0812 | Active
002404304 | INSULATION SLEEVING,ELECTRICAL | Heat Shrink Tubing, 51/19mm, Medium Wall, Adhesive Lined | GILBERT | GILBERT LODGE AUSTRALIA PTY LTD | RAYMWTM50/16 | Active
002404304 | INSULATION SLEEVING,ELECTRICAL | Heat Shrink Tubing, 51/19mm, Medium Wall, Adhesive Lined | TECONN | TE CONNECTIVITY LTD | MWTM-50/16-1200/S(S10) | Active
002407339 | BLOCK,TACKLE | Snatch Block, Rating to 10000kg, Vehicle Recovery | TJM | TJM 4X4 MEGASTORE | 867RECSBLOCK10T | Active
002402156 | PAINT,FLUORESCENT | Spot Marking, Iridescent Red, 350g Spraypak Can (P12) | BLKWOODJ | J BLACKWOOD & SONS LIMITED | 00836434 | Active
001141598 | LAMP,SODIUM | 150W, HP Clear Tube Vapour, E40 Cap, External Ignitor, EQTS 05-03-01 (scm) | PHILIPS | PHILIPS AUSTRALIA PTY LTD | 928487100096 | Active
002400810 | PIN,COTTER,SPLIT | S/Steel, M5 x 40mm | COVENTRY | COVENTRY FASTENERS QLD | 5X40MG304CP | Active
002441350 | HANDLING KIT,ASBESTOS | c/w 1 x A-Frame Sign 'ASBESTOS WORK IN PROGRESS', Disposable Vinyl Gloves Box of 100, Respirator P2 Dust, Mist & Fume Disposable c/w Valve (P10), | ALLENS | ALLENS INDUSTRIAL PRODUCTS | KITBAG | Active
000452264 | NUMERAL,SIGN | (2) Pressed Al, Plain, Dwg 22-A4-200 Rev B | PWRENG | POWER ENGINEERS PTY LTD | NUMERAL 2 | Active
000408907 | FUSE,CARTRIDGE | 250V AC, HRC Cartridge XK Type, 60A, 76.2 x 20.6mm Dia, ETS 12-02-01 Group A (scm) | FUSECO | FUSECO POWER SOLUTIONS PTY LTD | 2076F-63 | Active
002433282 | CONTROL BOX,LIGHTING FIXTURE | Watchman/Pedestrian Lighting Metal Halide/HP Sodium Vapour, 250W, 250V, Incl Choke, Ignitor, Capacitor, Blocking Inductor, NEMA PE Base & Terminal Block, | PJMARTIN | PETER J MARTIN SALES PTY LTD | HS250D430P | Active
001777542 | WASHER,FLAT | Round, M12, Galv, QESI Dwg 01-04-02 (P200) (scm) | THEBLTPL | THE BOLT PLACE | 1777542 | Active
001141602 | LAMP,SODIUM | 250W, HP Diffuse Elliptical, E40 Cap, External Ignitor, EQTS 05-03-01 (scm) | PHILIPS | PHILIPS AUSTRALIA PTY LTD | 928486900091 | Active
000140908 | FUSE,CARTRIDGE | 500V AC, HRC DIN Type Size 2, 400A, ETS 12-02-01 Group E (scm) | FUSECO | FUSECO POWER SOLUTIONS PTY LTD | NH2F-400 | Active
000000291 | CAPACITOR ASSEMBLY | Type CHD800B, 26.4uF, Capacitor Can, ABB | ABBAUST | ABB AUSTRALIA PTY LTD | CHD800B | Active
000000244 | CAPACITOR ASSEMBLY | Type CHD800B, 26.1uF, Capacitor Can, ABB | ABBAUST | ABB AUSTRALIA PTY LTD | CHD800B | Phasing
000104771 | PLUG,RUBBER | Type Mini Beam, suit Power Beam | AMALPENG | AMALGAMATED PLASTIC ENGINEERING | MINIRUBBERPLUG | Active
002454510 | INDICATOR,FAULT LOCATING | Regular Navigator, Local Indicator, 95 x 155mm, LED Display, 46kV/50Hz Max Operating, 25kA rms/1sec, Cable Mount | HRSTMNN | HORSTMANN GMBH (MANUFACTURER) | 41-2004-331 | Active
002406250 | FUSE,CARTRIDGE | 415V AC, HRC Cartridge VK Type, 20A, 57 x 22.2mm Dia, ETS 12-02-01 Group A (MOQ10) (scm) | FUSECO | FUSECO POWER SOLUTIONS PTY LTD | 2258F-20 | Active
002442283 | CONNECTOR ASSEMBLY,ELECTRICAL | 'TS' Tags, for Connecting Parallel Cables to Schneider LV Switch Fuse Units, Set of 3 | SCHNEIDR | SCHNEIDER PTY LTD (MANUFACTURER) | EZERG16 | Active
000030039 | CONNECTOR ASSEMBLY,ELECTRICAL | Compression Splice, suit 125mm Busbar | ADAPTAUS | ADAPT AUSTRALIA PTY LTD | PLKM1000D125 | Active
002433373 | LOUVRE,LIGHT | Anti-Glare, Pedestrian Crossing Floodlight Attachment, Wide Beam, 400W HP Sodium, JTS 05-01-01, JBP 2010/0444/T (scm) | SYLVANIA | SYLVANIA SCHREDER | XR00003 | Active
002436269 | BOLT,MACHINE | M20 x 60mm, Hex, Galv c/w Galv Hex Nut, Tower | HOBSON | HOBSON ENGINEERING CO PTY LTD | KBH46GCM200060 | Active
002406299 | INSULATOR,STATION POST | 66kV, 350kV BIL, Porcelain, 762mm H & 127mm PCD c/w 16mm Threads | TYCOELEC | TYCO ELECTRONICS | ER5011-000 | Active
002406299 | INSULATOR,STATION POST | 66kV, 350kV BIL, Porcelain, 762mm H & 127mm PCD c/w 16mm Threads | TYCOELEC | TYCO ELECTRONICS | SP-C8-350-1765PG | Active
000104361 | BAG,PLASTIC | Pallet Bag, Clear, 1245 x 1195 x 1850mm, 100um, Roll (25 bags per roll) | ABSORBES | ABSORB ENVIRONMENTAL SOLUTIONS | AES_P_BAG | Active
000408915 | FUSE,CARTRIDGE | 250V AC, HRC Cartridge XK Type, 80A, 76.2 x 20.6mm Dia, ETS 12-02-01 Group A (scm) | FUSECO | FUSECO POWER SOLUTIONS PTY LTD | 2076F-80 | Active
000408939 | FUSE,CARTRIDGE | 415V AC, HRC Cartridge VK Type, 100A, 57 x 22.2mm Dia, ETS 12-02-01 Group A (scm) | FUSECO | FUSECO POWER SOLUTIONS PTY LTD | 2258F-100 | Active
000141246 | FUSE LINK SOLID | Electrical, 415V AC, 630A, to replace DIN Type Fuse Links Size 2 & 3 | FUSECO | FUSECO POWER SOLUTIONS PTY LTD | NH2-NL | Active
002400034 | ROD,CONTINUOUS THREAD | M20, 3m Lg, Galv | COVENTRY | COVENTRY FASTENERS QLD | 20X3MGTR | Active
002432284 | NUMERAL,SIGN | (4) Pressed Al, 40mm W, 22mm H, Black on Yellow, EE Dwg 995129-01 (scm) | SUMMIT | SUMMIT GROUP | SF17PE4104 | Active
002437051 | BRACKET,RAISER | Antenna Mounting Pole, Hockey Stick, J Mount | RFIND | RF INDUSTRIES PTY LTD | HS48 | Active
002450930 | NUMERAL,SIGN | (0) Numeral Size 25.4mm, Black on Yellow Reflective, Pressure Sensitive Marker 3M (Sht 70) (scm) | ALMETEK | ALMETEK INDUSTRIES INC | PS1.0 (0) | Active
000000262 | BUSHING ASSEMBLY,HV | HD2, 22kV, 2650A | ABBAUST | ABB AUSTRALIA PTY LTD | 040-2202P13 | Active
002407342 | STRAP,WEBBING | Snatch Strap, Rated to 8000kg, High Tenacity Nylon Webbing, Vehicle Recovery labelled as per the requirements of Consumer Goods (Motor Vehicle Recovery | TJM | TJM 4X4 MEGASTORE | 867TJMRECS8T | Active
002407342 | STRAP,WEBBING | Snatch Strap, Rated to 8000kg, High Tenacity Nylon Webbing, Vehicle Recovery labelled as per the requirements of Consumer Goods (Motor Vehicle Recovery | TJM | TJM 4X4 MEGASTORE | 867RECS8T | Active
002405825 | LAMP,SODIUM | HP, 400W, Clear Tube, E40 Cap, Operates on 400W HP Sodium Control Gear w/o Igniter, EQTS 05-03-01 (scm) | EYELIGHT | EYE LIGHTING AUSTRALIA PTY LTD | 120525 | Active
002405798 | LAMP,METAL HALIDE | 400W, Clear Tube, E40 Cap, External Ignitor, Operates on 400W HPS Control Gear, EQTS 05-03-01 (scm) | PHILIPS | PHILIPS AUSTRALIA PTY LTD | 928481600096 | Active
000184880 | INSULATION SLEEVING,ELECTRICAL | Heat Shrink Tubing, 9.5/4.8mm, 1.2m Lg, Black, Thin Wall | TECONN | TE CONNECTIVITY LTD | HS-BK-10/5 | Active
000184880 | INSULATION SLEEVING,ELECTRICAL | Heat Shrink Tubing, 9.5/4.8mm, 1.2m Lg, Black, Thin Wall | LEGEND | LEGEND POWER SYSTEMS | XLP10BK/4FT | Active
000184880 | INSULATION SLEEVING,ELECTRICAL | Heat Shrink Tubing, 9.5/4.8mm, 1.2m Lg, Black, Thin Wall | LEGEND | LEGEND POWER SYSTEMS | SMDW12/3TK | Active
000184880 | INSULATION SLEEVING,ELECTRICAL | Heat Shrink Tubing, 9.5/4.8mm, 1.2m Lg, Black, Thin Wall | GILBERT | GILBERT LODGE AUSTRALIA PTY LTD | RAYHS10BK | Active
002435519 | CARD,COMPUTER | Voice/WAN Interface Card, 2 Port, 2nd Generation Multiflex Trunk, T1 & E1 | CISCO | CISCO SYSTEMS INC (MANUFACTURER) | VWIC2-2MFT-T1/E1= | Active
002403720 | OUTREACH HEADFRAME | Major Road, High Mast, 2 Way, Galv Steel, EQTS 05-02-01, Dwg 05-02-06 (scm) | IPOLES | INTERNATIONAL POLES | EQ-016 | Active
002403720 | OUTREACH HEADFRAME | Major Road, High Mast, 2 Way, Galv Steel, EQTS 05-02-01, Dwg 05-02-06 (scm) | INGAL | INGAL EPS | GEX13940 | Active
002403720 | OUTREACH HEADFRAME | Major Road, High Mast, 2 Way, Galv Steel, EQTS 05-02-01, Dwg 05-02-06 (scm) | GMPOLES | GM POLES PTY LTD | SL HM 2W | Active
002403720 | OUTREACH HEADFRAME | Major Road, High Mast, 2 Way, Galv Steel, EQTS 05-02-01, Dwg 05-02-06 (scm) | IUPOLE | INTERNATIONAL UTILITY POLES PTY LTD | EX-13940 | Active
000456081 | PIN,INSULATOR | M20, C/150/7 x 200mm, ETS 01-01-01 Typical Dwg 01-06-02 (P10) (scm) | GREGSF | GREG SEWELL FORGINGS PTY LTD | 456081 | Active
002400190 | BOLT,MACHINE | M10 x 75mm, Hex, Galv c/w Galv Hex Nut, Aust Std (P50) | THEBLTPL | THE BOLT PLACE | 2400190 | Active
001762670 | SETSCREW | M14 x 70mm, Hex, S/Steel Gde 316 c/w Hex Nut S/Steel Gde 304, Aust Std (P100) | HOBSON | HOBSON ENGINEERING CO PTY LTD | BS16PCM140070 + NH04PCM14 | Active
000030033 | CONNECTOR ASSEMBLY,ELECTRICAL | Compression Palm & Splice, suit 50mm Busbar | ADAPTAUS | ADAPT AUSTRALIA PTY LTD | PLKM1875D050 | Active
000104279 | STAND,SWITCHGEAR | HV, for 22kV Padmount Substation, suit F&G Type GA-C RMU, 2 Switch 1 Fuse, Dwg 875272 Sheet 2/Ref 1 (scm) | POLLARDS | POLLARDS GALVANIZING PTY LTD | 87527202 | Active
000030030 | CONNECTOR ASSEMBLY,ELECTRICAL | Compression c/w 90 Deg Palm, suit 125mm Busbar | ADAPTAUS | ADAPT AUSTRALIA PTY LTD | PLKM1150D125P67 | Active
002425262 | SHEARS,PRUNING,HAND | Long Handle Cutter, Cut & Hold Secateur 630mm Lg, Conductive Tool, PVC Sleeving on Cutter Shaft c/w Warning Label, Black Text on Yellow B/Ground, "WARNING | OZRAM | OZRAM HYDRAULIC SERVICES TOWNSVILLE | BAT-KGP130-MOD | Active
002400669 | THIMBLE,ROPE | Galv, suit 10mm Dia Rope, Dwg 01-14-01 (P50) | GREGSF | GREG SEWELL FORGINGS PTY LTD | 2400669 | Active
002439982 | LABEL | WARNING, ON CONSTRUCTION SITES DO NOT USE LADDER EXTENDED BEYOND 7.5M FOR NON-ELECTRICAL WORK, OR 9.2M FOR ELECTRICAL WORK, for Branach & Bailey | BLKWOODJ | J BLACKWOOD & SONS LIMITED | B0460B4333 | Active
002406262 | FUSE,CARTRIDGE | 12kV, HRC RMU Oil Immersed Type 20A, suit Andelect SDAF3 & L&C GF3 Fuse Switches, Barrel 254mm Lg, 68mm Dia, End Caps 40mm Lg, 63.5mm Dia c/w | COOPER | COOPER ELECTRICAL AUSTRALIA PTY LTD | 12OEFMA20 | Active
001749271 | NUT,PLAIN,HEX | M20, Galv, Aust Std (P100) | HOBSON | HOBSON ENGINEERING CO PTY LTD | NH08GCM20 | Active
001851504 | HAT,SUN | Protection, Size M, Aussiemate Grey, Unbranded | MTCASTLE | MOUNTCASTLE PTY LTD | 40009004OM | Active
002406037 | HAND CLEANER | Mechanics, Orange Pump Soap, 5L (P4) | AUSTCHEM | AUSTRALIAN CHEMICALS PTY LTD | ACMDEBSUPREGAPLUS | Active
000030045 | CONNECTOR ASSEMBLY,ELECTRICAL | Splice Component, suit 50mm Busbar | ADAPTAUS | ADAPT AUSTRALIA PTY LTD | PLKM100D050 | Active
000560003 | INSULATOR,PIN | 7kN, LV, Type LP.LV, Pattern 'B' Thread, ETS 10-01-01, Item 1 (scm) | TECONN | TE CONNECTIVITY LTD | MP-LVLP-PG | Active
002404444 | STAYLOG | 1.5m Concrete, Dwg 868619-01 (P12) (scm) | BUNDCNCT | BUNDABERG CONCRETE CASTERS | 940 | Active
002452548 | PROTECTOR,SPLICE,FIBRE OPTIC | Heatshrink, 60 x 3mm | OPTICAL | OPTICAL FIBRE SYSTEMS PTY LTD | OFS-SPL-SUM-60 | Active
001865676 | BEND,ELECTRICAL CONDUIT | 50mm, 90 Deg, 304mm Rad, UPVC, HD, Socket to Socket, Orange Elec, AS/NZS 2053.2 | HAYMANS | HAYMANS ELECTRICAL | FABH309050 | Active
001865676 | BEND,ELECTRICAL CONDUIT | 50mm, 90 Deg, 304mm Rad, UPVC, HD, Socket to Socket, Orange Elec, AS/NZS 2053.2 | MMELEC | MM ELECTRICAL MERCHANDISING | FABH309050 | Active
002438075 | BEAM,HOISTING | Spreader Bar, Cable Drum Stand Loading 1.5T c/w 2x Chains with Lifting Hooks, Chain Shortener, Adjustable Lifting Point | REDMOND | REDMOND GARY AUSTRALIA PTY LTD | 0701-994-0005 | Active
001175078 | STARTER,FLUORESCENT LAMP | Switches, 18W/20W, EQTS 05-03-01 (scm) | PHILIPS | PHILIPS AUSTRALIA PTY LTD | 928390710103 | Active
002433357 | LAMP,METAL HALIDE | 150W, Clear Tube, E40 Cap, External Ignitor, Operates on 150W HPS Control Gear, EQTS 05-03-01 (scm) | PHILIPS | PHILIPS AUSTRALIA PTY LTD | 928082219231 | Active
002400028 | BOLT,MACHINE | M20 x 800mm, Hex, Galv c/w Galv Hex Nut, Aust Std (P5) (scm) | GREGSF | GREG SEWELL FORGINGS PTY LTD | 2400028 | Active
002400191 | BOLT,MACHINE | M12 x 60mm, Hex, Galv c/w Galv Hex Nut, Aust Std (P150) | THEBLTPL | THE BOLT PLACE | 2400191 | Active
000456103 | CLIP | Security, 'W', 16mm, Phosphor Bronze, suit Ball & Socket Disc Insulators, AS1154 Ref 16 | PLP | PREFORMED LINE PRODUCTS (AUST) | SEC-16 | Active
001702925 | BOLT,MACHINE | M10 x 80mm, Hex, Galv c/w Galv Hex Nut, Aust Std (P50) | THEBLTPL | THE BOLT PLACE | 1702925 | Active
002400152 | SCREW,COACH | M16 x 80mm Galv, Aust Std (P100) (scm) | GREGSF | GREG SEWELL FORGINGS PTY LTD | 2400152 | Active
002453975 | FUSE LINK,ENCLOSED ELEMENT | 10A, Standard Blade, Red (P10) | ASHDOWN | ASHDOWN-INGRAM (NOW CALLED NAPA) | TDR05003 | Active
002453975 | FUSE LINK,ENCLOSED ELEMENT | 10A, Standard Blade, Red (P10) | MMELEC | MM ELECTRICAL MERCHANDISING | WF10 | Active
002400568 | FUSE LINK,EXPULSION | 25A, Class K, TS 06-03-01 (scm) | NGKSTANG | NGK STANGER PTY LTD | ZXC705-25BK37 | Active
002427722 | SEAL | CDD, suit Double Loop R Clip, for sealing a Controlled Decent Device on Elevated Work Platforms, EE Dwg P35B40R03 Ver 1 | HARCOR | HARCOR SECURITY SEALS PTY LTD | WE05114 | Active
002407341 | STRAP,WEBBING | Extension Strap, Towing Strap, Rated to 8000kg, Polyester Webbing, Vehicle Recovery | TJM | TJM 4X4 MEGASTORE | 8615-SWS75 | Active
002422939 | RATCHET | Tie Down Strap, with 2m Lg, Min 250kg SWL, AS/NZS 4380 | HGHTDYNM | HEIGHT DYNAMICS | 20004A40-2 | Active
002450955 | NUMERAL,SIGN | (2) Numeral Size 25.4mm, Black on Yellow Reflective, Pressure Sensitive Marker 3M (Sht 70) (scm) | ALMETEK | ALMETEK INDUSTRIES INC | PS1.0 (2) | Active
002432367 | LETTER,SIGN | (D), Pressed Al, 40mm Wide, 22mm High, Black on Yellow, Ergon Dwg 995129-01 (scm) | SUMMIT | SUMMIT GROUP | SF17PE420D | Active
002432375 | LETTER,SIGN | (E), Pressed Al, 40mm Wide, 22mm High, Black on Yellow, Ergon Dwg 995129-01 (scm) | SUMMIT | SUMMIT GROUP | SF17PE420E | Active
002432359 | LETTER,SIGN | (C), Pressed Al, 40mm Wide, 22mm High, Black on Yellow, Ergon Dwg 995129-01 (scm) | SUMMIT | SUMMIT GROUP | SF17PE420C | Active
002433530 | STAND,CABLE DRUM | 1.5T, suit Max 1600mm Dia & 950mm W, Disc Brake, Spindle c/w Sliding Locating Cones, Optional Power Rotator Available, Multiples able to be Linked, ETS RSE11 | REDMOND | REDMOND GARY AUSTRALIA PTY LTD | 0701-020000-00000 | Active
002435469 | COMPUTER,DATA TRANSFER | Expansion Module, IE 3000, 8 10/100 | CISCO | CISCO SYSTEMS INC (MANUFACTURER) | IEM-3000-8TM= | Active
002454692 | KEYBOARD | Logitech MK710, Wireless Desktop Bundle c/w Mouse | DATA3 | DATA#3 LIMITED | 920-002510 | Phasing
002408862 | BRACE,CROSSARM | Compression, RH, 75 x 75 x 6 x 1863 Lg, Galv Steel, Stamp with "IIN2408862", EE Dwg ES000742-01 | ISM | ISM MANUFACTURING PTY LTD | ERGON-908948-02-01 | Active
000003601 | MOTOR-GENERATOR | Standby, 240V, 1Ph, 62A, 1500rpm, Class H, 15kVA/12kW, 200 x 95 x 158cm, 900kg, Fuel Capacity 500L, for use at Ergon Sites | JUBILEE | JUBILEE ENERGY PTY LTD | JEG1-15KSR | Active
000431054 | GRIP,WIRE ROPE | 8mm, Wire Rope, AS2076-1977 | BLKWOODJ | J BLACKWOOD & SONS LIMITED | 01010604 | Active
002458693 | METER,WATTHOUR | Prog Id 9137, Mk7A, 2 Element, 1Ph, 2 Wire, 240V, 10-100A, Class 1, Load Profile, 100A Disconnect Switch, BC, External Comms Capable for SAM3 Modem, | EDMI | EDMI PTY LTD | 7A11-A344-29-F211-7L02-6011 | Active
000000302 | TRANSFORMER,VOLTAGE | 132kV, 240V, 25kVA, VF 1.5/30sec | KONCAR | KONCAR - ELECTRICAL INDUSTRY INC | VPU-145 | Phasing
002443828 | ARRESTER,SAFELINK OVER TRAVEL | Retrofit Kit, for ABB Switchgear (scm) | ABBAUST | ABB AUSTRALIA PTY LTD | 1YJA100001H003 | Active
000000292 | CAPACITOR ASSEMBLY | Type CHD820B, 26.48uF, 529kVAr, 8.08kV, 50Hz, 1 Ph, Capacitor Can, Internal Fuse | ABBAUST | ABB AUSTRALIA PTY LTD | CHD820B | Phasing
000000295 | CAPACITOR ASSEMBLY | Type CHD640B, 27.2uF, 396kVAr, 6920V, 50Hz, 1 Ph, Capacitor Can, Insualtion Level 28/95, Fluid Type F810, AS2897, YOM 2008 | ABBAUST | ABB AUSTRALIA PTY LTD | CHD640B | Phasing
000000298 | CAPACITOR ASSEMBLY | Type ELKA102, 300uF, 235.62kVAr, 500V, 500Hz, 1 Ph, Capacitor Can, Insualtion Level 6/25, Fluid Type F810, IEC 60871, YOM 2006 | ABBAUST | ABB AUSTRALIA PTY LTD | HVC6184 | Phasing
002400637 | FUSE,CARTRIDGE | 415V AC, HRC Cartridge JP Type, 250A, 2 Hole Bolt-in Slotted Centre Tags, 82mm Fixing Centres Wedge Type Carrier | FUSECO | FUSECO POWER SOLUTIONS PTY LTD | JPU250 | Active
001138103 | FIXTURE,LIGHTING | 80W Mercury Vapour Nostalgia Type 1 Luminaire, Black c/w Integral Control Gear, PE Cell, Diffuse Lamp & Power Factor Correction, EQTS 05-01-01 (scm) | GERARD | GERARD LIGHTING GROUP | LB11BD21L | Phasing
002400026 | BOLT,MACHINE | M20 x 280mm, Hex, Galv c/w Galv Hex Nut, Aust Std (P15) (scm) | GREGSF | GREG SEWELL FORGINGS PTY LTD | 2400026 | Active
002404189 | PIN,INSULATOR | M20, C/250/7 x 135mm, ETS 01-01-01 Typical Dwg 01-06-02 (P10) | GREGSF | GREG SEWELL FORGINGS PTY LTD | 2404189 | Active
002456044 | TEMPLATE,DRAFTING | U1300 Drilling Template, for Mounting Holes & Wiring Entry, 3mm Min Material Size, Clear Polycarbonate | NTHPLAST | NORTHERN PLASTIC SUPPLIES & FABRICATION | U1300-TEM | Active
002403276 | FIXTURE,LIGHTING | 80W Mercury Vapour Aeroscreen Luminaire, 34mm Spigot c/w Integral Control Gear, PE Cell, Diffuse Lamp & Power Factor Correction, Minor Roads, EQTS 05-01-01 | GERARD | GERARD LIGHTING GROUP | JA11BD01L | Phasing
002451904 | ANTENNA | HPX, High Performance Parabolic Shielded Dual-polarized, Microwave Antenna, Grey, 2.4m/8ft, 6.425-7.125GHz, PDR70, Std White Radome c/w Flash, Std Pack, | COMMSINC | COMMSCOPE INC | HPX8-65-D1A - ANDREW | Active
002403620 | FUSE,CARTRIDGE | 12kV, HRC RMU Oil Immersed Type, 31.5A, suit Andelect SDAF3 & L&C GF3 Fuse Switches, Barrel 254mm Lg, 68mm Dia, End Caps 40mm Lg, 63.5mm Dia c/w Striker Pin | COOPER | COOPER ELECTRICAL AUSTRALIA PTY LTD | 12OEFMA31.5 | Active
001757673 | SCREW,COACH | M10 x 100mm, Galv B, Aust Std (P100) (scm) | BOLTMAST | BOLTMASTERS | FMHS100G | Active
001757673 | SCREW,COACH | M10 x 100mm, Galv B, Aust Std (P100) (scm) | GREGSF | GREG SEWELL FORGINGS PTY LTD | 1757673 | Active
002450997 | NUMERAL,SIGN | (6 & 9) Numeral Size 25.4mm, Black on Yellow Reflective, Pressure Sensitive Marker 3M (Sht 70) (scm) | ALMETEK | ALMETEK INDUSTRIES INC | PS1.0 (6 & 9) | Active
002403275 | FIXTURE,LIGHTING | 50W Mercury Vapour Aeroscreen Luminaire, 34mm Spigot c/w Integral Control Gear, PE Cell, Diffuse Lamp & Power Factor Correction, Minor Roads, JTS 05-01-01, | SYLVANIA | SYLVANIA SCHREDER | JA10BD01L | Phasing
001704367 | BOLT,MACHINE | M20 x 50mm, Hex, Galv c/w Galv Hex Nut, CA Dwg 22-A4-168 Rev B, Aust Std (P50) (scm) | GREGSF | GREG SEWELL FORGINGS PTY LTD | 1704367 | Active
002440220 | CONNECTOR,BUSBAR | End, Busbar to Conductor, Cu, 19.1mm OD Tube Run, 35-95mm2 Conductor Range | PLP | PREFORMED LINE PRODUCTS (AUST) | E15 | Active
002455764 | BUSHING ASSEMBLY,HV | Model WJ61-343, 66kV, S/N-919BH73, Bushing Id # 25, SW Spares | ABBAUST | ABB AUSTRALIA PTY LTD | BUSHING ID NUMBER 25 | Active
002401068 | SPLICE,CONDUCTOR | Sleeve Compression, 240 to 300mm Al, Hex Jointing c/w Internal Barrier | INTERENG | INTERTECH ENGINEERING PTY LTD | ALKR300/240 | Active
000003756 | INTERFACE UNIT,DATA TRANSFER | Interface Board, TCP/IP with SNMP, suit RTP all Battery Charger Voltages, Tech Spec EESS-10735-01-0B | LEGEND | LEGEND POWER SYSTEMS | RPS-COMMSWEBCSU-RTP | Active
002452472 | INSTALLATION,COMPUTER SOFTWARE | Software Application Installation Services, Supplier to add additional software to a PC when built | DATA3 | DATA#3 LIMITED | INSTALL SOFTWARE | Active
001762580 | SETSCREW | M6 x 12mm, Hex, S/Steel Gde 316 c/w Hex Nut S/Steel Gde 304, Aust Std (P100) | HOBSON | HOBSON ENGINEERING CO PTY LTD | BS16PCM060012 + NH04PCM06 | Active
002403702 | SAFETY,BARRICADE MESH | Orange/Yellow UV Stabilsed HDPE 900mm H, 50m Lg | ARTCRAFT | ARTCRAFT PTY LTD (QLD) | OM004 | Active
002403702 | SAFETY,BARRICADE MESH | Orange/Yellow UV Stabilsed HDPE 900mm H, 50m Lg | JAYBRO | JAYBRO CIVIL & SAFETY PRODUCTS | 18BMFA | Active
002443273 | PANEL,PATCH,COMMS | 19" Recess, 2RU x DB25 x 16-Way | BBNS | BLACK BOX NETWORK SERVICES | 12122-02 | Active
000003890 | PULLER,MECHANICAL | Pull Rod, suit 33/66kV CB, Type HLC 1250/1600 | ABBAUST | ABB AUSTRALIA PTY LTD | 2184973-A | Active
002451631 | TEMPLATE,DRAFTING | Isolation Links Drilling Template, for Mounting Holes & Wiring Entry, 3mm Min Material Size, Clear Polycarbonate | NTHPLAST | NORTHERN PLASTIC SUPPLIES & FABRICATION | ISOL.LINK-TEM | Active
000621208 | FUSE,CARTRIDGE | 500V AC, HRC DIN Type, 630A, Size 3, ETS 12-02-01 Group E (scm) | FUSECO | FUSECO POWER SOLUTIONS PTY LTD | NH3F-630 | Active
002406850 | TRIP RESISTOR | KFE Recl 140A | COOPER | COOPER ELECTRICAL AUSTRALIA PTY LTD | KRK597F140 | Active
000023150 | BACKING BOARD,METER | Type 'X' Meter Panel, 200 x 250 x 6mm, Insulation Panel, for Network Meter Installation & Replacement | INSULECT | INSULECT AUSTRALIA PTY LTD | 613060 200 X 250 X 6MM | Active
002455921 | GREASE,SPECIAL PURPOSE | Rocol Silicone Lubricant Spray, CAS RN, 250g Aerosol | BLKWOODJ | J BLACKWOOD & SONS LIMITED | 00477604 | Active
002455921 | GREASE,SPECIAL PURPOSE | Rocol Silicone Lubricant Spray, CAS RN, 250g Aerosol | ITWPF | ITW POLYMERS & FLUIDS | SL 250GM | Active
002455913 | GREASE,SPECIAL PURPOSE | Spheerol EPL 2, Oil Base, Grease, Dark Brown, Tube | CASTROL | CASTROL AUSTRALIA PTY LTD | 451356-AU13 | Active
002416345 | WASHER,FLAT | Round, M12, 25mm OD, 1.6mm Thk, S/Steel Gde 316, Aust Std | GLBFAST | GLOBAL FASTENERS (QLD) PTY LTD | WFRS6M12240T15 | Active
002443323 | SCREW ASSEMBLY,PANEL | Long D Socket Screw c/w Nuts, Flat & Spring Washers, suit DB Connector (P10) | SOLEX | SOLEX TECHNOLOGY GROUP | DD01506 | Active
002440329 | LINK,COMPRESSION | Bi-Metal, Reducing, 630mm2 Al to 400mm2 Cu, Utilux | TYCOELEC | TYCO ELECTRONICS | UTIBKX400-630/1 | Active
002440444 | SPACER,STRAIGHT | Substation Parallel Spacer Double, Conductor 24.0mm, 50mm Centre Spacing | PLP | PREFORMED LINE PRODUCTS (AUST) | SPSD-240-050 | Active
002455079 | SILICA GEL | Omni-tuff, Indicating Gel, Orange, 12.5kg Bucket, e-Gel used in Desiccant Breather (MOQ 10) | SMSOMNI | SMS OMNI-TUFF GROUP PTY LTD | 09-SEG125 | Active
002448140 | BRACKET,INSULATOR | Post Support, Galv Steel, 150 x 75 PFC, EE Dwg 1020748-03 Item 35 Mark H | ISM | ISM MANUFACTURING PTY LTD | 1020748-03-35 | Active
002442275 | CAPACITOR ASSEMBLY | Type CHD770B, 14.5 to 15.5uf Range, 504kVAr, 50Hz, 1 Ph, 10480V, YOM 2000 | ABBAUST | ABB AUSTRALIA PTY LTD | CHD770B | Active
001762652 | SETSCREW | M12 x 35mm, Hex, S/Steel Gde 316 c/w S/Steel Gde 304 Hex Nut, Aust Std (P100) (scm) | HOBSON | HOBSON ENGINEERING CO PTY LTD | XEKBS16XCM120035 | Active
002440410 | INDICATOR,FAULT LOCATING | SIGMA F+E 3, Short Circuit & Earth Fault Indicator, 96 x 48 x 96mm, LED Display, Manual/Automatic/Remote Reset & Test, Cable or Bushing Mount CT's, IP40 (scm) | HRSTMNN | HORSTMANN GMBH (MANUFACTURER) | V37-5113-001-001 | Active
000000195 | TRANSFORMER,VOLTAGE | 33kVA, 110/110V, 3 Ph, 200VA/100VA/Phase Class 0.5M1P/3R-6P, YNyn0-open Delta, Cat B, Vf 1.9/30 Sec, IL36/70/200kV, Outdoor, Hot Dip Galv Tank, Routine Test | CIRCLECT | CIRCLE-C TRANSFORMERS | 65B/33/13012 | Phasing
002455772 | BUSHING ASSEMBLY,HV | 33kV, 1000A, S/N-501/19, Bushing Id # 26, SW Spares | ABBAUST | ABB AUSTRALIA PTY LTD | BUSHING ID NUMBER 26 | Active
000452256 | NUMERAL,SIGN | (1) Pressed Al, Plain, Dwg 22-A4-200 Rev B | PWRENG | POWER ENGINEERS PTY LTD | NUMERAL 1, ALUMINIUM | Active
001749330 | NUT,PLAIN,HEX | M12, S/Steel Gde 304, Aust Std (P100) (scm) | HOBSON | HOBSON ENGINEERING CO PTY LTD | NH04PCM12 | Active
001749330 | NUT,PLAIN,HEX | M12, S/Steel Gde 304, Aust Std (P100) (scm) | AUSTAIN | AUSTAIN FASTENERS PTY LTD | D05912000 | Active
002404870 | STUD,PLAIN | Line Post Insulator, M24 x 99mm, c/w Washer & Nut, Morlynn P/N Y10886 (P25) | TYCOELEC | TYCO ELECTRONICS | M10886-105 | Active
002443281 | PANEL,PATCH,COMMS | 19" Recess, 3RU x DB25 x 32-Way, 100mm | BBNS | BLACK BOX NETWORK SERVICES | 12122-03 | Active
002443455 | CABLE,FIBRE OPTIC | U/Ground/External Single Tube, 6 Core Loose Tube, MMOF 62.5/125um, Bending Radius 196mm Under Full Load, c/w Nylon Oversheath for Termite Protection, may | BELDEN | BELDEN INC (MANUFACTURER) | OFS-LT06-MM62 | Active
000003760 | SENSOR,AMBIENT TEMPERATURE | AD592, Assembled on 10m Lead, suit RTP all Battery Charger Voltages, Tech Spec EESS-10735-01-0B | LEGEND | LEGEND POWER SYSTEMS | RPS-RT10000TEMP-RTP | Active
002451987 | FUSE,CARTRIDGE | 11kV, HRC Current Limiting, 6A, 20kA Fault Rating, Powder Filled, ETS 12-01-04 (scm) | COOPER | COOPER ELECTRICAL AUSTRALIA PTY LTD | FAK44W6 | Active
002452019 | FUSE,CARTRIDGE | 11kV, HRC Current Limiting, 18A, 20kA Fault Rating, Powder Filled, ETS 12-01-04 (scm) | COOPER | COOPER ELECTRICAL AUSTRALIA PTY LTD | FAK44W18 | Active
000104696 | RECLOSER,AUTO | Hydraulic, 11/12.7/19.1kV, SWER, 25A Coil, 50A Trip 1A3B Sequence, ETS 06-07-01 (scm) | COOPER | COOPER ELECTRICAL AUSTRALIA PTY LTD | KE25B13 | Active
002454270 | RECLOSER,AUTO | Sectionaliser, Load Break Switch, 22kV, 3 Ph, 400A, 12.5kA Cap, Vacuum Interrupting, O/door Pole Mount c/w Ctrl Cub, Insulated Cable Droppers, Aux VT | NOJA | NOJA POWER SWITCHGEAR PTY LTD | OSM27-RC10 | Active
002454239 | RECLOSER,AUTO | 11kV, for Substation use, 3 Ph, 630A, 12.5kA/3 Sec, Vacuum Breaking, suit 240V External Supply c/w Ctrl Cub, 7m Ctrl Cable, 240mm2 XLPE Power Cable, DNP 3.0 | NOJA | NOJA POWER SWITCHGEAR PTY LTD | OSM15-RC1-SMF | Active
002404320 | STRAPPING | Critchley Betastrip, 4 x 2m W, 2m Lg, Black 0408 | HAYMANS | HAYMANS ELECTRICAL | CRI0408 | Active
001714369 | STAYROD | Eye Bolt, M24 x 2400mm, Galv, 45Deg, Bend for Concrete Foundation, Dwg 878405-01, AS3679-250 AS1554 Part 1 (P10) (scm) | GREGSF | GREG SEWELL FORGINGS PTY LTD | 1714369 | Active
002459220 | CUTTING FLUID | Met-Kool, Aerosol Chemical Cutting Fluid Coolant & Lubricant for Tooling Operations | CHEMSRCH | CHEMSEARCH | 9035 | Active
002400150 | SCREW,COACH | M10 x 80mm, Galv, Aust Std (P100) | GREGSF | GREG SEWELL FORGINGS PTY LTD | 2400150 | Active
002452183 | ACTUATOR | Mid Pole Mount, 4m Lg, for Load Break Switch, AK Power (scm) | AKPOWER | AK POWER SOLUTIONS PTY LTD | 80916 | Active
002405992 | POLYURETHANE COATING | Ivy Spray, Red, 300g Aerosol Can, Urethane Sealcoat | CRC | CRC INDUSTRIES AUSTRALIA PTY LTD | 2044 | Active
002405992 | POLYURETHANE COATING | Ivy Spray, Red, 300g Aerosol Can, Urethane Sealcoat | BLKWOODJ | J BLACKWOOD & SONS LIMITED | 03967603 | Active
001727698 | BOLT,MACHINE | M10 x 50mm, Hex, S/Steel Gde 316 c/w Hex Nut S/Steel Gde 304, Aust Std (P100) | THEBLTPL | THE BOLT PLACE | 1727698 | Active
002400670 | THIMBLE,ROPE | Galv, suit 12mm Dia Rope, Dwg 01-14-01 (P50) | GREGSF | GREG SEWELL FORGINGS PTY LTD | 2400670 | Active
002453637 | BRACKET,ELECTRICAL CONNECTOR | Antenna Bracket, 3.0mm, S/Steel, Right Angle, Bull Bar Mount | GME | GME INNOVATIVE ELECTRONICS | MB024SS | Active
002451862 | ANTENNA | HPX, High Performance Parabolic Shielded Dual-polarized, Microwave Antenna, Grey, 1.2m/4ft, 10.700-11.700GHz, CPR90G, Enhanced White Radome c/w Flash, | COMMSINC | COMMSCOPE INC | HPX4-107 - ANDREW | Active
002459493 | BLADE,CUTTER,CABLE,HAND OPERATED | Replacement, Moving Blade, 160 x 95mm, Hardened Steel, suit REC-Y33M(BB) Izumi Battery Operated Cable Cutter | SPECFORC | SPECIALISED FORCE PTY LTD | Y33-08 | Active
002459501 | BLADE,CUTTER,CABLE,HAND OPERATED | Replacement, Fixed Blade, 130 x 52mm, Hardened Steel, suit REC-Y33M(BB) Izumi Battery Operated Cable Cutter | SPECFORC | SPECIALISED FORCE PTY LTD | Y33-03 | Active
000446256 | LETTER,SIGN | (A), Pressed Al, Plain, Dwg 22-A4-200 Rev B (P100) | METALTI | METAL-TECH INDUSTRIES (TRADE POLISHERS) | LETTER A ALUMINIUM | Active
000104697 | RECLOSER,AUTO | Hydraulic, 11/12.7/19.1kV, SWER, 15A Coil, 30A Trip 2A2C Sequence, ETS 06-07-01 (scm) | COOPER | COOPER ELECTRICAL AUSTRALIA PTY LTD | KE15C22 | Active
001138100 | FIXTURE,LIGHTING | 50W Mercury Vapour Nostalgia Type 1 Luminaire, Black c/w Integral Control Gear, PE Cell, Diffuse Lamp & Power Factor Correction, JTS 05-01-01, | SYLVANIA | SYLVANIA SCHREDER | LB10BD21L | Phasing
002404149 | FUSE,CARTRIDGE | 24kV, Liquid Filled, 10A, Size 1, (P42) (MOQ 42) | FUSECO | FUSECO POWER SOLUTIONS PTY LTD | 23L1F10E | Phasing
002404149 | FUSE,CARTRIDGE | 24kV, Liquid Filled, 10A, Size 1, (P42) (MOQ 42) | PWRHDIST | POWERHOUSE DISTRIBUTION | 23L1F10E | Phasing
002404138 | FUSE,CARTRIDGE | 24kV, Full Range, RMU DIN Type, Air Insulated, 63A, Barrel 442mm Lg, 50.8mm Dia, End Caps 33mm Lg, 45mm Dia, with Striker Pin to DIN Standard 43625 | FUSECO | FUSECO POWER SOLUTIONS PTY LTD | 3001413/63 | Active
000408931 | FUSE,CARTRIDGE | 415V AC, HRC Cartridge VK Type, 80A, 57 x 22.2mm Dia, ETS 12-02-01 Group A (scm) | FUSECO | FUSECO POWER SOLUTIONS PTY LTD | 2258F-80 | Active
002451920 | ANTENNA | VHLPX, ValuLine High Performance Low Profile, Dual-polarized, Microwave Antenna, Grey, 1.2m/4ft, 7.125-8.500GHz, PDR84, Polymer Grey Radome w/out Flash, | COMMSINC | COMMSCOPE INC | VHLPX4-7W-4GR - ANDREW | Active
002403484 | SOLDER,LEAD-TIN ALLOY | 40/60, 5 Resin Cores, 1.6mm Dia, Lower Melting Point, 500g Reels | BLKWOODJ | J BLACKWOOD & SONS LIMITED | 04462806 | Active
002403484 | SOLDER,LEAD-TIN ALLOY | 40/60, 5 Resin Cores, 1.6mm Dia, Lower Melting Point, 500g Reels | CNWELEC | CNW ELECTRICAL PTY LTD | 04462806 | Active
002403484 | SOLDER,LEAD-TIN ALLOY | 40/60, 5 Resin Cores, 1.6mm Dia, Lower Melting Point, 500g Reels | MMELEC | MM ELECTRICAL MERCHANDISING | 04462806 | Active
002404892 | FUSE,CARTRIDGE | 660V AC, HRC Cartridge OTC Type, 80A, 2 Hole Bolt in Centre Tags, 111mm Fixing Centres | FUSECO | FUSECO POWER SOLUTIONS PTY LTD | OTC80 | Active
002458396 | METER,WATTHOUR | Prog Id 82287, Mk10D, 3 Element, 3Ph, 4 Wire, 240V, 10-100A, Class 1, Bottom Connect, Multi Tariff Business, Undercover Comms Capable, | EDMI | EDMI PTY LTD | 1D11-1B-112-27-G11-201012-2N | Active
001714486 | STAYROD | M24 x 2700mm, Galv, ETS 01-01-01 Dwg 01-03-02 (P10) (scm) | GREGSF | GREG SEWELL FORGINGS PTY LTD | 1714486 | Active
000104324 | BEND,ELECTRICAL CONDUIT | 125mm, 15 Deg, 1830mm Rad, UPVC, LD, Orange Elec, AS/NZS 2053.2 | MMELEC | MM ELECTRICAL MERCHANDISING | FABL1815125 | Active
000104324 | BEND,ELECTRICAL CONDUIT | 125mm, 15 Deg, 1830mm Rad, UPVC, LD, Orange Elec, AS/NZS 2053.2 | HAYMANS | HAYMANS ELECTRICAL | FABL1815125 | Active
002400401 | BEND,ELECTRICAL CONDUIT | 100mm, 30 Deg, 1830mm Rad, UPVC, LD, Orange Elec, AS/NZS 2053.2 (scm) | HAYMANS | HAYMANS ELECTRICAL | 100LDELE1830R30B | Active
002438711 | BEND,ELECTRICAL CONDUIT | 150mm, 45 Deg, 635mm Rad, HD, Orange | MMELEC | MM ELECTRICAL MERCHANDISING | PIP150HDCON635R45B | Active
002449361 | TEST SET,VOLTAGE INJECTION | IES Testing, Variable Output, 200-260V, 20A Max Current Sink, IP54 Cat III 300V | THEWMCCA | TMAC THEW & MCCANN GROUP | TM00-244 | Active
002406248 | FUSE,CARTRIDGE | 500V AC, HRC Cartridge 10G Type, 2A, 38 x 10.3mm Dia, Modular, ETS 12-02-01 Group A (scm) | FUSECO | FUSECO POWER SOLUTIONS PTY LTD | 420002 | Active
002403721 | OUTREACH HEADFRAME | Major Road, High Mast, 3 Way, Galv Steel, EQTS 05-02-01, Dwg 05-02-06 (scm) | IPOLES | INTERNATIONAL POLES | EQ-018 | Active
002403721 | OUTREACH HEADFRAME | Major Road, High Mast, 3 Way, Galv Steel, EQTS 05-02-01, Dwg 05-02-06 (scm) | IUPOLE | INTERNATIONAL UTILITY POLES PTY LTD | EX-5390 | Active
002403721 | OUTREACH HEADFRAME | Major Road, High Mast, 3 Way, Galv Steel, EQTS 05-02-01, Dwg 05-02-06 (scm) | INGAL | INGAL EPS | GEX05389 | Active
002403721 | OUTREACH HEADFRAME | Major Road, High Mast, 3 Way, Galv Steel, EQTS 05-02-01, Dwg 05-02-06 (scm) | GMPOLES | GM POLES PTY LTD | SL HM 3W | Active
001704065 | BOLT,MACHINE | M16 x 350mm, Hex, Galv c/w Galv Hex Nut, Aust Std (P25) (scm) | GREGSF | GREG SEWELL FORGINGS PTY LTD | 1704065 | Active
001704545 | BOLT,MACHINE | M20 x 260mm, Hex, Galv c/w Galv Hex Nut, Aust Std (P15) (scm) | GREGSF | GREG SEWELL FORGINGS PTY LTD | 1704545 | Active
002402942 | BOLT,MACHINE | M20 x 250mm, Hex, Galv c/w Galv Hex Nut, Aust Std (P15) | GREGSF | GREG SEWELL FORGINGS PTY LTD | 2402942 | Active
002406977 | BOLT,MACHINE | M6 x 65mm, Hex, S/Steel Gde 316 c/w Hex Nut S/Steel Gde 304, Aust Std (P50) | THEBLTPL | THE BOLT PLACE | 2406977 | Active
002442580 | BAG,PLASTIC | Pallet Bag, Black, 1245 x 1195 x 1850mm, 100um, Roll | SEDLAGCY | SEDL AGENCIES PTY LTD | PACPLAB35BK | Active
002403844 | CYLINDER,LOCK | 201 Night Latch, to suit D2 Style, Keys Not Required | ASSA | ASSA ABLOY AUSTRALIA PTY LTD | 201CYLCP5KA | Active
000104675 | BEND,ELECTRICAL CONDUIT | 80mm, 90 Deg, 1000mm Rad, UPVC, LD, Socket to Socket, Orange Elec, AS/NZS 2053.2 (scm) | HAYMANS | HAYMANS ELECTRICAL | 80LDELE1000R90B | Active
002400625 | FUSE,CARTRIDGE | 12kV, HRC RMU Oil Immersed Type, 90A, suits Andelect SDAF3 & L&C GF3 Fuse Switches, Barrel 359mm Lg, 68mm Dia, End Caps 40mm Lg, 63.5mm Dia c/w | COOPER | COOPER ELECTRICAL AUSTRALIA PTY LTD | 12OHGMA90 | Active
002460004 | METER,WATTHOUR | Prog Id 21027, U1310, 1 Element, 1Ph, 2 Wire, 10-100A, Class 1, Load Profile, 100A Disconnect Switch, BC, External Comms Capable, ETS 2008/6145/T Item 1B | LANDIS | LANDIS GYR (AUST) PTY LTD | U1310DNN2NBN001EE | Active
000620621 | FUSE,CARTRIDGE | 12kV, Full Range, 16A, Barrel 292mm Lg, 50.8mm Dia, End Caps 34mm Lg, 45mm Dia, with Striker Pin to DIN Standard 43625 Fuse | DELTA | DELTA POWER AUSTRALIA PTY LTD | 67220.0169 | Active
001011185 | FUSE,CARTRIDGE | 415V AC, HRC Cartridge TCP Type, 100A, 2 Hole Bolt in Offset Tags, 94mm Fixing Centres | IPDGROUP | IPD GROUP LIMITED | TCP100L | Active
002400128 | BOLT,MACHINE | M16 x 600mm, Hex, Galv c/w Galv Hex Nut, Aust Std (P15) | GREGSF | GREG SEWELL FORGINGS PTY LTD | 2400128 | Active
000104451 | TERMINATION PANEL FIBRE OPTIC | Panel Wall Mounted IP Rated Suitable for Termination of up to 60 Fibres To Ergon EPS0069 | OPTICAL | OPTICAL FIBRE SYSTEMS PTY LTD | OFS-800-IP-HG + TERM KIT | Active
002444040 | ADAPTOR,UNIVERSAL | Terminal Screw, 16mm Thread to 12mm Lug, for ABB Safelink Term, suit FBX Unit (scm) | GILBERT | GILBERT LODGE AUSTRALIA PTY LTD | RAYEXRM1366 | Active
002444040 | ADAPTOR,UNIVERSAL | Terminal Screw, 16mm Thread to 12mm Lug, for ABB Safelink Term, suit FBX Unit (scm) | RAYCHEM | RAYCHEM (AUSTRALIA) PTY LTD | EXRM-1366 | Active
001727649 | BOLT,MACHINE | M16 x 50mm, Hex, S/Steel Gde 316 c/w S/Steel Gde 304 Hex Nut, Aust Std (P100) (scm) | GREGSF | GREG SEWELL FORGINGS PTY LTD | 1727649 | Active
002447886 | ANTENNA | High-Band, VHF Omni-directional Dipole Array, 8dBi Nom Gain, 136-174MHz, 6.3m Lg, 31kg | RFIND | RF INDUSTRIES PTY LTD | BA80-41P | Active
002442804 | TERMINAL,TELEPROTECTION | DM1200, 90-320V DC PSU, VF Analogue Tone Processor | DEWAR | DEWAR ELECTRONICS PTY LTD | DM1200 A23-P1-1T-R1 90-320VDC | Active
000104497 | GASKET | 40 x 3 x 250mm Lg, Neoprene (scm) | ASSOGASK | ASSOCIATED GASKETS PTY | NA03 | Active
002457208 | FUSEHOLDER,BASE & CARRIER | 30A, In-Line Splashproof Fuse Holder, for Mini Style Blade Fuse | ASHDOWN | ASHDOWN-INGRAM (NOW CALLED NAPA) | ACX1712 | Active
002457208 | FUSEHOLDER,BASE & CARRIER | 30A, In-Line Splashproof Fuse Holder, for Mini Style Blade Fuse | ASHDOWN | ASHDOWN-INGRAM (NOW CALLED NAPA) | TDR05211 | Active
002457208 | FUSEHOLDER,BASE & CARRIER | 30A, In-Line Splashproof Fuse Holder, for Mini Style Blade Fuse | MMELEC | MM ELECTRICAL MERCHANDISING | WFH2 | Active
002454056 | INSULATION SLEEVING,ELECTRICAL | Heat Shrink Tubing, 10/3mm, 1.2m Lg, Black, Hot Melt Glue Lined | MMELEC | MM ELECTRICAL MERCHANDISING | L&CHSMDW12-3/4FT | Active
002454056 | INSULATION SLEEVING,ELECTRICAL | Heat Shrink Tubing, 10/3mm, 1.2m Lg, Black, Hot Melt Glue Lined | RAYCHEM | RAYCHEM (AUSTRALIA) PTY LTD | WTM10/3 | Active
002400109 | WASHER,SHEAR | 2mm Thk, 350 PCD, Galv Steel, for use with SBM Pole, EQTS 05-02-01, Dwg 05-02-04 (scm) | INGAL | INGAL EPS | I00618 | Active
002402940 | BOLT,MACHINE | M16 x 250mm, Hex, Galv c/w Galv Hex Nut, Aust Std (P30) | GREGSF | GREG SEWELL FORGINGS PTY LTD | 2402940 | Active
002403460 | SHACKLE | Bow, Galv Steel, High Grade S, 8mm, 0.75 Tonne WLL, 10mm Dia Pin W/Eye & Collar, High Load | GREGSF | GREG SEWELL FORGINGS PTY LTD | 2403460 | Active
001703271 | BOLT,MACHINE | M12 x 65mm, Hex, Galv c/w Galv Hex Nut, Aust Std (P150) | THEBLTPL | THE BOLT PLACE | 1703271 | Active
001703255 | BOLT,MACHINE | M12 x 40mm, Hex, Galv c/w Galv Hex Nut, Aust Std (P200) (scm) | THEBLTPL | THE BOLT PLACE | 1703255 | Active
002437119 | CLAMP,ANTENNA | UNV Series, Galv, Universal Right Angle Antenna Clamp | RFIND | RF INDUSTRIES PTY LTD | UNV | Active
002403168 | FUSE,CARTRIDGE | 500V AC, HRC DIN Type, 125A, Size 2, ETS 12-02-01 Group E (scm) | FUSECO | FUSECO POWER SOLUTIONS PTY LTD | NH2F-125 | Active
002404896 | FUSE,CARTRIDGE | 660V AC, HRC Cartridge OTTM Type, 630A, 4 Hole Bolt in Centre, Tags 133/184mm Fixing Centres | FUSECO | FUSECO POWER SOLUTIONS PTY LTD | OTTM630 | Active
002457612 | CAPACITOR ASSEMBLY | Type CHD 167kVAr, 6.98kV, 50Hz, Single Bushing | ABBAUST | ABB AUSTRALIA PTY LTD | CHD167 | Active
000003805 | CONTROL,TRANSMITTER | FQD7, 400kVA, Indoor Cabinet 120cm W x 200cm H x 60cm D c/w 1 Output, Interference Coil/Filter, Solid Front Door, suit Landis & Gyr Loose Coupled | LANDIS | LANDIS GYR (AUST) PTY LTD | FQD7.4 | Active
002402134 | WAX,WATER EMULSION,SOLVENT BARRIER | Optimax Topcoat, Floor, Liquid Type, Easy Maintenance Sealer, 5L Bottle | MINEHAN | MINEHAN AGENCIES PTY LTD | 16-02-10854 | Active
002403845 | WIRE,NONELECTRICAL | Tie Wire, 4.00mm, Al Annealed, Max 10kg Coil, 29m/kg, JTS 03-03-01 (scm) | MIDLAND | MIDLAND METALS OVERSEAS PTE LTD | MMO-4 TIE ANN.AL. | Active
002403845 | WIRE,NONELECTRICAL | Tie Wire, 4.00mm, Al Annealed, Max 10kg Coil, 29m/kg, JTS 03-03-01 (scm) | DULHUNTY | DULHUNTY POWER (AUST) PTY LTD | TW-A-403-10 | Active
002455566 | BUSHING ASSEMBLY,HV | Model Spez73, 66kV, 400A, S/N-66D50573L, Bushing Id # 1, SW Spares | ABBAUST | ABB AUSTRALIA PTY LTD | BUSHING ID NUMBER 1 | Active
002455681 | BUSHING ASSEMBLY,HV | Model Spez73, 66kV, 400A, S/N-66D50577, Bushing Id # 15, SW Spares | ABBAUST | ABB AUSTRALIA PTY LTD | BUSHING ID NUMBER 15 | Active
002455756 | BUSHING ASSEMBLY,HV | Model WJ61-373, 66kV, S/N-917BH73, Bushing Id # 24, SW Spares | ABBAUST | ABB AUSTRALIA PTY LTD | BUSHING ID NUMBER 24 | Active
002405074 | INSULATION SLEEVING,ELECTRICAL | Heat Shrink Tubing, 35/12mm, 30m Roll, Uncoated | TECONN | TE CONNECTIVITY LTD | MWTM-35/12-A/U-4(S30) | Active
002405074 | INSULATION SLEEVING,ELECTRICAL | Heat Shrink Tubing, 35/12mm, 30m Roll, Uncoated | GILBERT | GILBERT LODGE AUSTRALIA PTY LTD | RAYMWTM35/12-A/U | Active
000003857 | FUSE,CARTRIDGE | 350A, 690V, NH-Fuse Insert FQD5, suit Transmitter Control, ETS 2011/0363/T 12i-FQD | LANDIS | LANDIS GYR (AUST) PTY LTD | 6000.000.00223 | Active
002404314 | INSULATION SLEEVING,ELECTRICAL | Heat Shrink Tubing, 140/42mm, Medium Wall, Lined, Standard | TECONN | TE CONNECTIVITY LTD | MWTM-140/42-1500/S(S5) | Active
002404314 | INSULATION SLEEVING,ELECTRICAL | Heat Shrink Tubing, 140/42mm, Medium Wall, Lined, Standard | GILBERT | GILBERT LODGE AUSTRALIA PTY LTD | RAYMWTM140/42-1500 | Active
001138095 | DIFFUSER,LIGHT | Acrylic, to suit Nostalgia Streetlight Part No. L00000 (P10) | SYLVANIA | SYLVANIA SCHREDER | L00000 PACK10 | Active
000104772 | PLUG,RUBBER | Type Micro Beam, suit Power Beam | AMALPENG | AMALGAMATED PLASTIC ENGINEERING | MICRORUBBERPLUG | Active
002405324 | ENHANCEMENT COMPOUND,EARTH | Premixed Backfill Mixture, for Enhancing Electrical Earthing Composition, approx 50% Bentonite + 50% Gypsum (+/- 10%) 20kg Bags (ONE WAY PALLETS ONLY) | ERICO | NVENT ERICO PRODUCTS AUSTRALIA P/L | TOPEARTH | Active
002405324 | ENHANCEMENT COMPOUND,EARTH | Premixed Backfill Mixture, for Enhancing Electrical Earthing Composition, approx 50% Bentonite + 50% Gypsum (+/- 10%) 20kg Bags (ONE WAY PALLETS ONLY) | PLP | PREFORMED LINE PRODUCTS (AUST) | D-EARTH5050 | Active
001762595 | SETSCREW | M8 x 25mm, Hex, S/Steel Gde 316 c/w S/Steel Gde 304 Hex Nut, Aust Std (P100) | HOBSON | HOBSON ENGINEERING CO PTY LTD | XEKBS16XCM080025 | Active
001762595 | SETSCREW | M8 x 25mm, Hex, S/Steel Gde 316 c/w S/Steel Gde 304 Hex Nut, Aust Std (P100) | GLBFAST | GLOBAL FASTENERS (QLD) PTY LTD | SHXS6M080025SO | Active
000104389 | LOUVRE,LIGHT | Anti-Glare, Replacement Diffuser c/w Front & Rear Shields, for Sylvania Roads Luminaries 250W HPS Max Power, Road Visor SCO Spare Glare (P10) | SYLVANIA | SYLVANIA SCHREDER | PR00003 | Active
001141637 | LAMP,SODIUM | 400W, HP Diffuse Elliptical, E40 Cap, External Ignitor, JTS 05-01-01, JBP 2010/0444/T (P12) | SYLVANIA | SYLVANIA SCHREDER | 672050 | Active
002452191 | ACTUATOR | Mid Pole Mount, 6m Lg, for Load Break Switch, AK Power (scm) | AKPOWER | AK POWER SOLUTIONS PTY LTD | 80917 | Active
002453629 | BRACKET,ELECTRICAL CONNECTOR | Antenna Bracket, 2.5mm, S/Steel, Truck Mirrors & Roof Racks Mount c/w Cable Slot | GME | GME INNOVATIVE ELECTRONICS | MB411SS | Active
000104196 | INSULATOR,LINE POST | 22kV (11kV Trident) 150kV BIL, Porcelain Horizontal Clamp Top c/w M20 Stud, ETS 10-01-01, Item 10 (scm) | GRAPHSOL | GRAPH SOLUTIONS PTY LTD | 28429A | Active
000124015 | FUSE,CARTRIDGE | 415V AC, HRC Cartridge VK Type, 60A, 57 x 22.2mm Dia, ETS 12-02-01 Group A (scm) | FUSECO | FUSECO POWER SOLUTIONS PTY LTD | 2258F-63 | Active
000003802 | CONTROL,TRANSMITTER | FQD4, 100kVA, Indoor Cabinet 80cm W x 200cm H x 60cm D c/w 1 Output, Interference Coil/Filter, Solid Front Door, suit Landis & Gyr Loose Coupled | LANDIS | LANDIS GYR (AUST) PTY LTD | FQD4.4 | Active
002420990 | RESISTOR | SCADA, RTU50, SCD5200, SCD6000, Analogue Inputs 100 Ohm | SCHNEIDR | SCHNEIDER PTY LTD (MANUFACTURER) | SY-1018541 | Active
002455533 | CABLE,RADIO FREQUENCY | LD Foam Coaxial Cable, Nom 1/2", 50 Ohm, 1 - 8800MHz, Cu-Clad Al Wire/PE Foam/ Corrugated Cu/PE Jacket, Black | COMMSINC | COMMSCOPE INC | LDF4-50A | Active
002455822 | BUSHING ASSEMBLY,HV | Model Spez36, 33kV, 1000A, S/N-68D52642, Bushing Id # 31, SW Spares | ABBAUST | ABB AUSTRALIA PTY LTD | BUSHING ID NUMBER 31 | Active
000104637 | POLE,LINE CONSTRUCTION,METAL | 9.0m, Al, Temporary Pole, 1 Ph, EE Dwg 958107-01 | ULLRICH | ULLRICH ALUMINIUM PTY LTD | FB03610 | Active
000003888 | TERMINAL BOARD | 125V DC, 250A (set of 2), EESS-10735-01-0B, 00000015 Item 62 | WEBER | WEBER SOUTH PACIFIC PTY LTD | VC110020-M101 | Active
002404365 | CUTTING COMPOUND,PASTE | Assembly Paste (F & G) | DELTA | DELTA POWER AUSTRALIA PTY LTD | 2152723 | Active
002459212 | WATER-DISPLACING COMPOUND | NC-123 Extra, Electrical & Electronic Components Cleaner, Lubricant, Displaces & Repels Moisture | CHEMSRCH | CHEMSEARCH | 5050 | Active
002459196 | SILICONE COMPOUND | Molykote 111, Silicone Oil, Lubricant & Sealant, Water Resistant, White Translucent | DOWCORN | DOW CORNING CORPORATION | 1889834 | Active
002456069 | CONTROL,INTERFACE | RS232/FOI Comms Module, for CL6B Controller c/w DB9 DTE Connector & ST Fibre Connectors | COOPER | COOPER ELECTRICAL AUSTRALIA PTY LTD | 57A64264800B | Active
002407011 | INSULATION SLEEVING,ELECTRICAL | Heat Shrink Tubing, 75/25mm, 220mm, Unlin, EPS0067 (P3) (scm) | TECONN | TE CONNECTIVITY LTD | LVIT-75/25-A/U-4(S30) | Active
002407011 | INSULATION SLEEVING,ELECTRICAL | Heat Shrink Tubing, 75/25mm, 220mm, Unlin, EPS0067 (P3) (scm) | GILBERT | GILBERT LODGE AUSTRALIA PTY LTD | RAYLVIT75/25-220/3 | Active
001032226 | FUSE PANEL ASSEMBLY | Kit c/w 3 x 32A 415V AC Fuse Holders, 3 x 6A HRC Fuses, Mtd on Insulated Panel 150 x 100 x 10mm c/w Sealing Studs & Perspex Cover | FLOWLINE | FLOWLINE INDUSTRIES PTY LTD | E1062 | Active
002403211 | CORD,FIBROUS | Sashcord # 10, Braided, Cotton, 8mm Dia, 200m Rolls | BULLIVAN | BULLIVANTS PTY LTD | 110562 | Active
002404231 | INDICATOR | Permanent Volt Indicator, Elastimold, Cat # PVI-1A | AUSTMOLD | AUSTRALMOLD PTY LTD | PVI1A | Active
002440261 | CONNECTOR,BUSBAR | Tube, Circular to Flat Busbar, Cu, 28.6mm OD Tube, 54 x 64mm Flat Bolt M10 S/Steel | PLP | PREFORMED LINE PRODUCTS (AUST) | D-TF47B | Active
000003907 | MODULE,ELECTRONIC | MMLG02, Test Block, Vertically Mounted Test Module w/out DC Isolation on Removal of Cover, use with MBCZ Busbar Schemes c/w Size 2 Flush Mounted Case | CSEUNI | CSE UNISERVE PTY LTD | MMLG02R1AB0001E | Active
002404357 | ADHESIVE | Araldite, Atkins, 35ml | COVENTRY | COVENTRY FASTENERS QLD | S208 | Active
000184895 | INSULATION SLEEVING,ELECTRICAL | Heat Shrink Tubing, 16/5mm, 180mm Lg, Medium Wall, Mastic Sealant | TECONN | TE CONNECTIVITY LTD | MWTM-16/5-180/S(S50) | Active
000184895 | INSULATION SLEEVING,ELECTRICAL | Heat Shrink Tubing, 16/5mm, 180mm Lg, Medium Wall, Mastic Sealant | PLP | PREFORMED LINE PRODUCTS (AUST) | CPA-SRH2-022-006-180 | Active
000184895 | INSULATION SLEEVING,ELECTRICAL | Heat Shrink Tubing, 16/5mm, 180mm Lg, Medium Wall, Mastic Sealant | GILBERT | GILBERT LODGE AUSTRALIA PTY LTD | RAYMWTM16/5-180 | Active
002402162 | TAPE,EMBOSSING | 38mm x 75m Roll | SIGNET | SIGNET PTY LTD | 50948 | Active
002458347 | CLEVIS,PIN | S/Steel Gde 304, Round, M12 x 65mm c/w R-Clip, 3 x 68mm, S/Steel Gde 304, suit IIN414079 | SICAME | SICAME AUSTRALIA PTY LTD | PIN-RCLIP | Active
002404316 | INSULATION SLEEVING,ELECTRICAL | Heat Shrink Tubing, 56/17mm, 1.2m Long, Unlined | TECONN | TE CONNECTIVITY LTD | MWTM-50/16-1200/U(S40) | Active
002404316 | INSULATION SLEEVING,ELECTRICAL | Heat Shrink Tubing, 56/17mm, 1.2m Long, Unlined | CABLEACC | CABLE ACCESSORIES (AUST) | SMDW56/17U | Active
002456689 | CONTROL,ANTENNA | RealTilt, Electronic Tilt Adjuster, RTA, ETS 2011/0259/T | NSN | NOKIA SOLUTION NETWORK AUST PTY LTD | 469759A | Active
000168004 | COVER,ELECTRICITY SUPPLY PILLAR | URD, Tall, 550 H x 230 W x 295mm D, Green Polyethylene, Dwg 04-03-02 (P63) (scm) | LEGEND | LEGEND POWER SYSTEMS | PBL-G-V | Active
000168004 | COVER,ELECTRICITY SUPPLY PILLAR | URD, Tall, 550 H x 230 W x 295mm D, Green Polyethylene, Dwg 04-03-02 (P63) (scm) | FLOWLINE | FLOWLINE INDUSTRIES PTY LTD | ES1002 | Active
002454007 | FUSE LINK,ENCLOSED ELEMENT | 3A, Mini-Blade, Violet/Purple (P10) | ASHDOWN | ASHDOWN-INGRAM (NOW CALLED NAPA) | TDR05019 | Active
002454007 | FUSE LINK,ENCLOSED ELEMENT | 3A, Mini-Blade, Violet/Purple (P10) | ASHDOWN | ASHDOWN-INGRAM (NOW CALLED NAPA) | ACX1650BL | Active
000482872 | SOCKET THIMBLE | Galv, 70kN, Dwg 01-14-04 Issue A (P12) (scm) | MACLEAN | MACLEAN POWER SYSTEMS | SOCT-70 | Active
002457646 | HANGER,CABLE | SnapStack Hanger, for LDF4-50 Cable, suits 19mm Mounting Hole (P10) | COMMSINC | COMMSCOPE INC | SSH-12 | Active
002404930 | FUSE LINK,EXPULSION | 16A, Class T, TS 06-03-01 (scm) | NGKSTANG | NGK STANGER PTY LTD | ZXT705-16BT37 | Active
002455137 | DUNNAGE | Crane Foot, 610 x 540 x 95mm, Orange Plastic c/w Dual Handle, Rated to 16 Tonne RWC, 11.4kg | GOUGHPLS | GOUGH PLASTICS | FMAM400.1005 | Active
000003875 | CAPACITOR ASSEMBLY | Outdoor, Capacitor Can, 350kVAr, suit Tight & Loose Coupled AFLC Coupling Cell site specific capacitance & voltage rating (not transferable, see nameplate) | LANDIS | LANDIS GYR (AUST) PTY LTD | 164.826.00001 350KVAR | Active
000003877 | TRANSFORMER,AUDIO FREQUENCY | Outdoor, Isolating, T12/kVA/f/II (kV/kVA/Hz/case) 12kV, 3Ph, Case Size II 1130 H x 650 W x 420 D, suit Landis & Gyr Tight Coupled AFLC Coupling Cell, | LANDIS | LANDIS GYR (AUST) PTY LTD | 170.201.12002 | Active
002455608 | BUSHING ASSEMBLY,HV | Model GOB 325/800A, 66kV, S/N-78299, Bushing Id # 7, SW Spares | ABBAUST | ABB AUSTRALIA PTY LTD | BUSHING ID NUMBER 7 | Active
002438828 | BEND,ELECTRICAL CONDUIT | 150mm, 30 Deg, 1830mm Rad, HD, Orange | MMELEC | MM ELECTRICAL MERCHANDISING | PIP150HDCON1830R30B | Active
002435485 | COMPUTER,DATA TRANSFER | Voice/Fax DSP Module, High-Density Packet, 64-Channel Packet | CISCO | CISCO SYSTEMS INC (MANUFACTURER) | PVDM2-64= | Active
002406243 | FUSEHOLDER,BASE & CARRIER | 440V AC, 32A, Back Wired to 2 Studs, Standard Black, suit NS Fuse Links (P5) | IPDGROUP | IPD GROUP LIMITED | SC32P | Phasing
002403719 | OUTREACH HEADFRAME | Major Road, High Mast, 1 Way, Galv Steel, EQTS 05-02-01, Dwg 05-02-06 (scm) | IPOLES | INTERNATIONAL POLES | EQ-019 | Active
002403719 | OUTREACH HEADFRAME | Major Road, High Mast, 1 Way, Galv Steel, EQTS 05-02-01, Dwg 05-02-06 (scm) | INGAL | INGAL EPS | GEX16823-86 | Active
002403719 | OUTREACH HEADFRAME | Major Road, High Mast, 1 Way, Galv Steel, EQTS 05-02-01, Dwg 05-02-06 (scm) | GMPOLES | GM POLES PTY LTD | SL HM 1W | Active
001150075 | FIXTURE,LIGHTING | 50W Mercury Vapour Luminaire, 34mm Spigot c/w Integral Control Gear, PE Cell, Diffuse Lamp & Power Factor Correction, Minor Roads, JTS 05-01-01, | SYLVANIA | SYLVANIA SCHREDER | JS10BD01L | Phasing
002403775 | GLOVES,MEN'S | Protective, Heavy Duty Pigskin & Cotton | PRALSAFE | PROTECTOR ALSAFE | 04333885 | Phasing
002438125 | LAMP,METAL HALIDE | 100W Ceramic Arc, Clear Tube, E40 Cap, Operates on 100W HP Sodium Control Gear, EQTS 05-03-01 (scm) | LSS | LIGHT SOURCE SOLUTIONS | S77399 | Active
000104280 | STAND,SWITCHGEAR | HV, for 22kV Padmount Substation, suit F&G Type GA-C RMU, 2 Switch 2 Fuse & 3 Switch 1 Fuse, Dwg 875272 Sheet 1/Ref 2 (scm) | POLLARDS | POLLARDS GALVANIZING PTY LTD | 87527201 | Active
000621110 | FUSE,CARTRIDGE | 11kV, HRC Current Limiting, 25A, 20kA Fault Rating, Powder Filled, ETS 12-01-04 (scm) | COOPER | COOPER ELECTRICAL AUSTRALIA PTY LTD | FAK44W25 | Active
002455863 | FUSE LINK,EXPULSION | 10/30A, Class K, JTS 06-03-01 (scm) | NGKSTANG | NGK STANGER PTY LTD | ZXC705-1030BK37 | Active
002455731 | BUSHING ASSEMBLY,HV | Model GOB 380, 66kV, 800A, S/N-245666, Bushing Id # 20, SW Spares | ABBAUST | ABB AUSTRALIA PTY LTD | BUSHING ID NUMBER 20 | Active
002455749 | BUSHING ASSEMBLY,HV | Model Spez123, 110kV, 1600A, S/N-70D52389, Bushing Id # 23, SW Spares | ABBAUST | ABB AUSTRALIA PTY LTD | BUSHING ID NUMBER 23 | Active
002456036 | CLAMP,SUPPORT,ELEC CONDUCTOR | Cushion Grip Support Assy, Range 22.4 to 30.4mm, for use with Clamp Top Post Insulator | PLP | PREFORMED LINE PRODUCTS (AUST) | CGS-2102 | Active
002458636 | GREASE,SPECIAL PURPOSE | Prysmian EPDM, compatiable Cable Assy Grease, 9g Sachet, Dwg Assy 605 (scm) | INTERENG | INTERTECH ENGINEERING PTY LTD | EPDM GREASE | Active
002458214 | ADAPTOR,UNIVERSAL | Double Threaded Brass Stud, 63mm Lg, M16 to M12 c/w 2 x M12 S/Steel Hex Nut, 1 x M12 S/Steel Belleville Washer (scm) | MMELEC | MM ELECTRICAL MERCHANDISING | I3S-63BDT-ROK | Active
002458214 | ADAPTOR,UNIVERSAL | Double Threaded Brass Stud, 63mm Lg, M16 to M12 c/w 2 x M12 S/Steel Hex Nut, 1 x M12 S/Steel Belleville Washer (scm) | SCHNEIDR | SCHNEIDER PTY LTD (MANUFACTURER) | A048085 | Active
000003913 | CAPACITOR ASSEMBLY | Outdoor, Capacitor Can, 250kVAr, suit Tight & Loose Coupled AFLC Coupling Cell site specific capacitance & voltage rating (not transferable, see nameplate) | LANDIS | LANDIS GYR (AUST) PTY LTD | 164.826.00001 250KVAR | Active
002440279 | CONNECTOR,BUSBAR | Tube, Circular to Flat Busbar, Cu, 30.0mm OD Tube, 54 x 70mm Flat Bolt M10 S/Steel | PLP | PREFORMED LINE PRODUCTS (AUST) | D-TF49B | Active
002460996 | BRACKET,ELECTRICAL CONNECTOR | Antenna Bracket, 63mm, S/Steel, Black Power Coated, Bull Bar Wrap Mount | RFIND | RF INDUSTRIES PTY LTD | BBWM-63-B | Active
000560992 | INSULATOR,STRAIN | 22kV, 150kV BIL, Polymer, 70kN, Tongue & Clevis, c/w 16mm Round Pin, ETS 10-02-01 Item 3 (scm) | BRITECH | BRI-TECH PTY LTD | 401028-0215 | Active
000000251 | BUSHING ASSEMBLY,HV | Model GOB 325/800, 66kV, 295ml Stem, Grey, ABB | ABBAUST | ABB AUSTRALIA PTY LTD | 040-1203P01 | Active
002438786 | BEND,ELECTRICAL CONDUIT | 150mm, 90 Deg, 1000mm Rad, HD, Orange | MMELEC | MM ELECTRICAL MERCHANDISING | PIP150HDCON1000R90B | Active
002459675 | SOLAR CELL PANEL ASSEMBLY | SW-M60W FLY 5M, 60W, 12V, Solar Panel Module c/w MVTSTP020 Bracket S/Steel & MVTCNPV-40M Angle, for RTCM Solar Site Smart Reporter (scm) | HRSTMNN | HORSTMANN GMBH (MANUFACTURER) | MVTSOLARPANELKIT | Active
002436145 | CRIMPING TOOL,HYDRAULIC | Remote Crimp, 23 Tonne, Operate from HB-10 Type Hydraulic Intensifier, 10000psi Crimp Pressure c/w Canvas Carry Bag | LEGEND | LEGEND POWER SYSTEMS | MSS-RH23 | Active
002435915 | CONNECTOR ELBOW | Set of 3, 630A, Bolted, suit 11kV 1 Core 185-300mm2 XLPE Cable, Shear Bolt Connectors, for Areva HV Switchgear (scm) | TECONN | TE CONNECTIVITY LTD | RSTI-5855-AU02 | Active
002435915 | CONNECTOR ELBOW | Set of 3, 630A, Bolted, suit 11kV 1 Core 185-300mm2 XLPE Cable, Shear Bolt Connectors, for Areva HV Switchgear (scm) | STREAM | STREAMLINED ENERGY PTY LTD | SES.11SAT12.SKS185-300.ER | Active
002435915 | CONNECTOR ELBOW | Set of 3, 630A, Bolted, suit 11kV 1 Core 185-300mm2 XLPE Cable, Shear Bolt Connectors, for Areva HV Switchgear (scm) | JBJOINT | JB JOINTING SUPPLIES PTY LTD | JB-11-240-SE | Active
002435915 | CONNECTOR ELBOW | Set of 3, 630A, Bolted, suit 11kV 1 Core 185-300mm2 XLPE Cable, Shear Bolt Connectors, for Areva HV Switchgear (scm) | AUSTMOLD | AUSTRALMOLD PTY LTD | 3X(K480TBG-18-120.300-14-5) | Active
002435915 | CONNECTOR ELBOW | Set of 3, 630A, Bolted, suit 11kV 1 Core 185-300mm2 XLPE Cable, Shear Bolt Connectors, for Areva HV Switchgear (scm) | PLP | PREFORMED LINE PRODUCTS (AUST) | CPA-CTS-630A-24-095-240 | Active
002435915 | CONNECTOR ELBOW | Set of 3, 630A, Bolted, suit 11kV 1 Core 185-300mm2 XLPE Cable, Shear Bolt Connectors, for Areva HV Switchgear (scm) | TECONN | TE CONNECTIVITY LTD | RSTI-ERG45 | Active
001727680 | BOLT,MACHINE | M12 x 60mm, Hex, S/Steel Gde 316 c/w Hex Nut S/Steel Gde 304, Aust Std (P25) | THEBLTPL | THE BOLT PLACE | 1727680 | Active
002459279 | CONNECTOR ASSEMBLY,ELECTRICAL | Fusesaver, Line Clamp with Right Angle Parking Bar, for the Connection of SWER Reactors | SIEMENS | SIEMENS LTD | 3AD8434-1CA00-0AA1+3AX1350-5E | Active
000560119 | INSULATOR,PIN | 11kV, 7kN, Type SLP/11/180, Pattern 'A' Thread, ETS 10-01-01, Item 3 (scm) | TECONN | TE CONNECTIVITY LTD | PI-SLP-11-180-PG | Active
000003803 | CONTROL,TRANSMITTER | FQD5, 160kVA, Indoor Cabinet 120cm W x 200cm H x 60cm D c/w 1 Output, Interference Coil/Filter, Solid Front Door, suit Landis & Gyr Loose Coupled | LANDIS | LANDIS GYR (AUST) PTY LTD | FQD5.4 | Active
000003804 | CONTROL,TRANSMITTER | FQD6, 280kVA, Indoor Cabinet 120cm W x 200cm H x 60cm D c/w 1 Output, Interference Coil/Filter, Solid Front Door, suit Landis & Gyr Loose Coupled | LANDIS | LANDIS GYR (AUST) PTY LTD | FQD6.4 | Active
002405338 | DISPENSER,HAND CLEANER | 750ml, Grease Grabber (Only for use with 2406038 disposable cartridge) | BLKWOODJ | J BLACKWOOD & SONS LIMITED | BLA04717466 | Active
002461416 | MARKER,AIRCRAFT WARNING | 185mm Dia Sphere, suit 4.5mm to 47mm Cable (scm) | RONSTAN | RONSTAN INDUSTRIAL PTY LTD | RF111A | Active
000003746 | MODULE,ELECTRONIC | Rectifier Module, 48V DC, 33.0A RT4B, suit RTP 48V Battery Charger, Tech Spec EESS-10735-01-0B | LEGEND | LEGEND POWER SYSTEMS | RPS-RT4B48/33-RTP | Active
000003748 | MODULE,ELECTRONIC | Rectifier Module, 125/110V DC, 12A RT4B, suit RTP 125V or 110V Battery Charger, Tech Spec EESS-10735-01-0B | LEGEND | LEGEND POWER SYSTEMS | RPS-RT4B120/12-RTP | Active
002425841 | DISPENSER | Stay Wire, Truck/Floor Mounted | DIX | DIX MANUFACTURING GROUP | 98918-1 | Active
000676309 | FUSEHOLDER,BASE & CARRIER | 69kV, SMD-50, 100A, Vertical Offset (Cat 92046R3, Brochure 212-31 Page 10) | ELECDIST | ELECTRICAL DISTRIBUTION & TRANS | 92046R3 | Active
002402266 | CAPACITOR ASSEMBLY | Type CHD630B, 22.0 to 23.0uf Range, 333kVAr, 50Hz, 1 Ph, 6930V, YOM 1999 | ABBAUST | ABB AUSTRALIA PTY LTD | CHD630B | Active
002462273 | METER,WATTHOUR | Prog Id 89545, Mk10E, 3 Element, 3Ph, 4 Wire, 240V, 5-20A, Class 0.5S, Bottom Connect, Comms Capable | EDMI | EDMI PTY LTD | 1E00-20H0-611-27-F12-201300-03 | Active
002400013 | BOLT,MACHINE | M12 x 140mm, Hex, Galv c/w Galv Hex Nut, Aust Std (P100) | THEBLTPL | THE BOLT PLACE | 2400013 | Active
002479517 | CONNECTOR ASSEMBLY,ELECTRICAL | 4-Hole Pad Tee, Al, 50mm Main Run Pipe to 50mm Center Palm Pad c/w 4 x 14mm Holes | ADAPTAUS | ADAPT AUSTRALIA PTY LTD | PLKM1100D050E1 | Active
002479517 | CONNECTOR ASSEMBLY,ELECTRICAL | 4-Hole Pad Tee, Al, 50mm Main Run Pipe to 50mm Center Palm Pad c/w 4 x 14mm Holes | DMCPWR | DMC POWER (MANUFACTURER) | PLKM1100D050E1 | Active
002479533 | CONNECTOR ASSEMBLY,ELECTRICAL | Bus to Pad Expansion Terminal, w/Guide, Al, 50mm Pipe to Center Formed 4-Hole # 5 Pad | ADAPTAUS | ADAPT AUSTRALIA PTY LTD | PLKM2600D050P5 | Active
002479533 | CONNECTOR ASSEMBLY,ELECTRICAL | Bus to Pad Expansion Terminal, w/Guide, Al, 50mm Pipe to Center Formed 4-Hole # 5 Pad | DMCPWR | DMC POWER (MANUFACTURER) | PLKM2600D050P5 | Active
002479558 | CONNECTOR ASSEMBLY,ELECTRICAL | Elbow Coupler, Al, 90 Deg, 50mm Pipe | ADAPTAUS | ADAPT AUSTRALIA PTY LTD | PLKM1400D050E4 | Active
002479558 | CONNECTOR ASSEMBLY,ELECTRICAL | Elbow Coupler, Al, 90 Deg, 50mm Pipe | DMCPWR | DMC POWER (MANUFACTURER) | PLKM1400D050E4 | Active
002479525 | CONNECTOR ASSEMBLY,ELECTRICAL | Tee, Al, 90 Deg, 50mm Main Run Pipe to 50mm Pipe Tap | ADAPTAUS | ADAPT AUSTRALIA PTY LTD | PLKM1500D050050E1 | Active
002479525 | CONNECTOR ASSEMBLY,ELECTRICAL | Tee, Al, 90 Deg, 50mm Main Run Pipe to 50mm Pipe Tap | DMCPWR | DMC POWER (MANUFACTURER) | PLKM1500D050050E1 | Active
001704537 | BOLT,MACHINE | M20 x 240mm, Hex, Galv c/w Galv Hex Nut, Aust Std (P15) (scm) | GREGSF | GREG SEWELL FORGINGS PTY LTD | 1704537 | Active
001704782 | BOLT,MACHINE | M20 x 700mm, Hex, Galv c/w Galv Hex Nut, Aust Std (P5) (scm) | GREGSF | GREG SEWELL FORGINGS PTY LTD | 1704782 | Active
000621199 | FUSE,CARTRIDGE | 500V AC, HRC DIN Type, 63A, Size 1, ETS 12-02-01 Group E (scm) | FUSECO | FUSECO POWER SOLUTIONS PTY LTD | NH1F-63 | Active
000030040 | CONNECTOR ASSEMBLY,ELECTRICAL | Compression Tee Configuration Bus Support, suit 125mm Busbar | ADAPTAUS | ADAPT AUSTRALIA PTY LTD | PLKM2272D080125E1H | Active
002436319 | BOLT,MACHINE | M24 x 500mm, Hex, Gde 8.8 c/w Galv Nut | HOBSON | HOBSON ENGINEERING CO PTY LTD | KBHK0GCM240500 | Active
000003924 | DESICCANT KIT | Desiccant Conversion Kit, Bottom to Top Style c/w Double Ring, Double O-ring, Grease, Desiccant Contrainer & Bags, for ABB EDF SK1-1 CB | ABBAUST | ABB AUSTRALIA PTY LTD | PTHV-EDF008-R3 | Active
000621112 | FUSE,CARTRIDGE | 11kV, HRC Current Limiting, 50A, 20kA Fault Rating, Powder Filled (scm) | COOPER | COOPER ELECTRICAL AUSTRALIA PTY LTD | FAK44W50 | Active
001703263 | BOLT,MACHINE | M12 x 50mm, Hex, Galv c/w Galv Hex Nut, Aust Std (P150) (scm) | THEBLTPL | THE BOLT PLACE | 1703263 | Active
000446507 | LETTER,SIGN | (Y), Pressed Al, Plain, Dwg 22-A4-200 Rev B | METALTI | METAL-TECH INDUSTRIES (TRADE POLISHERS) | LETTER Y | Active
002426849 | CLEVIS,SOCKET | 160kN, with R Clip, ETS 11-09-01 | PLP | PREFORMED LINE PRODUCTS (AUST) | SC160AR | Active
002461192 | INDICATOR,FAULT LOCATING | Smart Navigator, Temp Monitoring/Sensor, 800-2400A Trip Level, <161kV/50Hz Max Operating, 25kA/1sec, 2.4GHz/1mW/MSK, -40 to 130DegC Measurement Range, | HRSTMNN | HORSTMANN GMBH (MANUFACTURER) | 43-3138-100 | Active
002461192 | INDICATOR,FAULT LOCATING | Smart Navigator, Temp Monitoring/Sensor, 800-2400A Trip Level, <161kV/50Hz Max Operating, 25kA/1sec, 2.4GHz/1mW/MSK, -40 to 130DegC Measurement Range, | MVTECH | MV TECHNOLOGY SOLUTIONS P/L | 43-3138-100 | Active
000104404 | CONNECTOR ELBOW | Set of 3, 630A, Bolted, suit 22kV 1 Core 35mm2 Al, XLPE Cable, Insect Protected Cable Double Brass Tape, F & G Type CB (scm) | STREAM | STREAMLINED ENERGY PTY LTD | SES.22SET24.SKS25-70.ER | Active
000104404 | CONNECTOR ELBOW | Set of 3, 630A, Bolted, suit 22kV 1 Core 35mm2 Al, XLPE Cable, Insect Protected Cable Double Brass Tape, F & G Type CB (scm) | JBJOINT | JB JOINTING SUPPLIES PTY LTD | JB-22-95-SE | Active
000104404 | CONNECTOR ELBOW | Set of 3, 630A, Bolted, suit 22kV 1 Core 35mm2 Al, XLPE Cable, Insect Protected Cable Double Brass Tape, F & G Type CB (scm) | TECONN | TE CONNECTIVITY LTD | RSTI-ERG41 | Active
000621172 | FUSE,CARTRIDGE | 500V AC, HRC DIN Type, 160A, Size 00, Low Watts Loss, ETS 12-02-01 Group E (scm) | FUSECO | FUSECO POWER SOLUTIONS PTY LTD | NH00F-160 | Active
002400025 | BOLT,MACHINE | M20 x 120mm, Hex, Galv c/w Galv Hex Nut, Aust Std (P30) (scm) | GREGSF | GREG SEWELL FORGINGS PTY LTD | 2400025 | Active
002459865 | CABLE BASKET | FOSC-D, Loose Tube Storage Basket, Capacity 24 x 2.6m, 3mm OD Loose Tube, for Closure Joint Box | OPTICAL | OPTICAL FIBRE SYSTEMS PTY LTD | FOSC-D-BASKET | Active
002463321 | SEAL | Silicone Cable Seal, 2.03 to 2.85mm, Green, Weather Pack, Hino JO8 Electrical Parts | EPDE | ELECTRO-POWER AND DATA EQUIPMENT P/L | 12015323 | Active
002463768 | STARTER,MOTOR | for Scania Engine, DC12 & DC13 Mechanical Parts | SCANIA | SCANIA AUSTRIALIA | 573507 | Phasing
002462240 | INDICATOR,FAULT LOCATING | Smart Navigator, Temp Monitoring/Sensor, 50-1200A Trip Level, <161kV/50Hz Max Operating, 25kA/1sec, 2.4GHz/1mW/MSK, -40 to 130DegC Measurement Range, | HRSTMNN | HORSTMANN GMBH (MANUFACTURER) | 43-3108-100 | Active
002462240 | INDICATOR,FAULT LOCATING | Smart Navigator, Temp Monitoring/Sensor, 50-1200A Trip Level, <161kV/50Hz Max Operating, 25kA/1sec, 2.4GHz/1mW/MSK, -40 to 130DegC Measurement Range, | MVTECH | MV TECHNOLOGY SOLUTIONS P/L | 43-3108-100 | Active
002463552 | O-RING | Oil Cooler O-Ring No 3, Scania DC12 & DC13 Mechanical Parts | SCANIA | SCANIA AUSTRIALIA | 1484766 | Active
000003965 | RECLOSER,AUTO | N27kV,16kA-630A Cable, Ultra ADVC Cubical c/w FlexVue HMI, FTIM Connection Cable, Top Auxiliary Tray & 12 AH Batteries, Instantaneous Power, Voltage | SCHNEIDR | SCHNEIDER PTY LTD (MANUFACTURER) | N27ACRSF62716150630+8800163100 | Active
002400908 | INSULATION SLEEVING,ELECTRICAL | Heat Shrink Tubing, 75/22mm, 200mm Lg, Medium Wall c/w Sealant | TECONN | TE CONNECTIVITY LTD | MWTM-85/25-1200/S(S5) | Active
002400908 | INSULATION SLEEVING,ELECTRICAL | Heat Shrink Tubing, 75/22mm, 200mm Lg, Medium Wall c/w Sealant | PLP | PREFORMED LINE PRODUCTS (AUST) | CPA-SRH2-075-022-200 | Active
002400908 | INSULATION SLEEVING,ELECTRICAL | Heat Shrink Tubing, 75/22mm, 200mm Lg, Medium Wall c/w Sealant | GILBERT | GILBERT LODGE AUSTRALIA PTY LTD | MWTM85/25200 | Active
002473817 | ANTENNA | Whip, 4G LTE Cellular Mobile Antenna, Collinear, 6.5dBi, 698-2700MHz, Black Fibreglass, Replacement Whip Only | RFIND | RF INDUSTRIES PTY LTD | CDR7195-B-WHIP | Active
000000297 | CAPACITOR ASSEMBLY | Type ELKA094, 210uF, 1484.4kVAr, 1500V, 50Hz, 1 Ph, Capacitor Can, Insualtion Level 6/25, Fluid Type F810, IEC 60871, YOM 2006 | ABBAUST | ABB AUSTRALIA PTY LTD | HVC6183 | Phasing
002465847 | SODIUM CARBONATE | Washing Soda | ALLENS | ALLENS INDUSTRIAL PRODUCTS | MISC WASHING SODA | Active
002462349 | THERMOMETER,INDICATING,RESISTANCE | RTD PT100 Sensor, 6 x 50mm S/Steel Sheath Stem Tip mounted on 25 x 25mm S/Steel Surface Pad c/w 50m Lg, 3 Core Teflon Extension Lead, Dwg 8400 | PRTS | PACIFIC RIM TECHNICAL SERVICES | SD 8400 - 50M | Active
002462356 | THERMOMETER,INDICATING,RESISTANCE | RTD PT100 Sensor, 6 x 50mm S/Steel Sheath Stem Tip mounted on 25 x 25mm S/Steel Surface Pad c/w 75m Lg, 3 Core Teflon Extension Lead, Dwg 8400 | PRTS | PACIFIC RIM TECHNICAL SERVICES | SD 8400 - 75M | Active
002462331 | THERMOMETER,INDICATING,RESISTANCE | RTD PT100 Sensor, 6 x 50mm S/Steel Sheath Stem Tip mounted on 25 x 25mm S/Steel Surface Pad c/w 30m Lg, 3 Core Teflon Extension Lead, Dwg 8400 | PRTS | PACIFIC RIM TECHNICAL SERVICES | SD 8400 - 30M | Active
002462364 | THERMOMETER,INDICATING,RESISTANCE | RTD PT100 Sensor, 6 x 50mm S/Steel Sheath Stem Tip mounted on 25 x 25mm S/Steel Surface Pad c/w 100m Lg, 3 Core Teflon Extension Lead, Dwg 8400 | PRTS | PACIFIC RIM TECHNICAL SERVICES | SD 8400 - 100M | Active
002451888 | ANTENNA | HPX, High Performance Parabolic Shielded Dual-polarized, Microwave Antenna, Grey, 1.8m/6ft, 6.425-7.125GHz, PDR70, Std White Radome c/w Flash, Std Pack, | COMMSINC | COMMSCOPE INC | HPX6-65-D1A - ANDREW | Active
002461747 | STONE,SHARPENING | 2-Step Knife Sharpener, Pull Through Style c/w Coarse Carbide & Fine Ceramic | TTLTOOL | TOTAL TOOLS TOWNSVILLE | 810137 | Active
002462950 | MOUNT,RESILIENT | NR3, Engine/Alternator Rubber Mount, Green Dot, Hino JO8 Mechanical Parts | HINO | HINO MOTORS | SAEM14162 | Active
002463784 | CAP,FILLER OPENING | Radiator Cap, Scania DC12 Mechanical Parts | PRS | PACIFIC RADIATOR SERVICES | 10 PSI | Active
002463826 | VALVE,SOLENOID | Goyen Fuel Intlet Soleniod, B2 Series, 24V DC Coil, Plain DIN Socket, 89 x 68.3 x 104mm, Scania DC12 Canopy Parts | REECE | REECE PLUMBING AUSTRALIA | 20BWJ2-CNBVT-6027 | Active
002464139 | NUT,PLAIN,HEX | M6, S/Steel Gde 316 | GLBFAST | GLOBAL FASTENERS (QLD) PTY LTD | NHXS6M06 | Active
002464246 | INSERT KIT,SCREW THREAD | M6 Helicoil Thread Repair Kit c/w Inserts, Drill Bit, Tap, Installation Tool | GLBFAST | GLOBAL FASTENERS (QLD) PTY LTD | COIL35060 | Active
002464253 | INSERT KIT,SCREW THREAD | M8 Helicoil Thread Repair Kit c/w Inserts, Drill Bit, Tap, Installation Tool | GLBFAST | GLOBAL FASTENERS (QLD) PTY LTD | COIL35080 | Active
002464261 | INSERT KIT,SCREW THREAD | M10 Helicoil Thread Repair Kit c/w Inserts, Drill Bit, Tap, Installation Tool | GLBFAST | GLOBAL FASTENERS (QLD) PTY LTD | COIL35100 | Active
002465557 | O-RING | Sock Filter O-Ring, 113 x 3.5mm | DETROIT | DETROIT DIESEL PARTS & ENGINES | 113MM X 3.5MM | Active
000000260 | GASKET | Set, to suit Bushing HD4, 33kV, 2000A, Grey | ABBAUST | ABB AUSTRALIA PTY LTD | 281-0737P20 | Active
002403826 | DEODORANT,GENERAL PURPOSE | Enviroclean Tablets, Biodegradable Toilet Blocks, 10kg Container | MINEHAN | MINEHAN AGENCIES PTY LTD | 16-03-08335 | Active
002463081 | REGULATOR,VOLTAGE | AVR, 80-270V AC Input, 50/60Hz, 80V DC Output, Hino JO8 Electrical Parts | MECCALTE | MECCALTE GROUP | UVR 8172 TC | Active
002470151 | CLAMP KIT,HOSE | Solid Band | HYDRLINK | HYDRAULINK HOSE & FITTINGS | HOSE CLAMP | Active
002465383 | STRAP,RETAINING | P-Clip Cable Clamp, 7.6mm, Nylon, Black, UV Resistant | HAYMANS | HAYMANS ELECTRICAL | CAB PCBK-8 | Active
002465383 | STRAP,RETAINING | P-Clip Cable Clamp, 7.6mm, Nylon, Black, UV Resistant | CABAC | CABAC (MANUFACTURER) | PCBK-8 | Active
002465391 | STRAP,RETAINING | P-Clip Cable Clamp, 8.7mm, Nylon, Black, UV Resistant | HAYMANS | HAYMANS ELECTRICAL | CAB PCBK-9 | Active
002465391 | STRAP,RETAINING | P-Clip Cable Clamp, 8.7mm, Nylon, Black, UV Resistant | CABAC | CABAC (MANUFACTURER) | PCBK-9 | Active
002464410 | CUTTING FLUID | Rocol RTD, Lubricant, Metal Cutting Liquid, 500ml | BLKWOODJ | J BLACKWOOD & SONS LIMITED | 04384502 | Active
002464410 | CUTTING FLUID | Rocol RTD, Lubricant, Metal Cutting Liquid, 500ml | ROCOL | ROCOL LIMITED | RY550171 | Active
002420065 | PLATE,METAL | Link Plate, Assembly 120kN, 250mm Long c/w Bolts & Nuts | PLP | PREFORMED LINE PRODUCTS (AUST) | L-120-250 | Active
002471555 | BUSHING ASSEMBLY,HV | Model GOB 325/800, 66kV Transformer, Normal Oil End Shield, Porcelain, Grey, 1598mm Lg, 230mm Dia, 555mm Below Tank, 875mm Above Tank, 185mm Flange PCD | ABBAUST | ABB AUSTRALIA PTY LTD | LF123179-L | Active
002471563 | LATCH,DOOR,VEHICULAR | Draw Latch, Flexible, Medium, Black, Rubber, for Hino Canopy Door | STC | STRUT TECHNOLOGY CAIRNS | M-F7-640 | Active
002471563 | LATCH,DOOR,VEHICULAR | Draw Latch, Flexible, Medium, Black, Rubber, for Hino Canopy Door | EMBGEN | EMBEDDED GENERATION SYSTEM | F7-640 | Active
002465094 | INSULATION SLEEVING,ELECTRICAL | Heat Shrink Tubing, 3/1.5mm, 1.2m Lg, Red, Thin Wall, Flame Retardant, UV Stabilised | T&BLTD | THOMAS & BETTS LTD (ABB GROUP) | T&BHSTW3R1.2 | Active
002465094 | INSULATION SLEEVING,ELECTRICAL | Heat Shrink Tubing, 3/1.5mm, 1.2m Lg, Red, Thin Wall, Flame Retardant, UV Stabilised | HAYMANS | HAYMANS ELECTRICAL | CAB XLP3RD/4FT | Active
002465094 | INSULATION SLEEVING,ELECTRICAL | Heat Shrink Tubing, 3/1.5mm, 1.2m Lg, Red, Thin Wall, Flame Retardant, UV Stabilised | CABAC | CABAC (MANUFACTURER) | XLP3RD/4FT | Active
002465326 | INSULATION SLEEVING,ELECTRICAL | Heat Shrink Tubing, 25/12.5mm, 1.2m Lg, Yellow/Green, Thin Wall, Flame Retardant UV Stabilised | T&BLTD | THOMAS & BETTS LTD (ABB GROUP) | T&BHSTW25YG1.2 | Active
002465326 | INSULATION SLEEVING,ELECTRICAL | Heat Shrink Tubing, 25/12.5mm, 1.2m Lg, Yellow/Green, Thin Wall, Flame Retardant UV Stabilised | HAYMANS | HAYMANS ELECTRICAL | CAB XLP25YG/4FT | Active
002465326 | INSULATION SLEEVING,ELECTRICAL | Heat Shrink Tubing, 25/12.5mm, 1.2m Lg, Yellow/Green, Thin Wall, Flame Retardant UV Stabilised | CABAC | CABAC (MANUFACTURER) | XLP25YG/4FT | Active
002465334 | INSULATION SLEEVING,ELECTRICAL | Heat Shrink Tubing, 38/19mm, 1.2m Lg, Red, Thin Wall, Flame Retardant, UV Stabilised | T&BLTD | THOMAS & BETTS LTD (ABB GROUP) | T&BHSTW40R1.2 | Active
002465334 | INSULATION SLEEVING,ELECTRICAL | Heat Shrink Tubing, 38/19mm, 1.2m Lg, Red, Thin Wall, Flame Retardant, UV Stabilised | HAYMANS | HAYMANS ELECTRICAL | CAB XLP38RD/4FT | Active
002465334 | INSULATION SLEEVING,ELECTRICAL | Heat Shrink Tubing, 38/19mm, 1.2m Lg, Red, Thin Wall, Flame Retardant, UV Stabilised | CABAC | CABAC (MANUFACTURER) | XLP38RD/4FT | Active
002462992 | HYDRAULIC STRUT | Canopy Filter Vent Door Strut, S/S, suit Hino JO8 Canopy & Scania DC12 | STC | STRUT TECHNOLOGY CAIRNS | K510-8-18 600NM | Active
002463008 | HYDRAULIC STRUT | Canopy Door Gas Strut, 600nm, Hino JO8 Mechanical Parts | STC | STRUT TECHNOLOGY CAIRNS | K830-10-22 600NM | Active
002463776 | HYDRAULIC STRUT | Canopy Door Strut, 800nm, Scania DC12 Mechanical Parts | STC | STRUT TECHNOLOGY CAIRNS | K830-22-10 800NM | Active
002463818 | SWITCH,PUSH | Emergency Stop, 40mm Red Operator, Metal Twist Release, Non-illuminated w/ Autobreak Safety Contact Block, Scania DC12 Canopy Parts | HAYMANS | HAYMANS ELECTRICAL | D7M-MT44PX01S SPRECHER/SCHVH | Active
000620192 | FUSE LINK,EXPULSION | 40A, Class T, TS 06-03-01 (scm) | ABBAUST | ABB AUSTRALIA PTY LTD | 7295843 | Active
000620192 | FUSE LINK,EXPULSION | 40A, Class T, TS 06-03-01 (scm) | NGKSTANG | NGK STANGER PTY LTD | ZXT705-40BT37 | Active
000005028 | TRANSFORMER,VOLTAGE | 72.5kV, IVT, 50Hz, Post Type 1Ph Outdoor c/w Metering Accuracy Tests | KONCAR | KONCAR - ELECTRICAL INDUSTRY INC | M172165 | Active
002464113 | SETSCREW | M6 x 25mm, Hex Head, S/Steel Gde 316 | GLBFAST | GLOBAL FASTENERS (QLD) PTY LTD | SHXS6M060025SO | Active
002427789 | SAFETY,BOLLARD,TRAFFIC | Portable, T-Top, Super Cone, Refl Collar c/w 8kg Base, Fully Stackable | ARTCRAFT | ARTCRAFT PTY LTD (QLD) | TT-STACK-R8 | Active
002400639 | FUSE,CARTRIDGE | 660V AC, HRC Cartridge TKF Type, 315A, 2 Hole Bolt in Centre Tags, 111mm Fixing Centres | IPDGROUP | IPD GROUP LIMITED | TKF315L | Active
002466217 | TEMPLATE,DRAFTING | MK10D Drilling Template, for Mounting Holes & Wiring Entry, 3mm Min Material Size, Clear Polycarbonate, suit Short Cable Entry Cover | NTHPLAST | NORTHERN PLASTIC SUPPLIES & FABRICATION | MK10D-TEM2 | Active
000104623 | HANDLE,SWITCH | 3Ph, Operating Handle, Insulated Bazooka to suit 11kV Magnefix MD Switchgear | EATONELE | EATON ELECTRIC SYSTEMS PTY LTD | 685.312 | Active
002453405 | PIN,INSULATOR | M20, C/200/11 x 50mm, ETS 01-01-01 (scm) | GREGSF | GREG SEWELL FORGINGS PTY LTD | C/200/11 X 50MM | Active
002400124 | BOLT,MACHINE | M10 x 65mm, Hex, Galv c/w Galv Hex Nut, Aust Std (P100) | GREGSF | GREG SEWELL FORGINGS PTY LTD | 2400124 | Active
000405926 | NUT,HOOK | ABC, Dwg 01-18-01 (P10) | GREGSF | GREG SEWELL FORGINGS PTY LTD | 405926 | Active
000405926 | NUT,HOOK | ABC, Dwg 01-18-01 (P10) | ADNOUGHT | ADNOUGHT SHEETMETAL FABRICATIONS | HN20 | Active
000405926 | NUT,HOOK | ABC, Dwg 01-18-01 (P10) | BRITECH | BRI-TECH PTY LTD | HN20 | Active
000105088 | BLOCK,TACKLE | Earth Sheave, Al, 54mm OD, suit M20 Bolt (scm) | PLP | PREFORMED LINE PRODUCTS (AUST) | AS5422 | Active
002439214 | FLAG,SIGNAL | Insulated Sleeve, Warning for Polarity Test In Progress, 450 x 50mm, Warning Symbol & Text on Front, Warning Bars on Back c/w 300mm Line attaching Sleeve & | ARTCRAFT | ARTCRAFT PTY LTD (QLD) | EQL190613 C0010014 | Active
002462752 | GASKET | Cam Shaft Housing Cover Gasket, Hino JO8 Mechanical Parts | HINO | HINO MOTORS | S111181011 | Active
002462760 | PUMP | Water Pump Assy, Hino JO8 Mechanical Parts | HINO | HINO MOTORS | 16100E0240 | Active
002462778 | O-RING | Water Pump Assy O-Ring, Hino JO8 Mechanical Parts | HINO | HINO MOTORS | SZ30160008 | Active
002462786 | BELT,V | Gold Ribbon, Engine Cog-Belt, 1113 Outside Length, Hino JO8 Mechanical Parts | BSI | BEARING SERVICE INC | BX 41 GOLD RIBBON | Active
002462802 | INJECTOR ASSEMBLY,FUEL | Nozzle & Holder Assy, Diesel Engine Injector, Hino JO8 Mechanical Parts | HINO | HINO MOTORS | S236003601 | Active
002462810 | WASHER | Injector Bleed-off Washer, Engine, Hino JO8 Mechanical Parts | HINO | HINO MOTORS | S236611200 | Active
002462844 | SEAL | Front Crank Shaft Seal, Engine, Hino JO8 Mechanical Parts | HINO | HINO MOTORS | 982879103 | Active
002462851 | SEAL | Rear Crank Shaft Seal, Engine, Hino JO8 Mechanical Parts | HINO | HINO MOTORS | 98280.556 | Active
002462869 | GASKET | Exhaust Gasket, Hino JO8 Mechanical Parts | HINO | HINO MOTORS | HT-S171041610 | Active
002462901 | THERMOSTAT,FLOW CONTROL | 76 Degree, Engine Cooling System, Hino JO8 Mechanical Parts | HINO | HINO MOTORS | SZ91046029 | Active
002462935 | GASKET | Turbo Exhaust Gaskets, Hino JO8 Mechanical Parts | HINO | HINO MOTORS | S241091700 | Active
002463016 | STARTER,MOTOR | for Hino Engine, JO8 Mechanincal Parts | HINO | HINO MOTORS | 28100-E0350 | Active
002463099 | TRANSDUCER,PRESSURE | UNIK 5000 Oil Transducer, 25mm, S/Steel, 7 to 28V, 4 to 20mA, DIN 43650, IP65, 0 to 7 Bar Gauge, suit Hino JO8 Electrical Parts | TFS | THERMO FISHER SCIENTIFIC | X5072-TB-A1-CA-H1-PA | Active
002463719 | MOUNT,RESILIENT | NR3, Engine/Alternator Rubber Mount, Max Load 500kg, Scania DC12 Mechanical Parts | SCANIA | SCANIA AUSTRIALIA | NR3 GREY | Active
002463883 | SOCKET,PLUG-IN ELEC | Finder Relay Socket, 250V AC, 10A, 8 Pin, Black, suit Relay Type 60.12, Scania DC12 Canopy Parts | HAYMANS | HAYMANS ELECTRICAL | 90.12 | Active
002464170 | NUT,LOCK,HEX | M8, Nyloc, S/Steel Gde 316 | GLBFAST | GLOBAL FASTENERS (QLD) PTY LTD | NNYS6M08 | Active
002464451 | PENETRATING FLUID | Bolt Off, Prenetraing Release Agent, Loosens Rust & Corrosion, Cleans Grease, Dirt & Sludge, 400g Aerosol | BLKWOODJ | J BLACKWOOD & SONS LIMITED | 05477917 | Active
002464451 | PENETRATING FLUID | Bolt Off, Prenetraing Release Agent, Loosens Rust & Corrosion, Cleans Grease, Dirt & Sludge, 400g Aerosol | BLKWOODJ | J BLACKWOOD & SONS LIMITED | 00768740 | Active
002464964 | INDICATOR,TEMP,THERMOCOUPLE | Head Mounted Type, PT100/PT1000 Ohm, 4-20mA, Transduces 0-120 Degree, 6.5-36V DC, PC Programmable, Isolated I/O, Puck | CCPL | CONTROL COMPONENTS PTY LTD | TCIPAQ-H (0-120) | Active
000003866 | PANEL,MULTIFUNCTION | KDT 622, Operating Panel, suit FQD Transmitter Control, ETS 2011/0363/T 12r-FQD | LANDIS | LANDIS GYR (AUST) PTY LTD | 142.121.0934 | Active
002451110 | CABLE,RADIO FREQUENCY | Comms EWP77 Feeder, 7.125 - 8.5 GHz, Corrugated Cu/PE Jacket, Black, Heliax Premium Elliptical Waveguide | COMMSINC | COMMSCOPE INC | EWP77-71W | Active
002464709 | FITTING | Reusable, Straight Fitting, Size -8 | HYDRLINK | HYDRAULINK HOSE & FITTINGS | 5H-JFS-0808 | Active
002464717 | FITTING | Reusable, 45 Deg Fitting, Size -8 | HYDRLINK | HYDRAULINK HOSE & FITTINGS | 5H-JFS45S-0808 | Active
002464733 | FITTING | Reusable, 90 Deg Fitting, Size -10 | HYDRLINK | HYDRAULINK HOSE & FITTINGS | 5H-JFS90S-1010 | Active
002464824 | CLAMP,HOSE | 30-42mm, S/Steel | HYDRLINK | HYDRAULINK HOSE & FITTINGS | SMPC1X | Active
002465995 | METER,WATTHOUR | Prog Id 81027, Mk7C, 1 Element, 1Ph, 2 Wire, 10-100A, Class 1, Load Profile, 100A Disconnect Switch, External Comms Capable, Plugin Base, ETS 2008/6145/T | EDMI | EDMI PTY LTD | 7C11-A152-29-F211-7F02-1010PIB | Active
002464881 | CHARGER,BATTERY | BCH500, Station, 500W, Input 230V AC, 4.7A, Output 24-27.6V, 18A, 352 x 132 x 62mm, Power & Charger Fail Alarm, Low Battery Alarm | AMTEX | AMTEX ELECTRONICS PTY LTD | BCH500-28FT | Active
002425650 | WRENCH,TORQUE | 60 - 440nm, 890mm Lg, Bestool Kanon part N4400LCK | SPECFORC | SPECIALISED FORCE PTY LTD | N4400LCK | Active
002463370 | SWITCH,ROTARY | On/Off Surface Switch, 1 Gang, 3 Pole, 500V AC, 20A, M150 Motor Rating, 107 x 101 x 108mm, IP66, Hino JO8 Electrical Parts | CLIPSAL | CLIPSAL (BY SCHNEIDER ELECTRIC) | 56SW320 | Active
002467967 | SWITCH,ROTARY | On/Off Surface Switch, 3 Pole, 500V AC, 20A, 50Hz, M100 Rating, IP66, Radiator Fan Isolator, Hino Engine Canopy | NHPELEC | NHP ELECTRICAL ENGINEERING | ISOSW320PG | Active
002465136 | INSULATION SLEEVING,ELECTRICAL | Heat Shrink Tubing, 3/1.5mm, 1.2m Lg, Yellow/Green, Thin Wall, Flame Retardant UV Stabilised | T&BLTD | THOMAS & BETTS LTD (ABB GROUP) | T&BHSTW3YG1.2 | Active
002465136 | INSULATION SLEEVING,ELECTRICAL | Heat Shrink Tubing, 3/1.5mm, 1.2m Lg, Yellow/Green, Thin Wall, Flame Retardant UV Stabilised | HAYMANS | HAYMANS ELECTRICAL | CAB XLP3YG/4FT | Active
002465136 | INSULATION SLEEVING,ELECTRICAL | Heat Shrink Tubing, 3/1.5mm, 1.2m Lg, Yellow/Green, Thin Wall, Flame Retardant UV Stabilised | CABAC | CABAC (MANUFACTURER) | XLP3YG/4FT | Active
002465151 | INSULATION SLEEVING,ELECTRICAL | Heat Shrink Tubing, 5/2.5mm, 1.2m Lg, White, Thin Wall, Flame Retardant, UV Stabilised | HAYMANS | HAYMANS ELECTRICAL | CAB XLP5WH/4FT | Active
002465151 | INSULATION SLEEVING,ELECTRICAL | Heat Shrink Tubing, 5/2.5mm, 1.2m Lg, White, Thin Wall, Flame Retardant, UV Stabilised | T&BLTD | THOMAS & BETTS LTD (ABB GROUP) | T&BHSTW5W1.2 | Active
002465151 | INSULATION SLEEVING,ELECTRICAL | Heat Shrink Tubing, 5/2.5mm, 1.2m Lg, White, Thin Wall, Flame Retardant, UV Stabilised | CABAC | CABAC (MANUFACTURER) | XLP5WH/4FT | Active
002465359 | INSULATION SLEEVING,ELECTRICAL | Heat Shrink Tubing, 38/19mm, 1.2m Lg, Blue, Thin Wall, Flame Retardant, UV Stabilised | T&BLTD | THOMAS & BETTS LTD (ABB GROUP) | T&BHSTW40BL1.2 | Active
002465359 | INSULATION SLEEVING,ELECTRICAL | Heat Shrink Tubing, 38/19mm, 1.2m Lg, Blue, Thin Wall, Flame Retardant, UV Stabilised | HAYMANS | HAYMANS ELECTRICAL | CAB XLP38BL/4FT | Active
002465359 | INSULATION SLEEVING,ELECTRICAL | Heat Shrink Tubing, 38/19mm, 1.2m Lg, Blue, Thin Wall, Flame Retardant, UV Stabilised | CABAC | CABAC (MANUFACTURER) | XLP38BL/4FT | Active
002465375 | INSULATION SLEEVING,ELECTRICAL | Heat Shrink Tubing, 38/19mm, 1.2m Lg, Yellow/Green, Thin Wall, Flame Retardant UV Stabilised | T&BLTD | THOMAS & BETTS LTD (ABB GROUP) | T&BHSTW40YG1.2 | Active
002465375 | INSULATION SLEEVING,ELECTRICAL | Heat Shrink Tubing, 38/19mm, 1.2m Lg, Yellow/Green, Thin Wall, Flame Retardant UV Stabilised | HAYMANS | HAYMANS ELECTRICAL | CAB XLP38YG/4FT | Active
002465375 | INSULATION SLEEVING,ELECTRICAL | Heat Shrink Tubing, 38/19mm, 1.2m Lg, Yellow/Green, Thin Wall, Flame Retardant UV Stabilised | CABAC | CABAC (MANUFACTURER) | XLP38YG/4FT | Active
002465631 | KEYBOARD | Logitech MK850, Wireless Desktop Bundle c/w Mouse | DATA3 | DATA#3 LIMITED | 920-008233 | Active
002464519 | RUST CONVERTING COMPOUND | Galmet Ironize CS, Primer Sealer, Fast-acting Rust Converter & Sealer, 1L | BLKWOODJ | J BLACKWOOD & SONS LIMITED | 04477707 | Active
002466027 | FUSE,CARTRIDGE | 7A, 69kV, Boric Acid Filled, Standard Speed, suit SMD-1A Fuse Mounts | S&C ELEC | S&C ELECTRIC COMPANY | 446007R1 | Active
000005029 | TRANSFORMER,VOLTAGE | 123kV, IVT, 50Hz, Post Type 1Ph Outdoor c/w Metering Accuracy Tests | KONCAR | KONCAR - ELECTRICAL INDUSTRY INC | M172171 | Active
002469419 | CLIP | SP2, Sensor Mounting Clip | NETIC | NET IMPROVEMENT CONSULTING PTY LTD | AK-DRC | Active
002469419 | CLIP | SP2, Sensor Mounting Clip | DUONS | DUONS PTY LTD (AKCP PRODUCTS) | DRC | Active
002402125 | BAG,SAND | 350 x 845mm, Hessian (MOQ1000) | BLKWOODJ | J BLACKWOOD & SONS LIMITED | 00435556 | Active
002400093 | NUT,PLAIN,HEX | 3/16" A/F, Brass (P200) (scm) | THEBLTPL | THE BOLT PLACE | 2400093 | Active
002404408 | TAPE,TEXTILE | Fiberglass, Filament, 24mm x 45m | REGAL | REGAL BELOIT CORPORATION | REG814-G160024 | Active
002404950 | FUSE LINK,EXPULSION | 15A, Class HXO, 69kV, 1300mm Lg | NGKSTANG | NGK STANGER PTY LTD | FLGE15 | Active
002464022 | NUT,PLAIN,HEX | M3, S/Steel Gde 316 | GLBFAST | GLOBAL FASTENERS (QLD) PTY LTD | NHXS6M03 | Active
002464063 | NUT,PLAIN,HEX | M4, S/Steel Gde 316 | GLBFAST | GLOBAL FASTENERS (QLD) PTY LTD | NHXS6M04 | Active
002464071 | SCREW,CAP,SOCKET HEAD | M5 x 16mm, S/Steel Gde 316 | GLBFAST | GLOBAL FASTENERS (QLD) PTY LTD | SCHS6M050016 | Active
002464121 | NUT,LOCK,HEX | M6, Nyloc, S/Steel Gde 316 | GLBFAST | GLOBAL FASTENERS (QLD) PTY LTD | NNYS6M06 | Active
002464188 | NUT,PLAIN,HEX | M8, S/Steel Gde 316 | GLBFAST | GLOBAL FASTENERS (QLD) PTY LTD | NHXS6M08 | Active
002464212 | NUT,PLAIN,HEX | M12, S/Steel Gde 316 | GLBFAST | GLOBAL FASTENERS (QLD) PTY LTD | NHXS6M12 | Active
002464220 | WASHER,LOCK | Nord-Lock, M10, 16.6 x 2.5mm | GLBFAST | GLOBAL FASTENERS (QLD) PTY LTD | HOBS-WNHTDDM10 | Active
002464493 | PAPER,ABRASIVE | Wet & Dry Sand Paper, 400 Grit, 230 x 280mm, Al Oxide on C-Weight Paper | BLKWOODJ | J BLACKWOOD & SONS LIMITED | 03569310 | Active
002464683 | HOSE,PREFORMED | Rad Hose, 50.8mm, 1000mm Lg, Green Stripe | HYDRLINK | HYDRAULINK HOSE & FITTINGS | RAD HOSE GREEN STRIPE 2" | Active
002468106 | CONNECTOR-SWITCH | Socket Outlet, Waterproof, 250V, 10A, 3 Flat Pins, IP66 | CLIPSAL | CLIPSAL (BY SCHNEIDER ELECTRIC) | 56SO310 | Active
002468270 | COMPUTER,DATA TRANSFER | ANT Stick Dongle for PC Communicating with Siemens Fusesaver (Ergon Area)(scm) | SIEMENS | SIEMENS LTD | 3AX13501C | Active
002432276 | NUMERAL,SIGN | (3) Pressed Al, 40mm W, 22mm H, Black on Yellow, EE Dwg 995129-01 (scm) | SUMMIT | SUMMIT GROUP | SF17PE4103 | Active
002464725 | FITTING | Reusable, Straight Fitting, Size -10 | HYDRLINK | HYDRAULINK HOSE & FITTINGS | 5H-JFS-1010 | Active
002464741 | FITTING | Reusable, 45 Deg Fitting, Size -10 | HYDRLINK | HYDRAULINK HOSE & FITTINGS | 5H-JFS45S-1010 | Active
002434470 | CULVERT BOX | Concrete, 11kV Safelink RMU Universal Support (scm) | BUNDCNCT | BUNDABERG CONCRETE CASTERS | 945 | Active
002462398 | ANTENNA | CD34 Series, Mopole, 3.0dB, 477MHz c/w MBC Mounting Base, 5m RG58 Cable, FME UHF Adapter | RFIND | RF INDUSTRIES PTY LTD | CD34-71-53 | Active
002462406 | ANTENNA | CD63 Series, Mopole, 6.0dB, 477MHz c/w MBC Mounting Base, 5m RG58 Cable, FME UHF Adapter | RFIND | RF INDUSTRIES PTY LTD | CD63-71-53 | Active
002468049 | CROSSARM,METAL | Tension RH, 45 x 45 x 5 x 2052mm Lg, Galv Steel, Dwg N026-1486-02 Item 5 | ISM | ISM MANUFACTURING PTY LTD | ERGENE-N026-1486-02-05 | Active
002468056 | CROSSARM,METAL | Tension LH, 45 x 45 x 5 x 2052mm Lg, Galv Steel, Dwg N026-1486-02 Item 6 | ISM | ISM MANUFACTURING PTY LTD | ERGENE-N026-1486-02-06 | Active
002468080 | CROSSARM,METAL | Tension RH, 45 x 45 x 5 x 2517mm Lg, Galv Steel, Dwg N026-1531-02 Item 5 | ISM | ISM MANUFACTURING PTY LTD | ERGENE-N026-1531-02-05 | Active
002465169 | INSULATION SLEEVING,ELECTRICAL | Heat Shrink Tubing, 5/2.5mm, 1.2m Lg, Blue, Thin Wall, Flame Retardant, UV Stabilised | T&BLTD | THOMAS & BETTS LTD (ABB GROUP) | T&BHSTW5BL1.2 | Active
002465169 | INSULATION SLEEVING,ELECTRICAL | Heat Shrink Tubing, 5/2.5mm, 1.2m Lg, Blue, Thin Wall, Flame Retardant, UV Stabilised | HAYMANS | HAYMANS ELECTRICAL | CAB XLP5BL/4FT | Active
002465169 | INSULATION SLEEVING,ELECTRICAL | Heat Shrink Tubing, 5/2.5mm, 1.2m Lg, Blue, Thin Wall, Flame Retardant, UV Stabilised | CABAC | CABAC (MANUFACTURER) | XLP5BL/4FT | Active
002465193 | INSULATION SLEEVING,ELECTRICAL | Heat Shrink Tubing, 7/3.5mm, 1.2m Lg, Red, Thin Wall, Flame Retardant, UV Stabilised | T&BLTD | THOMAS & BETTS LTD (ABB GROUP) | T&BHSTW7R1.2 | Active
002465193 | INSULATION SLEEVING,ELECTRICAL | Heat Shrink Tubing, 7/3.5mm, 1.2m Lg, Red, Thin Wall, Flame Retardant, UV Stabilised | HAYMANS | HAYMANS ELECTRICAL | CAB XLP7RD/4FT | Active
002465193 | INSULATION SLEEVING,ELECTRICAL | Heat Shrink Tubing, 7/3.5mm, 1.2m Lg, Red, Thin Wall, Flame Retardant, UV Stabilised | CABAC | CABAC (MANUFACTURER) | XLP7RD/4FT | Active
002465300 | INSULATION SLEEVING,ELECTRICAL | Heat Shrink Tubing, 25/12.5mm, 1.2m Lg, Blue, Thin Wall, Flame Retardant, UV Stabilised | HAYMANS | HAYMANS ELECTRICAL | CAB XLP25BL/4FT | Active
002465300 | INSULATION SLEEVING,ELECTRICAL | Heat Shrink Tubing, 25/12.5mm, 1.2m Lg, Blue, Thin Wall, Flame Retardant, UV Stabilised | CABAC | CABAC (MANUFACTURER) | XLP25BL/4FT | Active
002465300 | INSULATION SLEEVING,ELECTRICAL | Heat Shrink Tubing, 25/12.5mm, 1.2m Lg, Blue, Thin Wall, Flame Retardant, UV Stabilised | T&BLTD | THOMAS & BETTS LTD (ABB GROUP) | T&BHSTW25BL1.2 | Active
002465367 | INSULATION SLEEVING,ELECTRICAL | Heat Shrink Tubing, 38/19mm, 1.2m Lg, Black, Thin Wall, Flame Retardant, UV Stabilised | HAYMANS | HAYMANS ELECTRICAL | CAB XLP38BK/4FT | Active
002465367 | INSULATION SLEEVING,ELECTRICAL | Heat Shrink Tubing, 38/19mm, 1.2m Lg, Black, Thin Wall, Flame Retardant, UV Stabilised | T&BLTD | THOMAS & BETTS LTD (ABB GROUP) | T&BHSTW40BK1.2 | Active
002465367 | INSULATION SLEEVING,ELECTRICAL | Heat Shrink Tubing, 38/19mm, 1.2m Lg, Black, Thin Wall, Flame Retardant, UV Stabilised | CABAC | CABAC (MANUFACTURER) | XLP38BK/4FT | Active
002400607 | FUSE,CARTRIDGE | 250V AC, HRC Cartridge SK Type, 15A, 29mm x 12.7mm Dia | IPDGROUP | IPD GROUP LIMITED | SK16 | Active
002400607 | FUSE,CARTRIDGE | 250V AC, HRC Cartridge SK Type, 15A, 29mm x 12.7mm Dia | FUSECO | FUSECO POWER SOLUTIONS PTY LTD | MD16 | Active
002478444 | SIGN,ELECTRIC | LP Emergency Exit, 3.5W, Duris E2 LED, 24m Viewing Distance, 367 x 72 x 214mm, IP20 | HAYMANS | HAYMANS ELECTRICAL | CLECCFPRO | Active
002478444 | SIGN,ELECTRIC | LP Emergency Exit, 3.5W, Duris E2 LED, 24m Viewing Distance, 367 x 72 x 214mm, IP20 | CLVRTRON | CLEVERTRONICS P/L (MANUFACTURER) | CCFPRO | Active
002478451 | LAMP,LED | LP Emergency Lifelight Surface Mount, 3.9W, LED, Clevertest Plus, PC Housing, 242 x 125 x 48mm, IP20 | CLVRTRON | CLEVERTRONICS P/L (MANUFACTURER) | CLIFE-SM | Active
002478451 | LAMP,LED | LP Emergency Lifelight Surface Mount, 3.9W, LED, Clevertest Plus, PC Housing, 242 x 125 x 48mm, IP20 | HAYMANS | HAYMANS ELECTRICAL | CLECLIFE-SM | Active
002478477 | FLOODLIGHT,ELECTRIC | LP Emergency Supalite, 2.2W LED Flood Light, 220-240V, 50Hz, 282 x 64 x 225mm, IP20 | CLVRTRON | CLEVERTRONICS P/L (MANUFACTURER) | CFLLED | Active
002478477 | FLOODLIGHT,ELECTRIC | LP Emergency Supalite, 2.2W LED Flood Light, 220-240V, 50Hz, 282 x 64 x 225mm, IP20 | HAYMANS | HAYMANS ELECTRICAL | CLECFLLED | Active
002403722 | OUTREACH HEADFRAME | Major Road, High Mast, 4 Way, Galv Steel, EQTS 05-02-01, Dwg 05-02-06 (scm) | IPOLES | INTERNATIONAL POLES | EQ-017 | Active
002403722 | OUTREACH HEADFRAME | Major Road, High Mast, 4 Way, Galv Steel, EQTS 05-02-01, Dwg 05-02-06 (scm) | INGAL | INGAL EPS | GEX05390 | Active
002403722 | OUTREACH HEADFRAME | Major Road, High Mast, 4 Way, Galv Steel, EQTS 05-02-01, Dwg 05-02-06 (scm) | GMPOLES | GM POLES PTY LTD | SL HM 4W | Active
002403722 | OUTREACH HEADFRAME | Major Road, High Mast, 4 Way, Galv Steel, EQTS 05-02-01, Dwg 05-02-06 (scm) | IUPOLE | INTERNATIONAL UTILITY POLES PTY LTD | EX-5389 | Active
000005024 | TRANSFORMER,VOLTAGE | 145kV, CVT, 50Hz, Post Type 1Ph Outdoor c/w Metering Accuracy Tests | KONCAR | KONCAR - ELECTRICAL INDUSTRY INC | M172169 | Active
002465813 | BAG,WASTE BIN | Contaminated Waste Disposal Bag, 450 x 720mm | ALLENS | ALLENS INDUSTRIAL PRODUCTS | ES-WB | Active
002465748 | STAND,SIGN | A-Frame Safety Sign, Printed with SF6 CLEAN UP IN PROGRESS, Red Text on White B/Ground | ALLENS | ALLENS INDUSTRIAL PRODUCTS | PSCSTM6030P | Active
002465771 | COVERALLS,SAFETY,INDUSTRIAL | Disposable, Hooded Coverall, XL, Fire Retardant PPL SMS Non-woven Fabric, White c/w Orange Seams, Elasticated Face, Wrists, Waist & Ankles | ALLENS | ALLENS INDUSTRIAL PRODUCTS | 878028 | Active
002465870 | WASTE DISPOSAL,HAZMAT | SF6 Vacuum Cleaner, H Class, Numatic, HEPA Filter, 9L Capacity, Printed with SF6 Use Only c/w Hose, Dusting Brush, Short Metal & Crevice Nozzles | ALLENS | ALLENS INDUSTRIAL PRODUCTS | HZQ200 | Active
002454254 | RECLOSER,AUTO | 33kV, for Substation use, 3 Ph, 800A, 12.5kA/3 Sec, Vacuum Breaking, suit 240V External Supply c/w Ctrl Cub, 7m Ctrl Cable, 240mm2 XLPE Power Cable, DNP 3.0 | NOJA | NOJA POWER SWITCHGEAR PTY LTD | OSM38-RC1-SMF | Active
002479541 | CONNECTOR ASSEMBLY,ELECTRICAL | Bus to Pad Expansion Terminal, w/Guide, Al, 50mm Pipe to Center Formed 4-Hole # 5 Pad c/w Earth Stirrup | ADAPTAUS | ADAPT AUSTRALIA PTY LTD | PLKM2692D050P5 | Active
002479541 | CONNECTOR ASSEMBLY,ELECTRICAL | Bus to Pad Expansion Terminal, w/Guide, Al, 50mm Pipe to Center Formed 4-Hole # 5 Pad c/w Earth Stirrup | DMCPWR | DMC POWER (MANUFACTURER) | PLKM2692D050P5 | Active
002467124 | FIXTURE,LIGHTING | 100W RoadLED (L100) 4K, High Mast c/w NEMA PE Cell, Major Road, EQTS 05-01-02 (scm) | GERARD | GERARD LIGHTING GROUP | PLHM99BD16L100 | Active
002467132 | FIXTURE,LIGHTING | 175W RoadLED (L100) 4K, High Mast c/w NEMA PE Cell, Major Road, EQTS 05-01-02 (scm) | GERARD | GERARD LIGHTING GROUP | PLHM99BD16L175 | Active
001141639 | LAMP,SODIUM | 400W, HP Clear Tube Vapour, E40 Cap, External Ignitor, EQTS 05-03-01 (scm) | PHILIPS | PHILIPS AUSTRALIA PTY LTD | 928487300098 | Active
000005025 | TRANSFORMER,VOLTAGE | 245kV, CVT, 50Hz, Post Type 1Ph Outdoor c/w Metering Accuracy Tests | KONCAR | KONCAR - ELECTRICAL INDUSTRY INC | M172170 | Active
002401321 | CLEVIS,SOCKET | 70kN, Forged Steel c/w Clevis Bolt, Nut, Humpy Back Pin & W Clip | TYCOELEC | TYCO ELECTRONICS | SC70A | Active
002401321 | CLEVIS,SOCKET | 70kN, Forged Steel c/w Clevis Bolt, Nut, Humpy Back Pin & W Clip | GREGSF | GREG SEWELL FORGINGS PTY LTD | SC70A | Active
000005034 | DESICCANT KIT | Desiccant Conversion Kit, Top Mounted Style, for ABB EDF SK1-1 CB | ABBAUST | ABB AUSTRALIA PTY LTD | PTHV-EDF007-R3 | Active
002432300 | NUMERAL,SIGN | (6 & 9) Pressed Al, 40mm W, 22mm H, Black on Yellow, EE Dwg 995129-01 (scm) | SUMMIT | SUMMIT GROUP | SF17PE4106/9 | Active
002466019 | FUSE,CARTRIDGE | 5A, 69kV, Boric Acid Filled, Standard Speed, suit SMD-1A Fuse Mounts | S&C ELEC | S&C ELECTRIC COMPANY | 446005R1 | Active
001757916 | SCREW,COACH | M12 x 130mm, Galv, Aust Std (P100) (scm) | THEBLTPL | THE BOLT PLACE | 1757916 | Active
002467140 | FIXTURE,LIGHTING | 300W RoadLED (L100) 4K, High Mast c/w NEMA PE Cell, Major Road, EQTS 05-01-02 (scm) | GERARD | GERARD LIGHTING GROUP | PLHM99BD16L300 | Active
002432342 | LETTER,SIGN | (B), Pressed Al, 40mm Wide, 22mm High, Black on Yellow, Ergon Dwg 995129-01 (scm) | SUMMIT | SUMMIT GROUP | SF17PE420B | Active
002465243 | INSULATION SLEEVING,ELECTRICAL | Heat Shrink Tubing, 13/6.5mm, 1.2m Lg, Red, Thin Wall, Flame Retardant, UV Stabilised | HAYMANS | HAYMANS ELECTRICAL | CAB XLP13RD/4FT | Active
002465243 | INSULATION SLEEVING,ELECTRICAL | Heat Shrink Tubing, 13/6.5mm, 1.2m Lg, Red, Thin Wall, Flame Retardant, UV Stabilised | T&BLTD | THOMAS & BETTS LTD (ABB GROUP) | T&BHSTW13R1.2 | Active
002465243 | INSULATION SLEEVING,ELECTRICAL | Heat Shrink Tubing, 13/6.5mm, 1.2m Lg, Red, Thin Wall, Flame Retardant, UV Stabilised | CABAC | CABAC (MANUFACTURER) | XLP13RD/4FT | Active
002465276 | INSULATION SLEEVING,ELECTRICAL | Heat Shrink Tubing, 13/6.5mm, 1.2m Lg, Yellow/Green, Thin Wall, Flame Retardant UV Stabilised | T&BLTD | THOMAS & BETTS LTD (ABB GROUP) | T&BHSTW13YG1.2 | Active
002465276 | INSULATION SLEEVING,ELECTRICAL | Heat Shrink Tubing, 13/6.5mm, 1.2m Lg, Yellow/Green, Thin Wall, Flame Retardant UV Stabilised | HAYMANS | HAYMANS ELECTRICAL | CAB XLP13YG/4FT | Active
002465276 | INSULATION SLEEVING,ELECTRICAL | Heat Shrink Tubing, 13/6.5mm, 1.2m Lg, Yellow/Green, Thin Wall, Flame Retardant UV Stabilised | CABAC | CABAC (MANUFACTURER) | XLP13YG/4FT | Active
002406347 | LAMP,SODIUM | 70W, HP Diffuse Elliptical Vapour, E27 Cap, Internal Ignitor, EQTS 05-03-01 (scm) | PHILIPS | PHILIPS AUSTRALIA PTY LTD | 928150108828 | Active
002467934 | FUSE,CARTRIDGE | 500V AC, HRC DIN Type, 80A, Size 2, Fast Acting gG | FUSECO | FUSECO POWER SOLUTIONS PTY LTD | NH2F-80 | Active
000005030 | TRANSFORMER,VOLTAGE | 145kV, IVT, 50Hz, Post Type 1Ph Outdoor c/w Metering Accuracy Tests | KONCAR | KONCAR - ELECTRICAL INDUSTRY INC | M172172 | Active
000016703 | ANTENNA | 3G/4G Log Periodic Antenna, 10dB c/w 10m Cable (Part A), 120cm Hockey Stick Mount (Part B), FME Connector & Red Heatshrink | RFIND | RF INDUSTRIES PTY LTD | LPDA7030-11-10FME+HS48 | Active
002401926 | LAMP,SODIUM | 150W, HP Diffuse Elliptical, E40 Cap, External Ignitor, EQTS 05-03-01 (scm) | PHILIPS | PHILIPS AUSTRALIA PTY LTD | 928486800091 | Active
001141599 | LAMP,SODIUM | 250W, HP Clear Tube Vapour, E40 Cap, External Ignitor, EQTS 05-03-01 (scm) | PHILIPS | PHILIPS AUSTRALIA PTY LTD | 928487200098 | Active
000000240 | CAPACITOR ASSEMBLY | Type CHD670B, 2.1uF, Capacitor Can, ABB | ABBAUST | ABB AUSTRALIA PTY LTD | CHD670B | Phasing
002404953 | FUSE LINK,EXPULSION | 50A, Class HXO, 69kV, 1300mm Lg | NGKSTANG | NGK STANGER PTY LTD | FLGE50 | Active
002462828 | WASHER,SEAL | Sealing Washer Injector, Hino JO8 Mechanical Parts | HINO | HINO MOTORS | SZ91015047 | Active
002462836 | SEAL | Seal Injector Pipe, Hino JO8 Mechanical Parts | HINO | HINO MOTORS | S237451020 | Active
002462984 | PIPE,EXHAUST | Exhaust Elbow, Engine, Hino JO8 Mechanical Parts | JORDBLLW | JORD BELLOWS INTERNATIONAL PTY LTD | 65 DMEJ-100-WL | Active
002464279 | INSERT KIT,SCREW THREAD | M12 Helicoil Thread Repair Kit c/w Inserts, Drill Bit, Tap, Installation Tool | GLBFAST | GLOBAL FASTENERS (QLD) PTY LTD | COIL35120 | Active
002465524 | MARKER,TUBE TYPE | Artline 17, Permanent Marker, Black (P12) | BLKWOODJ | J BLACKWOOD & SONS LIMITED | 01068355 | Active
002465524 | MARKER,TUBE TYPE | Artline 17, Permanent Marker, Black (P12) | ARTLINE | PELIKAN ARTLINE | 117001 | Active
002465540 | RUBBER SHEET,SOLID | Shear-Flex Isolator Pad, 450 x 450 x 10.5mm, Molded Elastomeric, Cross-Rib, Load Range 130-500kPa | HINO | HINO MOTORS | SAEM14000 | Active
002466084 | POWER SUPPLY SET | Compact HE Power System, Flatpack S (FPS) 48V, 1Ph, 230V, Smartpack S (SPS) Controller | ELTEK | ELTEK (A DELTA GROUP COMPANY) | CTOS02XXX | Active
002403734 | POLENAIL | Power Beam, Small, Type 23, Post Support, for Pole Reinstatement, Dwg PC16/306/2C (P5) | HUNTENG | HUNT ENGINEERING & STAFF | TYPE23 | Active
002427896 | CABLE BOX ASSEMBLY | LV, Air Cable Box, suit 22kV, 500kVA Groundmount Transformer c/w Busbar, Flexible Connections, Bolts & Nuts, ETS 02-03-02 Item 4 | WILSON | WILSON TRANSFORMER CO. PTY LTD | 874-0645-11-AA | Active
002451102 | CABLE,RADIO FREQUENCY | Comms EWP63 Feeder, 6.425 - 7.125 GHz, Corrugated Cu/PE Jacket, Black, Heliax Premium Elliptical Waveguide | COMMSINC | COMMSCOPE INC | EWP63-65 | Active
002457216 | SWITCH,TOGGLE | DPST On-Off, 25A@12V, 15A@24V, 10A@36V DC, 4 Blade Terminals, Mounting Stem Dia 12.5mm | MMELEC | MM ELECTRICAL MERCHANDISING | MME55017 | Active
002469096 | TRANSDUCER,PICKUP | Magnetic Pickup, Righ Hand, Scania DC13 Parts | SCANIA | SCANIA AUSTRIALIA | 1457303 | Active
002466076 | HARDWARE KIT | Pole/Wall Mount Kit, 15U Type 2, for IP55 ODU2 Outdoor Cabinet | ELTEK | ELTEK (A DELTA GROUP COMPANY) | 229765 | Active
002475259 | MODULE PLC | Omron CS1 Series, EtherNet/IP Unit, EIP21 | OMRON | OMRON ELECTRONICS PTY LTD | CS1W-EIP21 | Active
002464352 | ANTISEIZE COMPOUND | Loctite 771, Nickel Anti-seize Lubricant, 500g | BLKWOODJ | J BLACKWOOD & SONS LIMITED | 05893416 | Active
002464352 | ANTISEIZE COMPOUND | Loctite 771, Nickel Anti-seize Lubricant, 500g | HENKEL | HENKEL AUSTRALIA PTY LTD (LOCTITE BRAND) | 641488 | Active
002462794 | BEARING,BALL,ANNULAR | Deep Groove Bearing, Parallel Bore Type, 17mm ID, 40mm OD, 12mm W, 1 x Row, Sealed End Type, Steel, Hino JO8 Mechanical Parts | BSI | BEARING SERVICE INC | 6203 | Active
001032234 | FUSEHOLDER,BASE & CARRIER | Assembly c/w 1 x 32A Triple Pole Fuse Holder Preloaded with 3 x 6A 500V Fuse Link, G10 Type (Modular) 38 x 10mm Dia, 1 x 3 Modular Surface Enclosure, | AUSLEC | AUSLEC | CLIMER3PMULTI92SEAL | Active
002464105 | SETSCREW | M6 x 20mm, Hex Head, S/Steel Gde 316 | GLBFAST | GLOBAL FASTENERS (QLD) PTY LTD | SHXS6M060020SO | Active
002479343 | TEST SET,METER | Portable Test System, 3 Ph, Class 0.2, 10V to 300V, 1mA to 16A, 15VA per Phase, 273 x 247 x 178mm, 300V Cat III, for all meter types in EQL | EMH | ENERGIE-MESSTECHNIK GMBH (MANUFACTURER) | CHECKSYSTEM 2.3 | Active
000020182 | GLOVES | Leather Outer Glove, Size 13, Goat Skin, Velcro Strap, for Class 00 & 0 Gloves, AS/NZS2161.3:2005, EN388 & EN420 | LEGEND | LEGEND POWER SYSTEMS | 0019-13 | Active
002407088 | DECAL | ASBESTOS WARNING, 60 x 150mm | PRALSAFE | PROTECTOR ALSAFE | DECAS | Active
002478485 | FIXTURE,LIGHTING | LP Emergency, Argo Weatherproof 1200mm Batten, 240V, CTP, Tri-colour Dual LED Strip Module, 1265 x 121 x 88mm, IP65 | CLVRTRON | CLEVERTRONICS P/L (MANUFACTURER) | ARGO-1200-LP | Active
002478485 | FIXTURE,LIGHTING | LP Emergency, Argo Weatherproof 1200mm Batten, 240V, CTP, Tri-colour Dual LED Strip Module, 1265 x 121 x 88mm, IP65 | HAYMANS | HAYMANS ELECTRICAL | CLEARGO-1200-LP | Active
002464303 | ADHESIVE | Loctite 4471, Superbonder Prism, Instant Adhesive, 20g | HENKEL | HENKEL AUSTRALIA PTY LTD (LOCTITE BRAND) | 44740 | Active
002464303 | ADHESIVE | Loctite 4471, Superbonder Prism, Instant Adhesive, 20g | BLKWOODJ | J BLACKWOOD & SONS LIMITED | 01100957 | Active
001032212 | FUSEHOLDER,BASE & CARRIER | 550V AC, 32A, Back Wired, Black, suit NS Fuse Links | FUSECO | FUSECO POWER SOLUTIONS PTY LTD | FS32BW | Active
002451011 | NUMERAL,SIGN | (8) Numeral Size 25.4mm, Black on Yellow Reflective, Pressure Sensitive Marker 3M (Sht 70) (scm) | ALMETEK | ALMETEK INDUSTRIES INC | PS1.0 (8) | Active
002451615 | TEMPLATE,DRAFTING | MK10 Drilling Template, for Mounting Holes & Wiring Entry, 3mm Min Material Size, Clear Polycarbonate | NTHPLAST | NORTHERN PLASTIC SUPPLIES & FABRICATION | MK10-TEM | Active
002451672 | LETTER,SIGN | (X), 25.4mm, Black on Yellow Reflective, Pressure Sensitive Marker 3M (Sht 70) (scm) | ALMETEK | ALMETEK INDUSTRIES INC | PS1.0 (X) | Active
000455999 | PIN,INSULATOR | M24, C/200/11 x 165mm, ETS 01-01-01, Dwg 01-06-03 (P5) (scm) | BRITECH | BRI-TECH PTY LTD | C200/11 | Active
000455999 | PIN,INSULATOR | M24, C/200/11 x 165mm, ETS 01-01-01, Dwg 01-06-03 (P5) (scm) | GREGSF | GREG SEWELL FORGINGS PTY LTD | 455999 | Active
002425668 | SOCKET | Ring, 41mm, suit N4400LCK Torque Wrench, Bestool Kanon part 4400RCK41 Ring | SPECFORC | SPECIALISED FORCE PTY LTD | 4400RCK41 RING | Active
000456001 | PIN,INSULATOR | M24, C/200/11 x 200mm, ETS 01-01-01 Dwg 01-06-03 (P50) (scm) | GREGSF | GREG SEWELL FORGINGS PTY LTD | 456001 | Active
002403701 | HOLDER,REFLECTOR,CLEARANCE INDICATING | Yellow, Class 2, 100 x 50mm, Delineator, Al Backed | ARTCRAFT | ARTCRAFT PTY LTD (QLD) | SE04001CLASS1 | Active